16795 | Endodontic Obturation System EQ-V, EQ-V PACK Kit [set], EQ-V FULL GP [set], EQ-V FILL GP [set], EQ-V Fill needle (23G & 25G, 6ea) , EQ-V Fill needle (23G, 6ea) , EQ-V Fill needle (25G, 6ea), EQ-V Pack tip (40/03, 1ea), EQ-V Pack tip (50/04, 1ea), EQ-V Pack tip (60/05, 1ea), EQ-V Pack tip (60/05L, 1ea), EQ-V Pack tip (50/04 & 60/05, 2ea), EQ-V Pack tip (40/03 & 50/04, 2ea) | Albadent Group | 2024-07-02T00:00:00.000+02:00 | META SYSTEM CO., LTD. also doing business as S-Denti Co., Ltd. #1214-18, Sicox tower, 484, Dunchon-daero, Seongam-si, Gyeonggi-do, 13229, Korea | N/A, EQV022, EQV026, EQV027, EQV-F32, EQV-F35, EQV-F36, EQV-P34, EQV-P35, EQV-P36, EQV-P37, EQV-P38, EQV-P33 | Klasa IIa | Materiale qe perdoret per mbushjen e kanale dentare | Pajisje dentare
16796 | Pencil Brushes/Pencil Brush, One Knot, Black Bristle, Screw , Pencil Brushes/Pencil Brush, One Knot, Black Bristle, Pointed, Screw , Pencil Brushes/Pencil Brush, One Knot, Black Nylon, Flat trim, Screw, Microtuft Brushes /Microtuft, Extra White Nylon, RA, Microtuft Brushes /Microtuft, Pink Nylon, RA - Soft, Microtuft Brushes /Microtuft, Purple Nylon, RA - Medium, Microtuft Brushes /Microtuft, Blue Nylon, RA - Hard, Microtuft Brushes /Microtuft, Extra White Nylon, Screw, Microtuft Brushes /Microtuft, Pink Nylon, Screw - Soft, Microtuft Brushes /Microtuft, Purple Nylon, Screw - Medium, Microtuft Brushes /Microtuft, Blue Nylon, Screw – Hard, Junior Cup Brushes /Junior Cup, Dia Brush, Gold Cup, RA, Junior Cup Brushes /Junior Cup, Silicon Carbide, RA, Junior Cup Brushes /Junior Cup, Silicon Carbide, Gold Cup, RA, Pencil Brushes /Dia Brush, Pencil, RA, Gold Cup, Pencil Brushes /Dia Brush, Pencil, Pointed, RA Gold Cup, Pencil Brushes /Silicon Carbide, Pencil, RA, Pencil Brushes /Silicon Carbide, Pencil, Pointed, RA , Pencil Brushes /Silicon Carbide, Pencil, Gold Cup, RA , Pencil Brushes /Silicon Carbide, Pencil, Pointed, Gold Cup, RA , Pencil Brushes /Occlusal Brush Set Gold, Pencil Brushes /Dia Impregnated Brush Set, Prophy Polishing Brushes, Junior Cup Brushes/Junior Cup, White Bristle, RA, Junior Cup Brushes/Junior Cup, White Bristle, Screw, Junior Cup Brushes/Junior Cup, White Nylon, RA, Junior Cup Brushes/Junior Cup White Nylon, Screw , Junior Cup Brushes/Junior Cup, Pink Nylon, RA - Soft, Junior Cup Brushes/Junior Cup, Purple Nylon, RA - Medium, Junior Cup Brushes/Junior Cup, Blue Nylon, RA - Hard, Junior Cup Brushes/Junior Cup, Pink Nylon, Screw - Soft, Junior Cup Brushes/Junior Cup, Purple Nylon, Screw - Medium, Junior Cup Brushes/Junior Cup, Blue Nylon, Screw - Hard, Junior Cup Brushes/Junior Cup, White Nylon, Extra Soft (Gold Cup), RA, Junior Cup Brushes/Junior Cup, White Nylon, Extra Soft (Gold Cup), Screw, Junior Cup Brushes/Junior Polymer Cup, White Nylon, RA, Junior Cup Brushes/Junior Polymer Cup, Pink Nylon, RA - Soft, Junior Cup Brushes/Junior Polymer Cup, Purple Nylon, RA - Medium, Junior Cup Brushes/Junior Polymer Cup, Blue Nylon RA - Hard, Junior Cup Brushes/Prophy Brush Set, Pencil Brushes/Pencil Brush, One Knot, White Bristle, RA , Pencil Brushes/Pencil Brush, One Knot White Bristle, Pointed, RA , Pencil Brushes/Pencil Brush, One Knot, White Bristle, Screw , Pencil Brushes/Pencil Brush, One Knot, White Bristle, Pointed, Screw , Pencil Brushes/Pencil Brush, One Knot, White Nylon, RA , Pencil Brushes/Pencil Brush, One Knot, White Nylon, Pointed, RA, Pencil Brushes/Pencil Brush, One Knot, White Nylon, Screw , Pencil Brushes/Pencil Brush, One Knot, White Nylon, Pointed, Screw , Pencil Brushes/Pencil Brush, One Knot, Pink Nylon, RA - Soft, Pencil Brushes/Pencil Brush, One Knot, Pink Nylon, Pointed, RA - Soft, Pencil Brushes/Pencil Brush, One Knot, Purple Nylon, RA - Medium, Pencil Brushes/Pencil Brush, One Knot, Purple Nylon, Pointed, RA - Medium, Pencil Brushes/Pencil Brush, One Knot, Blue Nylon, RA - Hard, Pencil Brushes/Pencil Brush, One Knot, Blue Nylon, Pointed, RA - Hard, Pencil Brushes/Pencil Brush, One Knot, Pink Nylon, Screw - Soft, Pencil Brushes/Pencil Brush, One Knot, Pink Nylon, Pointed, Screw - Soft, Pencil Brushes/Pencil Brush, One Knot, Purple Nylon, Screw - Medium, Pencil Brushes/Pencil Brush, One Knot, Purple Nylon, Pointed, Screw - Medium, Pencil Brushes/Pencil Brush, One Knot, Blue Nylon, Screw - Hard, Pencil Brushes/Pencil Brush, One Knot, Blue Nylon, Pointed, Screw - Hard, Pencil Brushes/Pencil Brush, One Knot, Black Bristle, RA , Pencil Brushes/Pencil Brush, One Knot, Black Bristle, Pointed, RA | EURODENTA | 2024-06-24T00:00:00.000+02:00 | Stoddard Manufacturing Company Limited C BLACKHORSE ROAD, LETCHWORTH,HERTS,SG6 1HB,ENGLAND | KS/BBSC001, KS/BBSC002, KS/BNSC001, MT/XWNRA, MT/PKNRA, MT/PUNRA, MT/PBNRA, MT/XWNSC, MT/PKNSC, MT/PUNSC, MT/PBNSC, JC/DIA/A, JC/SICRA/B, JC/SICRA/G, KS/DIA/A/001, KS/DIA/A/002, KS/SICRA/C, KS/SICRA/D, KS/SICRA/E, KS/SICRA/F, SET3004, SET3022, N/A, JC/WBRA , JC/WBSC, JC/WNRA, JC/WNSC, JC/PKNRA, JC/PUNRA, JC/PBNRA, JC/PKNSC, JC/PUNSC, JC/PBNSC, JC/WNGRA, JC/WNGSC, JP/WNRA, JP/PKNRA, JP/PUNRA, JP/PBNRA, SET3026, KS/WBRA001, KS/WBRA002, KS/WBSC001, KS/WBSC002, KS/WNRA001, KS/WNRA002, KS/WNSC001, KS/WNSC002, KS/PKNRA001, KS/PKNRA002, KS/PUNRA001, KS/PUNRA002, KS/PBNRA001, KS/PBNRA002, KS/PKNSC001, KS/PKNSC002, KS/PUNSC001, KS/PUNSC002, KS/PBNSC001, KS/PBNSC002, KS/BBRA001, KS/BBRA002 | Klasa IIa | N/A, Furca dentare profesionale profilaktike | Pajisje dentare
16797 | UROGEN WELL D-ONE, 10 pannelli di prova 10 x 10 mL Soluzione Salina Sterile 10 Tamponi Sterili 1 x 25 mL Paraffina Liquida Sterile/ 10 test panels 10 x10 mL Sterile Saline Solution 10 Sterile swabs 1 x 25 mL Liquid Sterile Paraffin | FEDOS | 2024-06-24T00:00:00.000+02:00 | C.P.M. Compagnia per la Medicina S.R.L. Via Degli Olmetti 5 –00060 Formello – Roma - ITALIA | MS01281 | In vitro | Test analizues urine | Pajisje te diagnostifikimit in vitro
16798 | BRIGHT CAVITY LINER 1g, BRIGHT CAVITY LINER 2g, BRIGHT CAVITY LINER 2g x 2, BRIGHT CAVITY LINER 2g x 4, BRIGHT CAVITY LINER 500g, BRIGHT CAVITY LINER 1.5Kg, BRIGHT CAVITY LINER 2g x 50 | Primary Dental | 2024-06-25T00:00:00.000+02:00 | DMP Dental Industry S.A., Kalyvion Avenue, Markopoulo Industrial Zone, 19003 Attiki, Greece | 130111010, 130111020, 130111040, 130111080, 460119100, 460119200, 460118200 | Klasa IIa | Material dentar liner me fotopolimerizim si shtrese fundore ne mbushjet dentare | Pajisje dentare
16799 | BRIGHT TEMPORARY C&B 1:1 50ml/75g C3, BRIGHT TEMPORARY C&B 1:1 50ml/75g C4, BRIGHT TEMPORARY C&B 1:1 50ml/75g D2, BRIGHT TEMPORARY C&B 1:1 50ml/75g D3, BRIGHT TEMPORARY C&B 1:1 50ml/75g D4, BRIGHT TEMPORARY C&B 1:1 50ml/75g Incisal, BRIGHT TEMPORARY C&B 1:1 50ml/75g Universal, BRIGHT TEMPORARY C&B 1:1 50ml/75g A5, BRIGHT TEMPORARY C&B 1:1 50ml/75g Bleach Extra, BRIGHT TEMPORARY C&B 1:1 50ml/75g Bleach, BRIGHT TEMPORARY C&B 1:1 50ml/75g Opaque A3, BRIGHT TEMPORARY C&B 4:1 50ml A1, BRIGHT TEMPORARY C&B 4:1 50ml A2, BRIGHT TEMPORARY C&B 4:1 50ml A3, BRIGHT TEMPORARY C&B 4:1 50ml A3.5, BRIGHT TEMPORARY C&B 4:1 50ml B1, BRIGHT TEMPORARY C&B 4:1 50ml B2, BRIGHT TEMPORARY C&B 4:1 50ml B3, BRIGHT TEMPORARY C&B 4:1 50ml C1, BRIGHT TEMPORARY C&B 4:1 50ml C2, BRIGHT TEMPORARY C&B 4:1 50ml D2, BRIGHT TEMPORARY C&B 4:1 50ml Bleach Extra, BRIGHT TEMPORARY C&B 4:1 50ml Bleach, BRIGHT TEMPORARY C&B 10:1 50ml A1, BRIGHT TEMPORARY C&B 10:1 50ml A2, BRIGHT TEMPORARY C&B 10:1 50ml A3, BRIGHT TEMPORARY C&B 10:1 50ml A3.5, BRIGHT TEMPORARY C&B 10:1 50ml B1, BRIGHT TEMPORARY C&B 10:1 50ml B2, BRIGHT TEMPORARY C&B 10:1 50ml B3, BRIGHT TEMPORARY C&B 10:1 50ml C1, BRIGHT TEMPORARY C&B 10:1 50ml C2, BRIGHT TEMPORARY C&B 10:1 50ml D2, BRIGHT TEMPORARY C&B 10:1 50ml Bleach Extra, BRIGHT TEMPORARY C&B 10:1 50ml Bleach, BRIGHT TEMPORARY C&B 1:1 5ml/7.5g x 50 A1, BRIGHT TEMPORARY C&B 1:1 5ml/7.5g x 50 A2, BRIGHT TEMPORARY C&B 1:1 5ml/7.5g x 50 A3, BRIGHT TEMPORARY C&B 1:1 5ml/7.5g x 50 B1, BRIGHT TEMPORARY C&B 1:1 5ml/7.5g x 50 Bleach, BRIGHT TEMPORARY C&B 1:1 50ml/75g x 50 A1, BRIGHT TEMPORARY C&B 1:1 50ml/75g x 50 A2, BRIGHT TEMPORARY C&B 1:1 50ml/75g x 50 A3, BRIGHT TEMPORARY C&B 1:1 50ml/75g x 50 B1, BRIGHT TEMPORARY C&B 1:1 50ml/75g x 50 Bleach, BRIGHT TEMPORARY C&B 4:1 50ml x 50 A1, BRIGHT TEMPORARY C&B 4:1 50ml x 50 A2, BRIGHT TEMPORARY C&B 4:1 50ml x 50 A3, BRIGHT TEMPORARY C&B 4:1 50ml x 50 B1, BRIGHT TEMPORARY C&B 4:1 50ml x 50 Bleach, BRIGHT TEMPORARY C&B 10:1 50ml x 50 A1, BRIGHT TEMPORARY C&B 10:1 50ml x 50 A2, BRIGHT TEMPORARY C&B 10:1 50ml x 50 A3, BRIGHT TEMPORARY C&B 10:1 50ml x 50 B1, BRIGHT TEMPORARY C&B 10:1 50ml x 50 Bleach, BRIGHT TEMPORARY C&B 1:1 5ml/7.5g A1, BRIGHT TEMPORARY C&B 1:1 5ml/7.5g A2, BRIGHT TEMPORARY C&B 1:1 5ml/7.5g A3, BRIGHT TEMPORARY C&B 1:1 5ml/7.5g Opaque A2, BRIGHT TEMPORARY C&B 1:1 5ml/7.5g A3.5, BRIGHT TEMPORARY C&B 1:1 5ml/7.5g A4, BRIGHT TEMPORARY C&B 1:1 5ml/7.5g B1, BRIGHT TEMPORARY C&B 1:1 5ml/7.5g B2, BRIGHT TEMPORARY C&B 1:1 5ml/7.5g B3, BRIGHT TEMPORARY C&B 1:1 5ml/7.5g B4, BRIGHT TEMPORARY C&B 1:1 5ml/7.5g C1, BRIGHT TEMPORARY C&B 1:1 5ml/7.5g C2, BRIGHT TEMPORARY C&B 1:1 5ml/7.5g C3, BRIGHT TEMPORARY C&B 1:1 5ml/7.5g C4, BRIGHT TEMPORARY C&B 1:1 5ml/7.5g D2, BRIGHT TEMPORARY C&B 1:1 5ml/7.5g D3, BRIGHT TEMPORARY C&B 1:1 5ml/7.5g D4, BRIGHT TEMPORARY C&B 1:1 5ml/7.5g Incisal, BRIGHT TEMPORARY C&B 1:1 5ml/7.5g Universal, BRIGHT TEMPORARY C&B 1:1 5ml/7.5g A5, BRIGHT TEMPORARY C&B 1:1 5ml/7.5g Bleach Extra, BRIGHT TEMPORARY C&B 1:1 5ml/7.5g Bleach, BRIGHT TEMPORARY C&B 1:1 5ml/7.5g Opaque A3, BRIGHT TEMPORARY C&B 1:1 50ml/75g A1, BRIGHT TEMPORARY C&B 1:1 50ml/75g A2, BRIGHT TEMPORARY C&B 1:1 50ml/75g A3, BRIGHT TEMPORARY C&B 1:1 50ml/75g Opaque A2, BRIGHT TEMPORARY C&B 1:1 50ml/75g A3.5, BRIGHT TEMPORARY C&B 1:1 50ml/75g A4, BRIGHT TEMPORARY C&B 1:1 50ml/75g B1, BRIGHT TEMPORARY C&B 1:1 50ml/75g B2, BRIGHT TEMPORARY C&B 1:1 50ml/75g B3, BRIGHT TEMPORARY C&B 1:1 50ml/75g B4, BRIGHT TEMPORARY C&B 1:1 50ml/75g C1, BRIGHT TEMPORARY C&B 1:1 50ml/75g C2 | Primary Dental | 2024-06-25T00:00:00.000+02:00 | DMP Dental Industry S.A., Kalyvion Avenue, Markopoulo Industrial Zone, 19003 Attiki, Greece | 120120213, 120120214, 120120215, 120120216, 120120217, 120120219, 120120221, 120120222, 120120224, 120120225, 120120227, 120120301, 120120302, 120120303, 120120305, 120120307, 120120308, 120120309, 120120311, 120120312, 120120315, 120120324, 120120325, 120120401, 120120402, 120120403, 120120405, 120120407, 120120408, 120120409, 120120411, 120120412, 120120415, 120120424, 120120425, 450118601, 450118602, 450118603, 450118607, 450118625, 450118801, 450118802, 450118803, 450118807, 450118825, 450128801, 450128802, 450128803, 450128807, 450128825, 450138801, 450138802, 450138803, 450138807, 450138825, 120120101, 120120102, 120120103, 120120104, 120120105, 120120106, 120120107, 120120108, 120120109, 120120110, 120120111, 120120112, 120120113, 120120114, 120120115, 120120116, 120120117, 120120119, 120120121, 120120122, 120120124, 120120125, 120120127, 120120201, 120120202, 120120203, 120120204, 120120205, 120120206, 120120207, 120120208, 120120209, 120120210, 120120211, 120120212 | Klasa IIa | Material restaurativ per ndertime te elementeve provizore | Pajisje dentare
16800 | NANOCERAM-BRIGHT MULTI Opaque A2, NANOCERAM-BRIGHT MULTI - A, NANOCERAM-BRIGHT MULTI - B, NANOCERAM-BRIGHT MULTI - C, NANOCERAM-BRIGHT MULTI - D, NANOCERAM-BRIGHT MULTI - E, NANOCERAM-BRIGHT MULTI - F, NANOCERAM-BRIGHT MULTI - K, NANOCERAM-BRIGHT MULTI - U, NANOCERAM-BRIGHT MULTI - VE, NANOCERAM-BRIGHT MULTI - VF, NANOCERAM-BRIGHT MULTI - VG, NANOCERAM-BRIGHT MULTI - VH, NANOCERAM-BRIGHT MULTI - VI, NANOCERAM-BRIGHT MULTI - XH, NANOCERAM-BRIGHT MULTI - YB, NANOCERAM-BRIGHT MULTI - YH, NANOCERAM-BRIGHT MULTI - ZE, NANOCERAM-BRIGHT MULTI - ZF, NANOCERAM-BRIGHT MULTI – 9A, NANOCERAM-BRIGHT 2g A1, NANOCERAM-BRIGHT 2g A2, NANOCERAM-BRIGHT 2g A3, NANOCERAM-BRIGHT 2g A3.5, NANOCERAM-BRIGHT 0.25g x 3 A2, NANOCERAM-BRIGHT 0.25g x 3 A3, NANOCERAM-BRIGHT 0.25g x 5 A2, NANOCERAM-BRIGHT 0.25g x 5 A3, NANOCERAM-BRIGHT FLOW 2g A1, NANOCERAM-BRIGHT FLOW 2g A2, NANOCERAM-BRIGHT FLOW 2g A3, NANOCERAM-BRIGHT FLOW 2g Opaque A2, NANOCERAM-BRIGHT FLOW 2g A3.5, NANOCERAM-BRIGHT FLOW 2g A4, NANOCERAM-BRIGHT FLOW 2g B1, NANOCERAM-BRIGHT FLOW 2g B2, NANOCERAM-BRIGHT FLOW 2g B3, NANOCERAM-BRIGHT FLOW 2g B4, NANOCERAM-BRIGHT FLOW 2g C1, NANOCERAM-BRIGHT FLOW 2g C2, NANOCERAM-BRIGHT FLOW 2g C3, NANOCERAM-BRIGHT FLOW 2g C4, NANOCERAM-BRIGHT FLOW 2g D2, NANOCERAM-BRIGHT FLOW 2g D3, NANOCERAM-BRIGHT FLOW 2g D4, NANOCERAM-BRIGHT FLOW 2g Incisal, NANOCERAM-BRIGHT FLOW 2g Universal, NANOCERAM-BRIGHT FLOW 2g A5, NANOCERAM-BRIGHT FLOW 2g Bleach Extra, NANOCERAM-BRIGHT FLOW 2g Bleach, NANOCERAM-BRIGHT FLOW 2g Opaque A3, NANOCERAM-BRIGHT FLOW 2g x 2 A1, NANOCERAM-BRIGHT FLOW 2g x 2 A2, NANOCERAM-BRIGHT FLOW 2g x 2 A3, NANOCERAM-BRIGHT FLOW 2g x 2 Opaque A2, NANOCERAM-BRIGHT FLOW 2g x 2 A3.5, NANOCERAM-BRIGHT FLOW 2g x 2 A4, NANOCERAM-BRIGHT FLOW 2g x 2 B1, NANOCERAM-BRIGHT FLOW 2g x 2 B2, NANOCERAM-BRIGHT FLOW 2g x 2 B3, NANOCERAM-BRIGHT FLOW 2g x 2 B4, NANOCERAM-BRIGHT FLOW 2g x 2 C1, NANOCERAM-BRIGHT FLOW 2g x 2 C2, NANOCERAM-BRIGHT FLOW 2g x 2 C3, NANOCERAM-BRIGHT FLOW 2g x 2 C4, NANOCERAM-BRIGHT FLOW 2g x 2 D2, NANOCERAM-BRIGHT FLOW 2g x 2 D3, NANOCERAM-BRIGHT FLOW 2g x 2 D4, NANOCERAM-BRIGHT FLOW 2g x 2 Incisal, NANOCERAM-BRIGHT FLOW 2g x 2 Universal, NANOCERAM-BRIGHT FLOW 2g x 2 A5, NANOCERAM-BRIGHT FLOW 2g x 2 Bleach Extra, NANOCERAM-BRIGHT FLOW 2g x 2 Bleach, NANOCERAM-BRIGHT FLOW 2g x 2 Opaque A3, NANOCERAM-BRIGHT FLOW 2g x 4 A1, NANOCERAM-BRIGHT FLOW 2g x 4 A2, NANOCERAM-BRIGHT FLOW 2g x 4 A3, NANOCERAM-BRIGHT FLOW 2g x 4 A3.5, NANOCERAM-BRIGHT FLOW 2g x 4 B1, NANOCERAM-BRIGHT FLOW 2g x 4 B2, NANOCERAM-BRIGHT FLOW 2g x 4 - A, NANOCERAM-BRIGHT FLOW 2g x 4 - B, NANOCERAM-BRIGHT FLOW 2g x 4 - C, NANOCERAM-BRIGHT FLOW 2g x 4 - D, NANOCERAM-BRIGHT FLOW 2g x 4 - E, NANOCERAM-BRIGHT FLOW 2g x 4 - F, NANOCERAM-BRIGHT FLOW 2g x 4 - G, NANOCERAM-BRIGHT FLOW 2g x 4 - H, NANOCERAM-BRIGHT FLOW 2g x 4 - I, NANOCERAM-BRIGHT FLOW 2g x 4 - J, NANOCERAM-BRIGHT FLOW 2g x 4 - K, NANOCERAM-BRIGHT FLOW 2g x 4 - L, NANOCERAM-BRIGHT FLOW 2g x 4 - M, NANOCERAM-BRIGHT FLOW 2g x 4 - N, NANOCERAM-BRIGHT FLOW 2g x 4 - O, NANOCERAM-BRIGHT FLOW 2g x 4 - P, NANOCERAM-BRIGHT FLOW 2g x 4 - Q, NANOCERAM-BRIGHT FLOW 2g x 4 - S, NANOCERAM-BRIGHT FLOW 2g x 4 - U, NANOCERAM-BRIGHT FLOW 2g x 4 - V, NANOCERAM-BRIGHT FLOW 2g x 4 - X, NANOCERAM-BRIGHT FLOW 2g x 4 - Y, NANOCERAM-BRIGHT FLOW 2g x 4 - ZA, NANOCERAM-BRIGHT FLOW 2g x 4 - ZM, NANOCERAM-BRIGHT FLOW 1g A1, NANOCERAM-BRIGHT FLOW 1g A2, NANOCERAM-BRIGHT FLOW 1g A3, NANOCERAM-BRIGHT 500g A1, NANOCERAM-BRIGHT 500g A2, NANOCERAM-BRIGHT 500g A3, NANOCERAM-BRIGHT 500g A3.5, NANOCERAM-BRIGHT 500g B1, NANOCERAM-BRIGHT 500g B2, NANOCERAM-BRIGHT 500g B3, NANOCERAM-BRIGHT 500g C1, NANOCERAM-BRIGHT 500g C2, NANOCERAM-BRIGHT 500g Opaque A2, NANOCERAM-BRIGHT 500g Opaque A3, NANOCERAM-BRIGHT 500g Bleach, NANOCERAM-BRIGHT 500g Bleach Extra, NANOCERAM-BRIGHT 500g Incisal, NANOCERAM-BRIGHT 1.5kg A1, NANOCERAM-BRIGHT 1.5kg A2, NANOCERAM-BRIGHT 1.5kg A3, NANOCERAM-BRIGHT 1.5kg A3.5, NANOCERAM-BRIGHT 1.5kg B1, NANOCERAM-BRIGHT 1.5kg B2, NANOCERAM-BRIGHT 1.5kg B3, NANOCERAM-BRIGHT 1.5kg C1, NANOCERAM-BRIGHT 1.5kg C2, NANOCERAM-BRIGHT 1.5kg Opaque A2, NANOCERAM-BRIGHT 1.5kg Opaque A3, NANOCERAM-BRIGHT 1.5kg Bleach, NANOCERAM-BRIGHT 1.5kg Bleach Extra, NANOCERAM-BRIGHT 1.5kg Incisal, NANOCERAM-BRIGHT 4g x 50 A1, NANOCERAM-BRIGHT 4g x 50 A2, NANOCERAM-BRIGHT 4g x 50 A3, NANOCERAM-BRIGHT 4g x 50 A3.5, NANOCERAM-BRIGHT 4g x 50 B1, NANOCERAM-BRIGHT 4g x 50 B2, NANOCERAM-BRIGHT 4g x 50 B3, NANOCERAM-BRIGHT 4g x 50 C1, NANOCERAM-BRIGHT 4g x 50 C2, NANOCERAM-BRIGHT 4g x 50 Opaque A2, NANOCERAM-BRIGHT 4g x 50 Opaque A3, NANOCERAM-BRIGHT 4g x 50 Bleach, NANOCERAM-BRIGHT 4g x 50 Bleach Extra, NANOCERAM-BRIGHT 4g x 50 Incisal, NANOCERAM-BRIGHT FLOW 500g A1, NANOCERAM-BRIGHT FLOW 500g A2, NANOCERAM-BRIGHT FLOW 500g A3, NANOCERAM-BRIGHT FLOW 500g A3.5, NANOCERAM-BRIGHT FLOW 500g B1, NANOCERAM-BRIGHT FLOW 500g B2, NANOCERAM-BRIGHT FLOW 500g Opaque A2, NANOCERAM-BRIGHT FLOW 500g Bleach Extra, NANOCERAM-BRIGHT FLOW 1.5kg A1, NANOCERAM-BRIGHT FLOW 1.5kg A2, NANOCERAM-BRIGHT FLOW 1.5kg A3, NANOCERAM-BRIGHT FLOW 1.5kg A3.5, NANOCERAM-BRIGHT FLOW 1.5kg B1, NANOCERAM-BRIGHT FLOW 1.5kg B2, NANOCERAM-BRIGHT FLOW 1.5kg Opaque A2, NANOCERAM-BRIGHT FLOW 1.5kg Bleach Extra, NANOCERAM-BRIGHT FLOW 2g x 50 A1, NANOCERAM-BRIGHT FLOW 2g x 50 A2, NANOCERAM-BRIGHT FLOW 2g x 50 A3, NANOCERAM-BRIGHT FLOW 2g x 50 A3.5, NANOCERAM-BRIGHT FLOW 2g x 50 B1, NANOCERAM-BRIGHT FLOW 2g x 50 B2, NANOCERAM-BRIGHT FLOW 2g x 50 Opaque A2, NANOCERAM-BRIGHT FLOW 2g x 50 Bleach Extra, NANOCERAM-BRIGHT 4g x 4 - L, NANOCERAM-BRIGHT 4g x 4 - M, NANOCERAM-BRIGHT 4g x 4 - N, NANOCERAM-BRIGHT 4g x 4 - O, NANOCERAM-BRIGHT 4g x 4 - P, NANOCERAM-BRIGHT 4g x 4 - Q, NANOCERAM-BRIGHT 4g x 4 - S, NANOCERAM-BRIGHT 4g x 4 - U, NANOCERAM-BRIGHT 4g x 4 - V, NANOCERAM-BRIGHT 4g x 4 - X, NANOCERAM-BRIGHT 4g x 4 - Y, NANOCERAM-BRIGHT 4g x 4 - ZA, NANOCERAM-BRIGHT 4g x 4 - ZM, NANOCERAM-BRIGHT 4g x 4 - ZO, NANOCERAM-BRIGHT 4g x 4 - ZU, NANOCERAM-BRIGHT 4g x 4 - ZX, NANOCERAM-BRIGHT SMART A1, NANOCERAM-BRIGHT SMART A2, NANOCERAM-BRIGHT SMART A3, NANOCERAM-BRIGHT SMART A3.5, NANOCERAM-BRIGHT SMART B1, NANOCERAM-BRIGHT SMART B2, NANOCERAM-BRIGHT SMART Incisal, NANOCERAM-BRIGHT SMART Bleach, NANOCERAM-BRIGHT SMART Bleach Extra, NANOCERAM-BRIGHT SMART Opaque A2, NANOCERAM-BRIGHT INTRO A1, NANOCERAM-BRIGHT INTRO A2, NANOCERAM-BRIGHT INTRO A3, NANOCERAM-BRIGHT INTRO A3.5, NANOCERAM-BRIGHT INTRO B1, NANOCERAM-BRIGHT INTRO B2, NANOCERAM-BRIGHT INTRO Bleach, NANOCERAM-BRIGHT INTRO Bleach Extra, NANOCERAM-BRIGHT INTRO Opaque A2, NANOCERAM-BRIGHT INTRO - A, NANOCERAM-BRIGHT INTRO - C, NANOCERAM-BRIGHT INTRO - E, NANOCERAM-BRIGHT INTRO - F, NANOCERAM-BRIGHT INTRO - J, NANOCERAM-BRIGHT INTRO - K, NANOCERAM-BRIGHT INTRO - L, NANOCERAM-BRIGHT INTRO - ZR, NANOCERAM-BRIGHT INTRO - ZU, NANOCERAM-BRIGHT INTRO - ZW, NANOCERAM-BRIGHT INTRO - 5A, NANOCERAM-BRIGHT MULTI A1, NANOCERAM-BRIGHT MULTI A2, NANOCERAM-BRIGHT MULTI A3, NANOCERAM-BRIGHT MULTI A3.5, NANOCERAM-BRIGHT MULTI B1, NANOCERAM-BRIGHT MULTI B2, NANOCERAM-BRIGHT MULTI Bleach, NANOCERAM-BRIGHT MULTI Bleach Extra, NANOCERAM-BRIGHT 4g A1, NANOCERAM-BRIGHT 4g A2, NANOCERAM-BRIGHT 4g A3, NANOCERAM-BRIGHT 4g Opaque A2, NANOCERAM-BRIGHT 4g A3.5, NANOCERAM-BRIGHT 4g A4, NANOCERAM-BRIGHT 4g B1, NANOCERAM-BRIGHT 4g B2, NANOCERAM-BRIGHT 4g B3, NANOCERAM-BRIGHT 4g B4, NANOCERAM-BRIGHT 4g C1, NANOCERAM-BRIGHT 4g C2, NANOCERAM-BRIGHT 4g C3, NANOCERAM-BRIGHT 4g C4, NANOCERAM-BRIGHT 4g D2, NANOCERAM-BRIGHT 4g D3, NANOCERAM-BRIGHT 4g D4, NANOCERAM-BRIGHT 4g Incisal, NANOCERAM-BRIGHT 4g Universal, NANOCERAM-BRIGHT 4g A5, NANOCERAM-BRIGHT 4g Bleach Extra, NANOCERAM-BRIGHT 4g Bleach, NANOCERAM-BRIGHT 4g Opaque A3, NANOCERAM-BRIGHT 0.25g x 20 A1, NANOCERAM-BRIGHT 0.25g x 20 A2, NANOCERAM-BRIGHT 0.25g x 20 A3, NANOCERAM-BRIGHT 0.25g x 20 Opaque A2, NANOCERAM-BRIGHT 0.25g x 20 A3.5, NANOCERAM-BRIGHT 0.25g x 20 A4, NANOCERAM-BRIGHT 0.25g x 20 B1, NANOCERAM-BRIGHT 0.25g x 20 B2, NANOCERAM-BRIGHT 0.25g x 20 B3, NANOCERAM-BRIGHT 0.25g x 20 B4, NANOCERAM-BRIGHT 0.25g x 20 C1, NANOCERAM-BRIGHT 0.25g x 20 C2, NANOCERAM-BRIGHT 0.25g x 20 C3, NANOCERAM-BRIGHT 0.25g x 20 C4, NANOCERAM-BRIGHT 0.25g x 20 D2, NANOCERAM-BRIGHT 0.25g x 20 D3, NANOCERAM-BRIGHT 0.25g x 20 D4, NANOCERAM-BRIGHT 0.25g x 20 Incisal, NANOCERAM-BRIGHT 0.25g x 20 Universal, NANOCERAM-BRIGHT 0.25g x 20 A5, NANOCERAM-BRIGHT 0.25g x 20 Bleach Extra, NANOCERAM-BRIGHT 0.25g x 20 Bleach, NANOCERAM-BRIGHT 0.25g x 20 Opaque A3, NANOCERAM-BRIGHT 4g x 4 A1, NANOCERAM-BRIGHT 4g x 4 A2, NANOCERAM-BRIGHT 4g x 4 A3, NANOCERAM-BRIGHT 4g x 4 A3.5, NANOCERAM-BRIGHT 4g x 4 B1, NANOCERAM-BRIGHT 4g x 4 B2, NANOCERAM-BRIGHT 4g x 4 Bleach, NANOCERAM-BRIGHT 4g x 4 Bleach Extra, NANOCERAM-BRIGHT 4g x 4 Opaque A2, NANOCERAM-BRIGHT 4g x 4 - A, NANOCERAM-BRIGHT 4g x 4 - B, NANOCERAM-BRIGHT 4g x 4 - C, NANOCERAM-BRIGHT 4g x 4 - D, NANOCERAM-BRIGHT 4g x 4 - E, NANOCERAM-BRIGHT 4g x 4 - F, NANOCERAM-BRIGHT 4g x 4 - G, NANOCERAM-BRIGHT 4g x 4 - H, NANOCERAM-BRIGHT 4g x 4 - I, NANOCERAM-BRIGHT 4g x 4 - J, NANOCERAM-BRIGHT 4g x 4 - K | Primary Dental | 2024-06-25T00:00:00.000+02:00 | DMP Dental Industry S.A., Kalyvion Avenue, Markopoulo Industrial Zone, 19003 Attiki, Greece | 160111284, 160111203, 160111204, 160111205, 160111202, 160111206, 160111201, 160111211, 160111221, 1601112132, 1601112133, 1601112135, 1601112134, 1601112136, 160111260, 1601112101, 1601112107, 160111231, 160111232, 160111603, 160112401, 160112402, 160112403, 160112405, 160122402, 160122403, 160122602, 160122603, 170112401, 170112402, 170112403, 170112404, 170112405, 170112406, 170112407, 170112408, 170112409, 170112410, 170112411, 170112412, 170112413, 170112414, 170112415, 170112416, 170112417, 170112419, 170112421, 170112422, 170112424, 170112425, 170112427, 170112301, 170112302, 170112303, 170112304, 170112305, 170112306, 170112307, 170112308, 170112309, 170112310, 170112311, 170112312, 170112313, 170112314, 170112315, 170112316, 170112317, 170112319, 170112321, 170112322, 170112324, 170112325, 170112327, 170112781, 170112782, 170112783, 170112785, 170112787, 170112788, 170112701, 170112702, 170112703, 170112704, 170112705, 170112706, 170112707, 170122708, 170112709, 170112710, 170112711, 170112112, 170112713, 170112714, 170112715, 170112716, 170112717, 170112719, 170112721, 170112722, 170112724, 170112725, 170112727, 170112739, 170113401, 170113402, 170113403, 420119101, 420119102, 420119103, 420119105, 420119107, 420119108, 420119109, 420119111, 420119112, 420119104, 420119127, 420119125, 420119124, 420119119, 420119201, 420119202, 420119203, 420119205, 420119207, 420119208, 420119209, 420119211, 420119212, 420119204, 420119227, 420119225, 420119224, 420119219, 420118401, 420118402, 420118403, 420118405, 420118407, 420118408, 420118409, 420118411, 420118412, 420118404, 420118427, 420118425, 420118424, 420118419, 420129101, 420129102, 420129103, 420129105, 420129107, 420129108, 420129104, 420129124, 420129201, 420129202, 420129203, 420129205, 420129207, 420129208, 420129204, 420129224, 420128201, 420128202, 420128203, 420128205, 420128207, 420128208, 420128204, 420128224, 160111712, 160111713, 160111714, 160111715, 160111716, 160111717, 160111719, 160111721, 160111722, 160111724, 160111725, 160111727, 160111739, 160111741, 160111747, 160111750, 160111501, 160111502, 160111503, 160111505, 160111507, 160111508, 160111519, 160111525, 160111524, 160111518, 160111181, 160111182, 160111183, 160111185, 160111187, 160111188, 160111180, 160111179, 160111184, 160111101, 160111103, 160111105, 160111106, 160111110, 160111111, 160111112, 160111144, 160111147, 160111149, 160111605, 160111281, 160111282, 160111283, 160111285, 160111287, 160111288, 160111280, 160111279, 160111401, 160111402, 160111403, 160111404, 160111405, 160111406, 160111407, 160111408, 160111409, 160111410, 160111411, 160111412, 160111413, 160111414, 160111415, 160111416, 160111417, 160111419, 160111421, 160111422, 160111424, 160111425, 160111427, 160122501, 160122502, 160122503, 160122504, 160122505, 160122506, 160122507, 160122508, 160122509, 160122510, 160122511, 160122512, 160122513, 160122514, 160122515, 160122516, 160122517, 160122519, 160122521, 160122522, 160122524, 160122525, 160122527, 160111781, 160111782, 160111783, 160111785, 160111787, 160111788, 160111780, 160111779, 160111784, 160111701, 160111702, 160111703, 160111704, 160112705, 160111706, 160111707, 160111708, 160111709, 160111710, 160111711 | Klasa IIa | Kompozit I polimerizueshem nanohibrid per restaurime dentare | Pajisje dentare
16801 | DMP PIT & FISSURE SEALANT 2g x 50 White, DMP PIT & FISSURE SEALANT 2g x 50 Universal, DMP PIT & FISSURE SEALANT 1g Opaque, DMP PIT & FISSURE SEALANT 2g Opaque, DMP PIT & FISSURE SEALANT CC 2g Opaque, DMP PIT & FISSURE SEALANT 2g White, DMP PIT & FISSURE SEALANT 2g Universal, DMP PIT & FISSURE SEALANT 2g x 2 Opaque, DMP PIT & FISSURE SEALANT CC 2g x 2 Opaque, DMP PIT & FISSURE SEALANT 2g x 2 White, DMP PIT & FISSURE SEALANT 2g x 2 Universal, DMP PIT & FISSURE SEALANT 2g x 4 Opaque, DMP PIT & FISSURE SEALANT CC 2g x 4 Opaque, DMP PIT & FISSURE SEALANT 2g x 4 White, DMP PIT & FISSURE SEALANT 2g x 4 Universal, DMP PIT & FISSURE SEALANT SMART Opaque, DMP PIT & FISSURE SEALANT 500g Opaque, DMP PIT & FISSURE SEALANT CC 500g Opaque, DMP PIT & FISSURE SEALANT 500g White, DMP PIT & FISSURE SEALANT 500g Universal, DMP PIT & FISSURE SEALANT 1.5Kg Opaque, DMP PIT & FISSURE SEALANT CC 1.5Kg Opaque, DMP PIT & FISSURE SEALANT 1.5Kg White, DMP PIT & FISSURE SEALANT 1.5Kg Universal, DMP PIT & FISSURE SEALANT 2g x 50 Opaque, DMP PIT & FISSURE SEALANT CC 2g x 50 Opaque | Primary Dental | 2024-06-25T00:00:00.000+02:00 | DMP Dental Industry S.A., Kalyvion Avenue, Markopoulo Industrial Zone, 19003 Attiki, Greece | 430118220, 430118221, 150113418, 150112418, 150112418C, 150112420, 150112421, 150112318, 150112318C, 150112320, 150112321, 150112718, 150112718C, 150112720, 150112721, 150112518, 430119118, 430119118C, 430119120, 430119121, 430119218, 430119218C, 430119220, 430119221, 430118218, 430118218C | Klasa IIa | Material fotopolimerizues per silanizimin dhe mbrojtjen e struktures dhembore | Pajisje dentare
16802 | DISPOSABLE BONE BIOPSY NEEDLE FOR ILIAC CREST MARROW ASPIRATION, "T" HANDLE XX G x YY/YY mm PILXXYY/YY (ALPHANUMERIC CODE) | EUROMED | 2024-06-24T00:00:00.000+02:00 | MDL srl, Via Tavani 1/A 23014 Delebio, Sondrio, Italy | DISPOSABLE BONE BIOPSY NEEDLE FOR ILIAC CREST MARROW ASPIRATION, "T" HANDLE XX G x YY/YY mm PILXXYY/YY (ALPHANUMERIC CODE) | Klasa IIa | Age njeperdorimeshme per biopsine e palces se kockes me doreze "T" | Tjeter
16803 | Sterile urinary catheter for single use (Nelaton Catheter ) Tipi : Paediatric male ,Paediatric Female ,Male ,Female Code :F511010,F511012,F511014,F511016,F511018,F510008,F510010,F510012,F510014,F510016 Sterile urinary catheter for single use (Foley catheter ,Silicone catheter ) Type :1-Way,2-Way,3-Way Code :S512212,S512214,S512216,S512218,S512220,S512222,S512224,S512318,S512320, S512322, S512324, 513216,513218,513220,513222,513224 | EUROMED | 2024-06-24T00:00:00.000+02:00 | Jiangsu suyun medical materials co No 18jin qiao road dapu industrial park 222002 lianyungang Jiangsu province PPch postal code 222002 | Sterile urinary catheter for single use (Nelaton catheter ,Foley catheter and silicone catheter Sterile urinary catheter for single use (Nelaton catheter Paediatric male Paediatric female Male ,fem | Klasa IIa | Kateter urinar I cili futet ne uretren e pacientit kur nuk arrijne te urinojne normalisht /vete . | Pajisje nje perdorimeshe
16804 | Disposable Endoscopic Specimen Retrieval Bags (RYQW40), Disposable Endoscopic Specimen Retrieval Bags (RYQW60), Disposable Endoscopic Specimen Retrieval Bags (RYQW80), Disposable Endoscopic Specimen Retrieval Bags (RYQW100), Disposable Endoscopic Specimen Retrieval Bags (RYQW130) | T R I M E D | 2024-06-27T00:00:00.000+02:00 | Jiangsu Ripe Medical Instruments Technology Co., Ltd. No. 21 Xinxing Road, Economic and Technological Development Zone, Jingjiang 214500, Jiangsu, P.R. China | Disposable Endoscopic Specimen Retrieval Bags (RYQW40), Disposable Endoscopic Specimen Retrieval Bags (RYQW60), Disposable Endoscopic Specimen Retrieval Bags (RYQW80), Disposable Endoscopic Specimen Retrieval Bags (RYQW100), Disposable Endoscopic Specimen Retrieval Bags (RYQW130) | Klasa IIa | Disposable Endoscopic Specimen Retrieval Bags janë pajisje mjekësore njëpërdorimshe që kanë qëllim të ndihmojnë në marrjen e indeve te infektuar ose gurë të dyshimtë tëmthit gjatë procedurave endoskopike. | Pajisje nje perdorimeshe
16805 | Introducer Sheath Kits/Radial Artery Sheath without hydrophilic coating (1.5mm-2.4mm).Metalguide wire,Puncture Needle,Scalpel, Introducer Sheath Kits/Femoral Artery Sheath without hydrophilic coating (1.5mm-3.7mm) Metal guidewire with straightener Puncture needle,Scalpel, Introducer Sheath Kits/Radial Artery Sheath without hydrophilic coating (1.5mm-2.4mm).Polyurethane guidewire,Trocar Needle,Scalpel, Introducer Sheath Kits/Radial Artery Sheath without hydrophilic coating (1.5mm-2.4mm).Metalguide wire,Trocar Needle,Scalpel, Introducer Sheath Kits/Femoral Artery Hydrophilic Coating Sheath (1.8mm,2.1mm).Polyurethane guidewire,Trocar Needle,Scalpel, Introducer Sheath Kits/Femoral Artery Sheath without hydrophilic coating (1.5mm-3.7mm) Polyurethane guidewire ,Trocar needle ,Scalpel, Introducer Sheath Kits/Radial Artery Hydrophilic Coating Sheath (1.8mm,2.1mm).Polyurethane guidewire,Trocar Needle,Scalpel, Introducer Sheath Kits/Radial Artery Hydrophilic coating Sheath (1.8mm,2.1mm).Metal guidewire,Trocar Needle,Scalpel, Introducer Sheath Kits/Radial Artery Hydrophilic coating Sheath (1.8mm,2.1mm).Metal guidewire,Puncture Needle,Scalpel, Introducer Sheath Kits/Femoral Artery Hydrophilic Coating Sheath (1.8mm,2.1mm).Metal guidewire with straightener,Puncture Needle,Scalpel | O.E.S DISTRIMED | 2024-06-26T00:00:00.000+02:00 | Beijing Demax Medical Technology Co.Ltd A13-7,Jingshengnansi Street,Tongzhou district,101102 Beijing,P.R.China | DQ07152120M, DQ071521210LM, DQ07182120M, DQ071821210LM, DQ07232120M80, DQ072321210LM80, DQ04082121M, DQ04112121M, DQ04132121M, DQ04152121M, DQ04182121M, DQ04232121M80, DQ05082121M, DQ05112121M, DQ05132121M, DQ05152121M, DQ05182121M, DQ05232121M80, DQ06082121M, DQ06112121M, DQ06132121M, DQ06152121M, DQ06182121M, DQ06232121M80, DQ07082121M, DQ07112121M, DQ07132121M, DQ07152121M, DQ04113818M, DQ04133818M, DQ04153818M, DQ04183818M, DQ04233818M80, DQ05083818M, DQ05113818M, DQ05133818M, DO05153818M, DQ05183818M, DQ05233818M80, DQ06083818M, DQ06113818M, D006133818M, DQ06153818M, DQ06183818M, DQ06233818M80, DQ07083818M, DQ07113818M, DQ07133818M, DQ07153818M, DQ07183818M, DQ07233818M80, DQ08083818M, DQ08113818M, DQ08133818M, DQ07182121M, DQ07232121M80, DXQ04082120M, DXQ04082120LM, DXQ04112120M, DXQ04112120LM, DXQ04132120M, DXQ04132120LM, DXQ04152120M, DXQ04152120LM, DXQ04182120M, DXQ04182120LM, DXQ04232120M80, DXQ04232120LM80, DXQ04082520M, DXQ04082520LM, DXQ04112520M, DXQ04112520LM, DXQ04132520M, DXQ04132520LM, DXQ04152520M, DXQ04152520LM, DXQ04182520M, DXQ04182520LM, DXQ04232520M80, DXQ04232520LM80, DXQ05082120M, DXQ05082120LM, DXQ05112120M, DXQ05112120LM, DXQ05132120M, DXQ05132120LM, DXQ05152120M, DXQ05152120LM, DXQ05182120M, DXQ05182120LM, DXQ05232120M80, DXQ05232120LM80, DXQ05082520M, DXQ05082520LM, DXQ05112520M, DXQ05112520LM, DXQ05132520M, DXQ05132520LM, DXQ05152520M, DXQ05152520LM, DXQ05182520M, DXQ05182520LM, DXQ05232520M80, DXQ05232520LM80, DXQ06082120M, DXQ06082120LM, DXQ06112120M, DXQ06112120LM, DXQ06132120M, DXQ06132120LM, DXQ06152120M, DXQ06152120LM, DX006182120M, DXQ06182120LM, DXQ06232120M80, DXQ06232120LM80, DXQ06082520M, DXQ06082520LM, DXQ06112520M, DXQ06112520LM, DXQ06132520M, DXQ06132520LM, DXQ06152520M, DXQ06152520LM, DXQ06182520M, DXQ06182520LM, DXQ06232520M80, DXQ06232520LM80, DXQ07082120M, DXQ07082120LM, DXQ07112120M, DXQ07112120LM, DXQ07132120M, DXQ07132120LM, DXQ07152120M, DXQ07152120LM, DXO07182120M, DXQ07182120LM, DXQ07232120M80, DXQ07232120LM80, DXQ07082520M, DXQ07082520LM, DXQ07112520M, DXQ07112520LM, DXQ07132520M, DXQ07132520LM, DXQ07152520M, DXQ07152520LM, DXQ07182520M, DXQ07182520LM, DXQ07232520M80, DXQ07232520LM80, DQ04083818M, DQ04082120M, DQ04082120LM, DQ04112120M, DQ041121210LM, DQ04132120M, DQ041321210LM, DQ04152120M, DQ041521210LM, DQ04182120M, DQ041821210LM, DQ04232120M80, DQ042321210LM80, DQ05082120M, DQ05082120LM, DQ05112120M, DQ051121210LM, DQ05132120M, DQ051321210LM, DQ05152120M, DQ051521210LM, DQ05182120M, DQ051821210LM, DQ05232120M80, DQ052321210LM80, DQ06082120M, DQ06082120LM, DQ06112120M, DQ061121210LM, DQ06132120M, DQ061321210LM, DQ06152120M, DQ061521210LM, DQ06182120M, DQ061821210LM, DQ06232120M80, DQ062321210LM80, DQ07082120M, DQ07082120LM, DQ07112120M, DQ071121210LM, DQ07132120M, DQ071321210LM, DXQ06182520L, DXQ0623252080, DXQ06232520L80, DXQ05083518, DXQ05083518L, DXQ05113518, DXQ05113518L, DXQ05133518, DXQ05133518L, DXQ05153518, DXQ05153518L, DXQ05183518, DXQ05183518L, DXQ0523351880, DXQ0523351880L80, DXQ06083518, DXQ06083518L, DXQ06113518, DXQ06113518L, DXQ06133518, DXQ06133518L, DXQ06153518, DXQ06153518L, DXQ06183518, DXQ06183518L, DXQ0623351880, DXQ0623351880L80, DXQ05153518M, DXQ05153518LM, DXQ05183518M, DXQ05183518LM, DXQ05233518M80, DXQ05233518LM80, DXQ06083518M, DXQ06083518LM, DXQ06113518M, DXQ06113518LM, DXQ06133518M, DXQ06133518LM, DXQ06153518M, DXQ06153518LM, DXQ06183518M, DXQ06183518LM, DXO06233518M80, DXQ06233518LM80, DXQ07083518M, DXQ07083518LM, DXQ07113518M, DXQ07113518LM, DXQ07133518M, DXQ07133518LM, DXQ07153518M, DXQ07153518LM, DXQ05152120, DXQ05152120L, DXQ05182120, DXQ05182120L, DXQ0523212080, DXQ05232120L80, DXQ05082520, DXQ05082520L, DXQ05112520, DXQ05112520L, DXO05132520, DXQ05132520L, DXO05152520, DXO05152520L, DXO05182520, DXO05182520L, DXQ0523252080, DXQ05232520L80, DXQ06082120, DXQ06082120L, DXQ06112120, DXO06112120, DXQ06132120, DXQ06132120L, DXQ06152120, DXQ06152120L, DXO06182120, DXQ06182120L, DXQ0623212080, DXQ06232120L80, DXQ06082520, DXQ06082520L, DXQ0 | Klasa IIa | Kit Introduktoresh per Angiografi dhe nderhyrjet Vaskulare | Pajisje nje perdorimeshe
16806 | Control syringes | O.E.S DISTRIMED | 2024-06-26T00:00:00.000+02:00 | Beijing Demax Medical Technology Co.Ltd A13-7,Jingshengnansi Street,Tongzhou district,101102 Beijing,P.R.China | DMK-Z-II10, DMK-Z-II12, DMK-Z-III10, DMK-Z-III12 | Is | Shiringa per injektimin e medikamenteve ne forme liquide, ne vaskulaturen periferale dhe kardiovaskulare | Pajisje nje perdorimeshe
16807 | 2P Impianto Ø 3,75 L 8;A03-0001, 2P Impianto Ø 3,75 L 10;A03-0002, Impianto konic PL-2P Ø 3,75 L 12mm; A03-0003, 2P Impianto Ø 3,75 L 14;A03-0004, 2P Impianto Ø 4,25 L 8;A03-0005, Impianto konic PL-2P Ø 4,25 L 10; A03-0006, Impianto konic PL-2P Ø 4,25 L 12mm; A03-0007, 2P Impianto Ø 4,25 L 14;A03-0008, 2P Impianto Ø 5 L 8;A03-0009, Impianto konic PL-2P Ø 5,00 L 10; A03-0010, Impianto konic PL-2P Ø 5,00 L 12; A03-0011, 2P Impianto Ø 5 L 14;A03-0012, 2P Vite tappo A03-0013, 2P Moncone dritto A03-0014, 2P Moncone inclinato 15° A03-0015, 2P Moncone inclinato 25° A03-0016, 2P Moncone sferico H1 A03-0017, 2P Moncone sferico H2 A03-0018, 2P Moncone sferico H3 A03-0019, 2P Moncone sferico H4 A03-0020, 2P Moncone sferico H5 A03-0021, 2P Vite di guarigione svasata H2 A03-0022, 2P Vite di guarigione svasata H3 A03-0023, 2P Vite di guarigione svasata H4 A03-0024, 2P Vite di guarigione svasata H5 A03-0025, 2P Vite di guarigione svasata H6 A03-0026, 2P Vite di unione M. 1.8 A03-0031, 2P Moncone dritto MUA H1 A03-0033, 2P Moncone dritto MUA H3 A03-0034, 2P MUA 17° H2 A03-0035, 2P MUA 30° H2 A03-0036, 2P Vite di unione MUA M 1,4 A03-0038, 2P Mocone provvisorio per MUA A03-0040, 2P Vite di guarigione per MUA A03-0042, 2P Monone per incol. Senza posizione Ø 3,75 A03-0045, 2P Moncone provvisorio n/r A03-0046, 2P Konic Moncone MUA H4 17° A03-0047, 2P Konic Moncone Inclinato H4 30° MUA A03-0048, 2P Konic Moncone dritto H2 MUA A03-0049, 2P Moncone dritto H4 MUA A03-0050, 2P KONIC SFERATOR H1 A03-0052, 2P MONCONE SFERATOR H2 A03-0053, 2P KONIC SFERATOR H3 A03-0054, 2P KONIC SFERATOR H4 A03-0055, 2P BETA SFERATOR 2P H6 A03-0056, 2P KONIC SFERATOR 2P H6 A03-0057, 2P MONCONE SFERATOR 15° H1,5 A03-0058, 2P MONCONE SFERATOR 15° H2 A03-0059, 2P KONIC SFERATOR 15° H3,5 A03-0060, KONIC 2P Impianto dentale Ø 3,3 L8 I2P330008, KONIC 2P Impianto dentale Ø 3,3 L10 I2P330010, KONIC 2P Impianto dentale Ø 3,3 L12 I2P330012, KONIC 2P Impianto dentale Ø 3,3 L14 I2P330014, KONIC 2P Vite tappo Ø 3,3 P2P330VT | VISION MEDICAL GROUP | 2024-06-26T00:00:00.000+02:00 | NormaDent s.a.s via Ferrucci, 18 Cesano Maderno MB Italia | 23IM444, 23IM445, 22IM529, 23IM447, 23IM448, 22IM324, 22IM533, 23IM449, 23IM450, 22IM325, 22IM326, 23IM451, 23PR452, 23PR314, 23PR432, 23PR433, 23PR439, 23PR436, 23PR437, 23PR438, 23PR440, 23PR243, 23PR244, 23PR070, 23PR071, 23PR245, 23PR008, 22PR510, 22PR372, 22PR232, 22PR365, 22PR255, 23PR519, 22PR511, 23PR247, 23PR435, 21PR637, 22PR037, 22PR513, 23PR259, 22PR259, 23PR249, 22PR514, 22PR260, 22PR519, 22PR518, 23PR395, 23PR396, 22PR446, 22IM063, 22IM064, 22IM065, 22IM066, 22PR067 | Klasa IIb, Klasa IIa | Implante dentare dhe aksesore te ndryshem. | Pajisje dentare
16808 | IIPCAMU48ANALOGO MUA BC NON ROTANTE, IIBCAN3D34KAANALOGO 3D IMPIANTO BC P 3.4 + VITE, IIBCAN41ANALOGO BC P 4.1, IIBACBCC34KBMONCONE UCLA BASE CR-CO BC P 3.4 + VITE, EEPCCMUKBCALCINABILE PER MUA BC NON ROTANTE + VITE CORTA, IIBACCN41KBMONCONE CALCINABILE ANTIROTAZIONALE BC P 4.1 +VITE, IIBACLKR34KBBASE CAD/CAM ROTAZIONALE BC P 3.4 + VITE, IIBACLKR41KBBASE CAD/CAM ROTAZIONALE BC P 4.1 + VITE, IIBACLOCM341KDMONCONE LOC BC P 3.4 H 1 + POS. + KIT DI LAVORAZIONE LOC, IIBACLOCM342KDMONCONE LOC BC P 3.4 H 2 + POS. + KIT DI LAVORAZIONE LOC, IIBACLOCM343KDMONCONE LOC BC P 3.4 H 3 + POS. + KIT DI LAVORAZIONE LOC, IIBACLOCM344KDMONCONE LOC BC P 3.4 H 4 + POS. + KIT DI LAVORAZIONE LOC, IIBACLOCM345KDMONCONE LOC BC P 3.4 H 5 + POS. + KIT DI LAVORAZIONE LOC, IIBACLOCM411KDMONCONE LOC BC P 4.1 H 1 + POS. + KIT DI LAVORAZIONE LOC, IIBACLOCM412KDMONCONE LOC BC P 4.1 H 2 + POS. + KIT DI LAVORAZIONE LOC, IIBACLOCM413KDMONCONE LOC BC P 4.1 H 3 + POS. + KIT DI LAVORAZIONE LOC, IIBACLOCM414KDMONCONE LOC BC P 4.1 H 4 + POS. + KIT DI LAVORAZIONE LOC, IIBACLOCM415KDMONCONE LOC BC P 4.1 H 5 + POS. + KIT DI LAVORAZIONE LOC, IIBACMA1534KBMONCONE ANGOLATO 15° BC P 3.4 + VITE, IIBACMA1541KBMONCONE ANGOLATO 15° BC P 4.1 + VITE, IIBACMA2534KBMONCONE ANGOLATO 25° BC P 3.4 + VITE, IIBACMA2541KBMONCONE ANGOLATO 25° BC P 4.1 + VITE, IIBACMD34KBMONCONE DRITTO BC P 3.4 + VITE, IIBACMD41KBMONCONE DRITTO BC P 4.1 + VITE, IIBACMPA341MONCONE A SFERA BC P 3.4 H 1, IIBACMPA343MONCONE A SFERA BC P 3.4 H 3, IIBACMPA411MONCONE A SFERA BC P 4.1 H 1, IIBACMPA413MONCONE A SFERA BC P 4.1 H 3, IIBACMUA1734KBMULTI UNIT ANGOLATO HEXED BC 17° P 3.4 H 2 + VITE, IIBACMUA1741KBMULTI UNIT ANGOLATO HEXED BC 17° P 4.1 H 2 + VITE, IIBACMUA3034KBMULTI UNIT ANGOLATO HEXED BC 30° P 3.4 H 3 + VITE, IIBACMUA3041KBMULTI UNIT ANGOLATO HEXED BC 30° P 4.1 H 3 + VITE, IIBACMUD341MULTI UNIT DRITTO BC P 3.4 H 1, IIBACMUD342MULTI UNIT DRITTO BC P 3.4 H 2, IIBACMUD343MULTI UNIT DRITTO BC P 3.4 H 3, IIBACMUD411MULTI UNIT DRITTO BC P 4.1 H 1, IIBACMUD412MULTI UNIT DRITTO BC P 4.1 H 2, IIBACMUD413MULTI UNIT DRITTO BC P 4.1 H 3, EEPCMPK48KBTORRETTA PEEK MULTI UNIT NON ROTANTE + VITE, IIBACSB34KBMONCONE PROVVISORIO SCAN BODY TITANIO BC P 3.4 + VITE, IIBACSB41KBMONCONE PROVVISORIO SCAN BODY TITANIO BC P 4.1 + VITE, EEPCTMU48KATRANSFER PER MUA BC NON ROTANTE + VITE 1,20, IIBCTR34KATRANSFER ANTIROTAZIONALE BC P 3.4 + VITE, IIBCTR41KATRANSFER ANTIROTAZIONALE BC P 4.1 + VITE, IIBCTRS34KATRANSFER ANTIROTAZIONALE STRETTO BC P 3.4 + VITE, IIBCTRS41KATRANSFER ANTIROTAZIONALE STRETTO BC P 4.1 + VITE, IIPCMTM48KBTORRETTA TITANIO PER MULTI UNIT BC ANTIROTAZIONALE + VITE, ETIMTM48KBTORRETTA TITANIO PER MULTI UNIT BC ROTAZIONALE + VITE, IIPSTM48KBTORRETTA TITANIO PER MULTI UNIT BC ANTIROTAZIONALE + VITE, IIBACVG342VITE DI GUARIGIONE BC P 3.4 H 2, IIBACVG344VITE DI GUARIGIONE BC P 3.4 H 4, IIBACVG412VITE DI GUARIGIONE BC P 4.1 H 2, IIBACVG414VITE DI GUARIGIONE BC P 4.1 H 4, IIBACVGR413VITE DI GUARIGIONE REGULAR BC P 4.1 H 3, IIBACVGR415VITE DI GUARIGIONE REGULAR BC P 4.1 H 5, IIBACVPA16VITE MONCONE BC, IIBCVPAI1716VITE PASSANTE BC ASSE INCLINATO, IIBCVPAI3716VITE PASSANTE BC ASSE INCLINATO TESTA LUNGA, IIMGVTR16VITE TRANSFER BC, IIBCAN34ANALOGO BC P 3.4, IIBCAN3D41KAANALOGO 3D IMPIANTO BC P 4.1 + VITE, IIBACBCC41KBMONCONE UCLA BASE CR-CO BC P 4.1 + VITE, IIBACCN34KBMONCONE CALCINABILE ANTIROTAZIONALE BC P 3.4 + VITE, IIBACCR34KBMONCONE CALCINABILE ROTAZIONALE BC P 3.4 + VITE, IIBACCR41KBMONCONE CALCINABILE ROTAZIONALE BC D 4.1 + VITE, IIBACLK34KBBASE CAD/CAM ANTIROTAZIONALE BC P 3.4 + VITE, IIBACLK41KBBASE CAD/CAM ANTIROTAZIONALE BC P 4.1 + VITE, EETILK48KBLINK DA INCOLLAGGIO PER MUA BC + VITE, QIFR22DFRESA STOP SMALL D 2.2, QIFRDD2228DFRESA STOP SMALL D 2.2/2.8, QIFRDD2832DFRESA STOP SMALL D 2.8/3.2, QIFRDD2834DFRESA STOP SMALL D 2.8/3.4, QIFRDD3236DFRESA STOP LARGE D 3.2/3.6, QIFRDD3238DFRESA STOP LARGE D 3.2/3.8, QIFRDD3645DFRESA STOP LARGE D 3.6/4.5, QIFRDD4044DFRESA STOP LARGE D 4.0/4.4, ZGFRL22FRESA ZG DOPPIO DIAMETRO D 2.2 L 26 PER STOP, ZGFRL28FRESA ZG DOPPIO DIAMETRO D 2.2/2.8 L 26 PER STOP, ZGFRL34FRESA ZG DOPPIO DIAMETRO D 2.8/3.4 L 26 PER STOP, ACTK1215KIT CHIRURGICO GRANDE ACT | BRIANZA DENT | 2024-06-27T00:00:00.000+02:00 | AVENIR srl, Via Del Salice 21- 47822 Santarcangelo Di Romagna (RN) - Italy | BCAN3D34K, BCAN3D41K, BCBCC41K, BCLKR41K, BCLOC341K, BCLOC342K, BCLOC343K, BCLOC344K, BCLOC345K, BCLOC411K, BCLOC412K, BCLOC413K, BCLOC414K, BCLOC415K, BCMA1534K, BCMA1541K, BCMA2534K, BCMA2541K, BCMD34K, BCMD41K, BCMPA341, BCMPA343, BCMPA411, BCMPA413, BCMUA1734K, BCMUA1741K, BCMUA3034K, BCMUA3041K, BCMUD341, BCMUD342, BCMUD343, BCMUD411, BCMUD412, BCMUD413, BCPKMNK, BCSB34K, BCSB41K, BCTMUNK, BCTR34K, BCTR41K, BCTRS34K, BCTRS41K, BCTTMNK, BCTTMRK, BCTTMUANK, BCVG342, BCVG344, BCVG412, BCVG414, BCVGR413, BCVGR415, BCVPA16, BCVPAI, BCVPAITL, BCVTR16, BCAMUN, BCAN34, BCAN41, BCBCC34K, BCCMUNK, BCCN34K, BCCN41K, BCCR34K, BCCR41K, BCLK34K, BCLK41K, BCLKMK, BCLKR34K, QIFR22D, QIFRDD2228, QIFRDD2832, QIFRDD2834, QIFRDD3236, QIFRDD3238, QIFRDD3645, QIFRDD4044, ZGFRPT2226, ZGFRPT2826, ZGFRPT3426, ACTKITL | Klasa IIb, Klasa IIa | Komponente dentar te implantueshme, Komponente dentar | Pajisje dentare
16809 | Extension Kit | O.E.S DISTRIMED | 2024-07-02T00:00:00.000+02:00 | Medtronic, Inc. 710 Medtronic Parkway Minneapolis MN 55432 USA | 37086 | Klasa III | Pajisje e implantueshme qe ka si qellim percjelljen e stimulimit elektrik midis elektrodes dhe neurostimulatorit | Pajisje te implantueshme aktive
16810 | Starfish® Evo Heart Positioner | O.E.S DISTRIMED | 2024-07-02T00:00:00.000+02:00 | Medtronic, Inc. 710 Medtronic Parkway Minneapolis MN 55432 USA | HP3000 | Klasa IIa | Pajisje per pozicionimin e zemres gjatë ndërhyrjeve kirurgjikale, perdorim ne kardiokirurgji | Pajisje nje perdorimeshe
16811 | Tunneling Tool | O.E.S DISTRIMED | 2024-07-02T00:00:00.000+02:00 | Medtronic, Inc. 710 Medtronic Parkway Minneapolis MN 55432 USA | 6996T | Klasa III | Pajisje ndihmese qe sherben per imlantimin e elektrodave subkutane-perdorim ne kardiologji | Pajisje nje perdorimeshe
16812 | DENTAL CERAMIC STAINS AND GLAZES ,TYPE 1 PRITI PERFECT SHADE C, DENTAL CERAMIC STAINS AND GLAZES ,TYPE 1 PRITI PERFECT SHADE D, DENTAL CERAMIC STAINS AND GLAZES ,TYPE 1 PRITI PERFECT COLOR ROSE , DENTAL CERAMIC STAINS AND GLAZES ,TYPE 1 PRITI PERFECT COLOR WHITE, DENTAL CERAMIC STAINS AND GLAZES ,TYPE 1 PRITI PERFECT COLOR BLACK , DENTAL CERAMIC STAINS AND GLAZES ,TYPE 1 PRITI PERFECT COLOR YELLOW , DENTAL CERAMIC STAINS AND GLAZES ,TYPE 1 PRITI PERFECT COLOR COPPER, DENTAL CERAMIC STAINS AND GLAZES ,TYPE 1 PRITI PERFECT FISSURE, DENTAL CERAMIC STAINS AND GLAZES ,TYPE 1 PRITI PERFECT TRANSPA-BLUE, DENTAL CERAMIC STAINS AND GLAZES ,TYPE 1 PRITI PERFECT TRANSPA-PIGEON, DENTAL CERAMIC STAINS AND GLAZES ,TYPE 1 PRITI PERFECT TRANSPA-SMOKE, DENTAL CERAMIC STAINS AND GLAZES ,TYPE 1 PRITI PERFECT TRANSPA-ORANGE, DENTAL CERAMIC STAINS AND GLAZES ,TYPE 1 PRITI PERFECT HALO, DENTAL CERAMIC STAINS AND GLAZES ,TYPE 1 PRITI PERFECT STRUCTURE DEEP, DENTAL CERAMIC STAINS AND GLAZES ,TYPE 1 PRITI PERFECT STRUCTURE OPAL, DENTAL CERAMIC STAINS AND GLAZES ,TYPE 1 PRITI PERFECT STRUCTURE CLEAR, DENTAL CERAMIC STAINS AND GLAZES ,TYPE 1 PRITI PERFECT GLAZE, DENTAL CERAMIC STAINS AND GLAZES ,TYPE 1 PRITI PERFECT LIQUID, DENTAL CERAMIC STAINS AND GLAZES ,TYPE 1 PRITI PERFECT STRUCTURE BLUSH, DENTAL CERAMIC STAINS AND GLAZES ,TYPE 1 PRITI PERFECT STRUCTURE SOFT PINK, DENTAL CERAMIC STAINS AND GLAZES ,TYPE 1 PRITI PERFECT STRUCTURE NEUTRAL, DENTAL CERAMIC STAINS AND GLAZES ,TYPE 1 PRITI PERFECT STRUCTURE PALE PINK, DENTAL CERAMIC STAINS AND GLAZES ,TYPE 1 PRITI PERFECT STRUCTURE RED, DENTAL CERAMIC STAINS AND GLAZES ,TYPE 1 PRITI PERFECT COLOR DARK RED, DENTAL CERAMIC STAINS AND GLAZES ,TYPE 1 PRITI PERFECT COLOR VANILLA, DENTAL CERAMIC STAINS AND GLAZES ,TYPE 1 PRITI PERFECT COLOR BLUE GREY, DENTAL CERAMIC STAINS AND GLAZES ,TYPE 1 PRITI PERFECT STRUCTURE GLAZE 25, DENTAL CERAMIC STAINS AND GLAZES ,TYPE 1 PRITI PERFECT STRUCTURE GLAZE 7, DENTAL CERAMIC STAINS AND GLAZES ,TYPE 1 PRITI PERFECT FULL SET, DENTAL CERAMIC STAINS AND GLAZES ,TYPE 1 PRITI PERFECT BASIC SET, DENTAL CERAMIC STAINS AND GLAZES ,TYPE 1 PRITI PERFECT EFFECT SET, DENTAL CERAMIC STAINS AND GLAZES ,TYPE 1 PRITI PERFECT PINK SET, DENTAL CERAMIC STAINS AND GLAZES ,TYPE 1 PRITI PERFECT SHADE A, DENTAL CERAMIC STAINS AND GLAZES ,TYPE 1 PRITI PERFECT SHADE B | MOTO-MANIA | 2024-06-27T00:00:00.000+02:00 | Estetic ceram ag,Landstrasse 109, 9495 Triesen,Liechtenstein | PPSHCX, PPSHDX, PPSHRO, PPSHWH, PPSHBL, PPSHYE, PPSHCO, PPSHFI, PPTRBL, PPTRPI, PPTRSM, PPTROR, PPTRHA, PPSTDE, PPSTOP, PPSTCL, PPSTGL, PPSTLI, PPSTBL, PPSTSP, PPSTNE, PPSTPP, PPSTRE, PPSHDR, PPSHVA, PPSHBG, PPSTLGL25, PPSTLGL07, PPSET1, PPSET2, PPSET3, PPSET4, PPSHAX, PPSHBX | Klasa IIa | QERAMIKE DENTARE | Pajisje dentare
16813 | Gastroscopes CapsoCam Plus SV-3 | AGS Corporation | 2024-06-28T00:00:00.000+02:00 | CapsoVision, Inc 18805 Cox Avenue, Suite 250 Saratoga, CA 95070 USA | SV-3 | Klasa IIa | Video Kapsule Endoskopike | Pajisje nje perdorimeshe
16814 | Yumizen G CTRL I & II | BIOMETRIC ALBANIA | 2024-07-02T00:00:00.000+02:00 | HORIBA ABX SAS - Adresa: Parc Euromédecine, Rue du Caducée, BP 7290, 34184 Montpellier CEDEX 4, France | 1300036412 | In vitro | Kontrollues koagulimi | Pajisje te diagnostifikimit in vitro
16815 | Yumizen G IMIDAZOL | BIOMETRIC ALBANIA | 2024-07-02T00:00:00.000+02:00 | HORIBA ABX SAS - Adresa: Parc Euromédecine, Rue du Caducée, BP 7290, 34184 Montpellier CEDEX 4, France | 1300036385 | In vitro | Reagenti i Hemostazes | Pajisje te diagnostifikimit in vitro
16816 | Disposable non-split electrosurgical grounding plates | BIOMETRIC ALBANIA | 2024-07-02T00:00:00.000+02:00 | Fiab SpA - Adresa: Via P. Costoli, 4 Vicchio, Firenze, 50039, Italy | F7805, F7805P, F7805N | Klasa IIb | Pllaka tokezimi elektrokirurgjike te njeperdorshme jo te ndara | Produkte per institucione te kujdesit shendetesor
16817 | Centrifuge/ROTO SILENTA 630 RS | BIOMETRIC ALBANIA | 2024-07-02T00:00:00.000+02:00 | Andreas Hettich GmbH & Co. KG - Adresa: Föhrenstraße 12 78532 Tuttlingen, Germany | ROTO SILENTA 630 RS | Klasa IIa | Centrifuga për ndarjen e përbërësve të gjakut për qëllime transfuzioni dhe për diagnostikimin përgatitor të transfuzionit të gjakut | Produkte per institucione te kujdesit shendetesor
16818 | PLASMATEC, REVIGEN, REVITEX | CFO PHARMA | 2024-06-28T00:00:00.000+02:00 | MONTE-CARLO ESTHETICS S.A.R.L 14, RUE MALBOUSQUET VILLA HELENE-REZ-DE-CHAUSSEE-98000 (MC)-MONACO | N/A | Klasa IIa | Pajisje mjekesore per mikro-kirurgji jo invazive ambulatore, Pajisje mjekesore per trajtime jo invazive per shendetin intim te femrave, Pajisje Mjekesore per trajtim lifting jo-kirurgjikal dhe joinvaziv | Pajisje te implantueshme jo aktive
16819 | I-gel Supraglottic Airways | MONTAL | 2024-06-28T00:00:00.000+02:00 | Intersurgical Ltd. Crane House, Molly Millars Lane, Wokingham, Berkshire, RG41 2RZ, UK | 8803000, 8803030, 8804000, 8804030, 8805000, 8805030, 8201000, 8202000, 8203000, 8204000, 8205000, 8215000, 8225000, 8603000, 8604000, 8605000, 8703000, 8703030, 8704000, 8704030, 8705000, 8705030, 8800000 | Klasa IIa | I-GEL sherben per sigurimin dhe mirëmbajtjen e rrugëve ajrore të pacientit ghate anestezise rutinë dhe urgjente. | Pajisje anestezie dhe respiratore
16820 | Bio Feather BFxxyyy-xx BFxxyyy-cx BFxxyyy-kx, Perfectus PSxxyyy-xx PSxxyyy-ex, Handlex HDxxyyy-xx | EUROMED | 2024-07-01T00:00:00.000+02:00 | MEDAX SRL UNIPERSONALE Legal site: via R. Piva 1/A, 46025 Poggio Rusco (MN) Operative site: via S. Pertini 4, 12 - 41039 San Possidonio (MO) +39 0535 1812757 www.medax.it | Bio Feather BFxxyyy-xx BFxxyyy-cx BFxxyyy-kx, Perfectus PSxxyyy-xx PSxxyyy-ex, Handlex HDxxyyy-xx | Klasa IIa | Gjilpere biopsie njeperdorimeshme gjysmëautomatike per inde të buta - Bio Feather, Gjilpere per aspirimin e palcës kockore -Perfectus, Gjilpere per aspirimin e palcës kockore -Handlex | Pajisje nje perdorimeshe
16821 | NaviPro™ Hydrophilic Guidewire / HYDRO GW STD AN 260-018, NaviPro™ Hydrophilic Guidewire / HYDRO GW STD S 260-018, NaviPro™ Hydrophilic Guidewire / HYDRO GW STD AN 260-025, NaviPro™ Hydrophilic Guidewire / HYDRO GW STD S 260-025, NaviPro™ Hydrophilic Guidewire /HYDRO GW STD AN 260-035, NaviPro™ Hydrophilic Guidewire / HYDRO GW STD S 260-035, NaviPro™ Hydrophilic Guidewire / HYDRO GW STF STD AN 260-035, NaviPro™ Hydrophilic Guidewire / HYDRO GW STF STD S 260-035 | MONTAL | 2024-07-01T00:00:00.000+02:00 | Lake Region Medical 340 Lake Hazeltine Dr. Chaska, MN 55318,USA | M00556191 / M00556190, M00556181 / M00556180, M00556211 / M00556210, M00556201 / M00556200, M00556231 / M00556230, M00556221 / M00556220, M00556251 / M00556250, M00556241 / M00556240 | Klasa IIa | NaviPro Hydrophilic Guidewire është një tel udhëzues 100% hidrofil i krijuar për kanulim dhe kalim të qetë përmes nje sistemi anatomik me shume kthesa. | Pajisje nje perdorimeshe
16822 | Tracheal Compress AL, Tracheal Compress Two-ply, Tracheostoma Protection Small, Tracheostoma Protection Large, Tracheal Compresses single layer, unslit, Tracheal Compress single layer with serrated slit, Tracheal Compress Coated Two-ply, Tracheal Compress Coated , Tracheal Compress NEO+PED, Tracheostomy Stoma Pads, Softpad | E v i t a | 2024-07-11T00:00:00.000+02:00 | TRACOE medical GmbH,Reichelsheimer Str. 1/3 55268 Nieder-Olm, GERMANY | REF 905, REF 907-A, REF 907-B, REF 908, REF 909, REF 910-A, REF 910-B, REF 957, REF 960, REF 961, REF 969 | Klasa I | Kompresa trakeale te aluminizuara, Kompresa trakeale me dy shtresa, Komprese trakeostomie me ngjitje, mase e vogel, Komprese trakeostomie me ngjitje mase e madhe, Komprese trakeale me nje shtrese te pa care, Komprese trakeale me nje shtrese me carje te dhembezuara, Kompresa trakeale e veshur me dy shtresa, Kompresa trakeale e veshur me nje shtrese, Kompresa trakeale per te porsalindur dhe femije, Kompresa trakeostomie ovale me pore te hapura | Pajisje nje perdorimeshe
16823 | HELENVITA BABY FIRST TEETH RELIEF GEL | GENTIUS | 2024-07-11T00:00:00.000+02:00 | Pharmex Sa, 132, Kifisou avenue 12131 Peristeri, Athens , Greece | n/a | Klasa I | Pajisje mjekesore qe perdoret per qetesimin e gingivave te dhembeve tek femijet e vegjel | Tjeter
16824 | Naso-Pharyngo-Laryngoscope 300 mm, 3.2 mm, 85°, 160° , orange, Naso-Pharyngo-Laryngoscope 300 mm, 3.2 mm, 85°, 160° , green, Naso-Pharyngo-Laryngoscope 300 mm, 3.2 mm, 85°, 160° , grey, Naso-Pharyngo-Laryngoscope 300 mm, 3.2 mm, 85°, 160° , magenta, Naso-Pharyngo-Laryngoscope 300 mm, 3.4 mm, 85°, 160° , blue, Naso-Pharyngo-Laryngoscope 300 mm, 3.4 mm, 85°, 160° , red, Naso-Pharyngo-Laryngoscope 300 mm, 3.4 mm, 85°, 160° , black, Naso-Pharyngo-Laryngoscope 300 mm, 3.4 mm, 85°, 160° , orange, Naso-Pharyngo-Laryngoscope 300 mm, 3.4 mm, 85°, 160° , green, Naso-Pharyngo-Laryngoscope 300 mm, 3.4 mm, 85°, 160° , grey, Naso-Pharyngo-Laryngoscope 300 mm, 3.4 mm, 85°, 160° , magenta, Flexible Endoscopes without working channel, Flexible Naso-Pharyngo-Laryngoscopes, Naso-Pharyngo-Laryngoscope 300 mm, 2.2 mm, 85°, 160° , blue, Naso-Pharyngo-Laryngoscope 300 mm, 2.2 mm, 85°, 160° , red, Naso-Pharyngo-Laryngoscope 300 mm, 2.2 mm, 85°, 160° , black, Naso-Pharyngo-Laryngoscope 300 mm, 2.2 mm, 85°, 160° , orange, Naso-Pharyngo-Laryngoscope 300 mm, 2.2 mm, 85°, 160° , green, Naso-Pharyngo-Laryngoscope 300 mm, 2.2 mm, 85°, 160° , grey, Naso-Pharyngo-Laryngoscope 300 mm, 2.2 mm, 85°, 160° , magenta, Naso-Pharyngo-Laryngoscope 300 mm, 2.8 mm, 85°, 160° , blue, Naso-Pharyngo-Laryngoscope 300 mm, 2.8 mm, 85°, 160° , red, Naso-Pharyngo-Laryngoscope 300 mm, 2.8 mm, 85°, 160° , black, Naso-Pharyngo-Laryngoscope 300 mm, 2.8 mm, 85°, 160° , orange, Naso-Pharyngo-Laryngoscope 300 mm, 2.8 mm, 85°, 160° , green, Naso-Pharyngo-Laryngoscope 300 mm, 2.8 mm, 85°, 160° , grey, Naso-Pharyngo-Laryngoscope 300 mm, 2.8 mm, 85°, 160° , magenta, Naso-Pharyngo-Laryngoscope 300 mm, 3.2 mm, 85°, 160° , blue, Naso-Pharyngo-Laryngoscope 300 mm, 3.2 mm, 85°, 160° , red, Naso-Pharyngo-Laryngoscope 300 mm, 3.2 mm, 85°, 160° , black | T R I M E D | 2024-07-18T00:00:00.000+02:00 | EMOS Technology GmbH, Gewerbestrasse 10 D -88636 lllmensee | FNS3200.04, FNS3200.05, FNS3200.06, FNS3200.07, FNS3400.01, FNS3400.02, FNS3400.03, FNS3400.04, FNS3400.05, FNS3400.06, FNS3400.07, N/A, FNS2200.01, FNS2200.02, FNS2200.03, FNS2200.04, FNS2200.05, FNS2200.06, FNS2200.07, FNS2800.01, FNS2800.02, FNS2800.03, FNS2800.04, FNS2800.05, FNS2800.06, FNS2800.07, FNS3200.01, FNS3200.02, FNS3200.03 | Klasa I | Flexible Endoscopes without working channel, Flexible Naso-Pharyngo-Laryngoscopes janë pajisje mjekësore që shërbejnë për të vizualizuar nazo-faringun duke përfshirë edhe laringun, kur përdoren për ekzaminim, diagnostikim dhe/ose të lidhur me aksesorët endoskopikë për trajtim. | Instrumenta shumeperdorimeshe
16825 | Mini Port LED- Mobile Light Source (200.02531.02), Mini Port LED- Mobile Light Source (200.02531.03) | T R I M E D | 2024-07-18T00:00:00.000+02:00 | EMOS Technology GmbH, Gewerbestrasse 10 D -88636 lllmensee | Mini Port LED- Mobile Light Source (200.02531.02), Mini Port LED- Mobile Light Source (200.02531.03) | Klasa I | Mini Port LED - Mobile Light Source është një pajisje mjekësore që përdoret për të prodhuar dritë gjatë procedurave diagnostikuese endoskopike. | Instrumenta shumeperdorimeshe
16826 | Rigid Endoscopes without working channel, Rigid Otoscopes, Otoscope 2.8 mm, 50 mm, 70°- 81 °, 0 °, lenses, Otoscope 2.8 mm, 50 mm, 70°-81 °, 30 °, lenses, Otoscope 4.0 mm, 50 mm, 70°-81 °, 0 °, lenses, Otoscope 4.0 mm, 50 mm, 70°-81 °, 30 °, lenses, Rigid Endoscopes without working channel, Rigid Laryngoscopes, Laryngoscope 7.0 mm, 190 mm, 55 °, 70 °, lenses, Laryngoscope 7.0 mm, 190 mm, 55 °, 90 °, lenses, Laryngoscope 4.0 mm, 175 mm, 55, 70 °, lenses, Laryngoscope 4.0 mm, 175 mm, 55 °, 90 °, lenses, Rigid Endoscopes without working, Rigid Sinuscopes, Sinuscope 1.9 mm, 110 mm, 75° -83 °, 0 °, lenses, Sinuscope 1.9 mm, 110 mm, 75° -83 °, 30 °, lenses, Sinuscope 1.9 mm, 175 mm, 75° -83 °, 0 °, lenses, Sinuscope 1.9 mm, 175 mm, 75° -83 °, 30 °, lenses, Sinuscope 2.8 mm, 195 mm, 75° -83 °, 0 °, lenses, Sinuscope 2.8 mm, 195 mm, 75° -83 °, 30 °, lenses, Sinuscope 2.8 mm, 175 mm, 75° -83 °, 0 °, lenses, Sinuscope 2.8 mm, 110 mm, 75° -83 °, 0 °, lenses, Sinuscope 2.8 mm, 175 mm, 75° -83 °, 30 °, lenses, Sinuscope 2.8 mm, 110 mm, 70° -80 °, 30 °, lenses, Sinuscope 4.0 mm, 175 mm, 75° -83 °, 0 °, lenses, Sinuscope 4.0 mm, 140 mm, 75° -83 °, 0 °, lenses, Sinuscope 4.0 mm, 175 mm, 75° -83 °, 30 °, lenses, Sinuscope 4.0 mm, 175 mm, 75° -83 °, 70 °, lenses, Sinuscope 4.0 mm, 175 mm, 75° -83 °, 45 °, lenses, Sinuscope 4.0 mm, 170 mm, 75° -83 °, 0 °, lenses, Sinuscope 4.0 mm, 170 mm, 75° -83 °, 30 °, lenses, Sinuscope 4.0 mm, 175 mm, 75° -83 °, 90 °, lenses | T R I M E D | 2024-07-18T00:00:00.000+02:00 | EMOS Technology GmbH, Gewerbestrasse 10 D -88636 lllmensee | N/A, 0S28A.01, 0S28B.01, 0S40A.01, 0S40B.01, LU70C.01, LU70D.01, LS40CUD.01, LS40DUD.01, SS19A.01, SS19B.01, SS19A.02, SS19B.02, SS28A.03, SS28B.03, SS28A.01, SS28A.02, SS28B.01, SS28B.02, SS40A.01, SS40A.02, SS40B.01, SS40C.01, SS40G.01, SW40A.01, SW40B.01, SS40CUD.01, SS40DUD.01, SS40D.01 | Klasa I | Rigid Endoscopes without working channel, Rigid Otoscopes janë pajisje mjekësore që shërbejnë për të vizualizuar fytin, hundën dhe veshin, kur përdoren për ekzaminim, diagnostikim dhe/ose të lidhur me aksesorët endoskopikë për trajtim., Rigid Endoscopes without working channel, Rigid Laryngoscopes janë pajisje mjekësore që shërbejnë për të vizualizuar fytin, hundën dhe veshin, kur përdoren për ekzaminim, diagnostikim dhe/ose të lidhur me aksesorët endoskopikë për trajtim., Rigid Endoscopes without working, Rigid Sinuscopes janë pajisje mjekësore që shërbejnë për të vizualizuar fytin, hundën dhe veshin, kur përdoren për ekzaminim, diagnostikim dhe/ose të lidhur me aksesorët endoskopikë për trajtim. | Instrumenta shumeperdorimeshe
16827 | ROYDERMAL - Acnebio Mousse, ROYDERMAL - Benzo 3 Emulgel | F A R M A T E CH | 2024-07-16T00:00:00.000+02:00 | R.C.A. S.R.L. - Ricerca Cosmetica Avanzata - Via delle Industrie, 58 - Formia (LT)-Italy | RDM1529774, RDM1619493 | Klasa I | Shkume larese antibakteriale per lekura te yndyrshme me tendence akneike, Emulxhel trajtues me baze peroksid benzoili 3% dhe nikotinamid 6% per lekura me tendence akneike | Tjeter
16828 | W&H Service Oil F1 , W&H Service Oil F1 - Oil Spray Can - MD-400, W&H Service Oil F1 - Spray cap | ADVANTAGE DENTAL | 2024-07-22T00:00:00.000+02:00 | W&H Dentalwerk Bürmoos GmbH , Ignaz-Glaser-Strasse 53 Postfach 1 5111 Bürmoos Austria | N/A, 10940021, 02052900, 02229200, 03522500, 04396100, 05772000, 05773300, 05907800, 05908000, 02038200, 02036100 | Klasa I | Vaj lubrifikues per instrumenta dentrare, Tapa per vaj,, Vaj lubrifikues per instrumenta dentare , Tapa Vaj lubrifikues | Pajisje dentare
16829 | Ligatures Endoscopic Loop | 2 A - PHARMA | 2024-06-14T00:00:00.000+02:00 | CHANGZHOU HEALTH MICROPORT MEDICAL DEVICE Co.,Ltd. No.11 Tuanjie Road, Tianning , Changzhou, Jiangsu P.R. China | HM/105-7-A | Klasa IIa | Pajisje endoskopike qe perdoret per lidhjen e polipeve | Pajisje nje perdorimeshe
16830 | MicroScan HNID Panel | GENIUS SHPK | 2024-06-24T00:00:00.000+02:00 | BECKMAN COULTER INC - 250 SOUTH KRAEMER BLVD. BREA, CALIFORNIA 92821, USA | B1012-10B | In vitro | Paneli MicroScan HNID eshte nje pajisje mjekesore diagnostikuese in vitro e cila ka per qellim identifikimin cilesor te shpejte dhe zbulimin e prodhimit te β-laktamazes ne speciet Neisseria, speciet Haemophilus, Moraxella catarrhalis dhe Gardnerella vaginalis nga koloni te izoluara. Biotipizimi i Haemophilus influenzae dhe Haemophilus parainfluenzae gjithashtu mund te kryhet. Metodat per inkubacion dhe percaktimin e rezultateve perfshijne automatizim te plote ne instrumentacionin WalkAway, ose inkubacion te pa-automatizuar offline me lexime ne instrumentacionin autoSCAN-4 ose lexim manual me mundesine e futjes se rezultateve ne sistemin e menaxhimit te te dhenave LabPro. Rezultatet e identifikimit dhe testit te β-laktamazes perdoren se bashku me rezultate te tjera laboratorike dhe tregues klinike per te rafinuar terapine tek pacientet simptomatike. | Pajisje te diagnostifikimit in vitro
16831 | TRACOE purofoam/Tracheal Compress sterile/Large, TRACOE purofoam/Tracheal Compress sterile/Small | E v i t a | 2024-06-27T00:00:00.000+02:00 | TRACO Emedical GmbH,Reichelsheimer Str. 1/3 55268 Nieder-Olm, GERMANY | REF 958, REF 959 | Klasa IIa | Kompresa trakeale sterile te medhaja, Kompresa trakeale sterile te vogla | Pajisje nje perdorimeshe
16832 | TRACOE experc Dilatations-Set/ TRACOE experc Dilation Set, TRACOE percutan Seldingerdraht/ TRACOE percutan Seldinger Guide Wire, TRACOE percutan Seldingerdraht/ TRACOE percutan Seldinger Giude Wire | E v i t a | 2024-06-27T00:00:00.000+02:00 | TRACOE medical GmbH,Reichelsheimer Str. 1/3 55268 Nieder-Olm, GERMANY | REF 520, REF 517, REF 518 | Klasa IIa | Set perkutan trakeostomie, Tracoe guide wire prekutane Seldinger | Pajisje nje perdorimeshe
16833 | Tracoe Tubes for Children/ Silcosoft, Tracoestomy tubes for Neonates Mini , Tracoestomy tubes for Children Mini , Tracoe Tubes for Neonates/Infants/Silcosoft | E v i t a | 2024-06-27T00:00:00.000+02:00 | TRACOE medical GmbH,Reichelsheimer Str. 1/3 55268 Nieder-Olm, GERMANY | REF 370-4.5, REF 370-5.0, REF 370-5.5, REF 370-C-2.5, REF 370-C-3.0, REF 370-C-3.5, REF 370-C-4.0, REF 370-C-4.5, REF 370-C-5.0, REF 370-C-5.5, REF 371-2.5, REF 371-3.0, REF 371-3.5, REF 371-4.0, REF 371-4.5, REF 371-5.0, REF 371-5.5, REF 371-C-2.5, REF 371-C-3.0, REF 371-C-3.5, REF 371-C-4.0, REF 371-C-4.5, REF 371-C-5.0, REF 371-C-5.5, REF 372-2.5, REF 372-3.0, REF 372-3.5, REF 372-4.0, REF 372-4.5, REF 372-5.0, REF 372-5.5, REF 372-C-2.5, REF 372-C-3.0, REF 372-C-3.5, REF 372-C-4.0, REF 372-C-4.5, REF 372-C-5.0, REF 372-C-5.5, REF 373-2.5, REF 373-3.0, REF 373-3.5, REF 373-4.0, REF 373-4.5, REF 373-5.0, REF 373-5.5, REF 373-C-2.5, REF 373-C-3.0, REF 373-C-3.5, REF 373-C-4.0, REF 373-C-4.5, REF 373-C-5.0, REF 373-C-5.5, REF 350-2.5, REF 350-3.0, REF 350-3.5, REF 350-4.0, REF 355-2.5, REF 355-3.0, REF 355-3.5, REF 355-4.0, REF 355-4.5, REF 355-5.0, REF 355-5.5, REF 355-6.0, REF 355-C-2.5, REF 355-C-3.0, REF 355-C-3.5, REF 355-C-4.0, REF 355-C-4.5, REF 355-C-5.0, REF 355-C-5.5, REF 355-C-6.0, REF 360-2.5, REF 360-3.0, REF 360-3.5, REF 360-4.0, REF 361-2.5, REF 361-3.0, REF 361-3.5, REF 361-4.0, REF 362-2.5, REF 362-3.0, REF 362-3.5, REF 362-4.0, REF 363-2.5, REF 363-3.0, REF 363-3.5, REF 363-4.0, REF 370-2.5, REF 370-3.0, REF 370-3.5, REF 370-4.0 | Klasa IIb | Tub trakeostomie per femije, Tub trakeostomie mini per neonat, Tub trakeostomie mini per femije, Tub trakeostomie per neonat | Pajisje nje perdorimeshe
16834 | Tracoe Kids/ Mini extension piece | E v i t a | 2024-06-27T00:00:00.000+02:00 | TRACOE medical GmbH,Reichelsheimer Str. 1/3 55268 Nieder-Olm, GERMANY | REF 356 | Klasa IIa | Tub trakeostomie | Pajisje nje perdorimeshe
16835 | TRACOE comfort /Tracheostomy Tubes, TRACOE comfort/ Extra-Long/ Tracheostomy Tubes, TRACOE comfort/Long Tracheostomy Tubes, TRACOE comfort / Laryngectomy Tube, TRACOE comfort/Paraffin Oil | E v i t a | 2024-06-27T00:00:00.000+02:00 | TRACOE medical GmbH,Reichelsheimer Str. 1/3 55268 Nieder-Olm, GERMANY | REF 101-03, REF 101-04, REF 101-05, REF 101-06, REF 101-07, REF 101-08, REF 101-09, REF 101-10, REF 101-11, REF 101-12, REF 101-13, REF 101-14, REF 102-03, REF 102-04, REF 102-05, REF 102-06, REF 102-07, REF 102-08, REF 102-09, REF 102-10, REF 102-11, REF 102-12, REF 102-13, REF 102-14, REF 102-D, REF 102-D-F, REF 102-IK-1, REF 102-IK-2, REF 103-03, REF 103-04, REF 103-05, REF 103-06, REF 103-07, REF 103-08, REF 103-09, REF 103-10, REF 103-11, REF 103-12, REF 103-13, REF 103-14, REF 103-A, REF 103-O, REF 103-AO, REF 103-N, REF 103-N-O, REF 104, REF 104-03, REF 104-04, REF 104-05, REF 104-06, REF 104-07, REF 104-08, REF 104-09, REF 104-10, REF 104-11, REF 104-12, REF 104-13, REF 104-14, REF 104-A, REF 104-O, REF 104-AO, REF 104-N, REF 104-A-N, REF 104-A-N-O, REF 104-N-O, REF 105-1, REF 105-03, REF 105-04, REF 105-05, REF 105-06, REF 105-07, REF 105-08, REF 105-09, REF 105-10, REF 105-11, REF 105-12, REF 105-13, REF 105-14, REF 105-1-F, REF 105-1D, REF 105-2, REF 105-IK-1, REF 105-IK-2, REF 107-03, REF 107-04, REF 107-05, REF 107-06, REF 107-07, REF 107-08, REF 107-09, REF 107-10, REF 107-11, REF 107-12, REF 107-13, REF 107-14, REF 108-03, REF 108-04, REF 108-05, REF 108-06, REF 108-07, REF 108-08, REF 108-09, REF 108-10, REF 108-11, REF 108-12, REF 108-13, REF 108-14, REF 114-03, REF 114-04, REF 114-05, REF 114-06, REF 114-07, REF 114-08, REF 114-09, REF 114-10, REF 114-11, REF 114-12, REF 114-13, REF 114-14, REF 115-2, REF 115-03, REF 115-04, REF 115-05, REF 115-06, REF 115-07, REF 115-08, REF 115-09, REF 115-10, REF 115-11, REF 115-12, REF 115-13, REF 115-14, REF 201-05, REF 201-06, REF 201-07, REF 201-08, REF 201-09, REF 201-10, REF 201-11, REF 201-12, REF 201-13, REF 201-14, REF 202-05, REF 202-06, REF 202-07, REF 202-08, REF 202-09, REF 202-10, REF 202-11, REF 202-12, REF 202-13, REF 202-14, REF 202-D, REF 202-IK-1, REF 202-IK-2, REF 203-05, REF 203-06, REF 203-07, REF 203-08, REF 203-09, REF 203-10, REF 203-11, REF 203-12, REF 203-13, REF 203-14, REF 203-A, REF 203-O, REF 203-N, REF 203-N-O, REF 204-05, REF 204-06, REF 204-07, REF 204-08, REF 204-09, REF 204-10, REF 204-11, REF 204-12, REF 204-13, REF 204-14, REF 204-A, REF 204-A-N, REF 204-A-N-O, REF 204-A-O, REF 204-O, REF 204-N, REF 204-N-O, REF 205-1, REF 205-2, REF 205-IK-1, REF 205-IK-2, REF 214-05, REF 214-06, REF 214-07, REF 214-08, REF 214-09, REF 214-10, REF 214-11, REF 214-12, REF 214-13, REF 214-14, REF 215-2, REF 215-05, REF 215-06, REF 215-07, REF 215-08, REF 215-09, REF 215-10, REF 215-11, REF 215-12, REF 215-13, REF 215-14, REF 157-07, REF 157-08, REF 157-09, REF 157-10, REF 157-11, REF 158-07, REF 158-08, REF 158-09, REF 158-10, REF 158-11, REF 164-07, REF 164-08, REF 164-09, REF 164-10, REF 164-11, REF 106-D, REF106-D-07, REF106-D-08, REF106-D-09, REF106-D-10, REF106-D-11, REF106-D-12, REF 902 | Klasa IIb | Tub Trakeostomie, Tub Trakeostomie ekstra i gjate, Tub Trakeostomie i gjate, Tub Laringektomie, Vaj parafine | Pajisje nje perdorimeshe
16836 | Ureteral Stents and Sets, Ureteral Stents, Long Term Ureteral Stents, Hydrophilic Ureteral Stents, Multilength Ureteral Stents , Endopylotomy Stent Sets, Ureteral Stent Sets, Long Term Ureteral Stent Sets, Hydrophilic Ureteral Stent Sets, Multilength Ureteral Stent Sets | T R I M E D | 2024-06-27T00:00:00.000+02:00 | Plasti-med Plastik Medikal Ürünler San. Ve Tic. Ltd. Şti. Deri OSB Mah. Yan Sanayi Cad. No:13 Tuzla/İSTANBUL, TURKEY | N/A, 500XXX | Klasa IIb | Ureteral Stents and Sets janë pajisje mjekësore që përdoren për të lejuar kullimin e urinës dhe për të parandaluar stenozën e përkohshme ureterale. | Pajisje te implantueshme jo aktive
, 501XXX, 500XXX, 500XXXH, 5200XX , 510XXX, 511XXX, 510XXX , 510XXXH
16837 | WOUND DRAINAGE SET 400 CC DOUBLE TROCAR 14CH, WOUND DRAINAGE SET 400 CC DOUBLE TROCAR 16CH, WOUND DRAINAGE SET 400 cc DOUBLE TROCAR 18CH, WOUND DRAINAGE SET 200 cc SINGLE TROCAR 08CH, WOUND DRAINAGE SET 200 CC SINGLE TROCAR 10CH, WOUND DRAINAGE SET 200 cc SINGLE TROCAR 12CH, WOUND DRAINAGE SET 200 CC SINGLE TROCAR 14CH, WOUND DRAINAGE SET 200 CC SINGLE TROCAR 16CH, WOUND DRAINAGE SET 200 cc SINGLE TROCAR 18CH, WOUND DRAINAGE SET 200 cc DOUBLE TROCAR 08CH, WOUND DRAINAGE SET 200 CC DOUBLE TROCAR 10CH, WOUND DRAINAGE SET 200 CC DOUBLE TROCAR 14CH, WOUND DRAINAGE SET 200 cc DOUBLE TROCAR 18CH, SOFT DRAIN 21 CH WITH DRAINAGE BAG- SILICONE, SOFT DRAIN 22 CH WITH DRAINAGE BAG- SILICONE, SOFT DRAIN 24 CH WITH DRAINAGE BAG- SILICONE, SOFT DRAIN 26 CH WITH DRAINAGE BAG- SILICONE, SOFT DRAIN 27 CH WITH DRAINAGE BAG- SILICONE, SOFT DRAIN 28 CH WITH DRAINAGE BAG- SILICONE, SOFT DRAIN 30 CH WITH DRAINAGE BAG- SILICONE, FLAT DRAIN 2*5 mm, FLAT DRAIN 3*7 mm, FLAT DRAIN 4*10 mm, ROUND SILICONE DRAIN 12 CH, FLAT DRAIN 13 mm, ROUND SILICONE DRAIN 15 CH, ROUND SILICONE DRAIN 18 CH, ROUND SILICONE DRAIN 21 CH, ROUND SILICONE DRAIN 22 CH, ROUND SILICONE DRAIN 24 CH, ROUND SILICONE DRAIN 27 CH, ROUND SILICONE DRAIN 30 CH, WOUND DRAINAGE SET MINI 06CH, WOUND DRAINAGE SET MINI 07CH, WOUND DRAINAGE SET MINI 08CH, WOUND DRAINAGE SET MINI 10CH, WOUND DRAINAGE SET SILICONE 200cc-FLAT DRAIN 7 | T R I M E D | 2024-06-27T00:00:00.000+02:00 | Plasti-med Plastik Medikal Ürünler Sanayi ve Ticaret Limited Şirketi Deri OSB Mahallesi Yan Sanayi Cad. No:13 Tuzla/Istanbul/Turkey | 103114, 103116, 103118, 103208, 103210, 103212, 103214, 103216, 103218, 103308, 103310, 103314, 103318, 103821, 103822, 103824, 103826, 103827, 103828, 103830, 103705, 103707, 103710, 103712, 103713, 103715, 103718, 103721, 103722, 103724, 103727, 103730, 103406, 103407, 103408, 103410, 103507, 103510, 103513, 103607, 103610, 103613, 103657, 103660, 103673, 103517, 103520, 103523, 103527, 103530, 103533, 103312, 103316, N/A, 101010, 101012, 101014, 101015, 101016, 101018, 101020, 101021, 101022, 101024, 101026, 101027, 101028, 101030, 103812, 103814, 103815, 103816, 103818, 103820, 103008, 103010, 103012, 103014, 103016, 103018, 103108, 103110, 103112 | Klasa IIa | Closed wound drainage systems and accessories janë pajisje mjekësore që përdoren shpesh për të kulluar lëngjet, veçanërisht gjakun, nga plagët kirurgjikale. Qëllimi i këtyre sistemeve është të zvogëlojë shfaqjen e hematomave të plagëve dhe infeksioneve. | Produkte per institucione te kujdesit shendetesor
mm, WOUND DRAINAGE SET SILICONE 200cc-FLAT DRAIN 10
mm, WOUND DRAINAGE SET SILICONE 200cc-FLAT DRAIN 13
mm, WOUND DRAINAGE SET PVC 400cc-FLAT DRAIN 7 mm, WOUND DRAINAGE SET PVC 400cc-FLAT DRAIN 10 mm, WOUND DRAINAGE SET PVC 400cc-FLAT DRAIN 13 mm, WOUND DRAINAGE SET PVC 200cc-FLAT DRAIN 7 mm, WOUND DRAINAGE SET PVC 200cc-FLAT DRAIN 10 mm, WOUND DRAINAGE SET PVC 200cc-FLAT DRAIN 13 mm, WOUND DRAINAGE SET SILICONE 100cc-FLAT DRAIN 7
mm, WOUND DRAINAGE SET SILICONE 100cc-FLAT DRAIN 10
mm, WOUND DRAINAGE SET SILICONE 100cc-FLAT DRAIN 13
mm, WOUND DRAINAGE SET SILICONE 400cc-FLAT DRAIN 7
mm, WOUND DRAINAGE SET SILICONE 400cc-FLAT DRAIN 10
mm, WOUND DRAINAGE SET SILICONE 400cc-FLAT DRAIN 13
mm, WOUND DRAINAGE SET 200 cc DOUBLE TROCAR 12CH, WOUND DRAINAGE SET 200 CC DOUBLE TROCAR 16CH, Closed wound drainage systems and accessories, SOFT DRAIN 10 CH/ 100 CM WITH DRAINAGE BAG, SOFT DRAIN 12 CH/ 100 CM WITH DRAINAGE BAG, SOFT DRAIN 14 CH/ 100 CM WITH DRAINAGE BAG, SOFT DRAIN 15 CH/ 100 CM WITH DRAINAGE BAG, SOFT DRAIN 16 CH/ 100 CM WITH DRAINAGE BAG, SOFT DRAIN 18 CH/ 100 CM WITH DRAINAGE BAG, SOFT DRAIN 20 CH/ 100 CM WITH DRAINAGE BAG, SOFT DRAIN 21 CH/ 100 CM WITH DRAINAGE BAG, SOFT DRAIN 22 CH/ 100 CM WITH DRAINAGE BAG, SOFT DRAIN 24 CH/ 100 CM WITH DRAINAGE BAG, SOFT DRAIN 26 CH/ 100 CM WITH DRAINAGE BAG, SOFT DRAIN 27 CH/ 100 CM WITH DRAINAGE BAG, SOFT DRAIN 28 CH/ 100 CM WITH DRAINAGE BAG, SOFT DRAIN 30 CH/ 100 CM WITH DRAINAGE BAG, SOFT DRAIN 12 CH WITH DRAINAGE BAG - SILICONE, SOFT DRAIN 14 CH WITH DRAINAGE BAG - SILICONE, SOFT DRAIN 15 CH WITH DRAINAGE BAG - SILICONE, SOFT DRAIN 16 CH WITH DRAINAGE BAG - SILICONE, SOFT DRAIN 18 CH WITH DRAINAGE BAG- SILICONE, SOFT DRAIN 20 CH WITH DRAINAGE BAG- SILICONE, WOUND DRAINAGE SET 400 cc SINGLE TROCAR 08CH, WOUND DRAINAGE SET 400 CC SINGLE TROCAR 10CH, WOUND DRAINAGE SET 400 cc SINGLE TROCAR 12CH, WOUND DRAINAGE SET 400 CC SINGLE TROCAR 14CH, WOUND DRAINAGE SET 400 CC SINGLE TROCAR 16CH, WOUND DRAINAGE SET 400 cc SINGLE TROCAR 18CH, WOUND DRAINAGE SET 400 cc DOUBLE TROCAR 08CH, WOUND DRAINAGE SET 400 CC DOUBLE TROCAR 10CH, WOUND DRAINAGE SET 400 cc DOUBLE TROCAR 12CH
16838 | Non-steril ultrasound gel,Y1173.101.0001,Skintact 250 ml ULT.JELI SEFFAF UL01/UL01, Non-steril ultrasound gel,Y1173.101.0002 Skintact 5000 ml CUB.ULT.JEL SEFFAF | GREEMED | 2024-07-23T00:00:00.000+02:00 | Turkuaz saglik hizmetleri medikal temizlik kimyasal urunler sanayi ve ticaret anonim sikreti,Akçaburgaz Mahallesi Muhsin Yazıcıoğlu Caddesi No:45/5 34522 Esenyurt, İstanbul / Türkiye | 58321, 58558/AT | Klasa I | Xhel per eko | Tjeter
16839 | Digital Diagnostic X-ray System/ GXR-32SD, Digital Diagnostic X-ray System/GXR-40SD, Digital Diagnostic X-ray System/GXR-52SD, Digital Diagnostic X-ray System/GXR-68SD, Digital Diagnostic X-ray System/GXR-82SD, Digital Diagnostic X-ray System/GXR-C32SD, Digital Diagnostic X-ray System/GXR-C40SD, Digital Diagnostic X-ray System/GXR-C52SD, Digital Diagnostic X-ray System/GXR-U32SD, Digital Diagnostic X-ray System/GXR-U40SD | MSE | 2024-07-03T00:00:00.000+02:00 | DRGEM, 7Fl, E-B/D, Gwangmyeong Techno-Park, 60 Haan-ro, Gwangmyeong-si, Gyeonggi-do, Korea, 14322 | GXR-32SD, GXR-40SD, GXR-52SD, GXR-68SD, GXR-82SD, GXR-C32SD, GXR-C40SD, GXR-C52SD, GXR-U32SD, GXR-U40SD | Klasa IIb | Sistem dixhital diagnostik me rreze X | Tjeter
16840 | Respiratory masks and accessories, OXYGEN MASK/ADULT, OXYGEN MASK/ PEDIATRIC, NEBULIZER SET -ADULT, NEBULIZER SET -PEDIATRIC, NEBULIZER SET- MOUTHPIECE (HALF ELBOW), NEBULIZER SET- WITH "T" PART, HIGH CONCENTRATION OXYGEN MASK/ADULT, HIGH CONCENTRATION OXYGEN MASK/PEDIATRIC, NEBULIZER SET, OXYGEN MASK TUBE, NEBULIZER SET- WITH "T" PART AND VALVE, NEBULIZER SET - ADULT - E, NEBULIZER SET - PEDIATRIC - E, OXYGEN MASK/ADULT (NEW TYPE), NEBULIZER SET-PEDIATRIC (TURNING HEAD), NEBULIZER SET- INFANT, OXYGEN MASK- INFANT, HIGH CONCENTRATION OXYGEN MASK- ADULT (NEW TYPE), NEBULIZER SET –ADULT (TURNING HEAD) | T R I M E D | 2024-07-04T00:00:00.000+02:00 | Plasti-med Plastik Medikal Ürünleri San. Ve Tic. Ltd. Şti. Deri OSB Mah. Yan Sanayi Cad. No:13 Tuzla/İSTANBUL, TÜRKİYE | N/A, 130103, 130104, 130106, 130107, 130108, 130109, 130110, 130111, 130120, 130112, 130205, 130133, 130134, 130053, 130056, 130057, 130058, 130059, 130060, 130156, 130157 | Klasa IIa | Respiratory masks and accessories janë pajisje mjekësore që përdoret për trajtimin e pacientëve që kanë nevojë për oksigjen me densitet të ulët në sëmundje të ndryshme të mushkrive. | Tjeter
16841 | ARTHROSCOPY SET Y (T.U.R) (165111), ARTHROSCOPY SET WITH MANUAL PRESSURE PUMP (T.U.R) (165121) | T R I M E D | 2024-07-04T00:00:00.000+02:00 | Plasti-med Plastik Medikal Ürünleri San. Ve Tic. Ltd. Şti. Deri OSB Mah. Yan Sanayi Cad. No:13 Tuzla/İSTANBUL, TURKEY | ARTHROSCOPY SET Y (T.U.R) (165111), ARTHROSCOPY SET WITH MANUAL PRESSURE PUMP (T.U.R) (165121) | Klasa IIa | ARTHROSCOPY SET Y (T.U.R) janë pajisje mjekësore që kanë një lente kamerash dhe një dritë, e cila e lejon mjekun të shohë brenda artikulacionit. Kamera projekton një imazh të artikulacionit në një ekran. , ARTHROSCOPY SET WITH MANUAL PRESSURE PUMP (T.U.R) janë pajisje mjekësore që kanë një lente kamerash dhe një dritë, e cila e lejon mjekun të shohë brenda artikulacionit. Kamera projekton një imazh të artikulacionit në një ekran. Përdorimi i një pompe infuzioni është një metodë efektive për të lagur artikulacionin me lëng steril në artroskopi. | Produkte per institucione te kujdesit shendetesor
16842 | Thoracic Trocar Catheter, Thoracic Trocar Catheter Size FG 08 Dia mm 2.70 ± 0.10, Thoracic Trocar Catheter Size FG 10 Dia mm 4.00 ± 0.15, Thoracic Trocar Catheter Size FG 12 Dia mm 3.30 ± 0.15, Thoracic Trocar Catheter Size FG 14 Dia mm 4.70 ± 0.20, Thoracic Trocar Catheter Size FG 16 Dia mm 5.30 ± 0.20, Thoracic Trocar Catheter Size FG 18 Dia mm 6.00 ± 0.20, Thoracic Trocar Catheter Size FG 20 Dia mm 6.70 ± 0.20, Thoracic Trocar Catheter Size FG 22 Dia mm 7.3 ± 0.2, Thoracic Trocar Catheter Size FG 24 Dia mm 8.00 ± 0.20, Thoracic Trocar Catheter Size FG 26 Dia mm 8.70 ± 0.20, Thoracic Trocar Catheter Size FG 28 Dia mm 9.30 ± 0.20, Thoracic Trocar Catheter Size FG 30 Dia mm 10.00 ± 0.20, Thoracic Trocar Catheter Size FG 32 Dia mm 10.70 ± 0.20, Thoracic Trocar Catheter Size FG 34 Dia mm 11.30± 0.20, Thoracic Trocar Catheter Size FG 36 Dia mm 12.00± 0.20 | T R I M E D | 2024-07-04T00:00:00.000+02:00 | Sterimed Group, Unit No. 501, Ring Road Mall, 21, Manglam Place Rohini, Sector-03, Delhi- 110085 (INDIA) | SMD 1001 | Klasa IIa | Thoracic Trocar Catheter janë pajisje mjekësore që kanë për qëllim të largojnë depozitat e gazit dhe lëngjeve nga zgavra pleurale dhe ndihmojnë në rivendosjen dhe ruajtjen e presionit pas operacionit torakal. | Pajisje anestezie dhe respiratore
16843 | Medtronic Wrench Kit | O.E.S DISTRIMED | 2024-06-26T00:00:00.000+02:00 | Medtronic, Inc. 710 Medtronic Parkway Minneapolis MN 55432 USA | 5873W | Klasa III | Celes rrotullimi,pajisje ndihmese per implantimin e nje elektrode kardiake | Pajisje nje perdorimeshe
16844 | Interleukin-6 kit (CLIA) | O3 LAB | 2024-06-28T00:00:00.000+02:00 | Shenzhen Mindray Bio-Medical Electronics Co., Ltd. Mindray Building, Keji 12th Road South, High-Tech Industrial Park, Nanshan, 518057, Shenzhen, P.R. China | 105-027046-00, 105-027047-00 | In vitro | lnterleukin-6 kit (CLIA) Reagent per te matur nivelin e Interleukines-6 ne serum. | Pajisje te diagnostifikimit in vitro
16845 | 10-521, Finierer, Bohrer, Kronentrenner, Chirurgie | Primary Dental | 2024-06-28T00:00:00.000+02:00 | G&Z Instrumente GmbH, Montfortstrase 1, 6890 Lustenau, Austria | C297-314-012, C297-314-014, C300-314-014, C300-314-021, C30-314-006, C30-314-008, C30-314-009, C30-314-010, C30-314-012, C30-314-014, C31-104-008, C31-104-010, C31-104-012, C31-104-014, C31-104-016, C31-104-021, C31-104-023, C31-204-010, C31-204-012, C31-204-014, C31-204-016, C31-204-018, C31-314-008, C31-314-009, C31-314-010, C31-314-012, C31-314-014, C31-314-016, C31-314-018, C31-314-021, C31L-104-009, C31L-104-010, C31L-104-012, C31L-314-009, C31L-314-010, C31L-314-012, C31PC-314-010, C31R-104-010, C31R-104-016, C31R-204-012, C31R-314-008, C31R-314-009, C31R-314-010, C31R-314-012, C31R-314-014, C31R-314-016, C31R-314-018, C31RPC-314-010, C31RPC-314-012, C32L-314-010, C32L-314-012-4.2, C32LE-314-012, C32LG-314-010, C32LG-314-012, C33-104-010, C33-104-012, C33-104-016, C33-104-023, C33-314-009, C33-314-010, C33-314-012, C33-314-014, C33-314-016, C336-314-016, C33L-104-009, C33L-104-010, C33L-314-009, C33L-314-010, C33L-314-012, C33LGK-314-009, C34-314-010, C34-314-012, C34L-314-010, C34L-314-012-3,5, C34LE-314-010, C34LG-314-010, C34LG-314-012, C35L-315-012, C36RS-314-012, C375-314-012, C375-314-014, C375-314-016, C375R-314-012, C375R-314-014, C375R-314-016, C375R-314-018, C375R-314-023, C377-314-010, C377-314-012, C378-314-014, C378-314-016, C379-204-012, C379-204-014, C379-204-018, C379-204-023, C379-314-012, C379-314-014, C379-314-018, C379-314-023, C379F-314-023, C379G-314-023, C379GK-314-014, C379S-314-023, C379UF-204-018, C379UF-204-023, C379UF-314-014, C379UF-314-018, C379UF-314-023, C38-314-010, C38-314-012, C389-316-016, C38L-314-012, C390-204-014, C390-204-016, C390-204-018, C390-314-014, C390-314-016, C390-314-018, C390S-314-018, C390UF-204-016, C390UF-314-016, C41-204-010, C41-204-012, C41-204-014, C41-204-016, C41-204-018, C41-204-023, C41-204-027, C41-204-031, C41-314-010, C41-314-012, C41-314-014, C41-314-016, C41-314-018, C41-314-023, C41-314-027, C41-314-031, C41UF-204-018, C41UF-314-018, C46-314-012, C46-314-014, C46-314-018, C46-314-023, C47-314-010, C47-314-014, C47-314-018, C47L-314-010, C47L-314-012, C47L-314-014, C47L-314-016, C48L-314-010, C48L-314-012, C48LF-314-012, C48LS-314-012, C48LUF-314-012, C49-314-010, C49-314-012, C49-314-014, C50-204-010, C50-314-010, C50-314-018, C50A-314-010, C50AF-314-010, C50AUF-314-010, C560-317-008, C7-204-010, C7-204-014, C7-204-016, C7-204-018, C7-314-006, C7-314-008, C7-314-009, C7-314-010, C7-314-012-1.8, C747-205-010, C747L-206-010, C758-204-012, C758L-206-012, C7L-204-010, C7L-204-012, C7L-204-014, C7L-314-008, C7L-314-010, C7L-314-012, C7L-314-014, C7PC-314-008, C847KRG-314-016, C856G-314-016, CTI141-104-018, CTI141-104-023, CTI141-104-035, CTI141-205-023, CTI141A-104-014, CTI141A-104-018, CTI141A-104-023, CTI141A-104-035, CTI141A-205-023, CTI162-104-016, CTI162A-206-016, CTI162A-316-016, CTI162A-317-016, Erweiterer-1,0, Erweiterer-1,4, GSD1-315-016, GSD1-104-021, GSD1-104-023, GSD1-204-018, GSD1-204-021, GSD1-204-023, GSD1-314-021, H118L, H118L-21 RA, H118S, H118S-21 FA, H1SNL-206-006, H1SNL-206-008, H1SNL-206-010, H218, H218-21 RA, STT249.314.016, T21XR-204-012, T21XR-314-010, T21XR-314-012, TC 134F-014 FG, TC 375R-314-018, TC 379-023 FG, TC 379-023 RA, TC 48L-314-012, TC 48L-012 RA, TC 850.3.314.012, TC 850.3.314.014, C 22AGK-204-016-5, C 22ALGK-205-016-8, C T21XR-204-012, C1-104-004, C1-104-005, C1-104-006, C1-104-008, C1-104-010, C1-104-012, C1-104-014, C1-104-016, C1-104-018, C1-104-021, C1-104-023, C1-104-027, C1-204-005, C1-204-006, C1-204-008, C1-204-009, C1-204-010, C1-204-012, C1-204-014, C1-204-016, C1-204-018, C1-204-021, C1-204-023, C1-204-027, C1-205-006, C1-205-008, C1-205-009, C1-205-010, C1-205-012, C1-205-014, C1-205-016, C1-205-018, C1-205-021, C1-205-023, C1-205-027, C1-205-029, C1-314-005, C1-314-006, C1-314-007, C1-314-008, C1-314-010, C1-314-012, C1-314-014, C1-314-016, C1-314-018, C1-314-021, C1-314-023, C1-314-027, C1-315-010, C1-315-012, C1-315-014, C1-315-016, C1-315-018, C1-315-021, C1-315-023, C1-316-008, C1-316-010, C1-316-014, C1- | Klasa IIa | Freza dentare te diamantuara per frezim te struktures dentare | Pajisje dentare
16846 | Anti-HCV Positive Control | O3 LAB | 2024-07-08T00:00:00.000+02:00 | Shenzhen Mindray Bio-Medical Electronics Co., Ltd.Mindray Building, Keji 12th Road South, High-TechIndustrial Park, Nanshan, 518057, Shenzhen, P.R. China | 105-027563-00 , 105-024996-00 , 105-027565-00, 105-024998-00 | In vitro | Kontrolli Anti-HCV Pozitiv i Mindray perdoret si kontroll cilesie per te monitoruar saktesine dhe vertetesine e Analizatoreve Imunologjik ne Kemilumineshence te Serise CL te Mindray dhe te testeve te tyre ne laboratorin klinik gjate matjes se analitit te Antitrupave te virusit te Hepatitit C. | Pajisje te diagnostifikimit in vitro
16847 | BREATHING CIRCUIT T CONNECTOR, Breathing and anesthesia circuits, ANESTHESIA CIRCUIT -CORRUGATED, ANESTHESIA CIRCUIT -SMOOTHBORE, ANESTHESIA CIRCUIT - EXTENDABLE, BREATHING CIRCUIT - CORRUGATED, ANESTHESIA CIRCUIT – EXTENDABLE, BREATHING CIRCUIT – CORRUGATED, BREATHING CIRCUIT – SMOOTHBORE, BREATHING CIRCUIT – EXTENDABLE, BREATHING CIRCUIT- BAIN (COAXIAL), BREATHING CIRCUIT-IPPB CLOSED SYSTEM, KATATER MOUNT, BREATHING CIRCUIT-'T' TUBE CIRCUIT, BREATHING CIRCUIT - SMOOTHBORE, BREATHING CIRCUIT - EXTENDABLE, BREATHING CIRCUIT- HEATED WIRE, BREATHING CIRCUIT- IPPB, BREATHING CIRCUIT- COAXIAL, BREATHING CIRCUIT- TRANSPORT VENTILATOR CIRCUIT, BREATHING INHALATION- THREATMENT CHAMBER, ANESTHESIA CIRCUIT –CORRUGATED, ANESTHESIA CIRCUIT –SMOOTHBORE | T R I M E D | 2024-07-04T00:00:00.000+02:00 | Plasti-med Plastik Medikal Ürünleri San. Ve Tic. Ltd. Şti. Deri OSB Mah. Yan Sanayi Cad. No:13 Tuzla/İSTANBUL, TÜRKİYE | 48960101S, N/A, 480 XXX, 481 XXX, 482 XXX, 483 XXX | Klasa IIa | Breathing and anesthesia circuits është një pajisje mjekësore që përdoret për të dhënë oksigjen, për të hequr dioksidin e karbonit dhe për të shpërndarë agjentë anestezikë inhalatorë te një pacient. | Pajisje anestezie dhe respiratore
, 484 XXX, 482 XXXS, 483 XXXS
, 484 XXXS, 485 XXXS
, 486 XXXS, 487 XXXS
, 488 XXXS, 489 XXXS, 489 601S, 489 641S, 485 XXX
, 486 XXX, 487 XXX
, 488 XXX, 489 XXX, 489,601, 489,641, 48960101, 480 XXXS, 481 XXXS
16848 | Thoracic Drainage Catheter, Straight and right angle Size FG 26 Dia mm 8.70 ± 0.20, Thoracic Drainage Catheter, Straight and right angle Size FG 28 Dia mm 9.30 ± 0.20, Thoracic Drainage Catheter, Straight and right angle Size FG 30 Dia mm 10.00 ± 0.20, Thoracic Drainage Catheter, Straight and right angle Size FG 32 Dia mm 10.70 ± 0.20, Thoracic Drainage Catheter, Straight and right angle Size FG 34 Dia mm 11.30± 0.20, Thoracic Drainage Catheter, Straight and right angle Size FG 36 Dia mm 12.00± 0.20 , Thoracic Drainage Catheter, Straight and right angle Size FG 38 Dia mm 12.70± 0.20 , Thoracic Drainage Catheter, Straight and right angle Size FG 40 Dia mm 13.00± 0.20 , Thoracic Drainage Catheter, Thoracic Drainage Catheter, Straight and right angle Size FG 08 Dia mm 2.70 ± 0.10, Thoracic Drainage Catheter, Straight and right angle Size FG 10 Dia mm 4.00 ± 0.15, Thoracic Drainage Catheter, Straight and right angle Size FG 12 Dia mm 3.30 ± 0.15, Thoracic Drainage Catheter, Straight and right angle Size FG 14 Dia mm 4.70 ± 0.20, Thoracic Drainage Catheter, Straight and right angle Size FG 16 Dia mm 5.30 ± 0.20, Thoracic Drainage Catheter, Straight and right angle Size FG 18 Dia mm 6.00 ± 0.20, Thoracic Drainage Catheter, Straight and right angle Size FG 20 Dia mm 6.70 ± 0.20, Thoracic Drainage Catheter, Straight and right angle Size FG 22 Dia mm 7.3 ± 0.2, Thoracic Drainage Catheter, Straight and right angle Size FG 24 Dia mm 8.00 ± 0.20 | T R I M E D | 2024-07-04T00:00:00.000+02:00 | Sterimed Group, Unit No. 501, Ring Road Mall, 21, Manglam Place Rohini, Sector-03, Delhi- 110085 (INDIA) | SMD 1002 | Klasa IIa | Thoracic Drainage Catheter janë pajisje mjekësore që kanë për qëllim të heqin ajrin/lëngjet në rastin e pneumotoraksit ose sekrecionet e infektuara nga hapësira intratorakale. | Pajisje te implantueshme jo aktive
16849 | Endotracheal Tube, Endotracheal Tube Plain, Silicon Elastomer Coated Endotracheal Tube Plain, Silicon Elastomer Coated Endotracheal Tube Cuffed , Endotracheal Tube Cuffed, Endotracheal Tube Reinforced Plain, Endotracheal Tube Reinforced Cuffed, Endotracheal tube Performed North Nasal Plain, Endotracheal tube Performed North Nasal Cuffed , Endotracheal tube Performed South Oral Plain , Endotracheal tube Performed South Oral Cuffed , Endotracheal Tube Pearl Nasal , Endotracheal Tube with Subglottic Suction | T R I M E D | 2024-07-04T00:00:00.000+02:00 | Sterimed Group, Unit No. 501, Ring Road Mall, 21, Manglam Place Rohini, Sector-03, Delhi- 110085 (INDIA) | N/A, SMD 701P, SMD 701SP, SMD 718 S, SMD 701 C, SMD 719 P, SMD 719 C, SMD 717 , SMD 717 C, SMD 701 SC, SMD 718 SC, SMD 754, SMD 722 | Klasa IIa | Endotracheal Tube janë pajisje mjekësore që vendosen midis kordave vokale përmes trakesë dhe kanë qëllim të sigurojnë oksigjen. Këto pajisje shërbejnë për të mbrojtur mushkëritë nga kontaminimi ose përmbajtja e stomakut dhe gjaku. | Pajisje te implantueshme jo aktive
16850 | Protégé RX Self-Expanding Carotid Stent System, Protégé RX Tapered Self-Expanding Carotid Stent System | O.E.S DISTRIMED | 2024-07-02T00:00:00.000+02:00 | Medtronic, Inc. 710 Medtronic Parkway Minneapolis MN 55432 USA | SEPX-9-60-135 , SEPX-10-20-135 , SEPX-10-30-135 , SEPX-10-40-135, SEPX-10-60-135, SEPX-8-6-30-135, SEPX-8-6-40-135, SEPX-10-7-30-135, SEPX-10-7-40-135, SEPX-6-20-135, SEPX-6-30-135, SEPX-6-40-135, SEPX-6-60-135, SEPX-7-20-135, SEPX-7-30-135, SEPX-7-40-135, SEPX-7-60-135, SEPX-8-20-135, SEPX-8-30-135, SEPX-8-40-135, SEPX-8-60-135 , SEPX-9-20-135 , SEPX-9-30-135 , SEPX-9-40-135 | Klasa III | Sistemi i stentit karotid vetë-zgjerues,indikohet për trajtimin e stenozave të arteries karotide të përbashkët (CCA), arteries karotide të brendshme (ICA) dhe bifurkacionit karotid. | Pajisje te implantueshme jo aktive
16851 | CINtec Histology | Labor Dr. Limbach Heidelberg Germany | 2024-06-27T00:00:00.000+02:00 | Roche Diagnostics GmbH, Sandhofer Strasse 116, 68305 Mannheim Germany | 10213370001 | In vitro | The CINtec® Histology Kit is an immunohistochemistry assay for the qualitative detection of the p16INK4a antigen | Pajisje te diagnostifikimit in vitro
16852 | Prothrombin Time Reagent (PT) | O3 LAB | 2024-07-08T00:00:00.000+02:00 | Shanghai Long Island Biotec. Co., Ltd No.839, Gaofeng Road, Fengxian District, 201401 Shanghai, P.R. China | Prothrombin Time Reagent (PT) | In vitro | Reagent per te matur Kohen e koagulimit te gjakut ne plazmen e Njeriut(PT) | Pajisje te diagnostifikimit in vitro
16853 | Aidplast Sterile Nonwoven Wound Dressing 5 cm x 7.5 cm, Aidplast Sterile Nonwoven Wound Dressing 9 cm x 5 cm, Aidplast Sterile Nonwoven Wound Dressing 9 cm x 10 cm, Aidplast Sterile Nonwoven Wound Dressing 10 cm x 10 cm, Aidplast Sterile Nonwoven Wound Dressing 9 cm x 15 cm, Aidplast Sterile Nonwoven Wound Dressing 10 cm x 15 cm, Aidplast Sterile Nonwoven Wound Dressing 9 cm x 20 cm, Aidplast Sterile Nonwoven Wound Dressing 10 cm x 20 cm, Aidplast Sterile Nonwoven Wound Dressing 9 cm x 25 cm, Aidplast Sterile Nonwoven Wound Dressing 10 cm x 25 cm, Aidplast Sterile Nonwoven Wound Dressing 9 cm x 30 cm, Aidplast Sterile Nonwoven Wound Dressing 10 cm x 30 cm, Phmco Sterile Nonwoven Wound Dressing 5 cm x 7.5 cm, Phmco Sterile Nonwoven Wound Dressing 9 cm x 5 cm, Phmco Sterile Nonwoven Wound Dressing 9 cm x 10 cm, Phmco Sterile Nonwoven Wound Dressing 9 cm x 15 cm, Phmco Sterile Nonwoven Wound Dressing 9 cm x 20 cm, Phmco Sterile Nonwoven Wound Dressing 9 cm x 25 cm, Phmco Sterile Nonwoven Wound Dressing 9 cm x 30 cm, Aidplast Sterile Transparent PU Wound Dressing 5 cm x 7.5 cm, Aidplast Sterile Transparent PU Wound Dressing 9 cm x 5 cm, Aidplast Sterile Transparent PU Wound Dressing 9 cm x 10 cm, Aidplast Sterile Transparent PU Wound Dressing 9 cm x 20 cm, Aidplast Sterile Transparent PU Wound Dressing 10 cm x 20 cm, Aidplast Sterile Transparent PU Wound Dressing 9 cm x 25 cm, Aidplast Sterile Transparent PU Wound Dressing 10 cm x 10 cm, Aidplast Sterile Transparent PU Wound Dressing 9 cm x 15 cm, Aidplast Sterile Transparent PU Wound Dressing 10 cm x 15 cm, Aidplast Sterile Transparent PU Wound Dressing 10 cm x 25 cm, Aidplast Sterile Transparent PU Wound Dressing 9 cm x 30 cm, Aidplast Sterile Transparent PU Wound Dressing 10 cm x 30 cm, Aidplast Sterile Hypoallergenic Eye Pad 5 cm x 6,2 cm, Aidplast Sterile Hypoallergenic Eye Pad 5,7 cm x 7,2 cm, Aidplast Sterile Hypoallergenic Eye Pad 5,7 cm x 8,2 cm, Aidplast Sterile Hypoallergenic Eye Pad 6,5 cm x 9,5 cm, Phmco Sterile Hypoallergenic Eye Pad 5 cm x 6,2 cm, Aidplast Sterile Hemostatic Pressure Plaster 38x72 mm, Aidplast Sterile Hemostatic Pressure Plaster 38x38 mm, Aidplast Sterile IV.Fixation Dressing NW 6cm x 8cm, Aidplast Sterile IV.Fixation Dressing NW 6cm x 7cm, Aidplast Sterile IV.Fixation Dressing NW 7cm x 8,8cm, Aidplast Sterile IV.Fixation Dressing NW 9cm x 11cm, Aidplast Sterile IV.Fixation Dressing NW 7,2cm x 10cm, Aidplast Sterile IV.Fixation Dressing PU 6cm x 8cm, Aidplast Sterile IV.Fixation Dressing Pu 9cm x 11cm, Aidplast Sterile IV.Fixation Dressing Pu 6cm x 7cm, Aidplast Sterile IV.Fixation Dressing Pu 7cm x 8,8cm, Aidplast Sterile IV.Fixation Dressing PU 7,2cm x 10cm, Aidplast Sterile IV.Fixation Dressing NW with Pad 6cm x 8cm, Aidplast Sterile IV.Fixation Dressing PU with Pad 6cm x 8cm | MONTAL | 2024-07-04T00:00:00.000+02:00 | VICTOREKS TIBBİ SAĞLIK ÜRÜNLERI İÇ VE DIŞ TİC. SAN. LTD. ŞTİ ESENTEPE MAH. CEVİZLİ D-100 GÜNEY YANYOL CAD. LAPİS HAN, NO: 25/47 KARTAL – İSTANBUL / TÜRKİYE SRN:TR-MF-000028946 | V607, V609, V610, V710, V615, V715, V620, V720, V625, V725, V630, V730, P607 , P609 , P610 , P615 , P620 , P625 , | Is | Përdoret për të mbrojtur zonat e qepura pas operacionit dhe për ndryshimet e fashove që mund të bëhen nga vetë personi., Përdoret për dëmtimet e syve, trajtimin e syve në gjendjen alergjike dhe kujdesin pas operacionit të syve., Përdoret në rastet kur gjakderdhja ndalet vonë pas hemodializës dhe të gjitha llojeve të injektimeve., Përdoret për të fiksuar kateterin në sipërfaqen përkatëse të trupit. | Pajisje nje perdorimeshe
P630, V6107P, V6109P, V6110P, V6120P, V7120P, V6125P, V7110P, V6115P, V7115P, V7125P, V6130P, V7130P, V6505, V6507, V6825, V6950, P6507 , V3872, V3838 , V6608, V6607, V6708, V6911 , V6710 , V6608F, V6911F, V6607F, V6708F, V6710F , V6608P, V6608FP
16854 | Guides, Other, Guides, Other | BIOMETRIC ALBANIA | 2024-07-04T00:00:00.000+02:00 | TONTARRA Medizintechnik GmbH - Adresa: Daimlerstraße 15, D-78573 Wurmlingen, Germany | 582-150-00GU, 582-150-00GUB, 582-150-21GU, 582-150-21GUE, 582-150-24GU, 582-150-24GUE, 582-150-26GU, 582-150-39GU, 582-150-39GUE, 582-180-00B, 582-180-01B, 582-180-15, 582-180-21, 582-180-22, 582-180-24, 582-180-26, 582-180-38, 582-180-39, 630-012-17, 630-012-19, 630-012-21, 630-012-23, 630-012-25, 630-017-17, 630-017-19, 630-017-21, 630-017-23, 630-017-25, 630-030-00, 630-030-01, 630-030-02, 630-030-21, 630-030-22, 630-040-00, 630-040-15, 630-042-01, 630-042-15, 630-042-21, 630-042-22, 630-042-23, 630-042-25, 630-045-23, 630-045-40, 630-046-08, 630-046-12, 630-047-08, 630-047-12, 630-048-00, 630-048-08, 630-048-10, 630-048-12, 630-048-14, 630-048-58, 630-048-60, 630-048-62, 630-048-64, 630-049-00, 630-200-24, 630-200-27, 630-202-24, 630-202-27, 630-204-06, 630-204-07, 630-204-08, 630-204-26, 630-204-28, 630-209-06, 630-209-07, 630-209-08, 630-209-26, 630-209-28, 630-230-09, 630-235-05, 630-235-10, 630-235-10B, 630-235-11, 630-235-55, 630-235-60, 630-235-60B, 630-235-61, 630-300-19, 630-304-01, 630-304-21, 630-309-01, 630-309-21, 630-335-05, 630-335-10, 630-335-10B, 630-335-55, 630-335-60, 630-335-60B, 630-350-05, 630-350-55, 630-350-90, 630-351-05, 630-351-55, 630-351-90, 630-352-05, 630-352-55, 630-352-90, 630-400-21, 630-400-30, 630-400-40, 630-400-70, 630-401-15, 630-401-30, 630-405-60BU, 630-420-12, 630-420-14, 630-420-22, 630-420-24, 630-420-26, 630-420-32, 630-420-34, 630-420-44, 630-420-52, 630-420-54, 630-420-64, 630-423-12, 630-430-00, 630-430-09, 630-430-12, 630-430-15, 630-430-18, 630-430-21, 630-430-24, 630-430-27, 630-430-30, 630-435-05, 630-435-10, 630-435-15, 630-435-20, 630-435-25, 630-500-14, 630-500-20, 630-500-25, 630-502-13, 630-507-07, 630-507-09, 630-507-11, 630-510-13, 630-510-20, 630-510-25, 630-511-13, 630-511-25, 630-512-09, 630-512-13, 630-515-13, 630-516-13, 640-010-20, 640-010-23, 640-010-27, 640-010-30, 640-010-33, 640-010-40, 640-010-43, 640-015-21, 640-015-24, 640-015-31, 640-015-34, 640-015-41, 640-015-44, 640-020-30, 640-020-33, 640-020-40, 640-020-43, 640-022-33, 640-022-43, 640-022-53, 640-025-21, 640-025-22, 640-025-31, 640-025-32, 640-025-41, 640-025-42, 640-025-51, 640-025-52, 640-026-31, 640-026-32, 640-026-41, 640-026-42, 640-026-51, 640-026-52, 640-030-42, 640-030-44, 640-035-42, 640-035-44, TONO/582-150- 10GUB, TONO/630-012-21XL, TONO/630-045-40ST, TONO/630-046-02, TONO/630-200-24QL, TONO/630-209- 06QL/QL, TONO/630-209-06XL, TONO/630-209- 26QL/QL, TONO/630-209-26XL, TONO/630-235-10B/ QL, TONO/630-235-10BXL, TONO/630-235-60TI, TONO/630-335-11, TONO/630-335-61, TONO/630-935-60B, TONO/640-010-23L, TONO/640-010-33/ FIX-AE, TONO/640-010-43/ FIX-AE, TONO/640-025-20L | Klasa IIa | Mbajtese elektrode, Uretrotom, Udhezues | Produkte per institucione te kujdesit shendetesor
, Electrode Holders, Electrosurgical , Urethrotomes
16855 | Electrodes, Electrosurgical, Active | BIOMETRIC ALBANIA | 2024-07-04T00:00:00.000+02:00 | TONTARRA Medizintechnik GmbH - Adresa: Daimlerstraße 15, D-78573 Wurmlingen, Germany | 630-340-10, 630-340-10B, 630-340-15, 630-340-15B, 630-340-20, 630-340-20B, 630-510-50, 630-510-55, 630-510-60, 630-510-65, 630-510-70, 630-511-50, 630-511-55, 630-511-60, 630-511-65, 630-511-70, 630-512-50, 630-512-55, 630-512-60, 630-512-65, 630-512-70, TONO/630-240-00XL, TONO/630-240-05OL, TONO/630-240-15OL, TONO/630-240-15XL, TONO/630-240-40OL, TONO/630-240-40XL, TONO/630-241-00, 582-150-40GU, 582-150-40GUB, 582-150-40GUBE, 582-150-41GU, 582-150-41GUB, 582-150-42GU, 582-150-42GUB, 582-150-43GU, 582-150-43GUB, 582-150-44GU, 582-180-40B, 582-180-41B, 582-180-42B, 582-180-43B, 582-180-44B, 582-510-03, 582-510-04, 582-510-05, 582-510-07, 582-511-05, 582-511-07, 582-514-05, 582-514-07, 582-515-05, 582-516-05, 582-517-05, 582-518-05, 630-240-00, 630-240-00B, 630-240-00BPI, 630-240-01, 630-240-01B, 630-240-05, 630-240-05B, 630-240-06, 630-240-10, 630-240-10B, 630-240-11, 630-240-15, 630-240-15B, 630-240-20, 630-240-20B, 630-240-25, 630-240-25B, 630-240-30, 630-240-30B, 630-240-35, 630-240-35B, 630-240-40, 630-240-40B, 630-240-41, 630-240-45, 630-240-45B, 630-240-50, 630-240-55, 630-240-55B, 630-240-60, 630-240-60B, 630-240-65, 630-240-70, 630-240-75B, 630-240-80, 630-240-85, 630-240-90, 630-240-95, 630-340-00, 630-340-00B, 630-340-05, 630-340-05B | Klasa IIb | Elektroda per pajisje elektrobisturi | Produkte per institucione te kujdesit shendetesor
16856 | Endo bags devices | BIOMETRIC ALBANIA | 2024-07-04T00:00:00.000+02:00 | Welfare Medical Ltd. - Adresa: Pure Offices, Tachbrook Park, Warwick, CV34 6WE. UK | WM-EBL-500, WM-EBM-200, WM-EBS-100 | Klasa IIa | Qese per endoskopi | Produkte per institucione te kujdesit shendetesor
16857 | DS-SINGLE FIRE LIG.CLIP S, DS-SINGLE FIRE LIG.CLIP S MULTI-PACK, DS-SINGLE FIRE LIG.CLIP SM, DS-SINGLE FIRE LIG.CLIP M, DS-SINGLE FIRE LIG.CLIP ML, DS-SINGLE FIRE LIG.CLIP ML W/LATCH, DS-SINGLE FIRE LIG.CLIP L, DS-SINGLE FIRE LIG.CLIP L W/LATCH, DS-SINGLE FIRE LIG.CLIP XL W/LATCH | O.E.S DISTRIMED | 2024-07-04T00:00:00.000+02:00 | Aesculap AG AM Aesculap -Platz 78532 Tuttlingen Germany | PL450SU, PL452SU, PL453SU, PL459SU, PL462SU, PL465SU, PL468SU, PL471SU, PL475SU | Klasa IIb | Klipe (kapese) titaniumi përdoret për ligacionin e enëve dhe organeve të zbrazëta, si dhe për shënjestrimin e strukturave anatomike. | Pajisje nje perdorimeshe
16858 | Concerto Detachable Coil System/Concerto PGLA Fiber 3D, Concerto Detachable Coil System/Concerto Nylon Fiber Helix, Concerto Detachable Coil System/Concerto PGLA Fiber Helix | O.E.S DISTRIMED | 2024-07-04T00:00:00.000+02:00 | Micro Therapeutics Inc, DBA ev3 Neurovascular 9775 Toledo Way,Irvine,CA 92618 USA | PV-9-20-3D, PV-9-30-3D, PV-10-20-3D, PV-10-30-3D, PV-12-40-3D, PV-14-40-3D, PV-16-40-3D, PV-18-40-3D, NV-2-4-HELIX, NV-3-4-HELIX, NV-4-10-HELIX, NV-5-20-HELIX, NV-7-20-HELIX, NV-8-30-HELIX, NV-10-20-HELIX, NV-2-6-HELIX, NV-3-8-HELIX, NV-5-10-HELIX, NV-6-12-HELIX, NV-7-30-HELIX, NV-9-20-HELIX, NV-10-30-HELIX, NV-2-8-HELIX, NV-4-8-HELIX, NV-5-15-HELIX, NV-6-20-HELIX, NV-8-20-HELIX, NV-9-30-HELIX, PV-12-30-HELIX, PV-16-40-HELIX, PV-12-40-HELIX, PV-18-40-HELIX, PV-14-30-HELIX, PV-20-50-HELIX, PV-14-40-HELIX, PV-2-2-3D, PV-2-4-3D, PV-2-6-3D, PV-3-4-3D, PV-3-6-3D, PV-3-8-3D, PV-4-8-3D, PV-4-10-3D, PV-4-12-3D, PV-5-10-3D, PV-5-15-3D, PV-6-15-3D, PV-6-20-3D, PV-7-20-3D, PV-7-30-3D, PV-8-20-3D, PV-8-30-3D | Klasa IIb, Klasa III | Sistem Spiral I shkeputeshem, përdorim në kirurgji vaskulare dhe neurovaskulare | Pajisje nje perdorimeshe
16859 | INNOPOST ARCHIMEDE CON. 120 - 10 POSTS - CARBON, INNOPOST ARCHIMEDE CON.KIT 120 - 10 POSTS+1 DRILL - CARBON, INNOPOST ARCHIMEDE CON. 120 - 10 POSTS - GLASS, INNOPOST ARCHIMEDE CON.KIT 120 - 10 POSTS+1 DRILL - GLASS, INNOPOST ARCHIMEDE CON. 90 - 10 POSTS - CARBON, INNOPOST ARCHIMEDE CON.KIT 90 - 10 POSTS+1 DRILL - CARBON, INNOPOST ARCHIMEDE CON. 90 - 10 POSTS - GLASS, INNOPOST ARCHIMEDE CON.KIT 90 - 10 POSTS+1 DRILL - GLASS, INNOPOST ARCHIMEDE CON.KIT - 10 POSTS+3 DRILLS - CARBON, INNOPOST ARCHIMEDE CON.KIT - 10 POSTS+3 DRILLS - GLASS, INNOPOST ARCHIMEDE CIL.RET. 100 - 10 POSTS - CARBON, INNOPOST ARCHIMEDE CIL.RET. KIT 100 - 10 POSTS+1 DRILL - CARBON, INNOPOST ARCHIMEDE CIL.RET. 100 - 10 POSTS - GLASS, INNOPOST ARCHIMEDE CIL.RET. KIT 100 - 10 POSTS+1 DRILL - GLASS, INNOPOST ARCHIMEDE CIL.RET. 120 - 10 POSTS - CARBON, INNOPOST ARCHIMEDE CIL.RET. KIT 120 - 10 POSTS+1 DRILL - CARBON, INNOPOST ARCHIMEDE CIL.RET. 120 - 10 POSTS - GLASS, INNOPOST ARCHIMEDE CIL.RET. KIT 120 - 10 POSTS+1 DRILL - GLASS, INNOPOST ARCHIMEDE CIL.RET. 140 - 10 POSTS - CARBON, INNOPOST ARCHIMEDE CIL.RET. KIT 140 - 10 POSTS+1 DRILL - CARBON, INNOPOST ARCHIMEDE CIL.RET. 140 - 10 POSTS - GLASS, INNOPOST ARCHIMEDE CIL.RET. KIT 140 - 10 POSTS+1 DRILL - GLASS, INNOPOST ARCHIMEDE CIL.RET. KIT - 10 POSTS+3 DRILLS - CARBON, INNOPOST ARCHIMEDE CIL.RET. KIT - 10 POSTS+3 DRILLS - GLASS, INNOPOST ARCHIMEDE CIL.KIT - 10 POSTS+3 DRILLS - CARBON, INNOPOST ARCHIMEDE CIL.KIT - 10 POSTS+3 DRILLS - GLASS, INNOPOST COMPAQ 100 - 10 POSTS - CARBON, INNOPOST COMPAQ KIT 100- 10 POSTS+1 DRILL - CARBON, INNOPOST COMPAQ 100 - 10 POSTS - GLASS, INNOPOST COMPAQ KIT 100- 10 POSTS+1 DRILL - GLASS, INNOPOST COMPAQ 120 - 10 POSTS - CARBON, INNOPOST COMPAQ KIT 120- 10 POSTS+1 DRILL - CARBON, INNOPOST COMPAQ 120 - 10 POSTS - GLASS, INNOPOST COMPAQ KIT 120- 10 POSTS+1 DRILL - GLASS, INNOPOST COMPAQ 140 - 10 POSTS - CARBON, INNOPOST COMPAQ KIT 140- 10 POSTS+1 DRILL - CARBON, INNOPOST COMPAQ 140 - 10 POSTS - GLASS, Fiber Posts Inno-tech, INNOPOST ANATOMIC 100 - 10 POSTS - CARBON, INNOPOST ANATOMIC KIT 100 - 10 POSTS+1 DRILL - CARBON, INNOPOST ANATOMIC 100 - 10 POSTS - GLASS, INNOPOST ANATOMIC KIT 100 - 10 POSTS+1 DRILL - GLASS, INNOPOST ANATOMIC 120 - 10 POSTS - CARBON, INNOPOST ANATOMIC KIT 120 - 10 POSTS+1 DRILL - CARBON, INNOPOST ANATOMIC 120 - 10 POSTS - GLASS, INNOPOST ANATOMIC KIT 120 - 10 POSTS+1 DRILL - GLASS, INNOPOST ANATOMIC 140 - 10 POSTS - CARBON, INNOPOST ANATOMIC KIT 140 - 10 POSTS+1 DRILL - CARBON, INNOPOST ANATOMIC 140 - 10 POSTS - GLASS, INNOPOST ANATOMIC KIT 140 - 10 POSTS+1 DRILL - GLASS, INNOPOST ANATOMIC KIT - 10 POSTS+3 DRILLS - CARBON, INNOPOST ANATOMIC KIT - 10 POSTS+3 DRILLS - GLASS, INNOPOST ARCHIMEDE CIL. 100 - 10 POSTS - CARBON, INNOPOST ARCHIMEDE CIL.KIT 100 - 10 POSTS+1 DRILL - CARBON, INNOPOST ARCHIMEDE CIL. 100 - 10 POSTS - GLASS, INNOPOST ARCHIMEDE CIL.KIT 100 - 10 POSTS+1 DRILL - GLASS, INNOPOST ARCHIMEDE CIL. 120 - 10 POSTS - CARBON, INNOPOST ARCHIMEDE CIL.KIT 120 - 10 POSTS+1 DRILL - CARBON, INNOPOST ARCHIMEDE CIL. 120 - 10 POSTS - GLASS, INNOPOST ARCHIMEDE CIL.KIT 120 - 10 POSTS+1 DRILL - GLASS, INNOPOST ARCHIMEDE CIL. 140 - 10 POSTS - CARBON, INNOPOST ARCHIMEDE CIL.KIT 140 - 10 POSTS+1 DRILL - CARBON, INNOPOST ARCHIMEDE CIL. 140 - 10 POSTS - GLASS, INNOPOST ARCHIMEDE CIL.KIT 140 - 10 POSTS+1 DRILL - GLASS, INNOPOST ARCHIMEDE CON. 100 - 10 POSTS - CARBON, INNOPOST ARCHIMEDE CON.KIT 100 - 10 POSTS+1 DRILL - CARBON, INNOPOST ARCHIMEDE CON. 100 - 10 POSTS - GLASS, INNOPOST ARCHIMEDE CON.KIT 100 - 10 POSTS+1 DRILL - GLASS, INNOPOST COMPAQ KIT 140- 10 POSTS+1 DRILL - GLASS, INNOPOST COMPAQ 90 - 10 POSTS - CARBON, INNOPOST COMPAQ KIT 90 - 10 POSTS+1 DRILL - CARBON, INNOPOST COMPAQ 90 - 10 POSTS - GLASS, INNOPOST COMPAQ KIT 90 - 10 POSTS+1 DRILL - GLASS, INNOPOST COMPAQ KIT - 10 POSTS+3 DRILLS - CARBON, INNOPOST COMPAQ KIT - 10 POSTS+3 DRILLS - GLASS, EVOLUTION BLU B1 - 5 POSTS - GLASS, EVOLUTION BLU B2 - 5 POSTS - GLASS, EVOLUTION BLU B3 - 5 POSTS - GLASS, EVOLUTION BROWN BW1 - 5 POSTS - GLASS, EVOLUTION BROWN BW2 - 5 POSTS - GLASS, EVOLUTION BROWN BW3 - 5 POSTS - GLASS, EVOLUTION GRAY G1 - 5 POSTS - GLASS, EVOLUTION GRAY G2 - 5 POSTS - GLASS, EVOLUTION GRAY G3 - 5 POSTS - GLASS, EVOLUTION GREEN GR1 - 5 POSTS - GLASS, EVOLUTION GREEN GR2 - 5 POSTS - GLASS, EVOLUTION GREEN GR3 - 5 POSTS - GLASS, EVOLUTION LOWER KIT - 12 POSTS+4 DRILLS - GLASS, EVOLUTION PURPLE P1 - 5 POSTS - GLASS, EVOLUTION PURPLE P2 - 5 POSTS - GLASS, EVOLUTION PURPLE P3 - 5 POSTS - GLASS, EVOLUTION RED R1 - 5 POSTS - GLASS, EVOLUTION RED R2 - 5 POSTS - GLASS, EVOLUTION RED R3 - 5 POSTS - GLASS, EVOLUTION UPPER KIT - 12 POSTS + 5 DRILLS - GLASS, EVOLUTION WHITE W1 - 5 POSTS - GLASS, EVOLUTION WHITE W2 - 5 POSTS - GLASS, EVOLUTION WHITE W3 - 5 POSTS - GLASS, EVOLUTION YELLOW Y1 - 5 POSTS - GLASS, EVOLUTION YELLOW Y2 - 5 POSTS - GLASS, EVOLUTION YELLOW Y3 - 5 POSTS - GLASS, INNOPOST ENDO PLUS 100- 10 POSTS - CARBON, INNOPOST ENDO PLUS KIT 100 - 10 POSTS+1 DRILL - CARBON, INNOPOST ENDO PLUS 100- 10 POSTS - GLASS, INNOPOST ENDO PLUS KIT 100 - 10 POSTS+1 DRILL - GLASS, INNOPOST ENDO PLUS 120- 10 POSTS - CARBON, INNOPOST ENDO PLUS KIT 120 - 10 POSTS+1 DRILL - CARBON, INNOPOST ENDO PLUS 120- 10 POSTS - GLASS, INNOPOST ENDO PLUS KIT 120 - 10 POSTS+1 DRILL - GLASS, INNOPOST ENDO PLUS 140- 10 POSTS - CARBON, INNOPOST ENDO PLUS KIT 140 - 10 POSTS+1 DRILL - CARBON, INNOPOST ENDO PLUS 140- 10 POSTS - GLASS, INNOPOST ENDO PLUS KIT 140 - 10 POSTS+1 DRILL - GLASS, INNOPOST ENDO PLUS KIT- 10 POSTS+3 DRILLS - CARBON, INNOPOST ENDO PLUS KIT- 10 POSTS+3 DRILLS - GLASS, INNOPOST FOX 100 - 10 POSTS - CARBON, INNOPOST FOX KIT 100 - 10 POSTS+1 DRILL - CARBON, INNOPOST FOX 100 - 10 POSTS - GLASS BLISTER, INNOPOST FOX KIT 100 - 10 POSTS+1 DRILL - GLASS, INNOPOST FOX 100 - 10 POSTS - GLASS, INNOPOST FOX 110 - 10 POSTS - CARBON, INNOPOST FOX KIT 110 - 10 POSTS+1 DRILL - CARBON, INNOPOST FOX KIT 110 - 10 POSTS+1 DRILL - GLASS, INNOPOST FOX 110 - 10 POSTS - GLASS, INNOPOST FOX 120 - 10 POSTS - CARBON, INNOPOST FOX KIT 120 - 10 POSTS+1 DRILL - CARBON, INNOPOST FOX 120 - 10 POSTS - GLASS, INNOPOST FOX KIT 120 - 10 POSTS+1 DRILL - GLASS, INNOPOST FOX 70 - 10 POSTS - CARBON, INNOPOST FOX KIT 70 - 10 POSTS+1 DRILL - CARBON, INNOPOST FOX 70 - 10 POSTS - GLASS, INNOPOST FOX KIT 70 - 10 POSTS+1 DRILL - GLASS, INNOPOST FOX 90 - 10 POSTS - CARBON, INNOPOST FOX KIT 90 - 10 POSTS+1 DRILL - CARBON, INNOPOST FOX 90 - 10 POSTS - GLASS, INNOPOST FOX KIT 90 - 10PERNI + 1DRILL - GLASS, INNOPOST FOX KIT - 10 POSTS+3 DRILLS - CARBON, INNOPOST FOX KIT - 15 POSTS+3 DRILLS - GLASS, INNOPOST LEONARDO CIL.100 - 10 POSTS - CARBON, INNOPOST LEONARDO CIL. KIT 100 - 10 POSTS+1 DRILL - CARBON, INNOPOST LEONARDO CIL.100 - 10 POSTS - GLASS, INNOPOST LEONARDO CIL. KIT 100 - 10 POSTS+1 DRILL - GLASS, INNOPOST LEONARDO CIL.120 - 10 POSTS - CARBON, INNOPOST LEONARDO CIL. KIT 120 - 10 POSTS+1 DRILL - CARBON, INNOPOST LEONARDO CIL.120 - 10 POSTS - GLASS, INNOPOST LEONARDO CIL. KIT 120 - 10 POSTS+1 DRILL - GLASS, INNOPOST LEONARDO CIL.140 - 10 POSTS - CARBON, INNOPOST LEONARDO CIL. KIT 140 - 10 POSTS+1 DRILL - CARBON, INNOPOST LEONARDO CIL.140 - 10 POSTS - GLASS, INNOPOST LEONARDO CIL. KIT 140 - 10 POSTS+1 DRILL - GLASS, INNOPOST LEONARDO CON.100 - 10 POSTS - CARBON, INNOPOST LEONARDO CON. KIT 100 - 10 POSTS+1 DRILL - CARBON, INNOPOST LEONARDO CON.100 - 10 POSTS - GLASS, INNOPOST LEONARDO CON.100 - 10 POSTS - GLASS BLISTER, INNOPOST LEONARDO CON. KIT 100 - 10 POSTS+1 DRILL - GLASS, INNOPOST LEONARDO CON.120 - 10 POSTS - CARBON, INNOPOST LEONARDO CON. KIT 120 - 10 POSTS+1 DRILL - CARBON, INNOPOST LEONARDO CON.120 - 10 POSTS - GLASS, INNOPOST LEONARDO CON.90 - 10 POSTS - CARBON, INNOPOST LEONARDO CON. KIT 90 - 10 POSTS+1 DRILL - CARBON, INNOPOST LEONARDO CON.90 - 10 POSTS - GLASS, INNOPOST LEONARDO CON. KIT 90 - 10 POSTS+1 DRILL - GLASS, INNOPOST LEONARDO CON. KIT - 10 POSTS+3 DRILLS - CARBON, INNOPOST LEONARDO CON. KIT-15 POS TS+3 DRILLS - GLASS, INNOPOST LEONARDO CIL.RET. 100 - 10 POSTS - CARBON, INNOPOST LEONARDO CIL.RET. KIT 100 - 10 POSTS+1 DRILL - CARBON, INNOPOST LEONARDO CIL.RET. 100 - 10 POSTS - GLASS, INNOPOST LEONARDO CIL.RET. KIT 100 - 10 POSTS+1 DRILL - GLASS, INNOPOST LEONARDO CIL.RET. 120 - 10 POSTS - CARBON, INNOPOST LEONARDO CIL.RET. KIT 120 - 10 POSTS+1 DRILL - CARBON, INNOPOST LEONARDO CIL.RET. 120 - 10 POSTS - GLASS, INNOPOST LEONARDO CIL.RET. KIT 120 - 10 POSTS+1 DRILL - GLASS, INNOPOST LEONARDO CIL.RET. 140 - 10 POSTS - CARBON, INNOPOST LEONARDO CIL.RET. KIT 140 - 10 POSTS+1 DRILL - CARBON, INNOPOST LEONARDO CIL.RET. 140 - 10 POSTS - GLASS, INNOPOST LEONARDO CIL.RET. KIT 140 - 10 POSTS+1 DRILL - GLASS, INNOPOST LEONARDO CIL.RET. KIT - 10 POSTS+3 DRILLS - CARBON, INNOPOST LEONARDO CIL.RET. KIT - 10 POSTS+3 DRILLS - GLASS, INNOPOST LEONARDO CIL. KIT - 10 POSTS+3 DRILLS - CARBON, INNOPOST LEONARDO CIL. KIT - 10 POSTS+3 DRILLS - GLASS, INNOPOST LEVEL ONE 100- 10 POSTS - CARBON, INNOPOST LEVEL ONE KIT 100 - 10 POSTS+1 DRILL - CARBON, INNOPOST LEVEL ONE 100- 10 POSTS - GLASS, INNOPOST LEVEL ONE 100- 10 POSTS - GLASS BLISTER, INNOPOST LEVEL ONE KIT 100 - 10 POSTS+1 DRILL - GLASS, INNOPOST LEVEL ONE 100- 10 POSTS - TRASPARENT GLASS, INNOPOST LEVEL ONE 120- 10 POSTS - CARBON, INNOPOST LEVEL ONE KIT 120 - 10 POSTS+1 DRILL - CARBON, INNOPOST LEVEL ONE 120- 10 POSTS - GLASS, INNOPOST LEVEL ONE 120- 10 POSTS - GLASS BLISTER, INNOPOST LEVEL ONE KIT 120 - 10 POSTS+1 DRILL - GLASS, INNOPOST LEVEL ONE 120- 10 POSTS - TRASPARENT GLASS, INNOPOST LEVEL ONE 140- 10 POSTS - CARBON, INNOPOST LEVEL ONE KIT 140 - 10 POSTS+1 DRILL - CARBON, INNOPOST LEVEL ONE 140- 10 POSTS - GLASS BLISTER, INNOPOST LEVEL ONE KIT 140 - 10 POSTS+1 DRILL - GLASS, INNOPOST LEVEL ONE 140- 10 POSTS - GLASS, INNOPOST LEVEL ONE 160- 10 POSTS - CARBON, INNOPOST LEVEL ONE KIT 160 - 10 POSTS+1 DRILL - CARBON, INNOPOST LEVEL ONE 160- 10 POSTS - GLASS, INNOPOST LEVEL ONE KIT 160 - 10 POSTS+1 DRILL - GLASS, INNOPOST LEVEL ONE 80 - 10 POSTS - CARBON, INNOPOST LEVEL ONE KIT 80 - 10 POSTS+1 DRILL - CARBON, INNOPOST LEVEL ONE 80 - 10 POSTS - GLASS, INNOPOST LEVEL ONE KIT 80 - 10 POSTS+1 DRILL - GLASS, INNOPOST LEVEL ONE 80 - 10 POSTS -TRASPARENT GLASS, INNOPOST LEVEL ONE KIT- 10 POSTS+3 DRILLS - CARBON, INNOPOST LEVEL ONE KIT- 15 POSTS+3 DRILLS - GLASS, INNOPOST MATRIX PLUS 2100 - 10 POSTS - CARBON, INNOPOST MATRIX PLUS 2 KIT 100 - 10 POSTS+1 DRILL - CARBON, INNOPOST MATRIX PLUS 2 100 - 10 POSTS GLASS BLISTER, INNOPOST MATRIX PLUS 2 KIT 100 - 10 POSTS+1 DRILL - GLASS, INNOPOST MATRIX PLUS 2100 - 10 POSTS - GLASS, INNOPOST MATRIX PLUS 2120 - 10 POSTS - CARBON, INNOPOST MATRIX PLUS 2 KIT 120 - 10 POSTS+1 DRILL - CARBON, INNOPOST MATRIX PLUS 2120 - 10 POSTS - GLASS, INNOPOST MATRIX PLUS 2 120 - 10 POSTS GLASS BLISTER, INNOPOST MATRIX PLUS 2 KIT 120 - 10 POSTS+1 DRILL - GLASS, INNOPOST MATRIX PLUS 290 - 10 POSTS - CARBON, INNOPOST MATRIX PLUS 2 KIT 90 - 10 POSTS+1 DRILL - CARBON, INNOPOST MATRIX PLUS 2 90 - 10 POSTS GLASS BLISTER, INNOPOST MATRIX PLUS 2 KIT 90 - 10 POSTS+1 DRILL - GLASS, INNOPOST MATRIX PLUS 290 - 10 POSTS - GLASS, INNOPOST MATRIX PLUS 2 KIT - 10 POSTS+3 DRILLS - CARBON, INNOPOST MATRIX PLUS 2 KIT - 15 POSTS+3 DRILLS - GLASS, INNOPOST MATRIX PLUS 3100 - 1 POSTS - CARBON, INNOPOST MATRIX PLUS 3100 - 1 POSTS - GLASS, INNOPOST MATRIX PLUS 3120 - 1 POSTS - CARBON, INNOPOST MATRIX PLUS 3120 - 1 POSTS - GLASS, INNOPOST MATRIX PLUS 3140 - 1 POSTS - CARBON, INNOPOST MATRIX PLUS 3140 - 1 POSTS - GLASS, INNOPOST MATRIX PLUS 3160 - 1 POSTS - CARBON, INNOPOST MATRIX PLUS 3160 - 1 POSTS - GLASS, INNOPOST MATRIX PLUS 3180 - 1 POSTS - CARBON, INNOPOST MATRIX PLUS 50 - 10 POSTS - CARBON, INNOPOST MATRIX PLUS KIT 50 - 10 POSTS+1 DRILL - CARBON, INNOPOST MATRIX PLUS 50 - 100 POSTS - GLASS, INNOPOST MATRIX PLUS 50 - 10 POSTS - GLASS BLISTER, INNOPOST MATRIX PLUS KIT 50 - 10 POSTS+1 DRILL - GLASS, INNOPOST MATRIX PLUS 50 - 10 POSTS - GLASS, INNOPOST MATRIX PLUS 60 - 10 POSTS - CARBON, INNOPOST MATRIX PLUS KIT 60 - 10 POSTS+1 DRILL - CARBON, INNOPOST MATRIX PLUS 60 - 100 POSTS - GLASS, INNOPOST MATRIX PLUS 60 - 10 POSTS - GLASS BLISTER, INNOPOST MATRIX PLUS KIT 60 - 10 POSTS+1 DRILL - GLASS, INNOPOST MATRIX PLUS 60 - 10 POSTS - GLASS, INNOPOST MATRIX PLUS 70 - 10 POSTS - CARBON, INNOPOST MATRIX PLUS KIT 70 - 10 POSTS+1 DRILL - CARBON, INNOPOST MATRIX PLUS 70 - 100 POSTS - GLASS, INNOPOST MATRIX PLUS 70 - 10 POSTS - GLASS BLISTER, INNOPOST MATRIX PLUS KIT 70 - 10 POSTS+1 DRILL - GLASS, INNOPOST MATRIX PLUS 70 - 10 POSTS - GLASS, INNOPOST MATRIX PLUS KIT - 10 POSTS+3 DRILLS - CARBON, INNOPOST MATRIX PLUS KIT - 15 POSTS+3 DRILLS - GLASS, INNOPOST PREMIER 100 -10 POSTS - CARBON, INNOPOST PREMIER KIT 100 - 10 POSTS+1 DRILL CON - CARBON, INNOPOST PREMIER 100 -10 POSTS - GLASS, INNOPOST PREMIER 100 -100 POSTS - GLASS, INNOPOST PREMIER REGULAR 100 - 10 POSTS BLISTER, INNOPOST PREMIER KIT 100 - 10 POSTS+1 DRILL CON - GLASS, INNOPOST PREMIER 110 -10 POSTS - CARBON, INNOPOST PREMIER KIT 110 - 10 POSTS+1 DRILL CON - CARBON, INNOPOST PREMIER 110 -10 POSTS - GLASS, INNOPOST PREMIER 110 -100 POSTS - GLASS, INNOPOST PREMIER WIDE 110 - 10 POSTS BLISTER, INNOPOST PREMIER KIT 110 - 10 POSTS+1 DRILL CON - GLASS, INNOPOST PREMIER 110 10 POSTS TRASPARENT GLASS BLISTERATI, INNOPOST PREMIER 120 -10 POSTS - CARBON, INNOPOST PREMIER KIT 120 - 10 POSTS+1 DRILL CON - CARBON, INNOPOST PREMIER 120 -100 POSTS - GLASS, INNOPOST PREMIER REGULAR 120 - 10 POSTS BLISTER, INNOPOST PREMIER KIT 120 - 10 POSTS+1 DRILL CON - GLASS, INNOPOST PREMIER 120 -10 POSTS - GLASS, INNOPOST PREMIER 70 - 10 POSTS - CARBON, INNOPOST PREMIER KIT 70- 10 POSTS+1 DRILL CON - CARBON, INNOPOST PREMIER 70 - 10 POSTS - GLASS, INNOPOST PREMIER 70 -100 POSTS - GLASS, INNOPOST PREMIER WIDE 70 - 10 POSTS GLASS BLISTER, INNOPOST PREMIER KIT 70- 10 POSTS+1 DRILL CON - GLASS, INNOPOST PREMIER 70 10 POSTS TRASPARENT GLASS BLISTERATI, INNOPOST PREMIER 90 - 10 POSTS - CARBON, INNOPOST PREMIER KIT 90- 10 POSTS+1 DRILL CON - CARBON, INNOPOST PREMIER KIT 90- 10 POSTS+1 DRILL - CARB., INNOPOST PREMIER 90 -100 POSTS - GLASS, INNOPOST PREMIER REGULAR 90 - 10 POSTS GLASS BLISTER, INNOPOST PREMIER KIT 90- 10 POSTS+1 DRILL CON - GLASS, INNOPOST PREMIER 90 - 10 POSTS - GLASS, INNOPOST PREMIER 90W 10 POSTS TRASPARENT GLASS BLISTERATI, INNOPOST PREMIER WIDE 90 - 10 POSTS GLASS BLISTER, INNOPOST PREMIER KIT 90- 10 POSTS+1 DRILL - GLASS, INNOPOST PREMIER KIT -10 POSTS+3 DRILLS - CARBON, INNOPOST PREMIER KIT -15 POSTS+3 DRILLS - GLASS, INNOPOST LEVEL ONE POST 100 - 10 POSTS - CARBON, INNOPOST LEVEL ONE POSTKIT 100 - 10 POSTS+1 DRILL - CARBON, INNOPOST LEVEL ONE POST 100 - 10 POSTS - GLASS, INNOPOST LEVEL ONE POST 100 - 100 POSTS - GLASS, INNOPOST LEVEL ONE POSTKIT 100 - 10 POSTS+1 DRILL - GLASS, INNOPOST LEVEL ONE POST 120 - 10 POSTS - CARBON, INNOPOST LEVEL ONE POSTKIT 120 - 10 POSTS+1 DRILL - CARBON, INNOPOST LEVEL ONE POST 120 - 10 POSTS - GLASS, INNOPOST LEVEL ONE POST 120 - 100 POSTS - GLASS, INNOPOST LEVEL ONE POSTKIT 120 - 10 POSTS+1 DRILL - GLASS, INNOPOST LEVEL ONE POST 140 - 10 POSTS - CARBON, INNOPOST LEVEL ONE POSTKIT 140 - 10 POSTS+1 DRILL - CARBON, INNOPOST LEVEL ONE POST 140 - 10 POSTS - GLASS, INNOPOST LEVEL ONE POST 140 - 100 POSTS - GLASS, INNOPOST LEVEL ONE POSTKIT 140 - 10 POSTS+1 DRILL - GLASS, INNOPOST LEVEL ONE POSTKIT - 10 POSTS+3 DRILLS - CARBON, INNOPOST LEVEL ONE POSTKIT - 10 POSTS+3 DRILLS - GLASS, EVOLUTION UPP.+LOW. KITUK-LK - 24POSTS+5 DRILLS - GLASS | Albadent Group | 2024-07-04T00:00:00.000+02:00 | AVENIR VIA DEL SALICE 21-47822 SANTARCANGELO DI ROMAGNA ITALY | IALC120CR, IALC120CRF, IALC120VR, IALC120VRF, IALC90CR, IALC90CRF, IALC90VR, IALC90VRF, IALCKITCR, IALCKITVR, IALG100CR, IALG100CRF, IALG100CRFST, IALG100VR, IALG100VRF, IALG120CR, IALG120CRF, IALG120CRFST, IALG120VR, IALG120VRF, IALG140CR, IALG140CRF, IALG140CRFST, IALG140VR, IALG140VRF, IALGKITCR, IALGKITVR, IALKITCR, IALKITVR, IC100CR, IC100CRF, IC100VR, IC100VRF, IC120CR, IC120CRF, IC120VR, IC120VRF, IC140CR, IC140CRF, IC140VR, NA, IA100CR, IA100CRF, IA100VR, IA100VRF, IA120CR, IA120CRF, IA120VR, IA120VRF, IA140CR, IA140CRF, IA140VR, IA140VRF, IAKITCR, IAKITVR, IAL100CR, IAL100CRF, IAL100VR, IAL100VRF, IAL120CR, IAL120CRF, IAL120VR, IAL120VRF, IAL140CR, IAL140CRF, IAL140VR, IAL140VRF, IALC100CR, IALC100CRF, IALC100VR, IALC100VRF, IC140VRF, IC90CR, IC90CRF, IC90VR, IC90VRF, ICKITCR, ICKITVR, IE-B1, IE-B2, IE-B3, IE-BW1, IE-BW2, IE-BW3, IE-G1, IE-G2, IE-G3, IE-GR1, IE-GR2, IE-GR3, IE-LK, IE-P1, IE-P2, IE-P3, IE-R1, IE-R2, IE-R3, IE-UK, IE-W1, IE-W2, IE-W3, IE-Y1, IE-Y2, IE-Y3, IEN100CR, IEN100CRF, IEN100VR, IEN100VRF, IEN120CR, IEN120CRF, IEN120VR, IEN120VRF, IEN140CR, IEN140CRF, IEN140VR, IEN140VRF, IENKITCR, IENKITVR, IFS100CR, IFS100CRF, IFS100VR, IFS100VRB, IFS100VRBL, IFS100VRF, IFS100VRTP, IFS110CR, IFS110CRF, IFS110VR, IFS110VRF, IFS110VRO, IFS120CR, IFS120CRF, IFS120VR, IFS120VRB, IFS120VRF, IFS120VRTP, IFS70CR, IFS70CRF, IFS70VR, IFS70VRF, IFS90CR, IFS90CRF, IFS90VR, IFS90VRB, IFS90VRF, IFS90VRO, IFS90VRTP, IFSKITCR, IFSKITVR, IFSKITVRTP, IL100CR, IL100CRF, IL100VR, IL100VRF, IL120CR, IL120CRF, IL120VR, IL120VRF, IL140CR, IL140CRF, IL140VR, IL140VRF, ILC100CR, ILC100CRF, ILC100VR, ILC100VRBL, ILC100VRF, ILC120CR, ILC120CRF, ILC120VR, ILC120VRF, ILC90CR, ILC90CRF, ILC90VR, ILC90VRF, ILCKITCR, ILCKITVR, ILG100CR, ILG100CRF, ILG100VR, ILG100VRF, ILG100VRFST, ILG120CR, ILG120CRF, ILG120VR, ILG120VRF, ILG120VRFST, ILG140CR, ILG140CRF, ILG140VR, ILG140VRF, ILG140VRFST, ILGKITCR, ILGKITVR, ILKITCR, ILKITVR, ILO080VRBL, ILO100CR, ILO100CRF, ILO100VR, ILO100VRB, ILO100VRBL, ILO100VRF, ILO100VRT, ILO100VRTP, ILO120CR, ILO120CRF, ILO120VR, ILO120VRB, ILO120VRBL, ILO120VRF, ILO120VRT, ILO120VRTP, ILO140CR, ILO140CRF, ILO140VR, ILO140VRB, ILO140VRBL, ILO140VRF, ILO140VRTP, ILO160CR, ILO160CRF, ILO160VR, ILO160VRB, ILO160VRBL, ILO160VRF, ILO80CR, ILO80CRF, ILO80VR, ILO80VRB, ILO80VRF, ILO80VRT, ILOKITCR, ILOKITVR, ILOKITVRTP, IMP2100CR, IMP2100CRF, IMP2100VR, IMP2100VRBL, IMP2100VRF, IMP2100VRTP, IMP2120CR, IMP2120CRF, IMP2120VR, IMP2120VRBL, IMP2120VRF, IMP2120VRTP, IMP290CR, IMP290CRF, IMP290VR, IMP290VRBL, IMP290VRF, IMP290VRTP, IMP2KITCR, IMP2KITVR, IMP2KITVRTP, IMP3100CR, IMP3100VR, IMP3120CR, IMP3120VR, IMP3140CR, IMP3140VR, IMP3160CR, IMP3160VR, IMP3180CR, IMP50CR, IMP50CRF, IMP50VR, IMP50VR-100, IMP50VRBL, IMP50VRF, IMP50VRFST, IMP50VRTP, IMP60CR, IMP60CRF, IMP60VR, IMP60VR-100, IMP60VRBL, IMP60VRF, IMP60VRFST, IMP60VRTP, IMP70CR, IMP70CRF, IMP70VR, IMP70VR-100, IMP70VRBL, IMP70VRF, IMP70VRFST, IMP70VRTP, IMPKITCR, IMPKITVR, IMPKITVRTP, IP100CR, IP100CRF, IP100VR, IP100VR-100, IP100VRBL, IP100VRF, IP100VRTP, IP110CR, IP110CRF, IP110VR, IP110VR-100, IP110VRBL, IP110VRF, IP110VRTST, IP120CR, IP120CRF, IP120VR, IP120VR-100, IP120VRBL, IP120VRF, IP120VRTP, IP70CR, IP70CRF, IP70VR, IP70VR-100, IP70VRBL, IP70VRF, IP70VRTST, IP90CR, IP90CRF, IP90CRWF, IP90VR, IP90VR-100, IP90VRBL, IP90VRF, IP90VRTP, IP90VRTWST, IP90VRW, IP90VRW-100, IP90VRWBL, IP90VRWF, IPKITCR, IPKITVR, PLO100CR, PLO100CRF, PLO100VR, PLO100VR-100, PLO100VRF, PLO120CR, PLO120CRF, PLO120VR, PLO120VR-100, PLO120VRF, PLO140CR, PLO140CRF, PLO140VR, PLO140VR-100, PLO140VRF, PLOKITCR, PLOKITVR, UK-LK, UK-LK-P | Klasa IIa | Vida per kanale dentare per rindertimin e dhembeve | Pajisje dentare
16860 | cobas p 512 pre-analytical system | E v i t a | 2024-07-08T00:00:00.000+02:00 | Roche Diagnostics GmbH Sandhofer Strasse 116 68305 Mannheim Germany | 08479763001, 07962649001, 08479771001, 07962657001, 09639900001, 09639918001, 09639926001, 09639934001 | In vitro | Pajisje preanalitike per mostrat e laboratorit | Pajisje laboratori
16861 | cobas b 221 <6> system, cobas b 221 <4> system, cobas b 221 <2> system | E v i t a | 2024-07-08T00:00:00.000+02:00 | Roche Diagnostics GmbH Sandhofer Strasse 116 68305 Mannheim Germany | 03337154001, 03337138001, 03337111001 | In vitro | Pajisje Astrupograme per matjen e Gazeve dhe elektroliteve ne gjak,serum,plazem | Pajisje laboratori
16862 | Orthopedic Implants - LW-39 new ANKLE PLATES-Ti - VAL SCREW TI 2.7X55 MM, Orthopedic Implants - LW-39 new ANKLE PLATES-Ti - VAL SCREW TI 2.7X60 MM, Orthopedic Implants - LW-39 new ANKLE PLATES-Ti - MINI SCREW TI 2.7X12 MM, Orthopedic Implants - LW-39 new ANKLE PLATES-Ti - MINI SCREW TI 2.7X14 MM, Orthopedic Implants - LW-39 new ANKLE PLATES-Ti - MINI SCREW TI 2.7X16 MM, Orthopedic Implants - LW-39 new ANKLE PLATES-Ti - MINI SCREW TI 2.7X18 MM, Orthopedic Implants - LW-39 new ANKLE PLATES-Ti - MINI SCREW TI 2.7X20 MM, Orthopedic Implants - LW-39 new ANKLE PLATES-Ti - MINI SCREW TI 2.7X22 MM, Orthopedic Implants - LW-39 new ANKLE PLATES-Ti - MINI SCREW TI 2.7X24 MM, Orthopedic Implants - LW-39 new ANKLE PLATES-Ti - MINI SCREW TI 2.7X26 MM, Orthopedic Implants - LW-39 new ANKLE PLATES-Ti - MINI SCREW TI 2.7X28 MM, Orthopedic Implants - LW-39 new ANKLE PLATES-Ti - MINI SCREW TI 2.7X30 MM, Orthopedic Implants - LW-39 new ANKLE PLATES-Ti - MINI SCREW TI 2.7X32 MM, Orthopedic Implants - LW-39 new ANKLE PLATES-Ti - MINI SCREW TI 2.7X34 MM, Orthopedic Implants - LW-39 new ANKLE PLATES-Ti - MINI SCREW TI 2.7X36 MM, Orthopedic Implants - LW-39 new ANKLE PLATES-Ti - MINI SCREW TI 2.7X38 MM, Orthopedic Implants - LW-39 new ANKLE PLATES-Ti - MINI SCREW TI 2.7X40 MM, Orthopedic Implants - LW-39 new ANKLE PLATES-Ti - MINI SCREW TI 2.7X45 MM, Orthopedic Implants - LW-39 new ANKLE PLATES-Ti - MINI SCREW TI 2.7X50 MM, Orthopedic Implants - LW-39 new ANKLE PLATES-Ti - MINI SCREW TI 2.7X55 MM, Orthopedic Implants - LW-39 new ANKLE PLATES-Ti - MINI SCREW TI 2.7X60 MM, Orthopedic Implants - LW-39 new ANKLE PLATES-Ti - UPPER EXTREMITY ANKLE VAL SCREW TRAY, Orthopedic Implants - LW-39 new ANKLE PLATES-Ti - CONTAINER 554X273X200 MM AL., Orthopedic Implants - NL-24 FIN 3 IM FEMORAL NAIL - FIN 3 L Ø10X320 MM TI, Orthopedic Implants - NL-24 FIN 3 IM FEMORAL NAIL - FIN 3 L Ø10X340 MM TI, Orthopedic Implants - NL-24 FIN 3 IM FEMORAL NAIL - FIN 3 L Ø10X360 MM TI, Orthopedic Implants - NL-24 FIN 3 IM FEMORAL NAIL - FIN 3 L Ø10X380 MM TI, Orthopedic Implants - NL-24 FIN 3 IM FEMORAL NAIL - FIN 3 L Ø10X400 MM TI, Orthopedic Implants - NL-24 FIN 3 IM FEMORAL NAIL - FIN 3 L Ø10X420 MM TI, Orthopedic Implants - NL-24 FIN 3 IM FEMORAL NAIL - FIN 3 L Ø11X320 MM TI, Orthopedic Implants - NL-24 FIN 3 IM FEMORAL NAIL - FIN 3 L Ø11X340 MM TI, Orthopedic Implants - NL-24 FIN 3 IM FEMORAL NAIL - FIN 3 L Ø11X360 MM TI, Orthopedic Implants - NL-24 FIN 3 IM FEMORAL NAIL - FIN 3 L Ø11X380 MM TI, Orthopedic Implants - NL-24 FIN 3 IM FEMORAL NAIL - FIN 3 L Ø11X400 MM TI, Orthopedic Implants - NL-24 FIN 3 IM FEMORAL NAIL - FIN 3 L Ø11X420 MM TI, Orthopedic Implants - NL-24 FIN 3 IM FEMORAL NAIL - FIN 1. DESIGN TRAY, Orthopedic Implants - NL-24 FIN 3 IM FEMORAL NAIL - FIN 3 L Ø12X340 MM TI, Orthopedic Implants - NL-24 FIN 3 IM FEMORAL NAIL - FIN 3 L Ø12X360 MM TI, Orthopedic Implants - NL-24 FIN 3 IM FEMORAL NAIL - FIN 3 L Ø12X380 MM TI, Orthopedic Implants - NL-24 FIN 3 IM FEMORAL NAIL - FIN 3 L Ø12X400 MM TI, Orthopedic Implants - NL-24 FIN 3 IM FEMORAL NAIL - FIN 3 L Ø12X420 MM TI, Orthopedic Implants - NL-24 FIN 3 IM FEMORAL NAIL - FIN 3 L Ø12X440 MM TI, Orthopedic Implants - NL-24 FIN 3 IM FEMORAL NAIL - FIN 3 L Ø13X340 MM TI, Orthopedic Implants - NL-24 FIN 3 IM FEMORAL NAIL - FIN 3 L Ø13X360 MM TI, Orthopedic Implants - NL-24 FIN 3 IM FEMORAL NAIL - FIN 3 L Ø13X380 MM TI, Orthopedic Implants - NL-24 FIN 3 IM FEMORAL NAIL - FIN 3 L Ø13X400 MM TI, Orthopedic Implants - NL-24 FIN 3 IM FEMORAL NAIL - FIN 3 L Ø13X420 MM TI, Orthopedic Implants - NL-24 FIN 3 IM FEMORAL NAIL - FIN 3 L Ø13X440 MM TI, Orthopedic Implants - NL-24 FIN 3 IM FEMORAL NAIL - FIN 2. DESIGN TRAY, Orthopedic Implants - NL-24 FIN 3 IM FEMORAL NAIL - FIN 3 R Ø10X320 MM TI, Orthopedic Implants - NL-24 FIN 3 IM FEMORAL NAIL - FIN 3 R Ø10X340 MM TI, Orthopedic Implants - NL-24 FIN 3 IM FEMORAL NAIL - FIN 3 R Ø10X360 MM TI, Orthopedic Implants - NL-24 FIN 3 IM FEMORAL NAIL - FIN 3 R Ø10X380 MM TI, Orthopedic Implants - NL-24 FIN 3 IM FEMORAL NAIL - FIN 3 R Ø10X400 MM TI, Orthopedic Implants - NL-24 FIN 3 IM FEMORAL NAIL - FIN 3 R Ø10X420 MM TI, Orthopedic Implants - NL-24 FIN 3 IM FEMORAL NAIL - FIN 3 R Ø11X320 MM TI, Orthopedic Implants - NL-24 FIN 3 IM FEMORAL NAIL - FIN 3 R Ø11X340 MM TI, Orthopedic Implants - NL-24 FIN 3 IM FEMORAL NAIL - FIN 3 R Ø11X360 MM TI, Orthopedic Implants - NL-24 FIN 3 IM FEMORAL NAIL - FIN 3 R Ø11X380 MM TI, Orthopedic Implants - NL-24 FIN 3 IM FEMORAL NAIL - FIN 3 R Ø11X400 MM TI, Orthopedic Implants - NL-24 FIN 3 IM FEMORAL NAIL - FIN 3 R Ø11X420 MM TI, Orthopedic Implants - NL-24 FIN 3 IM FEMORAL NAIL - FIN 3. DESIGN TRAY, Orthopedic Implants - NL-24 FIN 3 IM FEMORAL NAIL - FIN 3 R Ø12X340 MM TI, Orthopedic Implants - NL-24 FIN 3 IM FEMORAL NAIL - FIN 3 R Ø12X360 MM TI, Orthopedic Implants - NL-24 FIN 3 IM FEMORAL NAIL - FIN 3 R Ø12X380 MM TI, Orthopedic Implants - NL-24 FIN 3 IM FEMORAL NAIL - FIN 3 R Ø12X400 MM TI, Orthopedic Implants - NL-24 FIN 3 IM FEMORAL NAIL - FIN 3 R Ø12X420 MM TI, Orthopedic Implants - NL-24 FIN 3 IM FEMORAL NAIL - FIN 3 R Ø12X440 MM TI, Orthopedic Implants - NL-24 FIN 3 IM FEMORAL NAIL - FIN 3 R Ø13X340 MM TI, Orthopedic Implants - NL-24 FIN 3 IM FEMORAL NAIL - FIN 3 R Ø13X360 MM TI, Orthopedic Implants - NL-24 FIN 3 IM FEMORAL NAIL - FIN 3 R Ø13X380 MM TI, Orthopedic Implants - NL-24 FIN 3 IM FEMORAL NAIL - FIN 3 R Ø13X400 MM TI, Orthopedic Implants - NL-24 FIN 3 IM FEMORAL NAIL - FIN 3 R Ø13X420 MM TI, Orthopedic Implants - NL-24 FIN 3 IM FEMORAL NAIL - FIN 3 R Ø13X440 MM TI, Orthopedic Implants - NL-24 FIN 3 IM FEMORAL NAIL - INSAFELOCK FIN 4. DESIGN TRAY, Orthopedic Implants - NL-24 FIN 3 IM FEMORAL NAIL - REAMER HEAD 8.0 MM, Orthopedic Implants - NL-24 FIN 3 IM FEMORAL NAIL - REAMER HEAD 8.5 MM, Orthopedic Implants - NL-24 FIN 3 IM FEMORAL NAIL - REAMER HEAD 9.0 MM, Orthopedic Implants - NL-24 FIN 3 IM FEMORAL NAIL - REAMER HEAD 9.5 MM, Orthopedic Implants - NL-24 FIN 3 IM FEMORAL NAIL - REAMER HEAD 10.0 MM, Orthopedic Implants - NL-24 FIN 3 IM FEMORAL NAIL - REAMER HEAD 10.5 MM, Orthopedic Implants - NL-24 FIN 3 IM FEMORAL NAIL - REAMER HEAD 11.0 MM, Orthopedic Implants - NL-24 FIN 3 IM FEMORAL NAIL - REAMER HEAD 11.5 MM, Orthopedic Implants - NL-24 FIN 3 IM FEMORAL NAIL - REAMER HEAD 12.0 MM, Orthopedic Implants - LW-39 new ANKLE PLATES-Ti - UPPER EXTREMITY ANKLE VAL INSTRUMENT DESIGN 1.TRAY, Orthopedic Implants - LW-39 new ANKLE PLATES-Ti - LOW PROF.CORT.LOCK.SCR.SELFT TI 3.5X12 MM, Orthopedic Implants - LW-39 new ANKLE PLATES-Ti - LOW PROF.CORT.LOCK.SCR.SELFT TI 3.5X14 MM, Orthopedic Implants - LW-39 new ANKLE PLATES-Ti - LOW PROF.CORT.LOCK.SCR.SELFT TI 3.5X16 MM, Orthopedic Implants - LW-39 new ANKLE PLATES-Ti - LOW PROF.CORT.LOCK.SCR.SELFT TI 3.5X18 MM, Orthopedic Implants - LW-39 new ANKLE PLATES-Ti - LOW PROF.CORT.LOCK.SCR.SELFT TI 3.5X20 MM, Orthopedic Implants - LW-39 new ANKLE PLATES-Ti - LOW PROF.CORT.LOCK.SCR.SELFT TI 3.5X22 MM, Orthopedic Implants - LW-39 new ANKLE PLATES-Ti - LOW PROF.CORT.LOCK.SCR.SELFT TI 3.5X24 MM, Orthopedic Implants - LW-39 new ANKLE PLATES-Ti - LOW PROF.CORT.LOCK.SCR.SELFT TI 3.5X26 MM, Orthopedic Implants - LW-39 new ANKLE PLATES-Ti - LOW PROF.CORT.LOCK.SCR.SELFT TI 3.5X28 MM, Orthopedic Implants - LW-39 new ANKLE PLATES-Ti - LOW PROF.CORT.LOCK.SCR.SELFT TI 3.5X30 MM, Orthopedic Implants - LW-39 new ANKLE PLATES-Ti - LOW PROF.CORT.LOCK.SCR.SELFT TI 3.5X32 MM, Orthopedic Implants - LW-39 new ANKLE PLATES-Ti - LOW PROF.CORT.LOCK.SCR.SELFT TI 3.5X34 MM, Orthopedic Implants - LW-39 new ANKLE PLATES-Ti - LOW PROF.CORT.LOCK.SCR.SELFT TI 3.5X36 MM, Orthopedic Implants - LW-39 new ANKLE PLATES-Ti - LOW PROF.CORT.LOCK.SCR.SELFT TI 3.5X38 MM, Orthopedic Implants - LW-39 new ANKLE PLATES-Ti - LOW PROF.CORT.LOCK.SCR.SELFT TI 3.5X40 MM, Orthopedic Implants - LW-39 new ANKLE PLATES-Ti - LOW PROF.CORT.LOCK.SCR.SELFT TI 3.5X42 MM, Orthopedic Implants - LW-39 new ANKLE PLATES-Ti - LOW PROF.CORT.LOCK.SCR.SELFT TI 3.5X44 MM, Orthopedic Implants - LW-39 new ANKLE PLATES-Ti - LOW PROF.CORT.LOCK.SCR.SELFT TI 3.5X46 MM, Orthopedic Implants - LW-39 new ANKLE PLATES-Ti - LOW PROF.CORT.LOCK.SCR.SELFT TI 3.5X48 MM, Orthopedic Implants - LW-39 new ANKLE PLATES-Ti - LOW PROF.CORT.LOCK.SCR.SELFT TI 3.5X50 MM, Orthopedic Implants - LW-39 new ANKLE PLATES-Ti - LOW PROF.CORT.LOCK.SCR.SELFT TI 3.5X55 MM, Orthopedic Implants - LW-39 new ANKLE PLATES-Ti - LOW PROF.CORT.LOCK.SCR.SELFT TI 3.5X60 MM, Orthopedic Implants - LW-39 new ANKLE PLATES-Ti - LOW PROF.CORT. SELFT SCR. TI 3.5X12 MM, Orthopedic Implants - LW-39 new ANKLE PLATES-Ti - LOW PROF.CORT. SELFT SCR. TI 3.5X14 MM, Orthopedic Implants - LW-39 new ANKLE PLATES-Ti - LOW PROF.CORT. SELFT SCR. TI 3.5X16 MM, Orthopedic Implants - LW-39 new ANKLE PLATES-Ti - LOW PROF.CORT. SELFT SCR. TI 3.5X18 MM, Orthopedic Implants - LW-39 new ANKLE PLATES-Ti - LOW PROF.CORT. SELFT SCR. TI 3.5X20 MM, Orthopedic Implants - LW-39 new ANKLE PLATES-Ti - LOW PROF.CORT. SELFT SCR. TI 3.5X22 MM, Orthopedic Implants - LW-39 new ANKLE PLATES-Ti - LOW PROF.CORT. SELFT SCR. TI 3.5X24 MM, Orthopedic Implants - LW-39 new ANKLE PLATES-Ti - LOW PROF.CORT. SELFT SCR. TI 3.5X26 MM, Orthopedic Implants - LW-39 new ANKLE PLATES-Ti - LOW PROF.CORT. SELFT SCR. TI 3.5X28 MM, Orthopedic Implants - LW-39 new ANKLE PLATES-Ti - LOW PROF.CORT. SELFT SCR. TI 3.5X30 MM, Orthopedic Implants - LW-39 new ANKLE PLATES-Ti - LOW PROF.CORT. SELFT SCR. TI 3.5X32 MM, Orthopedic Implants - LW-39 new ANKLE PLATES-Ti - LOW PROF.CORT. SELFT SCR. TI 3.5X34 MM, Orthopedic Implants - LW-39 new ANKLE PLATES-Ti - LOW PROF.CORT. SELFT SCR. TI 3.5X36 MM, Orthopedic Implants - LW-39 new ANKLE PLATES-Ti - LOW PROF.CORT. SELFT SCR. TI 3.5X38 MM, Orthopedic Implants - LW-39 new ANKLE PLATES-Ti - LOW PROF.CORT. SELFT SCR. TI 3.5X40 MM, Orthopedic Implants - LW-39 new ANKLE PLATES-Ti - LOW PROF.CORT. SELFT SCR. TI 3.5X42 MM, Orthopedic Implants - LW-39 new ANKLE PLATES-Ti - LOW PROF.CORT. SELFT SCR. TI 3.5X44 MM, Orthopedic Implants - LW-39 new ANKLE PLATES-Ti - LOW PROF.CORT. SELFT SCR. TI 3.5X46 MM, Orthopedic Implants - LW-39 new ANKLE PLATES-Ti - LOW PROF.CORT. SELFT SCR. TI 3.5X48 MM, Orthopedic Implants - LW-39 new ANKLE PLATES-Ti - LOW PROF.CORT. SELFT SCR. TI 3.5X50 MM, Orthopedic Implants - LW-39 new ANKLE PLATES-Ti - LOW PROF.CORT. SELFT SCR. TI 3.5X55 MM, Orthopedic Implants - LW-39 new ANKLE PLATES-Ti - LOW PROF.CORT. SELFT SCR. TI 3.5X60 MM, Orthopedic Implants - LW-39 new ANKLE PLATES-Ti - LOW PROF.CANCEL.LOCK.SCR.SELFT TI 4X12 MM, Orthopedic Implants - LW-39 new ANKLE PLATES-Ti - LOW PROF.CANCEL.LOCK.SCR.SELFT TI 4X14 MM, Orthopedic Implants - LW-39 new ANKLE PLATES-Ti - LOW PROF.CANCEL.LOCK.SCR.SELFT TI 4X16 MM, Orthopedic Implants - LW-39 new ANKLE PLATES-Ti - LOW PROF.CANCEL.LOCK.SCR.SELFT TI 4X18 MM, Orthopedic Implants - LW-39 new ANKLE PLATES-Ti - LOW PROF.CANCEL.LOCK.SCR.SELFT TI 4X20 MM, Orthopedic Implants - LW-39 new ANKLE PLATES-Ti - LOW PROF.CANCEL.LOCK.SCR.SELFT TI 4X22 MM, Orthopedic Implants - LW-39 new ANKLE PLATES-Ti - LOW PROF.CANCEL.LOCK.SCR.SELFT TI 4X24 MM, Orthopedic Implants - LW-39 new ANKLE PLATES-Ti - LOW PROF.CANCEL.LOCK.SCR.SELFT TI 4X26 MM, Orthopedic Implants - LW-39 new ANKLE PLATES-Ti - LOW PROF.CANCEL.LOCK.SCR.SELFT TI 4X28 MM, Orthopedic Implants - LW-39 new ANKLE PLATES-Ti - LOW PROF.CANCEL.LOCK.SCR.SELFT TI 4X30 MM, Orthopedic Implants - LW-39 new ANKLE PLATES-Ti - LOW PROF.CANCEL.LOCK.SCR.SELFT TI 4X35 MM, Orthopedic Implants - LW-39 new ANKLE PLATES-Ti - LOW PROF.CANCEL.LOCK.SCR.SELFT TI 4X40 MM, Orthopedic Implants - LW-39 new ANKLE PLATES-Ti - LOW PROF.CANCEL.LOCK.SCR.SELFT TI 4X45 MM, Orthopedic Implants - LW-39 new ANKLE PLATES-Ti - LOW PROF.CANCEL.LOCK.SCR.SELFT TI 4X50 MM, Orthopedic Implants - LW-39 new ANKLE PLATES-Ti - LOW PROF.CANCEL.LOCK.SCR.SELFT TI 4X55 MM, Orthopedic Implants - LW-39 new ANKLE PLATES-Ti - LOW PROF.CANCEL.LOCK.SCR.SELFT TI 4X60 MM, Orthopedic Implants - LW-39 new ANKLE PLATES-Ti - TI LOWPROF.CANCELLOUS SCREW (FULL THREAD) 4X12 MM, Orthopedic Implants - LW-39 new ANKLE PLATES-Ti - TI LOWPROF.CANCELLOUS SCREW (FULL THREAD) 4X14 MM, Orthopedic Implants - LW-39 new ANKLE PLATES-Ti - TI LOWPROF.CANCELLOUS SCREW (FULL THREAD) 4X16 MM, Orthopedic Implants - LW-39 new ANKLE PLATES-Ti - TI LOWPROF.CANCELLOUS SCREW (FULL THREAD) 4X18 | Orto-Implant | 2024-07-10T00:00:00.000+02:00 | TST Rakor ve T1bbi Aletler Sanayi ve Ticaret Ltd.$ti, Istanbul, Turkey | 21528016027, 21528020027, 21528028027, 21528030027, 21528032027, 21528034027, 21528036027, 21528040027, 21528045027, 21528055027, 21528060027, 00000202400, 554273200, 80926032010, 80926034010, 80926036010, 80926038010, 80926040010, 80926042010, 80926032011, 80926034011, 80926036011, 80926038011, 80926040011, 80926042011, 00000705100, 80926034012, 80926036012, 80926038012, 80926040012, 80926042012, 80926044012, 80926034013, 80926036013, 80926038013, 80926040013, 80926042013, 80926044013, 00000705200, 80925032010, 80925034010, 80925036010, 80925038010, 80925040010, 80925042010, 80925032011, 80925034011, 80925036011, 80925038011, 80925040011, 80925042011, 00000705300, 80925034012, 80925036012, 80925038012, 80925040012, 80925042012, 80925044012, 80925034013, 80925036013, 80925038013, 80925040013, 80925042013, 80925044013, 00000806400, 08010200080, 08010200085, 08010200090, 08010200095, 08010200100, 08010200105, 08010200110, 08010200115, 08010200120, 20127160035, 20127200035, 20127240035, 20127280035, 20127300035, 20127420035, 20127440035, 20127480035, 20127500035, 20120180035, 20120200035, 20120220035, 20120240035, 20120260035, 20120280035, 20120300035, 20120320035, 20120340035, 20120360035, 20120440035, 20120460035, 20120550035, 20120600035, 20427140040, 20427260040, 20427350040, 20427400040, 20427550040, 20427600040, 20420160040, 20420180040, 20420200040, 20420240040, 20420260040, 20420280040, 20420300040, 20420350040, 20420450040, 20420500040, 20420550040, 20320735040, 20320745040, 20320755040, 20320760040, 20320770040, 20127148027, 20127168027, 20127188027, 20127248027, 20127288027, 20127308027, 20127328027, 20127388027, 20127408027, 3490000003, 03665011005, 03490000009, 03490000007, 04050000008, 03490000008, 00000190100, 36525700008, 36525700010, 36525700012, 36526700008, 36526700010, 36526700012, 36525700004, 36525700005, 36525700006, 32125000007, 36526700004, 36526700005, 36526700006, 32126000007, 34827000004, 34827000005, 34827000006, 34827000007, 34827000012, 34827100005, 34827100008, 34827100010, 34920000007, 35125010000, 35125020000, 35125030000, 00000190200, 34925710307, 34925710309, 34925710311, 34925710313, 34926710307, 34926710309, 34926710311, 34926710313, 37420700009, 37420700007, 36620700211, 36620700209, 36720700317, 36720700308, 00000190300, 1191000015, 2006000700, 2005000700, 2010101004, 2909010130, 02025010323, 2900000035, 07400500011, 2052000020, 2052000027, 2005900002, 2005100037, 22310130027, 22310200032, 4551008190, 23410180015, 07066010030, 20127508027, 20127558027, 20127608027, 21528012027, 21528014027, 21528018027, 21528022027, 21528024027, 21528026027, 21528038027, 21528050027, 543260180, 34525300011, 34525300013, 34525300015, 34526300011, 34526300013, 34526300015, 34525100013, 34525100015, 34525100017, 34526100013, 34526100015, 34526100017, 308100, 01191000008, 02020103025, 23410100112, 04550129140, 2005800027, 8040108165, 2005000500, 308200, 20127128024, 20127148024, 20127168024, 20127188024, 20127208024, 20127228024, 20127248024, 20127268024, 20127288024, 20127308024, 24220120030, 24220140030, 24220160030, 24220180030, 24220200030, 24220220030, 24220240030, 24220260030, 24220280030, 24220300030, 20127180035, 20120120035, 20120140035, 308101, 270270140, 34925710213, 34925710215, 34925710217, 34925710219, 34925710221, 34926710213, 34926710215, 34926710217, 34926710219, 34926710221, 03496000001, 03495000001, 03490000004, 03490000001, 20120160035, 20120380035, 20120400035, 20120420035, 20120480035, 20120500035, 20427120040, 20427160040, 20427180040, 20427200040, 20427220040, 20427240040, 20427280040, 20427300040, 20427450040, 20427500040, 20420120040, 20420140040, 20420220040, 20420400040, 20420600040, 20320740040, 20320750040, 20320765040, 20820000010, 20127128027, 20127208027, 20127228027, 20127268027, 20127348027, 20127368027, 20127458027, 34210000208, 34210000210, 34210000212, 34225000108, 34225000109, 34225000110, 34226000108, 34226000109, 34226000110, 00000202100, 31727000004, 31727000005, 317270 | Klasa IIb, Klasa I | Orthopedic Implants - Plate – Screw and IM Nail System (UP-16 MINI PLATE HFS 1.2/2.3; UP-19 UPPER EXTREMITY VAL PLATES-Ti; UP-04 DISTAL RADIUS VAL PLATE-Ti; LW-39 new ANKLE PLATES-Ti; NL-24 FIN 3 IM FEMORAL NAIL; NL-23 RETRODESIS NAIL), janë pajisje mjekësore të implantueshme dhe që janë projektuar të përdoren në kirurgjinë invazive ortopedike. | Pajisje te implantueshme aktive
MM, Orthopedic Implants - LW-39 new ANKLE PLATES-Ti - TI LOWPROF.CANCELLOUS SCREW (FULL THREAD) 4X20 MM, Orthopedic Implants - LW-39 new ANKLE PLATES-Ti - TI LOWPROF.CANCELLOUS SCREW (FULL THREAD) 4X22 MM, Orthopedic Implants - LW-39 new ANKLE PLATES-Ti - TI LOWPROF.CANCELLOUS SCREW (FULL THREAD) 4X24 MM, Orthopedic Implants - LW-39 new ANKLE PLATES-Ti - TI LOWPROF.CANCELLOUS SCREW (FULL THREAD) 4X26
MM, Orthopedic Implants - LW-39 new ANKLE PLATES-Ti - TI LOWPROF.CANCELLOUS SCREW (FULL THREAD) 4X28 MM, Orthopedic Implants - LW-39 new ANKLE PLATES-Ti - TI LOWPROF.CANCELLOUS SCREW (FULL THREAD) 4X30 MM, Orthopedic Implants - LW-39 new ANKLE PLATES-Ti - TI LOWPROF.CANCELLOUS SCREW (FULL THREAD) 4X35
MM, Orthopedic Implants - LW-39 new ANKLE PLATES-Ti - TI LOWPROF.CANCELLOUS SCREW (FULL THREAD) 4X40 MM, Orthopedic Implants - LW-39 new ANKLE PLATES-Ti - TI LOWPROF.CANCELLOUS SCREW (FULL THREAD) 4X45 MM, Orthopedic Implants - LW-39 new ANKLE PLATES-Ti - TI LOWPROF.CANCELLOUS SCREW (FULL THREAD) 4X50
MM, Orthopedic Implants - LW-39 new ANKLE PLATES-Ti - TI LOWPROF.CANCELLOUS SCREW (FULL THREAD) 4X55 MM, Orthopedic Implants - LW-39 new ANKLE PLATES-Ti - TI LOWPROF.CANCELLOUS SCREW (FULL THREAD) 4X60 MM, Orthopedic Implants - LW-39 new ANKLE PLATES-Ti - MALLEOLAR SCREW TI 4X35 MM, Orthopedic Implants - LW-39 new ANKLE PLATES-Ti - MALLEOLAR SCREW TI 4X40 MM, Orthopedic Implants - LW-39 new ANKLE PLATES-Ti - MALLEOLAR SCREW TI 4X45 MM, Orthopedic Implants - LW-39 new ANKLE PLATES-Ti - MALLEOLAR SCREW TI 4X50 MM, Orthopedic Implants - LW-39 new ANKLE PLATES-Ti - MALLEOLAR SCREW TI 4X55 MM, Orthopedic Implants - LW-39 new ANKLE PLATES-Ti - MALLEOLAR SCREW TI 4X60 MM, Orthopedic Implants - LW-39 new ANKLE PLATES-Ti - MALLEOLAR SCREW TI 4X65 MM, Orthopedic Implants - LW-39 new ANKLE PLATES-Ti - MALLEOLAR SCREW TI 4X70 MM, Orthopedic Implants - LW-39 new ANKLE PLATES-Ti - SCREW WASHER TI Ø 10 MM, Orthopedic Implants - LW-39 new ANKLE PLATES-Ti - VAL SCREW TI 2.7X12 MM, Orthopedic Implants - LW-39 new ANKLE PLATES-Ti - VAL SCREW TI 2.7X14 MM, Orthopedic Implants - LW-39 new ANKLE PLATES-Ti - VAL SCREW TI 2.7X16 MM, Orthopedic Implants - LW-39 new ANKLE PLATES-Ti - VAL SCREW TI 2.7X18 MM, Orthopedic Implants - LW-39 new ANKLE PLATES-Ti - VAL SCREW TI 2.7X20 MM, Orthopedic Implants - LW-39 new ANKLE PLATES-Ti - VAL SCREW TI 2.7X22 MM, Orthopedic Implants - LW-39 new ANKLE PLATES-Ti - VAL SCREW TI 2.7X24 MM, Orthopedic Implants - LW-39 new ANKLE PLATES-Ti - VAL SCREW TI 2.7X26 MM, Orthopedic Implants - LW-39 new ANKLE PLATES-Ti - VAL SCREW TI 2.7X28 MM, Orthopedic Implants - LW-39 new ANKLE PLATES-Ti - VAL SCREW TI 2.7X30 MM, Orthopedic Implants - LW-39 new ANKLE PLATES-Ti - VAL SCREW TI 2.7X32 MM, Orthopedic Implants - LW-39 new ANKLE PLATES-Ti - VAL SCREW TI 2.7X34 MM, Orthopedic Implants - LW-39 new ANKLE PLATES-Ti - VAL SCREW TI 2.7X36 MM, Orthopedic Implants - LW-39 new ANKLE PLATES-Ti - VAL SCREW TI 2.7X38 MM, Orthopedic Implants - LW-39 new ANKLE PLATES-Ti - VAL SCREW TI 2.7X40 MM, Orthopedic Implants - LW-39 new ANKLE PLATES-Ti - VAL SCREW TI 2.7X45 MM, Orthopedic Implants - LW-39 new ANKLE PLATES-Ti - VAL SCREW TI 2.7X50 MM, Orthopedic Implants - LW-39 new ANKLE PLATES-Ti - MISS DISTAL TIBIA DRILL SLEEVE Ø 2.7 MM, Orthopedic Implants - LW-39 new ANKLE PLATES-Ti - TROCAR Ø5.0 X 110 MM, Orthopedic Implants - LW-39 new ANKLE PLATES-Ti - MISS DISTAL TIBIA SCREW SLEEVE, Orthopedic Implants - LW-39 new ANKLE PLATES-Ti - MISS DISTAL TIBIA REDUCTION DEVICE, Orthopedic Implants - LW-39 new ANKLE PLATES-Ti - WRENCH Ø 8 MM, Orthopedic Implants - LW-39 new ANKLE PLATES-Ti - D.GAUGE-MISS DIST.TIBIA MED.PLATE-THROUGH SLEEVE, Orthopedic Implants - LW-39 new ANKLE PLATES-Ti - ANKLE PLATE VAL 1. DESIGN TRAY, Orthopedic Implants - LW-39 new ANKLE PLATES-Ti - LOW PROFILE DISTAL FIBULA LOCK.PLATE TI 8 HOLES R, Orthopedic Implants - LW-39 new ANKLE PLATES-Ti - LOW PROFILE DISTAL FIBULA LOCK.PLATE TI 10 HOLES R, Orthopedic Implants - LW-39 new ANKLE PLATES-Ti - LOW PROFILE DISTAL FIBULA LOCK.PLATE TI 12 HOLES R, Orthopedic Implants - LW-39 new ANKLE PLATES-Ti - LOW PROFILE DISTAL FIBULA LOCK.PLATE TI 8 HOLES L, Orthopedic Implants - LW-39 new ANKLE PLATES-Ti - LOW PROFILE DISTAL FIBULA LOCK.PLATE TI 10 HOLES L, Orthopedic Implants - LW-39 new ANKLE PLATES-Ti - LOW PROFILE DISTAL FIBULA LOCK.PLATE TI 12 HOLES L, Orthopedic Implants - LW-39 new ANKLE PLATES-Ti - VAL DISTAL FIBULA PLATE TI R 10 HOLES, Orthopedic Implants - LW-39 new ANKLE PLATES-Ti - VAL DISTAL FIBULA PLATE TI R 12 HOLES, Orthopedic Implants - LW-39 new ANKLE PLATES-Ti - VAL DISTAL FIBULA PLATE TI R 13 HOLES, Orthopedic Implants - LW-39 new ANKLE PLATES-Ti - VAL DISTAL FIBULA PLATE TI R 14 HOLES, Orthopedic Implants - LW-39 new ANKLE PLATES-Ti - VAL DISTAL FIBULA PLATE TI L 10 HOLES, Orthopedic Implants - LW-39 new ANKLE PLATES-Ti - VAL DISTAL FIBULA PLATE TI L 12 HOLES, Orthopedic Implants - LW-39 new ANKLE PLATES-Ti - VAL DISTAL FIBULA PLATE TI L 13 HOLES, Orthopedic Implants - LW-39 new ANKLE PLATES-Ti - VAL DISTAL FIBULA PLATE TI L 14 HOLES, Orthopedic Implants - LW-39 new ANKLE PLATES-Ti - LOWPR1\3 RADIUS ULNA I.L.PLATE TI 4 HOLES, Orthopedic Implants - LW-39 new ANKLE PLATES-Ti - LOWPR1\3 RADIUS ULNA I.L.PLATE TI 5 HOLES, Orthopedic Implants - LW-39 new ANKLE PLATES-Ti - LOWPR1\3 RADIUS ULNA I.L.PLATE TI 6 HOLES, Orthopedic Implants - LW-39 new ANKLE PLATES-Ti - LOWPR1\3 RADIUS ULNA I.L.PLATE TI 7 HOLES, Orthopedic Implants - LW-39 new ANKLE PLATES-Ti - LOWPR1\3 RADIUS ULNA I.L.PLATE TI 8 HOLES, Orthopedic Implants - LW-39 new ANKLE PLATES-Ti - LOWPR1\3 RADIUS ULNA I.L.PLATE TI 9 HOLES, Orthopedic Implants - LW-39 new ANKLE PLATES-Ti - LOWPR1\3 RADIUS ULNA I.L.PLATE TI 10 HOLES, Orthopedic Implants - LW-39 new ANKLE PLATES-Ti - LOWPR1\3 RADIUS ULNA I.L.PLATE TI 12 HOLES, Orthopedic Implants - LW-39 new ANKLE PLATES-Ti - LOW PROFILE ULNA RADIUS INTERLOCK.PLATE TI 4 HOLES, Orthopedic Implants - LW-39 new ANKLE PLATES-Ti - LOW PROFILE ULNA RADIUS INTERLOCK.PLATE TI 5 HOLES, Orthopedic Implants - LW-39 new ANKLE PLATES-Ti - LOW PROFILE ULNA RADIUS INTERLOCK.PLATE TI 6 HOLES, Orthopedic Implants - LW-39 new ANKLE PLATES-Ti - LOW PROFILE ULNA RADIUS INTERLOCK.PLATE TI 7 HOLES, Orthopedic Implants - LW-39 new ANKLE PLATES-Ti - LOW PROFILE ULNA RADIUS INTERLOCK.PLATE TI 8 HOLES, Orthopedic Implants - LW-39 new ANKLE PLATES-Ti - LOW PROFILE ULNA RADIUS INTERLOCK.PLATE TI 9 HOLES, Orthopedic Implants - LW-39 new ANKLE PLATES-Ti - LOW PROFILE ULNA RADIUS INTERLOCK.PLATE TI 10HOLES, Orthopedic Implants - LW-39 new ANKLE PLATES-Ti - LOW PROFILE ULNA RADIUS INTERLOCK.PLATE TI 12HOLES, Orthopedic Implants - LW-39 new ANKLE PLATES-Ti - LC DISTAL TIBIA POSTERIOR PLATE TI 7 HOLES, Orthopedic Implants - LW-39 new ANKLE PLATES-Ti - LOWPROFILE CALCANEUS INTERLOCK. PLATE TI SHORT, Orthopedic Implants - LW-39 new ANKLE PLATES-Ti - LOWPROFILE CALCANEUS INTERLOCK. PLATE TI STAND., Orthopedic Implants - LW-39 new ANKLE PLATES-Ti - LOWPROFILE CALCANEUS INTERLOCK. PLATE TI LONG, Orthopedic Implants - LW-39 new ANKLE PLATES-Ti - ANKLE PLATE VAL 2. DESIGN TRAY, Orthopedic Implants - LW-39 new ANKLE PLATES-Ti - DISTAL TIBIA ANTERIO LATERAL PLATE TI RIGHT 7 HOLE, Orthopedic Implants - LW-39 new ANKLE PLATES-Ti - DISTAL TIBIA ANTERIO LATERAL PLATE TI RIGHT 9 HOLE, Orthopedic Implants - LW-39 new ANKLE PLATES-Ti - DISTAL TIBIA ANTERIO LATERAL PLATE TI RIGHT 11 HOLE, Orthopedic Implants - LW-39 new ANKLE PLATES-Ti - DISTAL TIBIA ANTERIO LATERAL PLATE TI RIGHT 13 HOLE, Orthopedic Implants - LW-39 new ANKLE PLATES-Ti - DISTAL TIBIA ANTERIO LATERAL PLATE TI LEFT 7 HOLE, Orthopedic Implants - LW-39 new ANKLE PLATES-Ti - DISTAL TIBIA ANTERIO LATERAL PLATE TI LEFT 9 HOLE, Orthopedic Implants - LW-39 new ANKLE PLATES-Ti - DISTAL TIBIA ANTERIO LATERAL PLATE TI LEFT 11 HOLE, Orthopedic Implants - LW-39 new ANKLE PLATES-Ti - DISTAL TIBIA ANTERIO LATERAL PLATE TI LEFT 13 HOLE, Orthopedic Implants - LW-39 new ANKLE PLATES-Ti - LCP PILON PLATE LOCK TI 9 HOLES, Orthopedic Implants - LW-39 new ANKLE PLATES-Ti - LCP PILON PLATE LOCK TI 7 HOLES, Orthopedic Implants - LW-39 new ANKLE PLATES-Ti - DISTAL TIBIA LOCK. MEDIAL MALLEOLAR PLATE LONG, Orthopedic Implants - LW-39 new ANKLE PLATES-Ti - DISTAL TIBIA LOCK. MEDIAL MALLEOLAR PLATE SHORT, Orthopedic Implants - LW-39 new ANKLE PLATES-Ti - DISTAL TIBIA LOCK. ANTERIOR MALLEOLAR PLATE LONG, Orthopedic Implants - LW-39 new ANKLE PLATES-Ti - DISTAL TIBIA LOCK. ANTERIOR MALLEOLAR PLATE SHORT, Orthopedic Implants - LW-39 new ANKLE PLATES-Ti - ANKLE PLATE VAL 3. DESIGN TRAY, Orthopedic Implants - LW-39 new ANKLE PLATES-Ti - SCREW DRIVER TORQUE 1.5NM, Orthopedic Implants - LW-39 new ANKLE PLATES-Ti - DEPTH GAUGE - UPPER EXT. PLATE (2.7 MM), Orthopedic Implants - LW-39 new ANKLE PLATES-Ti - DEPTH GAUGE - UPPER EXT. PLATE (3.5 MM & 4.0 MM ), Orthopedic Implants - LW-39 new ANKLE PLATES-Ti - CANNULATED SCREWDRIVER HANDLE SMALL, Orthopedic Implants - LW-39 new ANKLE PLATES-Ti - SCREW DRIVER QUICK TIP T10X130 MM, Orthopedic Implants - LW-39 new ANKLE PLATES-Ti - SCREWDRIVER QUICK TIP T8X80MM, Orthopedic Implants - LW-39 new ANKLE PLATES-Ti - SCREW DRIVER QUICK TIP HOLDER Ø2.5X130 MM, Orthopedic Implants - LW-39 new ANKLE PLATES-Ti - SCREW DRIVER FOR SETSCREW (WITH HOLDER), Orthopedic Implants - LW-39 new ANKLE PLATES-Ti - DRILL GUIDE DOUBLE UPPER EXTREMITY, Orthopedic Implants - LW-39 new ANKLE PLATES-Ti - MODULAR DRILL SLEEVE Ø2 MM, Orthopedic Implants - LW-39 new ANKLE PLATES-Ti - MODULAR DRILL SLEEVE Ø2.7 MM, Orthopedic Implants - LW-39 new ANKLE PLATES-Ti - MODULAR DRILL SLEEVE Ø3.2 MM, Orthopedic Implants - LW-39 new ANKLE PLATES-Ti - VAL DRILL SLEEVE Ø 2.0 MM, Orthopedic Implants - LW-39 new ANKLE PLATES-Ti - STABL VAL DRILL SLEEVE Ø 2.0 MM, Orthopedic Implants - LW-39 new ANKLE PLATES-Ti - LOCK. DRILL GUIDE Ø 2.7X50 MM, Orthopedic Implants - LW-39 new ANKLE PLATES-Ti - THREADED DRILL GUIDE Ø3.2 MM, Orthopedic Implants - LW-39 new ANKLE PLATES-Ti - BONE DRILL 2.0X130 MM, Orthopedic Implants - LW-39 new ANKLE PLATES-Ti - BONE DRILL 2.7 X 130 MM, Orthopedic Implants - LW-39 new ANKLE PLATES-Ti - BONE DRILL 2.7X200 MM, Orthopedic Implants - LW-39 new ANKLE PLATES-Ti - BONE DRILL 3.2 X 200 MM, Orthopedic Implants - LW-39 new ANKLE PLATES-Ti - K-WIRE TUBE Ø10XØ8X190 MM, Orthopedic Implants - LW-39 new ANKLE PLATES-Ti - KIRSCHNER WIRE TROCAR POINT 1.5X180 MM, Orthopedic Implants - LW-39 new ANKLE PLATES-Ti - PLATE BENDER R, Orthopedic Implants - LW-39 new ANKLE PLATES-Ti - PLATE BENDER L, Orthopedic Implants - UP-19 UPPER EXTREMITY VAL PLATES-Ti - VAL SCREW TI 2.7X50 MM, Orthopedic Implants - UP-19 UPPER EXTREMITY VAL PLATES-Ti - VAL SCREW TI 2.7X55 MM, Orthopedic Implants - UP-19 UPPER EXTREMITY VAL PLATES-Ti - VAL SCREW TI 2.7X60 MM, Orthopedic Implants - UP-19 UPPER EXTREMITY VAL PLATES-Ti - MINI SCREW TI 2.7X12 MM, Orthopedic Implants - UP-19 UPPER EXTREMITY VAL PLATES-Ti - MINI SCREW TI 2.7X14 MM, Orthopedic Implants - UP-19 UPPER EXTREMITY VAL PLATES-Ti - MINI SCREW TI 2.7X16 MM, Orthopedic Implants - UP-19 UPPER EXTREMITY VAL PLATES-Ti - MINI SCREW TI 2.7X18 MM, Orthopedic Implants - UP-19 UPPER EXTREMITY VAL PLATES-Ti - MINI SCREW TI 2.7X20 MM, Orthopedic Implants - UP-19 UPPER EXTREMITY VAL PLATES-Ti - MINI SCREW TI 2.7X22 MM, Orthopedic Implants - UP-19 UPPER EXTREMITY VAL PLATES-Ti - MINI SCREW TI 2.7X24 MM, Orthopedic Implants - UP-19 UPPER EXTREMITY VAL PLATES-Ti - MINI SCREW TI 2.7X26 MM, Orthopedic Implants - UP-19 UPPER EXTREMITY VAL PLATES-Ti - MINI SCREW TI 2.7X28 MM, Orthopedic Implants - UP-19 UPPER EXTREMITY VAL PLATES-Ti - MINI SCREW TI 2.7X30 MM, Orthopedic Implants - UP-19 UPPER EXTREMITY VAL PLATES-Ti - MINI SCREW TI 2.7X32 MM, Orthopedic Implants - UP-19 UPPER EXTREMITY VAL PLATES-Ti - MINI SCREW TI 2.7X34 MM, Orthopedic Implants - UP-19 UPPER EXTREMITY VAL PLATES-Ti - MINI SCREW TI 2.7X36 MM, Orthopedic Implants - UP-19 UPPER EXTREMITY VAL PLATES-Ti - MINI SCREW TI 2.7X38 MM, Orthopedic Implants - UP-19 UPPER EXTREMITY VAL PLATES-Ti - MINI SCREW TI 2.7X40 MM, Orthopedic Implants - UP-19 UPPER EXTREMITY VAL PLATES-Ti - MINI SCREW TI 2.7X45 MM, Orthopedic Implants - UP-19 UPPER EXTREMITY VAL PLATES-Ti - MINI SCREW TI 2.7X50 MM, Orthopedic Implants - UP-19 UPPER EXTREMITY VAL PLATES-Ti - MINI SCREW TI 2.7X55 MM, Orthopedic Implants - UP-19 UPPER EXTREMITY VAL PLATES-Ti - MINI SCREW TI 2.7X60 MM, Orthopedic Implants - UP-19 UPPER EXTREMITY VAL PLATES-Ti - UPPER EXTREMITY ANKLE VAL SCREW TRAY, Orthopedic Implants - UP-19 UPPER EXTREMITY VAL PLATES-Ti - CONTAINER 554X273X180 MM AL., Orthopedic Implants - UP-04 DISTAL RADIUS VAL PLATE-Ti - SMALL DIST. RADIUS V.PLATE TI (NARROW) R SHORT, Orthopedic Implants - UP-04 DISTAL RADIUS VAL PLATE-Ti - SMALL DIST. RADIUS V.PLATE TI (NARROW) R, Orthopedic Implants - UP-04 DISTAL RADIUS VAL PLATE-Ti - SMALL DIST. RADIUS V.PLATE TI (NARROW) R LONG, Orthopedic Implants - UP-04 DISTAL RADIUS VAL PLATE-Ti - SMALL DIST. RADIUS V.PLATE TI (NARROW) L SHORT, Orthopedic Implants - UP-04 DISTAL RADIUS VAL PLATE-Ti - SMALL DIST. RADIUS V.PLATE TI (NARROW) L, Orthopedic Implants - UP-04 DISTAL RADIUS VAL PLATE-Ti - SMALL DIST. RADIUS V.PLATE TI (NARROW) L LONG, Orthopedic Implants - UP-04 DISTAL RADIUS VAL PLATE-Ti - SMALL DIST. RADIUS V.PLATE TI (WIDE) R SHORT, Orthopedic Implants - UP-04 DISTAL RADIUS VAL PLATE-Ti - SMALL DIST. RADIUS V.PLATE TI (WIDE) R, Orthopedic Implants - UP-04 DISTAL RADIUS VAL PLATE-Ti - SMALL DIST. RADIUS V.PLATE TI (WIDE) R LONG, Orthopedic Implants - UP-04 DISTAL RADIUS VAL PLATE-Ti - SMALL DIST. RADIUS V.PLATE TI (WIDE) L SHORT, Orthopedic Implants - UP-04 DISTAL RADIUS VAL PLATE-Ti - SMALL DIST. RADIUS V.PLATE TI (WIDE) L, Orthopedic Implants - UP-04 DISTAL RADIUS VAL PLATE-Ti - SMALL DIST. RADIUS V.PLATE TI (WIDE) L LONG, Orthopedic Implants - UP-04 DISTAL RADIUS VAL PLATE-Ti - DIST. RADIUS 1. DESIGN TRAY AL., Orthopedic Implants - UP-04 DISTAL RADIUS VAL PLATE-Ti - SCREW DRIVER TORQUE 0.8 NM, Orthopedic Implants - UP-04 DISTAL RADIUS VAL PLATE-Ti - CANNULATED SCREWDRIVER HANDLE SMALL, Orthopedic Implants - UP-04 DISTAL RADIUS VAL PLATE-Ti - SCREW DRIVER QUICK TIP 2.5XØ5X130 MM (UÇ), Orthopedic Implants - UP-04 DISTAL RADIUS VAL PLATE-Ti - SCREWDRIVER QUICK TIP T8X80MM, Orthopedic Implants - UP-04 DISTAL RADIUS VAL PLATE-Ti - KIRSCHNER WIRE TROCAR POINT 1.2X100 MM, Orthopedic Implants - UP-04 DISTAL RADIUS VAL PLATE-Ti - K-WIRE TUBE Ø12XØ9X140 MM, BOrthopedic Implants - UP-04 DISTAL RADIUS VAL PLATE-Ti - ONE DRILL 2.0X130 MM, Orthopedic Implants - UP-04 DISTAL RADIUS VAL PLATE-Ti - BONE DRILL 2.7 X 130 MM, Orthopedic Implants - UP-04 DISTAL RADIUS VAL PLATE-Ti - THREADED DRILL SLEEVE Ø 2.7X40 MM, Orthopedic Implants - UP-04 DISTAL RADIUS VAL PLATE-Ti - VAL DRILL SLEEVE Ø 2.0 MM, Orthopedic Implants - UP-04 DISTAL RADIUS VAL PLATE-Ti - STABL VAL DRILL SLEEVE Ø 2.0 MM, Orthopedic Implants - UP-04 DISTAL RADIUS VAL PLATE-Ti - DEPTH GAUGE (0-50 MM), Orthopedic Implants - UP-04 DISTAL RADIUS VAL PLATE-Ti - DIST. RADIUS 2. DESIGN TRAY AL., Orthopedic Implants - UP-04 DISTAL RADIUS VAL PLATE-Ti - VAL SCREW TI 2.4X12 MM, Orthopedic Implants - UP-04 DISTAL RADIUS VAL PLATE-Ti - VAL SCREW TI 2.4X14 MM, Orthopedic Implants - UP-04 DISTAL RADIUS VAL PLATE-Ti - VAL SCREW TI 2.4X16 MM, Orthopedic Implants - UP-04 DISTAL RADIUS VAL PLATE-Ti - VAL SCREW TI 2.4X18 MM, Orthopedic Implants - UP-04 DISTAL RADIUS VAL PLATE-Ti - VAL SCREW TI 2.4X20 MM, Orthopedic Implants - UP-04 DISTAL RADIUS VAL PLATE-Ti - VAL SCREW TI 2.4X22 MM, Orthopedic Implants - UP-04 DISTAL RADIUS VAL PLATE-Ti - VAL SCREW TI 2.4X24 MM, Orthopedic Implants - UP-04 DISTAL RADIUS VAL PLATE-Ti - VAL SCREW TI 2.4X26 MM, Orthopedic Implants - UP-04 DISTAL RADIUS VAL PLATE-Ti - VAL SCREW TI 2.4X28 MM, Orthopedic Implants - UP-04 DISTAL RADIUS VAL PLATE-Ti - VAL SCREW TI 2.4X30 MM, Orthopedic Implants - UP-04 DISTAL RADIUS VAL PLATE-Ti - MINI SCREW 2.4X12 MM TI, Orthopedic Implants - UP-04 DISTAL RADIUS VAL PLATE-Ti - MINI SCREW 2.4X14 MM TI, Orthopedic Implants - UP-04 DISTAL RADIUS VAL PLATE-Ti - MINI SCREW 2.4X16 MM TI, Orthopedic Implants - UP-04 DISTAL RADIUS VAL PLATE-Ti - MINI SCREW 2.4X18 MM TI, Orthopedic Implants - UP-04 DISTAL RADIUS VAL PLATE-Ti - MINI SCREW 2.4X20 MM TI, Orthopedic Implants - UP-04 DISTAL RADIUS VAL PLATE-Ti - MINI SCREW 2.4X22 MM TI, Orthopedic Implants - UP-04 DISTAL RADIUS VAL PLATE-Ti - MINI SCREW 2.4X24 MM TI, Orthopedic Implants - UP-04 DISTAL RADIUS VAL PLATE-Ti - MINI SCREW 2.4X26 MM TI, Orthopedic Implants - UP-04 DISTAL RADIUS VAL PLATE-Ti - MINI SCREW 2.4X28 MM TI, Orthopedic Implants - UP-04 DISTAL RADIUS VAL PLATE-Ti - MINI SCREW 2.4X30 MM TI, Orthopedic Implants - UP-04 DISTAL RADIUS VAL PLATE-Ti - LOW PROF.CORT.LOCK.SCR.SELFT TI 3.5X12 MM, Orthopedic Implants - UP-04 DISTAL RADIUS VAL PLATE-Ti - LOW PROF.CORT.LOCK.SCR.SELFT TI 3.5X14 MM, Orthopedic Implants - UP-04 DISTAL RADIUS VAL PLATE-Ti - LOW PROF.CORT.LOCK.SCR.SELFT TI 3.5X16 MM, Orthopedic Implants - UP-04 DISTAL RADIUS VAL PLATE-Ti - LOW PROF.CORT.LOCK.SCR.SELFT TI 3.5X18 MM, Orthopedic Implants - UP-04 DISTAL RADIUS VAL PLATE-Ti - LOW PROF.CORT. SELFT SCR. TI 3.5X12 MM, Orthopedic Implants - UP-04 DISTAL RADIUS VAL PLATE-Ti - LOW PROF.CORT. SELFT SCR. TI 3.5X14 MM, Orthopedic Implants - UP-04 DISTAL RADIUS VAL PLATE-Ti - LOW PROF.CORT. SELFT SCR. TI 3.5X16 MM, Orthopedic Implants - UP-04 DISTAL RADIUS VAL PLATE-Ti - LOW PROF.CORT. SELFT SCR. TI 3.5X18 MM, Orthopedic Implants - UP-04 DISTAL RADIUS VAL PLATE-Ti - DISTAL RADIUS SCREW BOX, Orthopedic Implants - UP-04 DISTAL RADIUS VAL PLATE-Ti - CONTAINER 270X270X140 MM, Orthopedic Implants - LW-39 new ANKLE PLATES-Ti - MISS LC DISTAL TIBIA MEDIAL PLATE R 13 H, Orthopedic Implants - LW-39 new ANKLE PLATES-Ti - MISS LC DISTAL TIBIA MEDIAL PLATE R 15 H, Orthopedic Implants - LW-39 new ANKLE PLATES-Ti - MISS LC DISTAL TIBIA MEDIAL PLATE R 17 H, Orthopedic Implants - LW-39 new ANKLE PLATES-Ti - MISS LC DISTAL TIBIA MEDIAL PLATE R 19 H, Orthopedic Implants - LW-39 new ANKLE PLATES-Ti - MISS LC DISTAL TIBIA MEDIAL PLATE R 21 H, Orthopedic Implants - LW-39 new ANKLE PLATES-Ti - MISS LC DISTAL TIBIA MEDIAL PLATE L 13 H, Orthopedic Implants - LW-39 new ANKLE PLATES-Ti - MISS LC DISTAL TIBIA MEDIAL PLATE L 15 H, Orthopedic Implants - LW-39 new ANKLE PLATES-Ti - MISS LC DISTAL TIBIA MEDIAL PLATE L 17 H, Orthopedic Implants - LW-39 new ANKLE PLATES-Ti - MISS LC DISTAL TIBIA MEDIAL PLATE L 19 H, Orthopedic Implants - LW-39 new ANKLE PLATES-Ti - MISS LC DISTAL TIBIA MEDIAL PLATE L 21 H, Orthopedic Implants - LW-39 new ANKLE PLATES-Ti - MISS DISTAL TIBIA MEDIAL GUIDE L, Orthopedic Implants - LW-39 new ANKLE PLATES-Ti - MISS DISTAL TIBIA MEDIAL GUIDE R, Orthopedic Implants - LW-39 new ANKLE PLATES-Ti - MISS DISTAL TIBIA GUIDE LOCKING DEVICE, Orthopedic Implants - LW-39 new ANKLE PLATES-Ti - MISS DISTAL TIBIA DRILL SLEEVE Ø 2.2 MM, Orthopedic Implants - UP-19 UPPER EXTREMITY VAL PLATES-Ti - LOW PROF.CORT. SELFT SCR. TI 3.5X12 MM, Orthopedic Implants - UP-19 UPPER EXTREMITY VAL PLATES-Ti - LOW PROF.CORT. SELFT SCR. TI 3.5X14 MM, Orthopedic Implants - UP-19 UPPER EXTREMITY VAL PLATES-Ti - LOW PROF.CORT. SELFT SCR. TI 3.5X16 MM, Orthopedic Implants - UP-19 UPPER EXTREMITY VAL PLATES-Ti - LOW PROF.CORT. SELFT SCR. TI 3.5X18 MM, Orthopedic Implants - UP-19 UPPER EXTREMITY VAL PLATES-Ti - LOW PROF.CORT. SELFT SCR. TI 3.5X20 MM, Orthopedic Implants - UP-19 UPPER EXTREMITY VAL PLATES-Ti - LOW PROF.CORT. SELFT SCR. TI 3.5X22 MM, Orthopedic Implants - UP-19 UPPER EXTREMITY VAL PLATES-Ti - LOW PROF.CORT. SELFT SCR. TI 3.5X24 MM, Orthopedic Implants - UP-19 UPPER EXTREMITY VAL PLATES-Ti - LOW PROF.CORT. SELFT SCR. TI 3.5X26 MM, Orthopedic Implants - UP-19 UPPER EXTREMITY VAL PLATES-Ti - LOW PROF.CORT. SELFT SCR. TI 3.5X28 MM, Orthopedic Implants - UP-19 UPPER EXTREMITY VAL PLATES-Ti - LOW PROF.CORT. SELFT SCR. TI 3.5X30 MM, Orthopedic Implants - UP-19 UPPER EXTREMITY VAL PLATES-Ti - LOW PROF.CORT. SELFT SCR. TI 3.5X32 MM, Orthopedic Implants - UP-19 UPPER EXTREMITY VAL PLATES-Ti - LOW PROF.CORT. SELFT SCR. TI 3.5X34 MM, Orthopedic Implants - UP-19 UPPER EXTREMITY VAL PLATES-Ti - LOW PROF.CORT. SELFT SCR. TI 3.5X36 MM, Orthopedic Implants - UP-19 UPPER EXTREMITY VAL PLATES-Ti - LOW PROF.CORT. SELFT SCR. TI 3.5X38 MM, Orthopedic Implants - UP-19 UPPER EXTREMITY VAL PLATES-Ti - LOW PROF.CORT. SELFT SCR. TI 3.5X40 MM, Orthopedic Implants - UP-19 UPPER EXTREMITY VAL PLATES-Ti - LOW PROF.CORT. SELFT SCR. TI 3.5X42 MM, Orthopedic Implants - UP-19 UPPER EXTREMITY VAL PLATES-Ti - LOW PROF.CORT. SELFT SCR. TI 3.5X44 MM, Orthopedic Implants - UP-19 UPPER EXTREMITY VAL PLATES-Ti - LOW PROF.CORT. SELFT SCR. TI 3.5X46 MM, Orthopedic Implants - UP-19 UPPER EXTREMITY VAL PLATES-Ti - LOW PROF.CORT. SELFT SCR. TI 3.5X48 MM, Orthopedic Implants - UP-19 UPPER EXTREMITY VAL PLATES-Ti - LOW PROF.CORT. SELFT SCR. TI 3.5X50 MM, Orthopedic Implants - UP-19 UPPER EXTREMITY VAL PLATES-Ti - LOW PROF.CORT. SELFT SCR. TI 3.5X55 MM, Orthopedic Implants - UP-19 UPPER EXTREMITY VAL PLATES-Ti - LOW PROF.CORT. SELFT SCR. TI 3.5X60 MM, Orthopedic Implants - UP-19 UPPER EXTREMITY VAL PLATES-Ti - LOW PROF.CANCEL.LOCK.SCR.SELFT TI 4X12 MM, Orthopedic Implants - UP-19 UPPER EXTREMITY VAL PLATES-Ti - LOW PROF.CANCEL.LOCK.SCR.SELFT TI 4X14 MM, Orthopedic Implants - UP-19 UPPER EXTREMITY VAL PLATES-Ti - LOW PROF.CANCEL.LOCK.SCR.SELFT TI 4X16 MM, Orthopedic Implants - UP-19 UPPER EXTREMITY VAL PLATES-Ti - LOW PROF.CANCEL.LOCK.SCR.SELFT TI 4X18 MM, Orthopedic Implants - UP-19 UPPER EXTREMITY VAL PLATES-Ti - LOW PROF.CANCEL.LOCK.SCR.SELFT TI 4X20 MM, Orthopedic Implants - UP-19 UPPER EXTREMITY VAL PLATES-Ti - LOW PROF.CANCEL.LOCK.SCR.SELFT TI 4X22 MM, Orthopedic Implants - UP-19 UPPER EXTREMITY VAL PLATES-Ti - LOW PROF.CANCEL.LOCK.SCR.SELFT TI 4X24 MM, Orthopedic Implants - UP-19 UPPER EXTREMITY VAL PLATES-Ti - LOW PROF.CANCEL.LOCK.SCR.SELFT TI 4X26 MM, Orthopedic Implants - UP-19 UPPER EXTREMITY VAL PLATES-Ti - LOW PROF.CANCEL.LOCK.SCR.SELFT TI 4X28 MM, Orthopedic Implants - UP-19 UPPER EXTREMITY VAL PLATES-Ti - LOW PROF.CANCEL.LOCK.SCR.SELFT TI 4X30 MM, Orthopedic Implants - UP-19 UPPER EXTREMITY VAL PLATES-Ti - LOW PROF.CANCEL.LOCK.SCR.SELFT TI 4X35 MM, Orthopedic Implants - UP-19 UPPER EXTREMITY VAL PLATES-Ti - LOW PROF.CANCEL.LOCK.SCR.SELFT TI 4X40 MM, Orthopedic Implants - UP-19 UPPER EXTREMITY VAL PLATES-Ti - LOW PROF.CANCEL.LOCK.SCR.SELFT TI 4X45 MM, Orthopedic Implants - UP-19 UPPER EXTREMITY VAL PLATES-Ti - LOW PROF.CANCEL.LOCK.SCR.SELFT TI 4X50 MM, Orthopedic Implants - UP-19 UPPER EXTREMITY VAL PLATES-Ti - LOW PROF.CANCEL.LOCK.SCR.SELFT TI 4X55 MM, Orthopedic Implants - UP-19 UPPER EXTREMITY VAL PLATES-Ti - LOW PROF.CANCEL.LOCK.SCR.SELFT TI 4X60 MM, Orthopedic Implants - UP-19 UPPER EXTREMITY VAL PLATES-Ti - TI LOWPROF.CANCELLOUS SCREW (FULL THREAD) 4X12 MM, Orthopedic Implants - UP-19 UPPER EXTREMITY VAL PLATES-Ti - TI LOWPROF.CANCELLOUS SCREW (FULL THREAD) 4X14 MM, Orthopedic Implants - UP-19 UPPER EXTREMITY VAL PLATES-Ti - TI LOWPROF.CANCELLOUS SCREW (FULL THREAD) 4X16 MM, Orthopedic Implants - UP-19 UPPER EXTREMITY VAL PLATES-Ti - TI LOWPROF.CANCELLOUS SCREW (FULL THREAD) 4X18
MM, Orthopedic Implants - UP-19 UPPER EXTREMITY VAL PLATES-Ti - TI LOWPROF.CANCELLOUS SCREW (FULL THREAD) 4X20 MM, Orthopedic Implants - UP-19 UPPER EXTREMITY VAL PLATES-Ti - TI LOWPROF.CANCELLOUS SCREW (FULL THREAD) 4X22, Orthopedic Implants - UP-19 UPPER EXTREMITY VAL PLATES-Ti - TI LOWPROF.CANCELLOUS SCREW (FULL THREAD) 4X24 MM, Orthopedic Implants - UP-19 UPPER EXTREMITY VAL PLATES-Ti - TI LOWPROF.CANCELLOUS SCREW (FULL THREAD) 4X26 MM, Orthopedic Implants - UP-19 UPPER EXTREMITY VAL PLATES-Ti - TI LOWPROF.CANCELLOUS SCREW (FULL THREAD) 4X28 MM, Orthopedic Implants - UP-19 UPPER EXTREMITY VAL PLATES-Ti - TI LOWPROF.CANCELLOUS SCREW (FULL THREAD) 4X30
MM, Orthopedic Implants - UP-19 UPPER EXTREMITY VAL PLATES-Ti - TI LOWPROF.CANCELLOUS SCREW (FULL THREAD) 4X35 MM, Orthopedic Implants - UP-19 UPPER EXTREMITY VAL PLATES-Ti - TI LOWPROF.CANCELLOUS SCREW (FULL THREAD) 4X40 MM, Orthopedic Implants - UP-19 UPPER EXTREMITY VAL PLATES-Ti - TI LOWPROF.CANCELLOUS SCREW (FULL THREAD) 4X45
MM, Orthopedic Implants - UP-19 UPPER EXTREMITY VAL PLATES-Ti - TI LOWPROF.CANCELLOUS SCREW (FULL THREAD) 4X50
MM, Orthopedic Implants - UP-19 UPPER EXTREMITY VAL PLATES-Ti - TI LOWPROF.CANCELLOUS SCREW (FULL THREAD) 4X55 MM, Orthopedic Implants - UP-19 UPPER EXTREMITY VAL PLATES-Ti - TI LOWPROF.CANCELLOUS SCREW (FULL THREAD) 4X60 MM, Orthopedic Implants - UP-19 UPPER EXTREMITY VAL PLATES-Ti - MALLEOLAR SCREW TI 4X35 MM, Orthopedic Implants - UP-19 UPPER EXTREMITY VAL PLATES-Ti - MALLEOLAR SCREW TI 4X40 MM, Orthopedic Implants - UP-19 UPPER EXTREMITY VAL PLATES-Ti - MALLEOLAR SCREW TI 4X45 MM, Orthopedic Implants - UP-19 UPPER EXTREMITY VAL PLATES-Ti - MALLEOLAR SCREW TI 4X50 MM, Orthopedic Implants - UP-19 UPPER EXTREMITY VAL PLATES-Ti - MALLEOLAR SCREW TI 4X55 MM, Orthopedic Implants - UP-19 UPPER EXTREMITY VAL PLATES-Ti - MALLEOLAR SCREW TI 4X60 MM, Orthopedic Implants - UP-19 UPPER EXTREMITY VAL PLATES-Ti - MALLEOLAR SCREW TI 4X65 MM, Orthopedic Implants - UP-19 UPPER EXTREMITY VAL PLATES-Ti - MALLEOLAR SCREW TI 4X70 MM, Orthopedic Implants - UP-19 UPPER EXTREMITY VAL PLATES-Ti - SCREW WASHER TI Ø 10 MM, Orthopedic Implants - UP-19 UPPER EXTREMITY VAL PLATES-Ti - VAL SCREW TI 2.7X12 MM, Orthopedic Implants - UP-19 UPPER EXTREMITY VAL PLATES-Ti - VAL SCREW TI 2.7X14 MM, Orthopedic Implants - UP-19 UPPER EXTREMITY VAL PLATES-Ti - VAL SCREW TI 2.7X16 MM, Orthopedic Implants - UP-19 UPPER EXTREMITY VAL PLATES-Ti - VAL SCREW TI 2.7X18 MM, Orthopedic Implants - UP-19 UPPER EXTREMITY VAL PLATES-Ti - VAL SCREW TI 2.7X20 MM, Orthopedic Implants - UP-19 UPPER EXTREMITY VAL PLATES-Ti - VAL SCREW TI 2.7X22 MM, Orthopedic Implants - UP-19 UPPER EXTREMITY VAL PLATES-Ti - VAL SCREW TI 2.7X24 MM, Orthopedic Implants - UP-19 UPPER EXTREMITY VAL PLATES-Ti - VAL SCREW TI 2.7X26 MM, Orthopedic Implants - UP-19 UPPER EXTREMITY VAL PLATES-Ti - VAL SCREW TI 2.7X28 MM, Orthopedic Implants - UP-19 UPPER EXTREMITY VAL PLATES-Ti - VAL SCREW TI 2.7X30 MM, Orthopedic Implants - UP-19 UPPER EXTREMITY VAL PLATES-Ti - VAL SCREW TI 2.7X32 MM, Orthopedic Implants - UP-19 UPPER EXTREMITY VAL PLATES-Ti - VAL SCREW TI 2.7X34 MM, Orthopedic Implants - UP-19 UPPER EXTREMITY VAL PLATES-Ti - VAL SCREW TI 2.7X36 MM, Orthopedic Implants - UP-19 UPPER EXTREMITY VAL PLATES-Ti - VAL SCREW TI 2.7X38 MM, Orthopedic Implants - UP-19 UPPER EXTREMITY VAL PLATES-Ti - VAL SCREW TI 2.7X40 MM, Orthopedic Implants - UP-19 UPPER EXTREMITY VAL PLATES-Ti - VAL SCREW TI 2.7X45 MM, Orthopedic Implants - UP-19 UPPER EXTREMITY VAL PLATES-Ti - VAL DISTAL HUMERUS MEDIAL TI 8 HOLES, Orthopedic Implants - UP-19 UPPER EXTREMITY VAL PLATES-Ti - VAL DISTAL HUMERUS MEDIAL TI 10 HOLES, Orthopedic Implants - UP-19 UPPER EXTREMITY VAL PLATES-Ti - VAL DISTAL HUMERUS MEDIAL TI 12 HOLES, Orthopedic Implants - UP-19 UPPER EXTREMITY VAL PLATES-Ti - VAL DISTAL HUMERUS LATERAL TI R 8 HOLES, Orthopedic Implants - UP-19 UPPER EXTREMITY VAL PLATES-Ti - VAL DISTAL HUMERUS LATERAL TI R 9 HOLES, Orthopedic Implants - UP-19 UPPER EXTREMITY VAL PLATES-Ti - VAL DISTAL HUMERUS LATERAL TI R 12 HOLES, Orthopedic Implants - UP-19 UPPER EXTREMITY VAL PLATES-Ti - VAL DISTAL HUMERUS LATERAL TI L 8 HOLES, Orthopedic Implants - UP-19 UPPER EXTREMITY VAL PLATES-Ti - VAL DISTAL HUMERUS LATERAL TI L 9 HOLES, Orthopedic Implants - UP-19 UPPER EXTREMITY VAL PLATES-Ti - VAL DISTAL HUMERUS LATERAL TI L 12 HOLES, Orthopedic Implants - UP-19 UPPER EXTREMITY VAL PLATES-Ti - UPPER EXTREMITY VAL DESIGN 1.TRAY, Orthopedic Implants - UP-19 UPPER EXTREMITY VAL PLATES-Ti - LC DCP LOCK HUM PLATE 4 HOLES, Orthopedic Implants - UP-19 UPPER EXTREMITY VAL PLATES-Ti - LC DCP LOCK HUM PLATE 5 HOLES, Orthopedic Implants - UP-19 UPPER EXTREMITY VAL PLATES-Ti - LC DCP LOCK HUM PLATE 6 HOLES, Orthopedic Implants - UP-19 UPPER EXTREMITY VAL PLATES-Ti - LC DCP LOCK HUM PLATE 7 HOLES, Orthopedic Implants - UP-19 UPPER EXTREMITY VAL PLATES-Ti - LC DCP LOCK HUM PLATE 8 HOLES, Orthopedic Implants - UP-19 UPPER EXTREMITY VAL PLATES-Ti - LC DCP LOCK HUM PLATE 9 HOLES, Orthopedic Implants - UP-19 UPPER EXTREMITY VAL PLATES-Ti - LC DCP LOCK HUM PLATE 10 HOLES, Orthopedic Implants - UP-19 UPPER EXTREMITY VAL PLATES-Ti - LC DCP LOCK HUM PLATE 12 HOLES, Orthopedic Implants - UP-19 UPPER EXTREMITY VAL PLATES-Ti - LOCK. CLAVICLE HOOK PLATE TI R 4 HOLES, Orthopedic Implants - UP-19 UPPER EXTREMITY VAL PLATES-Ti - LOCK. CLAVICLE HOOK PLATE TI R 6 HOLES, Orthopedic Implants - UP-19 UPPER EXTREMITY VAL PLATES-Ti - LOCK. CLAVICLE HOOK PLATE TI R 8 HOLES, Orthopedic Implants - UP-19 UPPER EXTREMITY VAL PLATES-Ti - LOCK. CLAVICLE HOOK PLATE TI L 4 HOLES, Orthopedic Implants - UP-19 UPPER EXTREMITY VAL PLATES-Ti - LOCK. CLAVICLE HOOK PLATE TI L 6 HOLES, Orthopedic Implants - UP-19 UPPER EXTREMITY VAL PLATES-Ti - LOCK. CLAVICLE HOOK PLATE TI L 8 HOLES, Orthopedic Implants - UP-19 UPPER EXTREMITY VAL PLATES-Ti - LOW PROF. LOCK. CLAVICLE PLATE R TI 4 HOLES, Orthopedic Implants - UP-19 UPPER EXTREMITY VAL PLATES-Ti - LOW PROF. LOCK. CLAVICLE PLATE R TI 6 HOLES, Orthopedic Implants - UP-19 UPPER EXTREMITY VAL PLATES-Ti - LOW PROF. LOCK. CLAVICLE PLATE R TI 8 HOLES, Orthopedic Implants - UP-19 UPPER EXTREMITY VAL PLATES-Ti - LOW PROF. LOCK. CLAVICLE PLATE L TI 4 HOLES, Orthopedic Implants - UP-19 UPPER EXTREMITY VAL PLATES-Ti - LOW PROF. LOCK. CLAVICLE PLATE L TI 6 HOLES, Orthopedic Implants - UP-19 UPPER EXTREMITY VAL PLATES-Ti - LOW PROF. LOCK. CLAVICLE PLATE L TI 8 HOLES, Orthopedic Implants - UP-19 UPPER EXTREMITY VAL PLATES-Ti - DISTAL CLAVICLE PLATES R TI 9 HOLES, Orthopedic Implants - UP-19 UPPER EXTREMITY VAL PLATES-Ti - DISTAL CLAVICLE PLATES R TI 10 HOLES, Orthopedic Implants - UP-19 UPPER EXTREMITY VAL PLATES-Ti - DISTAL CLAVICLE PLATES R TI 11 HOLES, Orthopedic Implants - UP-19 UPPER EXTREMITY VAL PLATES-Ti - DISTAL CLAVICLE PLATES L TI 9 HOLES, Orthopedic Implants - UP-19 UPPER EXTREMITY VAL PLATES-Ti - DISTAL CLAVICLE PLATES L TI 10 HOLES, Orthopedic Implants - UP-19 UPPER EXTREMITY VAL PLATES-Ti - DISTAL CLAVICLE PLATES L TI 11 HOLES, Orthopedic Implants - UP-19 UPPER EXTREMITY VAL PLATES-Ti - MISS PROXIMAL HUMERUS LOCK. PLATE TI 12 HOLES, Orthopedic Implants - UP-19 UPPER EXTREMITY VAL PLATES-Ti - MISS PROXIMAL HUMERUS LOCK. PLATE TI 14 HOLES, Orthopedic Implants - UP-19 UPPER EXTREMITY VAL PLATES-Ti - MISS PROXIMAL HUMERUS LOCK. PLATE TI 16 HOLES, Orthopedic Implants - UP-19 UPPER EXTREMITY VAL PLATES-Ti - MISS PROXIMAL HUMERUS LOCK. PLATE TI 17 HOLES, Orthopedic Implants - UP-19 UPPER EXTREMITY VAL PLATES-Ti - MISS PROXIMAL HUMERUS LOCK. PLATE TI 19 HOLES, Orthopedic Implants - UP-19 UPPER EXTREMITY VAL PLATES-Ti - MISS PROXIMAL HUMERUS LOCK. PLATE TI 21 HOLES, Orthopedic Implants - UP-19 UPPER EXTREMITY VAL PLATES-Ti - MISS PROXIMAL HUMERUS MONOBLOCK SCREW GUIDE, Orthopedic Implants - UP-19 UPPER EXTREMITY VAL PLATES-Ti - MISS PROXIMAL HUMERUS GUIDE LOCKING SCREW, Orthopedic Implants - UP-19 UPPER EXTREMITY VAL PLATES-Ti - MISS PROX. HUMERUS DOUBLE DRILL GUIDE 2.7-3.2 MM, Orthopedic Implants - UP-19 UPPER EXTREMITY VAL PLATES-Ti - LOCK. DRILL GUIDE Ø 3.2X80 MM, Orthopedic Implants - UP-19 UPPER EXTREMITY VAL PLATES-Ti - LOCK. DRILL GUIDE Ø 2.7X80 MM, Orthopedic Implants - UP-19 UPPER EXTREMITY VAL PLATES-Ti - MISS PROXIMAL HUMERUS K-WIRE SLEEVE Ø1.5 MM, Orthopedic Implants - UP-19 UPPER EXTREMITY VAL PLATES-Ti - MISS PROX.HUM.REDUCTION DEVICE, Orthopedic Implants - UP-19 UPPER EXTREMITY VAL PLATES-Ti - WRENCH Ø 6 MM, Orthopedic Implants - UP-19 UPPER EXTREMITY VAL PLATES-Ti - LENGTH MEASURING DEVICE - MISS PROX.HUM. PLATE, Orthopedic Implants - UP-19 UPPER EXTREMITY VAL PLATES-Ti - GRAD.DRILL BIT Ø3.2X200 MM (MISS PROX.HUMERUS), Orthopedic Implants - UP-19 UPPER EXTREMITY VAL PLATES-Ti - UPPER EXTREMITY VAL DESIGN 2.TRAY, Orthopedic Implants - UP-19 UPPER EXTREMITY VAL PLATES-Ti - SCREW DRIVER TORQUE 1.5NM, Orthopedic Implants - UP-19 UPPER EXTREMITY VAL PLATES-Ti - DEPTH GAUGE - UPPER EXT. PLATE (2.7 MM), Orthopedic Implants - UP-19 UPPER EXTREMITY VAL PLATES-Ti - DEPTH GAUGE - UPPER EXT. PLATE (3.5 MM & 4.0 MM ), Orthopedic Implants - UP-19 UPPER EXTREMITY VAL PLATES-Ti - CANNULATED SCREWDRIVER HANDLE SMALL, Orthopedic Implants - UP-19 UPPER EXTREMITY VAL PLATES-Ti - SCREW DRIVER QUICK TIP T10X130 MM, Orthopedic Implants - UP-19 UPPER EXTREMITY VAL PLATES-Ti - SCREWDRIVER QUICK TIP T8X80MM, Orthopedic Implants - UP-19 UPPER EXTREMITY VAL PLATES-Ti - SCREW DRIVER QUICK TIP HOLDER Ø2.5X130 MM, Orthopedic Implants - UP-19 UPPER EXTREMITY VAL PLATES-Ti - SCREW DRIVER FOR SETSCREW (WITH HOLDER), Orthopedic Implants - UP-19 UPPER EXTREMITY VAL PLATES-Ti - DRILL GUIDE DOUBLE UPPER EXTREMITY, Orthopedic Implants - UP-19 UPPER EXTREMITY VAL PLATES-Ti - MODULAR DRILL SLEEVE Ø2 MM, Orthopedic Implants - UP-19 UPPER EXTREMITY VAL PLATES-Ti - MODULAR DRILL SLEEVE Ø2.7 MM, Orthopedic Implants - UP-19 UPPER EXTREMITY VAL PLATES-Ti - MODULAR DRILL SLEEVE Ø3.2 MM, Orthopedic Implants - UP-19 UPPER EXTREMITY VAL PLATES-Ti - VAL DRILL SLEEVE Ø 2.0 MM, Orthopedic Implants - UP-19 UPPER EXTREMITY VAL PLATES-Ti - STABL VAL DRILL SLEEVE Ø 2.0 MM, Orthopedic Implants - UP-19 UPPER EXTREMITY VAL PLATES-Ti - LOCK. DRILL GUIDE Ø 2.7X50 MM, Orthopedic Implants - UP-19 UPPER EXTREMITY VAL PLATES-Ti - THREADED DRILL GUIDE Ø3.2 MM, Orthopedic Implants - UP-19 UPPER EXTREMITY VAL PLATES-Ti - BONE DRILL 2.0X130 MM, Orthopedic Implants - UP-19 UPPER EXTREMITY VAL PLATES-Ti - BONE DRILL 2.7 X 130 MM, Orthopedic Implants - UP-19 UPPER EXTREMITY VAL PLATES-Ti - BONE DRILL 2.7X200 MM, Orthopedic Implants - UP-19 UPPER EXTREMITY VAL PLATES-Ti - BONE DRILL 3.2 X 200 MM, Orthopedic Implants - UP-19 UPPER EXTREMITY VAL PLATES-Ti - K-WIRE TUBE Ø10XØ8X190 MM, Orthopedic Implants - UP-19 UPPER EXTREMITY VAL PLATES-Ti - KIRSCHNER WIRE TROCAR POINT 1.5X180 MM, Orthopedic Implants - UP-19 UPPER EXTREMITY VAL PLATES-Ti - PLATE BENDER R, Orthopedic Implants - UP-19 UPPER EXTREMITY VAL PLATES-Ti - PLATE BENDER L, Orthopedic Implants - UP-19 UPPER EXTREMITY VAL PLATES-Ti - UPPER EXTREMITY VAL DESIGN 3.TRAY, Orthopedic Implants - UP-19 UPPER EXTREMITY VAL PLATES-Ti - LOW PROF.CORT.LOCK.SCR.SELFT TI 3.5X12 MM, Orthopedic Implants - UP-19 UPPER EXTREMITY VAL PLATES-Ti - LOW PROF.CORT.LOCK.SCR.SELFT TI 3.5X14 MM, Orthopedic Implants - UP-19 UPPER EXTREMITY VAL PLATES-Ti - LOW PROF.CORT.LOCK.SCR.SELFT TI 3.5X16 MM, Orthopedic Implants - UP-19 UPPER EXTREMITY VAL PLATES-Ti - LOW PROF.CORT.LOCK.SCR.SELFT TI 3.5X18 MM, Orthopedic Implants - UP-19 UPPER EXTREMITY VAL PLATES-Ti - LOW PROF.CORT.LOCK.SCR.SELFT TI 3.5X20 MM, Orthopedic Implants - UP-19 UPPER EXTREMITY VAL PLATES-Ti - LOW PROF.CORT.LOCK.SCR.SELFT TI 3.5X22 MM, Orthopedic Implants - UP-19 UPPER EXTREMITY VAL PLATES-Ti - LOW PROF.CORT.LOCK.SCR.SELFT TI 3.5X24 MM, Orthopedic Implants - UP-19 UPPER EXTREMITY VAL PLATES-Ti - LOW PROF.CORT.LOCK.SCR.SELFT TI 3.5X26 MM, Orthopedic Implants - UP-19 UPPER EXTREMITY VAL PLATES-Ti - LOW PROF.CORT.LOCK.SCR.SELFT TI 3.5X28 MM, Orthopedic Implants - UP-19 UPPER EXTREMITY VAL PLATES-Ti - LOW PROF.CORT.LOCK.SCR.SELFT TI 3.5X30 MM, Orthopedic Implants - UP-19 UPPER EXTREMITY VAL PLATES-Ti - LOW PROF.CORT.LOCK.SCR.SELFT TI 3.5X32 MM, Orthopedic Implants - UP-19 UPPER EXTREMITY VAL PLATES-Ti - LOW PROF.CORT.LOCK.SCR.SELFT TI 3.5X34 MM, Orthopedic Implants - UP-19 UPPER EXTREMITY VAL PLATES-Ti - LOW PROF.CORT.LOCK.SCR.SELFT TI 3.5X36 MM, Orthopedic Implants - UP-19 UPPER EXTREMITY VAL PLATES-Ti - LOW PROF.CORT.LOCK.SCR.SELFT TI 3.5X38 MM, Orthopedic Implants - UP-19 UPPER EXTREMITY VAL PLATES-Ti - LOW PROF.CORT.LOCK.SCR.SELFT TI 3.5X40 MM, Orthopedic Implants - UP-19 UPPER EXTREMITY VAL PLATES-Ti - LOW PROF.CORT.LOCK.SCR.SELFT TI 3.5X42 MM, Orthopedic Implants - UP-19 UPPER EXTREMITY VAL PLATES-Ti - LOW PROF.CORT.LOCK.SCR.SELFT TI 3.5X44 MM, Orthopedic Implants - UP-19 UPPER EXTREMITY VAL PLATES-Ti - LOW PROF.CORT.LOCK.SCR.SELFT TI 3.5X46 MM, Orthopedic Implants - UP-19 UPPER EXTREMITY VAL PLATES-Ti - LOW PROF.CORT.LOCK.SCR.SELFT TI 3.5X48 MM, Orthopedic Implants - UP-19 UPPER EXTREMITY VAL PLATES-Ti - LOW PROF.CORT.LOCK.SCR.SELFT TI 3.5X50 MM, Orthopedic Implants - UP-19 UPPER EXTREMITY VAL PLATES-Ti - LOW PROF.CORT.LOCK.SCR.SELFT TI 3.5X55 MM, Orthopedic Implants - UP-19 UPPER EXTREMITY VAL PLATES-Ti - LOW PROF.CORT.LOCK.SCR.SELFT TI 3.5X60 MM, Orthopedic Implants - Plate – Screw and IM Nail System UP-16 MINI PLATE HFS 1.2/2.3 - CORTICAL MINI SCREW Ø 2.3X8 MM, Orthopedic Implants - Plate – Screw and IM Nail System UP-16 MINI PLATE HFS 1.2/2.3 - CORTICAL MINI SCREW Ø 2.3X9 MM, Orthopedic Implants - Plate – Screw and IM Nail System UP-16 MINI PLATE HFS 1.2/2.3 - CORTICAL MINI SCREW Ø 2.3X10 MM, Orthopedic Implants - Plate – Screw and IM Nail System UP-16 MINI PLATE HFS 1.2/2.3 - CORTICAL MINI SCREW Ø 2.3X11 MM, Orthopedic Implants - Plate – Screw and IM Nail System UP-16 MINI PLATE HFS 1.2/2.3 - CORTICAL MINI SCREW Ø 2.3X12 MM, Orthopedic Implants - Plate – Screw and IM Nail System UP-16 MINI PLATE HFS 1.2/2.3 - CORTICAL MINI SCREW Ø 2.3X13 MM, Orthopedic Implants - Plate – Screw and IM Nail System UP-16 MINI PLATE HFS 1.2/2.3 - CORTICAL MINI SCREW Ø 2.3X14 MM, Orthopedic Implants - Plate – Screw and IM Nail System UP-16 MINI PLATE HFS 1.2/2.3 - CORTICAL MINI SCREW Ø 2.3X15 MM, Orthopedic Implants - Plate – Screw and IM Nail System UP-16 MINI PLATE HFS 1.2/2.3 - CORTICAL MINI SCREW Ø 2.3X16 MM, Orthopedic Implants - Plate – Screw and IM Nail System UP-16 MINI PLATE HFS 1.2/2.3 - CORTICAL MINI SCREW Ø 2.3X17 MM, Orthopedic Implants - Plate – Screw and IM Nail System UP-16 MINI PLATE HFS 1.2/2.3 - CORTICAL MINI SCREW Ø 2.3X18 MM, Orthopedic Implants - Plate – Screw and IM Nail System UP-16 MINI PLATE HFS 1.2/2.3 - CORTICAL MINI SCREW Ø 2.3X19 MM, Orthopedic Implants - Plate – Screw and IM Nail System UP-16 MINI PLATE HFS 1.2/2.3 - CORTICAL MINI SCREW Ø 2.3X20 MM, Orthopedic Implants - Plate – Screw and IM Nail System UP-16 MINI PLATE HFS 1.2/2.3 - CORTICAL MINI SCREW Ø 2.3X21 MM, Orthopedic Implants - Plate – Screw and IM Nail System UP-16 MINI PLATE HFS 1.2/2.3 - CORTICAL MINI SCREW Ø 2.3X22 MM, Orthopedic Implants - Plate – Screw and IM Nail System UP-16 MINI PLATE HFS 1.2/2.3 - CORTICAL MINI SCREW Ø 2.3X23 MM, Orthopedic Implants - Plate – Screw and IM Nail System UP-16 MINI PLATE HFS 1.2/2.3 - CORTICAL MINI SCREW Ø 2.3X24 MM, Orthopedic Implants - Plate – Screw and IM Nail System UP-16 MINI PLATE HFS 1.2/2.3 - LOCKING MINI SCREW Ø 2.0X6 MM, Orthopedic Implants - Plate – Screw and IM Nail System UP-16 MINI PLATE HFS 1.2/2.3 - LOCKING MINI SCREW Ø 2.0X7 MM, Orthopedic Implants - Plate – Screw and IM Nail System UP-16 MINI PLATE HFS 1.2/2.3 - LOCKING MINI SCREW Ø 2.0X8 MM, Orthopedic Implants - Plate – Screw and IM Nail System UP-16 MINI PLATE HFS 1.2/2.3 - LOCKING MINI SCREW Ø 2.0X9 MM, Orthopedic Implants - Plate – Screw and IM Nail System UP-16 MINI PLATE HFS 1.2/2.3 - LOCKING MINI SCREW Ø 2.0X10 MM, Orthopedic Implants - Plate – Screw and IM Nail System UP-16 MINI PLATE HFS 1.2/2.3 - LOCKING MINI SCREW Ø 2.0X11 MM, Orthopedic Implants - Plate – Screw and IM Nail System UP-16 MINI PLATE HFS 1.2/2.3 - LOCKING MINI SCREW Ø 2.0X13 MM, Orthopedic Implants - Plate – Screw and IM Nail System UP-16 MINI PLATE HFS 1.2/2.3 - LOCKING MINI SCREW Ø 2.0X14 MM, Orthopedic Implants - Plate – Screw and IM Nail System UP-16 MINI PLATE HFS 1.2/2.3 - LOCKING MINI SCREW Ø 2.0X16 MM, Orthopedic Implants - Plate – Screw and IM Nail System UP-16 MINI PLATE HFS 1.2/2.3 - DRILL 1.9x65MM (2.3 SCREW), Orthopedic Implants - Plate – Screw and IM Nail System UP-16 MINI PLATE HFS 1.2/2.3 - DRILL 2.5x65MM (2.3 SCREW GLIDING H), Orthopedic Implants - Plate – Screw and IM Nail System UP-16 MINI PLATE HFS 1.2/2.3 - MINI PLATE HOLDING FORCEPS, Orthopedic Implants - Plate – Screw and IM Nail System UP-16 MINI PLATE HFS 1.2/2.3 - MINI PLATE POSITIONER, Orthopedic Implants - Plate – Screw and IM Nail System UP-16 MINI PLATE HFS 1.2/2.3 - MINI PLATE CUTTER, Orthopedic Implants - Plate – Screw and IM Nail System UP-16 MINI PLATE HFS 1.2/2.3 - SCREWDRIVER T6 (1.5/2.0 LOC.SCR. 2.0/2.3SCR.), Orthopedic Implants - Plate – Screw and IM Nail System UP-16 MINI PLATE HFS 1.2/2.3 - UNIVERSAL SCREW DRIVER HANDLE, Orthopedic Implants - Plate – Screw and IM Nail System UP-16 MINI PLATE HFS 1.2/2.3 - DEPTH GAUGE (1.2/1.5 SCREW), Orthopedic Implants - Plate – Screw and IM Nail System UP-16 MINI PLATE HFS 1.2/2.3 - DRILL GUIDE (1.5/2.0 LOCK SCREW), Orthopedic Implants - Plate – Screw and IM Nail System UP-16 MINI PLATE HFS 1.2/2.3 - DRILL GUIDE (1.5 SCREW ), Orthopedic Implants - Plate – Screw and IM Nail System UP-16 MINI PLATE HFS 1.2/2.3 - DRILL GUIDE (2.0 SCREW), Orthopedic Implants - Plate – Screw and IM Nail System UP-16 MINI PLATE HFS 1.2/2.3 - DRILL GUIDE (2.3 SCREW), Orthopedic Implants - Plate – Screw and IM Nail System UP-16 MINI PLATE HFS 1.2/2.3 - KIRSCHNER WIRE TROCAR POINT 1.2X80 MM, Orthopedic Implants - Plate – Screw and IM Nail System UP-16 MINI PLATE HFS 1.2/2.3 - OLIVE K-WIRE (THREADED TIP) 1.5X80 MM, Orthopedic Implants - Plate – Screw and IM Nail System UP-16 MINI PLATE HFS 1.2/2.3 - 1.5 mm MINI PLATES TRAY, Orthopedic Implants - Plate – Screw and IM Nail System UP-16 MINI PLATE HFS 1.2/2.3 - 2.0 MINI PLATES TRAY, Orthopedic Implants - Plate – Screw and IM Nail System UP-16 MINI PLATE HFS 1.2/2.3 - 2.0 / 2.3 MINI PLATES TRAY, Orthopedic Implants - Plate – Screw and IM Nail System UP-16 MINI PLATE HFS 1.2/2.3 - MINI PLATE TRAY FOR INSTRUMENT, Orthopedic Implants - Plate – Screw and IM Nail System UP-16 MINI PLATE HFS 1.2/2.3 - CONTAINER 270x270x80, Orthopedic Implants - UP-19 UPPER EXTREMITY VAL PLATES-Ti - LOWPR1\3 RADIUS ULNA I.L.PLATE TI 4 HOLES, Orthopedic Implants - UP-19 UPPER EXTREMITY VAL PLATES-Ti - LOWPR1\3 RADIUS ULNA I.L.PLATE TI 5 HOLES, Orthopedic Implants - UP-19 UPPER EXTREMITY VAL PLATES-Ti - LOWPR1\3 RADIUS ULNA I.L.PLATE TI 6 HOLES, Orthopedic Implants - UP-19 UPPER EXTREMITY VAL PLATES-Ti - LOWPR1\3 RADIUS ULNA I.L.PLATE TI 7 HOLES, Orthopedic Implants - UP-19 UPPER EXTREMITY VAL PLATES-Ti - LOWPR1\3 RADIUS ULNA I.L.PLATE TI 8 HOLES, Orthopedic Implants - UP-19 UPPER EXTREMITY VAL PLATES-Ti - LOWPR1\3 RADIUS ULNA I.L.PLATE TI 9 HOLES, Orthopedic Implants - UP-19 UPPER EXTREMITY VAL PLATES-Ti - LOWPR1\3 RADIUS ULNA I.L.PLATE TI 10 HOLES, Orthopedic Implants - UP-19 UPPER EXTREMITY VAL PLATES-Ti - LOWPR1\3 RADIUS ULNA I.L.PLATE TI 12 HOLES, Orthopedic Implants - UP-19 UPPER EXTREMITY VAL PLATES-Ti - LOW PROFILE ULNA RADIUS INTERLOCK.PLATE TI 4 HOLES, Orthopedic Implants - UP-19 UPPER EXTREMITY VAL PLATES-Ti - LOW PROFILE ULNA RADIUS INTERLOCK.PLATE TI 5 HOLES, Orthopedic Implants - UP-19 UPPER EXTREMITY VAL PLATES-Ti - LOW PROFILE ULNA RADIUS INTERLOCK.PLATE TI 6 HOLES, Orthopedic Implants - UP-19 UPPER EXTREMITY VAL PLATES-Ti - LOW PROFILE ULNA RADIUS INTERLOCK.PLATE TI 7 HOLES, Orthopedic Implants - UP-19 UPPER EXTREMITY VAL PLATES-Ti - LOW PROFILE ULNA RADIUS INTERLOCK.PLATE TI 8 HOLES, Orthopedic Implants - UP-19 UPPER EXTREMITY VAL PLATES-Ti - LOW PROFILE ULNA RADIUS INTERLOCK.PLATE TI 9 HOLES, Orthopedic Implants - UP-19 UPPER EXTREMITY VAL PLATES-Ti - LOW PROFILE ULNA RADIUS INTERLOCK.PLATE TI 10HOLES, Orthopedic Implants - UP-19 UPPER EXTREMITY VAL PLATES-Ti - LOW PROFILE ULNA RADIUS INTERLOCK.PLATE TI 12HOLES, Orthopedic Implants - UP-19 UPPER EXTREMITY VAL PLATES-Ti - VAL OLECRANON TI R 8 HOLES, Orthopedic Implants - UP-19 UPPER EXTREMITY VAL PLATES-Ti - VAL OLECRANON TI R 10 HOLES, Orthopedic Implants - UP-19 UPPER EXTREMITY VAL PLATES-Ti - VAL OLECRANON TI R 12 HOLES, Orthopedic Implants - UP-19 UPPER EXTREMITY VAL PLATES-Ti - VAL OLECRANON TI L 8 HOLES, Orthopedic Implants - UP-19 UPPER EXTREMITY VAL PLATES-Ti - VAL OLECRANON TI L 10 HOLES, Orthopedic Implants - UP-19 UPPER EXTREMITY VAL PLATES-Ti - VAL OLECRANON TI L 12 HOLES, Orthopedic Implants - UP-19 UPPER EXTREMITY VAL PLATES-Ti - VAL DISTAL HUMERUS POSTEROLATERAL TI R 11 HOLES, Orthopedic Implants - UP-19 UPPER EXTREMITY VAL PLATES-Ti - VAL DISTAL HUMERUS POSTEROLATERAL TI R 13 HOLES, Orthopedic Implants - UP-19 UPPER EXTREMITY VAL PLATES-Ti - VAL DISTAL HUMERUS POSTEROLATERAL TI R 15 HOLES, Orthopedic Implants - UP-19 UPPER EXTREMITY VAL PLATES-Ti - VAL DISTAL HUMERUS POSTEROLATERAL TI L 11 HOLES, Orthopedic Implants - UP-19 UPPER EXTREMITY VAL PLATES-Ti - VAL DISTAL HUMERUS POSTEROLATERAL TI L 13 HOLES, Orthopedic Implants - UP-19 UPPER EXTREMITY VAL PLATES-Ti - VAL DISTAL HUMERUS POSTEROLATERAL TI L 15 HOLES, Orthopedic Implants - Plate – Screw and IM Nail System UP-16 MINI PLATE HFS 1.2/2.3 - CORTICAL MINI SCREW Ø 1.5X5 MM, Orthopedic Implants - Plate – Screw and IM Nail System UP-16 MINI PLATE HFS 1.2/2.3 - CORTICAL MINI SCREW Ø 1.5X6 MM, Orthopedic Implants - Plate – Screw and IM Nail System UP-16 MINI PLATE HFS 1.2/2.3 - CORTICAL MINI SCREW Ø 1.5X7 MM, Orthopedic Implants - Plate – Screw and IM Nail System UP-16 MINI PLATE HFS 1.2/2.3 - CORTICAL MINI SCREW Ø 1.5X8 MM, Orthopedic Implants - Plate – Screw and IM Nail System UP-16 MINI PLATE HFS 1.2/2.3 - CORTICAL MINI SCREW Ø 1.5X9 MM, Orthopedic Implants - Plate – Screw and IM Nail System UP-16 MINI PLATE HFS 1.2/2.3 - CORTICAL MINI SCREW Ø 1.5X10 MM, Orthopedic Implants - Plate – Screw and IM Nail System UP-16 MINI PLATE HFS 1.2/2.3 - CORTICAL MINI SCREW Ø 1.5X11 MM, Orthopedic Implants - Plate – Screw and IM Nail System UP-16 MINI PLATE HFS 1.2/2.3 - CORTICAL MINI SCREW Ø 1.5X12 MM, Orthopedic Implants - Plate – Screw and IM Nail System UP-16 MINI PLATE HFS 1.2/2.3 - CORTICAL MINI SCREW Ø 1.5X13 MM, Orthopedic Implants - Plate – Screw and IM Nail System UP-16 MINI PLATE HFS 1.2/2.3 - CORTICAL MINI SCREW Ø 1.5X14 MM, Orthopedic Implants - Plate – Screw and IM Nail System UP-16 MINI PLATE HFS 1.2/2.3 - CORTICAL MINI SCREW Ø 1.5X15 MM, Orthopedic Implants - Plate – Screw and IM Nail System UP-16 MINI PLATE HFS 1.2/2.3 - CORTICAL MINI SCREW Ø 1.5X16 MM, Orthopedic Implants - Plate – Screw and IM Nail System UP-16 MINI PLATE HFS 1.2/2.3 - CORTICAL MINI SCREW Ø 1.5X17 MM, Orthopedic Implants - Plate – Screw and IM Nail System UP-16 MINI PLATE HFS 1.2/2.3 - CORTICAL MINI SCREW Ø 1.5X18 MM, Orthopedic Implants - Plate – Screw and IM Nail System UP-16 MINI PLATE HFS 1.2/2.3 - CORTICAL MINI SCREW Ø 1.5X19 MM, Orthopedic Implants - Plate – Screw and IM Nail System UP-16 MINI PLATE HFS 1.2/2.3 - CORTICAL MINI SCREW Ø 1.5X20 MM, Orthopedic Implants - Plate – Screw and IM Nail System UP-16 MINI PLATE HFS 1.2/2.3 - CORTICAL MINI SCREW Ø 1.5X21 MM, Orthopedic Implants - Plate – Screw and IM Nail System UP-16 MINI PLATE HFS 1.2/2.3 - CORTICAL MINI SCREW Ø 1.5X22 MM, Orthopedic Implants - Plate – Screw and IM Nail System UP-16 MINI PLATE HFS 1.2/2.3 - CORTICAL MINI SCREW Ø 1.5X23 MM, Orthopedic Implants - Plate – Screw and IM Nail System UP-16 MINI PLATE HFS 1.2/2.3 - CORTICAL MINI SCREW Ø 1.5X24 MM, Orthopedic Implants - Plate – Screw and IM Nail System UP-16 MINI PLATE HFS 1.2/2.3 - DRILL 1.2x65MM (1.5 SCREW), Orthopedic Implants - Plate – Screw and IM Nail System UP-16 MINI PLATE HFS 1.2/2.3 - DRILL 1.6x65MM (1.5 SCREW GLIDING H), Orthopedic Implants - Plate – Screw and IM Nail System UP-16 MINI PLATE HFS 1.2/2.3 - SCREWDRIVER T4 (1.5 SCREW), Orthopedic Implants - Plate – Screw and IM Nail System UP-16 MINI PLATE HFS 1.2/2.3 - 2.0 LOC. MINI STRAIGHT PLATE 6 HOLES, Orthopedic Implants - Plate – Screw and IM Nail System UP-16 MINI PLATE HFS 1.2/2.3 - 2.0 LOC. MINI Y PLATE 7 HOLES, Orthopedic Implants - Plate – Screw and IM Nail System UP-16 MINI PLATE HFS 1.2/2.3 - 2.0 LOC. MINI T PLATE 7 HOLES, Orthopedic Implants - Plate – Screw and IM Nail System UP-16 MINI PLATE HFS 1.2/2.3 - 2.0 LOC. MINI L PLATE 6 HOLES L, Orthopedic Implants - Plate – Screw and IM Nail System UP-16 MINI PLATE HFS 1.2/2.3 - 2.0 LOC. MINI L PLATE 6 HOLES R, Orthopedic Implants - Plate – Screw and IM Nail System UP-16 MINI PLATE HFS 1.2/2.3 - 2.0 LOC. TRAPEZOID PLATE 6 HOLES, Orthopedic Implants - Plate – Screw and IM Nail System UP-16 MINI PLATE HFS 1.2/2.3 - 2.0 LOC. TRAPEZOID PLATE 6 HOLES L, Orthopedic Implants - Plate – Screw and IM Nail System UP-16 MINI PLATE HFS 1.2/2.3 - 2.0 LOC. TRAPEZOID PLATE 6 HOLES R, Orthopedic Implants - Plate – Screw and IM Nail System UP-16 MINI PLATE HFS 1.2/2.3 - 2.0 LOC. TRAPEZOID PLATE 12 HOLES, Orthopedic Implants - Plate – Screw and IM Nail System UP-16 MINI PLATE HFS 1.2/2.3 - 2.0 / 2.3 MINI STRAIGHT PLATE 16 HOLES, Orthopedic Implants - Plate – Screw and IM Nail System UP-16 MINI PLATE HFS 1.2/2.3 - 2.0 / 2.3 MINI STRAIGHT PLATE 4 HOLES, Orthopedic Implants - Plate – Screw and IM Nail System UP-16 MINI PLATE HFS 1.2/2.3 - 2.0 / 2.3 MINI Y PLATE 7 HOLES, Orthopedic Implants - Plate – Screw and IM Nail System UP-16 MINI PLATE HFS 1.2/2.3 - 2.0 / 2.3 MINI T PLATE 11 HOLES, Orthopedic Implants - Plate – Screw and IM Nail System UP-16 MINI PLATE HFS 1.2/2.3 - 2.0 / 2.3 MINI T PLATE 12 HOLES, Orthopedic Implants - Plate – Screw and IM Nail System UP-16 MINI PLATE HFS 1.2/2.3 - 2.0 / 2.3 MINI HOOK PLATE 6 HOLES L, Orthopedic Implants - Plate – Screw and IM Nail System UP-16 MINI PLATE HFS 1.2/2.3 - 2.0 / 2.3 MINI HOOK PLATE 6 HOLES R, Orthopedic Implants - Plate – Screw and IM Nail System UP-16 MINI PLATE HFS 1.2/2.3 - 2.0 / 2.3 MINI RECTANGULAR PLATE 6 HOLES, Orthopedic Implants - Plate – Screw and IM Nail System UP-16 MINI PLATE HFS 1.2/2.3 - 2.0 / 2.3 MINI TRAPEZOID PLATE 6 HOLES L, Orthopedic Implants - Plate – Screw and IM Nail System UP-16 MINI PLATE HFS 1.2/2.3 - 2.0 / 2.3 MINI TRAPEZOID PLATE 6 HOLES R, Orthopedic Implants - Plate – Screw and IM Nail System UP-16 MINI PLATE HFS 1.2/2.3 - 2.0 / 2.3 MINI ANGLED PLATE 6 HOLES L, Orthopedic Implants - Plate – Screw and IM Nail System UP-16 MINI PLATE HFS 1.2/2.3 - 2.0 / 2.3 MINI ANGLED PLATE 6 HOLES R, Orthopedic Implants - Plate – Screw and IM Nail System UP-16 MINI PLATE HFS 1.2/2.3 - 2.0 / 2.3 MINI TRAPEZOID PLATE 8 HOLES, Orthopedic Implants - Plate – Screw and IM Nail System UP-16 MINI PLATE HFS 1.2/2.3 - 2.0 / 2.3MINI ANGLED PLATE 8 HOLES L, Orthopedic Implants - Plate – Screw and IM Nail System UP-16 MINI PLATE HFS 1.2/2.3 - 2.0 / 2.3MINI ANGLED PLATE 8 HOLES R, Orthopedic Implants - Plate – Screw and IM Nail System UP-16 MINI PLATE HFS 1.2/2.3 - 2.0 / 2.3MINI TRAPEZOID PLATE 10 HOLES, Orthopedic Implants - Plate – Screw and IM Nail System UP-16 MINI PLATE HFS 1.2/2.3 - LOCKING MINI SCREW Ø 2.0X12 MM, Orthopedic Implants - Plate – Screw and IM Nail System UP-16 MINI PLATE HFS 1.2/2.3 - LOCKING MINI SCREW Ø 2.0X18 MM, Orthopedic Implants - Plate – Screw and IM Nail System UP-16 MINI PLATE HFS 1.2/2.3 - LOCKING MINI SCREW Ø 2.0X20 MM, Orthopedic Implants - Plate – Screw and IM Nail System UP-16 MINI PLATE HFS 1.2/2.3 - CORTICAL MINI SCREW Ø 2.0X4 MM, Orthopedic Implants - Plate – Screw and IM Nail System UP-16 MINI PLATE HFS 1.2/2.3 - CORTICAL MINI SCREW Ø 2.0X5 MM, Orthopedic Implants - Plate – Screw and IM Nail System UP-16 MINI PLATE HFS 1.2/2.3 - CORTICAL MINI SCREW Ø 2.0X6 MM, Orthopedic Implants - Plate – Screw and IM Nail System UP-16 MINI PLATE HFS 1.2/2.3 - CORTICAL MINI SCREW Ø 2.0X7 MM, Orthopedic Implants - Plate – Screw and IM Nail System UP-16 MINI PLATE HFS 1.2/2.3 - CORTICAL MINI SCREW Ø 2.0X8 MM, Orthopedic Implants - Plate – Screw and IM Nail System UP-16 MINI PLATE HFS 1.2/2.3 - CORTICAL MINI SCREW Ø 2.0X9 MM, Orthopedic Implants - Plate – Screw and IM Nail System UP-16 MINI PLATE HFS 1.2/2.3 - CORTICAL MINI SCREW Ø 2.0X10 MM, Orthopedic Implants - Plate – Screw and IM Nail System UP-16 MINI PLATE HFS 1.2/2.3 - CORTICAL MINI SCREW Ø 2.0X11 MM, Orthopedic Implants - Plate – Screw and IM Nail System UP-16 MINI PLATE HFS 1.2/2.3 - CORTICAL MINI SCREW Ø 2.0X12 MM, Orthopedic Implants - Plate – Screw and IM Nail System UP-16 MINI PLATE HFS 1.2/2.3 - CORTICAL MINI SCREW Ø 2.0X13 MM, Orthopedic Implants - Plate – Screw and IM Nail System UP-16 MINI PLATE HFS 1.2/2.3 - CORTICAL MINI SCREW Ø 2.0X14 MM, Orthopedic Implants - Plate – Screw and IM Nail System UP-16 MINI PLATE HFS 1.2/2.3 - CORTICAL MINI SCREW Ø 2.0X15 MM, Orthopedic Implants - Plate – Screw and IM Nail System UP-16 MINI PLATE HFS 1.2/2.3 - CORTICAL MINI SCREW Ø 2.0X16 MM, Orthopedic Implants - Plate – Screw and IM Nail System UP-16 MINI PLATE HFS 1.2/2.3 - CORTICAL MINI SCREW Ø 2.0X17 MM, Orthopedic Implants - Plate – Screw and IM Nail System UP-16 MINI PLATE HFS 1.2/2.3 - CORTICAL MINI SCREW Ø 2.0X18 MM, Orthopedic Implants - Plate – Screw and IM Nail System UP-16 MINI PLATE HFS 1.2/2.3 - CORTICAL MINI SCREW Ø 2.0X19 MM, Orthopedic Implants - Plate – Screw and IM Nail System UP-16 MINI PLATE HFS 1.2/2.3 - CORTICAL MINI SCREW Ø 2.0X20 MM, Orthopedic Implants - Plate – Screw and IM Nail System UP-16 MINI PLATE HFS 1.2/2.3 - CORTICAL MINI SCREW Ø 2.0X21 MM, Orthopedic Implants - Plate – Screw and IM Nail System UP-16 MINI PLATE HFS 1.2/2.3 - CORTICAL MINI SCREW Ø 2.0X22 MM, Orthopedic Implants - Plate – Screw and IM Nail System UP-16 MINI PLATE HFS 1.2/2.3 - CORTICAL MINI SCREW Ø 2.0X23 MM, Orthopedic Implants - Plate – Screw and IM Nail System UP-16 MINI PLATE HFS 1.2/2.3 - CORTICAL MINI SCREW Ø 2.0X24 MM, Orthopedic Implants - Plate – Screw and IM Nail System UP-16 MINI PLATE HFS 1.2/2.3 - DRILL 1.6x65MM (2.0 SCREW), Orthopedic Implants - Plate – Screw and IM Nail System UP-16 MINI PLATE HFS 1.2/2.3 - DRILL 2.1x65MM (2.0 SCREW GLIDING H), Orthopedic Implants - Plate – Screw and IM Nail System UP-16 MINI PLATE HFS 1.2/2.3 - 2.0 LOC. MINI STRAIGHT 1.2 MM PLATE 4 HOLES, Orthopedic Implants - Plate – Screw and IM Nail System UP-16 MINI PLATE HFS 1.2/2.3 - 2.0 LOC. MINI STRAIGHT 1.2 MM PLATE 8 HOLES, Orthopedic Implants - Plate – Screw and IM Nail System UP-16 MINI PLATE HFS 1.2/2.3 - 2.0 LOC. MINI L 1.2 MM PLATE 10 HOLES L, Orthopedic Implants - Plate – Screw and IM Nail System UP-16 MINI PLATE HFS 1.2/2.3 - 2.0 LOC. MINI L 1.2 MM PLATE 10 HOLES R, Orthopedic Implants - Plate – Screw and IM Nail System UP-16 MINI PLATE HFS 1.2/2.3 - 2.0 LOC. MINI T 1.2 MM PLATE 10 HOLES, Orthopedic Implants - Plate – Screw and IM Nail System UP-16 MINI PLATE HFS 1.2/2.3 - 2.0 LOC. MINI RECTANGULAR PLATE 6 HOLES, Orthopedic Implants - Plate – Screw and IM Nail System UP-16 MINI PLATE HFS 1.2/2.3 - 2.0 LOC. MINI RECTANGULAR PLATE 10 HOLES, Orthopedic Implants - Plate – Screw and IM Nail System UP-16 MINI PLATE HFS 1.2/2.3 - 2.0 / 2.3 MINI MC STRAIGHT PLATE 5 HOLES, Orthopedic Implants - Plate – Screw and IM Nail System UP-16 MINI PLATE HFS 1.2/2.3 - 2.0 / 2.3 MINI MC STRAIGHT PLATE 6 HOLES, Orthopedic Implants - Plate – Screw and IM Nail System UP-16 MINI PLATE HFS 1.2/2.3 - 2.0 / 2.3 MINI MC STRAIGHT PLATE 8 HOLES, Orthopedic Implants - Plate – Screw and IM Nail System UP-16 MINI PLATE HFS 1.2/2.3 - 2.0 / 2.3 MINI MC L PLATE 10 HOLES L, Orthopedic Implants - Plate – Screw and IM Nail System UP-16 MINI PLATE HFS 1.2/2.3 - 2.0 / 2.3 MINI MC L PLATE 10 HOLES R, Orthopedic Implants - Plate – Screw and IM Nail System UP-16 MINI PLATE HFS 1.2/2.3 - 2.0 / 2.3 MINI MC T PLATE 10 HOLES, Orthopedic Implants - Plate – Screw and IM Nail System UP-16 MINI PLATE HFS 1.2/2.3 - CORTICAL MINI SCREW Ø 2.3X5 MM, Orthopedic Implants - Plate – Screw and IM Nail System UP-16 MINI PLATE HFS 1.2/2.3 - CORTICAL MINI SCREW Ø 2.3X6 MM, Orthopedic Implants - Plate – Screw and IM Nail System UP-16 MINI PLATE HFS 1.2/2.3 - CORTICAL MINI SCREW Ø 2.3X7 MM, Orthopedic Implants - Plate – Screw and IM Nail System UP-16 MINI PLATE HFS 1.2/2.3 - 1.5 MINI HOOK PLATE 5 HOLES L, Orthopedic Implants - Plate – Screw and IM Nail System UP-16 MINI PLATE HFS 1.2/2.3 - 1.5 MINI HOOK PLATE 5 HOLES R, Orthopedic Implants - Plate – Screw and IM Nail System UP-16 MINI PLATE HFS 1.2/2.3 - 1.5 MINI RECTANGULAR PLATE 6 HOLES, Orthopedic Implants - Plate – Screw and IM Nail System UP-16 MINI PLATE HFS 1.2/2.3 - 1.5 MINI ANGLED PLATE 6 HOLES L, Orthopedic Implants - Plate – Screw and IM Nail System UP-16 MINI PLATE HFS 1.2/2.3 - 1.5 MINI ANGLED PLATE 6 HOLES R, Orthopedic Implants - Plate – Screw and IM Nail System UP-16 MINI PLATE HFS 1.2/2.3 - 1.5 MINI TRAPEZOID PLATE 10 HOLES, Orthopedic Implants - Plate – Screw and IM Nail System UP-16 MINI PLATE HFS 1.2/2.3 - 1.5 MINI HOOK PLATE 1 HOLE, Orthopedic Implants - Plate – Screw and IM Nail System UP-16 MINI PLATE HFS 1.2/2.3 - 1.5 LOC. MINI STRAIGHT PLATE 4 HOLES, Orthopedic Implants - Plate – Screw and IM Nail System UP-16 MINI PLATE HFS 1.2/2.3 -1.5 LOC. MINI T PLATE 8 HOLES, Orthopedic Implants - Plate – Screw and IM Nail System UP-16 MINI PLATE HFS 1.2/2.3 - 1.5 LOC. MINI ROTATION PLATE 6 HOLES, Orthopedic Implants - Plate – Screw and IM Nail System UP-16 MINI PLATE HFS 1.2/2.3 - 1.5 LOC. MINI DOUBLE ROW T PLATE 9 HOLES, Orthopedic Implants - Plate – Screw and IM Nail System U
16863 | FX 12X16mm CERVICAL TITANIUM MESH , FX 12X18mm CERVICAL TITANIUM MESH , FX 12X20mm CERVICAL TITANIUM MESH , FX 12X40mm CERVICAL TITANIUM MESH , FX 12X60mm CERVICAL TITANIUM MESH , FX 12X80mm CERVICAL TITANIUM MESH , FX 12X100mm CERVICAL TITANIUM MESH , FX 15X4mm CERVICAL TITANIUM MESH , FX 15X6mm CERVICAL TITANIUM MESH , FX 15X8mm CERVICAL TITANIUM MESH , FX 15X10mm CERVICAL TITANIUM MESH , FX 15X12mm CERVICAL TITANIUM MESH , FX 15X14mm CERVICAL TITANIUM MESH , FX 15X16mm CERVICAL TITANIUM MESH , FX 15X18mm CERVICAL TITANIUM MESH , FX 15X20mm CERVICAL TITANIUM MESH , FX 15X40mm CERVICAL TITANIUM MESH , FX 15X60mm CERVICAL TITANIUM MESH , FX 15X80mm CERVICAL TITANIUM MESH , FX 15X100mm CERVICAL TITANIUM MESH , FX PLATED CORPECTOMY SCREW Ø4x20mm, FX PLATED CORPECTOMY SCREW Ø4x22mm, FX PLATED CORPECTOMY SCREW Ø4x24mm, FX PLATED CORPECTOMY SCREW Ø4x26mm, FX PLATED CORPECTOMY FIXING SCREW Ø4.5x12mm, FX PLATED CORPECTOMY FIXING SCREW Ø4.5x14mm, FX PLATED CORPECTOMY FIXING SCREW Ø4.5x16mm, FX PLATED CORPECTOMY FIXING SCREW Ø4.5x18mm, FX PLATED CORPECTOMY FIXING SCREW Ø4.5x20mm, FX 14X10-13 LUMBAR INTERBODY TITANIUM MESH, FX 14X13-17 LUMBAR INTERBODY TITANIUM MESH, FX 14X16-25 LUMBAR INTERBODY TITANIUM MESH, FX 14X24-40 LUMBAR INTERBODY TITANIUM MESH, FX 14X39-60 LUMBAR INTERBODY TITANIUM MESH, FX 16X10-13 LUMBAR INTERBODY TITANIUM MESH, FX 16X13-17 LUMBAR INTERBODY TITANIUM MESH, FX 16X16-25 LUMBAR INTERBODY TITANIUM MESH, FX 16X24-40 LUMBAR INTERBODY TITANIUM MESH, FX 16X39-65 LUMBAR INTERBODY TITANIUM MESH, FX 20x10-13 LUMBAR INTERBODY TITANIUM MESH, FX 20x13-17 LUMBAR INTERBODY TITANIUM MESH, FX 20x16-25 LUMBAR INTERBODY TITANIUM MESH, FX 20x24-40 LUMBAR INTERBODY TITANIUM MESH, FX 20x39-65 LUMBAR INTERBODY TITANIUM MESH, FX 20x64-80 LUMBAR INTERBODY TITANIUM MESH, FX 22x25-34 LUMBAR INTERBODY TITANIUM MESH, FX 22x32-44 LUMBAR INTERBODY TITANIUM MESH, FX 22x42-58 LUMBAR INTERBODY TITANIUM MESH, FX 22x56-84 LUMBAR INTERBODY TITANIUM MESH, FX 22x80-100 LUMBAR INTERBODY TITANIUM MESH, FX 24x23-29 LUMBAR INTERBODY TITANIUM MESH, 24x28-40 LUMBAR INTERBODY TITANIUM MESH, FX 24x38-54 LUMBAR INTERBODY TITANIUM MESH, FX 24x52-76 LUMBAR INTERBODY TITANIUM MESH, FX 24x74-114 LUMBAR INTERBODY TITANIUM MESH, FX 26x30-44 LUMBAR INTERBODY TITANIUM MESH, FX 26x42-58 LUMBAR INTERBODY TITANIUM MESH, FX 26x56-84 LUMBAR INTERBODY TITANIUM MESH, FX 26x82-130 LUMBAR INTERBODY TITANIUM MESH, FX 26x100-140 LUMBAR INTERBODY TITANIUM MESH, FX 10X4mm CERVICAL TITANIUM MESH , FX 10X5mm CERVICAL TITANIUM MESH , FX 10X6mm CERVICAL TITANIUM MESH , FX 10X7mm CERVICAL TITANIUM MESH , FX 10X8mm CERVICAL TITANIUM MESH , FX 10X9mm CERVICAL TITANIUM MESH , FX 10X10mm CERVICAL TITANIUM MESH , FX 10X11mm CERVICAL TITANIUM MESH , FX 10X12mm CERVICAL TITANIUM MESH , FX 10X14mm CERVICAL TITANIUM MESH , FX 10X16mm CERVICAL TITANIUM MESH , FX 10X18mm CERVICAL TITANIUM MESH , FX 10X20mm CERVICAL TITANIUM MESH , FX 12X4mm CERVICAL TITANIUM MESH , FX 12X5mm CERVICAL TITANIUM MESH , FX 12X6mm CERVICAL TITANIUM MESH , FX 12X7mm CERVICAL TITANIUM MESH , FX 12X8mm CERVICAL TITANIUM MESH , FX 12X9mm CERVICAL TITANIUM MESH , FX 12X10mm CERVICAL TITANIUM MESH , FX 12X11mm CERVICAL TITANIUM MESH , FX 12X12mm CERVICAL TITANIUM MESH , FX 12X14mm CERVICAL TITANIUM MESH , FX CORPECTOMY CAGE 10X10-13, FX CORPECTOMY CAGE 10X13-17, FX CORPECTOMY CAGE 10X16-25, FX CORPECTOMY CAGE 12X10-13, FX CORPECTOMY CAGE 12X13-17, FX CORPECTOMY CAGE 12X16-25, FX CORPECTOMY CAGE 12X24-40, FX CORPECTOMY CAGE 12X39-60, FX CORPECTOMY CAGE 14X10-13, FX CORPECTOMY CAGE 14X13-17, FX CORPECTOMY CAGE 14X16-25, FX CORPECTOMY CAGE 14X24-40, FX CORPECTOMY CAGE 14X39-60, FX CORPECTOMY CAGE 16X10-13, FX CORPECTOMY CAGE 16X13-17, FX CORPECTOMY CAGE 16X16-25, FX CORPECTOMY CAGE 16X24-40, FX CORPECTOMY CAGE 16X39-65, FX CORPECTOMY CAGE 20X25-34, FX CORPECTOMY CAGE 20X32-44, FX CORPECTOMY CAGE 20X42-58, FX CORPECTOMY CAGE 20X56-84, FX CORPECTOMY CAGE 20X74-114, FX CORPECTOMY CAGE 22X25-34, FX CORPECTOMY CAGE 22X32-44, FX CORPECTOMY CAGE 22X42-58, FX CORPECTOMY CAGE 22X56-84, FX CORPECTOMY CAGE 22X74-114, FX CORPECTOMY CAGE 24X25-34, FX CORPECTOMY CAGE 24X32-44, FX CORPECTOMY CAGE 24X38-54, FX CORPECTOMY CAGE 24X42-58, FX CORPECTOMY CAGE 24X56-84, FX CORPECTOMY CAGE 24X74-114, FX CORPECTOMY CAGE 26X30-44, FX CORPECTOMY CAGE 26X56-84, FX CORPECTOMY CAGE 26X82-130, FX CORPECTOMY CAGE 26X100-140, FX CORPECTOMY CAGE 30X25-34, FX CORPECTOMY CAGE 30X32-53, FX CORPECTOMY CAGE 30X50-80, FX CORPECTOMY CAGE 6° 10X10-13, FX CORPECTOMY CAGE 6° 10X13-17, FX CORPECTOMY CAGE 6° 10X16-25, FX CORPECTOMY CAGE 6° 12X10-13, FX CORPECTOMY CAGE 6° 12X13-17, FX CORPECTOMY CAGE 6° 12X16-25, FX CORPECTOMY CAGE 6° 12X24-40, FX CORPECTOMY CAGE 6° 12X39-60, FX CORPECTOMY CAGE 6° 14X10-13, FX CORPECTOMY CAGE 6° 14X13-17, FX CORPECTOMY CAGE 6° 14X16-25, FX CORPECTOMY CAGE 6° 14X24-40, FX CORPECTOMY CAGE 6° 14X39-60, FX CORPECTOMY CAGE 6° 16X10-13, FX CORPECTOMY CAGE 6° 16X13-17, FX CORPECTOMY CAGE 6° 16X16-25, FX CORPECTOMY CAGE 6° 16X24-40, FX CORPECTOMY CAGE 6° 16X39-65, FX CORPECTOMY CAGE 6° 20X25-34, FX CORPECTOMY CAGE 6° 20X32-44, FX CORPECTOMY CAGE 6° 20X42-58, FX CORPECTOMY CAGE 6° 20X56-84, FX CORPECTOMY CAGE 6° 20X74-114, FX CORPECTOMY CAGE 6° 22X25-34, FX CORPECTOMY CAGE 6° 22X32-44, FX CORPECTOMY CAGE 6° 22X42-58, FX CORPECTOMY CAGE 6° 22X56-84, FX CORPECTOMY CAGE 6° 22X74-114, FX CORPECTOMY CAGE 6° 24X25-34, FX CORPECTOMY CAGE 6° 24X32-44, FX CORPECTOMY CAGE 6° 24X38-54, FX CORPECTOMY CAGE 6° 24X42-58, FX CORPECTOMY CAGE 6° 24X56-84, FX CORPECTOMY CAGE 6° 24X74-114, FX CORPECTOMY CAGE 6° 26X30-44, FX CORPECTOMY CAGE 6° 26X56-84, FX CORPECTOMY CAGE 6° 26X82-130, FX CORPECTOMY CAGE 6° 26X100-140, FX CORPECTOMY CAGE 6° 30X25-34, FX CORPECTOMY CAGE 6° 30X32-53, FX CORPECTOMY CAGE 6° 30X50-80, FX CORPECTOMY CAGE 8° 22X25-34, FX CORPECTOMY CAGE 8° 22X32-44, FX CORPECTOMY CAGE 8° 22X42-58, FX CORPECTOMY CAGE 8° 22X56-84, FX CORPECTOMY CAGE 8° 22X74-114, FX CORPECTOMY CAGE 8° 24X25-34, FX CORPECTOMY CAGE 8° 24X32-44, FX CORPECTOMY CAGE 8° 24X38-54, FX CORPECTOMY CAGE 8° 24X42-58, FX CORPECTOMY CAGE 8° 24X56-84, FX CORPECTOMY CAGE 8° 24X74-114, FX CORPECTOMY CAGE 8° 26X30-44, FX CORPECTOMY CAGE 8° 26X56-84, FX CORPECTOMY CAGE 8° 26X82-130, FX CORPECTOMY CAGE 8° 26X100-140, FX CORPECTOMY CAGE 8° 30X25-34, FX CORPECTOMY CAGE 8° 30X32-53, FX CORPECTOMY CAGE 8° 30X50-80, FX CERVICAL PLATED CORPECTOMY CAGE 0° Ø10X10-13, FX CERVICAL PLATED CORPECTOMY CAGE 6° Ø10X13-17, FX CERVICAL PLATED CORPECTOMY CAGE 12° Ø10X16-25, FX CERVICAL PLATED CORPECTOMY CAGE 0° Ø12X13-18, FX CERVICAL PLATED CORPECTOMY CAGE 6° Ø12X17-26, FX CERVICAL PLATED CORPECTOMY CAGE 12° Ø12X25-41, FX CERVICAL PLATED CORPECTOMY CAGE 18° Ø12X40-65, FX CERVICAL PLATED CORPECTOMY CAGE 0° Ø14X13-18, FX CERVICAL PLATED CORPECTOMY CAGE 6° Ø14X17-26, FX CERVICAL PLATED CORPECTOMY CAGE 12° Ø14X25-41, FX CERVICAL PLATED CORPECTOMY CAGE 18° Ø14X40-65, FX CERVICAL PLATED CORPECTOMY CAGE 0° Ø16X13-18, FX CERVICAL PLATED CORPECTOMY CAGE 6° Ø16X17-26, FX CERVICAL PLATED CORPECTOMY CAGE 12° Ø16X25-41, FX CERVICAL PLATED CORPECTOMY CAGE 18° Ø16X40-65, FX PLATED CORPECTOMY SCREW Ø5x12mm, FX PLATED CORPECTOMY SCREW Ø5x14mm, FX PLATED CORPECTOMY SCREW Ø5x16mm, FX PLATED CORPECTOMY SCREW Ø5x18mm, FX PLATED CORPECTOMY SCREW Ø4x10mm, FX PLATED CORPECTOMY SCREW Ø4x12mm, FX PLATED CORPECTOMY SCREW Ø4x14mm, FX PLATED CORPECTOMY SCREW Ø4x16mm, FX PLATED CORPECTOMY SCREW Ø4x18mm | ATLAS MEDIKAL | 2024-07-11T00:00:00.000+02:00 | EFRAHİM ÇEKİÇ FX ORTOPEDİ VE PROTEZ SAĞLIK GEREÇLERİ SANAYİ VE TİCARET Ege Serbest Bölgesi Zafer SB Mah. Mümtaz Sk. No:14/A Gaziemir İZMİR- TURKEY | A02.66.120016, A02.66.120018, A02.66.120020, A02.66.120040, A02.66.120060, A02.66.120080, A02.66.120100, A02.66.150004, A02.66.150006, A02.66.150008, A02.66.150010, A02.66.150012, A02.66.150014, A02.66.150016, A02.66.150018, A02.66.150020, A02.66.150040, A02.66.150060, A02.66.150080, A02.66.150100, C13.01.040020, C13.01.040022, C13.01.040024, C13.01.040026, C13.01.0450012, C13.01.0450014, C13.01.0450016, C13.01.0450018, C13.01.0450020, A02.67.141013, A02.67.141317, A02.67.141625, A02.67.142440, A02.67.143960, A02.67.161013, A02.67.161317, A02.67.161625, A02.67.162440, A02.67.163965, A02.67.201013, A02.67.201317, A02.67.201625, A02.67.202440, A02.67.203965, A02.67.203966, A02.67.222534, A02.67.223244, A02.67.224258, A02.67.225684, A02.67.228000, A02.67.242329, A02.67.242840, A02.67.243854, A02.67.245276, A02.67.244114, A02.67.263044, A02.67.264258, A02.67.265684, A02.67.262130, A02.67.260140, A02.66.100004, A02.66.100005, A02.66.100006, A02.66.100007, A02.66.100008, A02.66.100009, A02.66.100010, A02.66.100011, A02.66.100012, A02.66.100014, A02.66.100016, A02.66.100018, A02.66.100020, A02.66.120004, A02.66.120005, A02.66.120006, A02.66.120007, A02.66.120008, A02.66.120009, A02.66.120010, A02.66.120011, A02.66.120012, A02.66.120014, A02.61.101013, A02.61.101317, A02.61.101625, A02.61.121013, A02.61.121317, A02.61.121625, A02.61.122440, A02.61.123960, A02.61.141013, A02.61.141317, A02.61.141625, A02.61.142440, A02.61.143960, A02.61.161013, A02.61.161317, A02.61.161625, A02.61.162440, A02.61.163965, A02.61.202534, A02.61.203244, A02.61.204258, A02.61.205684, A02.61.200114, A02.61.222534, A02.61.223244, A02.61.224258, A02.61.225684, A02.61.220114, A02.61.242534, A02.61.243244, A02.61.243854, A02.61.244258, A02.61.245684, A02.61.240114, A02.61.263044, A02.61.265684, A02.61.260130, A02.61.260140, A02.61.302534, A02.61.303253, A02.61.305080, A02.68.101013, A02.68.101317, A02.68.101625, A02.68.121013, A02.68.121317, A02.68.121625, A02.68.122440, A02.68.123960, A02.68.141013, A02.68.141317, A02.68.141625, A02.68.142440, A02.68.143960, A02.68.168013, A02.68.168317, A02.68.168625, A02.68.162440, A02.68.163965, A02.68.202534, A02.68.203244, A02.68.204258, A02.68.205684, A02.68.200114, A02.68.222534, A02.68.223244, A02.68.224258, A02.68.225684, A02.68.220114, A02.68.242534, A02.68.243244, A02.68.243854, A02.68.244258, A02.68.245684, A02.68.240114, A02.68.263044, A02.68.265684, A02.68.260130, A02.68.260140, A02.68.302534, A02.68.303253, A02.68.305080, A02.69.222534, A02.69.223244, A02.69.224258, A02.69.225684, A02.69.220114, A02.69.242534, A02.69.243244, A02.69.243854, A02.69.244258, A02.69.245684, A02.69.240114, A02.69.263044, A02.69.265684, A02.69.260130, A02.69.260140, A02.69.302534, A02.69.303253, A02.69.305080, A02.70.101013, A02.70.101317, A02.70.101625, A02.70.121318, A02.70.121726, A02.70.122541, A02.70.124065, A02.70.141318, A02.70.141726, A02.70.142541, A02.70.144065, A02.70.161318, A02.70.161726, A02.70.162541, A02.70.164065, C13.01.050012, C13.01.050014, C13.01.050016, C13.01.050018, C13.01.040010, C13.01.040012, C13.01.040014, C13.01.040016, C13.01.040018 | Klasa IIb | KAFAZET E KORPEKTOMIS SPINALE | Pajisje te implantueshme jo aktive
16864 | CYTOFLEX MESH /Cytoflex® Mesh Precision Titanium Mesh/C02-4101, 12X25 mm1per pack, CYTOFLEX MESH /Cytoflex® Mesh Precision Titanium Mesh/C02-4201,12X25 mm w.hole,1per pack, CYTOFLEX MESH /Cytoflex® Mesh Precision Titanium Mesh/C02-4301, 20X25 mm w.hole,1per pack, CYTOFLEX MESH /Cytoflex® Mesh Precision Titanium Mesh/C02-4401, 25X30 mm ,1per pack, CYTOFLEX MESH /Cytoflex® Mesh Precision Titanium Mesh/C02-4501, 30X40 mm ,1per pack, CYTOFLEX RESORB/Cytoflex Resorb PLA/PGA Membrane/C03-0101,30X40mm,1 per pack, CYTOFLEX RESORB/Cytoflex Resorb PLA/PGA Membrane/C03-0201,200X25mm,1 per pack, CYTOFLEX RESORB/Cytoflex Resorb PLA/PGA Membrane/C03-0301,12X24mm,1 per pack, TEXTURE CYTOFLEX TEFGUARD/Textured Cytoflex Tefguard Microporus ePTFE Memabrane C04-0101 12X24mm 1 per pack, TEXTURE CYTOFLEX TEFGUARD/Textured Cytoflex Tefguard Microporus ePTFE Memabrane C04-0101 12X24mm 5 per pack, TEXTURE CYTOFLEX TEFGUARD/Textured Cytoflex Tefguard Microporus ePTFE Memabrane C04-0101 25X30mm 1 per pack, TEXTURE CYTOFLEX TEFGUARD/Textured Cytoflex Tefguard Microporus ePTFE Memabrane C04-0101 25X30mm 5 per pack, CYTOFLEX Ti-ENFORCED/CYTOFLEX Ti-ENFORCED MEMBRANE C05-0101 13X20mm 1 per pack, CYTOFLEX Ti-ENFORCED/CYTOFLEX Ti-ENFORCED MEMBRANE C05-0301 12X24mm 1 per pack, CYTOFLEX Ti-ENFORCED/CYTOFLEX Ti-ENFORCED MEMBRANE C05-0501 14X24mm 1 per pack, CYTOFLEX Ti-ENFORCED/CYTOFLEX Ti-ENFORCED MEMBRANE C05-0701 18X29mm 1 per pack, CYTOFLEX Ti-ENFORCED/CYTOFLEX Ti-ENFORCED MEMBRANE C05-0901 19X26mm 1 per pack, CYTOFLEX Ti-ENFORCED/CYTOFLEX Ti-ENFORCED MEMBRANE C05-1101 27X29mm 1 per pack, CYTOFLEX Ti-ENFORCED/CYTOFLEX Ti-ENFORCED MEMBRANE C05-1301 20X25mm 1 per pack, CYTOFLEX Ti-ENFORCED/CYTOFLEX Ti-ENFORCED MEMBRANE C05-3501 25X36mm 1 per pack, CYTOFLEX Ti-ENFORCED/CYTOFLEX Ti-ENFORCED MEMBRANE C05-1701 25X30mm 1 per pack, CYTOFLEX Ti-ENFORCED/CYTOFLEX Ti-ENFORCED MEMBRANE C05-3901 30X41mm 1 per pack, CYTOFLEX Ti-ENFORCED/CYTOFLEX Ti-ENFORCED MEMBRANE C05-4101 30X20mm 1 per pack, PERFORATED CYTOFLEX Ti-ENFORCED/PERFORATED CYTOFLEX Ti-ENFORCED MEBRANE C06-0901 19X26mm 1 per pack, PERFORATED CYTOFLEX Ti-ENFORCED/PERFORATED CYTOFLEX Ti-ENFORCED MEBRANE C06-1301 20X25mm 1 per pack, PERFORATED CYTOFLEX Ti-ENFORCED/PERFORATED CYTOFLEX Ti-ENFORCED MEBRANE C06-3501 25X36mm 1 per pack, PERFORATED CYTOFLEX Ti-ENFORCED/PERFORATED CYTOFLEX Ti-ENFORCED MEBRANE C06-1701 25X30mm 1 per pack, PERFORATED CYTOFLEX Ti-ENFORCED/PERFORATED CYTOFLEX Ti-ENFORCED MEBRANE C06-3901 30X41mm 1 per pack, PERFORATED CYTOFLEX Ti-ENFORCED/PERFORATED CYTOFLEX Ti-ENFORCED MEBRANE C06-4101 30X41mm 1 per pack, COLLAFLEX/COLLAFLEX PORCINE PERICARDIUM, COLLAGEN MEBRANE C07-0101 15X20mm 1 per pack , COLLAFLEX/COLLAFLEX PORCINE PERICARDIUM, COLLAGEN MEBRANE C07-0201 20X30mm 1 per pack , COLLAFLEX/COLLAFLEX PORCINE PERICARDIUM, COLLAGEN MEBRANE C07-0301 30X40mm 1 per pack , UNIGRAFT/UNIGRAFT BIOACTIVE BONE GRAFT U01-0105 200-400um ,0.5 gram vial,5 per pack, UNIGRAFT/UNIGRAFT BIOACTIVE BONE GRAFT U01-0105 200-400um ,1.0 gram vial,5 per pack, UNIGRAFT/UNIGRAFT BIOACTIVE BONE GRAFT U01-0105 200-600um ,0.5 gram vial,5 per pack, UNIGRAFT/UNIGRAFT BIOACTIVE BONE GRAFT U01-0105 200-600um ,1.0 gram vial,5 per pack, UNIGRAFT/UNIGRAFT BIOACTIVE BONE GRAFT U01-0105 200-600um ,2.0gram vial,5 per pack | MOTO-MANIA | 2024-06-26T00:00:00.000+02:00 | Unicare Biomedical, Inc. Main Site: 23011 Moulton Parkway, Suite J-11, Laguna Hills, California, 92653, United States | JEY, LYC, NPK, NPL | Klasa II | Membrane , KOCKE | Pajisje dentare
16865 | Yumizen G FIB 2, Yumizen G FIB 5 | BIOMETRIC ALBANIA | 2024-07-02T00:00:00.000+02:00 | HORIBA ABX SAS - Adresa: Parc Euromédecine, Rue du Caducée, BP 7290, 34184 Montpellier CEDEX 4, France | 1300036383, 1300036384 | In vitro | Reagent koagulues | Pajisje te diagnostifikimit in vitro
16866 | Yumizen G CAL | BIOMETRIC ALBANIA | 2024-07-02T00:00:00.000+02:00 | HORIBA ABX SAS - Adresa: Parc Euromédecine, Rue du Caducée, BP 7290, 34184 Montpellier CEDEX 4, France | 1300036416 | In vitro | Kalibrator koagulimi | Pajisje te diagnostifikimit in vitro
16867 | Probe, Surgical Arthroscopy - Surgical Probe - Monopolar, Probe, Surgical Arthroscopy - Surgical Probe - Monopolar 30 °, Probe, Surgical Arthroscopy - Surgical Probe - Monopolar 90 °, Probe, Surgical Arthroscopy - Surgical Probe - Monopolar, Probe, Surgical Arthroscopy - Surgical Probe - Monopolar 30 °, Probe, Surgical Arthroscopy - Surgical Probe - Monopolar 60 °, Probe, Surgical Arthroscopy - Surgical Probe - Monopolar 90 °, Surgical irrigation tubing set, single-use -Arthro Pump Tubing Set Manuel Flow, Surgical irrigation tubing set, single-use -Arthro Pump Tubing Set With Cassette | Orto-Implant | 2024-07-10T00:00:00.000+02:00 | Doratek Medikal Elektrik Makina Imalatı Turizm İns. San. ve Tic. Ltd. Sti. Agac Metal Koop. 1436. Sok. No:6 İvedik OSB. Yenimahalle/Ankara Türkiye | RFMP-0000, RFMP-0030, RFMP-0060, RFMP-0090, ARFMP-0000, ARFMP-0030, ARFMP-0060, ARFMP-0090, APTS-0000, APTS-0001, APTS-0002, APTS-0003, APTS-0101, APTS-0102, APTS-0103, AAPTS-0000, AAPTS-0001, AAPTS-0002, AAPTS-0003, AAPTS-0101, AAPTS-0102, AAPTS-0103 | Klasa IIb, Is | Probe, Surgical Arthroscopy - Surgical Probe janë pajisje të holla fleksible me një fund të hapur që përdoren për të zhvendosur indet në nderhyrje të ndryshme kirurgjikale., Surgical irrigation tubing set, single-use -Arthro Pump Tubing Set, janë pajisje mjekësore që kanë për qëllim të sigurojnë presion të vazhdueshëm brenda artikulacionit dhe kryejnë procesin e larjes duke cuar ujë fiziologjik në zonën e operacionit. Kështu, indi i sëmurë mund të diagnostikohet dhe trajtohet më mirë. | Pajisje nje perdorimeshe
Automatic Output Flow, Surgical irrigation tubing set, single-use -Arthro Pump Tubing Set With Cassette
Automatic Input/Output Flow, Surgical irrigation tubing set, single-use -Arthro Pump Tubing Set Arthro Pump Tubing Set Manuel Flow, Surgical irrigation tubing set, single-use -Arthro Pump Tubing Set Automatic Input Flow, Surgical irrigation tubing set, single-use -Arthro Pump Tubing Set Automatic Output Flow, Surgical irrigation tubing set, single-use -Arthro Pump Tubing Set Automatic
Input/Output Flow, Surgical irrigation tubing set, single-use -Arthro Pump Tubing Set With Cassette
Automatic Input Flow
16868 | AUTO KERATO-REFRACTOMETER | O.E.S DISTRIMED | 2024-07-09T00:00:00.000+02:00 | TOPCON CORPORATION Address:75-1,Hasunuma-cho,Itabashi-ku,Tokyo,174-8580,JAPAN | KR-800 | Im | Refraktometer,pajisje ekzaminimi okulistik | Pajisje nje perdorimeshe
16869 | Endoscopic electrosurgical handpiece/ electrode, monopolar, single use /Purstring™/PURSTRING* 45 TEMP/PERM INSTR, Endoscopic electrosurgical handpiece/ electrode, monopolar, single use /Purstring™/DISPOSABLE PURSTRING* 65 INSTRUMENT | O.E.S DISTRIMED | 2024-07-09T00:00:00.000+02:00 | Covidien llc 15 Hampshire Street Mansfield, MA 02048, U.S.A. | 020730, 020242 | Klasa III | Instrumenta Suturues Automatikë PurStringTM – përdorim në kirurgji të ndryshme | Pajisje nje perdorimeshe
16870 | Multilink Hybrid Abutment | FUTURA-DENT | 2024-07-08T00:00:00.000+02:00 | IVOCLAR VIVADENT AG ,BENDERERSTRASSE 2 9494 SCHAAN LIECHTENSTEIN | 647182AN | Klasa IIa | CEMENT PER NGJITJE EXTRAORALE | Pajisje dentare
16871 | Variolink Esthetic LC Refill 1x2g light+, Variolink Esthetic LC Refill 1x2g light, Variolink Esthetic LC Ref. 1x2g neutral, Variolink Esthetic LC Refill 1x2g warm, Variolink Esthetic LC Refill 1x2g warm+, Variolink Esth LC Ref 1x2g White opaque, Variolink Esthetic LC Ref. 1x2g Warm+, Variolink Esthetic LC Ref. 1x2g Warm, Variolink Esthetic LC Ref. 1x2g Neutr, Variolink Esthetic LC Ref 1x2g Light+, Variolink Esthetic LC Ref. 1x2g Light | FUTURA-DENT | 2024-07-08T00:00:00.000+02:00 | IVOCLAR VIVADENT AG ,BENDERERSTRASSE 2 9494 SCHAAN LIECHTENSTEIN | 666126WW, 666127WW, 666128WW, 666129WW, 666130WW, 762061WW, 763422WW, 763423WW, 763424WW, 763425WW, 763446WW | Klasa IIa | CEMENT PER NGJITJE URASH DENTARE | Pajisje dentare
16872 | Variolink Esthetic DC Refill 1x5g light+, Variolink Esthetic DC Refill 1x5g light, Variolink Esthetic DC Ref. 1x5g neutral, Variolink Esthetic DC Refill 1x5g warm, Variolink Esthetic DC Refill 1x5g warm+, Variolink Esthetic DC Refill 1x9g light, Variolink Esthetic DC Ref. 1x9g neutral, Variolink Esthetic DC Refill 1x9g warm, Variolink Esth. DC Refill 3x9g light, Variolink Esth. DC Refill 3x9g neutral, Variolink Esth. DC Refill 3x9g warm, Variolink Esth DC Ref 1x5g White opaque | FUTURA-DENT | 2024-07-08T00:00:00.000+02:00 | IVOCLAR VIVADENT AG ,BENDERERSTRASSE 2 9494 SCHAAN LIECHTENSTEIN | 666117WW, 666118WW, 666119WW, 666120WW, 666121WW, 666122WW, 666123WW, 666124WW, 692424WW, 692425WW, 692426WW, 762062WW | Klasa IIa | CEMENT PER NGJITJE URASH DENTARE | Pajisje dentare
16873 | IPS InLine Incisal 20 g 1, IPS InLine Incisal 20 g 2, IPS InLine Incisal 20 g 3, IPS InLine Incisal 100 g 1, IPS InLine Incisal 100 g 2, IPS InLine Incisal 100 g 3, IPS InLine System Opaquer A1 3g, IPS InLine System Opaquer A2 3g, IPS InLine System Opaquer A3 3g, IPS InLine System Opaquer A3.5 3g, IPS InLine System Opaquer A4 3g, IPS InLine System Opaquer B1 3 g, IPS InLine System Opaquer B2 3g, IPS InLine System Opaquer B3 3g, IPS InLine System Opaquer B4 3g, IPS InLine System Opaquer C1 3g, IPS InLine System Opaquer C2 3g, IPS InLine System Opaquer C3 3g, IPS InLine System Opaquer C4 3g, IPS InLine System Opaquer D2 3g, IPS InLine System Opaquer D3 3g, IPS InLine System Opaquer D4 3g, IPS InLine System Opaquer A1 9g, IPS InLine System Opaquer A2 9g, IPS InLine System Opaquer A3 9g, IPS InLine System Opaq. A-D 9 g A3.5, IPS InLine System Opaquer A4 9g, IPS InLine System Opaquer B1 9g, IPS InLine System Opaquer B2 9g, IPS InLine System Opaquer B3 9g, IPS InLine System Opaquer B4 9g, IPS InLine System Opaquer C1 9g, IPS InLine System Opaquer C2 9g, IPS InLine System Opaquer C3 9g, IPS InLine System Opaquer C4 9g, IPS InLine System Opaquer D2 9g, IPS InLine System Opaquer D3 9g, IPS InLine System Opaquer D4 9g, IPS InLine Margin A-D 20 g A1, IPS InLine Margin A-D 20 g A2, IPS InLine Margin A-D 20 g A3, IPS InLine Margin A-D 20 g A3.5, IPS InLine Margin A-D 20 g A4, IPS InLine Margin A-D 20 g B1, IPS InLine Margin A-D 20 g B2, IPS InLine Margin A-D 20 g B3, IPS InLine Margin A-D 20 g B4, IPS InLine Margin A-D 20 g C1, IPS InLine Margin A-D 20 g C2, IPS InLine Margin A-D 20 g C3, IPS InLine Margin A-D 20 g C4, IPS InLine Margin A-D 20 g D2/D3, IPS InLine Margin A-D 20 g D4, IPS InLine Deep Dentin A-D 20 g A1, IPS InLine Deep Dentin A-D 20 g A2, IPS InLine Deep Dentin A-D 20 g A3, IPS InLine Deep Dentin A-D 20 g A3.5, IPS InLine Deep Dentin A-D 20 g A4, IPS InLine Deep Dentin A-D 20 g B1, IPS InLine Deep Dentin A-D 20 g B2, IPS InLine Deep Dentin A-D 20 g B3, IPS InLine Deep Dentin A-D 20 g B4, IPS InLine Deep Dentin A-D 20 g C1, IPS InLine Deep Dentin A-D 20 g C2, IPS InLine Deep Dentin A-D 20 g C3, IPS InLine Deep Dentin A-D 20 g C4, IPS InLine Deep Dentin A-D 20 g D2/D3, IPS InLine Deep Dentin A-D 20 g D4, IPS InLine Dentin A-D 20 g A1, IPS InLine Dentin A-D 20 g A2, IPS InLine Dentin A-D 20 g A3, IPS InLine Dentin A-D 20 g A3.5, IPS InLine Dentin A-D 20 g A4, IPS InLine Dentin A-D 20 g B1, IPS InLine Dentin A-D 20 g B2, IPS InLine Dentin A-D 20 g B3, IPS InLine Dentin A-D 20 g B4, IPS InLine Dentin A-D 20 g C1, IPS InLine Dentin A-D 20 g C2, IPS InLine Dentin A-D 20 g C3, IPS InLine Dentin A-D 20 g C4, IPS InLine Dentin A-D 20 g D2, IPS InLine Dentin A-D 20 g D3, IPS InLine Dentin A-D 20 g D4, IPS InLine Cerv. Dentin A-D 20 g D2/D3, IPS InLine Dentin A-D 100 g A1, IPS InLine Dentin A-D 100 g A2, IPS InLine Dentin A-D 100 g A3, IPS InLine Dentin A-D 100 g A3.5, IPS InLine Dentin A-D 100 g A4, IPS InLine Dentin A-D 100 g B1, IPS InLine Dentin A-D 100 g B2, IPS InLine Dentin A-D 100 g B3, IPS InLine Dentin A-D 100 g B4, IPS InLine Dentin A-D 100 g C1, IPS InLine Dentin A-D 100 g C2, IPS InLine Dentin A-D 100 g C3, IPS InLine Dentin A-D 100 g C4, IPS InLine Dentin A-D 100 g D2, IPS InLine Dentin A-D 100 g D3, IPS InLine Dentin A-D 100 g D4, IPS InLine Transpa Incisal 20 g 1, IPS InLine Transpa Incisal 20 g 2, IPS InLine Transpa Incisal 20 g 3, IPS InLine Transpa Incisal 100 g 1, IPS InLine Transpa Incisal 100 g 2, IPS InLine Transpa Incisal 100 g 3, IPS InLine Occlusal Dentin 20 g orange, IPS InLine Occlusal Dentin 20 g brown, IPS InLine Mamelon Masse 20 g light, IPS InLine Opal Effect 20 g 1, IPS InLine Opal Effect 20 g 2, IPS InLine Opal Effect 20 g 3, IPS InLine Opal Effect 20 g 4, IPS InLine Opal Effect 20 g 5, IPS InLine Opal Effect 20 g violet, IPS InLine Cervical Incisal 20 g orange, IPS InLine Transpa 20 g clear, IPS InLine Transpa 20 g blue, IPS InLine Transpa 100 g clear, IPS InLine Gingiva Opaquer 3 g pink, IPS InLine Gingiva 20 g 1, IPS InLine Gingiva 20 g 2, IPS InLine Gingiva 20 g 3, IPS InLine Gingiva 20 g 4, IPS InLine Gingiva 20 g 5, IPS InLine Intensiv Gingiva 20 g 1, IPS InLine Intensiv Gingiva 20 g 2, IPS InLine Intensiv Gingiva 20 g 3, IPS InLine Intensiv Gingiva 20 g 4, IPS InLine System Opaquer 1 g F, IPS InLine System Opaquer white 3g, IPS InLine System Opaquer violet 3g, IPS InLine System Opaquer brown 3g, IPS InLine System Opaquer incisal 3g, IPS InLine System Opaquer white 9g, IPS InLine System Opaquer violet 9g, IPS InLine System Opaquer brown 9g, IPS InLine System Opaquer incisal 9g, IPS InLine Add-On 20 g, IPS InLine Add-On Margin 20 g, IPS InLine System Opaq Liq Ref 15ml, IPS InLine Margin Build-Up Liquid 60 ml, IPS InLine System BuildUp Liq L 60ml, IPS InLine System BuildUp Liq P 60ml, IPS InLine System Build-Up Liq L 250, IPS InLine System Build-Up Liq P 250, IPS InLine Mamelon Masse 20g yellow-oran, IPS InLine Mamelon Masse 20 g salmon, IPS InLine Cervical Incisal 20 g yellow, IPS InLine Transpa 20 g neutral, IPS InLine Transpa 20 g brown-grey, IPS InLine Transpa 100 g neutral, IPS InLine System Add-On 690°C 20g, IPS InLine System Opaquer 3g BL1/BL2, IPS InLine System Opaquer 3g BL3/BL4, IPS InLine System Opaquer 9g BL1/BL2, IPS InLine System Opaquer 9g BL3/BL4, IPS InLine Dentin 20 g BL1, IPS InLine Dentin 20 g BL2, IPS InLine Dentin 20 g BL3, IPS InLine Dentin 20 g BL4, IPS InLine Dentin 100 g BL1, IPS InLine Dentin 100 g BL2, IPS InLine Dentin 100 g BL3, IPS InLine Dentin 100 g BL4, IPS InLine Incisal 20 g BL, IPS InLine Incisal 100 g BL, IPS InLine One Dentcisal 20 g BL, IPS InLine One Dentcisal 20 g 1, IPS InLine One Dentcisal 20 g 2, IPS InLine One Dentcisal 20 g 3, IPS InLine One Dentcisal 20 g 4, IPS InLine One Dentcisal 20 g 5, IPS InLine One Dentcisal 20 g 6, IPS InLine One Dentcisal 100 g Shade BL, IPS InLine One Dentcisal 100 g Shade 1, IPS InLine One Dentcisal 100 g Shade 2, IPS InLine One Dentcisal 100 g Shade 3, IPS InLine One Dentcisal 100 g Shade 4, IPS InLine One Dentcisal 100 g Shade 5, IPS InLine One Dentcisal 100 g Shade 6, IPS InLine Sy Pow Opaquer 18g BL1/BL2, IPS InLine Sy Pow Opaquer 18g BL3/BL4, IPS InLine Sy Powder Opaquer 18g A1, IPS InLine Sy Powder Opaquer 18g A2, IPS InLine Sy Powder Opaquer 18g A3, IPS InLine Sy Powder Opaquer 18g A3.5, IPS InLine Sy Powder Opaquer 18g A4, IPS InLine Sy Powder Opaquer 18g B1, IPS InLine Sy Powder Opaquer 18g B2, IPS InLine Sy Powder Opaquer 18g B3, IPS InLine Sy Powder Opaquer 18g B4, IPS InLine Sy Powder Opaquer 18g C1, IPS InLine Sy Powder Opaquer 18g C2, IPS InLine Sy Powder Opaquer 18g C3, IPS InLine Sy Powder Opaquer 18g C4, IPS InLine Sy Powder Opaquer 18g D2, IPS InLine Sy Powder Opaquer 18g D3, IPS InLine Sy Powder Opaquer 18g D4, IPS InLine Sy Powder Opaquer 80g A1, IPS InLine Sy Powder Opaquer 80g A2, IPS InLine Sy Powder Opaquer 80g A3, IPS InLine Sy Powder Opaquer 80g A3.5, IPS InLine Sy Powder Opaquer 80g A4, IPS InLine Sy Powder Opaquer 80g B1, IPS InLine Sy Powder Opaquer 80g B2, IPS InLine Sy Powder Opaquer 80g B3, IPS InLine Sy Powder Opaquer 80g B4, IPS InLine Sy Powder Opaquer 80g C1, IPS InLine Sy Powder Opaquer 80g C2, IPS InLine Sy Powder Opaquer 80g C3, IPS InLine Sy Powder Opaquer 80g C4, IPS InLine Sy Powder Opaquer 80g D2, IPS InLine Sy Powder Opaquer 80g D3, IPS InLine Sy Powder Opaquer 80g D4, IPS InLine Gingiva Pow Opaquer 18g pink, IPS InLine Sy Int Pow Opaquer 18g white, IPS InLine Sy Int Pow Opaquer 18g violet, IPS InLine Sy Int Pow Opaquer 18g brown, IPS InLine Sy Int Pow Opaquer 18g incis., IPS InLine Sy Pow Opaquer Liquid 60ml, IPS InLine Sy Pow Opaquer Liquid 250ml | FUTURA-DENT | 2024-07-08T00:00:00.000+02:00 | IVOCLAR VIVADENT AG ,BENDERERSTRASSE 2 9494 SCHAAN LIECHTENSTEIN | 593146, 593147, 593148, 593150, 593151, 593152, 593160, 593161, 593162, 593163, 593164, 593165, 593166, 593167, 593168, 593169, 593170, 593171, 593172, 593173, 593174, 593175, 593177, 593178, 593179, 593180, 593181, 593182, 593183, 593184, 593185, 593186, 593187, 593188, 593189, 593190, 593191, 593192, 593194, 593195, 593196, 593197, 593198, 593199, 593200, 593201, 593202, 593203, 593204, 593205, 593206, 593207, 593208, 593210, 593211, 593212, 593213, 593214, 593215, 593216, 593217, 593218, 593219, 593220, 593221, 593222, 593223, 593224, 593226, 593227, 593228, 593229, 593230, 593231, 593232, 593233, 593234, 593235, 593236, 593237, 593238, 593239, 593240, 593241, 593242, 593244, 593245, 593246, 593247, 593248, 593249, 593250, 593251, 593252, 593253, 593254, 593255, 593256, 593257, 593258, 593259, 593262, 593263, 593264, 593266, 593267, 593268, 593271, 593272, 593273, 593275, 593276, 593277, 593278, 593279, 593280, 593281, 593283, 593284, 593285, 593287, 593289, 593290, 593291, 593292, 593293, 593295, 593296, 593297, 593298, 593323, 593325, 593326, 593327, 593328, 593330, 593331, 593332, 593333, 593343, 593344, 593345, 593346, 593348, 593349, 593351, 593352, 600096, 600097, 600098, 600099, 600100, 600101, 602386, 602930, 602931, 602933, 602934, 602972, 602973, 602974, 602975, 602977, 602978, 602979, 602980, 602981, 602982, 631850, 631851, 631852, 631853, 631854, 631855, 631856, 631857, 631858, 631859, 631860, 631861, 631862, 631863, 649127, 649128, 649171, 649172, 649173, 649174, 649175, 649176, 649177, 649178, 649179, 649180, 649181, 649182, 649183, 649184, 649185, 649186, 649187, 649188, 649189, 649191, 649192, 649193, 649194, 649195, 649196, 649197, 649198, 649199, 649200, 649201, 649202, 649203, 649204, 649205, 649206, 649207, 649208, 649209, 649210 | Klasa IIa | PORCELAN PLUHUR PER METAL | Pajisje dentare
16874 | Foxtrot NC PTCA Balloon Catheters | GP MEDICAL AL | 2024-07-11T00:00:00.000+02:00 | Shanghai MicroPort Medical (Group) Co., Ltd., 1601 Zhangdong Road, ZJ High-Tech Park, Shanghai, P. R. China, Zip code: 201203 | PH2206, PH2506, PH2706, PH3006, PH3206, PH3506, PH3706, PH4006, PH4506, PH5006, PH2208, PH2508, PH2708, PH3008, PH3208, PH3508, PH3708, PH4008, PH4508, PH5008, PH2210, PH2510, PH2710, PH3010, PH3210, PH3510, PH3710, PH4010, PH4510, PH5010, PH2212, PH2512, PH2712, PH3012, PH3212, PH3512, PH3712, PH4012, PH4512, PH5012, PH2215, PH2515, PH2715, PH3015, PH3215, PH3515, PH3715, PH4015, PH4515, PH5015, PH2220, PH2520, PH2720, PH3020, PH3220, PH3520, PH3720, PH4020, PH4520, PH5020 | Klasa III | Pajisje mjekesore per procedura kirurgjikale dhe nderhyrje kardiovaskulare. | Pajisje te implantueshme jo aktive
16875 | Invasive (Transesophageal) Transducer/ | Health & Light | 2024-07-08T00:00:00.000+02:00 | Philips Ultrasound LLC 22100 Bothell Everett Hwy Bothell, WA 98021-8431 USA | Transducer X11-4t | Klasa IIa | Sonde transesofageale | Pajisje elektromekanike
16876 | A050102-Elastomeric systems,variable flow;Disposable infusion pump | GREEMED | 2024-07-10T00:00:00.000+02:00 | Zhejiang Runqiang Medical Device Co.,Ltd. ADD：No. 599, Ruifeng Street, Gaozhao Street, Xiuzhou District, Jiaxing City, Zhejiang Province | SZB-CX, SZB-CZ, SZB-DX, SZB-DZ, SZB-CX-F, SZB-CZ-F, SZB-DX-F, SZB-DZ-F, SZB-CX-U, SZB-CZ-U, SZB-DX-U, SZB-DZ-U, SZB-CX-B, SZB-CZ-B, SZB-DX-B, SZB-DZ-B, SZB-CX-BF, SZB-CZ-BF, SZB-DX-BF, SZB-DZ-BF, SZB-CX-BU, SZB-CZ-BU, SZB-DX-BU, SZB-DZ-BU | Klasa IIa | Pompe infuzioni per administrimin e barnave analgjezike per kimioterapi intraoperative,postoperative,lindje dhe kimioterapi anelgjezike per pacientet me kancer | Tjeter
16877 | Devices for anaesthesia,Anaesthesia needle,Locoplex - L.100mm - 21 G - 17°, Devices for anaesthesia,Anaesthesia needle,Locoplex - L.120mm - 20G - 17° , Devices for anaesthesia,Anaesthesia needle,Locoplex - L.150mm - 20G - 17°, Devices for anaesthesia,Anaesthesia needle,Locoplex - L.25mm - 23G - 17°, Devices for anaesthesia,Anaesthesia needle,Locoplex - L.35mm - 23G - 17° , Devices for anaesthesia,Anaesthesia needle,Locoplex - L.50mm - 20G - 17°, Devices for anaesthesia,Anaesthesia needle,Locoplex - L.85mm - 21G -17° , Devices for anaesthesia,Anaesthesia needle,Locoplex - L.100mm - 21 G - 30° , Devices for anaesthesia,Anaesthesia needle,Locoplex - L.120mm - 20G - 30° , Devices for anaesthesia,Anaesthesia needle,Locoplex - L.150mm - 20G - 30° , Devices for anaesthesia,Anaesthesia needle,Locoplex - L.25mm - 23G - 30° , Devices for anaesthesia,Anaesthesia needle,Locoplex - L.35mm - 23G - 30° , Devices for anaesthesia,Anaesthesia needle,Locoplex - L.50mm - 21 G - 30° , Devices for anaesthesia,Anaesthesia needle,Locoplex - L.85mm - 21 G - 30° , Devices for anaesthesia,Anaesthesia needle,Visioplex - L.100mm - 20G - 30°, Devices for anaesthesia,Anaesthesia needle,Visioplex - L.50mm - 20G - 30° , Devices for anaesthesia,Anaesthesia needle,Visioplex - L.35mm - 22G - 30°, Devices for anaesthesia,Anaesthesia needle,Visioplex - L.50mm - 22G - 30° , Devices for anaesthesia,Anaesthesia needle,Visioplex - L.85mm - 22G - 30°, Devices for anaesthesia,Anaesthesia needle,Echoplex+ - L.100mm - 22G - 17°, Devices for anaesthesia,Anaesthesia needle,Echoplex+ - L.120mm - 21 G - 17° , Devices for anaesthesia,Anaesthesia needle,Echoplex+ - L.150mm - 21 G - 17°, Devices for anaesthesia,Anaesthesia needle,Echoplex+ - L.25mm - 23G - 17° , Devices for anaesthesia,Anaesthesia needle,Echoplex+ - L.35mm - 23G - 17°, Devices for anaesthesia,Anaesthesia needle,Echoplex+ - L.50mm - 21 G - 17° , Devices for anaesthesia,Anaesthesia needle,Echoplex+ - L.85mm - 22G - 17° , Devices for anaesthesia,Anaesthesia needle,Echoplex+ - L.100mm - 21 G - 20°, Devices for anaesthesia,Anaesthesia needle,Echoplex+ - L.120mm - 20G - 20° , Devices for anaesthesia,Anaesthesia needle,Echoplex+ - L.150mm - 20G - 20°, Devices for anaesthesia,Anaesthesia needle,Echoplex+ - L.25mm - 23G - 20° , Devices for anaesthesia,Anaesthesia needle,Echoplex+ - L.35mm - 23G - 20° , Devices for anaesthesia,Anaesthesia needle,Echoplex+ - L.50mm - 22G - 20° , Devices for anaesthesia,Anaesthesia needle,Echoplex+ - L.85mm - 21 G - 20° , Devices for anaesthesia,Set for continuous plexus blacks,Techniplex - Set for continuous plexus blacks - 100mm - 17°, Devices for anaesthesia,Set for continuous plexus blacks,Techniplex - Set for continuous plexus blacks - 120mm - 17°, Devices for anaesthesia,Set for continuous plexus blacks,Techniplex - Set for continuous plexus blacks - 35mm - 17°, Devices for anaesthesia,Set for continuous plexus blacks,Techniplex - Set for continuous plexus blacks - 50mm - 17° , Devices for anaesthesia,Set for continuous plexus blacks,Techniplex - Set for continuous plexus blacks - 100mm - 30° , Devices for anaesthesia,Set for continuous plexus blacks,Techniplex - Set for continuous plexus blacks - 100mm - Tuhoy , Devices for anaesthesia,Set for continuous plexus blacks,Techniplex - Set for continuous plexus blacks - 120mm - 30° , Devices for anaesthesia,Set for continuous plexus blacks,T echniplex - Set for continuous plexus blacks - 15 0mm - T uhoy , Devices for anaesthesia,Set for continuous plexus blacks,Techniplex - Set for continuous plexus blacks - 35mm - 30° , Devices for anaesthesia,Set for continuous plexus blacks,Techniplex - Set for continuous plexus blacks - 50mm - 30° , Devices for anaesthesia,Set for continuous plexus blacks,Techniplex - Set for continuous plexus blacks - 50mm - Tuhoy, Devices for anaesthesia,Set for continuous plexus blacks,Techniplex - Set forcontinuous plexus blacks - 150mm - 30° , Devices for anaesthesia,Set for continuous plexus blacks,lnfuplex - Set for continuous plexus blacks - 55mm - 17°, Devices for anaesthesia,Set for continuous plexus blacks,lnfuplex - Set for continuous plexus blacks - 70mm - 17° , Devices for anaesthesia,Set for continuous plexus blacks,lnfuplex - Set for continuous plexus blacks - 55mm - 30°, Devices for anaesthesia,Set for continuous plexus blacks,lnfuplex - Set for continuous plexus blacks - 70mm - 30° , Devices for anaesthesia,Set for continuous plexus blacks,Multiplex - Set for continuous plexus blacks - 120mm - 30°, Devices for anaesthesia,Set for continuous plexus blacks,Multiplex - Set for continuous plexus blacks - 35mm - 30°, Devices for anaesthesia,Set for continuous plexus blacks,Multiplex - Set for continuous plexus blacks - 50mm - 30° , Devices for anaesthesia,Set for continuous plexus blacks,Multiplex - Set for continuous plexus blacks - 85mm - 30°, Devices for anaesthesia,Set for continuous plexus blacks,Multiplex - Set for continuous plexus blacks - 120mm - 30° , Devices for anaesthesia,Set for continuous plexus blacks,Multiplex - Set for continuous plexus blacks - 50mm - 30°, Devices for anaesthesia,Set for continuous plexus blacks,Multiplex - Set for continuous plexus blacks - 85mm - 30° , Devices for anaesthesia,Set for continuous plexus blacks,Silverstim - Set for continuous plexus blacks - 100mm - 30° , Devices for anaesthesia,Set for continuous plexus blacks,Silverstim - Set for continuous plexus blacks - 120mm - 30° , Devices for anaesthesia,Set for continuous plexus blacks,Silverstim - Set for continuous plexus blacks - 50mm - 30°, Devices for anaesthesia,Set for continuous plexus blacks,Silverstim - Set for continuous plexus blacks - 50mm - Tuohy , Devices for anaesthesia,Set for continuous plexus blacks,Silverstim - Set for continuous plexus blacks - 85mm - 30° , Devices for anaesthesia,Set for continuous plexus blacks,Silverstim - Set for continuous plexus blacks - 85mm - Tuohy , Devices for anaesthesia,Set for continuous plexus blacks,Silverstim - Set for continuous plexus blacks - 35mm - 30° , Devices for anaesthesia,Set for continuous plexus blacks,Silverstim - Set for continuous plexus blacks - 50mm - 30° , Devices for anaesthesia,Set for continuous plexus blacks,Silverstim - Set for continuous plexus blacks - 85mm - 30° | GREEMED | 2024-07-03T00:00:00.000+02:00 | Vygon 5 rue Adeline 95440 Ecouen France | 5194.10, 5194.12, 5194.15, 5194.25, 5194.35, 5194.50, 5194.85, 5194.103, 5194.123, 5194.153, 5194.253, 5194.353, 5194.503, 5194.853, 6094.103, 6094.503, 6094.3534, 6094.5034, 6094.8534, 6194.1, 6194.12, 6194.15, 6194.25, 6194.35, 6194.5, 6194.85, 6194.103, 6194.123, 6194.153, 6194.253, 6194.353, 6194.503, 6194.853, 5195.10, 5195.12, 5195.35, 5195.50, 5195.103, 5195.106, 5195.123, 5195.156, 5195.353, 5195.503, 5195.506, 5195.1031, 5195.1531, 5195.5031, 5196.55, 5196.70, 5196.553, 5196.703, 5197.123, 5197.353, 5197.503, 5197.853, 5197.1239, 5197.8539, 5197.5039, 5198.103, 5198.123, 5198.353, 5198.503, 5198.506, 5198.853, 5198.856, 5198.1233, 5198.3533, 5198.5033, 5198.8533 | Klasa IIa | Age per anestezi, set që lejon lokalizimin e nervit duke përdorur një gjilpërë neurostimuluese dhe më pas futjen e kateterit përmes gjilpërës. | Tjeter
16878 | FISIOGRAFT SPUGNA X 1 PZ., FISIOGRAFT POLVERE X 1 PZ, FISIOGRAFT GEL X 5 PZ, FISIOGRAFT GEL X 1 PZ, FISIOGRAFT NANOH.A.REINFORCED X 2, FISIOGRAFT SLURRY GEL x 1, FISIOGRAFT HA BLOCCO X 1 PZ, FISIOGRAFT HA BLOCCO X 4 PZ, FISIOGRAFT HA PASTA X 1 PZ, FISIOGRAFT HA PASTA X 4 PZ, FISIOGRAFT HA PASTA X 2 PZ, FISIOGRAFT HA GRANULI X 1 PZ, FISIOGRAFT HA GRANULI X 4 PZ, FISIOGRAFT MIX GRANULAR, NEW SHORE, SURGIPLASTER SINUS, SURGIPLASTER G170, SURGIPLASTER P30, GHIMASPLASTER SINUS, GHIMASPLASTER G170, GHIMASPLASTER P30 | SHIFT | 2024-07-03T00:00:00.000+02:00 | GHIMAS SPA Via Cimarosa 85 40033 Casalecchio di Reno (BO) Italy | PFOF0016, PFOF0026, PFOF0035, PFOF0036, PFOF0040, PFOF0050, PFLT3230, PFLT3240, PFLT3200, PFLT3210, PFOF0070, PFLT3250, PFLT3260, PFOF0130, PFLT3320, PFSU0010, PFSU0020, PFSU0030, PFSU0011, PFSU0021, PFSU0031 | Klasa III | Sfungjer, Pluhur, Xhel, NanoH.A.-përforcuar, Pasta / Blocco / Granuli, Mix Granular / NEW SHORE, Graft sintetik I kockes me sulfat kaliumi | Pajisje dentare
16879 | DIRECT TITANIUM ATTACHMENTS / SPHERO FLEX SPHERO BLOCK | SHIFT | 2024-07-03T00:00:00.000+02:00 | RHEIN 83 SRL Via Emilio Zago 10 ABC 40128 Bologna ( BO ) Italy | 002CAM4305R, 002CAM431R, 002CAM432R, 002CAM433R, 002CAM434R, 002CAM435R, 002CAM436R, 002CAM436RT, 002CAM505R, 002CAM51R, 002CAM53R, 002CAM54R, 002CAM55R, 002CAP102R, 002CAPPETTE, 002CCM1R, 002CE05R, 002CE1R, 002CE2R, 002CE3805R, 002CE382R, 002CE3R, 002CEL05R, 002CH05R, 002CH1R, 002CH3R, 002CH41R, 002CH42R, 002CH43R, 002CH4R, 002CL3251R, 002CL3252R, 002CL3253R, 002CL3254R, 002ESS384R, 002ESS385R, 002ESS386R, 002ET41R, 002ET42R, 002ET471R, 002ET472R, 002ET473R, 002ETCV141R, 002II4R, 002II5R, 002II6R, 002IIC32505R, 002IIC3251R, 002IIC3252R, 002IIC3253R, 002IIC3254R, 002IIC3255R, 002IIC3256R, 002IIC3257R, 002IIC405R, 002IIC41R, 002IIC42R, 002IIC42RT, 002IIC43R, 002IIC43RT, 002IIC44R, 002IIC45R, 002IIC46R, 002IIC47R, 002IIC505R, 002IIC51R, 002IIC52R, 002IIC53R, 002IIC54R, 002IIC55R, 002IIC56R, 002IIC63R, 002ETCV142R, 002ETCV143R, 002ETCV144R, 002ETCV146R, 002ETCV147R, 002EV21R, 002EV22R, 002EV23251R, 002EV23252R, 002EV23253R, 002EV23R, 002EV24R, 002EV25R, 002EV26R, 002EV384R, 002EV411R, 002EV414R, 002EV415R, 002EVO41R, 002EVO42R, 002EVO43R, 002EVO44R, 002EVO45R, 002EVO47R, 002EX3305R, 002EX331R, 002EX332R, 002EX333R, 002EX334R, 002EX335R, 002EX336R, 002EX41R, 002EX41RT, 002EX42R, 002EX4351R, 002EX4352R, 002EX43R, 002EX44R, 002EX45R, 002EX471R, 002EX472R, 002EXA331R, 002EXA332R, 002EXA333R, 002EXA334R, 002EXA335R, 002EXA411R, 002EXA412R, 002EXA413R, 002EXA414R, 002EXA415R, 002IIE1R, 002IIE2R, 002IIE3R, 002IIE3RT, 002IIE4R, 002IIE5R, 002IIE6R, 002IIE7R, 002IIWP51R, 002IIWP51RT, 002IIWP52R, 002IIWP53R, 002IIWP54R, 002IIWP55R, 002IIWP56R, 002IIWP61R, 002IIWP63R, 002IIWP64R, 002ILG1R, 002ILG2R, 002ILG3R, 002ILG4R, 002ILG5R, 002ILG6R, 002ILK331R, 002ILK332R, 002ILK334R, 002ILN1R, 002ILN383R, 002ILN3R, 002IMM292R, 002IMM293R, 002IMT331R, 002IMT334R, 002IMT4752R, 002IMX41R, 002IMX42R, 002IMZ332R, 002IMZ333R, 002IMZ335R, 002IMZ336R, 002IMZ45R, 002EXCV21R, 002EXCV22R, 002EXCV23R, 002EXCV31R, 002EXCV32R, 002EXCV33R, 002EXCV34R, 002EXCV36R, 002EXMS3305R, 002EXMS331R, 002EXMS332R, 002EXMS333R, 002EXMS334R, 002EXMS335R, 002EXMS337R, 002EZE1R, 002EZE3R, 002EZE4R, 002EZT1R, 002EZT2R, 002EZT3R, 002EZT4R, 002EZT5R, 002CL3255R, 002CL3256R, 002CL3257R, 002CLC1R, 002CLC2R, 002CLC3R, 002CLC4R, 002CLG382R, 002CLG383R, 002CLG384R, 002CLG387R, 002CLG432R, 002CLG435R, 002CLG53R, 002CLG54R, 002CLK32505R, 002CLK3251R, 002CLK3252R, 002CLK3253R, 002CLK3254R, 002CLK3255R, 002CLK3256R, 002CLK405R, 002CLK41R, 002CLK42R, 002CLK43R, 002CLK44R, 002CLK45R, 002CLK46R, 002CLK47R, 002CMY1R, 002CMY2R, 002CMY3R, 002CMY4R, 002COA1R, 002COA2R, 002COA31R, 002COA32R, 002COA33R, 002COA34R, 002COA35R, 002COA3R, 002COA4R, 002COA51R, 002COA52R, 002COA53R, 002COA5R, 002COA6R, 002COG1R, 002COG2R, 002COG3R, 002COG4R, 002COG5R, 002COL333R, 002COL334R, 002COL336R, 002COL41R, 002COL43R, 002COL505R, 002CON1R, 002CON2R, 002CON351R, 002CON352R, 002CON353R, 002CON354R, 002CON355R, 002CON356R, 002CON35M2R, 002CON35M4R, 002CON3R, 002CV3R, 002CV3RT, 002CV4R, 002CV4RT, 002CV5705R, 002CV571R, 002CV572R, 002CV573R, 002CV574R, 002CV575R, 002CV576R, 002CV577RT, 002CV5R, 002CV5RT, 002CV6R, 002CV6RT, 002CV7R, 002CV7RT, 002DAC42R, 002DAC43R, 002DAC44R, 002DAC452R, 002DAC46R, 002DAT1R, 002DAT2R, 002DAT3R, 002DAT4R, 002DATN1R, 002DATN2R, 002DATN4R, 002DATN5R, 002DC44R, 002DD41R, 002DEN1R, 002DEN2R, 002DEN41R, 002DEN42R, 002DIN1R, 002DIN2R, 002DIN3R, 002DIN4R, 002DIN5R, 002DIN6R, 002DIN7R, 002DIO331R, 002DIO332R, 002DIO333R, 002DIO334R, 002DIO3805R, 002DIO381R, 002DIO382R, 002DIO382RT, 002DIO383R, 002DIO384R, 002DIO384RT, 002DIO385R, 002DIO386R, 002DIO387R, 002DIO38R, 002DIO451R, 002DIO452R, 002DIO453R, 002DIO454R, 002DIO45R, 002DIS05R, 002DIS1R, 002DIS2R, 002DIU31R, 002DIU32R, 002DIU33R, 002DIU34R, 002DIU35R, 002DT3251R, 002DT3252R, 002DT3253R, 002DT3254R, 002DT3255R, 002DT3256R, 002DT5505R, 002DT551R, 002DT552R, 002DT553R, 002DT554R, 002DT555R, 002DT555RT, 002DY305R, 002DY31R, 002DY32R, 002DY33R, 002DY34R, 002DY361R, 002DY362R, 002DYH05R, 002DYH1R, 002DYH2R, 002DYH3R, 002DYH4R, 002DYH5R, 002EDR3305R, 0 | Klasa IIb | Kapje e drejte prej titani | Pajisje dentare
16880 | Needle for loco-regional anaesthesia by ultrasound guidance technique,safety,XXGxYYYmm 20° bevel/luer extension | GREEMED | 2024-07-03T00:00:00.000+02:00 | M.D.L S.r.l ,via Tavani,1/a-23014 DELEBIO (SO)- ITALIA (ITALY) | AEYMNVXXYYY | Klasa IIa | Age per anestezi permes teknikes udhezuese me ultratinguj | Tjeter
16881 | FX CERVICAL PEEK CAGE 12X12X4, FX CERVICAL PEEK CAGE 12X12X5, FX CERVICAL PEEK CAGE 12X12X6, FX CERVICAL PEEK CAGE 12X12X7, FX CERVICAL PEEK CAGE 12X12X8, FX CERVICAL PEEK CAGE 12X12X9, FX CERVICAL PEEK CAGE 12X14X4, FX CERVICAL PEEK CAGE 12X14X5, FX CERVICAL PEEK CAGE 12X14X6, FX CERVICAL PEEK CAGE 12X14X7, FX CERVICAL PEEK CAGE 12X14X8, FX CERVICAL PEEK CAGE 12X14X9, FX CERVICAL PEEK CAGE 14X16X4, FX CERVICAL PEEK CAGE 14X16X5, FX CERVICAL PEEK CAGE 14X16X6, FX CERVICAL PEEK CAGE 14X16X7, FX CERVICAL PEEK CAGE 14X16X8, FX CERVICAL PEEK CAGE 14X16X9, FX CERVICAL BLADED PEEK CAGE 14X16X4, FX CERVICAL BLADED PEEK CAGE 14X16X5, FX CERVICAL BLADED PEEK CAGE 14X16X6, FX CERVICAL BLADED PEEK CAGE 14X16X7, FX CERVICAL BLADED PEEK CAGE 14X16X8, FX CERVICAL BLADED PEEK CAGE 14X16X9, FX CERVICAL BLADED PEEK CAGE 14X16X10, FX CERVICAL EXPANDABLE BLADED PEEK CAGE 14X4, FX CERVICAL EXPANDABLE BLADED PEEK CAGE 14X5, FX CERVICAL EXPANDABLE BLADED PEEK CAGE 14X6, FX CERVICAL EXPANDABLE BLADED PEEK CAGE 14X7, FX CERVICAL EXPANDABLE BLADED PEEK CAGE 14X8, FX CERVICAL EXPANDABLE BLADED PEEK CAGE 14X9, FX CERVICAL EXPANDABLE BLADED PEEK CAGE 14X10, FX CERVICAL EXPANDABLE PEEK CAGE 14X4, FX CERVICAL EXPANDABLE PEEK CAGE 14X5, FX CERVICAL EXPANDABLE PEEK CAGE 14X6, FX CERVICAL EXPANDABLE PEEK CAGE 14X7, FX CERVICAL EXPANDABLE PEEK CAGE 14X8, FX CERVICAL EXPANDABLE PEEK CAGE 14X9, FX CERVICAL EXPANDABLE PEEK CAGE 14X10, FX 5 mm CERVICAL PEEK CAGE WITH SCREWS , FX 6 mm CERVICAL PEEK CAGE WITH SCREWS, FX 7 mm CERVICAL PEEK CAGE WITH SCREWS, 8 mm FX CERVICAL PEEK CAGE WITH SCREWS, FX PEEK LUMBAR TLIF CAGE 5, FX PEEK LUMBAR TLIF CAGE 6, FX PEEK LUMBAR TLIF CAGE 7, FX PEEK LUMBAR TLIF CAGE 8, FX PEEK LUMBAR TLIF CAGE 9, FX PEEK LUMBAR TLIF CAGE 10, FX PEEK LUMBAR TLIF CAGE 11, FX PEEK LUMBAR TLIF CAGE 12, FX PEEK LUMBAR TLIF CAGE 13, FX PEEK LUMBAR TLIF CAGE 14, FX PEEK LUMBAR TLIF CAGE 15, FX LUMBAR PLIF (STRAIGHT) PEEK CAGE 24X11X6, FX LUMBAR PLIF (STRAIGHT) PEEK CAGE 24X11X7, FX LUMBAR PLIF (STRAIGHT) PEEK CAGE 24X11X8, FX LUMBAR PLIF (STRAIGHT) PEEK CAGE 24X11X9, FX LUMBAR PLIF (STRAIGHT) PEEK CAGE 24X11X10, FX LUMBAR PLIF (STRAIGHT) PEEK CAGE 24X11X11, FX LUMBAR PLIF (STRAIGHT) PEEK CAGE 24X11X12, FX LUMBAR PLIF (STRAIGHT) PEEK CAGE 24X11X13, FX LUMBAR PLIF (STRAIGHT) PEEK CAGE 24X11X14, FX LUMBAR PLIF (STRAIGHT) PEEK CAGE 24X11X15, FX LUMBAR PLIF (STRAIGHT) PEEK CAGE 24X11X16, FX LUMBAR PLIF (STRAIGHT) PEEK CAGE 24X11X17, FX LUMBAR PLIF (STRAIGHT) PEEK CAGE 24X11X18, FX LUMBAR PLIF (STRAIGHT) PEEK CAGE 22X11X6, FX LUMBAR PLIF (STRAIGHT) PEEK CAGE 22X11X7, FX LUMBAR PLIF (STRAIGHT) PEEK CAGE 22X11X8, FX LUMBAR PLIF (STRAIGHT) PEEK CAGE 22X11X9, FX LUMBAR PLIF (STRAIGHT) PEEK CAGE 22X11X10, FX LUMBAR PLIF (STRAIGHT) PEEK CAGE 22X11X11, FX LUMBAR PLIF (STRAIGHT) PEEK CAGE 22X11X12, FX LUMBAR PLIF (STRAIGHT) PEEK CAGE 22X11X13, FX LUMBAR PLIF (STRAIGHT) PEEK CAGE 22X11X14, FX LUMBAR PLIF (STRAIGHT) PEEK CAGE 22X11X15, FX LUMBAR PLIF (STRAIGHT) PEEK CAGE 22X11X16, FX LUMBAR PLIF (STRAIGHT) PEEK CAGE 22X11X17, FX LUMBAR PLIF (STRAIGHT) PEEK CAGE 22X11X18, FX LUMBAR PLIF (STRAIGHT) PEEK CAGE 26X11X6, FX LUMBAR PLIF (STRAIGHT) PEEK CAGE 26X11X7, FX LUMBAR PLIF (STRAIGHT) PEEK CAGE 26X11X8, FX LUMBAR PLIF (STRAIGHT) PEEK CAGE 26X11X9, FX LUMBAR PLIF (STRAIGHT) PEEK CAGE 26X11X10, FX LUMBAR PLIF (STRAIGHT) PEEK CAGE 26X11X11, FX LUMBAR PLIF (STRAIGHT) PEEK CAGE 26X11X12, FX LUMBAR PLIF (STRAIGHT) PEEK CAGE 26X11X13, FX LUMBAR PLIF (STRAIGHT) PEEK CAGE 26X11X14, FX LUMBAR PLIF (STRAIGHT) PEEK CAGE 26X11X15, FX LUMBAR PLIF (STRAIGHT) PEEK CAGE 26X11X16, FX LUMBAR PLIF (STRAIGHT) PEEK CAGE 26X11X17, FX LUMBAR PLIF (STRAIGHT) PEEK CAGE 26X11X18, FX LUMBAR PLIF (STRAIGHT) PEEK CAGE 32X11X6, FX LUMBAR PLIF (STRAIGHT) PEEK CAGE 32X11X7, FX LUMBAR PLIF (STRAIGHT) PEEK CAGE 32X11X8, FX LUMBAR PLIF (STRAIGHT) PEEK CAGE 32X11X9, FX LUMBAR PLIF (STRAIGHT) PEEK CAGE 32X11X10, FX LUMBAR PLIF (STRAIGHT) PEEK CAGE 32X11X11, FX LUMBAR PLIF (STRAIGHT) PEEK CAGE 32X11X12, FX LUMBAR PLIF (STRAIGHT) PEEK CAGE 32X11X13, FX LUMBAR PLIF (STRAIGHT) PEEK CAGE 32X11X14, FX LUMBAR PLIF (STRAIGHT) PEEK CAGE 32X11X15, FX LUMBAR PLIF (STRAIGHT) PEEK CAGE 32X11X16, FX LUMBAR PLIF (STRAIGHT) PEEK CAGE 32X11X17, FX LUMBAR PLIF (STRAIGHT) PEEK CAGE 32X11X18, FX LUMBAR PLIF (STRAIGHT) PEEK CAGE 36X11X6, FX LUMBAR PLIF (STRAIGHT) PEEK CAGE 36X11X7, FX LUMBAR PLIF (STRAIGHT) PEEK CAGE 36X11X8, FX LUMBAR PLIF (STRAIGHT) PEEK CAGE 36X11X9, FX LUMBAR PLIF (STRAIGHT) PEEK CAGE 36X11X10, FX LUMBAR PLIF (STRAIGHT) PEEK CAGE 36X11X11, FX LUMBAR PLIF (STRAIGHT) PEEK CAGE 36X11X12, FX LUMBAR PLIF (STRAIGHT) PEEK CAGE 36X11X13, FX LUMBAR PLIF (STRAIGHT) PEEK CAGE 36X11X14, FX LUMBAR PLIF (STRAIGHT) PEEK CAGE 36X11X15, FX LUMBAR PLIF (STRAIGHT) PEEK CAGE 36X11X16, FX LUMBAR PLIF (STRAIGHT) PEEK CAGE 36X11X17, FX LUMBAR PLIF (STRAIGHT) PEEK CAGE 36X11X18, FX EXPANDABLE LUMBAR PEEK CAGE 24X09X06MM, FX EXPANDABLE LUMBAR PEEK CAGE 24X09X07MM, FX EXPANDABLE LUMBAR PEEK CAGE 24X09X08MM, FX EXPANDABLE LUMBAR PEEK CAGE 24X09X09MM, FX EXPANDABLE LUMBAR PEEK CAGE 24X09X10MM, FX EXPANDABLE LUMBAR PEEK CAGE 24X09X11MM, FX EXPANDABLE LUMBAR PEEK CAGE 24X09X12MM, FX EXPANDABLE LUMBAR PEEK CAGE 24X09X13MM, FX EXPANDABLE LUMBAR PEEK CAGE 24X09X14MM, FX EXPANDABLE LUMBAR PEEK CAGE 24X09X15MM, FX 22X10X6 EXPANDABLE LUMBAR PEEK CAGE , FX 22X10X7 EXPANDABLE LUMBAR PEEK CAGE , FX 22X10X8 EXPANDABLE LUMBAR PEEK CAGE , FX 22X10X9 EXPANDABLE LUMBAR PEEK CAGE , FX 22X10X10 EXPANDABLE LUMBAR PEEK CAGE , FX 22X10X11 EXPANDABLE LUMBAR PEEK CAGE , FX 22X10X12 EXPANDABLE LUMBAR PEEK CAGE , FX 22X10X13 EXPANDABLE LUMBAR PEEK CAGE , FX 22X10X14 EXPANDABLE LUMBAR PEEK CAGE , FX 22X10X15 EXPANDABLE LUMBAR PEEK CAGE , FX 26X11X6 EXPANDABLE LUMBAR PEEK CAGE , FX 26X11X7 EXPANDABLE LUMBAR PEEK CAGE , FX 26X11X8 EXPANDABLE LUMBAR PEEK CAGE , FX 26X11X9 EXPANDABLE LUMBAR PEEK CAGE , FX 26X11X10 EXPANDABLE LUMBAR PEEK CAGE , FX 26X11X11 EXPANDABLE LUMBAR PEEK CAGE , FX 26X11X12 EXPANDABLE LUMBAR PEEK CAGE , FX 26X11X13 EXPANDABLE LUMBAR PEEK CAGE , FX 26X11X14 EXPANDABLE LUMBAR PEEK CAGE , FX 26X11X15 EXPANDABLE LUMBAR PEEK CAGE , FX EXPANDABLE TITANIUM CAGE PLIF 6MM, FX EXPANDABLE TITANIUM CAGE PLIF 7MM, FX EXPANDABLE TITANIUM CAGE PLIF 8MM, FX EXPANDABLE TITANIUM CAGE PLIF 9MM, FX EXPANDABLE TITANIUM CAGE PLIF 10MM, FX EXPANDABLE TITANIUM CAGE PLIF 11MM, FX EXPANDABLE TITANIUM CAGE PLIF 12MM, FX EXPANDABLE TITANIUM CAGE PLIF 13MM, FX EXPANDABLE TITANIUM CAGE PLIF 26X6MM, FX EXPANDABLE TITANIUM CAGE PLIF 26X7MM, FX EXPANDABLE TITANIUM CAGE PLIF 26X8MM, FX EXPANDABLE TITANIUM CAGE PLIF 26X9MM, FX EXPANDABLE TITANIUM CAGE PLIF 26X10MM, FX EXPANDABLE TITANIUM CAGE PLIF 26X11MM, FX EXPANDABLE TITANIUM CAGE PLIF 26X12MM, FX EXPANDABLE TITANIUM CAGE PLIF 26X13MM, FX EXPANDABLE TITANIUM CAGE PLIF 22X6MM, FX EXPANDABLE TITANIUM CAGE PLIF 22X7MM, FX EXPANDABLE TITANIUM CAGE PLIF 22X8MM, FX EXPANDABLE TITANIUM CAGE PLIF 22X9MM, FX EXPANDABLE TITANIUM CAGE PLIF 22X10MM, FX EXPANDABLE TITANIUM CAGE PLIF 22X11MM, FX EXPANDABLE TITANIUM CAGE PLIF 22X12MM, FX EXPANDABLE TITANIUM CAGE PLIF 22X13MM | ATLAS MEDIKAL | 2024-07-11T00:00:00.000+02:00 | EFRAHİM ÇEKİÇ FX ORTOPEDİ VE PROTEZ SAĞLIK GEREÇLERİ SANAYİ VE TİCARET Ege Serbest Bölgesi Zafer SB Mah. Mümtaz Sk. No:14/A Gaziemir İZMİR- TURKEY | A02.01.121204, A02.01.121205, A02.01.121206, A02.01.121207, A02.01.121208, A02.01.121209, A02.01.121404, A02.01.121405, A02.01.121406, A02.01.121407, A02.01.121408, A02.01.121409, A02.01.141604, A02.01.141605, A02.01.141606, A02.01.141607, A02.01.141608, A02.01.141609, A02.04.141604, A02.04.141605, A02.04.141606, A02.04.141607, A02.04.141608, A02.04.141609, A02.04.141610, A02.03.001404, A02.03.001405, A02.03.001406, A02.03.001407, A02.03.001408, A02.03.001409, A02.03.001410, A02.02.001404, A02.02.001405, A02.02.001406, A02.02.001407, A02.02.001408, A02.02.001409, A02.02.001410, A02.14.000005, A02.14.000006, A02.14.000007, A02.14.000008, A02.05.000005, A02.05.000006, A02.05.000007, A02.05.000008, A02.05.000009, A02.05.000010, A02.05.000011, A02.05.000012, A02.05.000013, A02.05.000014, A02.05.000015, A02.06.241106, A02.06.241107, A02.06.241108, A02.06.241109, A02.06.241110, A02.06.241111, A02.06.241112, A02.06.241113, A02.06.241114, A02.06.241115, A02.06.241116, A02.06.241117, A02.06.241118, A02.06.221106, A02.06.221107, A02.06.221108, A02.06.221109, A02.06.221110, A02.06.221111, A02.06.221112, A02.06.221113, A02.06.221114, A02.06.221115, A02.06.221116, A02.06.221117, A02.06.221118, A02.06.261106, A02.06.261107, A02.06.261108, A02.06.261109, A02.06.261110, A02.06.261111, A02.06.261112, A02.06.261113, A02.06.261114, A02.06.261115, A02.06.261116, A02.06.261117, A02.06.261118, A02.06.321106, A02.06.321107, A02.06.321108, A02.06.321109, A02.06.321110, A02.06.321111, A02.06.321112, A02.06.321113, A02.06.321114, A02.06.321115, A02.06.321116, A02.06.321117, A02.06.321118, A02.06.361106, A02.06.361107, A02.06.361108, A02.06.361109, A02.06.361110, A02.06.361111, A02.06.361112, A02.06.361113, A02.06.361114, A02.06.361115, A02.06.361116, A02.06.361117, A02.06.361118, A02.07.000006, A02.07.000007, A02.07.000008, A02.07.000009, A02.07.000010, A02.07.000011, A02.07.000012, A02.07.000013, A02.07.000014, A02.07.000015, A02.07.221006, A02.07.221007, A02.07.221008, A02.07.221009, A02.07.221010, A02.07.221011, A02.07.221012, A02.07.221013, A02.07.221014, A02.07.221015, A02.07.261106, A02.07.261107, A02.07.261108, A02.07.261109, A02.07.261110, A02.07.261111, A02.07.261112, A02.07.261113, A02.07.261114, A02.07.261115, A02.09.000006, A02.09.000007, A02.09.000008, A02.09.000009, A02.09.000010, A02.09.000011, A02.09.000012, A02.09.000013, A02.09.260006, A02.09.260007, A02.09.260008, A02.09.260009, A02.09.260010, A02.09.260011, A02.09.260012, A02.09.260013, A02.09.220006, A02.09.220007, A02.09.220008, A02.09.220009, A02.09.220010, A02.09.220011, A02.09.220012, A02.09.220013 | Klasa IIb | KAFAZET KURRIZORE TË QYTËRËS DHE LUMBAR | Pajisje te implantueshme jo aktive
16882 | ultraView Silver Wash II | E v i t a | 2024-07-08T00:00:00.000+02:00 | Ventana Medical Systems Inc. 1910 E Innovation Park Drive Tucson, AZ 85755, USA | 5446724214 | In vitro | Solucion per perdorim ne imunohistokimi | Pajisje te diagnostifikimit in vitro
16883 | MEDRAD® Stellant Single Syringe with QFT, MEDRAD® Stellant Single Syringe Tri-Pak with QFT, MEDRAD® Stellant Single Syringe with Spike, MEDRAD® Stellant Single Syringe Tri-Pak with Spike, MEDRAD® Stellant Dual Syringe Quad-Pak with QFT , MEDRAD® Stellant Dual Syringe Quad-Pak with Spikes , MEDRAD® Stellant Syringe with Check Valve, MEDRAD® Stellant Dual Syringe Quad-Pak with a Large Saline Spike and a Small Contrast Spike, MEDRAD® Stellant Low Pressure Connector | Health & Light | 2024-07-03T00:00:00.000+02:00 | Bayer Medical Care Inc./1 Bayer Drive, Indianola, PA 15051-0780 USA | SSS-QFT, SSS-CTP-QFT, SSS-SPK, SSS-CTP-SPK, SDS-CTP-QFT, SDS-CTP-SPK, SDS-TRF-CV, SDS-CTP-SCS, SSS-LP-60, SSS-LP-60-T, LP-96-T-CV | Klasa IIa | Shiringa Sterile njeperdorimshe per Injektor Konstrasti Stellant nga Medrad, teke me QFT (Quick Fill Tube), Shiringa Sterile njeperdorimshe per Injektor Konstrasti Stellant nga Medrad, teke Tri-Pak me QFT (Quick Fill Tube), Shiringa Sterile njeperdorimshe per Injektor Konstrasti Stellant nga Medrad, teke me Spike, Shiringa Sterile njeperdorimshe per Injektor Konstrasti Stellant nga Medrad, teke Tri-Pak me Spike , Shiringa Sterile njeperdorimshe per Injektor Konstrasti Stellant nga Medrad, set dual Quad-Pak me QFT (Quick Fill Tube), Shiringa Sterile njeperdorimshe per Injektor Konstrasti Stellant nga Medrad, set dual Quad-Pak me Spike, Shiringa Sterile njeperdorimshe per Injektor Konstrasti Stellant nga Medrad, me valvul kontrolli , Shiringa Sterile njeperdorimshe per Injektor Konstrasti Stellant nga Medrad Quad-Pak, me spike te madh per kripen dhe spike te vogel per kontrast, Tub bashke me konektor me presion te ulet per injektor kontrasti Stellant Medrad me Prime Tube , Tub bashke me konektor te integruar ne Forme T me Valvul kontrolli me presion te ulet per injektor kontrasti Stellant Medrad | Pajisje nje perdorimeshe
Tubing with Prime Tube, MEDRAD® Stellant Low Pressure Connector
Tubing with Prime Tube , MEDRAD®Stellant Low Pressure Connector Tubing Integral
"T" with Check Valve
16884 | Venous implantable ports,Polysite®,3000 series,version without accessories,venous adult Mini-Port,X-Ray opaque silicone catheter 1.02x2.16mm, Venous implantable ports,Polysite®,3000 series,version without accessories,venous adult pre-connected mini-port,X-Ray opaque silicone catheter 1.02x2.16mm, Venous implantable ports,Polysite®,3000 series,version without accessories,venous adult mini-port,X-Ray opaque silicone catheter 1.45x2.30mm, Venous implantable ports,Polysite®,3000 series,version without accessories,venous adult pre-connected mini-port,X-Ray opaque silicone catheter 1.45x2.30mm, Venous implantable ports,Polysite®,3000 series,version without accessories,venous adult mini-port,xray opaque silicone catheter 1.2x2.4mm, Polysite®,3000 series,version without accessories,venous adult pre connected miniport,xray opaque silicone catheter 1.2x2.4mm, Venous implantable ports,Polysite®,3000 series,version with accessories,venous adult mini-port+peel-away sheath introducer 7F,Xray opaque silicone catheter 1.02x2.16mm, Venous implantable ports,Polysite®,3000 series,version with accessories,venous adult pre connected miniport+peel away sheath introducer 7F,X-ray opaque silicone catheter 1.02x2.16mm, Venous implantable ports,Polysite®,3000 series,version with accessories,venous adult pre connected mini port+peel-away sheath introducer 7F,xray opaque polyurethane catheter 1.45x2.30mm, Venous implantable ports,Polysite®,3000 series,version with accessories,venous adult mini-port peel away sheath introducer 7F,xray opaque polyurethane catheter 1.45x2.30mm , Venous implantable ports,Polysite®,3000 series,version with accessories,venous adult mini port+peel away sheath introducer 8F,Xray opaque silicone catheter 1.2x2.4mm, Venous implantable ports,Polysite®,3000 series,version without accessories,venous adult pree connected micro port +peel away sheath introducer 8F,Xray opaque silicone catheter 1.2x2.4mm | GREEMED | 2024-07-03T00:00:00.000+02:00 | Perouse Medical Route du Manoir 60173 IVRY LE TEMPLE-FRANCE | 3007*, 3107*, 3017*, 3117*, 3008*, 3108*, 3007 ISP*, 3107 ISP*, 3117 ISP*, 3017 ISP*, 3008 ISP*, 3108 ISP* | Klasa III | Porta infuzioni të implantueshme mund të përdoren për të administruar kimioterapi, antibiotikë dhe ilaçe antivirale, si dhe për ushqim parenteral, mbledhjen e mostrave të gjakut dhe transfuzionin e gjakut ose produkteve të gjakut. | Tjeter
16885 | RAS SENSORS / RAS-125c, RAS SENSORS / RAS-45, RAS SENSORS / RAS-45 Inf/Neo, RAS SENSORS / Radius VSM RAS-45, DC rainbow SET Reusable Sensors / rainbow DCI-dc3, Red SET Reusable Sensors / DBI-dc8, SpO2.COM Sensors / SpO2.com A, SpO2.COM Sensors / SpO2.com P, SpO2.COM Sensors / SpO2.com N, SpO2.COM Sensors / SpO2.com I, SpO2.COM Sensors / SpO2.com RS-I, DC rainbow SET Reusable Sensors / rainbow DCI-dc12, DC rainbow SET Reusable Sensors / rainbow DC-3 SC 200, DC rainbow SET Reusable Sensors / rainbow DCI-dc8, DC SET Reusable Sensors / DCSC, DC SET Reusable Sensors / DC-8, DC SET Reusable Sensors / DBI-dc3, DC SET Reusable Sensors / DBI-dc8, RD rainbow SET Disposable Sensors / RD rainbow SET-2 Adt, RD rainbow SET Disposable Sensors / RD rainbow SET-2 Pdt, RD rainbow SET Disposable Sensors / RD rainbow SET-2 Inf, RD rainbow SET Disposable Sensors / RD rainbow SET-2 Neo, RD rainbow SET Disposable Sensors / RD rainbow Lite SET-1 Adt, RD rainbow SET Disposable Sensors / RD rainbow Lite SET-1 Pdt, RD rainbow SET Disposable Sensors / RD rainbow Lite SET-1 Inf, RD rainbow SET Disposable Sensors / RD rainbow Lite SET-1 Neo, RD rainbow SET Disposable Sensors / RD rainbow Adt 8λ SpCO, RD rainbow SET Disposable Sensors / RD rainbow Pdt 8λ SpCO, RD rainbow SET Disposable Sensors / RD rainbow Inf 8λ SpCO, RD rainbow SET Disposable Sensors / RD rainbow Neo 8λ SpCO, RD rainbow SET Disposable Sensors / RD rainbow Adt 12λ SpHb SpCO, RD rainbow SET Disposable Sensors / RD rainbow Pdt 12λ SpHb SpCO, RD rainbow SET Disposable Sensors / RD rainbow Inf 12λ SpHb SpCO, RD rainbow SET Disposable Sensors / RD rainbow Neo 12λ SpHb SpCO, RD SET Disposable Sensors / RD SET Adt, RD SET Disposable Sensors / RD SET Pdt, RD SET Disposable Sensors / RD SET Inf, RD SET Disposable Sensors / RD SET Neo, RD SET Disposable Sensors / RD SET NeoPt, RD SET Disposable Sensors / RD SET NeoPt-500, RD SET Disposable Sensors / RD SET Trauma, RD SET Disposable Sensors / RD SET Newborn Infant/Pediatric, RD SET Disposable Sensors / RD SET Newborn Neonatal, RD SET Disposable Sensors / RD SET Blue, RD SET Disposable Sensors / RD SET E1, RD SET Disposable Sensors / RD SET TFA-1, RD SET Disposable Sensors / RD SET Adt CS-2, RD SET Disposable Sensors / RD SET Pdt CS-2, RD SET Disposable Sensors / RD SET Inf CS-2, RD SET Disposable Sensors / RD SET Neo CS-2, RD SET Disposable Sensors / RD SET NeoPt CS-2, RD SET Disposable Sensors / RD SET Adt CS-3, RD SET Disposable Sensors / RD SET Pdt CS-3, RD SET Disposable Sensors / RD SET Inf CS-3, RD SET Disposable Sensors / RD SET Neo CS-3, RD SET Disposable Sensors / RD SET NeoPt CS-3, RD SET Disposable Sensors / RD SET Adt CS-1, RD SET Disposable Sensors / RD SET Neo CS-1, RD SET Reusable Sensors / RD SET DCI, RD SET Reusable Sensors / RD SET DCI-P, RD SET Reusable Sensors / RD SET TC-I, RD SET Reusable Sensors / RD SET YI, RD SET Reusable Sensors / RD SET TF-I, RD SET Reusable Sensors / RD SET DBI, Red SET Reusable Sensors / Red DCI-dc3, Red SET Reusable Sensors / Red DCI-dc12, Red SET Reusable Sensors / Red DCIP-dc12, Red SET Reusable Sensors / Red DCIP-dc3, Red SET Reusable Sensors / Red DBI-dc3 | Farma Net Albania | 2024-07-08T00:00:00.000+02:00 | Masimo Corporation 52 Discovery, Irvine, CA 92618, USA | 3456, 3475, 3401, 3483, 4171, 4425, 4828, 2201, 2644, 1774, 1775, 1776, 1777, 1778, 2202, 2646, 2407, 1396, 2387, 2651, 2652, 4026, 4027, 4028, 4029, 4042, 4043, 4044, 4045, 4034, 4035, 4036, 4037, 4038, 4039, 4040, 4041, 4000, 4001, 4002, 4003, 4004, 4005, 4011, 4012, 4013, 4014, 4015, 4016, 4470, 4471, 4472, 4473, 4474, 4475, 4476, 4477, 4478, 4479, 4615, 4886, 4050, 4051, 4053, 4054, 4055, 4052, 2053, 2054, 2257, 2256, 2643 | Klasa IIb | RAS Sensors, SpO2.COM Sensors, DC rainbow SET Reusable Sensors, DC SET Reusable Sensors, RD rainbow SET Disposable Sensors Adult, RD rainbow SET Disposable Sensors Pediatric, RD rainbow SET Disposable Sensors Infant, RD rainbow SET Disposable Sensors Neonatal, RD rainbow SET Disposable Sensors, RD SET Disposable Sensors Adult, RD SET Disposable Sensors Pediatric, RD SET Disposable Sensors Infant, RD SET Disposable Sensors Neonat, RD SET Disposable Sensors, RD SET Reusable Sensors, Red SET Reusable Sensors | Pajisje anestezie dhe respiratore
16886 | "Filbloc — Synthetic long term absorption, smooth or barbed, self-retaining surgical suture poly(p-dioxanone) monofilament, sterile", "Filbloc 90 — Synthetic absorbable barbed surgical suture, self-retaining poly(glycolide-co-g-caprolactone) monofilament, sterile", "Glicofil Lac — Glycolide and L-lactide copolymer braided and coated synthetic surgical suture mid term absorption, sterile", "Monofil — Sutura chirurgica sintetica a medio assorbimento, monofilamento di poli(glicolide-co-s-caprolattone), sterile", "Monofil fast — Poly(glycolide-co-s-caprolactone) monofilament synthetic surgical suture, short term absorption, sterile" | 2 A - PHARMA | 2024-07-01T00:00:00.000+02:00 | ASSUT EUROPE spa. Via Giuseppe Gregoraci, 12, 00173 Roma ITALY | N/A | Klasa III | Absorbimi sintetik afatgjatë, i lëmuar ose me gjemba, suture poli(p-dioxanone) monofilament vetë-mbajtëse i qepjes kirurgjikale , poli(p-dioxanone), sterile, Suture qepje kirurgjikale me gjemba sintetike e absorbueshme, monofilament polil vetë-mbajtëse (glikolid-ko-e-kaprolakton) , sterile., Suture me veshje kirurgjikale sintetike me përthithje afatmesme,i gërshetuar dhe i veshur me Glikolid dhe L-Laktidi kopolimer,sterile., Suture per qepje kirurgjikale sintetike me absorbim të mesëm, monofilament polifonik (glikolid co-e-kaprolakton), steril., Poli(glikolid-co-e-kaprolakton), Suture per qepje kirurgjikale monofilamente sintetike,përthithje afatshkurtër, sterile. | Pajisje nje perdorimeshe
16887 | Anti-HCV Calibrators | O3 LAB | 2024-07-08T00:00:00.000+02:00 | Shenzhen Mindray Bio-Medical Electronics Co., Ltd.Mindray Building, Keji 12th Road South, High-TechIndustrial Park, Nanshan, 518057, Shenzhen, P.R. China | 105-024994-00 , 105-025001-00 | In vitro | Kalibratoret Anti-HCV(Anti-HCV CAL) perdoren per kalibrimin e reagentit qe kryen percaktimin cilesor te Antitrupave te Virusit te Hepatitit C cilesor (anti-HCV) ne serumin dhe plazmen e njeriut ne Analizatoret Imunologjik ne Kemiolumineshence te Mindray CL-series., Kalibratoret Anti-HCV(Anti-HCV CAL) perdoren per kalibrimin e reagentit qe kryen percaktimin cilesor te Antitrupave te Virusit te Hepatitit C cilesor (anti-HCV) ne serumin dhe plazmen e njeriut ne Analizatoret Imunologjik ne Kemiolumineshence te Mindray CL-series. | Pajisje te diagnostifikimit in vitro
16888 | Anti-HCV Negative Control, Anti-HCV Negative Control | O3 LAB | 2024-07-08T00:00:00.000+02:00 | Shenzhen Mindray Bio-Medical Electronics Co., Ltd.Mindray Building, Keji 12th Road South, High-TechIndustrial Park, Nanshan, 518057, Shenzhen, P.R. China | 105-027562-00, 105-024995-00, 105-027564-00, 105-024997-00 | In vitro | Kontrolli Anti-HCV Negativ i Mindray perdoret si kontroll cilesie per te monitoruar saktesine dhe vertetesine e Analizatoreve Imunologjik ne Kemilumineshence te Serise CL te Mindray dhe te testeve te tyre ne laboratorin klinik gjate matjes se analitit te Antitrupave te virusit te Hepatitit C. | Pajisje te diagnostifikimit in vitro
16889 | SECRET RF(MTR-C1) -High frequency surgical system with sterile micro needle electrodes | DPDERMA | 2024-07-08T00:00:00.000+02:00 | ILOODA Co., Ltd, 9 F, 25, Deokcheon-ro, 152 Beon-gil, Manan-gu, Anyang-si, Gyeonggi-do, 14084 Republic of KOREA | Sterile micro needle electrodes:MTR-AC-10;MTR-AC-C-10;MTR-AC-16;MTR-AC- C-16;MTR-AC-25;MTR-AC-C-25;MTR-AC-64;MTR-AC-C-64;MTR-AC-19G;MTR-AC-22G;MTR- AC-27G;MTR-AC-04;MTR-AC-01;MTR-AC-25s;MTR-AC-C-25s | Klasa IIb | Pajisje mjekesore qe perdoret per trajtimin e lekures. | Tjeter
16890 | NASAL OXYGEN CANNULA/ADULT (130101), NASAL OXYGEN CANNULA/PEDIATRIC (130102), NASAL OXYGEN CANNULA/ADULT- 7M (130105), NASAL OXYGEN CANNULA /INFANT (130113) | T R I M E D | 2024-07-04T00:00:00.000+02:00 | Plasti-med Plastik Medikal Ürünleri San. Ve Tic. Ltd. Şti. Deri OSB Mah. Yan Sanayi Cad. No:13 Tuzla/İSTANBUL, TÜRKİYE | NASAL OXYGEN CANNULA/ADULT (130101), NASAL OXYGEN CANNULA/PEDIATRIC (130102), NASAL OXYGEN CANNULA/ADULT- 7M (130105), NASAL OXYGEN CANNULA /INFANT (130113) | Klasa IIa | Respiratory masks and accessories janë pajisje mjekësore që përdoret për trajtimin e pacientëve që kanë nevojë për oksigjen me densitet të ulët në sëmundje të ndryshme të mushkrive. | Tjeter
16891 | CLOSED WOUND SUCTION UNIT -SMD 1003 Capacity of Bottle – 800 ml / 500 ml PERFORATED TUBE WITH NEEDLE Size FG 08 (Dia mm 2.70± 0.10), CLOSED WOUND SUCTION UNIT -SMD 1003 Capacity of Bottle – 800 ml / 500 ml PERFORATED TUBE WITH NEEDLE Size FG 09 (Dia mm 3.00 ± 0.15), CLOSED WOUND SUCTION UNIT -SMD 1003 Capacity of Bottle – 800 ml / 500 ml PERFORATED TUBE WITH NEEDLE Size FG 10 (Dia mm 4.00± 0.15), CLOSED WOUND SUCTION UNIT -SMD 1003 Capacity of Bottle – 800 ml / 500 ml PERFORATED TUBE WITH NEEDLE Size FG 12 (Dia mm 3.30 ± 0.15), CLOSED WOUND SUCTION UNIT -SMD 1003 Capacity of Bottle – 800 ml / 500 ml PERFORATED TUBE WITH NEEDLE Size FG 14 (Dia mm 4.70± 0.20), CLOSED WOUND SUCTION UNIT -SMD 1003 Capacity of Bottle – 800 ml / 500 ml PERFORATED TUBE WITH NEEDLE Size FG 16 (Dia mm 5.30 ± 0.20), CLOSED WOUND SUCTION UNIT -SMD 1003 Capacity of Bottle – 800 ml / 500 ml PERFORATED TUBE WITH NEEDLE Size FG 18 (Dia mm 6.00 ± 0.20) | T R I M E D | 2024-07-04T00:00:00.000+02:00 | Sterimed Group, Unit No. 501, Ring Road Mall, 21, Manglam Place Rohini, Sector-03, Delhi- 110085 (INDIA) | CLOSED WOUND SUCTION UNIT -SMD 1003 Capacity of Bottle – 800 ml / 500 ml PERFORATED TUBE WITH NEEDLE Size FG 08 (Dia mm 2.70± 0.10), CLOSED WOUND SUCTION UNIT -SMD 1003 Capacity of Bottle – 800 ml / 500 ml PERFORATED TUBE WITH NEEDLE Size FG 09 (Dia mm 3.00 ± 0.15), CLOSED WOUND SUCTION UNIT -SMD 1003 Capacity of Bottle – 800 ml / 500 ml PERFORATED TUBE WITH NEEDLE Size FG 10 (Dia mm 4.00± 0.15), CLOSED WOUND SUCTION UNIT -SMD 1003 Capacity of Bottle – 800 ml / 500 ml PERFORATED TUBE WITH NEEDLE Size FG 12 (Dia mm 3.30 ± 0.15), CLOSED WOUND SUCTION UNIT -SMD 1003 Capacity of Bottle – 800 ml / 500 ml PERFORATED TUBE WITH NEEDLE Size FG 14 (Dia mm 4.70± 0.20), CLOSED WOUND SUCTION UNIT -SMD 1003 Capacity of Bottle – 800 ml / 500 ml PERFORATED TUBE WITH NEEDLE Size FG 16 (Dia mm 5.30 ± 0.20), CLOSED WOUND SUCTION UNIT -SMD 1003 Capacity of Bottle – 800 ml / 500 ml PERFORATED TUBE WITH NEEDLE Size FG 18 (Dia mm 6.00 ± 0.20) | Klasa IIa | CLOSED WOUND SUCTION UNIT janë pajisje mjekësore që kanë pë qëllim të parandalojnë grumbullimin e lëngjeve, formimin e hematomës dhe infeksionin pas procedurave kirurgjikale. | Produkte per institucione te kujdesit shendetesor
16892 | O3 Regional Oximeter / O3 Regional Oximeter, O3 Sensor / O3 Sensor | Farma Net Albania | 2024-07-08T00:00:00.000+02:00 | Masimo Corporation 52 Discovery, Irvine, CA 92618, USA | 4431, 4496, 9637, 3756, 4235, 4384 | Klasa IIb | Regional Oximeters and Accessories; O3 Regional Oximetry monitor cerebral oxygenation, Sensors for the O3 regional oximetry module, Adults, Sensors for the O3 regional oximetry module, Pediatrics, Sensors for the O3 regional oximetry module, Infant/Neonatal | Pajisje anestezie dhe respiratore
16893 | ISH Protease 3 | E v i t a | 2024-07-08T00:00:00.000+02:00 | Ventana Medical Systems Inc. 1910 E Innovation Park Drive Tucson, AZ 85755, USA | 5273331001 | In vitro | Reagent per perdorim ne imunohistokimi. | Pajisje te diagnostifikimit in vitro
16894 | FX MODULAR FEMORAL STEM, CaP COATED, cementless, U=180 MM, S2, FX MODULAR FEMORAL STEM, CaP COATED, cementless, U=180 MM, S3, FX MODULAR FEMORAL STEM, CaP COATED, cementless, U=180 MM, S4, FX MODULAR FEMORAL STEM, CaP COATED, cementless, U=180 MM, S5, FX MODULAR FEMORAL STEM, CaP COATED, cementless, U=180 MM, S6, FX MODULAR FEMORAL STEM, CaP COATED, cementless, U=210 MM, M0, FX MODULAR FEMORAL STEM, CaP COATED, cementless, U=210 MM, M1, FX MODULAR FEMORAL STEM, CaP COATED, cementless, U=210 MM, M2, FX MODULAR FEMORAL STEM, CaP COATED, cementless, U=210 MM, M3, FX MODULAR FEMORAL STEM, CaP COATED, cementless, U=210 MM, M4, FX MODULAR FEMORAL STEM, CaP COATED, cementless, U=210 MM, M5, FX MODULAR FEMORAL STEM, CaP COATED, cementless, U=210 MM, M6, FX MODULAR FEMORAL STEM, ti porous COATED, cementless, U=160 MM, XS0, FX MODULAR FEMORAL STEM, ti porous COATED, cementless, U=160 MM, XS1, FX MODULAR FEMORAL STEM, ti porous COATED, cementless, U=160 MM, XS2, FX MODULAR FEMORAL STEM, ti porous COATED, cementless, U=160 MM, XS3, FX MODULAR FEMORAL STEM, ti porous COATED, cementless, U=160 MM, XS4, FX MODULAR FEMORAL STEM, ti porous COATED, cementless, U=160 MM, XS5, FX MODULAR FEMORAL STEM, ti porous COATED, cementless, U=160 MM, XS6, FX MODULAR FEMORAL STEM Ø26X100 MM , FX MODULAR NECK SMALL 135° Ø16 O:23 H:41, FX MODULAR NECK LARGE 135° Ø16 O:31 H:44, FX MODULAR NECK SMALL 135° Ø19 O:28 H:42, FX MODULAR NECK LARGE 135° Ø19 O:36 H:48, FX MODULAR NECK LARGE SMALL 135° Ø23 O:28 H:42, FX MODULAR NECK LARGE LARGE 135° Ø23 O:36 H:48, FX MODULAR NECK SMALL 125° Ø16 O:27 H:41, FX MODULAR NECK LARGE 125° Ø16 O:36 H:44, FX MODULAR NECK SMALL 125° Ø19 O:32 H:42, FX MODULAR NECK LARGE 125° Ø19 O:41 H:48, FX MODULAR NECK LARGE SMALL 125° Ø23 O:32 H:42, FX MODULAR NECK LARGE LARGE 125° Ø23 O:41 H:48, FX UHMWPE ACETABULAR CUP 20° ANGLED LINER Ø32 50 - 52, FX UHMWPE ACETABULAR CUP 20° ANGLED LINER Ø28 54 - 56, FX UHMWPE ACETABULAR CUP 20° ANGLED LINER Ø28 50 - 52, FX UHMWPE ACETABULAR CUP 20° ANGLED LINER Ø28 46 - 48, FX UHMWPE ACETABULAR CUP 20° ANGLED LINER Ø28 42 - 44, FX UHMWPE ACETABULAR CUP 20° ANGLED LINER Ø36 58 - 60 - 62, FX UHMWPE ACETABULAR CUP 20° ANGLED LINER Ø36 54 - 56, FX MODULAR FEMORAL STEM, ti porous COATED, cementless, U=180 MM, S0, FX MODULAR FEMORAL STEM, ti porous COATED, cementless, U=180 MM, S1, FX MODULAR FEMORAL STEM, ti porous COATED, cementless, U=180 MM, S2, FX MODULAR FEMORAL STEM, ti porous COATED, cementless, U=180 MM, S3, FX MODULAR FEMORAL STEM, ti porous COATED, cementless, U=180 MM, S4, FX MODULAR FEMORAL STEM, ti porous COATED, cementless, U=180 MM, S5, FX MODULAR FEMORAL STEM, ti porous COATED, cementless, U=180 MM, S6, FX MODULAR FEMORAL STEM, ti porous COATED, cementless, U=210 MM, M0, FX MODULAR FEMORAL STEM, ti porous COATED, cementless, U=210 MM, M1, FX MODULAR FEMORAL STEM, ti porous COATED, cementless, U=210 MM, M2, FX MODULAR FEMORAL STEM, ti porous COATED, cementless, U=210 MM, M3, FX MODULAR FEMORAL STEM, ti porous COATED, cementless, U=210 MM, M4, FX MODULAR FEMORAL STEM, ti porous COATED, cementless, U=210 MM, M5, FX MODULAR FEMORAL STEM, ti porous COATED, cementless, U=210 MM, M6, FX MODULAR FEMORAL STEM BODY WITH COLLAR, Ti porous COATED, L= 65, 126° CCD, FX MODULAR FEMORAL STEM BODY WITH COLLAR, Ti porous COATED, L= 65, 135° CCD, FX MODULAR FEMORAL STEM BODYi WITH COLLAR, Ti porous COATED, L= 35, 126° CCD, FX MODULAR FEMORAL STEM BODY WITH COLLAR, Ti porous COATED, L= 35, 135° CCD, FX Femoral Head, Section 12/14 , Ø24mm, small -3.5mm, FX Femoral Head, Section 12/14 , Ø24mm, medium +0mm, FX Femoral Head, Section 12/14 , Ø28mm, small -3.5mm, FX Femoral Head, Section 12/14 , Ø28mm, medium +0mm, FX Femoral Head, Section 12/14 , Ø28mm, long +3.5mm, FX Femoral Head, Section 12/14 , Ø28mm, extra long +10.5mm, FX Femoral Head, Section 12/14 , Ø32mm, small -4mm, FX Femoral Head, Section 12/14 , Ø32mm, medium +0mm, FX Femoral Head, Section 12/14 , Ø32mm, long +4mm, FX Femoral Head, Section 12/14 , Ø32mm, extra long +8.5mm, FX Femoral Head, Section 12/14 , Ø36mm, small -4mm, FX Femoral Head, Section 12/14 , Ø36mm, medium +0mm, FX Femoral Head, Section 12/14 , Ø36mm, long +4mm, FX Femoral Head, Section 12/14 , Ø36mm, extra long +8.5mm, FX BIPOLAR CUP 39 mm outer dia, inner dia 24 mm,with safety ring, FX BIPOLAR CUP 40 mm outer dia, inner dia 24 mm,with safety ring, FX BIPOLAR CUP 41 mm outer dia, inner dia 24 mm,with safety ring, FX BIPOLAR CUP 42 mm outer dia, inner dia 24 mm,with safety ring, FX BIPOLAR CUP 43 mm outer dia, inner dia 24 mm,with safety ring, FX BIPOLAR CUP 44 mm outer dia, inner dia 28 mm,with safety ring, FX BIPOLAR CUP 45 mm outer dia, inner dia 28 mm,with safety ring, FX BIPOLAR CUP 46 mm outer dia, inner dia 28 mm,with safety ring, FX BIPOLAR CUP 47 mm outer dia, inner dia 28 mm,with safety ring, FX BIPOLAR CUP 48 mm outer dia, inner dia 28 mm,with safety ring, FX BIPOLAR CUP 49 mm outer dia, inner dia 28 mm,with safety ring, FX BIPOLAR CUP 50 mm outer dia, inner dia 28 mm,with safety ring, FX BIPOLAR CUP 51 mm outer dia, inner dia 28 mm,with safety ring, FX BIPOLAR CUP 52 mm outer dia, inner dia 28 mm,with safety ring, FX BIPOLAR CUP 53 mm outer dia, inner dia 28 mm,with safety ring, FX BIPOLAR CUP 54 mm outer dia, inner dia 28 mm,with safety ring, FX BIPOLAR CUP 55 mm outer dia, inner dia 28 mm,with safety ring, FX BIPOLAR CUP 56 mm outer dia, inner dia 28 mm,with safety ring, FX BIPOLAR CUP 57 mm outer dia, inner dia 28 mm,with safety ring, FX BIPOLAR CUP 58 mm outer dia, inner dia 28 mm,with safety ring, FX BIPOLAR CUP 59 mm outer dia, inner dia 28 mm,with safety ring, FX BIPOLAR CUP 60 mm outer dia, inner dia 28 mm,with safety ring, FX BIPOLAR CUP 61 mm outer dia, inner dia 28 mm,with safety ring, FX BIPOLAR CUP 62 mm outer dia, inner dia 28 mm,with safety ring, FX BIPOLAR CUP 63 mm outer dia, inner dia 28 mm,with safety ring, FX BIPOLAR CUP 64 mm outer dia, inner dia 28 mm,with safety ring, FX BIPOLAR CUP 65 mm outer dia, inner dia 28 mm,with safety ring, FX BIPOLAR CUP 49 mm outer dia, inner dia 32 mm,with safety ring, FX BIPOLAR CUP 50 mm outer dia, inner dia 32 mm,with safety ring, FX BIPOLAR CUP 51 mm outer dia, inner dia 32 mm,with safety ring, FX BIPOLAR CUP 52 mm outer dia, inner dia 32 mm,with safety ring, FX BIPOLAR CUP 53 mm outer dia, inner dia 32 mm,with safety ring, FX BIPOLAR CUP 54 mm outer dia, inner dia 32 mm,with safety ring, FX BIPOLAR CUP 55 mm outer dia, inner dia 32 mm,with safety ring, FX BIPOLAR CUP 56 mm outer dia, inner dia 32 mm,with safety ring, FX BIPOLAR CUP 57 mm outer dia, inner dia 32 mm,with safety ring, FX BIPOLAR CUP 58 mm outer dia, inner dia 32 mm,with safety ring, FX BIPOLAR CUP 59 mm outer dia, inner dia 32 mm,with safety ring, FX BIPOLAR CUP 60 mm outer dia, inner dia 32 mm,with safety ring, FX BIPOLAR CUP 61 mm outer dia, inner dia 32 mm,with safety ring, FX BIPOLAR CUP 62 mm outer dia, inner dia 32 mm,with safety ring, FX BIPOLAR CUP 63 mm outer dia, inner dia 32 mm,with safety ring, FX BIPOLAR CUP 64 mm outer dia, inner dia 32 mm,with safety ring, FX BIPOLAR CUP 65 mm outer dia, inner dia 32 mm,with safety ring, FX ACETABULAR CUP Ø44 MM , (Porous-Ti) COATED , for small size liner, FX ACETABULAR CUP Ø46 MM , (Porous-Ti) COATED , for small size liner, FX ACETABULAR CUP Ø48 MM , (Porous-Ti) COATED , for small size liner, FX ACETABULAR CUP Ø50 MM , (Porous-Ti) COATED , for medium size liner, FX ACETABULAR CUP Ø52 MM , (Porous-Ti) COATED , for medium size liner, FX ACETABULAR CUP Ø50 MM , (Porous-Ti) COATED , for large size liner, FX ACETABULAR CUP Ø52 MM , (Porous-Ti) COATED , for large size liner, FX ACETABULAR CUP Ø54 MM , (Porous-Ti) COATED , for large size liner, FX ACETABULAR CUP Ø56 MM , (Porous-Ti) COATED , for large size liner, FX ACETABULAR CUP Ø58 MM , (Porous-Ti) COATED , for large size liner, FX ACETABULAR CUP Ø60 MM , (Porous-Ti) COATED , for large size liner, FX ACETABULAR CUP Ø62 MM , (Porous-Ti) COATED , for large size liner, FX ACETABULAR CUP Ø64 MM , (Porous-Ti) COATED , for large size liner, FX ACETABULAR CUP Ø66 MM , (Porous-Ti) COATED , for large size liner, FX ACETABULAR CUP Ø44 MM ,5 HOLES , (Porous-Tİ) COATED , for small size liner, FX ACETABULAR CUP Ø46 MM , 5 HOLES , (Porous-Tİ) COATED , for small size liner, FX ACETABULAR CUP Ø48 MM , 5 HOLES , (Porous-Tİ) COATED , for small size liner, FX ACETABULAR CUP Ø50 MM , 5 HOLES , (Porous-Tİ) COATED , for medium size liner, FX ACETABULAR CUP Ø52 MM , 5 HOLES , (Porous-Tİ) COATED , for medium size liner, FX ACETABULAR CUP Ø54 MM , 5 HOLES , (Porous-Tİ) COATED , for large size liner, FX ACETABULAR CUP Ø56 MM , 5 HOLES , (Porous-Tİ) COATED , for large size liner, FX ACETABULAR CUP Ø58 MM , 5 HOLES , (Porous-Tİ) COATED , for large size liner, FX ACETABULAR CUP Ø60 MM , 5 HOLES , (Porous-Tİ) COATED , for large size liner, FX ACETABULAR CUP Ø62 MM , 5 HOLES, (Porous-Tİ) COATED , for large size liner, FX UHMWPE ACETABULAR CUP 0° WITHOUT ANGLE LINER Ø28 SMALL, FX UHMWPE ACETABULAR CUP 0° WITHOUT ANGLE LINER Ø28 MEDIUM, FX UHMWPE ACETABULAR CUP 0° WITHOUT ANGLE LINER Ø28 LARGE, FX HXLPE ACETABULAR CUP 0° WITHOUT ANGLE LINER Ø28 SMALL, FX HXLPE ACETABULAR CUP 0° WITHOUT ANGLE LINER Ø28 MEDIUM, FX HXLPE ACETABULAR CUP 0° WITHOUT ANGLE LINER Ø32 MEDIUM, FX HXLPE ACETABULAR CUP 0° WITHOUT ANGLE LINER Ø28 LARGE, FX HXLPE ACETABULAR CUP 0° WITHOUT ANGLE LINER Ø32 LARGE, FX HXLPE ACETABULAR CUP 0° WITHOUT ANGLE LINER Ø36 LARGE, FX ACETABULAR SCREW Ø6.5X20mm, FX ACETABULAR SCREW Ø6.5X25mm, FX ACETABULAR SCREW Ø6.5X30mm, FX ACETABULAR SCREW Ø6.5X35mm, FX ACETABULAR SCREW Ø6.5X40mm, FX ACETABULAR SCREW Ø6.5X45mm, FX ACETABULAR SCREW Ø6.5X50mm, FX ACETABULAR SCREW Ø6.5X55mm, FX ACETABULAR SCREW Ø6.5X60mm, FX MODULAR FEMORAL STEM Ø13X87 MM , FX MODULAR FEMORAL STEM Ø14X96 MM , FX MODULAR FEMORAL STEM Ø15X100 MM , FX MODULAR FEMORAL STEM Ø16X100 MM , FX MODULAR FEMORAL STEM Ø17X100 MM , FX MODULAR FEMORAL STEM Ø18X100 MM , FX MODULAR FEMORAL STEM Ø19X100 MM , FX MODULAR FEMORAL STEM Ø20X100 MM , FX MODULAR FEMORAL STEM Ø21X100 MM , FX MODULAR FEMORAL STEM Ø22X100 MM , FX MODULAR FEMORAL STEM Ø23X100 MM , FX MODULAR FEMORAL STEM Ø24X100 MM , FX MODULAR FEMORAL STEM Ø25X100 MM , FX ROUND SECTION CEMENTLESS FEMORAL STEM DUAL COATED (Tİ+HA) F1, FX ROUND SECTION CEMENTLESS FEMORAL STEM DUAL COATED (Tİ+HA) F2, FX ROUND SECTION CEMENTLESS FEMORAL STEM DUAL COATED (Tİ+HA) F3, FX ROUND SECTION CEMENTLESS FEMORAL STEM DUAL COATED (Tİ+HA) F4, FX ROUND SECTION CEMENTLESS FEMORAL STEM DUAL COATED (Tİ+HA) F5, FX ROUND SECTION CEMENTLESS FEMORAL STEM DUAL COATED (Tİ+HA) F6, FX ROUND SECTION CEMENTLESS FEMORAL STEM DUAL COATED (Tİ+HA) F7, FX ROUND SECTION CEMENTLESS FEMORAL STEM DUAL COATED (Tİ+HA) F8, FX ROUND SECTION CEMENTLESS FEMORAL STEM DUAL COATED (Tİ+HA) F9, FX ROUND SECTION CEMENTLESS FEMORAL STEM DUAL COATED (Tİ+HA) F10, FX ROUND SECTION CEMENTLESS FEMORAL STEM HA COATED F1, FX ROUND SECTION CEMENTLESS FEMORAL STEM HA COATED F2, FX ROUND SECTION CEMENTLESS FEMORAL STEM HA COATED F3, FX ROUND SECTION CEMENTLESS FEMORAL STEM HA COATED F4, FX ROUND SECTION CEMENTLESS FEMORAL STEM HA COATED F5, FX ROUND SECTION CEMENTLESS FEMORAL STEM HA COATED F6, FX ROUND SECTION CEMENTLESS FEMORAL STEM HA COATED F7, FX ROUND SECTION CEMENTLESS FEMORAL STEM HA COATED F8, FX ROUND SECTION CEMENTLESS FEMORAL STEM HA COATED F9, FX ROUND SECTION CEMENTLESS FEMORAL STEM HA COATED F10, FX SQUARE SECTION CEMENTLESS HA COATED FEMORAL STEM F1, FX SQUARE SECTION CEMENTLESS HA COATED FEMORAL STEM F2, FX SQUARE SECTION CEMENTLESS HA COATED FEMORAL STEM F3, FX SQUARE SECTION CEMENTLESS HA COATED FEMORAL STEM F4, FX SQUARE SECTION CEMENTLESS HA COATED FEMORAL STEM F5, FX SQUARE SECTION CEMENTLESS HA COATED FEMORAL STEM F6, FX SQUARE SECTION CEMENTLESS HA COATED FEMORAL STEM F7, FX SQUARE SECTION CEMENTLESS HA COATED FEMORAL STEM F8, FX SQUARE SECTION CEMENTLESS HA COATED FEMORAL STEM F9, FX SQUARE SECTION CEMENTLESS HA COATED FEMORAL STEM F10, FX SQUARE SECTION CEMENTLESS HA COATED FEMORAL STEM F11, FX SQUARE SECTION CEMENTLESS HA COATED FEMORAL STEM F12, FX MODULAR FEMORAL STEM BODY WITH COLLAR, CaP Coated , L= 35, 126° CCD, FX MODULAR FEMORAL STEM BODY WITH COLLAR, CaP Coated , L= 35, 135° CCD, FX MODULAR FEMORAL STEM BODY WITHOUT COLLAR, CaP coated, L= 35mm, 126° CCD, FX MODULAR FEMORAL STEM BODY WITHOUT COLLAR, CaP coated, L= 35mm, 135° CCD, FX MODULAR FEMORAL STEM BODY WITH COLLAR, ti porous COATED, L= 35, 126° CCD, FX MODULAR FEMORAL STEM BODY WITH COLLAR, ti porous COATED, L= 35, 135° CCD, FX MODULAR FEMORAL STEM BODY WITHOUT COLLAR, ti porous COATED, L= 35mm, 126° CCD, FX MODULAR FEMORAL STEM BODY WITHOUT COLLAR, ti porous COATED, L= 35mm, 135° CCD, FX MODULAR FEMORAL STEM, CaP COATED, cementless, U=160 MM, XS0, FX MODULAR FEMORAL STEM, CaP COATED, cementless, U=160 MM, XS1, FX MODULAR FEMORAL STEM, CaP COATED, cementless, U=160 MM, XS2, FX MODULAR FEMORAL STEM, CaP COATED, cementless, U=160 MM, XS3, FX MODULAR FEMORAL STEM, CaP COATED, cementless, U=160 MM, XS4, FX MODULAR FEMORAL STEM, CaP COATED, cementless, U=160 MM, XS5, FX MODULAR FEMORAL STEM, CaP COATED, cementless, U=160 MM, XS6, FX MODULAR FEMORAL STEM, CaP COATED, cementless, U=180 MM, S0, FX MODULAR FEMORAL STEM, CaP COATED, cementless, U=180 MM, S1 | ATLAS MEDIKAL | 2024-07-11T00:00:00.000+02:00 | EFRAHİM ÇEKİÇ FX ORTOPEDİ VE PROTEZ SAĞLIK GEREÇLERİ SANAYİ VE TİCARET Ege Serbest Bölgesi Zafer SB Mah. Mümtaz Sk. No:14/A Gaziemir İZMİR- TURKEY | FH05.10.2000S2, FH05.10.2000S3, FH05.10.2000S4, FH05.10.2000S5, FH05.10.2000S6, FH05.10.2000M0, FH05.10.2000M1, FH05.10.2000M2, FH05.10.2000M3, FH05.10.2000M4, FH05.10.2000M5, FH05.10.2000M6, FH05.10.100XS0, FH05.10.100XS1, FH05.10.100XS2, FH05.10.100XS3, FH05.10.100XS4, FH05.10.100XS5, FH05.10.100XS6, FH06.05.26100, FH06.06.162341, FH06.06.163144, FH06.06.192842, FH06.06.193648, FH06.06.232842, FH06.06.233648, FH06.07.162741, FH06.07.163644, FH06.07.193242, FH06.07.194148, FH06.07.233242, FH06.07.234148, FH30.16.325052, FH30.16.285456, FH30.16.285052, FH30.16.284648, FH30.16.284244, FH30.16.365862, FH30.16.365456, FH05.10.1000S0, FH05.10.1000S1, FH05.10.1000S2, FH05.10.1000S3, FH05.10.1000S4, FH05.10.1000S5, FH05.10.1000S6, FH05.10.1000M0, FH05.10.1000M1, FH05.10.1000M2, FH05.10.1000M3, FH05.10.1000M4, FH05.10.1000M5, FH05.10.1000M6, FH06.02.1065126, FH06.02.1065135, FH06.02.1035126, FH06.02.1035135, FH20.02.024002, FH20.02.024003, FH20.02.028002, FH20.02.028003, FH20.02.028004, FH20.02.028005, FH20.02.032002, FH20.02.032003, FH20.02.032004, FH20.02.032005, FH20.02.036002, FH20.02.036003, FH20.02.036004, FH20.02.036005, FH21.01.024039, FH21.01.024040, FH21.01.024041, FH21.01.024042, FH21.01.024043, FH21.01.028044, FH21.01.028045, FH21.01.028046, FH21.01.028047, FH21.01.028048, FH21.01.028049, FH21.01.028050, FH21.01.028051, FH21.01.028052, FH21.01.028053, FH21.01.028054, FH21.01.028055, FH21.01.028056, FH21.01.028057, FH21.01.028058, FH21.01.028059, FH21.01.028060, FH21.01.028061, FH21.01.028062, FH21.01.028063, FH21.01.028064, FH21.01.028065, FH21.01.032049, FH21.01.032050, FH21.01.032051, FH21.01.032052, FH21.01.032053, FH21.01.032054, FH21.01.032055, FH21.01.032056, FH21.01.032057, FH21.01.032058, FH21.01.032059, FH21.01.032060, FH21.01.032061, FH21.01.032062, FH21.01.032063, FH21.01.032064, FH21.01.032065, FH30.01.4S0044, FH30.01.4S0046, FH30.01.4S0048, FH30.01.4M0050, FH30.01.4M0052, FH30.01.4L0050, FH30.01.4L0052, FH30.01.4L0054, FH30.01.4L0056, FH30.01.4L0058, FH30.01.4L0060, FH30.01.4L0062, FH30.01.4L0064, FH30.01.4L0066, FH30.02.4L0044, FH30.02.4L0046, FH30.02.4L0048, FH30.02.4L0050, FH30.02.4L0052, FH30.02.4L0054, FH30.02.4L0056, FH30.02.4L0058, FH30.02.4L0060, FH30.02.4L0062, FH30.10.028001, FH30.10.028002, FH30.10.028003, FH30.15.328001, FH30.15.328002, FH30.15.332002, FH30.15.328003, FH30.15.332003, FH30.15.336003, FH35.01.065020, FH35.01.065025, FH35.01.065030, FH35.01.065035, FH35.01.065040, FH35.01.065045, FH35.01.065050, FH35.01.065055, FH35.01.065060, FH06.05.130087, FH06.05.140096, FH06.05.150100, FH06.05.160100, FH06.05.170100, FH06.05.180100, FH06.05.190100, FH06.05.200100, FH06.05.210100, FH06.05.22100, FH06.05.23100, FH06.05.24100, FH06.05.25100, FH03.01.400001, FH03.01.400002, FH03.01.400003, FH03.01.400004, FH03.01.400005, FH03.01.400006, FH03.01.400007, FH03.01.400008, FH03.01.400009, FH03.01.400010, FH03.01.200001, FH03.01.200002, FH03.01.200003, FH03.01.200004, FH03.01.200005, FH03.01.200006, FH03.01.200007, FH03.01.200008, FH03.01.200009, FH03.01.200010, FH02.01.200001, FH02.01.200002, FH02.01.200003, FH02.01.200004, FH02.01.200005, FH02.01.200006, FH02.01.200007, FH02.01.200008, FH02.01.200009, FH02.01.200010, FH02.01.200011, FH02.01.200012, FH05.02.200126, FH05.02.200135, FH05.01.200126, FH05.01.200135, FH05.02.100126, FH05.02.100135, FH05.01.100126, FH05.01.100135, FH05.10.200XS0, FH05.10.200XS1, FH05.10.200XS2, FH05.10.200XS3, FH05.10.200XS4, FH05.10.200XS5, FH05.10.200XS6, FH05.10.2000S0, FH05.10.2000S1 | Klasa III | PROTEZA PRIMARE I KOPIT | Pajisje te implantueshme jo aktive
16895 | FX BALOON CATHETER 10MM, FX BALOON CATHETER 15MM, FX BALOON CATHETER 20MM, FX BALOON EXPANDER, FX BONE NARROW NEEDLE, FX GUIDE WIRE, FX CANNULA, FX BONE DRILL, FX BONE CEMENT FILLER, FX METAL EXPANDER | ATLAS MEDIKAL | 2024-07-11T00:00:00.000+02:00 | EFRAHİM ÇEKİÇ FX ORTOPEDİ VE PROTEZ SAĞLIK GEREÇLERİ SANAYİ VE TİCARET Ege Serbest Bölgesi Zafer SB Mah. Mümtaz Sk. No:14/A Gaziemir İZMİR- TURKEY | N01.01.000010, N01.01.000015, N01.01.000020, N01.02.000001, N01.02.000002, N01.02.000003, N01.02.000004, N01.02.000020, N01.02.000021, N01.03.000001 | Klasa II | SISTEMI I KIFOPLASTISË DHE VERTEBROPLASTISË | Pajisje nje perdorimeshe
16896 | Devices for infusion,set placement catheter ombilical catheter plaatsingsset, Devices for infusion,Neonatologie sets zh, Devices for infusion,Umbilical catheter placement kit, Devices for infusion,set de pose de KTVO, Devices for infusion,Vyset pose de KTC neonat CHU Rouen, Devices for infusion,set arterial pour HUG, Devices for infusion,BCU Umbilical line insertion pack, Devices for infusion,Vyset de pose KT ombilical, Devices for infusion,Vyset de pose de catheter ombilical, Devices for infusion,Neonatale umbilicale plaatsingsset, Devices for infusion,Vyset pour KTVO avec bionector, Devices for infusion,Set de pose de catheter picc/OMB, Devices for infusion,Set de pose pour catheter ombilical, Devices for infusion,Neonatal umbilical placement kit N 003, Devices for infusion,Imperial umbilical pack, Devices for infusion,Set de desinfection pour la pose de catheters centraux en neonatologie, Devices for infusion,Hull royal consolidated line pack, Devices for infusion,Royal bolton umbilical pack, Devices for infusion,Vyset de pose de catheter ombilical N002, Devices for infusion,Set de pose, Devices for infusion,placement pack, Devices for infusion,Placement pack neonat - child Vyset V0277060, Devices for infusion,placement pack neonate child vyset V02770607, Devices for infusion, Plaatsingsset neonat child vyset | GREEMED | 2024-07-10T00:00:00.000+02:00 | Vygon 5 rue Adeline 95440 Ecouen France | 80199.1593, 80199.1618, 80199.956, 80199.695, 80199.966, V02770504 , V02770506, V02770521, V02770528, V02770530, V02770532, V02770538 , V02770542, V02770551, V02770554, V02770557 , V02770559, V02770560 , V0277056 I , V02770563 , 4E02770502, 4E02770503, 4E02770506, | Klasa IIa | Set umbilikal | Tjeter
| V02770613, Devices for infusion,Plaatsingets vyset V02770618, Devices for infusion,Vyset pose de KT VO, Devices for infusion,Heart of England umbilical pack |  |  |  | 4E02770515 , 4E02770531 , 4E02770540, 80199.1264, 80199.1521
16897 | Percept™ PC BrainSense™ | O.E.S DISTRIMED | 2024-07-04T00:00:00.000+02:00 | Medtronic, Inc. 710 Medtronic Parkway Minneapolis MN 55432 USA | B35200 | Klasa III | Neurostimulator I implantueshem per terapine e stimulimit të thellë të trurit | Pajisje te implantueshme aktive
16898 | Ligating Clips & Appliers/Titanium V-shaped clips, Ligating Clips & Appliers/Titanium Wel-Lok (chevron-shaped) Clips, Ligating Clips & Appliers/Polymers clips, Ligating Clips & Appliers/Automatic endoscopic ti appllers | BIOMETRIC ALBANIA | 2024-07-04T00:00:00.000+02:00 | Welfare Medical Ltd. - Adresa: Pure Offices, Tachbrook Park, Warwick, CV34 6WE. UK | WM100, WM200, WM300, WM400, WML-520, WML-201, WML-202, WML-200, WML-320, WML-420, WML-20124, WML-20024, WM-PC230, WM-PC240, WM-PC250, WM-CA500 | Klasa IIb | Klipe titaniumi, Klipe polimeri, Aplikatore | Produkte per institucione te kujdesit shendetesor
16899 | Supraflex Cruz (Sirolimus Eluting Stent System) | O.E.S DISTRIMED | 2024-07-09T00:00:00.000+02:00 | Sahajanand Medical Technologies Plot No.33, 34, 35, 52, 53, 54, Surat Special Economic Zone, Sachin, Surat-394230 Gujarat, INDIA "Sahajanand Estate", Wakhariawadi, Near Dabholi Char Rasta, Ved Road, Surat- 395004, Gujarat, INDIA Limited | FGTZ225044, FGTZ250020, FGTZ250040, FGTZ275016, FGTZ275036, FGTZ300012, FGTZ300032, FGTZ350008, FGTZ350028, FGTZ350048, FGTZ400024, FGTZ400044, FGTZ450020, FGTZ450040, FGTZ200012, FGTZ200032, FGTZ225008, FGTZ225028, FGTZ225048, FGTZ250024, FGTZ250044, FGTZ275020, FGTZ275040, FGTZ300016, FGTZ300036, FGTZ350012, FGTZ350032, FGTZ400008, FGTZ400028, FGTZ400048, FGTZ450024, FGTZ450044, FGTZ200016, FGTZ200036, FGTZ225012, FGTZ225032, FGTZ250008, FGTZ250028, FGTZ250048, FGTZ275024, FGTZ275044, FGTZ300020, FGTZ300040, FGTZ350016, FGTZ350036, FGTZ400012, FGTZ400032, FGTZ450008, FGTZ450028, FGTZ450048, FGTZ200020, FGTZ200040, FGTZ225016, FGTZ225036, FGTZ250012, FGTZ250032, FGTZ275008, FGTZ275028, FGTZ275048, FGTZ300024, FGTZ300044, FGTZ350020, FGTZ350040, FGTZ400016, FGTZ400036, FGTZ450012, FGTZ450032, FGTZ200024, FGTZ200044, FGTZ225020, FGTZ225040, FGTZ250016, FGTZ250036, FGTZ275012, FGTZ275032, FGTZ300008, FGTZ300028, FGTZ300048, FGTZ350024, FGTZ350044, FGTZ400020, FGTZ400040, FGTZ450016, FGTZ450036, FGTZ200008, FGTZ200028, FGTZ200048, FGTZ225024 | Klasa III | Sistem Stentash Koronare te Implantueshme te Veshura me Sirolimus , perdorim ne kardiologji-hemodinamike | Pajisje te implantueshme jo aktive
16900 | IPS e.max ZirCAD MT BL 98.5-14/1, IPS e.max ZirCAD MT A1 98.5-14/1, IPS e.max ZirCAD MT A2 98.5-14/1, IPS e.max ZirCAD MT A3 98.5-14/1, IPS e.max ZirCAD MT B1 98.5-14/1, IPS e.max ZirCAD MT B2 98.5-14/1, IPS e.max ZirCAD MT C2 98.5-14/1, IPS e.max ZirCAD MT D2 98.5-14/1, IPS e.max ZirCAD MT BL 98.5-18/1, IPS e.max ZirCAD MT A1 98.5-18/1, IPS e.max ZirCAD MT A2 98.5-18/1, IPS e.max ZirCAD MT A3 98.5-18/1, IPS e.max ZirCAD MT B1 98.5-18/1, IPS e.max ZirCAD MT B2 98.5-18/1, IPS e.max ZirCAD MT C2 98.5-18/1, IPS e.max ZirCAD MT D2 98.5-18/1, IPS e.max ZirCAD MT Multi BL1 98.5-16/1, IPS e.max ZirCAD MT Multi A1 98.5-16/1, IPS e.max ZirCAD MT Multi A2 98.5-16/1, IPS e.max ZirCAD MT Multi A3 98.5-16/1, IPS e.max ZirCAD MT Multi B1 98.5-16/1, IPS e.max ZirCAD MT Multi B2 98.5-16/1, IPS e.max ZirCAD MT Multi C2 98.5-16/1, IPS e.max ZirCAD MT Multi D2 98.5-16/1, IPS e.max ZirCAD MT Multi BL1 98.5-20/1, IPS e.max ZirCAD MT Multi A1 98.5-20/1, IPS e.max ZirCAD MT Multi A2 98.5-20/1, IPS e.max ZirCAD MT Multi A3 98.5-20/1, IPS e.max ZirCAD MT Multi B1 98.5-20/1, IPS e.max ZirCAD MT Multi B2 98.5-20/1, IPS e.max ZirCAD MT Multi C2 98.5-20/1, IPS e.max ZirCAD MT Multi D2 98.5-20/1, IPS e.max ZirCAD MT Col. Liq. A1 60ml, IPS e.max ZirCAD MT Col. Liq. A2 60ml, IPS e.max ZirCAD MT Col. Liq. A3 60ml, IPS e.max ZirCAD MT Col. Liq. A3.5 60ml, IPS e.max ZirCAD MT Col. Liq. A4 60ml, IPS e.max ZirCAD MT Col. Liq. B1 60ml, IPS e.max ZirCAD MT Col. Liq. B2 60ml, IPS e.max ZirCAD MT Col. Liq. B3 60ml, IPS e.max ZirCAD MT Col. Liq. B4 60ml, IPS e.max ZirCAD MT Col. Liq. C1 60ml, IPS e.max ZirCAD MT Col. Liq. C2 60ml, IPS e.max ZirCAD MT Col. Liq. C3 60ml, IPS e.max ZirCAD MT Col. Liq. C4 60ml, IPS e.max ZirCAD MT Col. Liq. D2 60ml, IPS e.max ZirCAD MT Col. Liq. D3 60ml, IPS e.max ZirCAD MT Col. Liq. D4 60ml, IPS e.max ZirCAD MT Col. Liq. blue 15ml, IPS e.max ZirCAD MT Col. Liq. grey 15ml, IPS e.max ZirCAD MT Col. Liq.orange 15ml, IPS e.max ZirCAD MT Col. Liq. brown 15ml, IPS e.max ZirCAD CER/in.MT Mul.BL1 C17/5, IPS e.max ZirCAD CER/in.MT Mul. A1 C17/5, IPS e.max ZirCAD CER/in.MT Mul. A2 C17/5, IPS e.max ZirCAD CER/in.MT Mul. A3 C17/5, IPS e.max ZirCAD CER/in.MT Mul. B1 C17/5, IPS e.max ZirCAD CER/in.MT Mul. B2 C17/5, IPS e.max ZirCAD CER/in.MT Mul. C2 C17/5, IPS e.max ZirCAD CER/in.MT Mul. D2 C17/5, IPS e.max ZirCAD CER/in.MT Mul.BL1 B45/3, IPS e.max ZirCAD CER/in.MT Mul. A1 B45/3, IPS e.max ZirCAD CER/in.MT Mul. A2 B45/3, IPS e.max ZirCAD CER/in.MT Mul. A3 B45/3, IPS e.max ZirCAD CER/in.MT Mul. B1 B45/3, IPS e.max ZirCAD CER/in.MT Mul. B2 B45/3, IPS e.max ZirCAD CER/in.MT Mul. C2 B45/3, IPS e.max ZirCAD CER/in.MT Mul. D2 B45/3, IPS e.max ZirCAD PlanM. MT Mul.BL1 C17/5, IPS e.max ZirCAD PlanM. MT Mul. A1 C17/5, IPS e.max ZirCAD PlanM. MT Mul. A2 C17/5, IPS e.max ZirCAD PlanM. MT Mul. A3 C17/5, IPS e.max ZirCAD PlanM. MT Mul. B1 C17/5, IPS e.max ZirCAD PlanM. MT Mul. B2 C17/5, IPS e.max ZirCAD PlanM. MT Mul. C2 C17/5, IPS e.max ZirCAD PlanM. MT Mul. D2 C17/5, IPS e.max ZirCAD PlanM. MT Mul.BL1 B45/3, IPS e.max ZirCAD PlanM. MT Mul. A1 B45/3, IPS e.max ZirCAD PlanM. MT Mul. A2 B45/3, IPS e.max ZirCAD PlanM. MT Mul. A3 B45/3, IPS e.max ZirCAD PlanM. MT Mul. B1 B45/3, IPS e.max ZirCAD PlanM. MT Mul. B2 B45/3, IPS e.max ZirCAD PlanM. MT Mul. C2 B45/3, IPS e.max ZirCAD PlanM. MT Mul. D2 B45/3, IPS e.max ZirCAD MT Multi BL3 98.5-16/1, IPS e.max ZirCAD MT Multi A3.5 98.5-16/1, IPS e.max ZirCAD MT Multi C1 98.5-16/1, IPS e.max ZirCAD MT Multi C3 98.5-16/1, IPS e.max ZirCAD MT Multi D3 98.5-16/1, IPS e.max ZirCAD MT Multi BL3 98.5-20/1, IPS e.max ZirCAD MT Multi A3.5 98.5-20/1, IPS e.max ZirCAD MT Multi C1 98.5-20/1, IPS e.max ZirCAD MT Multi C3 98.5-20/1, IPS e.max ZirCAD MT Multi D3 98.5-20/1, IPS e.max ZirCAD CER/in.MT Mul. A2 C17/1, IPS e.max ZirCAD Prime Est BL1 98.5-14/1, IPS e.max ZirCAD Prime Est BL2 98.5-14/1, IPS e.max ZirCAD Prime Est BL3 98.5-14/1, IPS e.max ZirCAD Prime Est BL4 98.5-14/1, IPS e.max ZirCAD Prime Est A1 98.5-14/1, IPS e.max ZirCAD Prime Est A2 98.5-14/1, IPS e.max ZirCAD Prime Est A3 98.5-14/1, IPS e.max ZirCAD Prime Est A35 98.5-14/1, IPS e.max ZirCAD Prime Est A4 98.5-14/1, IPS e.max ZirCAD Prime Est B1 98.5-14/1, IPS e.max ZirCAD Prime Est B2 98.5-14/1, IPS e.max ZirCAD Prime Est B3 98.5-14/1, IPS e.max ZirCAD Prime Est B4 98.5-14/1, IPS e.max ZirCAD Prime Est C1 98.5-14/1, IPS e.max ZirCAD Prime Est C2 98.5-14/1, IPS e.max ZirCAD Prime Est C3 98.5-14/1, IPS e.max ZirCAD Prime Est C4 98.5-14/1, IPS e.max ZirCAD Prime Est D2 98.5-14/1, IPS e.max ZirCAD Prime Est D3 98.5-14/1, IPS e.max ZirCAD Prime Est D4 98.5-14/1, IPS e.max ZirCAD Prime Est BL1 98.5-16/1, IPS e.max ZirCAD Prime Est BL2 98.5-16/1, IPS e.max ZirCAD Prime Est BL3 98.5-16/1, IPS e.max ZirCAD Prime Est BL4 98.5-16/1, IPS e.max ZirCAD Prime Est A1 98.5-16/1, IPS e.max ZirCAD Prime Est A2 98.5-16/1, IPS e.max ZirCAD Prime Est A3 98.5-16/1, IPS e.max ZirCAD Prime Est A35 98.5-16/1, IPS e.max ZirCAD Prime Est A4 98.5-16/1, IPS e.max ZirCAD Prime Est B1 98.5-16/1, IPS e.max ZirCAD Prime Est B2 98.5-16/1, IPS e.max ZirCAD Prime Est B3 98.5-16/1, IPS e.max ZirCAD Prime Est B4 98.5-16/1, IPS e.max ZirCAD Prime Est C1 98.5-16/1, IPS e.max ZirCAD Prime Est C2 98.5-16/1, IPS e.max ZirCAD Prime Est C3 98.5-16/1, IPS e.max ZirCAD Prime Est C4 98.5-16/1, IPS e.max ZirCAD Prime Est D2 98.5-16/1, IPS e.max ZirCAD Prime Est D3 98.5-16/1, IPS e.max ZirCAD Prime Est D4 98.5-16/1, IPS e.max ZirCAD Prime Est BL1 98.5-20/1, IPS e.max ZirCAD Prime Est BL2 98.5-20/1, IPS e.max ZirCAD Prime Est BL3 98.5-20/1, IPS e.max ZirCAD Prime Est BL4 98.5-20/1, IPS e.max ZirCAD Prime Est A1 98.5-20/1, IPS e.max ZirCAD Prime Est A2 98.5-20/1, IPS e.max ZirCAD Prime Est A3 98.5-20/1, IPS e.max ZirCAD Prime Est A35 98.5-20/1, IPS e.max ZirCAD Prime Est A4 98.5-20/1, IPS e.max ZirCAD Prime Est B1 98.5-20/1, IPS e.max ZirCAD Prime Est B2 98.5-20/1, IPS e.max ZirCAD Prime Est B3 98.5-20/1, IPS e.max ZirCAD Prime Est B4 98.5-20/1, IPS e.max ZirCAD Prime Est C1 98.5-20/1, IPS e.max ZirCAD Prime Est C2 98.5-20/1, IPS e.max ZirCAD Prime Est C3 98.5-20/1, IPS e.max ZirCAD Prime Est C4 98.5-20/1, IPS e.max ZirCAD Prime Est D2 98.5-20/1, IPS e.max ZirCAD Prime Est D3 98.5-20/1, IPS e.max ZirCAD Prime Est D4 98.5-20/1 | FUTURA-DENT | 2024-07-08T00:00:00.000+02:00 | IVOCLAR VIVADENT AG ,BENDERERSTRASSE 2 9494 SCHAAN LIECHTENSTEIN | 686860, 686861, 686862, 686863, 686864, 686865, 686866, 686867, 686868, 686869, 686870, 686871, 686872, 686873, 686874, 686875, 686876, 686877, 686878, 686879, 686880, 686881, 686882, 686883, 686884, 686885, 686886, 686887, 686888, 686889, 686890, 686891, 686930, 686931, 686932, 686933, 686934, 686935, 686936, 686937, 686938, 686939, 686940, 686941, 686942, 686943, 686944, 686945, 686946, 686948, 686949, 686950, 694517, 694521, 694522, 694523, 694526, 694527, 694531, 694534, 694537, 694541, 694542, 694543, 694546, 694547, 694551, 694554, 694597, 694601, 694602, 694603, 694606, 694607, 694611, 694614, 694617, 694621, 694622, 694623, 694626, 694627, 694631, 694634, 696424, 696426, 696430, 696431, 696433, 696436, 696438, 696442, 696443, 696445, 702929, 752084, 752085, 752096, 752097, 752098, 752099, 752100, 752101, 752102, 752103, 752104, 752105, 752106, 752107, 752108, 752109, 752110, 752111, 752112, 752113, 752114, 752115, 752116, 752117, 752118, 752119, 752120, 752121, 752122, 752123, 752124, 752125, 752126, 752127, 752128, 752129, 752130, 752131, 752132, 752133, 752134, 752135, 752136, 752137, 752138, 752139, 752140, 752141, 752142, 752143, 752144, 752145, 752146, 752147, 752148, 752149, 752150, 752151, 752152, 752153 | Klasa IIa | PLLAKA ZIRKONI PER CAD/CAM | Pajisje dentare
16901 | Passing Pin Ø 2,4 x 430 mm, spade tip, w/Open | Orto-Implant | 2024-07-10T00:00:00.000+02:00 | Doratek Medikal Elektrik Makina Imalatı Turizm İns. San. ve Tic. Ltd. Sti. Agac Metal Koop. 1436. Sok. No:6 İvedik OSB. Yenimahalle/Ankara Türkiye | PSPN-0104, PSPN-3230, PSPN-3231, ABBK-0000, ALLK-0000, NIGT-0008, NIGT-0010, NIGT-0011, NIGT-0014, NIGT-0016, NIGT-0018, NITL-0001, NITL-0002, STLP-0000, STLP-0045, STLP-0125, STLP-0225, STLP-0145, STLP-0245, STLP-0090, MZPK-0004, MZPK-0005, MZPK-0006, MZPK-0007, MZPK-0008, MZPK-0009, MZPK-0010, SRKL-5575, SRKL-5590, SRKL-5110, SRKL-7575, SRKL-7590, SRKL-7110, SRKL-8575, SRKL-8590, SRKL-8110, SRKL-1075, SRKL-1090, SRKL-0110, BSRKL-7575, FKSU-0011, FKSU-0010, FKSU-0020, FKSU-0021, FKSU-0030, FKSU-0031, UFKS-0011, UFKS-0010, UFKS-0020, UFKS-0021, UFKS-0030, UFKS-0031, AKSU-0011, AKSU-0010, AKSU-0020, AKSU-0021, AKSU-0030, AKSU-0031, UAKS-0011, UAKS-0010, UAKS-0020, UAKS-0021, UAKS-0030, UAKS-0031, OBKK-0001, OBKU-0001, OBOR-0001, OBOU-0001, OBBU-0001, OBBU-0002, RBKK-0001, RBKU-0001, RBOR-0001, RBOU-0001, RBBU-0001, RBBU-0002, KBKK-0001, KBKU-0001, KBOR-0001, KBOU-0001, KBBU-0001, KBBU-0002, AFKSU-0011, AFKSU-0010, AFKSU-0020, AFKSU-0021, AFKSU-0030, AFKSU-0031, AUFKS-0011, AUFKS-0010, AUFKS-0020, AUFKS-0021, AUFKS-0030, AUFKS-0031, AAKSU-0011, AAKSU-0010, AAKSU-0020, AAKSU-0021, AAKSU-0030, AAKSU-0031, AUAKS-0011, AUAKS-0010, AUAKS-0020, AUAKS-0021, AUAKS-0030, AUAKS-0031, AOBKK-0001, AOBKU-0001, AOBOR-0001, AOBOU-0001, AOBBU-0001, AOBBU-0002, ARBKK-0001, ARBKU-0001, ARBOR-0001, ARBOU-0001, ARBBU-0001, ARBBU-0002, AKBKK-0001, AKBKU-0001, AKBOR-0001, AKBOU-0001, AKBBU-0001, AKBBU-0002, NA, SGNI-0000, ASGNI-0000, BSGNI-0000, MKNP-0000, PSPN-2215, PSPN-2430, PSPN-0001, PSPN-0002, PSPN-0003, PSPN-0004, PSPN-0101, PSPN-0102, PSPN-0103 | Klasa IIa | Arthroscopy Auxilary Products, janë pajisje ndihmëse, të destinuara për fiksim të frakturave ortopedike për të siguruar stabilizim të dejtpërdrejt ndëfragmentar të kockës. | Pajisje te implantueshme aktive
eyelet, Passing Pin Ø 3,2 x 300 mm, diamond tip,
w/eyelet, Passing Pin Ø 3,2 x 300 mm, Spade tip, w/eyelet, ALEXANDER BANKART BONE BLOCK KIT, ALEXANDER LATERJET KIT, Nitinol Guide Wire 0,8 mm x 350 mm, Nitinol Guide Wire 1,0 mm x 350 mm, Nitinol Guide Wire 1,1 mm x 350 mm, Nitinol Guide Wire 1,4 mm x 350 mm, Nitinol Guide Wire 1,6 mm x 350 mm, Nitinol Guide Wire 1,8 mm x 350 mm, Nitinol Loop Wire, Nitinol Loop Wire Without Tip, Suture Shuttle – Straight, Suture Shuttle - Up 45 °, Suture Shuttle - 25 °, Right, Suture Shuttle - 25 °, Left, Suture Shuttle - 45 °, Right, Suture Shuttle - 45 °, Left, Suture Shuttle - 90 °, Mosaic Plasty System Donor- Recipient 4 mm, Mosaic Plasty System Donor- Recipient 5 mm, Mosaic Plasty System Donor- Recipient 6 mm, Mosaic Plasty System Donor- Recipient 7 mm, Mosaic Plasty System Donor- Recipient 8 mm, Mosaic Plasty System Donor- Recipient 9 mm, Mosaic Plasty System Donor- Recipient 10 mm, Transparent Rigid Cannula 5,5 x 75 mm, Transparent Rigid Cannula 5,5 x 90 mm, Transparent Rigid Cannula 5,5 x 110 mm, Transparent Rigid Cannula 7,5 x 75 mm, Transparent Rigid Cannula 7,5 x 90 mm, Transparent Rigid Cannula 7,5 x 110 mm, Transparent Rigid Cannula 8,5 x 75 mm, Transparent Rigid Cannula 8,5 x 90 mm, Transparent Rigid Cannula 8,5 x 110 mm, Transparent Rigid Cannula 10 x 75 mm, Transparent Rigid Cannula 10 x 90 mm, Transparent Rigid Cannula 10 x 110 mm, Transparent Rigid Cannula 8,0x35 mm, Full Shaver Blade SMALL- Short, Full Shaver Blade SMALL, Full Shaver Blade MEDIUM, Full Shaver Blade MEDIUM- Long, Full Shaver Blade LARGE, Full Shaver Blade LARGE-Long, Ultra Full Shaver Blade SMALL- Short, Ultra Full Shaver Blade SMALL, Ultra Full Shaver Blade MEDIUM- Long, Ultra Full Shaver Blade LARGE, Agressive Shaver Blade SMALL- Short, Agressive Shaver Blade SMALL, Agressive Shaver Blade MEDIUM, Agressive Shaver Blade MEDIUM- Long, Ultra Agressive Shaver Blade SMALL- Short, Ultra Agressive Shaver Blade SMALL, Ultra Agressive Shaver Blade LARGE-Long, Oval Burr- MEDIUM, Oval Burr MEDIUM- Long, Round Burr- SMALL - Short, Round Burr- SMALL, Round Burr-LARGE, Round Burr LARGE - Long, Conic Burr- SMALL, Conic Burr MEDIUM- Long, Ultra Full Shaver Blade MEDIUM, Ultra Full Shaver Blade LARGE-Long, Agressive Shaver Blade LARGE, Agressive Shaver Blade LARGE-Long, Ultra Agressive Shaver Blade MEDIUM, Ultra Agressive Shaver Blade MEDIUM- Long, Ultra Agressive Shaver Blade LARGE, Oval Burr- SMALL - Short, Oval Burr- SMALL, Oval Burr-LARGE, Oval Burr LARGE - Long, Round Burr- MEDIUM, Round Burr MEDIUM- Long, Conic Burr- SMALL - Short, Conic Burr- MEDIUM, Conic Burr-LARGE, Conic Burr LARGE - Long, Arthroscopy Auxilary Products, Suture Passer Nitinol Needle, MicroFracture Nitinol Pin, Passing Pin Ø 2,2 x 150 mm, diamond tip,
w/eyelet, Passing Pin Ø 2,4 x 300 mm, drill tip, without
eyelet, Passing Pin Ø 2,4 x 430 mm, Trokar tip, w/eyelet, Passing Pin Ø 2,4 x 430 mm, drill tip, w/eyelet, Passing Pin Ø 2,4 x 430 mm, diamond tip,
w/eyelet, Passing Pin Ø 2,4 x 430 mm, spade tip, w/eyelet, Passing Pin Ø 2,4 x 430 mm, Trokar tip, w/Open
eyelet, Passing Pin Ø 2,4 x 430 mm, drill tip, w/Open
eyelet, Passing Pin Ø 2,4 x 430 mm, diamond tip,
w/Open eyelet
16902 | Stretcher SKB037(A) SKB037(8) SKB037(C) SKB038-2 SKB038-4 SKB039-101 SKB039(A) SKB039(8) SKB039(C) SKB039(C1) SKB039(C2) SKB039(C3) R | EUROMED | 2024-07-30T00:00:00.000+02:00 | Jiangsu Saikang Medical Equipment Co., Ltd. •Address: No. 35 Lehong Road, Modern Agriculture Demonstration I Park, Zhangjiagang City, Jiangsu Province, China | Stretcher SKB037(A) SKB037(8) SKB037(C) SKB038-2 SKB038-4 SKB039-101 SKB039(A) SKB039(8) SKB039(C) SKB039(C1) SKB039(C2) SKB039(C3) R | Klasa I | Barrela te cilat perdoren per transportimin e pacientit | Pajisje mobilim spitalor
| SKB039(D) SKB039(E) SKB039(E)-1 SKB039(F) SKB039(G) SKB039(H) SKB039(K) SKB040(A001) SKB040(A002) SKB040(A004) SKB040(A006) SKB040(A) |  |  |  | SKB039(D) SKB039(E) SKB039(E)-1 SKB039(F) SKB039(G) SKB039(H) SKB039(K) SKB040(A001) SKB040(A002) SKB040(A004) SKB040(A006) SKB040(A)
| SKB040(8) SKB040(E) SKB041 SKB041-1 SKB041-2 SKB041-3 SKB041-3S SKB041-6 SKB1A01 SKB1A01-1 SKB1A01-2 SKB1A02 |  |  |  | SKB040(8) SKB040(E) SKB041 SKB041-1 SKB041-2 SKB041-3 SKB041-3S SKB041-6 SKB1A01 SKB1A01-1 SKB1A01-2 SKB1A02
| SKB1A14 SKB1A15 SKB2A01 SKB2A02 SKB2A03 SKB2A04 SKB2A04-1 SKB2A05 SKB2A06 SKB2A07 SKB2A08 SKB2A09 SKB2A09-1 SKB2A10 SKB2A11 SKB2A11-1 SKB2A12 SKB2A13 SKB2A14 SKB3A001 SKB3A001(1) SKB3A002 SKB3A005 SKB3A006 SKB3A101 SKB3A102 SKB3A103 SKB3A104 SKB1801 SKB1B01-1 SKB1B02 SKB1B02-1 SKB1803 SKB1804 SKB2801 SKB2B02 SKB2B03 SKB2804 SKB2B05 SKB2807 SKB1C01 SKB1C01-1 SKB1C02 SKB1C02-1 SKB1C02-2 SKB1C03 SKB1C04 SKB1C05 SKB1C05-1 SKB1C05-2 SKB1C06 SKB1C07 SKB1C08 SKB1G,0 SKB1C09-1 SKB1C10 SKB1C11 SKB1C12 SKB2C01 SKB2C02 SKB2C03 SKB2C04 SKB3C01 SKB3C02 SKB3C03 SKA-1A SKA-2A SKA-3A SKA-4A SKA-18 SKA-28 SKA-38 ~A 1 Iii t ( SKA-48 SKA-1 C SKA-2C SKA-3C SKA-4C SKA-1 SKA-2D SKA-3D SKA-40 SKA-1E SKA-1F SKA-2F SKA-3F SKA-4F SKA-1G SKB-1A SKB-2A SKB-3A ii t!f SKB-4A SKB-SA SKB-6A SKC-281 SKC-282 SKC-283 I SKC-1B1 SKC-182 SKC-3A9 SKC-3B4 SKC-3D4 SKC-3D5 SKC-3E4 SKC-3E5 SKC-3E8 SKC-3E9 SKC-3F5 SKK-A |  |  |  | SKB1A14 SKB1A15 SKB2A01 SKB2A02 SKB2A03 SKB2A04 SKB2A04-1 SKB2A05 SKB2A06 SKB2A07 SKB2A08 SKB2A09 SKB2A09-1 SKB2A10 SKB2A11 SKB2A11-1 SKB2A12 SKB2A13 SKB2A14 SKB3A001 SKB3A001(1) SKB3A002 SKB3A005 SKB3A006 SKB3A101 SKB3A102 SKB3A103 SKB3A104 SKB1801 SKB1B01-1 SKB1B02 SKB1B02-1 SKB1803 SKB1804 SKB2801 SKB2B02 SKB2B03 SKB2804 SKB2B05 SKB2807 SKB1C01 SKB1C01-1 SKB1C02 SKB1C02-1 SKB1C02-2 SKB1C03 SKB1C04 SKB1C05 SKB1C05-1 SKB1C05-2 SKB1C06 SKB1C07 SKB1C08 SKB1G,0 SKB1C09-1 SKB1C10 SKB1C11 SKB1C12 SKB2C01 SKB2C02 SKB2C03 SKB2C04 SKB3C01 SKB3C02 SKB3C03 SKA-1A SKA-2A SKA-3A SKA-4A SKA-18 SKA-28 SKA-38 ~A 1 Iii t ( SKA-48 SKA-1 C SKA-2C SKA-3C SKA-4C SKA-1 SKA-2D SKA-3D SKA-40 SKA-1E SKA-1F SKA-2F SKA-3F SKA-4F SKA-1G SKB-1A SKB-2A SKB-3A ii t!f SKB-4A SKB-SA SKB-6A SKC-281 SKC-282 SKC-283 I SKC-1B1 SKC-182 SKC-3A9 SKC-3B4 SKC-3D4 SKC-3D5 SKC-3E4 SKC-3E5 SKC-3E8 SKC-3E9 SKC-3F5 SKK-A
| SKK-B SKM-A SKM-B SKM-C SKM-D SKM-E SKM-F SKM-G SKU-81 SKU-C1 SKU-C2 SKV-AC |  |  |  | SKK-B SKM-A SKM-B SKM-C SKM-D SKM-E SKM-F SKM-G SKU-81 SKU-C1 SKU-C2 SKV-AC
| SKV-AE SKV-BC SKV-BE SKW-A1 SKW-81 SKW-C1 SKW-A2 SKW-82 SKW-C2 SKX-B1 SKX-82 SKX-B3 SKX-C1 SKX-C2 |  |  |  | SKV-AE SKV-BC SKV-BE SKW-A1 SKW-81 SKW-C1 SKW-A2 SKW-82 SKW-C2 SKX-B1 SKX-82 SKX-B3 SKX-C1 SKX-C2
16903 | Medical Trolley SKR-AB00 SKR-A01 SKR-B00 SKR-J21 SKR054-ET SKR051-ET SKR-CT750-1 SKR-ET625 SKR-AT625-1 SKR004 SKR021-8 SKR002-3 SK-CT75077C2 SKR-CT601 SKH040 SKH006 SKR007 SKR003 SKR-ET085 | EUROMED | 2024-07-30T00:00:00.000+02:00 | Jiangsu Saikang Medical Equipment Co., Ltd. •Address: No. 35 Lehong Road, Modern Agriculture Demonstration I Park, Zhangjiagang City, Jiangsu Province, China | Medical Trolley SKR-AB00 SKR-A01 SKR-B00 SKR-J21 SKR054-ET SKR051-ET SKR-CT750-1 SKR-ET625 SKR-AT625-1 SKR004 SKR021-8 SKR002-3 SK-CT75077C2 SKR-CT601 SKH040 SKH006 SKR007 SKR003 SKR-ET085 | Klasa I | Karrel mjekesor I cili perdoret per mbajtjen e artikujve te mjekimit -barna -pajisje | Pajisje mobilim spitalor
| SKR-CT670 SKH040-1 SKH001 SKH006-5 SKH005 SKH012 SKH021 SKH013 SKH014 SKR-MT670-2 SKR-MT670 SK-MT650 SKH006-1 SK-ET750 SKR-CT600 SKR-CT670-1 SKH027 SKH002 SKH029 SKH019 SKH105 SKR-MT670-1 SKR-1B00 SKR054-AT SKR-MT625 SKR022 SK-ET75077 A SKR-MT606 SKR-AT670 SKR-WC561 SKH003 SKH018 SKH028 SKH048 SKR-CT670-2 SKR-J10 SKR054-MT SKR-CT625-1 SKR001-2 SK-A T75077 A2 SKR-CT232 SKR-ET670 SKH006C SKH004 SKH032 SKH007-1 SKR024 SKR670 |  |  |  | SKR-CT670 SKH040-1 SKH001 SKH006-5 SKH005 SKH012 SKH021 SKH013 SKH014 SKR-MT670-2 SKR-MT670 SK-MT650 SKH006-1 SK-ET750 SKR-CT600 SKR-CT670-1 SKH027 SKH002 SKH029 SKH019 SKH105 SKR-MT670-1 SKR-1B00 SKR054-AT SKR-MT625 SKR022 SK-ET75077 A SKR-MT606 SKR-AT670 SKR-WC561 SKH003 SKH018 SKH028 SKH048 SKR-CT670-2 SKR-J10 SKR054-MT SKR-CT625-1 SKR001-2 SK-A T75077 A2 SKR-CT232 SKR-ET670 SKH006C SKH004 SKH032 SKH007-1 SKR024 SKR671
16904 | FX CERVICAL TITANIUM DISC PROTHESIS(Cp-Ti)13x16x4mm, FX CERVICAL TITANIUM DISC PROTHESIS(Cp-Ti)13x16x5mm, FX CERVICAL TITANIUM DISC PROTHESIS(Cp-Ti)13x16x6mm, FX CERVICAL TITANIUM DISC PROTHESIS(Cp-Ti)13x16x7mm, FX CERVICAL TITANIUM DISC PROTHESIS(Cp-Ti)13x16x8mm, FX CERVICAL TITANIUM DISC PROTHESIS(Cp-Ti)14x17x4mm, FX CERVICAL TITANIUM DISC PROTHESIS(Cp-Ti)14x17x5mm, FX CERVICAL TITANIUM DISC PROTHESIS(Cp-Ti)14x17x6mm, FX CERVICAL TITANIUM DISC PROTHESIS(Cp-Ti)14x17x7mm, FX CERVICAL TITANIUM DISC PROTHESIS(Cp-Ti)14x17x8mm, FX CERVICAL TITANIUM DISC PROTHESIS(Cp-Ti)16x18x4mm, FX CERVICAL TITANIUM DISC PROTHESIS(Cp-Ti)16x18x5mm, FX CERVICAL TITANIUM DISC PROTHESIS(Cp-Ti)16x18x6mm, FX CERVICAL TITANIUM DISC PROTHESIS(Cp-Ti)16x18x7mm, FX CERVICAL TITANIUM DISC PROTHESIS(Cp-Ti)16x18x8mm | ATLAS MEDIKAL | 2024-07-11T00:00:00.000+02:00 | EFRAHİM ÇEKİÇ FX ORTOPEDİ VE PROTEZ SAĞLIK GEREÇLERİ SANAYİ VE TİCARET Ege Serbest Bölgesi Zafer SB Mah. Mümtaz Sk. No:14/A Gaziemir İZMİR- TURKEY | A04.08.131604, A04.08.131605, A04.08.131606, A04.08.131607, A04.08.131608, A04.08.141704, A04.08.141705, A04.08.141706, A04.08.141707, A04.08.141708, A04.08.161804, A04.08.161805, A04.08.161806, A04.08.161807, A04.08.161808 | Klasa IIb | PROTEZAT E DISKUT QYRËSORË | Pajisje te implantueshme jo aktive
16905 | ClosureFast EndoVenous Radio frequency Ablation (RFA) Catheter | O.E.S DISTRIMED | 2024-07-02T00:00:00.000+02:00 | Medtronic, Inc. 710 Medtronic Parkway Minneapolis MN 55432 USA | CF-7-7-60, CF7-7-100, CF7-3-60, CF6-8-60, CF6-8-100 | Klasa IIb | Kateter per koagulimin endovaskular te eneve te gjakut | Pajisje nje perdorimeshe
16906 | Block Ago per Biopsia Osteomidollare con sistema Antilussazione / Needle for bone marrow Biopsy with Anti laxation System VVJTxxyy(xx), Relock Premium Dispositiovo Riposizionabile per localizzacione / Repositionable device for localization WRPxxyy, Compact Ago Ghigliottina Automatico per biopsia tessuti molli / Automatic Guillotine needle for soft tissue biopsy VCTxxyy | EUROMED | 2024-07-01T00:00:00.000+02:00 | VIGEO S.R.L. Registered office:Via Carlo Poma, 19/B - 46034 Bargo Virgilio (MN) -· Italia Operational Headquarters:Via dell'Alpino, 2 - 46031 San Biagio di Bagnolo San Vito (MN) - Italia Via del Bersaqliere, 8 - 46031 San Biaqio di Baqnolo San Vito (MN) - Italia | Block Ago per Biopsia Osteomidollare con sistema Antilussazione / Needle for bone marrow Biopsy with Anti laxation System VVJTxxyy(xx), Relock Premium Dispositiovo Riposizionabile per localizzacione / Repositionable device for localization WRPxxyy, Compact Ago Ghigliottina Automatico per biopsia tessuti molli / Automatic Guillotine needle for soft tissue biopsy VCTxxyy | Klasa IIa | Age dhe kite për biopsine histologjike dhe citologjike te kockës dhe palcës Age per biopsi te palces së kockave me sistem anti luxation VVJTxxyy(xx) , Age dhe sisteme për lokalizimin e nyjeve të gjirit dhe strukturave të tjera Pajisje e ripozicionueshme per lokalizim VVRPxxyy, Age dhe kite për biopsi histologjike dhe citologjike të indeve të buta Age gilotine automatike per biopsi te indeve te buta VCTxxyy | Pajisje nje perdorimeshe
16907 | FX F1 MULTIAXIAL LISTHESIS SCREW 5.0X60, FX F1 MULTIAXIAL LISTHESIS SCREW 5.0X65, FX F1 MULTIAXIAL LISTHESIS SCREW 5.0X70, FX F1 MULTIAXIAL LISTHESIS SCREW 5.0X75, FX F1 MULTIAXIAL LISTHESIS SCREW 5.0X80, FX F1 MULTIAXIAL LISTHESIS SCREW 5.5X20, FX F1 MULTIAXIAL LISTHESIS SCREW 5.5X25, FX F1 MULTIAXIAL LISTHESIS SCREW 5.5X30, FX F1 MULTIAXIAL LISTHESIS SCREW 5.5X35, FX F1 MULTIAXIAL LISTHESIS SCREW 5.5X40, FX F1 MULTIAXIAL LISTHESIS SCREW 5.5X45, FX F1 MULTIAXIAL LISTHESIS SCREW 5.5X50, FX F1 MULTIAXIAL LISTHESIS SCREW 5.5X55, FX F1 MULTIAXIAL LISTHESIS SCREW 5.5X60, FX F1 MULTIAXIAL LISTHESIS SCREW 5.5X65, FX F1 MULTIAXIAL LISTHESIS SCREW 5.5X70, FX F1 MULTIAXIAL LISTHESIS SCREW 5.5X75, FX F1 MULTIAXIAL LISTHESIS SCREW 5.5X80, FX F1 MULTIAXIAL LISTHESIS SCREW 6.0X20, FX F1 MULTIAXIAL LISTHESIS SCREW 6.0X25, FX F1 MULTIAXIAL LISTHESIS SCREW 6.0X30, FX F1 MULTIAXIAL LISTHESIS SCREW 6.0X35, FX F1 MULTIAXIAL LISTHESIS SCREW 6.0X40, FX F1 MULTIAXIAL LISTHESIS SCREW 6.0X45, FX F1 MULTIAXIAL LISTHESIS SCREW 6.0X50, FX F1 MULTIAXIAL LISTHESIS SCREW 6.0X55, FX F1 MULTIAXIAL LISTHESIS SCREW 6.0X60, FX F1 MULTIAXIAL LISTHESIS SCREW 6.0X65, FX F1 MULTIAXIAL LISTHESIS SCREW 6.0X70, FX F1 MULTIAXIAL LISTHESIS SCREW 6.0X75, FX F1 MULTIAXIAL LISTHESIS SCREW 6.0X80, FX F1 MULTIAXIAL LISTHESIS SCREW 6.0X85, FX F1 MULTIAXIAL LISTHESIS SCREW 6.0X90, FX F1 MULTIAXIAL LISTHESIS SCREW 6.5X20, FX F1 MULTIAXIAL LISTHESIS SCREW 6.5X25, FX F1 MULTIAXIAL LISTHESIS SCREW 6.5X30, FX F1 MULTIAXIAL LISTHESIS SCREW 6.5X35, FX F1 MULTIAXIAL LISTHESIS SCREW 6.5X40, FX F1 MULTIAXIAL LISTHESIS SCREW 6.5X45, FX F1 MULTIAXIAL LISTHESIS SCREW 6.5X50, FX F1 MULTIAXIAL LISTHESIS SCREW 6.5X55, FX F1 MULTIAXIAL LISTHESIS SCREW 6.5X60, FX F1 MULTIAXIAL LISTHESIS SCREW 6.5X65, FX F1 MULTIAXIAL LISTHESIS SCREW 6.5X70, FX F1 MULTIAXIAL LISTHESIS SCREW 6.5X75, FX F1 MULTIAXIAL LISTHESIS SCREW 6.5X80, FX F1 MULTIAXIAL LISTHESIS SCREW 6.5X85, FX F1 MULTIAXIAL LISTHESIS SCREW 6.5X90, FX F1 MULTIAXIAL LISTHESIS SCREW 7.0X20, FX F1 MULTIAXIAL LISTHESIS SCREW 7.0X25, FX F1 MULTIAXIAL LISTHESIS SCREW 7.0X30, FX F1 MULTIAXIAL LISTHESIS SCREW 7.0X35, FX F1 MULTIAXIAL LISTHESIS SCREW 7.0X40, FX F1 MULTIAXIAL LISTHESIS SCREW 7.0X45, FX F1 MULTIAXIAL LISTHESIS SCREW 7.0X50, FX F1 MULTIAXIAL LISTHESIS SCREW 7.0X55, FX F1 MULTIAXIAL LISTHESIS SCREW 7.0X60, FX F1 MULTIAXIAL LISTHESIS SCREW 7.0X65, FX F1 MULTIAXIAL LISTHESIS SCREW 7.0X70, FX F1 MULTIAXIAL LISTHESIS SCREW 7.0X75, FX F1 MULTIAXIAL LISTHESIS SCREW 7.0X80, FX F1 MULTIAXIAL LISTHESIS SCREW 7.0X85, FX F1 MULTIAXIAL LISTHESIS SCREW 7.0X90, FX F1 MULTIAXIAL LISTHESIS SCREW 7.5X20, FX F1 MULTIAXIAL LISTHESIS SCREW 7.5X25, FX F1 MULTIAXIAL LISTHESIS SCREW 7.5X30, FX F1 MULTIAXIAL LISTHESIS SCREW 7.5X35, FX F1 MULTIAXIAL LISTHESIS SCREW 7.5X40, FX F1 MULTIAXIAL LISTHESIS SCREW 7.5X45, FX F1 MULTIAXIAL LISTHESIS SCREW 7.5X50, FX F1 MULTIAXIAL LISTHESIS SCREW 7.5X55, FX F1 MULTIAXIAL LISTHESIS SCREW 7.5X60, FX F1 MULTIAXIAL LISTHESIS SCREW 7.5X65, FX F1 MULTIAXIAL LISTHESIS SCREW 7.5X70, FX F1 MULTIAXIAL LISTHESIS SCREW 7.5X75, FX F1 MULTIAXIAL LISTHESIS SCREW 7.5X80, FX F1 MULTIAXIAL LISTHESIS SCREW 7.5X85, FX F1 MULTIAXIAL LISTHESIS SCREW 7.5X90, FX F1 MULTIAXIAL LISTHESIS SCREW 8.0X20, FX F1 MULTIAXIAL LISTHESIS SCREW 8.0X25, FX F1 MULTIAXIAL LISTHESIS SCREW 8.0X30, FX F1 MULTIAXIAL LISTHESIS SCREW 8.0X35, FX F1 MULTIAXIAL LISTHESIS SCREW 8.0X40, FX F1 MULTIAXIAL LISTHESIS SCREW 8.0X45, FX F1 MULTIAXIAL LISTHESIS SCREW 8.0X50, FX F1 MULTIAXIAL LISTHESIS SCREW 8.0X55, FX F1 MULTIAXIAL LISTHESIS SCREW 8.0X60, FX F1 MULTIAXIAL LISTHESIS SCREW 8.0X65, FX F1 MULTIAXIAL LISTHESIS SCREW 8.0X70, FX F1 MULTIAXIAL LISTHESIS SCREW 8.0X75, FX F1 MULTIAXIAL LISTHESIS SCREW 8.0X80, FX F1 MULTIAXIAL LISTHESIS SCREW 8.0X85, FX F1 MULTIAXIAL LISTHESIS SCREW 8.0X90, FX F1 MULTIAXIAL LISTHESIS SCREW 8.5X20, FX F1 MULTIAXIAL LISTHESIS SCREW 8.5X25, FX F1 T-LUMBAR MULTIAXIAL SCREW 5.5X55, FX F1 T-LUMBAR MULTIAXIAL SCREW 5.5X60, FX F1 T-LUMBAR MULTIAXIAL SCREW 5.5X65, FX F1 T-LUMBAR MULTIAXIAL SCREW 5.5X70, FX F1 T-LUMBAR MULTIAXIAL SCREW 5.5X75, FX F1 T-LUMBAR MULTIAXIAL SCREW 5.5X80, FX F1 T-LUMBAR MULTIAXIAL SCREW 6.0X20, FX F1 T-LUMBAR MULTIAXIAL SCREW 6.0X25, FX F1 T-LUMBAR MULTIAXIAL SCREW 6.0X30, FX F1 T-LUMBAR MULTIAXIAL SCREW 6.0X35, FX F1 T-LUMBAR MULTIAXIAL SCREW 6.0X40, FX F1 T-LUMBAR MULTIAXIAL SCREW 6.0X45, FX F1 T-LUMBAR MULTIAXIAL SCREW 6.0X50, FX F1 T-LUMBAR MULTIAXIAL SCREW 6.0X55, FX F1 T-LUMBAR MULTIAXIAL SCREW 6.0X60, FX F1 T-LUMBAR MULTIAXIAL SCREW 6.0X65, FX F1 T-LUMBAR MULTIAXIAL SCREW 6.0X70, FX F1 T-LUMBAR MULTIAXIAL SCREW 6.0X75, FX F1 T-LUMBAR MULTIAXIAL SCREW 6.0X80, FX F1 T-LUMBAR MULTIAXIAL SCREW 6.0X85, FX F1 T-LUMBAR MULTIAXIAL SCREW 6.0X90, FX F1 T-LUMBAR MULTIAXIAL SCREW 6.5X20, FX F1 T-LUMBAR MULTIAXIAL SCREW 6.5X25, FX F1 T-LUMBAR MULTIAXIAL SCREW 6.5X30, FX F1 T-LUMBAR MULTIAXIAL SCREW 6.5X35, FX F1 T-LUMBAR MULTIAXIAL SCREW 6.5X40, FX F1 T-LUMBAR MULTIAXIAL SCREW 6.5X45, FX F1 T-LUMBAR MULTIAXIAL SCREW 6.5X50, FX F1 T-LUMBAR MULTIAXIAL SCREW 6.5X55, FX F1 T-LUMBAR MULTIAXIAL SCREW 6.5X60, FX F1 T-LUMBAR MULTIAXIAL SCREW 6.5X65, FX F1 T-LUMBAR MULTIAXIAL SCREW 6.5X70, FX F1 T-LUMBAR MULTIAXIAL SCREW 6.5X75, FX F1 T-LUMBAR MULTIAXIAL SCREW 6.5X80, FX F1 T-LUMBAR MULTIAXIAL SCREW 6.5X85, FX F1 T-LUMBAR MULTIAXIAL SCREW 6.5X90, FX F1 T-LUMBAR MULTIAXIAL SCREW 7.0X20, FX F1 T-LUMBAR MULTIAXIAL SCREW 7.0X25, FX F1 T-LUMBAR MULTIAXIAL SCREW 7.0X30, FX F1 T-LUMBAR MULTIAXIAL SCREW 7.0X35, FX F1 T-LUMBAR MULTIAXIAL SCREW 7.0X40, FX F1 T-LUMBAR MULTIAXIAL SCREW 7.0X45, FX F1 T-LUMBAR MULTIAXIAL SCREW 7.0X50, FX F1 T-LUMBAR MULTIAXIAL SCREW 7.0X55, FX F1 T-LUMBAR MULTIAXIAL SCREW 7.0X60, FX F1 T-LUMBAR MULTIAXIAL SCREW 7.0X65, FX F1 T-LUMBAR MULTIAXIAL SCREW 7.0X70, FX F1 T-LUMBAR MULTIAXIAL SCREW 7.0X75, FX F1 T-LUMBAR MULTIAXIAL SCREW 7.0X80, FX F1 T-LUMBAR MULTIAXIAL SCREW 7.0X85, FX F1 T-LUMBAR MULTIAXIAL SCREW 7.0X90, FX F1 T-LUMBAR MULTIAXIAL SCREW 7.5X20, FX F1 T-LUMBAR MULTIAXIAL SCREW 7.5X25, FX F1 T-LUMBAR MULTIAXIAL SCREW 7.5X30, FX F1 T-LUMBAR MULTIAXIAL SCREW 7.5X35, FX F1 T-LUMBAR MULTIAXIAL SCREW 7.5X40, FX F1 T-LUMBAR MULTIAXIAL SCREW 7.5X45, FX F1 T-LUMBAR MULTIAXIAL SCREW 7.5X50, FX F1 T-LUMBAR MULTIAXIAL SCREW 7.5X55, FX F1 T-LUMBAR MULTIAXIAL SCREW 7.5X60, FX F1 T-LUMBAR MULTIAXIAL SCREW 7.5X65, FX F1 T-LUMBAR MULTIAXIAL SCREW 7.5X70, FX F1 T-LUMBAR MULTIAXIAL SCREW 7.5X75, FX F1 T-LUMBAR MULTIAXIAL SCREW 7.5X80, FX F1 T-LUMBAR MULTIAXIAL SCREW 7.5X85, FX F1 T-LUMBAR MULTIAXIAL SCREW 7.5X90, FX F1 T-LUMBAR MULTIAXIAL SCREW 8.0X20, FX F1 T-LUMBAR MULTIAXIAL SCREW 8.0X25, FX F1 T-LUMBAR MULTIAXIAL SCREW 8.0X30, FX F1 T-LUMBAR MULTIAXIAL SCREW 8.0X35, FX F1 T-LUMBAR MULTIAXIAL SCREW 8.0X40, FX F1 T-LUMBAR MULTIAXIAL SCREW 8.0X45, FX F1 T-LUMBAR MULTIAXIAL SCREW 8.0X50, FX F1 T-LUMBAR MULTIAXIAL SCREW 8.0X55, FX F1 T-LUMBAR MULTIAXIAL SCREW 8.0X60, FX F1 T-LUMBAR MULTIAXIAL SCREW 8.0X65, FX F1 T-LUMBAR MULTIAXIAL SCREW 8.0X70, FX F1 T-LUMBAR MULTIAXIAL SCREW 8.0X75, FX F1 T-LUMBAR MULTIAXIAL SCREW 8.0X80, FX F1 T-LUMBAR MULTIAXIAL SCREW 8.0X85, FX F1 T-LUMBAR MULTIAXIAL SCREW 8.0X90, FX F1 T-LUMBAR MULTIAXIAL SCREW 8.5X20, FX F1 T-LUMBAR MULTIAXIAL SCREW 8.5X25, FX F1 T-LUMBAR MULTIAXIAL SCREW 8.5X30, FX F1 T-LUMBAR MULTIAXIAL SCREW 8.5X35, FX F1 T-LUMBAR MULTIAXIAL SCREW 8.5X40, FX F1 T-LUMBAR MULTIAXIAL SCREW 8.5X45, FX F1 T-LUMBAR MULTIAXIAL SCREW 8.5X50, FX F1 T-LUMBAR MULTIAXIAL SCREW 8.5X55, FX F1 T-LUMBAR MULTIAXIAL SCREW 8.5X60, FX F1 T-LUMBAR MULTIAXIAL SCREW 8.5X65, FX F1 T-LUMBAR MULTIAXIAL SCREW 8.5X70, FX F1 T-LUMBAR MULTIAXIAL SCREW 8.5X75, FX F1 T-LUMBAR MULTIAXIAL SCREW 8.5X80, FX F1 T-LUMBAR MULTIAXIAL SCREW 8.5X85, FX F1 T-LUMBAR MULTIAXIAL SCREW 8.5X90, FX F1 T-LUMBAR MULTIAXIAL SCREW 8.5X95, FX F1 T-LUMBAR MULTIAXIAL SCREW 8.5X100, FX F1 T-LUMBAR MULTIAXIAL SCREW 9.0X20, FX F1 T-LUMBAR MULTIAXIAL SCREW 9.0X25, FX F1 T-LUMBAR MULTIAXIAL SCREW 9.0X30, FX F1 T-LUMBAR MULTIAXIAL SCREW 9.0X35, FX F1 T-LUMBAR MULTIAXIAL SCREW 9.0X40, FX F1 T-LUMBAR MULTIAXIAL SCREW 9.0X45, FX F1 T-LUMBAR MULTIAXIAL SCREW 9.0X50, FX F1 T-LUMBAR MULTIAXIAL SCREW 9.0X55, FX F1 T-LUMBAR MULTIAXIAL SCREW 9.0X60, FX F1 T-LUMBAR MULTIAXIAL SCREW 9.0X65, FX F1 T-LUMBAR MULTIAXIAL SCREW 9.0X70, FX F1 T-LUMBAR MULTIAXIAL SCREW 9.0X75, FX F1 T-LUMBAR MULTIAXIAL SCREW 9.0X80, FX F1 T-LUMBAR MULTIAXIAL SCREW 9.0X85, FX F1 T-LUMBAR MULTIAXIAL SCREW 9.0X90, FX F1 T-LUMBAR MULTIAXIAL SCREW 9.0X95, FX F1 T-LUMBAR MULTIAXIAL SCREW 9.0X100, FX F1 T-LUMBAR MULTIAXIAL SCREW 9.5X20, FX F1 T-LUMBAR MULTIAXIAL SCREW 9.5X25, FX F1 T-LUMBAR MULTIAXIAL SCREW 9.5X30, FX F1 T-LUMBAR MULTIAXIAL SCREW 9.5X35, FX F1 T-LUMBAR MULTIAXIAL SCREW 9.5X40, FX F1 T-LUMBAR MULTIAXIAL SCREW 9.5X45, FX F1 T-LUMBAR MULTIAXIAL SCREW 9.5X50, FX F1 T-LUMBAR MULTIAXIAL SCREW 9.5X55, FX F1 T-LUMBAR MULTIAXIAL SCREW 9.5X60, FX F1 T-LUMBAR MULTIAXIAL SCREW 9.5X65, FX F1 T-LUMBAR MULTIAXIAL SCREW 9.5X70, FX F1 T-LUMBAR MULTIAXIAL SCREW 9.5X75, FX F1 T-LUMBAR MULTIAXIAL SCREW 9.5X80, FX F1 T-LUMBAR MULTIAXIAL SCREW 9.5X85, FX F1 T-LUMBAR MULTIAXIAL SCREW 9.5X90, FX F1 T-LUMBAR MULTIAXIAL SCREW 9.5X95, FX F1 T-LUMBAR MULTIAXIAL SCREW 9.5X100, FX F1 T-LUMBAR MULTIAXIAL SCREW 10.0X30, FX F1 T-LUMBAR MULTIAXIAL SCREW 10.0X35, FX F1 T-LUMBAR MULTIAXIAL SCREW 10.0X40, FX F1 T-LUMBAR MULTIAXIAL SCREW 10.0X45, FX F1 T-LUMBAR MULTIAXIAL SCREW 10.0X50, FX F1 T-LUMBAR MULTIAXIAL SCREW 10.0X55, FX F1 T-LUMBAR MULTIAXIAL SCREW 10.0X60, FX F1 T-LUMBAR MULTIAXIAL SCREW 10.0X65, FX F1 T-LUMBAR MULTIAXIAL SCREW 10.0X70, FX F1 T-LUMBAR MULTIAXIAL SCREW 10.0X75, FX F1 T-LUMBAR MULTIAXIAL SCREW 10.0X80, FX F1 T-LUMBAR MULTIAXIAL SCREW 10.0X85, FX F1 T-LUMBAR MULTIAXIAL SCREW 10.0X90, FX F1 T-LUMBAR MULTIAXIAL SCREW 10.0X95, FX F1 T-LUMBAR MULTIAXIAL SCREW 10.0X100, FX F1 T-LUMBAR MULTIAXIAL SCREW 10.5X30, FX F1 T-LUMBAR MULTIAXIAL SCREW 10.5X35, FX F1 T-LUMBAR MULTIAXIAL SCREW 10.5X40, FX F1 T-LUMBAR MULTIAXIAL SCREW 10.5X45, FX F1 T-LUMBAR MULTIAXIAL SCREW 10.5X50, FX F1 T-LUMBAR MULTIAXIAL SCREW 10.5X55, FX F1 T-LUMBAR MULTIAXIAL SCREW 10.5X60, FX F1 T-LUMBAR MULTIAXIAL SCREW 10.5X65, FX F1 T-LUMBAR MULTIAXIAL SCREW 10.5X70, FX F1 T-LUMBAR MULTIAXIAL SCREW 10.5X75, FX F1 T-LUMBAR MULTIAXIAL SCREW 10.5X80, FX F1 T-LUMBAR MULTIAXIAL SCREW 10.5X85, FX F1 T-LUMBAR MULTIAXIAL SCREW 10.5X90, FX F1 T-LUMBAR MULTIAXIAL SCREW 10.5X95, FX F1 T-LUMBAR MULTIAXIAL SCREW 10.5X100, FX F1 MULTIAXIAL LISTHESIS SCREW 3.5X20, FX F1 MULTIAXIAL LISTHESIS SCREW 3.5X25, FX F1 MULTIAXIAL LISTHESIS SCREW 3.5X30, FX F1 MULTIAXIAL LISTHESIS SCREW 3,5X35, FX F1 MULTIAXIAL LISTHESIS SCREW 3,5X40, FX F1 MULTIAXIAL LISTHESIS SCREW 3,5X45, FX F1 MULTIAXIAL LISTHESIS SCREW 3,5X50, FX F1 MULTIAXIAL LISTHESIS SCREW 3,5X55, FX F1 MULTIAXIAL LISTHESIS SCREW 3,5X60, FX F1 MULTIAXIAL LISTHESIS SCREW 3,5X65, FX F1 MULTIAXIAL LISTHESIS SCREW 3,5X70, FX F1 MULTIAXIAL LISTHESIS SCREW 3,5X75, FX F1 MULTIAXIAL LISTHESIS SCREW 3,5X80, FX F1 MULTIAXIAL LISTHESIS SCREW 4.0X20, FX F1 MULTIAXIAL LISTHESIS SCREW 4.0X25, FX F1 MULTIAXIAL LISTHESIS SCREW 4.0X30, FX F1 MULTIAXIAL LISTHESIS SCREW 4.0X35, FX F1 MULTIAXIAL LISTHESIS SCREW 4.0X40, FX F1 MULTIAXIAL LISTHESIS SCREW 4.0X45, FX F1 MULTIAXIAL LISTHESIS SCREW 4.0X50, FX F1 MULTIAXIAL LISTHESIS SCREW 4.0X55, FX F1 MULTIAXIAL LISTHESIS SCREW 4.0X60, FX F1 MULTIAXIAL LISTHESIS SCREW 4.0X65, FX F1 MULTIAXIAL LISTHESIS SCREW 4.0X70, FX F1 MULTIAXIAL LISTHESIS SCREW 4.0X75, FX F1 MULTIAXIAL LISTHESIS SCREW 4.0X80, FX F1 MULTIAXIAL LISTHESIS SCREW 4.5X20, FX F1 MULTIAXIAL LISTHESIS SCREW 4.5X25, FX F1 MULTIAXIAL LISTHESIS SCREW 4.5X30, FX F1 MULTIAXIAL LISTHESIS SCREW 4.5X35, FX F1 MULTIAXIAL LISTHESIS SCREW 4.5X40, FX F1 MULTIAXIAL LISTHESIS SCREW 4.5X45, FX F1 MULTIAXIAL LISTHESIS SCREW 4.5X50, FX F1 MULTIAXIAL LISTHESIS SCREW 4.5X55, FX F1 MULTIAXIAL LISTHESIS SCREW 4.5X60, FX F1 MULTIAXIAL LISTHESIS SCREW 4.5X65, FX F1 MULTIAXIAL LISTHESIS SCREW 4.5X70, FX F1 MULTIAXIAL LISTHESIS SCREW 4.5X75, FX F1 MULTIAXIAL LISTHESIS SCREW 4.5X80, FX F1 MULTIAXIAL LISTHESIS SCREW 5.0X20, FX F1 MULTIAXIAL LISTHESIS SCREW 5.0X25, FX F1 MULTIAXIAL LISTHESIS SCREW 5.0X30, FX F1 MULTIAXIAL LISTHESIS SCREW 5.0X35, FX F1 MULTIAXIAL LISTHESIS SCREW 5.0X40, FX F1 MULTIAXIAL LISTHESIS SCREW 5.0X45, FX F1 MULTIAXIAL LISTHESIS SCREW 5.0X50, FX F1 MULTIAXIAL LISTHESIS SCREW 5.0X55, FX F2 T-LUMBAR MONOAXIAL LISTHESIS SCREW 9.0X70, FX F2 T-LUMBAR MONOAXIAL LISTHESIS SCREW 9.0X75, FX F2 T-LUMBAR MONOAXIAL LISTHESIS SCREW 9.0X80, FX F2 T-LUMBAR MONOAXIAL LISTHESIS SCREW 9.0X85, FX F2 T-LUMBAR MONOAXIAL LISTHESIS SCREW 9.0X90, FX F2 T-LUMBAR MONOAXIAL LISTHESIS SCREW 9.0X95, FX F2 T-LUMBAR MONOAXIAL LISTHESIS SCREW 9.0X100, FX F2 T-LUMBAR MONOAXIAL LISTHESIS SCREW 9.5X20, FX F2 T-LUMBAR MONOAXIAL LISTHESIS SCREW 9.5X25, FX F2 T-LUMBAR MONOAXIAL LISTHESIS SCREW 9.5X30, FX F2 T-LUMBAR MONOAXIAL LISTHESIS SCREW 9.5X35, FX F2 T-LUMBAR MONOAXIAL LISTHESIS SCREW 9.5X40, FX F2 T-LUMBAR MONOAXIAL LISTHESIS SCREW 9.5X45, FX F2 T-LUMBAR MONOAXIAL LISTHESIS SCREW 9.5X50, FX F2 T-LUMBAR MONOAXIAL LISTHESIS SCREW 9.5X55, FX F2 T-LUMBAR MONOAXIAL LISTHESIS SCREW 9.5X60, FX F2 T-LUMBAR MONOAXIAL LISTHESIS SCREW 9.5X65, FX F2 T-LUMBAR MONOAXIAL LISTHESIS SCREW 9.5X70, FX F2 T-LUMBAR MONOAXIAL LISTHESIS SCREW 9.5X75, FX F2 T-LUMBAR MONOAXIAL LISTHESIS SCREW 9.5X80, FX F2 T-LUMBAR MONOAXIAL LISTHESIS SCREW 9.5X85, FX F2 T-LUMBAR MONOAXIAL LISTHESIS SCREW 9.5X90, FX F2 T-LUMBAR MONOAXIAL LISTHESIS SCREW 9.5X95, FX F2 T-LUMBAR MONOAXIAL LISTHESIS SCREW 9.5X100, FX F2 T-LUMBAR MONOAXIAL LISTHESIS SCREW 10.0X30, FX F2 T-LUMBAR MONOAXIAL LISTHESIS SCREW 10.0X35, FX F2 T-LUMBAR MONOAXIAL LISTHESIS SCREW 10.0X40, FX F2 T-LUMBAR MONOAXIAL LISTHESIS SCREW 10.0X45, FX F2 T-LUMBAR MONOAXIAL LISTHESIS SCREW 10.0X50, FX F2 T-LUMBAR MONOAXIAL LISTHESIS SCREW 10.0X55, FX F2 T-LUMBAR MONOAXIAL LISTHESIS SCREW 10.0X60, FX F2 T-LUMBAR MONOAXIAL LISTHESIS SCREW 10.0X65, FX F2 T-LUMBAR MONOAXIAL LISTHESIS SCREW 10.0X70, FX F2 T-LUMBAR MONOAXIAL LISTHESIS SCREW 10.0X75, FX F2 T-LUMBAR MONOAXIAL LISTHESIS SCREW 10.0X80, FX F2 T-LUMBAR MONOAXIAL LISTHESIS SCREW 10.0X85, FX F2 T-LUMBAR MONOAXIAL LISTHESIS SCREW 10.0X90, FX F2 T-LUMBAR MONOAXIAL LISTHESIS SCREW 10.0X95, FX F2 T-LUMBAR MONOAXIAL LISTHESIS SCREW 10.0X100, FX F2 T-LUMBAR MONOAXIAL LISTHESIS SCREW 10.5X30, FX F2 T-LUMBAR MONOAXIAL LISTHESIS SCREW 10.5X35, FX F2 T-LUMBAR MONOAXIAL LISTHESIS SCREW 10.5X40, FX F2 T-LUMBAR MONOAXIAL LISTHESIS SCREW 10.5X45, FX F2 T-LUMBAR MONOAXIAL LISTHESIS SCREW 10.5X50, FX F2 T-LUMBAR MONOAXIAL LISTHESIS SCREW 10.5X55, FX F2 T-LUMBAR MONOAXIAL LISTHESIS SCREW 10.5X60, FX F2 T-LUMBAR MONOAXIAL LISTHESIS SCREW 10.5X65, FX F2 T-LUMBAR MONOAXIAL LISTHESIS SCREW 10.5X70, FX F2 T-LUMBAR MONOAXIAL LISTHESIS SCREW 10.5X75, FX F2 T-LUMBAR MONOAXIAL LISTHESIS SCREW 10.5X80, FX F2 T-LUMBAR MONOAXIAL LISTHESIS SCREW 10.5X85, FX F2 T-LUMBAR MONOAXIAL LISTHESIS SCREW 10.5X90, FX F2 T-LUMBAR MONOAXIAL LISTHESIS SCREW 10.5X95, FX F2 T-LUMBAR MONOAXIAL LISTHESIS SCREW 10.5X100, FX F2 T-LUMBAR POLYAXİAL LISTHESIS SCREW 3.5X20, FX F2 T-LUMBAR POLYAXİAL LISTHESIS SCREW 3.5X25, FX F2 T-LUMBAR POLYAXİAL LISTHESIS SCREW 3.5X30, FX F2 T-LUMBAR POLYAXİAL LISTHESIS SCREW 3.5X35, FX F2 T-LUMBAR POLYAXİAL LISTHESIS SCREW 3.5X40, FX F2 T-LUMBAR POLYAXİAL LISTHESIS SCREW 3.5X45, FX F2 T-LUMBAR POLYAXİAL LISTHESIS SCREW 3.5X50, FX F2 T-LUMBAR POLYAXİAL LISTHESIS SCREW 3.5X55, FX F2 T-LUMBAR POLYAXİAL LISTHESIS SCREW 3.5X60, FX F2 T-LUMBAR POLYAXİAL LISTHESIS SCREW 3.5X65, FX F2 T-LUMBAR POLYAXİAL LISTHESIS SCREW 3.5X70, FX F2 T-LUMBAR POLYAXİAL LISTHESIS SCREW 3.5X75, FX F2 T-LUMBAR POLYAXİAL LISTHESIS SCREW 3.5X80, FX F2 T-LUMBAR POLYAXİAL LISTHESIS SCREW 4.0X20, FX F2 T-LUMBAR POLYAXİAL LISTHESIS SCREW 4.0X25, FX F2 T-LUMBAR POLYAXİAL LISTHESIS SCREW 4.0X30, FX F2 T-LUMBAR POLYAXİAL LISTHESIS SCREW 4.0X35, FX F2 T-LUMBAR POLYAXİAL LISTHESIS SCREW 4.0X40, FX F2 T-LUMBAR POLYAXİAL LISTHESIS SCREW 4.0X45, FX F2 T-LUMBAR POLYAXİAL LISTHESIS SCREW 4.0X50, FX F2 T-LUMBAR POLYAXİAL LISTHESIS SCREW 4.0X55, FX F2 T-LUMBAR POLYAXİAL LISTHESIS SCREW 4.0X60, FX F2 T-LUMBAR POLYAXİAL LISTHESIS SCREW 4.0X65, FX F2 T-LUMBAR POLYAXİAL LISTHESIS SCREW 4.0X70, FX F2 T-LUMBAR POLYAXİAL LISTHESIS SCREW 4.0X75, FX F2 T-LUMBAR POLYAXİAL LISTHESIS SCREW 4.0X80, FX F2 T-LUMBAR POLYAXİAL LISTHESIS SCREW 4.5X20, FX F2 T-LUMBAR POLYAXİAL LISTHESIS SCREW 4.5X25, FX F2 T-LUMBAR POLYAXİAL LISTHESIS SCREW 4.5X30, FX F2 T-LUMBAR POLYAXİAL LISTHESIS SCREW 4.5X35, FX F2 T-LUMBAR POLYAXİAL LISTHESIS SCREW 4.5X40, FX F2 T-LUMBAR POLYAXİAL LISTHESIS SCREW 4.5X45, FX F2 T-LUMBAR POLYAXİAL LISTHESIS SCREW 4.5X50, FX F2 T-LUMBAR POLYAXİAL LISTHESIS SCREW 4.5X55, FX F2 T-LUMBAR POLYAXİAL LISTHESIS SCREW 4.5X60, FX F2 T-LUMBAR POLYAXİAL LISTHESIS SCREW 4.5X65, FX F2 T-LUMBAR POLYAXİAL LISTHESIS SCREW 4.5X70, FX F2 T-LUMBAR POLYAXİAL LISTHESIS SCREW 4.5X75, FX F2 T-LUMBAR POLYAXİAL LISTHESIS SCREW 4.5X80, FX F2 T-LUMBAR POLYAXİAL LISTHESIS SCREW 5.0X20, FX F2 T-LUMBAR POLYAXİAL LISTHESIS SCREW 5.0X25, FX F2 T-LUMBAR MONOAXIAL SCREW 9.5X45, FX F2 T-LUMBAR MONOAXIAL SCREW 9.5X50, FX F2 T-LUMBAR MONOAXIAL SCREW 9.5X55, FX F2 T-LUMBAR MONOAXIAL SCREW 9.5X60, FX F2 T-LUMBAR MONOAXIAL SCREW 9.5X65, FX F2 T-LUMBAR MONOAXIAL SCREW 9.5X70, FX F2 T-LUMBAR MONOAXIAL SCREW 9.5X75, FX F2 T-LUMBAR MONOAXIAL SCREW 9.5X80, FX F2 T-LUMBAR MONOAXIAL SCREW 9.5X85, FX F2 T-LUMBAR MONOAXIAL SCREW 9.5X90, FX F2 T-LUMBAR MONOAXIAL SCREW 9.5X95, FX F2 T-LUMBAR MONOAXIAL SCREW 9.5X100, FX F2 T-LUMBAR MONOAXIAL SCREW 10.0X30, FX F2 T-LUMBAR MONOAXIAL SCREW 10.0X35, FX F2 T-LUMBAR MONOAXIAL SCREW 10.0X40, FX F2 T-LUMBAR MONOAXIAL SCREW 10.0X45, FX F2 T-LUMBAR MONOAXIAL SCREW 10.0X50, FX F2 T-LUMBAR MONOAXIAL SCREW 10.0X55, FX F2 T-LUMBAR MONOAXIAL SCREW 10.0X60, FX F2 T-LUMBAR MONOAXIAL SCREW 10.0X65, FX F2 T-LUMBAR MONOAXIAL SCREW 10.0X70, FX F2 T-LUMBAR MONOAXIAL SCREW 10.0X75, FX F2 T-LUMBAR MONOAXIAL SCREW 10.0X80, FX F2 T-LUMBAR MONOAXIAL SCREW 10.0X85, FX F2 T-LUMBAR MONOAXIAL SCREW 10.0X90, FX F2 T-LUMBAR MONOAXIAL SCREW 10.0X95, FX F2 T-LUMBAR MONOAXIAL SCREW 10.0X100, FX F2 T-LUMBAR MONOAXIAL SCREW 10.5X30, FX F2 T-LUMBAR MONOAXIAL SCREW 10.5X35, FX F2 T-LUMBAR MONOAXIAL SCREW 10.5X40, FX F2 T-LUMBAR MONOAXIAL SCREW 10.5X45, FX F2 T-LUMBAR MONOAXIAL SCREW 10.5X50, FX F2 T-LUMBAR MONOAXIAL SCREW 10.5X55, FX F2 T-LUMBAR MONOAXIAL SCREW 10.5X60, FX F2 T-LUMBAR MONOAXIAL SCREW 10.5X65, FX F2 T-LUMBAR MONOAXIAL SCREW 10.5X70, FX F2 T-LUMBAR MONOAXIAL SCREW 10.5X75, FX F2 T-LUMBAR MONOAXIAL SCREW 10.5X80, FX F2 T-LUMBAR MONOAXIAL SCREW 10.5X85, FX F2 T-LUMBAR MONOAXIAL SCREW 10.5X90, FX F2 T-LUMBAR MONOAXIAL SCREW 10.5X95, FX F2 T-LUMBAR MONOAXIAL SCREW 10.5X100, FX F2 T-LUMBAR MONOAXIAL LISTHESIS SCREW 3.5X20, FX F2 T-LUMBAR MONOAXIAL LISTHESIS SCREW 3.5X25, FX F2 T-LUMBAR MONOAXIAL LISTHESIS SCREW 3.5X30, FX F2 T-LUMBAR MONOAXIAL LISTHESIS SCREW 3.5X35, FX F2 T-LUMBAR MONOAXIAL LISTHESIS SCREW 3.5X40, FX F2 T-LUMBAR MONOAXIAL LISTHESIS SCREW 3.5X45, FX F2 T-LUMBAR MONOAXIAL LISTHESIS SCREW 3.5X50, FX F2 T-LUMBAR MONOAXIAL LISTHESIS SCREW 3.5X55, FX F2 T-LUMBAR MONOAXIAL LISTHESIS SCREW 3.5X60, FX F2 T-LUMBAR MONOAXIAL LISTHESIS SCREW 3.5X65, FX F2 T-LUMBAR MONOAXIAL LISTHESIS SCREW 3.5X70, FX F2 T-LUMBAR MONOAXIAL LISTHESIS SCREW 3.5X75, FX F2 T-LUMBAR MONOAXIAL LISTHESIS SCREW 3.5X80, FX F2 T-LUMBAR MONOAXIAL LISTHESIS SCREW 4.0X20, FX F2 T-LUMBAR MONOAXIAL LISTHESIS SCREW 4.0X25, FX F2 T-LUMBAR MONOAXIAL LISTHESIS SCREW 4.0X30, FX F2 T-LUMBAR MONOAXIAL LISTHESIS SCREW 4.0X35, FX F2 T-LUMBAR MONOAXIAL LISTHESIS SCREW 4.0X40, FX F2 T-LUMBAR MONOAXIAL LISTHESIS SCREW 4.0X45, FX F2 T-LUMBAR MONOAXIAL LISTHESIS SCREW 4.0X50, FX F2 T-LUMBAR MONOAXIAL LISTHESIS SCREW 4.0X55, FX F2 T-LUMBAR MONOAXIAL LISTHESIS SCREW 4.0X60, FX F2 T-LUMBAR MONOAXIAL LISTHESIS SCREW 4.0X65, FX F2 T-LUMBAR MONOAXIAL LISTHESIS SCREW 4.0X70, FX F2 T-LUMBAR MONOAXIAL LISTHESIS SCREW 4.0X75, FX F2 T-LUMBAR MONOAXIAL LISTHESIS SCREW 4.0X80, FX F2 T-LUMBAR MONOAXIAL LISTHESIS SCREW 4.5X20, FX F2 T-LUMBAR MONOAXIAL LISTHESIS SCREW 4.5X25, FX F2 T-LUMBAR MONOAXIAL LISTHESIS SCREW 4.5X30, FX F2 T-LUMBAR MONOAXIAL LISTHESIS SCREW 4.5X35, FX F2 T-LUMBAR MONOAXIAL LISTHESIS SCREW 4.5X40, FX F2 T-LUMBAR MONOAXIAL LISTHESIS SCREW 4.5X45, FX F2 T-LUMBAR MONOAXIAL LISTHESIS SCREW 4.5X50, FX F2 T-LUMBAR MONOAXIAL LISTHESIS SCREW 4.5X55, FX F2 T-LUMBAR MONOAXIAL LISTHESIS SCREW 4.5X60, FX F2 T-LUMBAR MONOAXIAL LISTHESIS SCREW 4.5X65, FX F2 T-LUMBAR MONOAXIAL LISTHESIS SCREW 4.5X70, FX F2 T-LUMBAR MONOAXIAL LISTHESIS SCREW 4.5X75, FX F2 T-LUMBAR MONOAXIAL LISTHESIS SCREW 4.5X80, FX F2 T-LUMBAR MONOAXIAL LISTHESIS SCREW 5.0X20, FX F2 T-LUMBAR MONOAXIAL LISTHESIS SCREW 5.0X25, FX F2 T-LUMBAR MONOAXIAL LISTHESIS SCREW 5.0X30, FX F2 T-LUMBAR MONOAXIAL LISTHESIS SCREW 5.0X35, FX F2 T-LUMBAR MONOAXIAL LISTHESIS SCREW 5.0X40, FX F2 T-LUMBAR MONOAXIAL LISTHESIS SCREW 5.0X45, FX F2 T-LUMBAR MONOAXIAL LISTHESIS SCREW 5.0X50, FX F2 T-LUMBAR MONOAXIAL LISTHESIS SCREW 5.0X55, FX F2 T-LUMBAR MONOAXIAL LISTHESIS SCREW 5.0X60, FX F2 T-LUMBAR MONOAXIAL LISTHESIS SCREW 5.0X65, FX F2 T-LUMBAR MONOAXIAL LISTHESIS SCREW 5.0X70, FX F2 T-LUMBAR MONOAXIAL LISTHESIS SCREW 5.0X75, FX F2 T-LUMBAR MONOAXIAL LISTHESIS SCREW 5.0X80, FX F2 T-LUMBAR MONOAXIAL LISTHESIS SCREW 5.5X20, FX F2 T-LUMBAR MONOAXIAL LISTHESIS SCREW 5.5X25, FX F2 T-LUMBAR MONOAXIAL LISTHESIS SCREW 5.5X30, FX F2 T-LUMBAR MONOAXIAL LISTHESIS SCREW 5.5X35, FX F2 T-LUMBAR MONOAXIAL LISTHESIS SCREW 5.5X40, FX F2 T-LUMBAR MONOAXIAL LISTHESIS SCREW 5.5X45, FX F2 T-LUMBAR MONOAXIAL LISTHESIS SCREW 5.5X50, FX F2 T-LUMBAR MONOAXIAL LISTHESIS SCREW 5.5X55, FX F2 T-LUMBAR MONOAXIAL LISTHESIS SCREW 5.5X60, FX F2 T-LUMBAR MONOAXIAL LISTHESIS SCREW 5.5X65, FX F2 T-LUMBAR MONOAXIAL LISTHESIS SCREW 5.5X70, FX F2 T-LUMBAR MONOAXIAL LISTHESIS SCREW 5.5X75, FX F2 T-LUMBAR MONOAXIAL LISTHESIS SCREW 5.5X80, FX F2 T-LUMBAR MONOAXIAL LISTHESIS SCREW 6.0X20, FX F2 T-LUMBAR MONOAXIAL LISTHESIS SCREW 6.0X25, FX F2 T-LUMBAR MONOAXIAL LISTHESIS SCREW 6.0X30, FX F2 T-LUMBAR MONOAXIAL LISTHESIS SCREW 6.0X35, FX F2 T-LUMBAR MONOAXIAL LISTHESIS SCREW 6.0X40, FX F2 T-LUMBAR MONOAXIAL LISTHESIS SCREW 6.0X45, FX F2 T-LUMBAR MONOAXIAL LISTHESIS SCREW 6.0X50, FX F2 T-LUMBAR MONOAXIAL LISTHESIS SCREW 6.0X55, FX F2 T-LUMBAR MONOAXIAL LISTHESIS SCREW 6.0X60, FX F2 T-LUMBAR MONOAXIAL LISTHESIS SCREW 6.0X65, FX F2 T-LUMBAR MONOAXIAL LISTHESIS SCREW 6.0X70, FX F2 T-LUMBAR MONOAXIAL LISTHESIS SCREW 6.0X75, FX F2 T-LUMBAR MONOAXIAL LISTHESIS SCREW 6.0X80, FX F2 T-LUMBAR MONOAXIAL LISTHESIS SCREW 6.0X85, FX F2 T-LUMBAR MONOAXIAL LISTHESIS SCREW 6.0X90, FX F2 T-LUMBAR MONOAXIAL LISTHESIS SCREW 6.5X20, FX F2 T-LUMBAR MONOAXIAL LISTHESIS SCREW 6.5X25, FX F2 T-LUMBAR MONOAXIAL LISTHESIS SCREW 6.5X30, FX F2 T-LUMBAR MONOAXIAL LISTHESIS SCREW 6.5X35, FX F2 T-LUMBAR MONOAXIAL LISTHESIS SCREW 6.5X40, FX F2 T-LUMBAR MONOAXIAL LISTHESIS SCREW 6.5X45, FX F2 T-LUMBAR MONOAXIAL LISTHESIS SCREW 6.5X50, FX F2 T-LUMBAR MONOAXIAL LISTHESIS SCREW 6.5X55, FX F2 T-LUMBAR MONOAXIAL LISTHESIS SCREW 6.5X60, FX F2 T-LUMBAR MONOAXIAL LISTHESIS SCREW 6.5X65, FX F2 T-LUMBAR MONOAXIAL LISTHESIS SCREW 6.5X70, FX F2 T-LUMBAR MONOAXIAL LISTHESIS SCREW 6.5X75, FX F2 T-LUMBAR MONOAXIAL LISTHESIS SCREW 6.5X80, FX F2 T-LUMBAR MONOAXIAL LISTHESIS SCREW 6.5X85, FX F2 T-LUMBAR MONOAXIAL LISTHESIS SCREW 6.5X90, FX F2 T-LUMBAR MONOAXIAL LISTHESIS SCREW 7.0X20, FX F2 T-LUMBAR MONOAXIAL LISTHESIS SCREW 7.0X25, FX F2 T-LUMBAR MONOAXIAL LISTHESIS SCREW 7.0X30, FX F2 T-LUMBAR MONOAXIAL LISTHESIS SCREW 7.0X35, FX F2 T-LUMBAR MONOAXIAL LISTHESIS SCREW 7.0X40, FX F2 T-LUMBAR MONOAXIAL LISTHESIS SCREW 7.0X45, FX F2 T-LUMBAR MONOAXIAL LISTHESIS SCREW 7.0X50, FX F2 T-LUMBAR MONOAXIAL LISTHESIS SCREW 7.0X55, FX F2 T-LUMBAR MONOAXIAL LISTHESIS SCREW 7.0X60, FX F2 T-LUMBAR MONOAXIAL LISTHESIS SCREW 7.0X65, FX F2 T-LUMBAR MONOAXIAL LISTHESIS SCREW 7.0X70, FX F2 T-LUMBAR MONOAXIAL LISTHESIS SCREW 7.0X75, FX F2 T-LUMBAR MONOAXIAL LISTHESIS SCREW 7.0X80, FX F2 T-LUMBAR MONOAXIAL LISTHESIS SCREW 7.0X85, FX F2 T-LUMBAR MONOAXIAL LISTHESIS SCREW 7.0X90, FX F2 T-LUMBAR MONOAXIAL LISTHESIS SCREW 7.5X20, FX F2 T-LUMBAR MONOAXIAL LISTHESIS SCREW 7.5X25, FX F2 T-LUMBAR MONOAXIAL LISTHESIS SCREW 7.5X30, FX F2 T-LUMBAR MONOAXIAL LISTHESIS SCREW 7.5X35, FX F2 T-LUMBAR MONOAXIAL LISTHESIS SCREW 7.5X40, FX F2 T-LUMBAR MONOAXIAL LISTHESIS SCREW 7.5X45, FX F2 T-LUMBAR MONOAXIAL LISTHESIS SCREW 7.5X50, FX F2 T-LUMBAR MONOAXIAL LISTHESIS SCREW 7.5X55, FX F2 T-LUMBAR MONOAXIAL LISTHESIS SCREW 7.5X60, FX F2 T-LUMBAR MONOAXIAL LISTHESIS SCREW 7.5X65, FX F2 T-LUMBAR MONOAXIAL LISTHESIS SCREW 7.5X70, FX F2 T-LUMBAR MONOAXIAL LISTHESIS SCREW 7.5X75, FX F2 T-LUMBAR MONOAXIAL LISTHESIS SCREW 7.5X80, FX F2 T-LUMBAR MONOAXIAL LISTHESIS SCREW 7.5X85, FX F2 T-LUMBAR MONOAXIAL LISTHESIS SCREW 7.5X90, FX F2 T-LUMBAR MONOAXIAL LISTHESIS SCREW 8.0X20, FX F2 T-LUMBAR MONOAXIAL LISTHESIS SCREW 8.0X25, FX F2 T-LUMBAR MONOAXIAL LISTHESIS SCREW 8.0X30, FX F2 T-LUMBAR MONOAXIAL LISTHESIS SCREW 8.0X35, FX F2 T-LUMBAR MONOAXIAL LISTHESIS SCREW 8.0X40, FX F2 T-LUMBAR MONOAXIAL LISTHESIS SCREW 8.0X45, FX F2 T-LUMBAR MONOAXIAL LISTHESIS SCREW 8.0X50, FX F2 T-LUMBAR MONOAXIAL LISTHESIS SCREW 8.0X55, FX F2 T-LUMBAR MONOAXIAL LISTHESIS SCREW 8.0X60, FX F2 T-LUMBAR MONOAXIAL LISTHESIS SCREW 8.0X65, FX F2 T-LUMBAR MONOAXIAL LISTHESIS SCREW 8.0X70, FX F2 T-LUMBAR MONOAXIAL LISTHESIS SCREW 8.0X75, FX F2 T-LUMBAR MONOAXIAL LISTHESIS SCREW 8.0X80, FX F2 T-LUMBAR MONOAXIAL LISTHESIS SCREW 8.0X85, FX F2 T-LUMBAR MONOAXIAL LISTHESIS SCREW 8.0X90, FX F2 T-LUMBAR MONOAXIAL LISTHESIS SCREW 8.5X20, FX F2 T-LUMBAR MONOAXIAL LISTHESIS SCREW 8.5X25, FX F2 T-LUMBAR MONOAXIAL LISTHESIS SCREW 8.5X30, FX F2 T-LUMBAR MONOAXIAL LISTHESIS SCREW 8.5X35, FX F2 T-LUMBAR MONOAXIAL LISTHESIS SCREW 8.5X40, FX F2 T-LUMBAR MONOAXIAL LISTHESIS SCREW 8.5X45, FX F2 T-LUMBAR MONOAXIAL LISTHESIS SCREW 8.5X50, FX F2 T-LUMBAR MONOAXIAL LISTHESIS SCREW 8.5X55, FX F2 T-LUMBAR MONOAXIAL LISTHESIS SCREW 8.5X60, FX F2 T-LUMBAR MONOAXIAL LISTHESIS SCREW 8.5X65, FX F2 T-LUMBAR MONOAXIAL LISTHESIS SCREW 8.5X70, FX F2 T-LUMBAR MONOAXIAL LISTHESIS SCREW 8.5X75, FX F2 T-LUMBAR MONOAXIAL LISTHESIS SCREW 8.5X80, FX F2 T-LUMBAR MONOAXIAL LISTHESIS SCREW 8.5X85, FX F2 T-LUMBAR MONOAXIAL LISTHESIS SCREW 8.5X90, FX F2 T-LUMBAR MONOAXIAL LISTHESIS SCREW 8.5X95, FX F2 T-LUMBAR MONOAXIAL LISTHESIS SCREW 8.5X100, FX F2 T-LUMBAR MONOAXIAL LISTHESIS SCREW 9.0X20, FX F2 T-LUMBAR MONOAXIAL LISTHESIS SCREW 9.0X25, FX F2 T-LUMBAR MONOAXIAL LISTHESIS SCREW 9.0X30, FX F2 T-LUMBAR MONOAXIAL LISTHESIS SCREW 9.0X35, FX F2 T-LUMBAR MONOAXIAL LISTHESIS SCREW 9.0X40, FX F2 T-LUMBAR MONOAXIAL LISTHESIS SCREW 9.0X45, FX F2 T-LUMBAR MONOAXIAL LISTHESIS SCREW 9.0X50, FX F2 T-LUMBAR MONOAXIAL LISTHESIS SCREW 9.0X55, FX F2 T-LUMBAR MONOAXIAL LISTHESIS SCREW 9.0X60, FX F2 T-LUMBAR MONOAXIAL LISTHESIS SCREW 9.0X65, FX F3-ROD(Ti) 6.0X300, FX F3-ROD(Ti) 6.0X305, FX F3-ROD(Ti) 6.0X310, FX F3-ROD(Ti) 6.0X315, FX F3-ROD(Ti) 6.0X320, FX F3-ROD(Ti) 6.0X325, FX F3-ROD(Ti) 6.0X330, FX F3-ROD(Ti) 6.0X335, FX F3-ROD(Ti) 6.0X340, FX F3-ROD(Ti) 6.0X345, FX F3-ROD(Ti) 6.0X350, FX F3-ROD(Ti) 6.0X355, FX F3-ROD(Ti) 6.0X360, FX F3-ROD(Ti) 6.0X365, FX F3-ROD(Ti) 6.0X370, FX F3-ROD(Ti) 6.0X375, FX F3-ROD(Ti) 6.0X380, FX F3-ROD(Ti) 6.0X385, FX F3-ROD(Ti) 6.0X390, FX F3-ROD(Ti) 6.0X395, FX F3-ROD(Ti) 6.0X400, FX F3-ROD(Ti) 6.0X405, FX F3-ROD(Ti) 6.0X410, FX F3-ROD(Ti) 6.0X415, FX F3-ROD(Ti) 6.0X420, FX F3-ROD(Ti) 6.0X425, FX F3-ROD(Ti) 6.0X430, FX F3-ROD(Ti) 6.0X435, FX F3-ROD(Ti) 6.0X440, FX F3-ROD(Ti) 6.0X445, FX F3-ROD(Ti) 6.0X450, FX F3-ROD(Ti) 6.0X455, FX F3-ROD(Ti) 6.0X460, FX F3-ROD(Ti) 6.0X465, FX F3-ROD(Ti) 6.0X470, FX F3-ROD(Ti) 6.0X475, FX F3-ROD(Ti) 6.0X480, FX F3-ROD(Ti) 6.0X485, FX F3-ROD(Ti) 6.0X490, FX F3-ROD(Ti) 6.0X495, FX F3-ROD(Ti) 6.0X500, FX F3-ROD(Ti) 6.0X505, FX F3-ROD(Ti) 6.0X510, FX F3-ROD(Ti) 6.0X515, FX F3-ROD(Ti) 6.0X520, FX F3-ROD(Ti) 6.0X525, FX F3-ROD(Ti) 6.0X530, FX F3-ROD(Ti) 6.0X535, FX F3-ROD(Ti) 6.0X540, FX F3-ROD(Ti) 6.0X545, FX F3-ROD(Ti) 6.0X550, FX F3-ROD(Ti) 6.0X555, FX F3-ROD(Ti) 6.0X560, FX F3-ROD(Ti) 6.0X565, FX F3-ROD(Ti) 6.0X570, FX F3-ROD(Ti) 6.0X575, FX F3-ROD(Ti) 6.0X580, FX F3-ROD(Ti) 6.0X585, FX F3-ROD(Ti) 6.0X590, FX F3-ROD(Ti) 6.0X595, FX F3-ROD(Ti) 6.0X600, F3-FX MULTIAXIAL CONNECTOR 6X27-31 MM, F3-FX MULTIAXIAL CONNECTOR 6X31-35 MM, F3-FX MULTIAXIAL CONNECTOR 6X35-39 MM, F3-FX MULTIAXIAL CONNECTOR 6X39-43 MM, F3-FX MULTIAXIAL CONNECTOR 6X43-50 MM, F3-FX MULTIAXIAL CONNECTOR 6X50-66 MM, F3-FX MULTIAXIAL CONNECTOR 6X55-80 MM, F3-FX MULTIAXIAL CONNECTOR 6X60-75 MM, F3-FX MULTIAXIAL CONNECTOR 6X75-90 MM, F3-FX MULTIAXIAL CONNECTOR 6X90-105 MM, FX F3-CROSSLINK BAR-WITH STOPPER ROD 40MM, FX F3-CROSSLINK BAR-WITH STOPPER ROD 50MM, FX F3-CROSSLINK BAR-WITH STOPPER ROD 60MM, FX F3-CROSSLINK BAR-WITH STOPPER ROD 70MM, FX F3-CROSSLINK BAR-WITH STOPPER ROD 80MM, FX F3-CROSSLINK BAR-WITH STOPPER ROD 90MM, FX F3-CROSSLINK BAR-WITH STOPPER ROD 100 MM, FX F3-CROSSLINK BAR-WITHOUT STOPPER ROD 40MM, FX F3-CROSSLINK BAR-WITHOUT STOPPER ROD 50MM, FX F3-CROSSLINK BAR-WITHOUT STOPPER ROD 60MM, FX F3-CROSSLINK BAR-WITHOUT STOPPER ROD 70MM, FX F3-CROSSLINK BAR-WITHOUT STOPPER ROD 80MM, FX F3-CROSSLINK BAR-WITHOUT STOPPER ROD 90MM, FX F3-CROSSLINK BAR-WITHOUT STOPPER ROD 100MM, FX F3-LUMBAR RIGHT HOOK POLYAXIAL WITH ANGLE, FX F3-LUMBAR OFFSET RIGHT HOOK POLYAXIAL, FX F3-LUMBAR THORACIC LAMINAR NARROW HOOK POLYAXIAL, FX F3-LUMBAR SACRAL POLYAXIAL HOOK, FX F3-LUMBAR LAMILAR WIDE HOOK POLYAXIAL, FX F3-LUMBAR PEDICLE LARGE HOOK POLYAXIAL, FX F3-LUMBAR TRANSVERSE POLYAXIAL HOOK, FX F3-LUMBAR THORACIC LAMINAR WIDE HOOK POLYAXIAL, FX F3-LUMBAR LEFT HOOK POLYAXIAL WITH ANGLE, FX F3-LUMBAR PEDICLE STANDARD HOOK POLYAXIAL, FX F3-LUMBAR OFFSET LEFT HOOK POLYAXIAL, FX F3-LUMBAR LAMILAR NARROW HOOK POLYAXIAL, FX F3-LUMBAR DOMINO CONNECTOR 6 LUMBAR-5.5 LUMBAR, FX F3 T-LUMBAR POLYAXİAL LISTHESIS SCREW 5.5X70, FX F3 T-LUMBAR POLYAXİAL LISTHESIS SCREW 5.5X75, FX F3 T-LUMBAR POLYAXİAL LISTHESIS SCREW 5.5X80, FX F3 T-LUMBAR POLYAXİAL LISTHESIS SCREW 6.0X20, FX F3 T-LUMBAR POLYAXİAL LISTHESIS SCREW 6.0X25, FX F3 T-LUMBAR POLYAXİAL LISTHESIS SCREW 6.0X30, FX F3 T-LUMBAR POLYAXİAL LISTHESIS SCREW 6.0X35, FX F3 T-LUMBAR POLYAXİAL LISTHESIS SCREW 6.0X40, FX F3 T-LUMBAR POLYAXİAL LISTHESIS SCREW 6.0X45, FX F3 T-LUMBAR POLYAXİAL LISTHESIS SCREW 6.0X50, FX F3 T-LUMBAR POLYAXİAL LISTHESIS SCREW 6.0X55, FX F3 T-LUMBAR POLYAXİAL LISTHESIS SCREW 6.0X60, FX F3 T-LUMBAR POLYAXİAL LISTHESIS SCREW 6.0X65, FX F3 T-LUMBAR POLYAXİAL LISTHESIS SCREW 6.0X70, FX F3 T-LUMBAR POLYAXİAL LISTHESIS SCREW 6.0X75, FX F3 T-LUMBAR POLYAXİAL LISTHESIS SCREW 6.0X80, FX F3 T-LUMBAR POLYAXİAL LISTHESIS SCREW 6.0X85, FX F3 T-LUMBAR POLYAXİAL LISTHESIS SCREW 6.0X90, FX F3 T-LUMBAR POLYAXİAL LISTHESIS SCREW 6.5X20, FX F3 T-LUMBAR POLYAXİAL LISTHESIS SCREW 6.5X25, FX F3 T-LUMBAR POLYAXİAL LISTHESIS SCREW 6.5X30, FX F3 T-LUMBAR POLYAXİAL LISTHESIS SCREW 6.5X35, FX F3 T-LUMBAR POLYAXİAL LISTHESIS SCREW 6.5X40, FX F3 T-LUMBAR POLYAXİAL LISTHESIS SCREW 6.5X45, FX F3 T-LUMBAR POLYAXİAL LISTHESIS SCREW 6.5X50, FX F3 T-LUMBAR POLYAXİAL LISTHESIS SCREW 6.5X55, FX F3 T-LUMBAR POLYAXİAL LISTHESIS SCREW 6.5X60, FX F3 T-LUMBAR POLYAXİAL LISTHESIS SCREW 6.5X65, FX F3 T-LUMBAR POLYAXİAL LISTHESIS SCREW 6.5X70, FX F3 T-LUMBAR POLYAXİAL LISTHESIS SCREW 6.5X75, FX F3 T-LUMBAR POLYAXİAL LISTHESIS SCREW 6.5X80, FX F3 T-LUMBAR POLYAXİAL LISTHESIS SCREW 6.5X85, FX F3 T-LUMBAR POLYAXİAL LISTHESIS SCREW 6.5X90, FX F3 T-LUMBAR POLYAXİAL LISTHESIS SCREW 7.0X20, FX F3 T-LUMBAR POLYAXİAL LISTHESIS SCREW 7.0X25, FX F3 T-LUMBAR POLYAXİAL LISTHESIS SCREW 7.0X30, FX F3 T-LUMBAR POLYAXİAL LISTHESIS SCREW 7.0X35, FX F3 T-LUMBAR POLYAXİAL LISTHESIS SCREW 7.0X40, FX F3 T-LUMBAR POLYAXİAL LISTHESIS SCREW 7.0X45, FX F3 T-LUMBAR POLYAXİAL LISTHESIS SCREW 7.0X50, FX F3 T-LUMBAR POLYAXİAL LISTHESIS SCREW 7.0X55, FX F3 T-LUMBAR POLYAXİAL LISTHESIS SCREW 7.0X60, FX F3 T-LUMBAR POLYAXİAL LISTHESIS SCREW 7.0X65, FX F3 T-LUMBAR POLYAXİAL LISTHESIS SCREW 7.0X70, FX F3 T-LUMBAR POLYAXİAL LISTHESIS SCREW 7.0X75, FX F3 T-LUMBAR POLYAXİAL LISTHESIS SCREW 7.0X80, FX F3 T-LUMBAR POLYAXİAL LISTHESIS SCREW 7.0X85, FX F3 T-LUMBAR POLYAXİAL LISTHESIS SCREW 7.0X90, FX F3 T-LUMBAR POLYAXİAL LISTHESIS SCREW 7.5X20, FX F3 T-LUMBAR POLYAXİAL LISTHESIS SCREW 7.5X25, FX F3 T-LUMBAR POLYAXİAL LISTHESIS SCREW 7.5X30, FX F3 T-LUMBAR POLYAXİAL LISTHESIS SCREW 7.5X35, FX F3 T-LUMBAR POLYAXİAL LISTHESIS SCREW 7.5X40, FX F3 T-LUMBAR POLYAXİAL LISTHESIS SCREW 7.5X45, FX F3 T-LUMBAR POLYAXİAL LISTHESIS SCREW 7.5X50, FX F3 T-LUMBAR POLYAXİAL LISTHESIS SCREW 7.5X55, FX F3 T-LUMBAR POLYAXİAL LISTHESIS SCREW 7.5X60, FX F3 T-LUMBAR POLYAXİAL LISTHESIS SCREW 7.5X65, FX F3 T-LUMBAR POLYAXİAL LISTHESIS SCREW 7.5 | ATLAS MEDIKAL | 2024-07-11T00:00:00.000+02:00 | EFRAHİM ÇEKİÇ FX ORTOPEDİ VE PROTEZ SAĞLIK GEREÇLERİ SANAYİ VE TİCARET Ege Serbest Bölgesi Zafer SB Mah. Mümtaz Sk. No:14/A Gaziemir İZMİR- TURKEY | AF1.31.500060, AF1.31.500065, AF1.31.500070, AF1.31.500075, AF1.31.500080, AF1.31.550020, AF1.31.550025, AF1.31.550030, AF1.31.550035, AF1.31.550040, AF1.31.550045, AF1.31.550050, AF1.31.550055, AF1.31.550060, AF1.31.550065, AF1.31.550070, AF1.31.550075, AF1.31.550080, AF1.31.600020, AF1.31.600025, AF1.31.600030, AF1.31.600035, AF1.31.600040, AF1.31.600045, AF1.31.600050, AF1.31.600055, AF1.31.600060, AF1.31.600065, AF1.31.600070, AF1.31.600075, AF1.31.600080, AF1.31.600085, AF1.31.600090, AF1.31.650020, AF1.31.650025, AF1.31.650030, AF1.31.650035, AF1.31.650040, AF1.31.650045, AF1.31.650050, AF1.31.650055, AF1.31.650060, AF1.31.650065, AF1.31.650070, AF1.31.650075, AF1.31.650080, AF1.31.650085, AF1.31.650090, AF1.31.700020, AF1.31.700025, AF1.31.700030, AF1.31.700035, AF1.31.700040, AF1.31.700045, AF1.31.700050, AF1.31.700055, AF1.31.700060, AF1.31.700065, AF1.31.700070, AF1.31.700075, AF1.31.700080, AF1.31.700085, AF1.31.700090, AF1.31.750020, AF1.31.750025, AF1.31.750030, AF1.31.750035, AF1.31.750040, AF1.31.750045, AF1.31.750050, AF1.31.750055, AF1.31.750060, AF1.31.750065, AF1.31.750070, AF1.31.750075, AF1.31.750080, AF1.31.750085, AF1.31.750090, AF1.31.800020, AF1.31.800025, AF1.31.800030, AF1.31.800035, AF1.31.800040, AF1.31.800045, AF1.31.800050, AF1.31.800055, AF1.31.800060, AF1.31.800065, AF1.31.800070, AF1.31.800075, AF1.31.800080, AF1.31.800085, AF1.31.800090, AF1.31.850020, AF1.31.850025, AF1.30.550055, AF1.30.550060, AF1.30.550065, AF1.30.550070, AF1.30.550075, AF1.30.550080, AF1.30.600020, AF1.30.600025, AF1.30.600030, AF1.30.600035, AF1.30.600040, AF1.30.600045, AF1.30.600050, AF1.30.600055, AF1.30.600060, AF1.30.600065, AF1.30.600070, AF1.30.600075, AF1.30.600080, AF1.30.600085, AF1.30.600090, AF1.30.650020, AF1.30.650025, AF1.30.650030, AF1.30.650035, AF1.30.650040, AF1.30.650045, AF1.30.650050, AF1.30.650055, AF1.30.650060, AF1.30.650065, AF1.30.650070, AF1.30.650075, AF1.30.650080, AF1.30.650085, AF1.30.650090, AF1.30.700020, AF1.30.700025, AF1.30.700030, AF1.30.700035, AF1.30.700040, AF1.30.700045, AF1.30.700050, AF1.30.700055, AF1.30.700060, AF1.30.700065, AF1.30.700070, AF1.30.700075, AF1.30.700080, AF1.30.700085, AF1.30.700090, AF1.30.750020, AF1.30.750025, AF1.30.750030, AF1.30.750035, AF1.30.750040, AF1.30.750045, AF1.30.750050, AF1.30.750055, AF1.30.750060, AF1.30.750065, AF1.30.750070, AF1.30.750075, AF1.30.750080, AF1.30.750085, AF1.30.750090, AF1.30.800020, AF1.30.800025, AF1.30.800030, AF1.30.800035, AF1.30.800040, AF1.30.800045, AF1.30.800050, AF1.30.800055, AF1.30.800060, AF1.30.800065, AF1.30.800070, AF1.30.800075, AF1.30.800080, AF1.30.800085, AF1.30.800090, AF1.30.850020, AF1.30.850025, AF1.30.850030, AF1.30.850035, AF1.30.850040, AF1.30.850045, AF1.30.850050, AF1.30.850055, AF1.30.850060, AF1.30.850065, AF1.30.850070, AF1.30.850075, AF1.30.850080, AF1.30.850085, AF1.30.850090, AF1.30.850095, AF1.30.850100, AF1.30.900020, AF1.30.900025, AF1.30.900030, AF1.30.900035, AF1.30.900040, AF1.30.900045, AF1.30.900050, AF1.30.900055, AF1.30.900060, AF1.30.900065, AF1.30.900070, AF1.30.900075, AF1.30.900080, AF1.30.900085, AF1.30.900090, AF1.30.900095, AF1.30.900100, AF1.30.950020, AF1.30.950025, AF1.30.950030, AF1.30.950035, AF1.30.950040, AF1.30.950045, AF1.30.950050, AF1.30.950055, AF1.30.950060, AF1.30.950065, AF1.30.950070, AF1.30.950075, AF1.30.950080, AF1.30.950085, AF1.30.950090, AF1.30.950095, AF1.30.950100, AF1.30.100030, AF1.30.100035, AF1.30.100040, AF1.30.100045, AF1.30.100050, AF1.30.100055, AF1.30.100060, AF1.30.100065, AF1.30.100070, AF1.30.100075, AF1.30.100080, AF1.30.100085, AF1.30.100090, AF1.30.100095, AF1.30.100100, AF1.30.150030, AF1.30.150035, AF1.30.150040, AF1.30.150045, AF1.30.150050, AF1.30.150055, AF1.30.150060, AF1.30.150065, AF1.30.150070, AF1.30.150075, AF1.30.150080, AF1.30.150085, AF1.30.150090, AF1.30.150095, AF1.30.150100, AF1.31.350020, AF1.31.350025, AF1.31.350030, AF1.31.350035, AF1.31.350040, AF1.31.350045, AF1.31.350050, AF1.31.350055, AF1.31.350060, AF1.31.350 | Klasa IIb | SISTEMET E STABILIZIMIT KURRİZORE (VIDA-SHIPËR-LIDHJE) | Pajisje te implantueshme jo aktive
16908 | Dental Zirkonia Block/CM87L22T3 98x12mm, Dental Zirkonia Block/CM87L25T3 98x14mm, Dental Zirkonia Block/CM93L16T3 98x16mm, Dental Zirkonia Block/CM93L18T3 98x18mm, Dental Zirkonia Block/CM93L20T3 98x20mm, Dental Zirkonia Block/CM93L22T3 98x22mm, Dental Zirkonia Block/CM93L25T3 98x25mm, Dental Zirkonia Block/CM93L28T3 98x10mm, Dental Zirkonia Block/CM42L16T3 98x12mm, Dental Zirkonia Block/CM42L20T3 98x14mm, Dental Zirkonia Block/CM60L25T3 98x16mm, Dental Zirkonia Block/CM15L13T3 98x18mm, Dental Zirkonia Block/CM17L14T3 98x20mm, Dental Zirkonia Block/CM20L15T3 98x22mm, Dental Zirkonia Block/CM20L19T3 98x25mm, Dental Zirkonia Block/CM40L15T3 98x10mm, Dental Zirkonia Block/CM40L19T3 98x12mm, Dental Zirkonia Block/CM55L15T3 98x14mm, Dental Zirkonia Block/CM55L19T3 98x16mm, Dental Zirkonia Block/CM65L20T3 98x18mm, Dental Zirkonia Block/CM65L22T3 98x20mm, Dental Zirkonia Block/CM20L15T2 98x22mm, Dental Zirkonia Block/CM20L19T2 98x25mm, Dental Zirkonia Block/CM40L15T2 98x10mm, Dental Zirkonia Block/CM40L19T2 98x12mm, Dental Zirkonia Block/CM55L15T2 98x14mm, Dental Zirkonia Block/CM55L19T2 98x16mm, Dental Zirkonia Block/CM65L20T2 98x18mm, Dental Zirkonia Block/CM65L22T2 98x20mm, Dental Zirkonia Block/CM25L26.5T3 98x22mm, Dental Zirkonia Block/CM25L50T3 98x25mm, Dental Zirkonia Block/CM25L60T3 98x10mm, Dental Zirkonia Block/CM72L40T3 98x12mm, Dental Zirkonia Block/CM43L16T3 98x14mm, Dental Zirkonia Block/CM43L22T3 98x16mm, Dental Zirkonia Block/CM52L16T3 98x18mm, Dental Zirkonia Block/CM52L22T3 98x20mm, Dental Zirkonia Block/CM65L16T3 98x22mm, Dental Zirkonia Block/CM65L18T3 98x25mm, Dental Zirkonia Block/CM65L20T3 98x10mm, Dental Zirkonia Block/CM65L22T3 98x12mm, Dental Zirkonia Block/CM75L16T3 98x14mm, Dental Zirkonia Block/CM75L18T3 98x16mm, Dental Zirkonia Block/CM75L20T3 98x18mm, Dental Zirkonia Block/CM75L22T3 98x20mm, Dental Zirkonia Block/CM87L16T3 98x22mm, Dental Zirkonia Block/CM87L18T3 98x25mm, Dental Zirkonia Block/CM87L20T3 98x10mm, Dental Zirkonia Block/CM42L16B4 98x12mm, Dental Zirkonia Block/CM42L20B4 98x14mm, Dental Zirkonia Block/CM60L25B4 98x16mm, Dental Zirkonia Block/CM15L13B4 98x18mm, Dental Zirkonia Block/CM17L14B4 98x20mm, Dental Zirkonia Block/CM20L15B4 98x22mm, Dental Zirkonia Block/CM20L19B4 98x25mm, Dental Zirkonia Block/CM40L15B4 98x10mm, Dental Zirkonia Block/CM40L19B4 98x12mm, Dental Zirkonia Block/CM55L15B4 98x14mm, Dental Zirkonia Block/CM55L19B4 98x16mm, Dental Zirkonia Block/CM65L20B4 98x18mm, Dental Zirkonia Block/CM65L22B4 98x20mm, Dental Zirkonia Block/CM25L26.5C1 98x22mm, Dental Zirkonia Block/CM25L50C1 98x25mm, Dental Zirkonia Block/CM25L60C1 98x10mm, Dental Zirkonia Block/CM72L40C1 98x12mm, Dental Zirkonia Block/CM43L16C1 98x14mm, Dental Zirkonia Block/CM43L22C1 98x16mm, Dental Zirkonia Block/CM52L16C1 98x18mm, Dental Zirkonia Block/CM52L22C1 98x20mm, Dental Zirkonia Block/CM65L16C1 98x22mm, Dental Zirkonia Block/CM65L18C1 98x25mm, Dental Zirkonia Block/CM65L20C1 98x10mm, Dental Zirkonia Block/CM65L22C1 98x12mm, Dental Zirkonia Block/CM75L16C1 98x14mm, Dental Zirkonia Block/CM75L18C1 98x16mm, Dental Zirkonia Block/CM75L20C1 98x18mm, Dental Zirkonia Block/CM75L22C1 98x20mm, Dental Zirkonia Block/CM87L16C1 98x22mm, Dental Zirkonia Block/CM87L18C1 98x25mm, Dental Zirkonia Block/CM87L20C1 98x10mm, Dental Zirkonia Block/CM87L22C1 98x12mm, Dental Zirkonia Block/CM87L25C1 98x14mm, Dental Zirkonia Block/CM93L16C1 98x16mm, Dental Zirkonia Block/CM93L18C1 98x18mm, Dental Zirkonia Block/CM93L20C1 98x20mm, Dental Zirkonia Block/CM93L22C1 98x22mm, Dental Zirkonia Block/CM93L25C1 98x25mm, Dental Zirkonia Block/CM93L28C1 98x10mm, Dental Zirkonia Block/CM42L16C1 98x12mm, Dental Zirkonia Block/CM42L20C1 98x14mm, Dental Zirkonia Block/CM60L25C1 98x16mm, Dental Zirkonia Block/CM15L13C1 98x18mm, Dental Zirkonia Block/CM17L14C1 98x20mm, Dental Zirkonia Block/CM20L15C1 98x22mm, Dental Zirkonia Block/CM20L19C1 98x25mm, Dental Zirkonia Block/CM40L15C1 98x10mm, Dental Zirkonia Block/CM40L19C1 98x12mm, Dental Zirkonia Block/CM55L15C1 98x14mm, Dental Zirkonia Block/CM55L19C1 98x16mm, Dental Zirkonia Block/CM65L20C1 98x18mm, Dental Zirkonia Block/CM65L22C1 98x20mm, Dental Zirkonia Block/CM25L26.5C2 98x22mm, Dental Zirkonia Block/CM25L50C2 98x25mm, Dental Zirkonia Block/CM25L60C2 98x10mm, Dental Zirkonia Block/CM72L40C2 98x12mm, Dental Zirkonia Block/CM43L16C2 98x14mm, Dental Zirkonia Block/CM43L22C2 98x16mm, Dental Zirkonia Block/CM52L16C2 98x18mm, Dental Zirkonia Block/CM52L22C2 98x20mm, Dental Zirkonia Block/CM65L16C2 98x22mm, Dental Zirkonia Block/CM65L18C2 98x25mm, Dental Zirkonia Block/CM65L20C2 98x10mm, Dental Zirkonia Block/CM65L22C2 98x12mm, Dental Zirkonia Block/CM75L16C2 98x14mm, Dental Zirkonia Block/CM75L18C2 98x16mm, Dental Zirkonia Block/CM75L20C2 98x18mm, Dental Zirkonia Block/CM75L22C2 98x20mm, Dental Zirkonia Block/CM87L16C2 98x22mm, Dental Zirkonia Block/CM87L18C2 98x25mm, Dental Zirkonia Block/CM87L20C2 98x10mm, Dental Zirkonia Block/CM87L22C2 98x12mm, Dental Zirkonia Block/CM87L25C2 98x14mm, Dental Zirkonia Block/CM93L16C2 98x16mm, Dental Zirkonia Block/CM93L18C2 98x18mm, Dental Zirkonia Block/CM93L20C2 98x20mm, Dental Zirkonia Block/CM93L22C2 98x22mm, Dental Zirkonia Block/CM93L25C2 98x25mm, Dental Zirkonia Block/CM93L28C2 98x10mm, Dental Zirkonia Block/CM42L16C2 98x12mm, Dental Zirkonia Block/CM42L20C2 98x14mm, Dental Zirkonia Block/CM60L25C2 98x16mm, Dental Zirkonia Block/CM15L13C2 98x18mm, Dental Zirkonia Block/CM17L14C2 98x20mm, Dental Zirkonia Block/CM20L15C2 98x22mm, Dental Zirkonia Block/CM20L19C2 98x25mm, Dental Zirkonia Block/CM40L15C2 98x10mm, Dental Zirkonia Block/CM40L19C2 98x12mm, Dental Zirkonia Block/CM55L15C2 98x14mm, Dental Zirkonia Block/CM55L19C2 98x16mm, Dental Zirkonia Block/CM65L20C2 98x18mm, Dental Zirkonia Block/CM65L22C2 98x20mm, Dental Zirkonia Block/CM25L26.5C3 98x22mm, Dental Zirkonia Block/CM25L50C3 98x25mm, Dental Zirkonia Block/CM25L60C3 98x10mm, Dental Zirkonia Block/CM72L40C3 98x12mm, Dental Zirkonia Block/CM43L16C3 98x14mm, Dental Zirkonia Block/CM43L22C3 98x16mm, Dental Zirkonia Block/CM52L16C3 98x18mm, Dental Zirkonia Block/CM52L22C3 98x20mm, Dental Zirkonia Block/CM65L16C3 98x22mm, Dental Zirkonia Block/CM65L18C3 98x25mm, Dental Zirkonia Block/CM65L20C3 98x10mm, Dental Zirkonia Block/CM65L22C3 98x12mm, Dental Zirkonia Block/CM75L16C3 98x14mm, Dental Zirkonia Block/CM75L18C3 98x16mm, Dental Zirkonia Block/CM75L20C3 98x18mm, Dental Zirkonia Block/CM75L22C3 98x20mm, Dental Zirkonia Block/CM87L16C3 98x22mm, Dental Zirkonia Block/CM87L18C3 98x25mm, Dental Zirkonia Block/CM87L20C3 98x10mm, Dental Zirkonia Block/CM87L22C3 98x12mm, Dental Zirkonia Block/CM87L25C3 98x14mm, Dental Zirkonia Block/CM93L16C3 98x16mm, Dental Zirkonia Block/CM93L18C3 98x18mm, Dental Zirkonia Block/CM93L20C3 98x20mm, Dental Zirkonia Block/CM93L22C3 98x22mm, Dental Zirkonia Block/CM93L25C3 98x25mm, Dental Zirkonia Block/CM93L28C3 98x10mm, Dental Zirkonia Block/CM42L16C3 98x12mm, Dental Zirkonia Block/CM42L20C3 98x14mm, Dental Zirkonia Block/CM60L25C3 98x16mm, Dental Zirkonia Block/CM15L13C3 98x18mm, Dental Zirkonia Block/CM17L14C3 98x20mm, Dental Zirkonia Block/CM20L15C3 98x22mm, Dental Zirkonia Block/CM20L19C3 98x25mm, Dental Zirkonia Block/CM40L15C3 98x10mm, Dental Zirkonia Block/CM40L19C3 98x12mm, Dental Zirkonia Block/CM55L15C3 98x14mm, Dental Zirkonia Block/CM55L19C3 98x16mm, Dental Zirkonia Block/CM65L20C3 98x18mm, Dental Zirkonia Block/CM65L22C3 98x20mm, Dental Zirkonia Block/CM25L26.5C4 98x22mm, Dental Zirkonia Block/CM25L50C4 98x25mm, Dental Zirkonia Block/CM25L60C4 98x10mm, Dental Zirkonia Block/CM72L40C4 98x12mm, Dental Zirkonia Block/CM43L16C4 98x14mm, Dental Zirkonia Block/CM43L22C4 98x16mm, Dental Zirkonia Block/CM52L16C4 98x18mm, Dental Zirkonia Block/CM52L22C4 98x20mm, Dental Zirkonia Block/CM65L16C4 98x22mm, Dental Zirkonia Block/CM65L18C4 98x25mm, Dental Zirkonia Block/CM65L20C4 98x10mm, Dental Zirkonia Block/CM65L22C4 98x12mm, Dental Zirkonia Block/CM75L16C4 98x14mm, Dental Zirkonia Block/CM75L18C4 98x16mm, Dental Zirkonia Block/CM75L20C4 98x18mm, Dental Zirkonia Block/CM75L22C4 98x20mm, Dental Zirkonia Block/CM87L16C4 98x22mm, Dental Zirkonia Block/CM87L18C4 98x25mm, Dental Zirkonia Block/CM87L20C4 98x10mm, Dental Zirkonia Block/CM87L22C4 98x12mm, Dental Zirkonia Block/CM87L25C4 98x14mm, Dental Zirkonia Block/CM93L16C4 98x16mm, Dental Zirkonia Block/CM93L18C4 98x18mm, Dental Zirkonia Block/CM93L20C4 98x20mm, Dental Zirkonia Block/CM93L22C4 98x22mm, Dental Zirkonia Block/CM93L25C4 98x25mm, Dental Zirkonia Block/CM93L28C4 98x10mm, Dental Zirkonia Block/CM42L16C4 98x12mm, Dental Zirkonia Block/CM42L20C4 98x14mm, Dental Zirkonia Block/CM60L25C4 98x16mm, Dental Zirkonia Block/CM15L13C4 98x18mm, Dental Zirkonia Block/CM17L14C4 98x20mm, Dental Zirkonia Block/CM20L15C4 98x22mm, Dental Zirkonia Block/CM20L19C4 98x25mm, Dental Zirkonia Block/CM40L15C4 98x10mm, Dental Zirkonia Block/CM40L19C4 98x12mm, Dental Zirkonia Block/CM55L15C4 98x14mm, Dental Zirkonia Block/CM55L19C4 98x16mm, Dental Zirkonia Block/CM65L20C4 98x18mm, Dental Zirkonia Block/CM65L22C4 98x20mm, Dental Zirkonia Block/CM25L26.5D1 98x22mm, Dental Zirkonia Block/CM25L50D1 98x25mm, Dental Zirkonia Block/CM25L60D1 98x10mm, Dental Zirkonia Block/CM72L40D1 98x12mm, Dental Zirkonia Block/CM43L16D1 98x14mm, Dental Zirkonia Block/CM43L22D1 98x16mm, Dental Zirkonia Block/CM52L16D1 98x18mm, Dental Zirkonia Block/CM52L22D1 98x20mm, Dental Zirkonia Block/CM65L16D1 98x22mm, Dental Zirkonia Block/CM65L18D1 98x25mm, Dental Zirkonia Block/CM65L20D1 98x10mm, Dental Zirkonia Block/CM65L22D1 98x12mm, Dental Zirkonia Block/CM75L16D1 98x14mm, Dental Zirkonia Block/CM75L18D1 98x16mm, Dental Zirkonia Block/CM75L20D1 98x18mm, Dental Zirkonia Block/CM75L22D1 98x20mm, Dental Zirkonia Block/CM87L16D1 98x22mm, Dental Zirkonia Block/CM87L18D1 98x25mm, Dental Zirkonia Block/CM87L20D1 98x10mm, Dental Zirkonia Block/CM87L22D1 98x12mm, Dental Zirkonia Block/CM87L25D1 98x14mm, Dental Zirkonia Block/CM93L16D1 98x16mm, Dental Zirkonia Block/CM93L18D1 98x18mm, Dental Zirkonia Block/CM93L20D1 98x20mm, Dental Zirkonia Block/CM93L22D1 98x22mm, Dental Zirkonia Block/CM93L25D1 98x25mm, Dental Zirkonia Block/CM93L28D1 98x10mm, Dental Zirkonia Block/CM42L16D1 98x12mm, Dental Zirkonia Block/CM42L20D1 98x14mm, Dental Zirkonia Block/CM60L25D1 98x16mm, Dental Zirkonia Block/CM15L13D1 98x18mm, Dental Zirkonia Block/CM17L14D1 98x20mm, Dental Zirkonia Block/CM20L15D1 98x22mm, Dental Zirkonia Block/CM20L19D1 98x25mm, Dental Zirkonia Block/CM40L15D1 98x10mm, Dental Zirkonia Block/CM40L19D1 98x12mm, Dental Zirkonia Block/CM55L15D1 98x14mm, Dental Zirkonia Block/CM55L19D1 98x16mm, Dental Zirkonia Block/CM65L20D1 98x18mm, Dental Zirkonia Block/CM65L22D1 98x20mm, Dental Zirkonia Block/CM25L26.5D2 98x22mm, Dental Zirkonia Block/CM25L50D2 98x25mm, Dental Zirkonia Block/CM25L60D2 98x10mm, Dental Zirkonia Block/CM72L40D2 98x12mm, Dental Zirkonia Block/CM43L16D2 98x14mm, Dental Zirkonia Block/CM43L22D2 98x16mm, Dental Zirkonia Block/CM52L16D2 98x18mm, Dental Zirkonia Block/CM52L22D2 98x20mm, Dental Zirkonia Block/CM65L16D2 98x22mm, Dental Zirkonia Block/CM65L18D2 98x25mm, Dental Zirkonia Block/CM65L20D2 98x10mm, Dental Zirkonia Block/CM65L22D2 98x12mm, Dental Zirkonia Block/CM75L16D2 98x14mm, Dental Zirkonia Block/CM75L18D2 98x16mm, Dental Zirkonia Block/CM75L20D2 98x18mm, Dental Zirkonia Block/CM75L22D2 98x20mm, Dental Zirkonia Block/CM87L16D2 98x22mm, Dental Zirkonia Block/CM87L18D2 98x25mm, Dental Zirkonia Block/CM87L20D2 98x10mm, Dental Zirkonia Block/CM87L22D2 98x12mm, Dental Zirkonia Block/CM87L25D2 98x14mm, Dental Zirkonia Block/CM93L16D2 98x16mm, Dental Zirkonia Block/CM93L18D2 98x18mm, Dental Zirkonia Block/CM93L20D2 98x20mm, Dental Zirkonia Block/CM93L22D2 98x22mm, Dental Zirkonia Block/CM93L25D2 98x25mm, Dental Zirkonia Block/CM93L28D2 98x10mm, Dental Zirkonia Block/CM42L16D2 98x12mm, Dental Zirkonia Block/CM42L20D2 98x14mm, Dental Zirkonia Block/CM60L25D2 98x16mm, Dental Zirkonia Block/CM15L13D2 98x18mm, Dental Zirkonia Block/CM17L14D2 98x20mm, Dental Zirkonia Block/CM20L15D2 98x22mm, Dental Zirkonia Block/CM20L19D2 98x25mm, Dental Zirkonia Block/CM40L15D2 98x10mm, Dental Zirkonia Block/CM40L19D2 98x12mm, Dental Zirkonia Block/CM55L15D2 98x14mm, Dental Zirkonia Block/CM55L19D2 98x16mm, Dental Zirkonia Block/CM65L20D2 98x18mm, Dental Zirkonia Block/CM65L22D2 98x20mm, Dental Zirkonia Block/CM25L26.5D3 98x22mm, Dental Zirkonia Block/CM25L50D3 98x25mm, Dental Zirkonia Block/CM25L60D3 98x10mm, Dental Zirkonia Block/CM72L40D3 98x12mm, Dental Zirkonia Block/CM43L16D3 98x14mm, Dental Zirkonia Block/CM43L22D3 98x16mm, Dental Zirkonia Block/CM52L16D3 98x18mm, Dental Zirkonia Block/CM52L22D3 98x20mm, Dental Zirkonia Block/CM65L16D3 98x22mm, Dental Zirkonia Block/CM65L18D3 98x25mm, Dental Zirkonia Block/CM65L20D3 98x10mm, Dental Zirkonia Block/CM65L22D3 98x12mm, Dental Zirkonia Block/CM75L16D3 98x14mm, Dental Zirkonia Block/CM75L18D3 98x16mm, Dental Zirkonia Block/CM75L20D3 98x18mm, Dental Zirkonia Block/CM75L22D3 98x20mm, Dental Zirkonia Block/CM87L16D3 98x22mm, Dental Zirkonia Block/CM87L18D3 98x25mm, Dental Zirkonia Block/CM87L20D3 98x10mm, Dental Zirkonia Block/CM87L22D3 98x12mm, Dental Zirkonia Block/CM87L25D3 98x14mm, Dental Zirkonia Block/CM93L16D3 98x16mm, Dental Zirkonia Block/CM93L18D3 98x18mm, Dental Zirkonia Block/CM93L20D3 98x20mm, Dental Zirkonia Block/CM93L22D3 98x22mm, Dental Zirkonia Block/CM93L25D3 98x25mm, Dental Zirkonia Block/CM93L28D3 98x10mm, Dental Zirkonia Block/CM42L16D3 98x12mm, Dental Zirkonia Block/CM42L20D3 98x14mm, Dental Zirkonia Block/CM60L25D3 98x16mm, Dental Zirkonia Block/CM15L13D3 98x18mm, Dental Zirkonia Block/CM17L14D3 98x20mm, Dental Zirkonia Block/CM20L15D3 98x22mm, Dental Zirkonia Block/CM20L19D3 98x25mm, Dental Zirkonia Block/CM40L15D3 98x10mm, Dental Zirkonia Block/CM40L19D3 98x12mm, Dental Zirkonia Block/CM55L15D3 98x14mm, Dental Zirkonia Block/CM55L19D3 98x16mm, Dental Zirkonia Block/CM65L20D3 98x18mm, Dental Zirkonia Block/CM65L22D3 98x20mm, Dental Zirkonia Block/CM25L26.5D4 98x22mm, Dental Zirkonia Block/CM25L50D4 98x25mm, Dental Zirkonia Block/CM25L60D4 98x10mm, Dental Zirkonia Block/CM72L40D4 98x12mm, Dental Zirkonia Block/CM43L16D4 98x14mm, Dental Zirkonia Block/CM43L22D4 98x16mm, Dental Zirkonia Block/CM52L16D4 98x18mm, Dental Zirkonia Block/CM52L22D4 98x20mm, Dental Zirkonia Block/CM65L16D4 98x22mm, Dental Zirkonia Block/CM65L18D4 98x25mm, Dental Zirkonia Block/CM65L20D4 98x10mm, Dental Zirkonia Block/CM65L22D4 98x12mm, Dental Zirkonia Block/CM75L16D4 98x14mm, Dental Zirkonia Block/CM75L18D4 98x16mm, Dental Zirkonia Block/CM75L20D4 98x18mm, Dental Zirkonia Block/CM75L22D4 98x20mm, Dental Zirkonia Block/CM87L16D4 98x22mm, Dental Zirkonia Block/CM87L18D4 98x25mm, Dental Zirkonia Block/CM87L20D4 98x10mm, Dental Zirkonia Block/CM87L22D4 98x12mm, Dental Zirkonia Block/CM87L25D4 98x14mm, Dental Zirkonia Block/CM93L16D4 98x16mm, Dental Zirkonia Block/CM93L18D4 98x18mm, Dental Zirkonia Block/CM93L20D4 98x20mm, Dental Zirkonia Block/CM93L22D4 98x22mm, Dental Zirkonia Block/CM93L25D4 98x25mm, Dental Zirkonia Block/CM93L28D4 98x10mm, Dental Zirkonia Block/CM42L16D4 98x12mm, Dental Zirkonia Block/CM42L20D4 98x14mm, Dental Zirkonia Block/CM60L25D4 98x16mm, Dental Zirkonia Block/CM15L13D4 98x18mm, Dental Zirkonia Block/CM17L14D4 98x20mm, Dental Zirkonia Block/CM20L15D4 98x22mm, Dental Zirkonia Block/CM20L19D4 98x25mm, Dental Zirkonia Block/CM40L15D4 98x10mm, Dental Zirkonia Block/CM40L19D4 98x12mm, Dental Zirkonia Block/CM55L15D4 98x14mm, Dental Zirkonia Block/CM55L19D4 98x16mm, Dental Zirkonia Block/CM65L20D4 98x18mm, Dental Zirkonia Block/CM65L22D4 98x20mm, Dental Zirkonia Block/CM25L26.5T1 98x22mm, Dental Zirkonia Block/CM25L50T1 98x25mm, Dental Zirkonia Block/CM25L60T1 98x10mm, Dental Zirkonia Block/CM72L40T1 98x12mm, Dental Zirkonia Block/CM43L16T1 98x14mm, Dental Zirkonia Block/CM43L22T1 98x16mm, Dental Zirkonia Block/CM52L16T1 98x18mm, Dental Zirkonia Block/CM52L22T1 98x20mm, Dental Zirkonia Block/CM65L16T1 98x22mm, Dental Zirkonia Block/CM65L18T1 98x25mm, Dental Zirkonia Block/CM65L20T1 98x10mm, Dental Zirkonia Block/CM65L22T1 98x12mm, Dental Zirkonia Block/CM75L16T1 98x14mm, Dental Zirkonia Block/CM75L18T1 98x16mm, Dental Zirkonia Block/CM75L20T1 98x18mm, Dental Zirkonia Block/CM75L22T1 98x20mm, Dental Zirkonia Block/CM87L16T1 98x22mm, Dental Zirkonia Block/CM87L18T1 98x25mm, Dental Zirkonia Block/CM87L20T1 98x10mm, Dental Zirkonia Block/CM87L22T1 98x12mm, Dental Zirkonia Block/CM87L25T1 98x14mm, Dental Zirkonia Block/CM93L16T1 98x16mm, Dental Zirkonia Block/CM93L18T1 98x18mm, Dental Zirkonia Block/CM93L20T1 98x20mm, Dental Zirkonia Block/CM93L22T1 98x22mm, Dental Zirkonia Block/CM93L25T1 98x25mm, Dental Zirkonia Block/CM93L28T1 98x10mm, Dental Zirkonia Block/CM42L16T1 98x12mm, Dental Zirkonia Block/CM42L20T1 98x14mm, Dental Zirkonia Block/CM60L25T1 98x16mm, Dental Zirkonia Block/CM15L13T1 98x18mm, Dental Zirkonia Block/CM17L14T1 98x20mm, Dental Zirkonia Block/CM20L15T1 98x22mm, Dental Zirkonia Block/CM20L19T1 98x25mm, Dental Zirkonia Block/CM40L15T1 98x10mm, Dental Zirkonia Block/CM40L19T1 98x12mm, Dental Zirkonia Block/CM55L15T1 98x14mm, Dental Zirkonia Block/CM55L19T1 98x16mm, Dental Zirkonia Block/CM65L20T1 98x18mm, Dental Zirkonia Block/CM65L22T1 98x20mm, Dental Zirkonia Block/CM25L26.5T2 98x22mm, Dental Zirkonia Block/CM25L50T2 98x25mm, Dental Zirkonia Block/CM25L60T2 98x10mm, Dental Zirkonia Block/CM72L40T2 98x12mm, Dental Zirkonia Block/CM43L16T2 98x14mm, Dental Zirkonia Block/CM43L22T2 98x16mm, Dental Zirkonia Block/CM52L16T2 98x18mm, Dental Zirkonia Block/CM52L22T2 98x20mm, Dental Zirkonia Block/CM65L16T2 98x22mm, Dental Zirkonia Block/CM65L18T2 98x25mm, Dental Zirkonia Block/CM65L20T2 98x10mm, Dental Zirkonia Block/CM65L22T2 98x12mm, Dental Zirkonia Block/CM75L16T2 98x14mm, Dental Zirkonia Block/CM75L18T2 98x16mm, Dental Zirkonia Block/CM75L20T2 98x18mm, Dental Zirkonia Block/CM75L22T2 98x20mm, Dental Zirkonia Block/CM87L16T2 98x22mm, Dental Zirkonia Block/CM87L18T2 98x25mm, Dental Zirkonia Block/CM87L20T2 98x10mm, Dental Zirkonia Block/CM87L22T2 98x12mm, Dental Zirkonia Block/CM87L25T2 98x14mm, Dental Zirkonia Block/CM93L16T2 98x16mm, Dental Zirkonia Block/CM93L18T2 98x18mm, Dental Zirkonia Block/CM93L20T2 98x20mm, Dental Zirkonia Block/CM93L22T2 98x22mm, Dental Zirkonia Block/CM93L25T2 98x25mm, Dental Zirkonia Block/CM93L28T2 98x10mm, Dental Zirkonia Block/CM42L16T2 98x12mm, Dental Zirkonia Block/CM42L20T2 98x14mm, Dental Zirkonia Block/CM60L25T2 98x16mm, Dental Zirkonia Block/CM15L13T2 98x18mm, Dental Zirkonia Block/CM17L14T2 98x20mm, Dental Zirkonia Block/CM25L26.5B4 98x22mm, Dental Zirkonia Block/CM25L50B4 98x25mm, Dental Zirkonia Block/CM25L60B4 98x10mm, Dental Zirkonia Block/CM72L40B4 98x12mm, Dental Zirkonia Block/CM43L16B4 98x14mm, Dental Zirkonia Block/CM43L22B4 98x16mm, Dental Zirkonia Block/CM52L16B4 98x18mm, Dental Zirkonia Block/CM52L22B4 98x20mm, Dental Zirkonia Block/CM65L16B4 98x22mm, Dental Zirkonia Block/CM65L18B4 98x25mm, Dental Zirkonia Block/CM65L20B4 98x10mm, Dental Zirkonia Block/CM65L22B4 98x12mm, Dental Zirkonia Block/CM75L16B4 98x14mm, Dental Zirkonia Block/CM75L18B4 98x16mm, Dental Zirkonia Block/CM75L20B4 98x18mm, Dental Zirkonia Block/CM75L22B4 98x20mm, Dental Zirkonia Block/CM87L16B4 98x22mm, Dental Zirkonia Block/CM87L18B4 98x25mm, Dental Zirkonia Block/CM87L20B4 98x10mm, Dental Zirkonia Block/CM87L22B4 98x12mm, Dental Zirkonia Block/CM87L25B4 98x14mm, Dental Zirkonia Block/CM93L16B4 98x16mm, Dental Zirkonia Block/CM93L18B4 98x18mm, Dental Zirkonia Block/CM93L20B4 98x20mm, Dental Zirkonia Block/CM93L22B4 98x22mm, Dental Zirkonia Block/CM93L25B4 98x25mm, Dental Zirkonia Block/CM93L28B4 98x10mm, Dental Zirkonia Block/CM55L15W1 98x14mm, Dental Zirkonia Block/CM55L19W1 98x16mm, Dental Zirkonia Block/CM65L20W 98x18mm, Dental Zirkonia Block/CM65L22W1 98x20mm, Dental Zirkonia Block/CM25L26.5W2 98x22mm, Dental Zirkonia Block/CM25L50W2 98x25mm, Dental Zirkonia Block/CM25L60W2 98x10mm, Dental Zirkonia Block/CM72L40W2 98x12mm, Dental Zirkonia Block/CM43L16W2 98x14mm, Dental Zirkonia Block/CM43L22W2 98x16mm, Dental Zirkonia Block/CM52L16W2 98x18mm, Dental Zirkonia Block/CM52L22W2 98x20mm, Dental Zirkonia Block/CM65L16W2 98x22mm, Dental Zirkonia Block/CM65L18W2 98x25mm, Dental Zirkonia Block/CM65L20W2 98x10mm, Dental Zirkonia Block/CM65L22W2 98x12mm, Dental Zirkonia Block/CM75L16W2 98x14mm, Dental Zirkonia Block/CM75L18W2 98x16mm, Dental Zirkonia Block/CM75L20W2 98x18mm, Dental Zirkonia Block/CM75L22W2 98x20mm, Dental Zirkonia Block/CM87L16W2 98x22mm, Dental Zirkonia Block/CM87L18W2 98x25mm, Dental Zirkonia Block/CM87L20W2 98x10mm, Dental Zirkonia Block/CM87L22W2 98x12mm, Dental Zirkonia Block/CM87L25W2 98x14mm, Dental Zirkonia Block/CM93L16W2 98x16mm, Dental Zirkonia Block/CM93L18W2 98x18mm, Dental Zirkonia Block/CM93L20W2 98x20mm, Dental Zirkonia Block/CM93L22W2 98x22mm, Dental Zirkonia Block/CM93L25W2 98x25mm, Dental Zirkonia Block/CM93L28W2 98x10mm, Dental Zirkonia Block/CM42L16W2 98x12mm, Dental Zirkonia Block/CM42L20W2 98x14mm, Dental Zirkonia Block/CM60L25W2 98x16mm, Dental Zirkonia Block/CM15L13W2 98x18mm, Dental Zirkonia Block/CM17L14W2 98x20mm, Dental Zirkonia Block/CM20L15W2 98x22mm, Dental Zirkonia Block/CM20L19W2 98x25mm, Dental Zirkonia Block/CM40L15W2 98x10mm, Dental Zirkonia Block/CM40L19W2 98x12mm, Dental Zirkonia Block/CM55L15W2 98x14mm, Dental Zirkonia Block/CM55L19W2 98x16mm, Dental Zirkonia Block/CM65L20W2 98x18mm, Dental Zirkonia Block/CM65L22W2 98x20mm, Dental Zirkonia Block/CM25L26.5W3 98x22mm, Dental Zirkonia Block/CM25L50W3 98x25mm, Dental Zirkonia Block/CM25L60W3 98x10mm, Dental Zirkonia Block/CM72L40W3 98x12mm, Dental Zirkonia Block/CM43L16W3 98x14mm, Dental Zirkonia Block/CM43L22W3 98x16mm, Dental Zirkonia Block/CM52L16W3 98x18mm, Dental Zirkonia Block/CM52L22W3 98x20mm, Dental Zirkonia Block/CM65L16W3 98x22mm, Dental Zirkonia Block/CM65L18W3 98x25mm, Dental Zirkonia Block/CM65L20W3 98x10mm, Dental Zirkonia Block/CM65L22W3 98x12mm, Dental Zirkonia Block/CM75L16W3 98x14mm, Dental Zirkonia Block/CM75L18W3 98x16mm, Dental Zirkonia Block/CM75L20W3 98x18mm, Dental Zirkonia Block/CM75L22W3 98x20mm, Dental Zirkonia Block/CM87L16W3 98x22mm, Dental Zirkonia Block/CM87L18W3 98x25mm, Dental Zirkonia Block/CM87L20W3 98x10mm, Dental Zirkonia Block/CM87L22W3 98x12mm, Dental Zirkonia Block/CM87L25W3 98x14mm, Dental Zirkonia Block/CM93L16W3 98x16mm, Dental Zirkonia Block/CM93L18W3 98x18mm, Dental Zirkonia Block/CM93L20W3 98x20mm, Dental Zirkonia Block/CM93L22W3 98x22mm, Dental Zirkonia Block/CM93L25W3 98x25mm, Dental Zirkonia Block/CM93L28W3 98x10mm, Dental Zirkonia Block/CM42L16W3 98x12mm, Dental Zirkonia Block/CM42L20W3 98x14mm, Dental Zirkonia Block/CM60L25W3 98x16mm, Dental Zirkonia Block/CM15L13W3 98x18mm, Dental Zirkonia Block/CM17L14W3 98x20mm, Dental Zirkonia Block/CM20L15W3 98x22mm, Dental Zirkonia Block/CM20L19W3 98x25mm, Dental Zirkonia Block/CM40L15W3 98x10mm, Dental Zirkonia Block/CM40L19W3 98x12mm, Dental Zirkonia Block/CM55L15W3 98x14mm, Dental Zirkonia Block/CM55L19W3 98x16mm, Dental Zirkonia Block/CM65L20W3 98x18mm, Dental Zirkonia Block/CM65L22W3 98x20mm, Dental Zirkonia Block/CM25L26.5A1 98x22mm, Dental Zirkonia Block/CM25L50A1 98x25mm, Dental Zirkonia Block/CM25L60A1 98x10mm, Dental Zirkonia Block/CM72L40A1 98x12mm, Dental Zirkonia Block/CM43L16A1 98x14mm, Dental Zirkonia Block/CM43L22A1 98x16mm, Dental Zirkonia Block/CM52L16A1 98x18mm, Dental Zirkonia Block/CM52L22A1 98x20mm, Dental Zirkonia Block/CM65L16A1 98x22mm, Dental Zirkonia Block/CM65L18A1 98x25mm, Dental Zirkonia Block/CM65L20A1 98x10mm, Dental Zirkonia Block/CM65L22A1 98x12mm, Dental Zirkonia Block/CM75L16A1 98x14mm, Dental Zirkonia Block/CM75L18A1 98x16mm, Dental Zirkonia Block/CM75L20A1 98x18mm, Dental Zirkonia Block/CM75L22A1 98x20mm, Dental Zirkonia Block/CM87L16A1 98x22mm, Dental Zirkonia Block/CM87L18A1 98x25mm, Dental Zirkonia Block/CM87L20A1 98x10mm, Dental Zirkonia Block/CM87L22A1 98x12mm, Dental Zirkonia Block/CM87L25A1 98x14mm, Dental Zirkonia Block/CM93L16A1 98x16mm, Dental Zirkonia Block/CM93L18A1 98x18mm, Dental Zirkonia Block/CM93L20A1 98x20mm, Dental Zirkonia Block/CM93L22A1 98x22mm, Dental Zirkonia Block/CM93L25A1 98x25mm, Dental Zirkonia Block/CM93L28A1 98x10mm, Dental Zirkonia Block/CM42L16A1 98x12mm, Dental Zirkonia Block/CM42L20A1 98x14mm, Dental Zirkonia Block/CM60L25A1 98x16mm, Dental Zirkonia Block/CM15L13A1 98x18mm, Dental Zirkonia Block/CM17L14A1 98x20mm, Dental Zirkonia Block/CM20L15A1 98x22mm, Dental Zirkonia Block/CM20L19A1 98x25mm, Dental Zirkonia Block/CM40L15A1 98x10mm, Dental Zirkonia Block/CM40L19A1 98x12mm, Dental Zirkonia Block/CM55L15A1 98x14mm, Dental Zirkonia Block/CM55L19A1 98x16mm, Dental Zirkonia Block/CM65L20A1 98x18mm, Dental Zirkonia Block/CM65L22A1 98x20mm, Dental Zirkonia Block/CM25L26.5A2 98x22mm, Dental Zirkonia Block/CM25L50A2 98x25mm, Dental Zirkonia Block/CM25L60A2 98x10mm, Dental Zirkonia Block/CM72L40A2 98x12mm, Dental Zirkonia Block/CM43L16A2 98x14mm, Dental Zirkonia Block/CM43L22A2 98x16mm, Dental Zirkonia Block/CM52L16A2 98x18mm, Dental Zirkonia Block/CM52L22A2 98x20mm, Dental Zirkonia Block/CM65L16A2 98x22mm, Dental Zirkonia Block/CM65L18A2 98x25mm, Dental Zirkonia Block/CM65L20A2 98x10mm, Dental Zirkonia Block/CM65L22A2 98x12mm, Dental Zirkonia Block/CM75L16A2 98x14mm, Dental Zirkonia Block/CM75L18A2 98x16mm, Dental Zirkonia Block/CM75L20A2 98x18mm, Dental Zirkonia Block/CM75L22A2 98x20mm, Dental Zirkonia Block/CM87L16A2 98x22mm, Dental Zirkonia Block/CM87L18A2 98x25mm, Dental Zirkonia Block/CM87L20A2 98x10mm, Dental Zirkonia Block/CM87L22A2 98x12mm, Dental Zirkonia Block/CM87L25A2 98x14mm, Dental Zirkonia Block/CM93L16A2 98x16mm, Dental Zirkonia Block/CM93L18A2 98x18mm, Dental Zirkonia Block/CM93L20A2 98x20mm, Dental Zirkonia Block/CM93L22A2 98x22mm, Dental Zirkonia Block/CM93L25A2 98x25mm, Dental Zirkonia Block/CM93L28A2 98x10mm, Dental Zirkonia Block/CM42L16A2 98x12mm, Dental Zirkonia Block/CM42L20A2 98x14mm, Dental Zirkonia Block/CM60L25A2 98x16mm, Dental Zirkonia Block/CM15L13A2 98x18mm, Dental Zirkonia Block/CM17L14A2 98x20mm, Dental Zirkonia Block/CM20L15A2 98x22mm, Dental Zirkonia Block/CM20L19A2 98x25mm, Dental Zirkonia Block/CM40L15A2 98x10mm, Dental Zirkonia Block/CM40L19A2 98x12mm, Dental Zirkonia Block/CM55L15A2 98x14mm, Dental Zirkonia Block/CM55L19A2 98x16mm, Dental Zirkonia Block/CM65L20A2 98x18mm, Dental Zirkonia Block/CM65L22A2 98x20mm, Dental Zirkonia Block/CM25L26.5A3 98x22mm, Dental Zirkonia Block/CM25L50A3 98x25mm, Dental Zirkonia Block/CM25L60A3 98x10mm, Dental Zirkonia Block/CM72L40A3 98x12mm, Dental Zirkonia Block/CM43L16A3 98x14mm, Dental Zirkonia Block/CM43L22A3 98x16mm, Dental Zirkonia Block/CM52L16A3 98x18mm, Dental Zirkonia Block/CM52L22A3 98x20mm, Dental Zirkonia Block/CM65L16A3 98x22mm, Dental Zirkonia Block/CM65L18A3 98x25mm, Dental Zirkonia Block/CM65L20A3 98x10mm, Dental Zirkonia Block/CM65L22A3 98x12mm, Dental Zirkonia Block/CM75L16A3 98x14mm, Dental Zirkonia Block/CM75L18A3 98x16mm, Dental Zirkonia Block/CM75L20A3 98x18mm, Dental Zirkonia Block/CM75L22A3 98x20mm, Dental Zirkonia Block/CM87L16A3 98x22mm, Dental Zirkonia Block/CM87L18A3 98x25mm, Dental Zirkonia Block/CM87L20A3 98x10mm, Dental Zirkonia Block/CM87L22A3 98x12mm, Dental Zirkonia Block/CM87L25A3 98x14mm, Dental Zirkonia Block/CM93L16A3 98x16mm, Dental Zirkonia Block/CM93L18A3 98x18mm, Dental Zirkonia Block/CM93L20A3 98x20mm, Dental Zirkonia Block/CM93L22A3 98x22mm, Dental Zirkonia Block/CM93L25A3 98x25mm, Dental Zirkonia Block/CM93L28A3 98x10mm, Dental Zirkonia Block/CM42L16A3 98x12mm, Dental Zirkonia Block/CM42L20A3 98x14mm, Dental Zirkonia Block/CM60L25A3 98x16mm, Dental Zirkonia Block/CM15L13A3 98x18mm, Dental Zirkonia Block/CM17L14A3 98x20mm, Dental Zirkonia Block/CM20L15A3 98x22mm, Dental Zirkonia Block/CM20L19A3 98x25mm, Dental Zirkonia Block/CM40L15A3 98x10mm, Dental Zirkonia Block/CM40L19A3 98x12mm, Dental Zirkonia Block/CM55L15A3 98x14mm, Dental Zirkonia Block/CM55L19A3 98x16mm, Dental Zirkonia Block/CM65L20A3 98x18mm, Dental Zirkonia Block/CM65L22A3 98x20mm, Dental Zirkonia Block/CM25L26.5A3.5 98x22mm, Dental Zirkonia Block/CM25L50A3.5 98x25mm, Dental Zirkonia Block/CM25L60A3..5 98x10mm, Dental Zirkonia Block/CM72L40A3.5 98x12mm, Dental Zirkonia Block/CM43L16A3.5 98x14mm, Dental Zirkonia Block/CM43L22A3.5 98x16mm, Dental Zirkonia Block/CM52L16A3.5 98x18mm, Dental Zirkonia Block/CM52L22A3.5 98x20mm, Dental Zirkonia Block/CM65L16A3.5 98x22mm, Dental Zirkonia Block/CM65L18A3.5 98x25mm, Dental Zirkonia Block/CM65L20A3.5 98x10mm, Dental Zirkonia Block/CM65L22A3.5 98x12mm, Dental Zirkonia Block/CM75L16A3.5 98x14mm, Dental Zirkonia Block/CM75L18A3.5 98x16mm, Dental Zirkonia Block/CM75L20A3.5 98x18mm, Dental Zirkonia Block/CM75L22A3.5 98x20mm, Dental Zirkonia Block/CM87L16A3.5 98x22mm, Dental Zirkonia Block/CM87L18A3.5 98x25mm, Dental Zirkonia Block/CM87L20A3.5 98x10mm, Dental Zirkonia Block/CM87L22A3.5 98x12mm, Dental Zirkonia Block/CM87L25A3.5 98x14mm, Dental Zirkonia Block/CM93L16A3.5 98x16mm, Dental Zirkonia Block/CM93L18A3.5 98x18mm, Dental Zirkonia Block/CM93L20A3.5 98x20mm, Dental Zirkonia Block/CM93L22A3.5 98x22mm, Dental Zirkonia Block/CM93L25A3.5 98x25mm, Dental Zirkonia Block/CM93L28A3.5 98x10mm, Dental Zirkonia Block/CM42L16A3.5 98x12mm, Dental Zirkonia Block/CM42L20A3.5 98x14mm, Dental Zirkonia Block/CM60L25A3.5 98x16mm, Dental Zirkonia Block/CM15L13A3.5 98x18mm, Dental Zirkonia Block/CM17L14A3.5 98x20mm, Dental Zirkonia Block/CM20L15A3.5 98x22mm, Dental Zirkonia Block/CM20L19A3.5 98x25mm, Dental Zirkonia Block/CM40L15A3.5 98x10mm, Dental Zirkonia Block/CM40L19A3.5 98x12mm, Dental Zirkonia Block/CM55L15A3.5 98x14mm, Dental Zirkonia Block/CM55L19A3.5 98x16mm, Dental Zirkonia Block/CM65L20A3.5 98x18mm, Dental Zirkonia Block/CM65L22A3.5 98x20mm, Dental Zirkonia Block/CM25L26.5A4 98x22mm, Dental Zirkonia Block/CM25L50A4 98x25mm, Dental Zirkonia Block/CM25L60A4 98x10mm, Dental Zirkonia Block/CM72L40A4 98x12mm, Dental Zirkonia Block/CM43L16A4 98x14mm, Dental Zirkonia Block/CM43L22A4 98x16mm, Dental Zirkonia Block/CM52L16A4 98x18mm, Dental Zirkonia Block/CM52L22A4 98x20mm, Dental Zirkonia Block/CM65L16A4 98x22mm, Dental Zirkonia Block/CM65L18A4 98x25mm, Dental Zirkonia Block/CM65L20A4 98x10mm, Dental Zirkonia Block/CM65L22A4 98x12mm, Dental Zirkonia Block/CM75L16A4 98x14mm, Dental Zirkonia Block/CM75L18A4 98x16mm, Dental Zirkonia Block/CM75L20A4 98x18mm, Dental Zirkonia Block/CM75L22A4 98x20mm, Dental Zirkonia Block/CM87L16A4 98x22mm, Dental Zirkonia Block/CM87L18A4 98x25mm, Dental Zirkonia Block/CM87L20A4 98x10mm, Dental Zirkonia Block/CM87L22A4 98x12mm, Dental Zirkonia Block/CM87L25A4 98x14mm, Dental Zirkonia Block/CM93L16A4 98x16mm, Dental Zirkonia Block/CM93L18A4 98x18mm, Dental Zirkonia Block/CM93L20A4 98x20mm, Dental Zirkonia Block/CM93L22A4 98x22mm, Dental Zirkonia Block/CM93L25A4 98x25mm, Dental Zirkonia Block/CM93L28A4 98x10mm, Dental Zirkonia Block/CM42L16A4 98x12mm, Dental Zirkonia Block/CM42L20A4 98x14mm, Dental Zirkonia Block/CM60L25A4 98x16mm, Dental Zirkonia Block/CM15L13A4 98x18mm, Dental Zirkonia Block/CM17L14A4 98x20mm, Dental Zirkonia Block/CM20L15A4 98x22mm, Dental Zirkonia Block/CM20L19A4 98x25mm, Dental Zirkonia Block/CM40L15A4 98x10mm, Dental Zirkonia Block/CM40L19A4 98x12mm, Dental Zirkonia Block/CM55L15A4 98x14mm, Dental Zirkonia Block/CM55L19A4 98x16mm, Dental Zirkonia Block/CM65L20A4 98x18mm, Dental Zirkonia Block/CM65L22A4 98x20mm, Dental Zirkonia Block/CM25L26.5B1 98x22mm, Dental Zirkonia Block/CM25L50B1 98x25mm, Dental Zirkonia Block/CM25L60B1 98x10mm, Dental Zirkonia Block/CM72L40B1 98x12mm, Dental Zirkonia Block/CM43L16B1 98x14mm, Dental Zirkonia Block/CM43L22B1 98x16mm, Dental Zirkonia Block/CM52L16B1 98x18mm, Dental Zirkonia Block/CM52L22B1 98x20mm, Dental Zirkonia Block/CM65L16B1 98x22mm, Dental Zirkonia Block/CM65L18B1 98x25mm, Dental Zirkonia Block/CM65L20B1 98x10mm, Dental Zirkonia Block/CM65L22B1 98x12mm, Dental Zirkonia Block/CM75L16B1 98x14mm, Dental Zirkonia Block/CM75L18B1 98x16mm, Dental Zirkonia Block/CM75L20B1 98x18mm, Dental Zirkonia Block/CM75L22B1 98x20mm, Dental Zirkonia Block/CM87L16B1 98x22mm, Dental Zirkonia Block/CM87L18B1 98x25mm, Dental Zirkonia Block/CM87L20B1 98x10mm, Dental Zirkonia Block/CM87L22B1 98x12mm, Dental Zirkonia Block/CM87L25B1 98x14mm, Dental Zirkonia Block/CM93L16B1 98x16mm, Dental Zirkonia Block/CM93L18B1 98x18mm, Dental Zirkonia Block/CM93L20B1 98x20mm, Dental Zirkonia Block/CM93L22B1 98x22mm, Dental Zirkonia Block/CM93L25B1 98x25mm, Dental Zirkonia Block/CM93L28B1 98x10mm, Dental Zirkonia Block/CM42L16B1 98x12mm, Dental Zirkonia Block/CM42L20B1 98x14mm, Dental Zirkonia Block/CM60L25B1 98x16mm, Dental Zirkonia Block/CM15L13B1 98x18mm, Dental Zirkonia Block/CM17L14B1 98x20mm, Dental Zirk | ADVANTAGE DENTAL | 2024-07-15T00:00:00.000+02:00 | De Corematrix Co., Ltd. No.40 Nanbeigang Road, Hukou County, Jiujiang City 332500 Jiangxi P.R. China | CM87L22T3, CM87L25T3, CM93L16T3, CM93L18T3, CM93L20T3, CM93L22T3, CM93L25T3, CM93L28T3, CM42L16T3, CM42L20T3, CM60L25T3, CM15L13T3, CM17L14T3, CM20L15T3, CM20L19T3, CM40L15T3, CM40L19T3, CM55L15T3, CM55L19T3, CM65L20T3, CM65L22T3, CM20L15T2, CM20L19T2, CM40L15T2, CM40L19T2, CM55L15T2, CM55L19T2, CM65L22T2, CM25L26.5T3, CM25L50T3, CM25L60T3, CM72L40T3, CM43L16T3, CM43L22T3, CM52L16T3, CM52L22T3, CM65L16T3, CM65L18T3, CM75L16T3, CM75L18T3, CM75L20T3, CM75L22T3, CM87L16T3, CM87L18T3, CM87L20T3, CM42L16B4, CM42L20B4, CM60L25B4, CM15L13B4, CM17L14B4, CM20L15B4, CM20L19B4, CM40L15B4, CM40L19B4, CM55L15B4, CM55L19B4, CM65L22B4, CM25L26.5C1, CM25L50C1, CM25L60C1, CM72L40C1, CM43L16C1, CM43L22C1, CM52L16C1, CM52L22C1, CM65L16C1, CM65L18C1, CM65L22C1, CM75L16C1, CM75L18C1, CM75L20C1, CM75L22C1, CM87L16C1, CM87L18C1, CM87L20C1, CM87L22C1, CM87L25C1, CM93L16C1, CM93L18C1, CM93L20C1, CM93L22C1, CM93L25C1, CM93L28C1, CM42L16C1, CM42L20C1, CM60L25C1, CM15L13C1, CM17L14C1, CM20L15C1, CM20L19C1, CM40L15C1, CM40L19C1, CM55L15C1, CM55L19C1, CM65L20C1, CM25L26.5C2, CM25L50C2, CM25L60C2, CM72L40C2, CM43L16C2, CM43L22C2, CM52L16C2, CM52L22C2, CM65L16C2, CM65L18C2, CM75L16C2, CM75L18C2, CM75L20C2, CM75L22C2, CM87L16C2, CM87L18C2, CM87L20C2, CM87L22C2, CM87L25C2, CM93L16C2, CM93L18C2, CM93L20C2, CM93L22C2, CM93L25C2, CM93L28C2, CM42L16C2, CM42L20C2, CM60L25C2, CM15L13C2, CM17L14C2, CM20L15C2, CM20L19C2, CM40L15C2, CM40L19C2, CM55L15C2, CM55L19C2, CM65L20C2, CM65L22C2, CM25L26.5C3, CM25L50C3, CM25L60C3, CM72L40C3, CM43L16C3, CM43L22C3, CM52L16C3, CM52L22C3, CM65L16C3, CM65L18C3, CM65L22C3, CM75L16C3, CM75L18C3, CM75L20C3, CM75L22C3, CM87L16C3, CM87L18C3, CM87L20C3, CM87L22C3, CM87L25C3, CM93L16C3, CM93L18C3, CM93L20C3, CM93L22C3, CM93L25C3, CM93L28C3, CM42L16C3, CM42L20C3, CM60L25C3, CM15L13C3, CM17L14C3, CM20L15C3, CM20L19C3, CM40L15C3, CM40L19C3, CM55L15C3, CM55L19C3, CM65L20C3, CM25L26.5C4, CM25L50C4, CM25L60C4, CM72L40C4, CM43L16C4, CM43L22C4, CM52L16C4, CM52L22C4, CM65L16C4, CM65L18C4, CM65L22C4, CM75L16C4, CM75L18C4, CM75L20C4, CM75L22C4, CM87L16C4, CM87L18C4, CM87L20C4, CM87L22C4, CM87L25C4, CM93L16C4, CM93L18C4, CM93L20C4, CM93L22C4, CM93L25C4, CM93L28C4, CM42L16C4, CM42L20C4, CM60L25C4, CM15L13C4, CM17L14C4, CM20L15C4, CM20L19C4, CM40L15C4, CM40L19C4, CM55L15C4, CM55L19C4, CM65L20C4, CM25L26.5D1, CM25L50D1, CM25L60D1, CM72L40D1, CM43L16D1, CM43L22D1, CM52L16D1, CM52L22D1, CM65L16D1, CM65L18D1, CM65L20D1, CM75L16D1, CM75L18D1, CM75L20D1, CM75L22D1, CM87L16D1, CM87L18D1, CM87L20D1, CM87L22D1, CM87L25D1, CM93L16D1, CM93L18D1, CM93L20D1, CM93L22D1, CM93L25D1, CM93L28D1, CM42L16D1, CM42L20D1, CM60L25D1, CM15L13D1, CM17L14D1, CM20L15D1, CM20L19D1, CM40L15D1, CM40L19D1, CM55L15D1, CM55L19D1, CM65L22D1, CM25L26.5D2, CM25L50D2, CM25L60D2, CM72L40D2, CM43L16D2, CM43L22D2, CM52L16D2, CM52L22D2, CM65L16D2, CM65L18D2, CM75L16D2, CM75L18D2, CM75L20D2, CM75L22D2, CM87L16D2, CM87L18D2, CM87L20D2, CM87L22D2, CM87L25D2, CM93L16D2, CM93L18D2, CM93L20D2, CM93L22D2, CM93L25D2, CM93L28D2, CM42L16D2, CM42L20D2, CM60L25D2, CM15L13D2, CM17L14D2, CM20L15D2, CM20L19D2, CM40L15D2, CM40L19D2, CM55L15D2, CM55L19D2, CM65L20D2, CM65L22D2, CM25L26.5D3, CM25L50D3, CM25L60D3, CM72L40D3, CM43L16D3, CM43L22D3, CM52L16D3, CM52L22D3, CM65L16D3, CM65L18D3, CM75L16D3, CM75L18D3, CM75L20D3, CM75L22D3, CM87L16D3, CM87L18D3, CM87L20D3, CM87L22D3, CM87L25D3, CM93L16D3, CM93L18D3, CM93L20D3, CM93L22D3, CM93L25D3, CM93L28D3, CM42L16D3, CM42L20D3, CM60L25D3, CM15L13D3, CM17L14D3, CM20L15D3, CM20L19D3, CM40L15D3, CM40L19D3, CM55L15D3, CM55L19D3, CM65L20D3, CM65L22D3, CM25L26.5D4, CM25L50D4, CM25L60D4, CM72L40D4, CM43L16D4, CM43L22D4, CM52L16D4, CM52L22D4, CM65L16D4, CM65L18D4, CM65L20D4, CM75L16D4, CM75L18D4, CM75L20D4, CM75L22D4, CM87L16D4, CM87L18D4, CM87L20D4, CM87L22D4, CM87L25D4, CM93L16D4, CM93L18D4, CM93L20D4, CM93L22D4, CM93L25D4, CM93L28D4, CM42L16D4, CM42L20D4, CM60L25D4, CM15L13D4, CM17L14D4, CM20L15D4, CM20L19D4, CM40L15D4, CM40L19D4, CM55L15D4, CM55L19D4, CM65L22D4, CM25L26.5T1 | Klasa IIa | Bllok Zirkoni per prodhim e dhembeve ne laborator | Pajisje dentare
16909 | OROPHARYNGEAL AIRWAYS - SMD 705 (Size 000, FG8, Dia-mm 3.2), OROPHARYNGEAL AIRWAYS - SMD 705 (Size 00, FG8&amp;10, Dia-mm 3.7), OROPHARYNGEAL AIRWAYS - SMD 705 (Size 0, FG10&amp;12, Dia-mm 4.2), OROPHARYNGEAL AIRWAYS - SMD 705 (Size 1, FG12&amp;14, Dia-mm 4.9), OROPHARYNGEAL AIRWAYS - SMD 705 (Size 2, FG14&amp;16, Dia-mm 5.5), OROPHARYNGEAL AIRWAYS - SMD 705 (Size 3, FG16&amp;18, Dia-mm 6.2), OROPHARYNGEAL AIRWAYS - SMD 705 (Size 4, FG18&amp;20, Dia-mm 6.9), OROPHARYNGEAL AIRWAYS - SMD 705 (Size 5, FG20&amp;22, Dia-mm 7.5), OROPHARYNGEAL AIRWAYS - SMD 705 (Size 6, FG22&amp;24, Dia-mm 8.2) | T R I M E D | 2024-07-15T00:00:00.000+02:00 | Sterimed Group, Unit No. 501, Ring Road Mall, 21, Manglam Place Rohini, Sector-03, Delhi- 110085 (INDIA) | OROPHARYNGEAL AIRWAYS - SMD 705 (Size 000, FG8, Dia-mm 3.2), OROPHARYNGEAL AIRWAYS - SMD 705 (Size 00, FG8&amp;10, Dia-mm 3.7), OROPHARYNGEAL AIRWAYS - SMD 705 (Size 0, FG10&amp;12, Dia-mm 4.2), OROPHARYNGEAL AIRWAYS - SMD 705 (Size 1, FG12&amp;14, Dia-mm 4.9), OROPHARYNGEAL AIRWAYS - SMD 705 (Size 2, FG14&amp;16, Dia-mm 5.5), OROPHARYNGEAL AIRWAYS - SMD 705 (Size 3, FG16&amp;18, Dia-mm 6.2), OROPHARYNGEAL AIRWAYS - SMD 705 (Size 4, FG18&amp;20, Dia-mm 6.9), OROPHARYNGEAL AIRWAYS - SMD 705 (Size 5, FG20&amp;22, Dia-mm 7.5), OROPHARYNGEAL AIRWAYS - SMD 705 (Size 6, FG22&amp;24, Dia-mm 8.2) | Klasa IIa | OROPHARYNGEAL AIRWAYS janë pajisje mjekësore që përdoret për të ruajtur ose hapur rrugët e frymëmarrjes duke ndaluar gjuhën të mbulojë epiglotisin. | Pajisje anestezie dhe respiratore
16910 | OP-DENT5 MICROSCOPE (240º) | KONEX | 2024-07-31T00:00:00.000+02:00 | Optomic España, S.A.; Calle Madroño 4, Polígono industrial La Mina- 28770 Colmenar Viejo, Madrid | OP-DENT5 MICROSCOPE (240º) 08263569 | Klasa I | Mikroskop kirurgjikal dentar | Pajisje oftalmike dhe optike
16911 | RINACLEN Nasal Spray with Msm and Nac 20 ml Glass Bottle | CFO PHARMA | 2024-07-30T00:00:00.000+02:00 | Gruppo Farmaimpresa S.r.l- Via Cipro, 1-25124 Brescia(BS)-ITALIA | FT.CE.12.20 | Klasa I | Tretesire isotonike e Nacl(klorur natriumi) me PH te kontrolluar e indikuar ne higjenen e perditshme te hundes | Tjeter
16912 | Compo Flow /Light cured dental composite filling | EURODENTA | 2024-06-26T00:00:00.000+02:00 | P.L. Superior Dental Materials GmbH, Stiller Weg 15a , 22607 Hamburg , Germany | 3136722, 3136723, 3136724, 3136725, 3136726, 3136727 | Klasa IIa | Kompozit me llambe | Pajisje dentare
16913 | Electrical birthing bed- /AVE2/ 1PPB | MSE | 2024-08-01T00:00:00.000+02:00 | L I N E T spol. s r.o. Želevčice 5 , 274 01 Slaný Czech Republic | AVE2/1PPB | Klasa I | Shtrat (Poltron) Lindje | Pajisje mobilim spitalor
16914 | Electrically operated hospital bed/ Mimi 131 | MSE | 2024-08-02T00:00:00.000+02:00 | L I N E T spol. s r.o. Želevčice 5 , 274 01 Slaný Czech Republic | Mimi 131 | Klasa I | Shtrat spitalor (Shtrat departamentet neonatal postneonatal)per bebe pas Lindje | Pajisje mobilim spitalor
16915 | FX MODULAR REVISION STEM, ti porous COATED, cementless, U=290 MM, XL3, FX MODULAR REVISION STEM, ti porous COATED, cementless, U=290 MM, XL4, FX MODULAR REVISION STEM, ti porous COATED, cementless, U=290 MM, XL5, FX MODULAR REVISION STEM, ti porous COATED, cementless, U=290 MM, XL6, FX MODULAR REVISION STEM, ti porous COATED, cementless, U=330 MM, XXL1, FX MODULAR REVISION STEM, ti porous COATED, cementless, U=330 MM, XXL2, FX MODULAR REVISION STEM, ti porous COATED, cementless, U=330 MM, XXL3, FX MODULAR REVISION STEM, ti porous COATED, cementless, U=330 MM, XXL4, FX MODULAR REVISION STEM, ti porous COATED, cementless, U=330 MM, XXL5, FX MODULAR REVISION STEM, ti porous COATED, cementless, U=330 MM, XXL6, FX REVISION MODULAR BODY LOCKING SCREW 41 MM (short), FX REVISION MODULAR BODY LOCKING SCREW 61 MM (long), FX MODULAR Reconstruction Prosthesis, Proximal extension 10 mm, FX MODULAR Reconstruction Prosthesis, Proximal extension 20 mm, FX MODULAR REVISION STEM, CaP COATED, cementless, U=210 MM, M1, FX MODULAR REVISION STEM, CaP COATED, cementless, U=210 MM, M2, FX MODULAR REVISION STEM, CaP COATED, cementless, U=210 MM, M3, FX MODULAR REVISION STEM, CaP COATED, cementless, U=210 MM, M4, FX MODULAR REVISION STEM, CaP COATED, cementless, U=210 MM, M5, FX MODULAR REVISION STEM, CaP COATED, cementless, U=210 MM, M6, FX MODULAR REVISION STEM, CaP COATED, cementless, U=250 MM, L0, FX MODULAR REVISION STEM, CaP COATED, cementless, U=250 MM, L1, FX MODULAR REVISION STEM, CaP COATED, cementless, U=250 MM, L2, FX MODULAR REVISION STEM, CaP COATED, cementless, U=250 MM, L3, FX MODULAR REVISION STEM, CaP COATED, cementless, U=250 MM, L4, FX MODULAR REVISION STEM, CaP COATED, cementless, U=250 MM, L5, FX MODULAR REVISION STEM, CaP COATED, cementless, U=250 MM, L6, FX MODULAR REVISION STEM, CaP COATED, cementless, U=290 MM, XL1, FX MODULAR REVISION STEM, CaP COATED, cementless, U=290 MM, XL2, FX MODULAR REVISION STEM, CaP COATED, cementless, U=290 MM, XL3, FX MODULAR REVISION STEM, CaP COATED, cementless, U=290 MM, XL4, FX MODULAR REVISION STEM, CaP COATED, cementless, U=290 MM, XL5, FX MODULAR REVISION STEM, CaP COATED, cementless, U=290 MM, XL6, FX MODULAR REVISION STEM, CaP COATED, cementless, U=330 MM, XXL1, FX MODULAR REVISION STEM, CaP COATED, cementless, U=330 MM, XXL2, FX MODULAR REVISION STEM, CaP COATED, cementless, U=330 MM, XXL3, FX MODULAR REVISION STEM, CaP COATED, cementless, U=330 MM, XXL4, FX MODULAR REVISION STEM, CaP COATED, cementless, U=330 MM, XXL5, FX MODULAR REVISION STEM, CaP COATED, cementless, U=330 MM, XXL6, FX MODULAR REVISION STEM, ti porous COATED, cementless, U=160 MM, XS0, FX MODULAR REVISION STEM, ti porous COATED, cementless, U=160 MM, XS1, FX MODULAR REVISION STEM, ti porous COATED, cementless, U=160 MM, XS2, FX MODULAR REVISION STEM, ti porous COATED, cementless, U=160 MM, XS3, FX MODULAR REVISION STEM, ti porous COATED, cementless, U=160 MM, XS4, FX MODULAR REVISION STEM, ti porous COATED, cementless, U=160 MM, XS5, FX MODULAR REVISION STEM, ti porous COATED, cementless, U=160 MM, XS6, FX MODULAR REVISION STEM, ti porous COATED, cementless, U=180 MM, S0, FX MODULAR REVISION STEM, ti porous COATED, cementless, U=180 MM, S1, FX MODULAR REVISION STEM, ti porous COATED, cementless, U=180 MM, S2, FX MODULAR REVISION STEM, ti porous COATED, cementless, U=180 MM, S3, FX MODULAR REVISION STEM, ti porous COATED, cementless, U=180 MM, S4, FX MODULAR REVISION STEM, ti porous COATED, cementless, U=180 MM, S5, FX MODULAR REVISION STEM, ti porous COATED, cementless, U=180 MM, S6, FX MODULAR REVISION STEM, ti porous COATED, cementless, U=210 MM, M0, FX MODULAR REVISION STEM, ti porous COATED, cementless, U=210 MM, M1, FX MODULAR REVISION STEM, ti porous COATED, cementless, U=210 MM, M2, FX MODULAR REVISION STEM, ti porous COATED, cementless, U=210 MM, M3, FX MODULAR REVISION STEM, ti porous COATED, cementless, U=210 MM, M4, FX MODULAR REVISION STEM, ti porous COATED, cementless, U=210 MM, M5, FX MODULAR REVISION STEM, ti porous COATED, cementless, U=210 MM, M6, FX MODULAR REVISION STEM, ti porous COATED, cementless, U=250 MM, L0, FX MODULAR REVISION STEM, ti porous COATED, cementless, U=250 MM, L1, FX MODULAR REVISION STEM, ti porous COATED, cementless, U=250 MM, L2, FX MODULAR REVISION STEM, ti porous COATED, cementless, U=250 MM, L3, FX MODULAR REVISION STEM, ti porous COATED, cementless, U=250 MM, L4, FX MODULAR REVISION STEM, ti porous COATED, cementless, U=250 MM, L5, FX MODULAR REVISION STEM, ti porous COATED, cementless, U=250 MM, L6, FX MODULAR REVISION STEM, ti porous COATED, cementless, U=290 MM, XL1, FX MODULAR REVISION STEM, ti porous COATED, cementless, U=290 MM, XL2, FX MODULAR FEMORAL STEM BODY XXL WITH COLLAR, Ti porous COATED, L= 65, 126° CCD, FX MODULAR FEMORAL STEM BODY XXL WITH COLLAR, Ti porous COATED, L= 65, 135° CCD, FX MODULAR FEMORAL STEM BODY XXL WITH COLLAR, Ti porous COATED, L= 35, 126° CCD, FX MODULAR FEMORAL STEM BODY XXL WITH COLLAR, Ti porous COATED, L= 35, 135° CCD, FX MODULAR FEMORAL STEM BODY WITHOUT COLLAR, Ti porous COATED, L= 65mm, 126° CCD, FX MODULAR FEMORAL STEM BODY WITHOUT COLLAR, Ti porous COATED, L= 65mm, 135° CCD, FX MODULAR FEMORAL STEM BODY WITHOUT COLLAR, Ti porous COATED, L= 35mm, 126° CCD, FX MODULAR FEMORAL STEM BODY WITHOUT COLLAR, Ti porous COATED, L= 35mm, 135° CCD, FX MODULAR FEMORAL STEM BODY XXL WITHOUT COLLAR, Ti porous COATED, L= 65 mm, 126° CCD, FX MODULAR FEMORAL STEM BODY XXL WITHOUT COLLAR, Ti porous COATED, L= 65 mm, 135° CCD, FX MODULAR FEMORAL STEM BODY XXL WITHOUT COLLAR, Ti porous COATED, L= 35 mm, 126° CCD, FX MODULAR FEMORAL STEM BODY XXL WITHOUT COLLAR, Ti porous COATED, L= 35 mm, 135° CCD, FX MODULAR FEMORAL STEM BODY WITH COLLAR, CaP Coated , L= 65, 126° CCD, FX MODULAR FEMORAL STEM BODY WITH COLLAR, CaP Coated , L= 65, 135° CCD, FX MODULAR FEMORAL STEM BODY WITH COLLAR, CaP Coated, L= 35, 126° CCD, FX MODULAR FEMORAL STEM BODY WITH COLLAR, CaP Coated , L= 35, 135° CCD, FX MODULAR FEMORAL STEM BODY XXL WITH COLLAR, CaP coated, L= 65, 126° CCD, FX MODULAR FEMORAL STEM BODY XXL WITH COLLAR, CaP coated, L= 65, 135° CCD, FX MODULAR FEMORAL STEM BODY XXL WITH COLLAR, CaP coated, L= 35, 126° CCD, FX MODULAR FEMORAL STEM BODY XXL WITH COLLAR, CaP coated, L= 35, 135° CCD, FX MODULAR FEMORAL STEM BODY WITHOUT COLLAR, CaP coated, L= 65mm, 126° CCD, FX MODULAR FEMORAL STEM BODY WITHOUT COLLAR, CaP coated, L= 65mm, 135° CCD, FX MODULAR FEMORAL STEM BODY WITHOUT COLLAR, CaP coated, L= 35mm, 126° CCD, FX MODULAR FEMORAL STEM BODY WITHOUT COLLAR, CaP coated, L= 35mm, 135° CCD, FX MODULAR FEMORAL STEM BODY XXL WITHOUT COLLAR, CaP coated, L= 65 mm, 126° CCD, FX MODULAR FEMORAL STEM BODY XXL WITHOUT COLLAR, CaP coated, L= 65 mm, 135° CCD, FX MODULAR FEMORAL STEM BODY XXL WITHOUT COLLAR, CaP coated, L= 35 mm, 126° CCD, FX MODULAR FEMORAL STEM BODY XXL WITHOUT COLLAR, CaP coated, L= 35 mm, 135° CCD, FX MODULAR REVISION STEM, CaP COATED, cementless, U=160 MM, XS0, FX MODULAR REVISION STEM, CaP COATED, cementless, U=160 MM, XS1, FX MODULAR REVISION STEM, CaP COATED, cementless, U=160 MM, XS2, FX MODULAR REVISION STEM, CaP COATED, cementless, U=160 MM, XS3, FX MODULAR REVISION STEM, CaP COATED, cementless, U=160 MM, XS4, FX MODULAR REVISION STEM, CaP COATED, cementless, U=160 MM, XS5, FX MODULAR REVISION STEM, CaP COATED, cementless, U=160 MM, XS6, FX MODULAR REVISION STEM, CaP COATED, cementless, U=180 MM, S0, FX MODULAR REVISION STEM, CaP COATED, cementless, U=180 MM, S1, FX MODULAR REVISION STEM, CaP COATED, cementless, U=180 MM, S2, FX MODULAR REVISION STEM, CaP COATED, cementless, U=180 MM, S3, FX MODULAR REVISION STEM, CaP COATED, cementless, U=180 MM, S4, FX MODULAR REVISION STEM, CaP COATED, cementless, U=180 MM, S5, FX MODULAR REVISION STEM, CaP COATED, cementless, U=180 MM, S6, FX MODULAR REVISION STEM, CaP COATED, cementless, U=210 MM, M0 | ATLAS MEDIKAL | 2024-07-11T00:00:00.000+02:00 | EFRAHİM ÇEKİÇ FX ORTOPEDİ VE PROTEZ SAĞLIK GEREÇLERİ SANAYİ VE TİCARET Ege Serbest Bölgesi Zafer SB Mah. Mümtaz Sk. No:14/A Gaziemir İZMİR- TURKEY | FH04.05.142903, FH04.05.142904, FH04.05.142905, FH04.05.142906, FH04.05.153301, FH04.05.153302, FH04.05.153303, FH04.05.153304, FH04.05.153305, FH04.05.153306, FH04.06.004102, FH04.06.004104, FH0407.000010, FH0407.000020, FH04.05.222101, FH04.05.222102, FH04.05.222103, FH04.05.222104, FH04.05.222105, FH04.05.222106, FH04.05.232500, FH04.05.232501, FH04.05.232502, FH04.05.232503, FH04.05.232504, FH04.05.232505, FH04.05.232506, FH04.05.242901, FH04.05.242902, FH04.05.242903, FH04.05.242904, FH04.05.242905, FH04.05.242906, FH04.05.253301, FH04.05.253302, FH04.05.253303, FH04.05.253304, FH04.05.253305, FH04.05.253306, FH04.05.101600, FH04.05.101601, FH04.05.101602, FH04.05.101603, FH04.05.101604, FH04.05.101605, FH04.05.101606, FH04.05.111800, FH04.05.111801, FH04.05.111802, FH04.05.111803, FH04.05.111804, FH04.05.111805, FH04.05.111806, FH04.05.122100, FH04.05.122101, FH04.05.122102, FH04.05.122103, FH04.05.122104, FH04.05.122105, FH04.05.122106, FH04.05.132500, FH04.05.132501, FH04.05.132502, FH04.05.132503, FH04.05.132504, FH04.05.132505, FH04.05.132506, FH04.05.142901, FH04.05.142902, FH06.02.1165126, FH06.02.1165135, FH06.02.1135126, FH06.02.1135135, FH06.01.1065126, FH06.01.1065135, FH06.01.1035126, FH06.01.1035135, FH06.01.1165126, FH06.01.1165135, FH06.01.1135126, FH06.01.1135135, FH06.02.2065126, FH06.02.2065135, FH06.02.2035126, FH06.02.2035135, FH06.02.2165126, FH06.02.2165135, FH06.02.2135126, FH06.02.2135135, FH06.01.2065126, FH06.01.2065135, FH06.01.2035126, FH06.01.2035135, FH06.01.2165126, FH06.01.2165135, FH06.01.2135126, FH06.01.2135135, FH04.05.201600, FH04.05.201601, FH04.05.201602, FH04.05.201603, FH04.05.201604, FH04.05.201605, FH04.05.201606, FH04.05.211800, FH04.05.211801, FH04.05.211802, FH04.05.211803, FH04.05.211804, FH04.05.211805, FH04.05.211806, FH04.05.222100 | Klasa III | REVIZIONI PROTEZËS SË HIPI | Pajisje te implantueshme jo aktive
, REVIZIONI PROTEZËS SË HIPI
16916 | UMBILICAL CORD CLAMP - SMD 801 Colour: Blue /White Length: 55 ± 5.0 mm | T R I M E D | 2024-07-15T00:00:00.000+02:00 | Sterimed Group, Unit No. 501, Ring Road Mall, 21, Manglam Place Rohini, Sector-03, Delhi- 110085 (INDIA) | UMBILICAL CORD CLAMP - SMD 801 Colour: Blue /White Length: 55 ± 5.0 mm | Is | UMBILICAL CORD CLAMP është pajisje mjekësore që ka për qëllim të ndalojë gjakderdhjen nga enët e gjakut në kordonin e kërthizës. | Produkte per institucione te kujdesit shendetesor
16917 | UMBILICAL CORD CLAMP - SMD 801 Colour: Blue /White Length: 55 ± 5.0 mm | T R I M E D | 2024-07-15T00:00:00.000+02:00 | Sterimed Group, Unit No. 501, Ring Road Mall, 21, Manglam Place Rohini, Sector-03, Delhi- 110085 (INDIA) | UMBILICAL CORD CLAMP - SMD 801 Colour: Blue /White Length: 55 ± 5.0 mm | Is | UMBILICAL CORD CLAMP është pajisje mjekësore që ka për qëllim të ndalojë gjakderdhjen nga enët e gjakut në kordonin e kërthizës. | Produkte per institucione te kujdesit shendetesor
16918 | AIRWAY (Guedel Type), AIRWAY (Guedel Type) NO:000/30, AIRWAY (Guedel Type) NO:00/40, AIRWAY (Guedel Type) NO:0/50, AIRWAY (Guedel Type) NO:1/60, AIRWAY (Guedel Type) NO:2/70, AIRWAY (Guedel Type) NO:3/80, AIRWAY (Guedel Type) NO:4/90, AIRWAY (Guedel Type) NO:5/100, AIRWAY (Guedel Type) NO:6/110 | T R I M E D | 2024-07-15T00:00:00.000+02:00 | Plasti-med Plastik Medikal Ürünleri San. Ve Tic. Ltd. Şti. Deri OSB Mah. Yan Sanayi Cad. No:13 Tuzla/İSTANBUL, TÜRKİYE | N/A, 200101, 200102, 200103, 200104, 200105, 200106, 200107, 200108, 200109 | Is | AIRWAY (Guedel Type) janë pajisje mjekësore që kanë për qëllim të mbajnë hapur rrugët e frymëmarrjes duke ndaluar gjuhën të mbulojë epiglotisin. | Pajisje anestezie dhe respiratore
16919 | LIAISON VZV IgG HT, LIAISON Control VZV IgG HT | AESKULAP | 2024-07-16T00:00:00.000+02:00 | DiaSorin Italia S.p.A,Via Crescentino, snc,13040 Saluggia (VC),Italy | 311850, 311851 | In vitro | Reagent laboratorik, Kontroll per perdorim laboratorik | Pajisje laboratori
16920 | Pulse Oximeter MySPO2 | Farma Net Albania | 2024-07-16T00:00:00.000+02:00 | Contec Medical Systems Co., Ltd.; Add: No. 112 Qinhuang West Street Economic &amp; Technical Development Zone 066004 Qinhuangdao, Hebei Province, Republika Popullore e Kines | MySPO2 | Klasa IIb | Pulse Oximeter | Pajisje anestezie dhe respiratore
16921 | EEG accessories (64.XXX.XX), EEG accessories (65.XXX.XX) | T R I M E D | 2024-08-12T00:00:00.000+02:00 | EF Medica Srl, Zona Artigianale 3/C 39052 Caldaro (BZ), ITALY | EEG accessories (64.XXX.XX), EEG accessories (65.XXX.XX) | Klasa I | EEG accessories janë pajisje mjekësore që kanë qëllim të regjistrojnë aktivitetin elektrik të trurit nëpërmjet elektrodave të ngjitura në lëkurën e kokës. Rezultatet e EEG tregojnë ndryshime në aktivitetin e trurit që mund të ndihmojnë në diagnostikimin e sëmundjeve të trurit, veçanërisht epilepsisë dhe sëmundje të tjera. | Produkte per institucione te kujdesit shendetesor
16922 | Legend EHS Stylus Tray, Instrument Tray, Stimulus Dissection, Indigo Instrument Tray, Sharpsite AC Endoscope Instrument Tray, Straightshot M4 Instrument Tray, Straightshot M5 Instrument Tray, Skeeter Ultra- Lite Sterilization Tray, Visao Sterilization Tray | O.E.S DISTRIMED | 2024-08-12T00:00:00.000+02:00 | Medtronic Xomed, Inc.6743 Southpoint Drive North Jacksonville, FL 32216 USA | EA100, 1352407, 1845040, 1881000, 1898075, 1899076, 3155615, 3334895 | Klasa I | Tabaka sterilizimi per instrumenta | Instrumenta shumeperdorimeshe
16923 | Foam mattress for hospital beds, EffectaCare, PrimaCare/4PP | MSE | 2024-08-12T00:00:00.000+02:00 | L I N E T spol. s r.o. Želevčice 5 , 274 01 Slaný Czech Republic | EffectaCare, PrimaCare/4PP | Klasa I | Dysheke per Shtrat Spitalor | Pajisje dentare
16924 | Surgical instruments set for bone implants, K-wire ø1,6x150, Surgical instruments set for bone implants, Cannulated screwdriver, Surgical instruments set for bone implants, Drill guide ø1,6, Surgical instruments set for bone implants, Cannulated tap fi5x1,75, Surgical instruments set for bone implants, Cannulated tap fi4,5x1,75, Surgical instruments set for bone implants, Arm of cannulated tap fi4,5x1,75, Surgical instruments set for bone implants, Reamer with handle, Surgical instruments set for bone implants, Tap 3,5x1,2, Surgical instruments set for bone implants, Tap fi 3,5x1,25, Surgical instruments set for bone implants, Tap fi 3,5x1,75, Surgical instruments set for bone implants, Tap fi 3,5x1,2, Surgical instruments set for bone implants, Tap for cancelous bone, Surgical instruments set for bone implants, Tap for cortical bone, Surgical instruments set for bone implants, Tap for cortical bone fi6,5x2,75, Surgical instruments set for bone implants, Shaft of tap fi4,5x1,75, Surgical instruments set for bone implants, Tap fi4,0x1,75, Surgical instruments set for bone implants, Tap fi 2,7x1,2, Surgical instruments set for bone implants, Tap fi4,5x1,75, Surgical instruments set for bone implants, Tap fi6,5x2,75, Surgical instruments set for bone implants, Screwdriver with handle, Surgical instruments set for bone implants, Screwdriver 3,5, Surgical instruments set for bone implants, Screwdriver 2,5, Surgical instruments set for bone implants, Cross-screwdriver, Surgical instruments set for bone implants, Screwdriver hex. L=190mm, Surgical instruments set for bone implants, Cross-screwdriver 1,0, Surgical instruments set for bone implants, Screwdriver L=175, Surgical instruments set for bone implants, Screwdriver with variable arm, Surgical instruments set for bone implants, Shaft fi3,5, Surgical instruments set for bone implants, Shaft fi2,5, Surgical instruments set for bone implants, Automatically-screwdriver fi1,5, Surgical instruments set for bone implants, Automatically-screwdriver fi2,5, Surgical instruments set for bone implants, Screwdriver hex. fi2,5, Surgical instruments set for bone implants, Automatically-screwdriver fi3,5, Surgical instruments set for bone implants, Screwdriver hex. fi3,5, Surgical instruments set for bone implants, Automatically-cross-screwdriver fi1,0, Surgical instruments set for bone implants, Cross-screwdriver fi2,0, Surgical instruments set for bone implants, Automatically-cross-screwdriver fi3,7, Surgical instruments set for bone implants, Automatically-cross-screwdriver fi4,5, Surgical instruments set for bone implants, Crosscdrewdriver L=195, Surgical instruments set for bone implants, Automatically screwdriver hex., Surgical instruments set for bone implants, Screwdriver hex. L=160, Surgical instruments set for bone implants, Screwdriver hex. L=120, Surgical instruments set for bone implants, Screwdriver hex. s=3,5, Surgical instruments set for bone implants, Cross screwdriver fi1,2, Surgical instruments set for bone implants, Cross screwdriver fi0,7, Surgical instruments set for bone implants, Screwdriver s3,9, Surgical instruments set for bone implants, Screwdriver fi2,5, Surgical instruments set for bone implants, Screwdriver with left tap s2,5, Surgical instruments set for bone implants, Screwdriver with right tap s2,5, Surgical instruments set for bone implants, Screwdriver T-handle s1,5, Surgical instruments set for bone implants, Screwdriver T-handle s2,5, Surgical instruments set for bone implants, Screwdriver hex. s3,5, Surgical instruments set for bone implants, Screwdriver, Surgical instruments set for bone implants, Screwdriver for Cardan joint, Surgical instruments set for bone implants, Screwdriver Jacobs, Surgical instruments set for bone implants, Screwdriver T4 with handle, Surgical instruments set for bone implants, Screwdriver T15 with handle AO, Surgical instruments set for bone implants, Screwdriver T25 with handle AO, Surgical instruments set for bone implants, Screwdriver to compression screw, Surgical instruments set for bone implants, Screwdriver T8 ISO with handle AO, Surgical instruments set for bone implants, Screwdriver T15 ISO with handle AO, Surgical instruments set for bone implants, Screwdriver T25 ISO with handle AO, Surgical instruments set for bone implants, Screwdriver with joint, Surgical instruments set for bone implants, Protection sleeve Ø7,5/6,0, Surgical instruments set for bone implants, Drill Sleeve Ø 2,7, Surgical instruments set for bone implants, Drill Sleeve Ø 2,5, Surgical instruments set for bone implants, K-wire sleeve Ø 1,6, Surgical instruments set for bone implants, Trocar ø6, Surgical instruments set for bone implants, Hexagonal screw driver shaft s2,5, Surgical instruments set for bone implants, Screwdriver T15, TORX, Surgical instruments set for bone implants, Targeting arm - LEFT, Surgical instruments set for bone implants, Tadergeting device connecter - LEFT, Surgical instruments set for bone implants, Targeting arm - RIGHT, Surgical instruments set for bone implants, Tadergeting device connecter - RIGHT, Surgical instruments set for bone implants, Protection sleeve Ø9,5/8,1, Surgical instruments set for bone implants, K-wire sleeve Ø 2,0 - short, Surgical instruments set for bone implants, Locking set - short, Surgical instruments set for bone implants, Wire Ø1,6x150, Surgical instruments set for bone implants, Compression forces, Surgical instruments set for bone implants, DHS targeting device, Surgical instruments set for bone implants, Strike plate for DHS/DCS plate, Surgical instruments set for bone implants, DCS targeting device 95°, Surgical instruments set for bone implants, Kirschner wire, Surgical instruments set for bone implants, Axial screw, Surgical instruments set for bone implants, Sleeve for tap, Surgical instruments set for bone implants, Sleeve for lag screw key, Surgical instruments set for bone implants, Tap, Surgical instruments set for bone implants, Lag screw key, Surgical instruments set for bone implants, Drill Sleeve Ø 3,0, Surgical instruments set for bone implants, Osteotome distractor, Surgical instruments set for bone implants, Osteotom, Surgical instruments set for bone implants, Screwdrive 4-agnle 1,35 - 3°, Surgical instruments set for bone implants, Screwdrive 4-agnle 1,25, Surgical instruments set for bone implants, Screwdrive 4-agnle 1,0 - 3°, Surgical instruments set for bone implants, Screwdrive 4-agnle 1,7, Surgical instruments set for bone implants, Screwdriver hex., Surgical instruments set for bone implants, Screwdriver hex. 1,5 mm, Surgical instruments set for bone implants, Screwdrive 4-agnle 1,0- 2°, Surgical instruments set for bone implants, Screwdriver hex. 1,7, Surgical instruments set for bone implants, Forceps system mini, Surgical instruments set for bone implants, Control pin, Surgical instruments set for bone implants, Bending iron, Surgical instruments set for bone implants, Strite plate with 16 holes, thickness 0,6, Surgical instruments set for bone implants, Trocar fi 3, Surgical instruments set for bone implants, Screwdriver T15, Surgical instruments set for bone implants, AO screwdriver shaft T15, Surgical instruments set for bone implants, AO torque limiter, Surgical instruments set for bone implants, Bending iron for plates, Surgical instruments set for bone implants, Drill guide - lag screw, Surgical instruments set for bone implants, Drill guide - compression screw, Surgical instruments set for bone implants, Drill guide - multilocked screw, Surgical instruments set for bone implants, Temporary compression screw, Surgical instruments set for bone implants, Drill sleeve with screw lenght gauge, Surgical instruments set for bone implants, K-wire guide ø0,8, Surgical instruments set for bone implants, Cannulated screwdriver T8, Surgical instruments set for bone implants, K-wire ø1,0 x 150, Surgical instruments set for bone implants, Cross cannulated screwdriver 1mm, Surgical instruments set for bone implants, Gauge, Surgical instruments set for bone implants, Drill guide ø2,4, Surgical instruments set for bone implants, Drill guide ø3,5, Surgical instruments set for bone implants, Counter-sink, Surgical instruments set for bone implants, Countersink ø6,0-1,25, Surgical instruments set for bone implants, Cannulated screwdriver T25, Surgical instruments set for bone implants, Cannulated screwdriver s3,5, Surgical instruments set for bone implants, Cleaning wire, Surgical instruments set for bone implants, Parallel guide ø1,6, Surgical instruments set for bone implants, Cannulated tap ø4,5, Surgical instruments set for bone implants, AO screwdriver shaft T4, Surgical instruments set for bone implants, Drill sleeve Ø1.1, Surgical instruments set for bone implants, AO dynamometric adapter, Surgical instruments set for bone implants, Shaft for bending plates 1.5 / 2.0, Surgical instruments set for bone implants, AO Handle, Surgical instruments set for bone implants, AO Countersink, Surgical instruments set for bone implants, Bending tongs, Surgical instruments set for bone implants, Drill sleeve with screw lenght gauge 2.0, Surgical instruments set for bone implants, Drill guide Ø1.5, Surgical instruments set for bone implants, Drill guide - multi locked screw, Surgical instruments set for bone implants, Sterilization container for K- wire, Surgical instruments set for bone implants, AO countersink, Surgical instruments set for bone implants, AO screwdriver shaft T6, Surgical instruments set for bone implants, Sterilization container for K-wire Ø1.5x200, Surgical instruments set for bone implants, T8 screwdriver, Surgical instruments set for bone implants, AO Screwdriver, Surgical instruments set for bone implants, Bone thikness gauge, Surgical instruments set for bone implants, Temporary compressing screw, Surgical instruments set for bone implants, Drill sleeve, Surgical instruments set for bone implants, Drill guide - lockingscrew, Surgical instruments set for bone implants, Targeting Device, Surgical instruments set for bone implants, Protection drill sleeve, Surgical instruments set for bone implants, Drill sleeve Ø2,8, Surgical instruments set for bone implants, Screwdriver S2x1,2, Surgical instruments set for bone implants, Guide ø1,1/ø2,0, Surgical instruments set for bone implants, Compression sleeve 2,4, Surgical instruments set for bone implants, Compression sleeve 3,0, Surgical instruments set for bone implants, Guide ø1,6/ø3,2, Surgical instruments set for bone implants, Depth Gauge for Screw, Surgical instruments set for bone implants, Trocar ø1,6, Surgical instruments set for bone implants, Cannulated screwdriver T15,, Surgical instruments set for bone implants, Compression sleeve 4,5, Surgical instruments set for bone implants, Guide ø2,8/ ø5,0, Surgical instruments set for bone implants, Trocar ø2,8, Surgical instruments set for bone implants, Compression sleeve 6,5, Surgical instruments set for bone implants, Cannulated screwdriver 4,0, Surgical instruments set for bone implants, Screwdriver T4, Surgical instruments set for bone implants, Compression sleeve 1,5, Surgical instruments set for bone implants, Assemble table for cross ligament, Surgical instruments set for bone implants, Stripper, Surgical instruments set for bone implants, Marker, Surgical instruments set for bone implants, Spoon chisel, Surgical instruments set for bone implants, Locking screw L=57mm, Surgical instruments set for bone implants, Locking screw L=72mm, Surgical instruments set for bone implants, Extractor Ø 7, Surgical instruments set for bone implants, Extractor Ø 8, Surgical instruments set for bone implants, Extractor Ø 9, Surgical instruments set for bone implants, Extractor Ø 10, Surgical instruments set for bone implants, Extractor Ø 11, Surgical instruments set for bone implants, Handle, Surgical instruments set for bone implants, Hook dargeting device H=3 165mm, Surgical instruments set for bone implants, Hook dargeting device H=4 165mm, Surgical instruments set for bone implants, Hook dargeting device H=5 165mm, Surgical instruments set for bone implants, Hook dargeting device H=6 165mm, Surgical instruments set for bone implants, Hook dargeting device H=7 165mm, Surgical instruments set for bone implants, Calibration sleeve Ø 6, Surgical instruments set for bone implants, Calibration sleeve Ø 7, Surgical instruments set for bone implants, Calibration sleeve Ø 8, Surgical instruments set for bone implants, Calibration sleeve Ø 9, Surgical instruments set for bone implants, Calibration sleeve Ø 10, Surgical instruments set for bone implants, Calibration sleeve Ø 11, Surgical instruments set for bone implants, Calibration sleeve Ø 12, Surgical instruments set for bone implants, Needle 380, Surgical instruments set for bone implants, Wire handle, Surgical instruments set for bone implants, Screwdriver s5,0, Surgical instruments set for bone implants, Extractor 2,4, Surgical instruments set for bone implants, Extractor 2,7, Surgical instruments set for bone implants, Extractor 3,5, Surgical instruments set for bone implants, Extractor 4,0, Surgical instruments set for bone implants, Extractor 4,5, Surgical instruments set for bone implants, Extractor 5,0, Surgical instruments set for bone implants, Extractor 8,0, Surgical instruments set for bone implants, Hexagonal Shaft s5,0, Surgical instruments set for bone implants, K-wire Ø1,0x230, Surgical instruments set for bone implants, Threaded K-wire Ø1,0x230, Surgical instruments set for bone implants, Screw holding tweezer, Surgical instruments set for bone implants, Parallel guide Ø1,0, Surgical instruments set for bone implants, Drill guide Ø1,0, Surgical instruments set for bone implants, Tap guide, Surgical instruments set for bone implants, Cannulated tap Ø4,5, Surgical instruments set for bone implants, Cannulated countersink, Surgical instruments set for bone implants, K-wire Ø2,0x230, Surgical instruments set for bone implants, Cannulated screwdriver s5, Surgical instruments set for bone implants, Parallel guide Ø2,0, Surgical instruments set for bone implants, Drill guide Ø2,0, Surgical instruments set for bone implants, Drill guide Ø4,7, Surgical instruments set for bone implants, Cannulated tap Ø7, Surgical instruments set for bone implants, Cannulated counter-sink, Surgical instruments set for bone implants, Cannulated screwdriver s 2,5, Surgical instruments set for bone implants, K-wire Ø2,0x200, Surgical instruments set for bone implants, Bending Iron for plates, Surgical instruments set for bone implants, Tap Ø3,5, Surgical instruments set for bone implants, Tap Ø4,0, Surgical instruments set for bone implants, Drill Guide Ø2,5 and Tap Guide Ø3,5, Surgical instruments set for bone implants, Tap protection Ø4,0, Surgical instruments set for bone implants, Bone thickness gauge, Surgical instruments set for bone implants, Tap Ø4,5, Surgical instruments set for bone implants, Tap Ø6,5, Surgical instruments set for bone implants, Drill Guide Ø3,2 and Tap Guide Ø4,5, Surgical instruments set for bone implants, Tap protection Ø6,5, Surgical instruments set for bone implants, Drill guide Ø2,5, Surgical instruments set for bone implants, Drill guide Ø3,2, Surgical instruments set for bone implants, Screwdriver hex. s3,5x250, Surgical instruments set for bone implants, Screwdriver hex. s2,5 x250, Surgical instruments set for bone implants, Bending Pliers for Reconstruction Plates 3,5, Surgical instruments set for bone implants, Small Bending Iron, Surgical instruments set for bone implants, Pelvic Reduction Forceps with pointed ball tips Ø6.5 | LAYO | 2024-08-12T00:00:00.000+02:00 | MEDGAL Sp. z o.o., Niewodnicka 26a, 16-001 Ksiezyno, Poland | 4-48-03-30, 4-06-05-15, 4-48-01-52, 4-8-03-07.15, 4-48-03-33, 4-48-01-12, 4-48-01-12.1, 4-48-01-11.1, 4-48-01-11.2, 4-41-17-00, 4-42-03-07, 4-42-05-02, 4-42-05-03, 4-42-03-36, 4-42-03-37, 4-42-01-00, 4-42-01-03, 4-42-02-15, 4-42-02-00, 4-42-04-20, 4-42-03-45.1, 4-42-03-40, 4-42-03-27, 4-42-01-08, 4-42-03-36.1, 4-43-04-01.01, 4-43-04-02, 4-43-04-02.1, 4-43-01-35, 4-43-01-25, 4-43-06-01, 4-43-13-50, 4-43-06-02, 4-43-08-01, 4-43-31-01, 4-43-26-02, 4-43-25-02, 4-43-33-02, 4-43-33-03, 4-43-33-03.1, 4-43-33-04, 4-43-33-04.1, 4-43-34-03, 4-43-34-03.1, 4-43-xx-00, 4-43-34-02, 4-43-34-04, 4-43-03-02, 4-43-33-01, 4-43-14-15, 4-43-15-15, 4-43-40-xx, 4-43-41-01, 4-43-06-03, 4-43-19-02, 4-43-46-00, 4-43-48-00, 4-43-49-00, 4-43-45-17, 4-43-45-18, 4-43-45-19, 4-43-51-01, 4-43-61-01, 4-43-62-10, 4-43-20-04, 4-43-46-15, 4-43-46-25, 4-43-52-35, 4-43-55-10, 4-43-27-01, 4-43-28-01, 4-43-29-02, 4-43-64-00, 4-57-157-00, 4-57-158-00, 4-57-159-00, 4-57-160-00, 4-57-161-00, 4-57-162-00, 4-43-45-10, 4-57-180-00, 4-57-181-00, 4-57-163-00, 4-57-164-00, 4-57-165-00, 4-57-166-00, 4-57-167-00, 4-57-168-00, 4-57-144-00, 4-57-170-10, 4-57-170-15, 4-57-170-20, 4-57-170-25, 4-57-170-30, 4-57-170-35, 4-57-170-40, 4-57-169-00, 4-65-01-04, 4-65-01-10, 4-65-01-19, 4-65-01-13, 4-65-01-01, 4-65-01-07, 4-65-01-08, 4-65-01-09, 4-65-01-06, 4-65-01-05, 4-65-01-02, 4-65-01-12, 4-65-01-11, 4-57-52-00, 4-78-01-01, 4-78-01-04, 4-85-31-21, 4-85-31-20, 4-85-31-15, 4-85-30-27, 4-85-30-25, 4-85-31-21.2, 4-85-31-16, 4-85-30-28, 4-85-50-42, 4-85-54-10 4-85- | Klasa I | Instrumenta mjekësore shumëpërdorimëshe, sete instrumentash për implante kockore (vida, pllaka, gozhde, endoprotezim) | Instrumenta shumeperdorimeshe
| mm, length 250 mm, Surgical instruments set for bone implants, Bone thickness gauge 150, Surgical instruments set for bone implants, Bone Hook, medium, long, length 330 mm, Surgical instruments set for bone implants, Bone Hook, large, long, length 330 mm, Surgical instruments set for bone implants, Ball Spike, straight, with pointed ball tips Ø6.5 mm, |  |  |  | 54-20, ST-00001, 4-01-86-26, 4-17-02-16
| length 300 mm, Surgical instruments set for bone implants, Ball Spike, straight, long, with pointed ball tips Ø6.5 mm, |  |  |  | 4-17-52-16, 4-85-88-33, 99-594-215, 57-210-35, 43-298-0, 43-270-T15.115, 57-217-0, 43-302-35, 57-310-35, 44-10-35, 44-11-35, 44-12-35, 57-303-24, 57-309-35.27, 57-216-00, 44-06-15, 4-48-03-06, 4-48-03-07.08, 4-48-03-03, 4-48-03-04, 4-48-03-02, 4-48-03-05, 4-48-02-15, 4-48-03-07.10, 4-48-03-13, 4-48-03-09, 4-06-03-16, 4-48-03-15, 4-48-03-14, 4-48-03-12, 4-48-03-18, 4-48-01-51, 4-48-01-48, 4-48-03-19, 4-48-03-07.20, 4-48-03-27, 4-48-03-26, 4-48-03-28, 4-48-03-29, 44-07-15, 43-270-T4.70, 57-212-00, 101-11, 57-211-20.80, 101-10, 57-210-15, 101-02, 57-311-0, 57-122-00, 44-06-20, 44-07-20, 43-304-0, 99-594-115, 57-210-20, 43-270-T6.70, 99-594-165, 43-292-185, 43-302-24, 43-270-T8-80, 57-307-0, 57-303-20, 57-308-24.18, 57-308-27.21, 44-8-0, 44-9-0, 57-305-24, 4-59-01-00, 4-59-01-04, 4-59-02-00, 4-59-05-00, 4-59-06-00, 4-59-08-00, 4-59-10-00, 4-59-11-00, 4-59-12-24, 4-59-13-00, 4-59-12-30, 4-59-10-01, 4-59-11-01, 4-59-14-16, 4-59-13-02, 4-59-12-45, 4-59-10-02, 4-59-11-02, 4-59-14-28, 4-59-12-65, 4-59-13-01, 4-59-13-03, 4-59-12-15, 4-75-01-80, 4-75-01-22, 4-75-01-25, 4-75-01-23, 4-75-01-70, 4-75-01-71, 4-75-01-72, 4-75-01-91.1, 4-75-01-91.2, 4-75-01-91.3, 4-75-01-91.4, 4-75-01-91.5, 4-75-01-14, 4-75-01-06, 4-75-01-07, 4-75-01-08, 4-75-01-09, 4-75-01-10, 4-75-01-60, 4-75-01-61, 4-75-01-62, 4-75-01-63, 4-75-01-64, 4-75-01-65, 4-75-01-66, 4-75-01-55, 4-75-01-20, 4-75-01-01, 4-75-01-21, 4-90-01-20, 4-90-01-21, 4-90-01-22, 4-90-01-23, 4-90-01-33, 4-90-01-34, 4-90-01-35, 4-90-01-36, 4-90-01-37, 4-90-01-38, 4-90-01-39, 4-43-45-15, 4-90-01-12, 4-48-01-28, 4-48-01-26, 4-48-01-20, 4-48-01-14, 4-48-01-40, 4-48-01-22, 4-48-01-15, 4-48-01-24, 4-48-01-17, 4-48-01-11, 4-48-01-07, 4-48-01-36, 4-48-01-29, 4-48-01-27, 4-48-01-21, 4-48-01-19, 4-48-01-23, 4-48-01-16, 4-48-01-25, 4-48-01-18, 4-48-01-13, 4-48-01-09, 4-48-01-49, 4-57-69-00, 4-06-08-20, 4-42-03-35, 4-42-04-40, 4-57-45-00, 4-44-02-40, 4-57-43-00, 4-57-67-00, 4-42-03-45, 4-42-03-65, 4-43-11-01, 4-57-57-00, 4-44-02-65, 4-57-68-00, 4-44-0I-25, 4-44-0I-32, 4-57-03-00, 4-43-45-20, 4-45-01-03, 4-45-01-01, 4-45-01-16, 4-45-01-04, 4-45-01-25, 4-45-01-24, 4-45-01-14, 4-45-01-15, 4-45-01-21, 4-45-01-12, 4-45-01-13, 4-45-01-08, 4-45-01-10, 4-45-01-09, 4-45-01-27, 4-45-01-11, 4-45-01-05, 4-45-01-06, 4-45-01-07, 4-45-01-22, 4-45-01-23, 4-45-01-28, 4-45-01-17, 4-45-01-20, 4-45-01-29, 4-45-01-18, 4-45-01-19, 4-45-01-30, 4-45-01-26, 4-48-03-24, 4-45-01-32, 4-57-66-00, 4
length 400 mm, Surgical instruments set for bone implants, Reduction Forceps, large, with Points, ratchet lock,
length 200 mm, Surgical instruments set for bone implants, Retractor for Sciatic Nerve, Surgical instruments set for bone implants, Retractor for Sciatic Nerve, long, Surgical instruments set for bone implants, Pelvic Retractor, blunt, Surgical instruments set for bone implants, Pelvic Retractor, medium, length 268 mm, Surgical instruments set for bone implants, Bone Lever, long narrow tip, width 18 mm,, Surgical instruments set for bone implants, Pelvic Reduction Forceps, small, for Screws Ø3.5 mm,
length 250 mm, Surgical instruments set for bone implants, Pelvic Retractor, large, length 323 mm, Surgical instruments set for bone implants, Retractor, malleable, width 20 mm, Surgical instruments set for bone implants, Retractor, malleable, width 30 mm, Surgical instruments set for bone implants, Retractor, malleable, width 40 mm, Surgical instruments set for bone implants, Disc, round, hole Ø6.5 mm, Surgical instruments set for bone implants, Disc, rectangular, hole Ø6.5 mm, Surgical instruments set for bone implants, Pelvic Reduction Forceps, large, adjustable, speed lock,
length 300 mm, Surgical instruments set for bone implants, Pelvic Reduction Forceps with pointed ball tips, L=400, Surgical instruments set for bone implants, Pelvic Reduction Forceps with pointed ball tips -, Surgical instruments set for bone implants, Pelvic Reduction Forceps, small, 3,5; 4,5, L=190, Surgical instruments set for bone implants, Pelvic Reduction Forceps, angled, with pointed ball tips-
angled, L=200, Surgical instruments set for bone implants, Pelvic Reduction Forceps, angled, with pointed ball tips-
angled, L=240, Surgical instruments set for bone implants, Pelvic Reduction Forceps, medium, 3,5; 4,5 mm, L=250, Surgical instruments set for bone implants, Pliers for Screw Removal, Surgical instruments set for bone implants, Cannulated Screwdriver s3,5, Surgical instruments set for bone implants, Drill Guide Ø3,2 and K-wire Guide Ø1,6, Surgical instruments set for bone implants, Bending Iron for Plates, Surgical instruments set for bone implants, Strike plate, L=250mm, Surgical instruments set for bone implants, Chisel 16x6, blade A, Surgical instruments set for bone implants, Chisel 16x6, blade B, Surgical instruments set for bone implants, Extractor, Surgical instruments set for bone implants, Hammer 1 kg, Surgical instruments set for bone implants, Hook, Surgical instruments set for bone implants, Protractor with chisel guide, Surgical instruments set for bone implants, Drill guide, Surgical instruments set for bone implants, Protractor 95°, Surgical instruments set for bone implants, Wrench 10, Surgical instruments set for bone implants, Protractor, Surgical instruments set for bone implants, Ruler, Surgical instruments set for bone implants, Hammer 0,5kg, Surgical instruments set for bone implants, Blade 10, Surgical instruments set for bone implants, Blade 25, Surgical instruments set for bone implants, Blade 35, Surgical instruments set for bone implants, Trocar Ø 4,0, Surgical instruments set for bone implants, Sleeve Ø3,0, Surgical instruments set for bone implants, Osteotomy guide, Surgical instruments set for bone implants, Osteotome, Surgical instruments set for bone implants, Wedge 10, Surgical instruments set for bone implants, Wedge 16, Surgical instruments set for bone implants, Osteotomy targeting device, Surgical instruments set for bone implants, Drill Sleeve ø1,8, Surgical instruments set for bone implants, Drill guide ø1,8, Surgical instruments set for bone implants, Holding Sleeve ø2,4, Surgical instruments set for bone implants, Bone thickness gauge - system 2,4, Surgical instruments set for bone implants, Depth Gauage fpr Screws, Surgical instruments set for bone implants, Compression - locking screw ø2,4, Surgical instruments set for bone implants, Screwdriver T8, Surgical instruments set for bone implants, Torque limiter, Surgical instruments set for bone implants, Screwdriver shaft T8, Surgical instruments set for bone implants, Drill Sleeve ø2,7, Surgical instruments set for bone implants, Holding Sleeve ø3,5, Surgical instruments set for bone implants, Depth gauage for screws, Surgical instruments set for bone implants, Compression - locking screw ø3,0, Surgical instruments set for bone implants, Screwdriver shaft T15, Surgical instruments set for bone implants, Aiming, Surgical instruments set for bone implants, Sleeve, Surgical instruments set for bone implants, Drill Sleeve ø3,7, Surgical instruments set for bone implants, Holding Sleeve ø5,0, Surgical instruments set for bone implants, Depth Gauage for Screws, Surgical instruments set for bone implants, Compession - locking screw ø5,0, Surgical instruments set for bone implants, Screwdriver T25, Surgical instruments set for bone implants, Screwdriver shaft T25, Surgical instruments set for bone implants, Threaded drill guide with depth gauge, Surgical instruments set for bone implants, Sleeve for plates bending, Surgical instruments set for bone implants, Countersink, Surgical instruments set for bone implants, Screwdriver shaft T6, Surgical instruments set for bone implants, Sscrewdriver shaft s1,5, Surgical instruments set for bone implants, Cruciform screwdriver 0,7mm, Surgical instruments set for bone implants, Connection screw, Surgical instruments set for bone implants, Protection sleeve Ø9,5; Ø8,1, Surgical instruments set for bone implants, Plug, Surgical instruments set for bone implants, Guide sleeve for K-wire 2.0, Surgical instruments set for bone implants, Depth Gauge for Screws, Surgical instruments set for bone implants, Right targeting adapter, Surgical instruments set for bone implants, Bone thickenss gauage, Surgical instruments set for bone implants, Pulling device, Surgical instruments set for bone implants, Soft tissue retractor, Surgical instruments set for bone implants, Torque limiter holder for screwdriver, Surgical instruments set for bone implants, Hexagonal Screwdriver Shaft s 3,5, Surgical instruments set for bone implants, Screwdriver Shaft T25, Torx, Surgical instruments set for bone implants, Left guide, Surgical instruments set for bone implants, Right guide, Surgical instruments set for bone implants, Right handle, Surgical instruments set for bone implants, Left targeting adapter, Surgical instruments set for bone implants, Left handle, Surgical instruments set for bone implants, Drill sleeve Ø3,7, Surgical instruments set for bone implants, Drill sleeve Ø3,2, Surgical instruments set for bone implants, Guide for condylar tibial plate, Surgical instruments set for bone implants, Socket wrench, Surgical instruments set for bone implants, Round coupling nuts Ø 1,8, Surgical instruments set for bone implants, Round coupling nuts Ø 2,1, Surgical instruments set for bone implants, Screwdriver Shaft s2,5, Surgical instruments set for bone implants, Screwdriver Shaft T8, Surgical instruments set for bone implants, Drill Sleeve Ø 2,1, Surgical instruments set for bone implants, Tap guide Ø2,7 Ø2,4, Surgical instruments set for bone implants, Tap locking screw Ø2,7, Surgical instruments set for bone implants, Tap locking screw Ø2,4, Surgical instruments set for bone implants, Cable passer curved - large, Surgical instruments set for bone implants, Cable passer curved - medium, Surgical instruments set for bone implants, Cable passer - large, 45° angle, Surgical instruments set for bone implants, Cable passer - medium, 45° angle, Surgical instruments set for bone implants, Cable passer - large, Surgical instruments set for bone implants, Cable passer - medium, Surgical instruments set for bone implants, Tension retaining device, Surgical instruments set for bone implants, Cable cutter, Surgical instruments set for bone implants, Cable crimper, Surgical instruments set for bone implants, Wire thightner, Surgical instruments set for bone implants, Targeting arm, Surgical instruments set for bone implants, Tadergeting device connecter, Surgical instruments set for bone implants, Eccentric protection sleeve, Surgical instruments set for bone implants, Monolith Handle 130, Surgical instruments set for bone implants, Sleeve for lag screw, Surgical instruments set for bone implants, Sleeve for lag screw for antrotation screw 6,5, Surgical instruments set for bone implants, Trepan guide wire, Surgical instruments set for bone implants, Monolith Handle 125º, Surgical instruments set for bone implants, Monolith Handle 130º, Surgical instruments set for bone implants, Monolith Handle 135º, Surgical instruments set for bone implants, Control pin Ø5,1 for unified double proximal femoral nail, Surgical instruments set for bone implants, Drill sleeve for Ø4,2 drill, Surgical instruments set for bone implants, Targeting device 125°, Surgical instruments set for bone implants, Targeting device 130°, Surgical instruments set for bone implants, Targeting device 135°, Surgical instruments set for bone implants, Trocar 8/11, Surgical instruments set for bone implants, Tocar handle, Surgical instruments set for bone implants, Handle Rush, Surgical instruments set for bone implants, Stike plate L=170 a=3,0, Surgical instruments set for bone implants, Strike plate L=170 a=3,5, Surgical instruments set for bone implants, Strike plate L=170 a=4,5, Surgical instruments set for bone implants, Strike plate L=170 a=5,0, Surgical instruments set for bone implants, Strike plate L=170 a=5,5, Surgical instruments set for bone implants, Strike plate L=170 a=6,5, Surgical instruments set for bone implants, Strike plate L=170 a=6,8, Surgical instruments set for bone implants, Trocar fi2,5, Surgical instruments set for bone implants, Trocar fi3,2, Surgical instruments set for bone implants, Trocar fi 4, Surgical instruments set for bone implants, Trocr fi4,8, Surgical instruments set for bone implants, Trocar fi5, Surgical instruments set for bone implants, Trocar fi6, Surgical instruments set for bone implants, Trocar fi6,3, Surgical instruments set for bone implants, Drill shaft handle, Surgical instruments set for bone implants, Shaft drilling, Surgical instruments set for bone implants, Drill handle, Surgical instruments set for bone implants, Ectractor rod arm - short, Surgical instruments set for bone implants, Extraxtor rod arm - long, Surgical instruments set for bone implants, Scrapper, Surgical instruments set for bone implants, Strike plate L=170, a=30, Surgical instruments set for bone implants, Screwdriver T-handle, Surgical instruments set for bone implants, End of extractor rod - short, Surgical instruments set for bone implants, End of extractor rod - long, Surgical instruments set for bone implants, Arm extractor rod, Surgical instruments set for bone implants, Retractor, Surgical instruments set for bone implants, Impactor for staples width to 25mm, Surgical instruments set for bone implants, Impactor for staples above 25mm, Surgical instruments set for bone implants, Small strike plate, Surgical instruments set for bone implants, Forceps, Surgical instruments set for bone implants, Drill hammer handle, Surgical instruments set for bone implants, Inserter, Surgical instruments set for bone implants, External sleeve, Surgical instruments set for bone implants, Wrench, Surgical instruments set for bone implants, Internal sleeve, Surgical instruments set for bone implants, Nut, Surgical instruments set for bone implants, Awl, Surgical instruments set for bone implants, Trocar Ø3,0, Surgical instruments set for bone implants, Trocar Ø3,5 - short, Surgical instruments set for bone implants, Trocar Ø3,5 - long, Surgical instruments set for bone implants, Drilling sleeve Ø4,0/ Ø3,0, Surgical instruments set for bone implants, Drilling sleeve Ø4,0, Surgical instruments set for bone implants, Drilling sleeve Ø5,0/ Ø3,5 -short, Surgical instruments set for bone implants, Drilling sleeve Ø5,0/ Ø3,5 -long, Surgical instruments set for bone implants, Drilling sleeve Ø6,0/ Ø5,0 - short, Surgical instruments set for bone implants, Drilling sleeve Ø6,0/ Ø5,0 - long, Surgical instruments set for bone implants, Drilling sleeve Ø8,0/ Ø6,0 - short, Surgical instruments set for bone implants, Drilling sleeve Ø8,0/ Ø6,0 - long, Surgical instruments set for bone implants, Combination wrench s12,5, Surgical instruments set for bone implants, Wrench T s12,5, Surgical instruments set for bone implants, Drill sleeve handle, Surgical instruments set for bone implants, Rod - Schanz screw clamp, Surgical instruments set for bone implants, Carbon rod Ø11,0 x 100 mm, Surgical instruments set for bone implants, Carbon rod Ø11,0 x 150 mm, Surgical instruments set for bone implants, Carbon rod Ø11,0 x 200 mm, Surgical instruments set for bone implants, Carbon rod Ø11,0 x 250 mm, Surgical instruments set for bone implants, Carbon rod Ø11,0 x 300 mm, Surgical instruments set for bone implants, Carbon rod Ø11,0 x 350 mm, Surgical instruments set for bone implants, Carbon rod Ø11,0 x 400 mm, Surgical instruments set for bone implants, Carbon rod Ø11,0 x 450 mm, Surgical instruments set for bone implants, Carbon rod Ø11,0 x 500 mm, Surgical instruments set for bone implants, Trocar Ø2,0, Surgical instruments set for bone implants, Drill sleeve Ø3,0/ 2,0, Surgical instruments set for bone implants, Drill sleeve Ø3,0, Surgical instruments set for bone implants, Wrench T s8,5, Surgical instruments set for bone implants, Rod - rod screw clamp, Surgical instruments set for bone implants, Multi schanz screw clamp, Surgical instruments set for bone implants, Carbon rod Ø,0 x 120 mm, Surgical instruments set for bone implants, Carbon rod Ø8,0 x 160 mm, Surgical instruments set for bone implants, Carbon rod Ø8,0 x 200 mm, Surgical instruments set for bone implants, Carbon rod Ø8,0 x 220 mm, Surgical instruments set for bone implants, Carbon rod Ø8,0 x 240 mm, Surgical instruments set for bone implants, Carbon rod Ø8,0 x 280 mm, Surgical instruments set for bone implants, Carbon rod Ø8,0 x 320 mm, Surgical instruments set for bone implants, Carbon rod Ø8,0 x 360 mm, Surgical instruments set for bone implants, Carbon rod Ø8,0 x 400 mm, Surgical instruments set for bone implants, Trocar Ø1,5, Surgical instruments set for bone implants, Drill sleeve Ø2,5/1,5, Surgical instruments set for bone implants, Drill sleeve Ø4,0/Ø2,5, Surgical instruments set for bone implants, Combination wrench s10,5, Surgical instruments set for bone implants, Chisel for children's plate 8x2,5 typ B, Surgical instruments set for bone implants, Chisel for children's plate 8x2,5 typ C, Surgical instruments set for bone implants, Chisel for children's plate 11x4 typ C, Surgical instruments set for bone implants, Chisel for children's plate 11x4typ A, Surgical instruments set for bone implants, Chisel for children's plate 8x2,5 typ A, Surgical instruments set for bone implants, Chisel 13x6,5, Surgical instruments set for bone implants, Chisel 14x7, Surgical instruments set for bone implants, Chisel 10x5, Surgical instruments set for bone implants, Chisel 10x11, Surgical instruments set for bone implants, Chisel 14x4,5 typ A, Surgical instruments set for bone implants, Chisel 14x4,5 typ B, Surgical instruments set for bone implants, Chisel 11x2,5 typ A, Surgical instruments set for bone implants, Chisel 11x2,5 typ B, Surgical instruments set for bone implants, Chisel 11x2,5 typ C, Surgical instruments set for bone implants, Chisel, Surgical instruments set for bone implants, TAP HA4,5, Surgical instruments set for bone implants, Drill guide Ø1,5 and tap guide Ø2,0, Surgical instruments set for bone implants, Drill guide Ø2,0 and tap gide Ø2,7, Surgical instruments set for bone implants, Screwdriver s3,5, Surgical instruments set for bone implants, Wrench 14mm, Surgical instruments set for bone implants, Targeting arm for humeral reconstruction nail, Surgical instruments set for bone implants, Fixation screw, Surgical instruments set for bone implants, Fixation nut, Surgical instruments set for bone implants, Nail holding screw M8, Surgical instruments set for bone implants, Sleeve adapter for humeral compression nail, Surgical instruments set for bone implants, Strike plate, Surgical instruments set for bone implants, Hand targeting device, Surgical instruments set for bone implants, Guide wire handle, Surgical instruments set for bone implants, Tubular slide, Surgical instruments set for bone implants, Sleeve of hand targeting device, Surgical instruments set for bone implants, Extractor rod, Surgical instruments set for bone implants, Targeting adapter, Surgical instruments set for bone implants, Sleeve adapter for humeral compession nail, Surgical instruments set for bone implants, Fixation screw M8-long, Surgical instruments set for bone implants, Monolit handle, Surgical instruments set for bone implants, Extractor reducer M12/M10, Surgical instruments set for bone implants, Screwdriver 10mm, Ball-Tip Handle, Surgical instruments set for bone implants, Nail holding screw M10, Surgical instruments set for bone implants, Cannulated awl, Surgical instruments set for bone implants, Drilling depth gauge, Surgical instruments set for bone implants, Trocar, Surgical instruments set for bone implants, Ø4,7 Drill sleeve, Surgical instruments set for bone implants, Ø3,2 Drill sleeve, Surgical instruments set for bone implants, Ø6,5 Drill sleeve, Surgical instruments set for bone implants, Ø12/ Ø9 Sleeve, Surgical instruments set for bone implants, Ø12/ Ø8 Sleeve, Surgical instruments set for bone implants, Ø3,7 Drill sleeve, Surgical instruments set for bone implants, Gauge guide wire, Surgical instruments set for bone implants, Nail length gauge, Surgical instruments set for bone implants, Locking screw of screwdriver 4-50-05-12, Surgical instruments set for bone implants, Cannulated screwdriver Ø3,5, Surgical instruments set for bone implants, Locking set pilot, Surgical instruments set for bone implants, Screwdriver s3,5 T-handle, Surgical instruments set for bone implants, Universal distal targeting device, Surgical instruments set for bone implants, Distal targeting device, Surgical instruments set for bone implants, Screw driver s3,5, Surgical instruments set for bone implants, Hammer, Surgical instruments set for bone implants, Holding screw - M4, Surgical instruments set for bone implants, Sleeve adapter for forearm nail, Surgical instruments set for bone implants, Targeting arm for forearm nail, Surgical instruments set for bone implants, Screwdriver s2,5, Surgical instruments set for bone implants, Bending Irons, Surgical instruments set for bone implants, K-wire with thread M2, Surgical instruments set for bone implants, K-wire with thread M2,5, Surgical instruments set for bone implants, Sleeve of hand targeting device Ø2,5, Surgical instruments set for bone implants, Control pin Ø3,5xØ9, Surgical instruments set for bone implants, Drill sleeve (for K-wire Ø2,5), Surgical instruments set for bone implants, Protection sleeve, Surgical instruments set for bone implants, Targeting handle for humeral nail, Surgical instruments set for bone implants, Nail holding screw M8 - long, Surgical instruments set for bone implants, Nail holding screw M8 - short, Surgical instruments set for bone implants, Targeting adapter for reconstruction holes, Surgical instruments set for bone implants, Targeting handle for tibial nail, Surgical instruments set for bone implants, Control Pin Ø4,2, Surgical instruments set for bone implants, Extractor reducer M12/M8, Surgical instruments set for bone implants, Distal targeting device - Tibial Nail, Surgical instruments set for bone implants, Small handle, Surgical instruments set for bone implants, Tibial reconstruction holes arm, Surgical instruments set for bone implants, Retrograde femoral reconstructions holes arm, Surgical instruments set for bone implants, Tibial targeting arm, Surgical instruments set for bone implants, Humeral & Retrograde Femoral targeting arm, Surgical instruments set for bone implants, Femoral targeting arm, Surgical instruments set for bone implants, Scraper, Surgical instruments set for bone implants, Gauge of length bone, Surgical instruments set for bone implants, Locking screw of 4-50-05-12, Surgical instruments set for bone implants, T-handle screw, Surgical instruments set for bone implants, Cross targeting device, Surgical instruments set for bone implants, Tatgeting arm, Surgical instruments set for bone implants, Tatgeting arm recnstruction holes, Surgical instruments set for bone implants, Nail holding, Surgical instruments set for bone implants, Cannulated Awl, Surgical instruments set for bone implants, Tissue Protector, Surgical instruments set for bone implants, T-Handle, Surgical instruments set for bone implants, Reduction Heads, Surgical instruments set for bone implants, Removing Tool, Surgical instruments set for bone implants, Targeting device, Surgical instruments set for bone implants, Targeting arm device, Surgical instruments set for bone implants, Screw, Surgical instruments set for bone implants, Wrench with ball- tip handle, Surgical instruments set for bone implants, Shaft (500 mm), Surgical instruments set for bone implants, Shaft (400 mm), Surgical instruments set for bone implants, Shaft (300 mm), Surgical instruments set for bone implants, Extracton Rod M14/M10, Surgical instruments set for bone implants, Shaft, Surgical instruments set for bone implants, Taker, Surgical instruments set for bone implants, Connector, Surgical instruments set for bone implants, Torsional pin, Surgical instruments set for bone implants, Distance sleeve, Surgical instruments set for bone implants, Extractor handle, Surgical instruments set for bone implants, Impactor, Surgical instruments set for bone implants, Distance sleeve (L = 30 mm), Surgical instruments set for bone implants, Distance sleeve (L = 60 mm), Surgical instruments set for bone implants, Taker for nail (for nails from d=9,0 to d=13 mm), Surgical instruments set for bone implants, Guide pin, Surgical instruments set for bone implants, Trocar fi3,5, Surgical instruments set for bone implants, Lag screwdriver, Surgical instruments set for bone implants, Nail holding screw M12x1,5, Surgical instruments set for bone implants, Tatgeting Arm 135°, Surgical instruments set for bone implants, Tatgeting Arm 130°, Surgical instruments set for bone implants, Tatgeting Arm 125°, Surgical instruments set for bone implants, Aial indicator, Surgical instruments set for bone implants, Trocar – Control pin Ø4,0/6,0 x 230, Surgical instruments set for bone implants, Drilling sleeve - double, Surgical instruments set for bone implants, Drilling sleeve – triple, Surgical instruments set for bone implants, Drilling sleeve 3/11/200, Surgical instruments set for bone implants, Trocar – Control pin Ø6,5 x 230, Surgical instruments set for bone implants, Drilling sleeve Ø3,7/6-212, Surgical instruments set for bone implants, Sleeve 3x6.5x205, Surgical instruments set for bone implants, Tissue protection sleeve 16,5, Surgical instruments set for bone implants, Cannulated screwdriver 3,5, Surgical instruments set for bone implants, Distal holes targeting adapter for nails L=180-210mm, Surgical instruments set for bone implants, Monolith Handle 135, Surgical instruments set for bone implants, Monolith Handle 125
16925 | Video-Rhino-Laryngoscope RS1 – Standard (PAL), Video-Rhino- Laryngoscope RS1 – Standard (NTSC), Video-Rhino- Laryngoscope RX1 - Standard, Video-Rhino- Laryngoscope RSX, Video-Rhino- Laryngoscope RSX-USB, Video-Rhino- Laryngoscope RSX-P, Video-Rhino- Laryngoscope RSX-HD, Rhino Laryngoscope FS2, Video-Otoscope OX2, Video- Otoscope OX2 V2 | BIOMETRIC ALBANIA | 2024-08-12T00:00:00.000+02:00 | orlvision GmbH - Address: Gewerbestrasse 17,DE-35633 Lahnau, Germany | M-200-24031-0000-V, M-200-24031-2001-V, M-205-24031-0001-V, M-205-24031-0100, M-205-24031-0101, M-205-22031-0101, M-205-24031-0101-HD, M-105-22030-0700, M-300-00000-3000, M-304-00000-4000 | Klasa I | Rino-Laringoskop me video i cili perdoret per diagnostikimin e laringut , Rino-Laringoskop me video i cili perdoret per diagnostikimin e laringut , Rino-Laringoskop me video i cili perdoret per diagnostikimin e laringut, Rino-Laringoskop i cili perdoret per diagnostikimin e laringut , Otoskop me video i cili perdoret per diagnostikimin e vesheve | Produkte per institucione te kujdesit shendetesor
16926 | Flexible Circuit Sensors/4 Electrode Sensor, Flexible Circuit Sensors/4 Electrode Sensor Starter Kit, Flexible Circuit Sensors/Extended Use Sensor, Flexible Circuit Sensors/Pediatric Sensor, Flexible Circuit Sensors/Bilateral Sensor | O.E.S DISTRIMED | 2024-07-04T00:00:00.000+02:00 | Covidien llc 15 Hampshire Street Mansfield, MA 02048, U.S.A. | 186-0106, 186-0150, 186-0150-PH, 186-0160, 186-0200, 186-0212 | Klasa IIb | Sensore per pajisje mjekesore | Pajisje nje perdorimeshe
16927 | Device for the determination of urinary flow parameters | BORA GROUP ALBANIA | 2024-07-16T00:00:00.000+02:00 | tic Medizintechnik GmbH & Co. KG Endelner Feld 9 D-46286 Dorsten Germany | SmartFlow ti1966, UroPortNG | Im | Pajisje per matjen e parametrave te fluksit urinar, Pajisje per matjen parametrave te fluksit Urinar | Produkte per institucione te kujdesit shendetesor
16928 | Infant Feeding Tube - SMD 603 (Plain), Infant Feeding Tube - SMD 603 (Plain) (O.D.in mm) 1.34(04 FG), Infant Feeding Tube - SMD 603 (Plain) (O.D.in mm) 1.67(05 FG), Infant Feeding Tube - SMD 603 (Plain) (O.D.in mm) 2.00(06 FG), Infant Feeding Tube - SMD 603 (Plain) (O.D.in mm) 2.33(07 FG), Infant Feeding Tube - SMD 603 (Plain) (O.D.in mm) 2.67(08 FG), Infant Feeding Tube - SMD 603 (Plain) (O.D.in mm) 3.00(09 FG),, Infant Feeding Tube - SMD 603 (Plain) (O.D.in mm) 3.33(10 FG),, Infant Feeding Tube - SMD 603 (Plain) (O.D.in mm) 4.00 (12 FG), Infant Feeding Tube - SMD 603 (Graduation), Infant Feeding Tube - SMD 603(Graduation) (O.D.in mm) 1.34(04 FG), Infant Feeding Tube - SMD 603 (Graduation) (O.D.in mm) 1.67(05 FG), Infant Feeding Tube - SMD 603 (Graduation) (O.D.in mm) 2.00(06 FG), Infant Feeding Tube - SMD 603 (Graduation) (O.D.in mm) 2.33(07 FG), Infant Feeding Tube - SMD 603 (Graduation) (O.D.in mm) 2.67(08 FG), Infant Feeding Tube - SMD 603 (Graduation) (O.D.in mm) 3.00(09 FG), Infant Feeding Tube - SMD 603 (Graduation) (O.D.in mm) 3.33(10 FG), Infant Feeding Tube - SMD 603 (Graduation) (O.D.in mm) 4.00 (12 FG), Infant Feeding Tube - SMD 603 (Elastomer Coated), Infant Feeding Tube - SMD 603 (Elastomer Coated) (O.D.in mm) 1.34(04 FG), Infant Feeding Tube - SMD 603 (Elastomer Coated) (O.D.in mm) 1.67(05 FG), Infant Feeding Tube - SMD 603 (Elastomer Coated) (O.D.in mm) 2.00(06 FG), Infant Feeding Tube - SMD 603 (Elastomer Coated) (O.D.in mm) 2.33(07 FG), Infant Feeding Tube - SMD 603 (Elastomer Coated) (O.D.in mm) 2.67(08 FG), Infant Feeding Tube - SMD 603 (Elastomer Coated) (O.D.in mm) 3.00(09 FG), Infant Feeding Tube - SMD 603 (Elastomer Coated) (O.D.in mm) 3.33(10 FG), Infant Feeding Tube - SMD 603 (Elastomer Coated) (O.D.in mm) 4.00 (12 FG) | T R I M E D | 2024-07-15T00:00:00.000+02:00 | Sterimed Group, Unit No. 501, Ring Road Mall, 21, Manglam Place Rohini, Sector-03, Delhi- 110085 (INDIA) | SMD 603 | Klasa IIa | Infant feeding tube janë pajisje mjekësore që kanë për qëllim të lejojnë fëmijën të marrë një pjesë ose të gjithë ushqimin e tij direkt në stomak, në rastin e foshnjave te sëmura ose premature që nuk janë në gjëndje të thithin ose te gelltitin ushqimin në mënyrë natyrale. | Pajisje te implantueshme jo aktive
16929 | Suction Catheter Thumb Control (SMD 700 ATC) Dia -mm: 4.00(12FG), Suction CatheterThumb Control (SMD 700 ATC) Dia -mm: 4.70(14FG), Suction Catheter Thumb Control (SMD 700 ATC) Dia -mm: 5.30(16FG), Suction Catheter Thumb Control (SMD 700 ATC) Dia -mm: 6.00(18FG), Suction Catheter Thumb Control (SMD 700 ATC) Dia -mm: 6.70(20FG), Suction Catheter Fingertip Control (SMD 700 BFT) Dia -mm: 1.33 (04 FG), Suction CatheterFingertip Control (SMD 700 BFT)Dia -mm: 1.70(05 FG), Suction Catheter Fingertip Control (SMD 700 BFT) Dia -mm: 2.00(06 FG), Suction Catheter Fingertip Control (SMD 700 BFT) Dia -mm: 2.70 (08 FG), Suction Catheter Fingertip Control (SMD 700 BFT) Dia -mm: 3.30 (10 FG), Suction Catheter Fingertip Control (SMD 700 BFT) Dia -mm: 4.00(12FG), Suction CatheterFingertip Control (SMD 700 BFT) Dia -mm: 4.70(14FG), Suction Catheter Fingertip Control (SMD 700 BFT)) Dia -mm: 5.30(16FG), Suction Catheter Fingertip Control (SMD 700 BFT) Dia -mm: 6.00(18FG), Suction Catheter Fingertip Control (SMD 700 BFT) Dia -mm: 6.70(20FG), Suction Catheter with Atraumatic Tip (SMD 700 T) Dia -mm: 1.33 (04 FG), Suction Catheters, Suction Catheter Plain/Normal (SMD 700 P) Dia -mm: 1.33 (04 FG), Suction Catheter Plain/Normal (SMD 700 P) Dia -mm: 1.70(05 FG), Suction Catheter Plain/Normal (SMD 700 P) Dia -mm: 2.00(06 FG), Suction Catheter Plain/Normal (SMD 700 P) Dia -mm: 2.70 (08 FG), Suction Catheter Plain/Normal (SMD 700 P) Dia -mm: 3.30 (10 FG), Suction Catheter Plain/Normal (SMD 700 P) Dia -mm: 4.00(12FG), Suction Catheter Plain/Normal (SMD 700 P) Dia -mm: 4.70(14FG), Suction Catheter Plain/Normal (SMD 700 P) Dia -mm: 5.30(16FG), Suction Catheter Plain/Normal (SMD 700 P) Dia -mm: 6.00(18FG), Suction Catheter Plain/Normal (SMD 700 P) Dia -mm: 6.70(20FG), Suction Catheter Thumb Control (SMD 700 ATC) Dia -mm: 1.33 (04 FG), Suction Catheter Thumb Control (SMD 700 ATC) Dia -mm: 1.70(05 FG), Suction Catheter Thumb Control (SMD 700 ATC) Dia -mm: 2.00(06 FG), Suction Catheter Thumb Control (SMD 700 ATC) Dia -mm: 2.70 (08 FG), Suction Catheter Thumb Control (SMD 700 ATC)Dia -mm: 3.30 (10 FG), Suction Catheter with Atraumatic Tip (SMD 700 T) Dia -mm: 1.70(05 FG), Suction Catheter with Atraumatic Tip (SMD 700 T) Dia -mm: 2.00(06 FG), Suction Catheter with Atraumatic Tip (SMD 700 T) Dia -mm: 2.70 (08 FG), Suction Catheter with Atraumatic Tip (SMD 700 T) Dia -mm: 3.30 (10 FG), Suction Catheter with Atraumatic Tip (SMD 700 T) Dia -mm: 4.00(12FG), Suction Catheter with Atraumatic Tip (SMD 700 T) Dia -mm: 4.70(14FG), Suction Catheter with Atraumatic Tip (SMD 700 T)Dia -mm: 5.30(16FG), Suction Catheter with Atraumatic Tip (SMD 700 T) Dia -mm: 6.00(18FG), Suction Catheter with Atraumatic Tip (SMD 700 T) Dia -mm: 6.70(20FG) | T R I M E D | 2024-07-15T00:00:00.000+02:00 | Sterimed Group, Unit No. 501, Ring Road Mall, 21, Manglam Place Rohini, Sector-03, Delhi- 110085 (INDIA) | SMD 700 BFT, N/A, SMD 700 P, SMD 700 ATC, SMD 700 T | Klasa IIa | Suction Catheters janë pajisje mjekësore që përdoren për heqjen e sekrecioneve nga goja, trakeja dhe tubat bronkiale.Janë të prodhuar nga PVC jo toksike dhe jo irrituese. | Pajisje anestezie dhe respiratore
16930 | IntelliVue G7m Anesthesia Gas Module (866173) | Health & Light | 2024-07-25T00:00:00.000+02:00 | Philips Medizin Systeme Boblingen GmbH; Hewlett Packard Str 2, 71034 Boblingen, Germany | 866173 | Klasa IIb | Modul i Gazrave Anestetik | Pajisje anestezie dhe respiratore
16931 | Fluoroscope X-ray system/OSCAR 15 (Unique FD), Fluoroscope X-ray system / OSCAR (OSCAR Prime/OSCAR Classic(Unique Class)), Fluoroscope X-ray system / ZEN-2090 Pro(ZEN-CX2090, ZEN-2090 Turbo, XENO-360) | BORA GROUP ALBANIA | 2024-07-16T00:00:00.000+02:00 | Manufacturer: GENORAY Co., Ltd. (SRN: KR-MF-000021014) Manufacturing site: 60, Dunchon-daero 541beon-gil, Jungwon-gu, Seongnam-si, Gyeonggi-do, 13212, Republic of Korea | OSCAR 15 (Unique FD), OSCAR (OSCAR Prime/OSCAR Classic(Unique Class)), ZEN-2090 Pro(ZEN-CX2090, ZEN-2090 Turbo, XENO-360) | Klasa IIb | Pajisje fluroskopie me reze X, Hark C | Pajisje diagnostikuese dhe terapeutike me rezatim
16932 | HAIRCARE | DPDERMA | 2024-07-18T00:00:00.000+02:00 | REVITACARE SAS 21 avenue de l'Eguillette, Parc d'Activite du Vert Galant 95310 Saint Ouen l'Aumone France | presented in a case of 10 vials of 5 ml | Klasa III | HAIRCARE është një implant i absorbueshëm i përbërë nga acidi hialuronik 2 mg + kompleksi ristrukturues i flokëve, i injektueshëm me mikro-injeksione në dermën e kokës pranë rrënjëve të flokëve për: përmirëson cilësinë e flokëve dhe skalpit të kokës duke rikuperuar hidratimin, zvogëloni humbjen e flokëve duke ankoruar gjëndrën e flokëve. | Tjeter
16933 | I.V Cannulae (with injection port with wings),HEMOFLON;IV Cannulab 18GX32mm, I.V Cannulae (with injection port with wings),HEMOFLON;IV Cannula 18GX45mm, I.V Cannulae (with injection port with wings),HEMOFLON;IV Cannula 20Gx32mm, I.V Cannulae (with injection port with wings),HEMOFLON;IV Cannula 22GX25mm, I.V Cannulae (with injection port with wings),HEMOFLON;IV Cannula 24Gx19mm | GREEMED | 2024-07-23T00:00:00.000+02:00 | Mediplus (India)Limited,1261-1262,M.I.E.,Part B,Bahadurgarh-124507,Haryana,India | PHMF18R32, PHMF18R45, PHMF20R32, PHMF22R25, PHMF24R19 | Klasa IIa | Kanjule intravenoze | Tjeter
16934 | Immunofluorescence Analyzer AF-100, Immunofluorescence Analyzer AF-100S, Immunofluorescence Analyzer AF-1200, Immunofluorescence Analyzer AF-100C | O3 LAB | 2024-07-17T00:00:00.000+02:00 | Anbio Biotechnology Limited No.2016,Wengjiao West Road, Xinyang Street, Haicang District, Xiamen,Fujian,China. | AF-100, AF-100S, AF-1200, AF-100C | In vitro | Analizuesi është një pajisje për zbulimin ne fluoreshencë dhe punon klinikisht me reagentë mbështetës për testimin cilësor ose sasior te analizave në serumin e njeriut, plazmën, gjakun e plotë dhe mostrat e urinës., Analizuesi është një pajisje për zbulimin ne fluoreshencë dhe punon klinikisht me reagentë mbështetës për testimin cilësor ose sasior te analizave në serumin e njeriut, plazmën, gjakun e plotë dhe mostrat e urinës. | Pajisje te diagnostifikimit in vitro
16935 | TREK and MINI TREK RX Coronary Dilatation Catheters | DIAL-ALB | 2024-07-16T00:00:00.000+02:00 | Abbot Medical, 3200 Lakeside Drive, Santa Clara, California, 95054, USA | 1012276-08, 1012276-12, 1012276-15, 1012276-20, 1012276-25, 1012276-30, 1012277-06, 1012277-08, 1012277-12, 1012277-15, 1012277-20, 1012277-25, 1012277-30, 1012278-06, 1012278-08, 1012278-12, 1012278-15, 1012278-20, 1012278-25, 1012278-30, 1012279-12, 1012279-15, 1012280-12, 1012280-15, 1012271-20, 1012271-25, 1012271-30, 1012272-06, 1012272-08, 1012272-12, 1012272-15, 1012272-20, 1012272-25, 1012272-30, 1012273-06, 1012273-08, 1012273-12, 1012273-15, 1012273-20, 1012273-25, 1012273-30, 1012274-06, 1012274-08, 1012274-12, 1012274-15, 1012274-20, 1012274-25, 1012274-30, 1012275-06, 1012275-08, 1012275-12, 1012275-15, 1012275-20, 1012275-25, 1012275-30, 1012276-06, 1012268-06, 1012268-08, 1012268-12, 1012268-15, 1012268-20, 1012269-06, 1012269-08, 1012269-12, 1012269-15, 1012269-20, 1012270-06, 1012270-08, 1012270-12, 1012270-15, 1012270-20, 1012270-25, 1012270-30, 1012271-06, 1012271-08, 1012271-12, 1012271-15 | Klasa III | Kateterë të zgjerimit koronar që synojnë të zgjerojnë strukturat stenotike të një arterie koronare ose të graftit të anashkalimit me qëllim të përmirësimit të rrjedhës së gjakut/perfuzionit të miokardit | Tjeter
16936 | Flexible Endoscopes with working channel, Flexible Bronchoscopes, Bronchoscope 600 mm, ⌀ 5.2 mm, ⌀ 2.3 mm, 100°, up/down 180°/130°, blue, Bronchoscope 600 mm, ⌀ 5.2 mm, ⌀ 2.3 mm, 100°, up/down 180°/130°, red, Bronchoscope 600 mm, ⌀ 5.2 mm, ⌀ 2.3 mm, 100°, up/down 180°/130°, black, Bronchoscope 600 mm, ⌀ 5.2 mm, ⌀ 2.3 mm, 100°, up/down 180°/130°, orange, Bronchoscope 600 mm, ⌀ 5.2 mm, ⌀ 2.3 mm, 100°, up/down 180°/130°, green , Bronchoscope 600 mm, ⌀ 6.0 mm, ⌀ 2.8 mm, 100°, up/down 180°/130°, blue, Bronchoscope 600 mm, ⌀ 6.0 mm, ⌀ 2.8 mm, 100°, up/down 180°/130°, red, Bronchoscope 600 mm, ⌀ 6.0 mm, ⌀ 2.8 mm, 100°, up/down 180°/130°, black, Bronchoscope 600 mm, ⌀ 6.0 mm, ⌀ 2.8 mm, 100°, up/down 180°/130°, orange, Bronchoscope 600 mm, ⌀ 6.0 mm, ⌀ 2.8 mm, 100°, up/down 180°/130°, green, Flexible Endoscopes with working channel, Flexible Naso-Pharyngo-Laryngoscopes, Naso-Pharyngo-Laryngoscope 300 mm, ⌀ 2.8 mm, ⌀ 1.2 mm, 88°, 160° / 160°, blue, Naso-Pharyngo-Laryngoscope 300 mm, ⌀ 2.8 mm, ⌀ 1.2 mm, 88°, 160° / 160°, red, Naso-Pharyngo-Laryngoscope 300 mm, ⌀ 2.8 mm, ⌀ 1.2 mm, 88°, 160° / 160°, black, Naso-Pharyngo-Laryngoscope 300 mm, ⌀ 2.8 mm, ⌀ 1.2 mm, 88°, 160° / 160°, orange, Naso-Pharyngo-Laryngoscope 300 mm, ⌀ 2.8 mm, ⌀ 1.2 mm, 88°, 160° / 160°, green, Naso-Pharyngo-Laryngoscope 300 mm, ⌀ 3.8 mm, ⌀ 1.4 mm, 85°, 160° / 160°, blue , Naso-Pharyngo-Laryngoscope 300 mm, ⌀ 3.8 mm, ⌀ 1.4 mm, 85°, 160° / 160°, red, Naso-Pharyngo-Laryngoscope 300 mm, ⌀ 3.8 mm, ⌀ 1.4 mm, 85°, 160° / 160°, black, Naso-Pharyngo-Laryngoscope 300 mm, ⌀ 3.8 mm, ⌀ 1.4 mm, 85°, 160° / 160°, orange, Naso-Pharyngo-Laryngoscope 300 mm, ⌀ 3.8 mm, ⌀ 1.4 mm, 85°, 160° / 160°, green, Naso-Pharyngo-Laryngoscope 600 mm, ⌀ 3.8 mm, ⌀ 1.4 mm, 85°, 160° / 160°, blue, Naso-Pharyngo-Laryngoscope 600 mm, ⌀ 3.8 mm, ⌀ 1.4 mm, 85°, 160° / 160°, red, Naso-Pharyngo-Laryngoscope 600 mm, ⌀ 3.8 mm, ⌀ 1.4 mm, 85°, 160° / 160°, black, Naso-Pharyngo-Laryngoscope 600 mm, ⌀ 3.8 mm, ⌀ 1.4 mm, 85°, 160° / 160°, orange, Naso-Pharyngo-Laryngoscope 600 mm, ⌀ 3.8 mm, ⌀ 1.4 mm, 85°, 160° / 160°, green, Flexible Endoscopes with working channel, Flexible Ureterorenoscopes, Ureterorenoscope 680 mm, ⌀ 2.8 mm, ⌀ 1.2 mm, 88°, up/down 275° / 275°, blue, Ureterorenoscope 680 mm, ⌀ 2.8 mm, ⌀ 1.2 mm, 88°, up/down 275° / 275°, red, Ureterorenoscope 680 mm, ⌀ 2.8 mm, ⌀ 1.2 mm, 88°, up/down 275° / 275°, black, Ureterorenoscope 680 mm, ⌀ 2.8 mm, ⌀ 1.2 mm, 88°, up/down 275° / 275°, orange , Ureterorenoscope 680 mm, ⌀ 2.8 mm, ⌀ 1.2 mm, 88°, up/down 275° / 275°, green, Flexible Endoscopes with working channel, Flexible Cystoscopes , Cystoscope 380 mm, ⌀ 5.5 mm, ⌀ 2.3 mm, 100°, up/down 210° / 120°, blue, Cystoscope 380 mm, ⌀ 5.5 mm, ⌀ 2.3 mm, 100°, up/down 210° / 120°, red, Cystoscope 380 mm, ⌀ 5.5 mm, ⌀ 2.3 mm, 100°, up/down 210° / 120°, orange, Cystoscope 380 mm, ⌀ 5.5 mm, ⌀ 2.3 mm, 100°, up/down 210° / 120°, black, Cystoscope 380 mm, ⌀ 5.5 mm, ⌀ 2.3 mm, 100°, up/down 210° / 120°, green | T R I M E D | 2024-07-18T00:00:00.000+02:00 | EMOS Technology GmbH, Gewerbestrasse 10 D -88636 lllmensee | FBS5223.01, FBS5223.02, FBS5223.03, FBS5223.04, FBS5223.05, FBS6028.01, FBS6028.02, FBS6028.03, FBS6028.04, FBS6028.05, FNS2812.01, FNS2812.02, FNS2812.03, FNS2812.04, FNS2812.05, FNS3814.01, FNS3814.02, FNS3814.03, FNS3814.04, FNS3814.05, FNS3814.11, FNS3814.12, FNS3814.13, FNS3814.14, FNS3814.15, FURS2812.01, FURS2812.02, FURS2812.03, FURS2812.04, FURS2812.05, N/A, FCS5523.01, FCS5523.02, FCS5523.03, FCS5523.04, FCS5523.05, FCS5523.11, FCS5523.12, FCS5523.13, FCS5523.14, FCS5523.15 | Klasa IIa | Flexible Endoscopes with working channel, Flexible Bronchoscopes janë pajisje mjekësore që shërbejnë për vizualizimin e trakesë dhe bronkeve, kur përdoren për ekzaminim, diagnostikim dhe/ose të lidhur me aksesorët endoskopikë për trajtim., Flexible Endoscopes with working channel, Flexible Naso-Pharyngo-Laryngoscopes janë pajisje mjekësore që shërbejnë për vizualizimin e nazofaringut duke përfshirë trakenë, kur përdoren për ekzaminim, diagnostikim dhe/ose të lidhur me aksesorët endoskopikë për trajtim., Flexible Endoscopes with working channel, Flexible Ureterorenoscopes janë pajisje mjekësore që shërbejnë për vizualizimin e traktit të sipërm urinar duke përfshirë ureterin dhe pelvisin renal, kur përdoren për ekzaminim, diagnostikim dhe/ose të lidhur me aksesorët endoskopikë për trajtim., Flexible Endoscopes with working channel, Flexible Cystoscopes janë pajisje mjekësore që shërbejnë për vizualizimin e traktit urinar të poshtëm, duke përfshirë uretrën dhe fshikëzën urinare, kur përdoren për ekzaminim, diagnostikim dhe/ose të lidhur me aksesorët endoskopikë për trajtim. | Instrumenta shumeperdorimeshe
16937 | Operating endoscope 180 mm, 7.8 Charr., 78°, 12°, lenses, Rigid Endoscopes with working channel, Rigid ureterorenoscopes , Ureterorenoscope 425 mm, 6.8 Charr., 85°, 5°, fiber, Ureterorenoscope 425 mm, 5.1 Charr., 85°, 5°, fiber, Ureterorenoscope 425 mm, 4.0 Charr., 85°, 5°, fiber, Rigid Endoscopes with working channel, Rigid nephroscopes, Nephroscope 220 mm, 6.8 Charr., 85°, 5°, fiber, Nephroscope 270 mm, 6.8 Charr., 85°, 5°, fiber, Nephroscope 250 mm, 12.3 Charr., 85°, 0°, lenses, Nephroscope 250 mm, 12.3 Charr., 85°, 30°, lenses, Nephroscope 250 mm, 12.3 Charr., 85°, 12°, lenses, Nephroscope 250 mm, 14.4 Charr., 85°, 0°, lenses, Nephroscope 250 mm, 14.4 Charr., 85°, 30°, lenses, Nephroscope 250 mm, 14.4 Charr., 85°, 12°, lenses, Rigid Endoscopes with working channel, Rigid operating hysteroscopes, Operating hysteroscope 191 mm, 9.3 Charr., 75°, 12°, lenses, Operating hysteroscope 197 mm, 13.5 Charr., 78°, 12°, lenses, Rigid Endoscopes with working channel, Rigid operating laparoscopes, Operating laparoscopes 195 mm, 18.3 Charr., 78°, 12°, lenses, Operating laparoscopes 270 mm, 18.3 Charr., 78°, 12°, lenses, Rigid Endoscopes with working channel, Rigid operating cystoscopes, Operating cystoscope 220 mm, 6.8 Charr., 85°, 5°, fiber, Rigid Endoscopes with working channel, Rigid operating endoscopes, Operating endoscope 180 mm, 11.1 Charr., 75°, 0°, lenses, Operating endoscope 180 mm, 11.1 Charr., 75°, 30°, lenses, Operating endoscope 180 mm, 11.1 Charr., 75°, 12°, lenses, Operating endoscope 180 mm, 12.9 Charr., 75°, 0°, lenses, Operating endoscope 180 mm, 12.9 Charr., 75°, 30°, lenses, Operating endoscope 180 mm, 12.9 Charr., 75°, 12°, lenses, Operating endoscope 140 mm, 21.3 Charr., 75°, 0°, lenses, Operating endoscope 140 mm, 21.3 Charr., 75°, 30°, lenses, Operating endoscope 140 mm, 21.3 Charr., 75°, 12°, lenses, Operating endoscope 180 mm, 7.8 Charr., 78°, 0°, lenses, Operating endoscope 180 mm, 7.8 Charr., 78°, 30°, lenses | T R I M E D | 2024-07-18T00:00:00.000+02:00 | EMOS Technology GmbH, Gewerbestrasse 10 D -88636 lllmensee | EX6326F.01, URSLL.01, URSLL.02, URSML.01, URSML.02, URSSL.01, URSSL.02, N/A, NPSLM.01, NPSLM.02, NPSLL.01, NPSLL.02, NPSSRA.01, NPSSRB.01, NPSSRF.01, NPSSRA.02, NPSSRB.02, NPSSRF.02, NPSLRA.01, NPSLRB.01, NPSLRF.01, NPSLRA.02, NPSLRB.02, NPSLRF.02, HX5731F.01, HX8245F.01, LX10061F.01, LX10061F.02, UX4418A.01, EX6337A.01, EX6337B.01, EX6337F.01, EX6943A.01, EX6943B.01, EX6943F.01, EX10071A.01, EX10071B.01, EX10071F.01, EX6326A.01, EX6326B.01 | Klasa IIa | Rigid Endoscopes with working channel, Rigid operating endoscopes, janë pajisje mjekësore që shërbejnë për të vizualizuar në përgjithësi zonën e bustit, kur përdoren për ekzaminim, diagnostikim dhe/ose të lidhur me aksesorët endoskopikë për trajtim., Rigid Endoscopes with working channel, Rigid ureterorenoscopes, janë pajisje mjekësore që shërbejnë për të vizualizuar traktin e sipërm urinar duke përfshirë uretrën, ureterin, fshikëzën dhe pelvisin renal, kur përdoren për ekzaminim, diagnostikim dhe/ose të lidhur me aksesorët endoskopikë për trajtim., Rigid Endoscopes with working channel, Rigid nephroscopes, janë pajisje mjekësore që shërbejnë për të vizualizuar pelvisin renal dhe veshkat, kur përdoren për ekzaminim, diagnostikim dhe/ose të lidhur me aksesorët endoskopikë për trajtim., Rigid Endoscopes with working channel, Rigid operating hysteroscopes, janë pajisje mjekësore që shërbejnë për të vizualizuar mitrën dhe qafën e mitrës, kur përdoren për ekzaminim, diagnostikim dhe/ose të lidhur me aksesorët endoskopikë për trajtim., Rigid Endoscopes with working channel, Rigid operating laparoscopes, janë pajisje mjekësore që shërbejnë për të vizualizuar zgavrën e barkut, kur përdoren për ekzaminim, diagnostikim dhe/ose të lidhur me aksesorët endoskopikë për trajtim., Rigid Endoscopes with working channel, Rigid operating cystoscopes, janë pajisje mjekësore që shërbejnë për të vizualizuar traktin urinar të poshtëm duke përfshirë uretrën dhe fshikëzën urinare, kur përdoren për ekzaminim, diagnostikim dhe/ose të lidhur me aksesorët endoskopikë për trajtim. | Instrumenta shumeperdorimeshe
16938 | Rigid Endoscopes without working channel, Rigid arthroscopes, Arthroscope 170 mm, ⌀ 4.0 mm, 0°, lenses, Arthroscope 170 mm, ⌀ 4.0 mm, 70°, lenses, Arthroscope 157 mm, ⌀ 4.0 mm, 30°, lenses, Arthroscope 157 mm, ⌀ 4.0 mm, 70°, lenses, Arthroscope 175 mm, ⌀ 1.9 mm, 0°, lenses, Arthroscope 140 mm, ⌀ 1.9 mm, 0°, lenses, Arthroscope 120 mm, ⌀ 1.9 mm, 0°, lenses, Arthroscope 98 mm, ⌀ 1.9 mm, 0°, lenses, Arthroscope 68 mm, ⌀ 1.9 mm, 0°, lenses, Rigid Endoscopes without working channel, Rigid cystoscopes, Cystoscope 302.5 mm, ⌀ 4.0 mm, 0°, lenses, Cystoscope 302.5 mm, ⌀ 4.0 mm, 30°, lenses, Cystoscope 302.5 mm, ⌀ 4.0 mm, 70°, lenses, Cystoscope 300 mm, ⌀ 2.7 mm, 30°, lenses, Cystoscope 300 mm, ⌀ 4.0 mm, 0°, lenses, Cystoscope 300 mm, ⌀ 4.0 mm, 30°, lenses, Cystoscope 300 mm, ⌀ 4.0 mm, 70°, lenses, Cystoscope 302.5 mm, ⌀ 2.8 mm, 0°, lenses, Cystoscope 302.5 mm, ⌀ 2.8 mm, 30°, lenses, Cystoscope 300 mm, ⌀ 4.0 mm, 12°, lenses, Arthroscope 175 mm, ⌀ 1.9 mm, 30°, lenses, Arthroscope 140 mm, ⌀ 1.9 mm, 30°, lenses, Arthroscope 120 mm, ⌀ 1.9 mm, 30°, lenses, Arthroscope 98 mm, ⌀ 1.9 mm, 30°, lenses, Arthroscope 68 mm, ⌀ 1.9 mm, 30°, lenses, Arthroscope 98 mm, ⌀ 2.4 mm, 0°, lenses, Arthroscope 98 mm, ⌀ 2.4 mm, 30°, lenses, Arthroscope 68 mm, ⌀ 2.4 mm, 30°, lenses, Arthroscope 175 mm, ⌀ 2.8 mm, 0°, lenses, Arthroscope 140 mm, ⌀ 2.8 mm, 30°, lenses, Arthroscope 175 mm, ⌀ 2.8 mm, 30°, lenses, Arthroscope 187 mm, ⌀ 2.8 mm, 30°, lenses, Arthroscope 69 mm, ⌀ 2.9 mm, 30°, lenses, Arthroscope 158 mm, ⌀ 4.0 mm, 30°, lenses, Arthroscope 158 mm, ⌀ 4.0 mm, 70°, lenses, Arthroscope 170 mm, ⌀ 4.0 mm, 30°, lenses, Arthroscope 175 mm, ⌀ 4.0 mm, 0°, lenses, Arthroscope 140 mm, ⌀ 4.0 mm, 0°, lenses, Arthroscope 175 mm, ⌀ 4.0 mm, 30°, lenses, Arthroscope 175 mm, ⌀ 4.0 mm, 70°, lenses, Arthroscope 175 mm, ⌀ 4.0 mm, 45°, lenses, Rigid Endoscopes without working channel, Rigid hysteroscopes, Hysteroscope 300 mm, ⌀ 2.7 mm, 0°, lenses, Hysteroscope 300 mm, ⌀ 2.7 mm, 30°, lenses, Hysteroscope 300 mm, ⌀ 4.0 mm, 0°, lenses, Hysteroscope 300 mm, ⌀ 4.0 mm, 30°, lenses, Hysteroscope 302.5 mm, ⌀ 2.8 mm, 0°, lenses, Hysteroscope 302.5 mm, ⌀ 2.8 mm, 30°, lenses, Hysteroscope 302.5 mm, ⌀ 2.8 mm, 70°, lenses, Hysteroscope 302.5 mm, ⌀ 2.8 mm, 12°, lenses, Hysteroscope 302.5 mm, ⌀ 4.0 mm, 0°, lenses, Hysteroscope 302.5 mm, ⌀ 4.0 mm, 30°, lenses, Hysteroscope 302.5 mm, ⌀ 4.0 mm, 12°, lenses, Hysteroscope 282 mm, ⌀ 1.9 mm, 0°, fiber, Rigid Endoscopes without working channel, Rigid Laparoscopes, Laparoscope 300 mm, ⌀ 2.0 mm, 0°, fiber, Laparoscope 300 mm, ⌀ 2.0 mm, 30°, fiber, Laparoscope 310 mm, ⌀ 5.0 mm, 0°, lenses, Laparoscope 310 mm, ⌀ 5.0 mm, 45°, lenses, Laparoscope 310 mm, ⌀ 5.0 mm, 30°, lenses, Laparoscope 430 mm, ⌀ 5.0 mm, 45°, lenses, Laparoscope 430 mm, ⌀ 5.0 mm, 0°, lenses, Laparoscope 430 mm, ⌀ 5.0 mm, 30°, lenses, Laparoscope 310 mm, ⌀ 10.0 mm, 0°, lenses, Laparoscope 310 mm, ⌀ 10.0 mm, 30°, lenses, Laparoscope 310 mm, ⌀ 10.0 mm, 45°, lenses, Laparoscope 330 mm, ⌀ 10.0 mm, 0°, lenses, Laparoscope 330 mm, ⌀ 10.0 mm, 30°, lenses, Laparoscope 330 mm, ⌀ 10.0 mm, 45°, lenses, Laparoscope 430 mm, ⌀ 10.0 mm, 0°, lenses, Laparoscope 430 mm, ⌀ 10.0 mm, 45°, lenses, Laparoscope 430 mm, ⌀ 10.0 mm, 30°, lenses | T R I M E D | 2024-07-18T00:00:00.000+02:00 | EMOS Technology GmbH, Gewerbestrasse 10 D -88636 lllmensee | AW40A.01, AW40B.01, AW40C.01, AY40B.01, AY40C.01, AS19A.01, AS19A.02, AS19A.03, AS19A.04, AS19A.05, US40A.01, US40B.01, US40C.01, UW27B.01, UW40A.01, UW40B.01, UW40C.01, US28A.01, US28B.01, US40F.01, AS19B.01, AS19B.02, AS19B.03, AS19B.04, AS19B.05, AS24A.01, AS24B.01, AS24A.02, AS24B.02, AS28A.01, AS28B.01, AS28A.02, AS28A.03, AS28A.05, AS28B.02, AS28B.03, AS28B.05, AM29B.01, AD40B.01, AD40C.01, AL40B.01, A040B.01, AS40A.01, AS40A.02, AS40B.01, AS40C.01, AS40G.01, HW27A.01, HW27B.01, HW40A.01, HW40B.01, HS28A.01, HS28B.01, H528C.01, HS28F.01, H540A.01, HS40B.01, HS40F.01, HC19A.01, HC19A.02, HC19A.03, N/A, LU20A.01, LU20B.01, LU50A.01, LU50B.01, LU50G.01, LU50A.02, LU50B.02, LU50G.02, LU50A.03, LU50B.03, LU50G.03, LU50A.04, LU50B.04, LU50G.04, LU50A.05, LUS0B.05, LU50G.05, LUlO0A.01, LUlO0B.01, LUlO0G.01, LUlO0A.02, LUlO0B.02, LUl00G.02, LUl00A.03, LUlO0B.03, LUlO0G.03, LUlO0A.04, LUl00B.04, LUl00G.04, LUlO0A.05, LUl00B.05, LUlO0G.05 | Klasa IIa | Rigid Endoscopes without working channel, Rigid arthroscopes janë pajisje mjekësore që shërbejnë për vizualizimin e pjesës së brendshme të kyçit të dorës, artikulacionit të bërrylit, shpatullës, acetabulofemoralit, gjurit dhe kyçit të këmbës, kur përdoren për ekzaminim, diagnostikim dhe/ose të lidhur me aksesorët endoskopikë për trajtim., Rigid Endoscopes without working channel, Rigid cystoscopes janë pajisje mjekësore që shërbejnë për vizualizimin e traktit urinar të poshtëm duke përfshirë uretrën dhe fshikëzën urinare, kur përdoren për ekzaminim, diagnostikim dhe/ose të lidhur me aksesorët endoskopikë për trajtim., Rigid Endoscopes without working channel, Rigid hysteroscopes janë pajisje mjekësore që shërbejnë për vizualizimin e mitrës dhe qafës së mitrës, kur përdoren për ekzaminim, diagnostikim dhe/ose të lidhur me aksesorët endoskopikë për trajtim., Rigid Endoscopes without working channel, Rigid Laparoscopes janë pajisje mjekësore që shërbejnë për vizualizimin e kavitetit abdominal, kur përdoren për ekzaminim, diagnostikim dhe/ose të lidhur me aksesorët endoskopikë për trajtim. | Instrumenta shumeperdorimeshe
16939 | Anesthesia Face Mask,Respiratory/Anesthesia Face Mask-Ultra Large Ultra Large , Anesthesia Face Mask,Respiratory/Anesthesia Face Mask-Large Large, Anesthesia Face Mask,Respiratory/Anesthesia Face Mask-Medium, Anesthesia Face Mask,Respiratory/Anesthesia Face Mask-Small , Anesthesia Face Mask,Respiratory/Anesthesia Face Mask-Child, Anesthesia Face Mask,Respiratory/Anesthesia Face Mask-Infant, Anesthesia Face Mask,Respiratory/Anesthesia Face Mask-Neonate, Anesthesia Face Mask,Respiratory/Anesthesia Face Mask-Pre Neonatal Pre Neonatal, Anesthesia Face Mask,Respiratory/Anesthesia Face Mask-Child small, Size 2.5 child small, Anesthesia Face Mask,Respiratory/Anesthesia Face Mask-Child large, Size 2.75 child large, Anesthesia Face Mask,Respiratory/Anesthesia Face Mask stawberry scented-Ultra Large , Anesthesia Face Mask,Respiratory/Anesthesia Face Mask stawberry scented-Large, Anesthesia Face Mask,Respiratory/Anesthesia Face Mask stawberry scented-Medium, Anesthesia Face Mask,Respiratory/Anesthesia Face Mask stawberry scented-Small, Anesthesia Face Mask,Respiratory/Anesthesia Face Mask stawberry scented-Child, Anesthesia Face Mask,Respiratory/Anesthesia Face Mask stawberry scented-Infant, Anesthesia Face Mask,Respiratory/Anesthesia Face Mask stawberry scented-Neonate, Anesthesia Face Mask,Respiratory/Anesthesia Face Mask stawberry scented-Pre Neonatal, Anesthesia Face Mask,Respiratory/Anesthesia Face Mask-Ultra Large #7, Anesthesia Face Mask,Respiratory/Anesthesia Face Mask-Large #6 Large, Anesthesia Face Mask,Respiratory/Anesthesia Face Mask-Medium #5 Medium, Anesthesia Face Mask,Respiratory/Anesthesia Face Mask-Small #4 Small, Anesthesia Face Mask,Respiratory/Anesthesia Face Mask-Child #3 Child , Anesthesia Face Mask,Respiratory/Anesthesia Face Mask-Infant #2 Infant, Anesthesia Face Mask,Respiratory/Anesthesia Face Mask-Neonate #1 Neonate, Anesthesia Face Mask,Respiratory/Anesthesia Face Mask-Pre Neonatal #0 Pre-Neonatal, Anesthesia Face Mask,Crystal Plus Face Mask mint scented-0# Pre Neonate , Anesthesia Face Mask,Crystal Plus Face Mask mint scented-1# Neonate, Anesthesia Face Mask,Crystal Plus Face Mask mint scented-2# Infant, Anesthesia Face Mask,Crystal Plus Face Mask without scent-0# Pre Neonate, Anesthesia Face Mask,Crystal Plus Face Mask without scent-1# Neonate, Anesthesia Face Mask,Crystal Plus Face Mask without scent-2# Infant, Anesthesia Face Mask,Crystal Plus Face Mask strawberry scented-0# Pre Neonate , Anesthesia Face Mask,Crystal Plus Face Mask strawberry scented-1# Neonate , Anesthesia Face Mask,Crystal Plus Face Mask strawberry scented-2# Infant, Anesthesia Face Mask,Crystal Plus Face Mask mint scented-3# Child, Anesthesia Face Mask,Crystal Plus Face Mask mint scented-3L# Child large, Anesthesia Face Mask,Crystal Plus Face Mask mint scented-4# Small , Anesthesia Face Mask,Crystal Plus Face Mask mint scented-5# Medium, Anesthesia Face Mask,Crystal Plus Face Mask mint scented-6# Large, Anesthesia Face Mask,Crystal Plus Face Mask mint scented-Ultra Large(7#)Ultra Large , Anesthesia Face Mask,Crystal Plus Face Mask without scent-3# Child, Anesthesia Face Mask,Crystal Plus Face Mask without scent-3# Child large, Anesthesia Face Mask,Crystal Plus Face Mask without scent-4# Small, Anesthesia Face Mask,Crystal Plus Face Mask without scent-5# Medium, Anesthesia Face Mask,Crystal Plus Face Mask without scent-6# Large , Anesthesia Face Mask,Crystal Plus Face Mask without scent-Ultra Large(7#)Ultra Large, Anesthesia Face Mask,Crystal Plus Face Mask strawberry scented-3# Child , Anesthesia Face Mask,Crystal Plus Face Mask strawberry scented-3L# Child large, Crystal Plus Face Mask strawberry scented-4# Small, Anesthesia Face Mask,Crystal Plus Face Mask strawberry scented-5# Medium, Anesthesia Face Mask,Crystal Plus Face Mask strawberry scented-6# Large, Anesthesia Face Mask,Crystal Plus Face Mask strawberry scented-Ultra Large(7#)Ultra Large , Anesthesia Face Mask,CRYSTAL LIBERA Anesthesia Face Mask-7#, Anesthesia Face Mask,CRYSTAL LIBERA Anesthesia Face Mask-6#, Anesthesia Face Mask,CRYSTAL LIBERA Anesthesia Face Mask -5#, Anesthesia Face Mask,CRYSTAL LIBERA Anesthesia Face Mask -4#, Anesthesia Face Mask,CRYSTAL LIBERA Anesthesia Face Mask-3#, Anesthesia Face Mask,CRYSTAL LIBERA Anesthesia Face Mask -2# , Anesthesia Face Mask,CRYSTAL LIBERA Anesthesia Face Mask -1#, Anesthesia Face Mask,CRYSTAL LIBERA Anesthesia Face Mask -0#, Anesthesia Face Mask,Respiratory/Anesthesia Face Mask BGT 8.5mm-Large #6Large , Anesthesia Face Mask,Respiratory/Anesthesia Face Mask BGT 8.5mm-Medium #5 Medium, Anesthesia Face Mask,Respiratory/Anesthesia Face Mask BGT 8.5mm-Small #4 Small , Anesthesia Face Mask,Respiratory/Anesthesia Face Mask BGT Large 3.5mm-Large #6, Anesthesia Face Mask,Respiratory/Anesthesia Face Mask BGT 3.5mm-Medium #5 Medium, Anesthesia Face Mask,Respiratory/Anesthesia Face Mask BGT 3.5mm-Small #4 Small, Anesthesia Face Mask,Blow Film Mold Mask with valve- Ultra Large, Anesthesia Face Mask,Blow Film Mold Mask with valve-Large Large, Anesthesia Face Mask,Blow Film Mold Mask with valve-Medium, Anesthesia Face Mask,Blow Film Mold Mask with valve-Small, Anesthesia Face Mask,Blow Film Mold Mask with valve-Child , Anesthesia Face Mask,Blow Film Mold Mask with valve-Infant, Anesthesia Face Mask,Blow Film Mold Mask with valve-Neonate, Anesthesia Face Mask,Endoscope Face Mask for gastroscope with strape,hole dia 8.5mm of endoscopy Cap-Ultra Large#7 | GREEMED | 2024-07-23T00:00:00.000+02:00 | Koo Medical Equipment (Shanghai) Co., Ltd 100 Zhongde Road, Xiaokunshan Town, Songjiang, Shanghai 201614, P. R. China | KM-200, KM-201, KM-202, KM-203, KM-204, KM-205, KM-206, KM-207, KM-208, KM-209, KM-200S, KM-201S, KM-202S, KM-203S, KM-204S, KM-205S, KM-206S, KM-207S, KM-360, KM-361, KM-362, KM-363, KM-364, KM-365, KM-366, KM-367, KM-273, KM-274, KM-275, KM-2731, KM-2741, KM-2751, KM-273A, KM-274A, KM-275A, KM-276, KM-276L, KM-277, KM-278, KM-279, KM-280, KM-2761, KM-2761L, KM-2771, KM-2781, KM-2791, KM-2801, KM-276A, KM-276AL, KM-277A, KM-278A, KM-279A, KM-280A, KM-200P, KM-201P, KM-202P, KM-203P, KM-204P, KM-205P, KM-206P, KM-207P, KM-411, KM-412, KM-413, KM-421, KM-422, KM-423, KM-320, KM-321, KM-322, KM-323, KM-324, KM-325, KM-326, KM-400G1, KM-401G1, KM-402G1, KM-403G1, KM-404G1, KM-405G1, KM-406G1, KM-407G1 | Klasa IIa | Maske anestezie | Tjeter
, Anesthesia Face Mask,Endoscope Face Mask for gastroscope with strape,hole dia 8.5mm of endoscopy
Cap-Large#6Large, Anesthesia Face Mask,Endoscope Face Mask for gastroscope with strape,hole dia 8.5mm of endoscopy
Cap-Medium#5 Medium, Anesthesia Face Mask,Endoscope Face Mask for gastroscope with strape,hole dia 8.5mm of endoscopy
Cap-Small #4 Small , Anesthesia Face Mask,Endoscope Face Mask for gastroscope with strape,hole dia 8.5mm of endoscopy Cap-Child#3Child, Anesthesia Face Mask,Endoscope Face Mask for gastroscope with strape,hole dia 8.5mm of endoscopy
Cap-Infant #2 infant, Anesthesia Face Mask,Endoscope Face Mask for gastroscope with strape,hole dia 8.5mm of endoscopy Cap-Neonate#1, Anesthesia Face Mask,Endoscope Face Mask for gastroscope with strape,hole dia 8.5mm of endoscopy
Cap-Neonate#1Neonate
16940 | YANKAUER CANNULA WITH BULB AND SUCTION TUBE / ASPIJET SET | MONTAL | 2024-07-18T00:00:00.000+02:00 | SVAS BIOSANA S.p.A. Via Perillo, 34 - 80047 S, GIUSEPPE VESUVIANO (NA) - ITALY | 1SVASC116120 | Klasa IIa | Kanjulë e ngurtë gati për përdorim për thithjen e lëngjeve në fushën kirurgjikale. Dorezë anatomike kundër rrëshqitjes për kapje të rehatshme. Transparente për të kontrolluar rrjedhën e lëngut thithës. | Pajisje nje perdorimeshe
16941 | HOSPYNEB professional | MONTAL | 2024-07-18T00:00:00.000+02:00 | 3A HEALTH CARE S.r.l. Via Marziale Cerutti, 90F/G, 25017 Lonato del Garda (BS) Italy | AP701A | Klasa IIa | Nebulizator me kompresor me piston per perdorim profesional dhe shtepijak, per kryerjen e terapise me aerosol. | Instrumenta shumeperdorimeshe
16942 | ANTIGENOS BACTERIANOS / BACTERIAL ANTIGENS - KIT 4x100 Tests, ANTIGENOS BACTERIANOS / BACTERIAL ANTIGENS - KIT 6x100 Tests, ANTIGENOS BACTERIANOS / BACTERIAL ANTIGENS - KIT 8x100 Tests, ASO LATEX Slide agglutination. 200 Tests, ASO LATEX Slide agglutination 50 Test, ASO LATEX Slide agglutination 100 Tests, ASO LATEX Slide agglutination. Reagent, ASO LATEX. Slide agglutination. Control (+), ROSA DE BENGALA / ROSE BENGAL. Slide agglutination. 50 Tests., BRUCELLA ABORTUS. Slide agglutination. 100 Tests, BRUCELLA ABORTUS. Slide agglutination. 1x50 mL., BRUCELLA MELITENSIS. Slide agglutination. 100 Tests, CONTROL NEGATIVO POLIVANENTE/POLYVALENT NEGATIVE CONTROL, CONTROL POSITIVO POLIVANENTE/POLYVALENT POSITIVE CONTROL, FR LATEX / RF LATEX Slide agglutination 200 Test, FR LATEX / RF LATEX Slide agglutination 50 Tests, FR LATEX / RF LATEX Slide agglutination 100 Tests, FR LATEX / RF LATEX Slide agglutination. Reagent, FR LATEX / RF LATEX Slide agglutination. Control (+), hCG -LATEX. Slide agglutination 50 Tests, hCG -LATEX. Slide agglutination 100 Tests, MI LATEX / IM LATEX. Slide agglutination 20 Tests, MI LATEX / IM LATEX. Slide agglutination 50 Tests, PCR LATEX /CRP LATEX Slide agglutination 200 Tests, PCR LATEX /CRP LATEX Slide agglutination 50 Tests, PCR LATEX /CRP LATEX Slide agglutination 100 Tests, PCR LATEX /CRP LATEX Slide agglutination. Reagent, PCR LATEX /CRP LATEX Slide agglutination. Control (+), PROTEUS OX19. 100 Tests, PROTEUS OX19.1x50 mL., PROTEUS OX2 .1x50 mL., PROTEUS OX2. 100 Tests, PROTEUS OXK . 100 Tests, PROTEUS OXK.1x50 mL., RPR CARBON. Slide agglutination 150 Tests, RPR CARBON. Slide agglutination 500 Tests, RPR CARBON. Slide agglutination 2500 Tests, RPR CARBON. Slide agglutination. Control (+), RPR CARBON. Slide agglutination. Reagent, SALMONELLA PARATYPHI AH. 100 Tests, SALMONELLA PARATYPHI AH. 1x50 mL., SALMONELLA PARATYPHI AO. 100 Tests, SALMONELLA PARATYPHI AO. 1x50 mL., SALMONELLA PARATYPHI BH . 100 Tests, SALMONELLA PARATYPHI BH. 1x50 mL., SALMONELLA PARATYPHI BO . 100 Tests, SALMONELLA PARATYPHI BO. 1x50 mL., SALMONELLA PARATYPHI CH . 100 Tests, SALMONELLA PARATYPHI CH. 1x50 mL., SALMONELLA PARATYPHI CO. 100 Tests, SALMONELLA PARATYPHI CO. 1x50 mL., SALMONELLA TYPHI H. 100 Tests, SALMONELLA TYPHI H. 1x50 mL., SALMONELLA TYPHI O . 100 Tests, SALMONELLA TYPHI O. 1x50 mL., TPHA 100 Tests, VDRL ESTABILIZADO / STABILIZED VRDL. Slide agglutination 1500 Tests, VDRL ESTABILIZADO / STABILIZED VRDL. Slide agglutination 250 Tests, FR WAALER ROSE / RF WAALER ROSE. Slide agglutination 50 Tests, FR WAALER ROSE / RF WAALER ROSE. Slide agglutination 100 Tests, ANTIGENOS BACTERIANOS / BACTERIAL ANTIGENS - KIT 3x100 Tests, ANTIGENOS BACTERIANOS / BACTERIAL ANTIGENS - 4x100 Tests, ANTIGENOS BACTERIANOS / BACTERIAL ANTIGENS - 8x100 Tests, ANTIGENOS BACTERIANOS / BACTERIAL ANTIGENS, ANTIGENOS BACTERIANOS / BACTERIAL ANTIGENS - 6x100 Tests, hCG LATEX. Slide agglutination. Reagent only. 1x5 mL (100T), RPR CARBON, RUBAGEN 100 TEST, TOXO LATEX. Slide agglutination. 100 Tests | GENIUS SHPK | 2024-07-18T00:00:00.000+02:00 | SPINREACT S.A.U. - CARRETERA SANTA COLOMA, 7 17176 ST. ESTEVE DE BAS, (Girona) SPAIN | 1205006, 1205010, 1205008, 1200105, 1200101, 1200102, 23103, 23107, 1200901, 1205091, 1205092, 1205097, 1205211, 1205201, 1200205, 1200201, 1200202, 23123, 23124, 1200601, 1200602, 1200800, 1200801, 1200305, 1200301, 1200302, 23113, 23114, 1205111, 1205112, 1205102, 1205101, 1205121, 1205122, 1200401, 1200402, 23132, 23133, 1205011, 1205012, 1205021, 1205022, 1205031, 1205032, 1205041, 1205042, 1205051, 1205052, 1205061, 1205062, 1205071, 1205072, 1205081, 1205082, 1200408, 1200405, 1200406, 1200501, 1200502, 1205004-A, 1205006-A, 1205006-AA, 1205006-B, 1205006-C, 1205006-D, 1205006-E, 1205006-F, 1205006-G, 1205006-H, 1205006-I, 1205006-J, 1205006-K, 1205006-L, 1205006-M, 1205006-N, 1205006-O, 1205006-P, 1205006-Q, 1205006-R, 1205006-S, 1205006-T, 1205006-U, 1205006-V, 1205006-W, 1205006-X, 1205006-Y, 1205006-Z, 1205008-A, 1205008-B, 1205008-C, 1205008-D, 1205008-D1, 1205008-E, 1205008-F, 1205010-A, 1205010-B, 1205010-B1, 1205010C, 1205010-C, 1205010-D, 1205010-E, 23153, 1200411, 1202001, 1201002 | In vitro | Reagent diagnostifikues in vitro qe sherben per identifikimin dhe monitorimin e infeksioneve bakteriale. , Reagent diagnostifikues in vitro qe sherben per diagnostikimin dhe monitorimin e infeksioneve bakteriale. , Reagent diagnostifikues in vitro qe sherben per te zbuluar nivelet e ASO ne gjak. , Reagent diagnostifikues in vitro qe sherben per te zbuluar dhe identifikuar bakteret qe shkaktojne infeksione ne sy (gjithashtu te njohura si kerpudha ose mikroorganizma patogjene te tilla si bakteret). , Reagent diagnostifikues in vitro qe sherben per te zbuluar antitrupat qe jane te pranishem ne gjak te pacienteve qe jane infektuar me bakterien Brucella abortus. , Reagent diagnostifikues in vitro qe sherben per te vleresuar dhe monitoruar performancen e testimeve dhe analizave mjekesore. , Reagent diagnostifikues in vitro qe sherben per te vleresuar se sa mire funksionojne testet mjekesore per te identifikuar dhe vleresuar substancat specifike, si antitrupa, antigjene, enzima, dhe substancat e tjera qe jane objekt i testit., Reagent diagnostifikues in vitro qe sherben per te zbuluar dhe vleresuar nivelet e faktorit reumatoid (RF) ne gjak. , Reagent diagnostifikues in vitro qe sherben per te zbuluar nivelet e hormonit te luteinizuar (hCG) ne gjak ose urine. , Reagent diagnostifikues in vitro qe sherben per te zbuluar antitrupat specifike ndaj bakteries Mycoplasma pneumoniae ne gjak ose ne lengjet e tjera trupore. , Reagent diagnostifikues in vitro qe sherben per te zbuluar nivelet e proteines C-reaktive (CRP) ne gjak., Reagent diagnostifikues in vitro qe sherben per te identifikuar antitrupat e specifikes Proteus OX19 ne gjak ose serume te pacientit. , Reagent diagnostifikues in vitro qe sherben per te identifikuar antitrupat e specifikes RPR ne plazmen e gjakut te pacientit. , Reagent diagnostifikues in vitro qe sherben per te identifikuar antitrupat specifike ndaj bakterise Salmonella Paratyphi AH ne gjakun ose ne lengjet e tjera trupore te pacientit. , Reagent diagnostifikues in vitro qe sherben per te identifikuar antitrupat specifike ndaj bakterise Salmonella Typhi H ne gjakun ose ne lengjet e tjera trupore te pacientit. , Reagent diagnostifikues in vitro qe sherben per te zbuluar antitrupat specifike ndaj bakterise Treponema pallidum, e cila eshte shkaktari i sifilizit (semundje venerike e shkaktuar nga bakteria siperfaqesore Treponema pallidum). , Reagent diagnostifikues in vitro qe sherben per te zbuluar antitrupat specifike qe reagojne me komponentet e bakterise Treponema pallidum, e cila shkakton sifilizin. , Reagent diagnostifikues in vitro qe sherben per te zbuluar antitrupat e faktorit reumatoid (RF) ne gjakun ose ne lengun sinovial te pacientit. , Reagent diagnostifikues in vitro qe sherben per te identifikuar antigjena specifike te baktereve ne nje mostre biologjike te pacientit. , Reagent diagnostifikues in vitro qe sherben per te zbuluar nivelin e hormonit te lekures se gazit (hCG) ne gjakun ose urinen e nje personi. , Reagent diagnostifikues in vitro qe sherben per te zbuluar antitrupat e faktorit reumatoid ne gjak. , Reagent diagnostifikues in vitro qe sherben per te zbuluar virusin e Rubelles ., Reagent diagnostifikues in vitro qe sherben per te zbuluar antitrupat e ndryshem te prodhuar kunder Toxoplasma gondii, nje parazit qe shkakton infeksionin e quajtur toxoplasmose. | Pajisje te diagnostifikimit in vitro
16943 | COLINESTERASA BI /CHOLINESTERASE BI, COLINESTERASA DIBUCAINA / CHOLINESTERASE DIBUCAINE, COLINESTERASA -LQ / CHOLINESTERASE -LQ, CONTROL ACIDOS BILIARES TOTALES /TOTAL BILE ACIDS CONTROL, CONTROL ADENOSINA DEAMINASA / ADENOSINE DEAMINASE CONTROL, CONTROL AMONIA ETANOL / AMONIA ETHANOL CONTROL, CONTROL CK-NAC / CK-MB, CONTROL ENZIMA CONVERTIDORA ANGIOTENSINA / ANGIOTENSIN | GENIUS SHPK | 2024-07-18T00:00:00.000+02:00 | SPINREACT S.A.U. - CARRETERA SANTA COLOMA, 7 17176 ST. ESTEVE DE BAS, (Girona) SPAIN | 1001102, 1001101, 41210, 1002292, 1002232, 1002240, 1002260, 1002262, 1002227, 1002520, 1002281, 1002480, 1002451, 1001110, 1001111, 1001112, 1001113, MD1001111, MI1001111, MX1001111, SP1001111, TB1001111, TK1001111, 1001115, 1001117, MD1001117, MI1001117, MX1001117, SP1001117, TB1001117, TK1001117, 1001430, MX1001430, 41205, 1001121, 1001122, 1001125, 41245, 41246, MX41245, TB41233, 1001130, 1001131, 1001132, 41240, 41242, 41243, MD41233, MI41233, MX41233, SP41233, TK41233, 1001140, 1001150, 1001155, 1001156, MD1001155, MI1001155, MX1001155, SP1001155, TB1001155, TK1001155, 1001158, 1001420, 1001185, 1001186, 1001187, 41290, 41292, 41293, MD41288, MI41288, MX41288, SP41288, TB41288, TK41288, 1001200, 1001201, 41010, 41011, 41012, 41013, MD41011, MI41011, MX41011, SP41011, TB41011, TK41011, 1001190, 1001191, 1001192, 1001160, 1001161, 1001162, 41270, 41272, 41273, MD41264, MI41264, MX41264, SP41264, TK41264, MI41274, SP41274, TB41264, 1001170, 1001171, 1001172, 41280, 41282, 41283, MD41274, MX41274, TB41274, TK41274, 1001221, TB1001096, 1001096, 1001097, 1001098, 1001099, MD1001096, MI1001096, MX1001096, SP1001096, SP1001097, TK1001096, 1001095, 1001230, 1001231, 1001230S, 1001247, MI1001247, MX1001247, MD1001247, SP1001247, TB1001247, TK1001247, 41057, 1001330, 1001260, 1001261, 41214, 41220, 41222, 41223, MD41214, MI41214, MX41214, SP41214, TB41214, TK41214, 41023, MD41023, MI41023, MX41023, SP41023, SP41024, TB41023, TK41023, 41024, 1001274, 1001275, MD1001275, MI1001275, MX1001275, SP1001274, SP1001275, TB1001275, TK1001275, MD1001276, MI1001276, MX1001276, SP1001276, TK1001276, 1001270, 1001285, 1001286, MD1001285, MI1001285, MX1001285, SP1001285, TB1001285, TK1001285, 1001397, 1001390, 1001290, 1001291, 1001292, MD1001291, MI1001291, MX1001291, SP1001291, TB1001291, TK1001291, 1001024, 1001025, MD1001025, MI1001025, MX1001025, SP1001025, TB1001025, TK1001025, 1001387, 1001380, 1002015, 1002025, 1002011, 1002012, 1002013, 1002120, 1002121, 1002210, 1002211, 1001310, 1001311, 1001312, 1001313, 1001314, 41032F, 41030, 41031, 41032, 41033, 41034, MD41031, MI41031, MX41031, SP41031, TB41031, TK41031, 1001323, 1001325, 1001326, 1001329, 1001331, 41040, 41041, 41042, 41043, MD41041, MI41041, MI41042, MX41041, SP41041, TB41041, TK41041, 1001332, 1001333, 1001350, MD1001350, 1002430, 1001021, 1002220, 1002222, 1001075, 1001044G, 1002340, 1002310, 1001361, 1002320, TK41255, TB41254, TK41251, 1002332, 1002330, 44124, 1002400, 43100 E, TK1001097, 1002420, 1001247E, 1002360, 1002460, 1001250, 1001276, 1001277, 1002490, 1002375, 1001280, 1002350, 1001154, 1002600, 1002010, 1002100, 1002200, 1002370, 1002440, 41031F, 1002380, 1002450, 1002390, 1002300, 1001360, MD1001360, MI1001360, MX1001360, SP1001360, TB1001360, TK1001360, 1001080, 1001090, 1001091, 1001092, 1001093, 41035, 41019, 41020, 41021, 41022, MD41021, MI41021, MX41021, SP41021, TB41021, TK41021, 1001100, MI41210, TK41210, 1002335, 1001010, 1001011, 1001012, 1001013, 41000, 41001, 41002, 41003, MD41001, MI41001, MX41001, SP41001, TB41001, TK41001, 1001030, 1001070, 1001020, 1001022, 1001023, MD1001020, MI1001020, MX1001020, SP1001020, TB1001020, TK1001020, 41201, 41202, MD41201, MI41201, MX41201, SP41201, TB41201, TK41201, TK41202, 1001410, 1001043, MD1001043, MI1001043, SP1001043, TK1001043, 1001047, MD1001047, MI1001047, MX1001047, SP1001047, TB1001047, TK1001047, 1001044, SP1001044, 1001041, MD1001042, SP1001042, MI1001042, 1001042, TK1001042, 1001046, MD1001046, MI1001046, MX1001046, SP1001046, TB1001046, TK1001046, 1001065, MD1001065, MI1001065, MX1001065, SP1001065, TB1001065, TK1001065, 1001060, 1001061, 1001062, SP1001061, 1002290, 1002230, 1002250, 1002225, 33903, 1001232, 1002276, 1001241, 1001054, 1001055, 41254, MD41254, MI41254, MX41254, SP41254, TK41254, 1001050, 41250, MD41250, MI41250, MX41250, SP41250, TB41250, TK41250 | In vitro | Reagent diagnostifikues in vitro qe sherben per monitorimin e shendetit te punetoreve te ekspozuar ndaj substancave te rrezikshme kimike dhe per vleresimin e funksionimit te sistemit nervor tek pacientet me semundje te caktuara. , Reagent diagnostifikues in vitro qe sherben per vleresimin e funksionimit te sistemit nervor dhe per monitorimin e ekspozimit ndaj substancave toksike. , Reagent diagnostifikues in vitro qe sherben per te vleresuar aktivitetin e kesaj enzime ne gjak, por ne nivele te uleta (LQ - Limit of Quantification), Reagent diagnostifikues in vitro qe sherben per te siguruar qe procedurat dhe pajisjet e perdorura per te testuar acidet biliare totale jane te sakte dhe te besueshme., Reagent diagnostifikues in vitro qe sherben per te siguruar qe procedurat dhe pajisjet e perdorura per te testuar aktivitetin e adenozines deaminaze jane te sakte dhe te besueshme. , Reagent diagnostifikues in vitro qe sherben per te siguruar qe procedurat dhe pajisjet e perdorura per te testuar nivelet e amoniakut ne gjak me perdorimin e nje metodologjie qe perfshin edhe etanolin jane te sakte dhe te besueshme. , Reagent diagnostifikues in vitro qe sherben per te vleresuar dhe monitoruar saktesine dhe performancen e pajisjeve dhe procedurave laboratorike per te testuar aktivitetin e enzimes CK-MB (Creatine Kinase-MB), e cila eshte nje indikator i rendesishem i demtimit te muskujve te zemres., Kontroll diagnostifikues in vitro qe sherben per te vleresuar dhe monitoruar saktesine dhe performancen e pajisjeve dhe procedurave laboratorike per te testuar aktivitetin e enzimes konvertuese te angiotensines (ACE), e cila eshte e rendesishme per kontrollin e presionit te gjakut dhe funksionimin e sistemit kardiovaskular., Kontroll diagnostifikues in vitro qe sherben per te vleresuar dhe monitoruar saktesine dhe performancen e pajisjeve dhe procedurave laboratorike per te testuar aktivitetin e enzimes G-6-PDH, e cila eshte e rendesishme per metabolizmin e glukozes dhe funksionimin e sistemit e te kuqes se gjakut., Kontroll diagnostifikues in vitro qe sherben per te vleresuar dhe monitoruar saktesine dhe performancen e pajisjeve dhe procedurave laboratorike per te testuar nivelet e homocisteines ne gjak., Kontroll diagnostifikues in vitro qe sherben per te vleresuar dhe monitoruar saktesine dhe performancen e pajisjeve dhe procedurave laboratorike per te testuar nivelet e lendeve lipidike ne gjak. , Kontroll diagnostifikues in vitro qe sherben per te vleresuar dhe monitoruar saktesine dhe performancen e pajisjeve dhe procedurave laboratorike per te testuar nivelet e proteineve totale ne urine dhe likuidin cerebrospinal (LCR). , Reagent diagnostifikues in vitro qe sherben per vleresimin e funksionit te veshkave dhe per monitorimin e semundjeve te tyre. , Reagent diagnostifikues in vitro qe sherben per te vleresuar dhe monitoruar nivelet e creatinines ne gjak. , Reagent diagnostifikues in vitro qe sherben per te vleresuar nivelet e dioxidit te karbonit (CO2) ne gjak. , Reagent diagnostifikues in vitro qe sherben per te vleresuar aktivitetin e enzimes se konvertimit te angiotensines (ACE) ne trup. , Reagent diagnostifikues in vitro qe sherben per te vleresuar nivelet e enzimes fosfatazes acide ne gjak. , Reagent diagnostifikues in vitro qe sherben per te vleresuar nivelet e enzimes fosfatazes acide ne gjak, sidomos ne kontekstin e vleresimit te shendetit te prostates., Reagent diagnostifikues in vitro qe sherben per te vleresuar nivelet e enzimes fosfatazes alkaline ne gjak, te cilat jane te rendesishme per vleresimin e shendetit te melçise, veshkave dhe foshnjeve., Reagent diagnostifikues in vitro qe sherben per te vleresuar nivelet e enzimes fosfatazes alkaline ne gjak. , Reagent diagnostifikues in vitro qe sherben per te vleresuar nivelet e enzimes fosfatazes alkaline ne gjak, Reagent diagnostifikues in vitro qe sherben per vleresimin e shendetit te melçise, sistemit nervor dhe per monitorimin e terapive te caktuara. , Reagent diagnostifikues in vitro qe sherben per vleresimin e niveleve te fosforit ne trup dhe per identifikimin e problematikave te mundshme shendetesore qe lidhen me mungesen ose tepert e kesaj lende, Reagent diagnostifikues in vitro qe sherben per vleresimin e niveleve te fosforit ne gjak dhe per identifikimin e problematikave te mundshme shendetesore qe lidhen me kete element kimik. , Reagent diagnostifikues in vitro qe sherben per monitorimin e kontrollit te sheqerit ne gjak ne pacientet me diabet dhe per vleresimin e rrezikut te komplikimeve te mundshme te lidhura me nivelet e larta te fructosamines. , Reagent diagnostifikues in vitro qe sherben per te vleresuar funksionimin e G-6-PDH dhe per te identifikuar problemet ose defektet e mundshme gjenetike qe mund te ndikojne ne rrjedhen e saj metabolike. Interpretimi i rezultateve te ketyre analizave duhet te behet nga profesionistet mjekesore , Reagent diagnostifikues in vitro qe sherben per vleresimin e funksionimit te melçise, fshikezes biliare dhe organeve te tjera te rendesishme te trupit., Reagent diagnostifikues in vitro qe sherben per te vleresuar nivelet e enzimes gama-glutamiltransferazes (gamma-glutamyltransferase) ne nje sasi te ulet ne gjak, Reagent diagnostifikues in vitro qe sherben per te vleresuar shendetin e pergjithshem te pacienteve dhe per te identifikuar çdo problem te mundshem me nivelet e sheqerit ne gjak., Reagent diagnostifikues in vitro qe sherben per te interpretuar rezultatet e analizes per Glukoze -LQ ne kontekstin e pergjithshem te shendetit te pacientit dhe te gjitha faktoret e tjere qe mund te ndikojne ne nivelet e sheqerit ne gjak. , Reagent diagnostifikues in vitro qe sherben per te vleresuar shendetin e pergjithshem dhe per te identifikuar çdo problem te mundshem me nivelet e glukozes ne gjak. , Reagent diagnostifikues in vitro qe sherben per te bere nje interpretim te sakte te niveleve te GOT/AST ne gjak, , Reagent diagnostifikues in vitro qe sherben per te vleresuar nivelet e te dy enzimave ne gjak ne nje sasi te ulet. , Reagent diagnostifikues in vitro qe sherben per te vleresuar shendetin e melçise dhe te pergjithshem te sistemit te ngarkuar me melçi. , Reagent diagnostifikues in vitro qe sherben per te kuptuar ne menyre te plote interpretimin e niveleve te GPT/ALT - LQ dhe per te marre udhezime te sakta lidhur me trajtimin dhe monitorimin e shendetit te melçise, Reagent diagnostifikues in vitro qe sherben per te kuptuar ne menyre te plote interpretimin e niveleve te HBDH dhe per te marre udhezime te sakta lidhur me trajtimin dhe monitorimin e shendetit te melçise, muskujve ose zemres, Reagent diagnostifikues in vitro qe sherben per te kuptuar me mire rezultatet e analizes se HDL kolesterolit D dhe per te marre udhezime te sakta lidhur me trajtimin dhe monitorimin e nivelit te kolesterolit dhe rrezikut te semundjeve te zemres, Reagent diagnostifikues in vitro qe sherben per te kuptuar ne menyre te plote rezultatet e analizes se HDL kolesterolit -P dhe per te marre udhezime te sakta lidhur me trajtimin dhe monitorimin e nivelit te kolesterolit dhe rrezikut te semundjeve te zemres, Reagent diagnostifikues in vitro qe sherben per te kuptuar me mire rezultatet e analizes se hemoglobines dhe per te marre udhezime te sakta lidhur me trajtimin dhe monitorimin e nivelit te hemoglobines dhe gjendjes se pergjithshme te shendetit, Reagent diagnostifikues in vitro qe sherben per te kuptuar me mire rezultatet e analizes se Hierro Ferrozine dhe per te marre udhezime te sakta lidhur me trajtimin dhe monitorimin e nivelit te hekurit ne trup, Reagent diagnostifikues in vitro qe sherben per te kuptuar me mire rezultatet e analizes se homocisteines dhe per te marre udhezime te sakta lidhur me trajtimin dhe monitorimin e niveleve te ketij aminoacidi, Reagent diagnostifikues in vitro qe sherben per te kuptuar me mire rezultatet e analizes se lactatit dhe per te marre udhezime te sakta lidhur me trajtimin dhe monitorimin e niveleve te lactatit ne trup, Reagent diagnostifikues in vitro qe sherben per te kuptuar me mire rezultatet e analizes se LDH dhe per te marre udhezime te sakta lidhur me interpretimin dhe trajtimin e niveleve te LDH ne trup, Reagent diagnostifikues in vitro qe sherben per nivelet e laktatdehidrogenazes (LDH) ne gjak, me "LQ" qe mund te tregoje nje version te kufizuar te testit., Reagent diagnostifikues in vitro qe sherben per percaktimin e niveleve te kolesterolit LDL ne gjak. , Reagent diagnostifikues in vitro qe sherben per te vleresuar shendetin e pankreasit dhe te traktit gastrointestinal, dhe mund te perdoret per te ndihmuar ne diagnozen dhe monitorimin e semundjeve te pankreasit, Reagent diagnostifikues in vitro qe sherben per te vleresuar nivelet e lipazes ne gjak dhe eshte perdorur ne praktiken mjekesore per diagnostikimin dhe monitorimin e semundjeve te pankreasit dhe te traktit gastrointestinal., Reagent diagnostifikues in vitro qe sherben per te vleresuar shendetin e zemres dhe te eneve te gjakut, pasi nivelet e lipidove te larta ne gjak mund te jene nje faktor rreziku per semundjet kardiovaskulare. , Reagent diagnostifikues in vitro qe sherben per te vleresuar nivelet e magnezit , Reagent diagnostifikues in vitro qe sherben per te vleresuar nivelet e potasit ne gjak. , Reagent diagnostifikues in vitro qe sherben per te vleresuar sasine e pergjithshme te proteinave ne gjak., Reagent diagnostifikues in vitro qe sherben per te vleresuar sasine e pergjithshme te proteinave ne urine dhe ne lengun cerebrospinal (LCR), i cili eshte nje leng i cili rrethon trurin dhe melçine. , Reagent diagnostifikues in vitro qe sherben per te vleresuar nivelet e sodit (Na+) ne gjak., Reagent diagnostifikues in vitro qe sherben per te identifikuar dhe analizuar mutacione gjenetike te caktuara ne materiale biologjike, siç jane ADN-ja dhe ARN-ja. , , Reagent diagnostifikues in vitro qe sherben per te vleresuar nivelin e triglicérideve ne gjak. , Reagent diagnostifikues in vitro qe sherben per te vleresuar nivelin e triglicérideve ne gjak ne nje nivel te ulet. , Reagent diagnostifikues in vitro qe sherben per te vleresuar funksionimin e veshkave dhe statusin e metabolizmit te proteinave ne organizem. , Reagent diagnostifikues in vitro qe sherben per te vleresuar funksionimin e veshkave dhe per te monitoruar ndonje gjendje ose semundje qe mund te influencoje nivelin e urees ne gjak. , Reagent diagnostifikues in vitro qe sherben per te vleresuar nivelet e urees ne gjak ne menyre te sakte dhe precize. . , Reagent diagnostifikues in vitro qe sherben per te vleresuar nivelet e urees ne gjak duke perdorur metoden e spektrofotometrise ultravjollce (UV)., Reagent diagnostifikues in vitro qe sherben per te vleresuar nivelet e zinkut ne gjak ose ne lengje te tjera trupore. , Reagent diagnostifikues in vitro qe sherben per te vleresuar nivelet e albumines ne gjak dhe mund te perdoret per qellime te ndryshme, Katalizator diagnostifikues in vitro qe sherben per te vleresuar nivelet e kesaj enzime ne gjak. , Kontroll diagnostifikues in vitro qe sherben per te vleresuar nivelet e kesaj enzime ne gjak. , Reagent diagnostifikues in vitro qe sherben per te vleresuar nivelet e kesaj enzime ne gjak. , Reagent diagnostifikues in vitro qe sherben per te vleresuar nivelet e bilirubines ne gjak., Reagent diagnostifikues in vitro qe sherben per te vleresuar nivelet e kalciumit ne gjak., Reagent diagnostifikues in vitro qe sherben per te vleresuar nivelet e CO2 ne gjak., Reagent diagnostifikues in vitro qe sherben per te kalibruar pajisjet dhe per te siguruar nje reference te njohur per nivelet e kloridit ne lengjet biologjike. Kloridi eshte nje elektrolit qe gjendet ne gjak, urine, dhe lengjet e tjera te trupit, dhe ka nje rol te re, Reagent diagnostifikues in vitro qe sherben per kalibrimin e pajisjeve analitike dhe per sigurimin e nje standardi te njohur per nivelet e kolesterolit ne lengjet biologjike. , Reagent diagnostifikues in vitro qe sherben per te detektuar dhe vleresuar nivelin e enzimes kreatin kinaze-miokardit (CK-MB) ne gjak. , Reagent diagnostifikues in vitro qe sherben per te matur nivelin e enzimes kreatin kinazes (CK) ne gjak duke perdorur nje teknike kinetike te bazuara ne spektrat ultravjollce (UV). , Reagent diagnostifikues in vitro qe sherben per vleresimin e funksionit te veshkave dhe ne monitorimin e pacienteve me semundje te ndryshme, perfshire ato te sistemit urinar dhe metabolik., Reagent diagnostifikues in vitro qe sherben per te diluar mostren e gjakut apo te lengjeve te tjera biologjike ne laborator per qellime analitike., Reagent diagnostifikues in vitro qe sherben per te kalibruar ose testuar pajisjet dhe metodat e analizes se niveleve te glukozes ne gjak., Reagent diagnostifikues in vitro qe sherben per te vleresuar nivelin e mesatar te sheqerit ne gjak ne nje periudhe te caktuar kohore, zakonisht 2-3 muaj., Reagent diagnostifikues in vitro qe sherben per te matur nivelin e kolesterolit te densitetit te larte ne gjak. , Reagent diagnostifikues in vitro qe sherben per te vleresuar nivelin e kolesterolit te densitetit te larte ne gjak duke perdorur nje metode te precipitimit. , Reagent diagnostifikues in vitro qe sherben per te percaktuar nivelin e hekurit ne gjak. , Reagent diagnostifikues in vitro qe sherben per te kalibruar dhe vleresuar pajisjet laboratorike per te matur nivelin e laktatit ne gjak., Reagent diagnostifikues in vitro qe sherben per te vleresuar aktivitetin e enzimes fosfataze alkaline ne qelizat e bardha te gjakut (leukocitet)., Reagent diagnostifikues in vitro qe sherben per te matur nivelin e kolesterolit te lipoproteines se dendur te ulet ne gjak ne nje menyre direkte. , Reagent diagnostifikues in vitro qe sherben per te vleresuar nivelin e enzimit lipaze ne gjak. , Kalibrator diagnostifikues in vitro qe sherben per te vleresuar nivelin e enzimit lipaze ne gjak. , Reagent diagnostifikues in vitro qe sherben per te kalibruar ose kontrolluar analizat e niveleve te magnezit ne gjak., Reagent diagnostifikues in vitro qe sherben per te kalibruar ose kontrolluar analizat e niveleve te fosforit ne gjak. , Reagent diagnostifikues in vitro qe sherben per te vleresuar dhe monitoruar cilesine e rezultateve te analizave te bera ne laboratorin mjekesor., Reagent diagnostifikues in vitro qe sherben per kalibrimin e pajisjeve te analizes mjekesore ne laboratoret mjekesore, Reagent diagnostifikues in vitro qe sherben per kalibrimin dhe vleresimin e pajisjeve te analizes mjekesore qe matin nivelet e lipideve ne gjak. , Reagent diagnostifikues in vitro qe sherben per kalibrimin dhe vleresimin e pajisjeve te analizes mjekesore qe matin nivelet e proteinave ne gjak. , Reagent diagnostifikues in vitro qe sherben per te vleresuar nivelet e triglicerideve ne gjak ne forma te larta perkatesisht te uleta. , Reagent diagnostifikues in vitro qe sherben per te kalibruar ose verifikuar analizat e nivelit te proteineve totale ne urine (U) dhe likuidin cerebrospinal (CSF). , Reagent diagnostifikues in vitro qe sherben per te kalibruar ose verifikuar analizat e niveleve te urees ne gjak. , Reagent diagnostifikues in vitro qe sherben per te kalibruar ose verifikuar analizat e niveleve te acidit urik ne gjak. , Reagent diagnostifikues in vitro qe sherben per te vleresuar nivelet e kloridit ne gjak ose ne urine., Reagent diagnostifikues in vitro qe sherben per te vleresuar nivelet e bakrit ne gjak ose ne urine. , Reagent diagnostifikues in vitro qe sherben per te vleresuar nivelet e kolesterolit ne gjak., Reagent diagnostifikues in vitro qe sherben per vleresimin e rrezikut te semundjeve kardiovaskulare dhe per monitorimin e efikasitetit te trajtimit te pacienteve me probleme te lidhura me nivelin e kolesterolit. , Reagent diagnostifikues in vitro qe sherben per te vleresuar nivelet e kolesterolit ne gjak, Reagent diagnostifikues in vitro qe sherben per te vleresuar aktivitetin e enzimes cholinesterase ne gjak., Katalizator diagnostifikues in vitro qe sherben per standardizim te rezultateve te testimeve te fructosamines dhe per te vleresuar performancen e pajisjeve dhe pajisjeve laboratorike qe perdoren per kete qellim. , Reagent diagnostifikues in vitro qe sherben per te vleresuar shendetin e pergjithshem te pacientit, sidomos ne lidhje me gjendjet metabolike dhe semundjet qe jane te lidhura me nivelet e larta te acidit urik ne trup. , Reagent diagnostifikues in vitro qe sherben per te vleresuar shendetin e pergjithshem te pacienteve, per te monitoruar trajtimin e tyre, dhe per te identifikuar rrezikun e komplikimeve te mundshme shendetesore. , Reagent diagnostifikues in vitro qe sherben per te vleresuar nivelet e acideve biliare ne gjak., Reagent diagnostifikues in vitro qe sherben per te monitoruar efikasitetin e trajtimit dhe per te vleresuar progresin e semundjeve qe ndikojne ne nivelet e kesaj enzime ne trup. , Reagent diagnostifikues in vitro qe sherben per te vleresuar nivelet e albumines ne gjak. , Reagent diagnostifikues in vitro qe sherben per te vleresuar nivelet e amilazes ne gjak ne nje game te ulet (LQ - Low Quantity). , Reagent diagnostifikues in vitro qe sherben per te vleresuar nivelet e amoniakut ne gjak. , Reagent diagnostifikues in vitro qe sherben per vleresimin e funksionimit te melçise dhe te traktit gastrointestinal ne pergjithesi., Reagent diagnostifikues in vitro qe sherben per te vleresuar nivelet e bilirubines se drejtperdrejte ne gjak, duke perdorur DMSO (Dimethyl Sulfoxide) si nje lende e ndihmes ne procesin e testimit., Reagent diagnostifikues in vitro qe sherben per te vleresuar nivelet e bilirubines se drejtperdrejte ne gjak duke perdorur metoden DPD (Diazo Photometric Detection)., Reagent diagnostifikues in vitro qe sherben per te vleresuar nivelet e te dyja formave te bilirubines (e drejtperdrejte dhe e jashteperdrejte) ne gjak duke perdorur DMSO (Dimethyl Sulfoxide) si nje lende e ndihmes ne procesin e testimit. , Reagent diagnostifikues in vitro qe sherben per te vleresuar nivelet totale te bilirubines ne gjak duke perdorur DMSO (Dimethyl Sulfoxide) si nje lende e ndihmes ne procesin e testimit., Reagent diagnostifikues in vitro qe sherben per vleresimin e funksionimit te melçise dhe sistemit te zorreve ne pergjithesi., Reagent diagnostifikues in vitro qe sherben per te vleresuar nivelet e kalciumit ne gjak duke perdorur metoden e Arsenazo III. , Reagent diagnostifikues in vitro qe sherben per te vleresuar nivelet e kalciumit ne zgjidhje duke perdorur lendet kimike dhe substancat e tjera qe permbajne kalcium., Katalizator diagnostifikues in vitro qe sherben per te kalibruar pajisjet dhe per te monitoruar saktesine e rezultateve te analizave te acideve biliare totale. , Katalizator diagnostifikues in vitro qe sherben per te kalibruar pajisjet dhe siguruar saktesine e rezultateve te analizave te enzimes adenosina deaminaza (ADA) ne gjak. , Katalizator diagnostifikues in vitro qe sherben per te kalibruar pajisjet dhe siguruar saktesine e rezultateve te analizave te bilirubines totale ne gjak. , Katalizator diagnostifikues in vitro qe sherben per te kalibruar pajisjet dhe siguruar saktesine e rezultateve te analizave te enzimes konvertuese te angiotensines (ACE) ne gjak. , Katalizator diagnostifikues in vitro qe sherben per te kalibruar pajisjet dhe siguruar saktesine e rezultateve te analizave te kolesterolit te densitetit te larte (HDLc) dhe te densitetit te ulet (LDLc) ne gjak., Katalizator diagnostifikues in vitro qe sherben per te siguruar saktesine e rezultateve te analizave te hemoglobines ne gjak. , Katalizator diagnostifikues in vitro qe sherben per te kalibruar pajisjet dhe per te siguruar saktesine e rezultateve te analizave te homocisteines ne gjak., Reagent diagnostifikues in vitro qe sherben per vleresimin e statusit te hekurit ne trup dhe per identifikimin e ndryshimeve te mundshme te hekurit. , Reagent diagnostifikues in vitro qe sherben per vleresimin dhe monitorimin e shendetit te zemres se pacientit. , Reagent diagnostifikues in vitro qe sherben per vleresimin dhe monitorimin e shendetit te zemres se pacientit, veçanerisht ne rastet kur eshte e nevojshme te identifikohen demet e mundshme te muskujve te zemres ne nivele me te uleta sesa standarti i zakonshem i analizes per CK-MB. , Reagent diagnostifikues in vitro qe sherben per te vleresuar nivelet e enzimes CK (Kreatin Kinaza) ne gjak, duke perfshire format e ndryshme te saj si CK-MB dhe CK-MM. , Reagent diagnostifikues in vitro qe sherben per te vleresuar nivelet e enzimes CK (Kreatin Kinaze) ne gjak, duke perfshire format e ndryshme te saj si CK-MB dhe CK-MM, por me nje nivel te ulet te kufirit te zbulueshmerise se analizes. | Pajisje te diagnostifikimit in vitro
CONVERTING ENZYNE CONTROL, CONTROL G-6-PDH, CONTROL HOMOCISTEINA / HOMOCYSTEIN CONTROL, CONTROL LIPIDICO / LIPIDIC CONTROL, CONTROL PROTEÍNAS TOTALES EN ORINA Y LCR/TOTAL PROTEINS IN URINE
& CSF CONTROL, CREATININA -J / CREATININE -J, CREATININA -TR / CREATININE -TR, DIOXIDO DE CARBONO - LQ / CARBON DIOXIDE -LQ, ENZIMA CONVERTIDORA DE ANGIOTENSINA / ANGIOTENSIN CONVERTING
ENZYME, FOSFATASA ACIDA ACP / ACID PHOSPHATASE ACP, FOSFATASA ACIDA BirReactiva / ACID PHOSPHATASE - BireactivE, FOSFATASA ALCALINA -LQ / ALP -LQ IFCC, FOSFATASA ALCALINA / ALP, FOSFATASA ALCALINA -LQ / ALP -LQ, FOSFOLIPIDOS /PHOSPHOLIPIDS, FOSFORO -C / PHOSPHORUS-C, FOSFORO UV / PHOSPHORUS UV, FRUCTOSAMINA /FRUCTOSAMINE, G-6-PDH, g-GT, g-GT -LQ, GLUCOSA -HK / GLUCOSE -HK., GLUCOSA -LQ / GLUCOSE -LQ, GLUCOSA -TR / GLUCOSE -TR, GOT / AST, GOT / AST- LQ, GPT / ALT-LQ, GOT / AST-LQ, GPT / ALT, GPT / ALT - LQ, HBDH, HDL COLESTEROL D / HDL CHOLESTEROL D, HDL COLESTEROL -P / HDL CHOLESTEROL -P, HEMOGLOBINA / HAEMOGLOBIN, HIERRO FERROZINE / IRON FERROZINE, HOMOCISTEINA / HOMOCYSTEIN, LACTATO / LACTATE, LDH, LDH -LQ, LDL COLESTEROL D / LDL CHOLESTEROL D, LIPASA-LQ. DGGR/LIPASE-LQ. DGGR, LIPIDOS TOTALES / TOTAL LIPIDS, MAGNESIO XILIDIL / MAGNESIUM XYLIDYL, POTASIO -LQ/ POTASSIUM -LQ, POTASIO -p / POTASSIUM -p, PROTEINAS TOTALES / TOTAL PROTEIN, PROTEINAS TOTALES ORINA & LCR / U&CSF TOTAL PROTEINS, SODIO LQ /SODIUM LQ, SODIO-p /- SODIUM –p, SPINCHEM 1 Humano/Human source, SPINCHEM 2 Humano/Human source, SPINTROL "H" CAL. Humano /human source, SPINTROL "H" NORMAL. Humano/Human source., SPINTROL "H" PATOLOGICO Humano/Human source., TRIGLICÉRIDOS /TRIGLYCERIDES, TRIGLICERIDOS -LQ / TRIGLYCERIDES -LQ, UREA -37, UREA -B, UREA -LQ, UREA -UV, ZINC, ALBUMIN Standard (5 g/dL). 1x5 mL, ALBUMIN. BCG. Colorimetric. 1x100 mL, ALDOLASE Calibrator. 1x1 mL, ALDOLASE Control. 4x1 mL (2 Levels), ALDOLASE. Fructose-1, 6-diphosphate aldolase. 5x20 mL / 2x1 mL, BILIRUBIN T&D. DMSO. Colorimetric. 4x250 mL, CALCIUM Standard (10 mg/dL). 1x5 mL, CARBON DIOXIDE -LQ (CO2). Enzymatic. 6x20 mL, CHLORIDE Standard (125 mmol/L). 1x5 mL, CHLORIDE. Thiocyanate-Hg. Color. 1x200 mL, CHOLESTEROL Standard (200 mg/dL). 1x5 mL, CK-MB -LQ. Anti CK-M. Immunoinh. Kin.-UV. 2x25 mL / 2x7 mL, CK-MB -LQ. Anti CK-M. Immunoinh. Kin.-UV. 4x40 mL / 2x20 mL, CK-NAC -LQ. Kinetic-UV. 2x25 mL / 2x7 mL, CREATININE CAL, CREATININE Standard (2 mg/dL). 1x5 mL, DILUENT-ST (SYSMEX). 1x20 L, GLUCOSE Standard (100 mg/dL). 1x5 mL, HbA1c-d Hemoglobina Glicosilada Directa 1x30 mL / 1x10 mL, HDLc -D. Direct. Without precipitation. 2x24 mL / 2x8 mL, HDLc -P Standard (50 mg/dL). Precip. Method. 1x5 mL, IRON -FZ. Ferrozine. Colorimetric. 2x50 mL, IRON Standard (100 mcg/dL). 1x10 mL, LACTATE Standard (10 mg/dL). 1x5 mL, LAP. Nagel. Kinetic. 20x3 mL, LDLc -D. Direct. Enz-Color. 1x60 mL / 1x20 mL, LIPASA -LQ / LIPASE -LQ, LIPASE -LQ Calibrator. 1x1 mL, MAGNESIUM Standard (2.0 mg/dL). 1x5 mL, MAGNESIUM. Calmagite. EGTA. Color. 2x150 mL, PHOSPHORUS Standard (5 mg/dL). 1x5 mL, PHOSPHORUS -UV. Phosphomolybdate. UV. 2x50 mL, SpinCheck. Quality Control program. 12x5 mL, SPINTROL CALIBRATOR. Bovine source. 10x5 mL, SPINTROL NORMAL. Bovine source. 10x5 mL, SPINTROL PATHOLOGICAL. Bovine source. 10x5 mL, TOTAL LIPIDS Standard (750 mg/dL). 1x5 mL, TOTAL PROTEINS Standard (7 g/dL). 1x5 mL, TRIGLYCERIDES -LQ. GPO-POD. Enz.-Color. 2x100 mL, TRIGLYCERIDES Standard (200 mg/dL). 1x5 mL, U&CSF TOTAL PROTEINS Standard (1000 mg/L). 1x5 mL, UREA Standard (50 mg/dL). 1x5 mL, URIC ACID Standard (6 mg/dL). 1x5 mL, CLORURO / CHLORIDE, COBRE / COPPER, COLESTEROL / CHOLESTEROL, COLESTEROL LIBRE / FREE CHOLESTEROL, COLESTEROL -LQ / CHOLESTEROL-LQ, COLINESTERASA / CHOLINESTERASE, CALIBRADOR FRUCTOSAMINA /FRUCTOSAMINE CALIBRATOR, ACIDO URICO / URIC ACID, ACIDO URICO -LQ / URIC ACID -LQ, ACIDOS TOTALES BILIARES / TOTAL BILE ACIDS, ADENOSINA DEAMINASA / ADENOSINE DEAMINASE, ALBUMINA / ALBUMIN, ALBUMINA/ ALBUMIN, AMILASA -LQ / AMYLASE -LQ, AMONIACO/AMMONIA, BILIRRUBINA DIRECTA DMSO / DIRECT BILIRUBIN DMSO, BILIRRUBINA DIRECTA DMSO /DIRECT BILIRUBIN DIRECT DMSO, BILIRRUBINA DIRECTA DPD/ DIRECT BILIRUBIN DPD, BILIRRUBINA T&D DMSO/ BILIRUBIN T&D DMSO, BILIRRUBINA TOTAL & DIRECTA/ TOTAL & DIRECT BILIRUBIN Jendrassik, BILIRRUBINA TOTAL DMSO / TOTAL BILIRUBIN DMSO, BILIRRUBINA TOTAL DMSO/ TOTAL BILIRUBIN DMSO, BILIRRUBINA TOTAL DPD/ TOTAL BILURUBIN DPD, CALCIO ARSENAZO III / CALCIUM A III, CALCIO oC v/v / CALCIUM oC v/v, CALIBRADOR ACIDOS BILIARES TOTALES /TOTAL BILE ACIDS CALIBRATOR, CALIBRADOR ADENOSINA DEAMINASA / ADENOSINE DEAMINASE CALIBRATOR, CALIBRADOR BILIRRUBINA TOTAL / BILIRUBIN TOTAL CALIBRATOR, CALIBRADOR ENZIMA CONVERTIDORA ANGIOTENSINA / ANGIOTESIN
CONVERTING ENZYME CALIBRATOR, CALIBRADOR HDLc & LDLc / HDLc & LDLc CALIBRATOR, CALIBRADOR HEMOGLOBINA / HEMOGLOBIN CALIBRATOR, CALIBRADOR HOMOCISTEINA / HOMOCYSTEIN CALIBRATOR, CFTH/TIBC, CK-MB, CK-MB -LQ, CK-NAC, CK-NAC -LQ
16944 | MT 219 Digital clinical thermometer, Master -Aid Tech Flex; COD 900.63 | DELTA PHARMA - AL | 2024-07-22T00:00:00.000+02:00 | Vega Technologies Inc. No.505, Shengping Mid.Road, Yangwu, Dalang Town, 523789 Dongguan City, Guangdong Province, P.R. China | MT 219 Digital clinical thermometer, Master -Aid Tech Flex; COD 900.63 | Klasa IIa | Termometër dixhital me majë fleksibel.Përdoret për matjen e temperaturës orale, aksilare, rektale ne 60 sec. dhe ka një ekran LCD. Lëshon një sinjal në momentin që temperatura është matur. Në rast se temperatura është më e lartë se 37,5°C aktivizohet një "alarm temperature".Temperatura e matur e fundit ruhet në memorie.Eshtë i saktë (+ - 0,1 °C). Fiket automatikisht pas 9 min inaktiviteti. | Tjeter
16945 | ReSound-Nexia-CABR70 04-BTE, ReSound-Nexia-CABR80 04-BTE, ReSound-Nexia-CAIR1 04-ITC, ReSound-Nexia-CAIR1 04-ITE, ReSound-Nexia-CAR12A 04-RIE, ReSound-Nexia-CAR13A 04-RIE, ReSound-Nexia-DURR1 04-RIE, Air-Conduction Hearing Aid, Beltone-Serene-CABR70 04-BTE, Beltone-Serene-CABR80 04-BTE, Beltone-Serene-CAIR1 04-ITC, Beltone-Serene-CAIR1 04-ITE, Beltone-Serene-CAR12A 04-RIE, Beltone-Serene-CAR13A 04-RIE, Beltone-Serene-DURR1 04-RIE, ReSound-Key-CAI10 03-ITC, ReSound-LiNX | OTOFON | 2024-07-22T00:00:00.000+02:00 | GN Hearing A/S Lautrupbjerg 7 DK-2750 Ballerup Denmark | NX977-DWC NX971-DWC | Klasa IIa | Aparat i dëgjimi qe ka për qëllim të kompensojë dëmtimin e dëgjimit duke përforcuar dhe transmetuar zërin në vesh. | Tjeter
| Quattro-CAI10 03-ITC, ReSound-Nexia-CAI10 03-ITC, ReSound-Vibrant-CAI10 03-ITC, Beltone-Amaze-CAI10 03-ITC, Beltone-Rely-CAI10 03-ITC, Beltone-Serene-CAI10 03-ITC |  |  |  | NX777-DWC NX771-DWC
NX577-DWC NX571-DWC
NX477-DWC NX471-DWC, NX988-DWC NX788-DWC NX588-DWC
NX488-DWC, NX9ITC-DWC-UP NX9ITC-DWC-MP NX9ITC-DWC-LP NX9ITC-DWC-HP
NX7ITC-DWC-UP NX7ITC-DWC-MP NX7ITC-DWC-LP NX7ITC-DWC-HP
NX5ITC-DWC-UP NX5ITC-DWC-MP NX5ITC-DWC-LP NX5ITC-DWC-HP
NX4ITC-DWC-UP NX4ITC-DWC-MP NX4ITC-DWC-LP NX4ITC-DWC-HP, NX9ITE-DWC-UP NX9ITE-DWC-MP NX9ITE-DWC-HP
NX7ITE-DWC-UP NX7ITE-DWC-MP NX7ITE-DWC-HP
NX5ITE-DWC-UP NX5ITE-DWC-MP NX5ITE-DWC-HP
NX4ITE-DWC-UP NX4ITE-DWC-MP NX4ITE-DWC-HP, NX961-DRW NX761-DRW NX561-DRW
NX461-DRW, NX962-DRW NX762-DRW NX562-DRW
NX462-DRW, NX960S-DRWC NX760S-DRWC NX560S-DRWC NX460S-DRWC
CX160S-DRWC, na, SER976-DWC SER972-DWC
SER676-DWC SER672-DWC
SER476-DWC SER472-DWC
SER1776-DWC SER1772-DWC, SER986-DWC SER686-DWC SER486-DWC
SER1786-DWC, SER9ITC-DWC-UP SER9ITC-DWC-MP SER9ITC-DWC-LP SER9ITC-DWC-HP
SER6ITC-DWC-UP SER6ITC-DWC-MP SER6ITC-DWC-LP SER6ITC-DWC-HP
SER4ITC-DWC-UP SER4ITC-DWC-MP SER4ITC-DWC-LP SER4ITC-DWC-HP
SER17ITC-DWC-UP SER17ITC-DWC-MP SER17ITC-DWC-LP SER17ITC-DWC-HP, SER9ITE-DWC-UP SER9ITE-DWC-MP SER9ITE-DWC-HP
SER6ITE-DWC-UP SER6ITE-DWC-MP SER6ITE-DWC-HP
SER4ITE-DWC-UP SER4ITE-DWC-MP SER4ITE-DWC-HP
SER17ITE-DWC-UP SER17ITE-DWC-MP SER17ITE-DWC-HP, SER963-DRW SER663-DRW SER463-DRW
SER1763-DRW, SER964-DRW SER664-DRW SER464-DRW
SER1764-DRW, SER962S-DRWC SER662S-DRWC SER462S-DRWC SER1762S-DRWC
CSE162S-DRWC, KE4CIC-MP KE4CIC-LP KE4CIC-HP
KE3CIC-MP KE3CIC-LP KE3CIC-HP, RE9CIC-MP RE9CIC-LP RE9CIC-HP
RE7CIC-MP RE7CIC-LP RE7CIC-HP
RE5CIC-MP RE5CIC-LP RE5CIC-HP, NX9CIC-MP NX9CIC-LP NX9CIC-HP
NX7CIC-MP NX7CIC-LP NX7CIC-HP
NX5CIC-MP NX5CIC-LP NX5CIC-HP
NX4CIC-MP NX4CIC-LP NX4CIC-HP, VB5CIC-MP VB5CIC-LP VB5CIC-HP, AMZ9CIC-MP AMZ9CIC-LP AMZ9CIC-HP
AMZ6CIC-MP AMZ6CIC-LP AMZ6CIC-HP
AMZ17CIC-MP AMZ17CIC-LP AMZ17CIC-HP, RLY4CIC-MP RLY4CIC-LP RLY4CIC-HP
RLY3CIC-MP RLY3CIC-LP RLY3CIC-HP, SER9CIC-MP SER9CIC-LP SER9CIC-HP
SER6CIC-MP SER6CIC-LP SER6CIC-HP
SER4CIC-MP SER4CIC-LP SER4CIC-HP
SER17CIC-MP SER17CIC-LP SER17CIC-HP
16946 | Carriere Motion 3D Clear, Twin Force Bite Corrector Orthodontic Appliance, Transforce2 Orthodontic Appliance, Stainless Steel Archwire, Carriere Motion 3D Metal Class II & III, Ceramic, Composite, and Plastic Brackets and Auxiliaries, Metal Bracket Auxiliaries, Orthodontic Bands and Assemblies, Latex Elastics, Latex Free Elastomerics, Metal Brackets | ORTHO TARGET | 2024-07-22T00:00:00.000+02:00 | Ortho Organizers, Inc. 1822 Aston Ave. Carlsbad, CA 92008-7306 USA | 702-839HK-10, 702-840-10, 702-840HK-10, 702-841-10, 702-841HK-10, 702-842-10, 702-842HK-10, 702-843-10, 702-843HK-10, 702-844-10, 702-844HK-10, 702-848MCQ, 702-848Q, 702-849MCQ, 702-849Q, 702-851-10, 702-852-10, 702-853-10, 702-854-10, 702-857-10, 702-857HK-10, 702-858-10, 702-858HK-10, 702-859-10, 702-860-10, 702-863-10, 702-864-10, 702-865-10, 702-866-10, 702-869-10, 702-869HK-10, 702-870-10, 702-870HK-10, 702-871-10, 702-871HK-10, 702-872-10, 702-872HK-10, 702-873-10, 702-873HK-10, 702-874-10, 702-874HK-10, 702-883-10, 702-883HK-10, 702-884-10, 702-884HK-10, 702-887-10, 702-887HK-10, 702-888-10, 702-888HK-10, 702-889-10, 702-889HK-10, 702-890-10, 702-890HK-10, 702-891-10, 702-891HK-10, 702-892-10, 702-892HK-10, 702-893-10, 702-893HK-10, 702-894-10, 702-894HK-10, 702-898MCQ, 707-299Q, 707-303-10, 707-304-10, 707-305-10, 707-306-10, 707-313-10, 707-314-10, 707-321-10, 707-322-10, 707-327-10, 707-328-10, 707-333-10, 707-334-10, 707-337HK-10, 707-338HK-10, 707-349HK-10, 707-350HK-10, 707-359-10, 707-359HK-10, 707-360-10, 707-360HK-10, 707-369HK-10, 707-370HK-10, 707-389-10, 707-389HK-10, 707-390-10, 707-390HK-10, 707-393-10, 707-393HK-10, 707-394-10, 707-394HK-10, 707-398Q, 707-399Q, 707-793HK-10, 707-794HK-10, 711-055-10, 711-055HK-10, 711-056-10, 711-056HK-10, 711-071-10, 711-071HK-10, 711-072-10, 711-072HK-10, 711-155-10, 711-155HK-10, 711-156-10, 711-156HK-10, 711-171-10, 711-171HK-10, 711-172-10, 711-172HK-10, 711-199MCQ, 711-203-10, 711-204-10, 711-205-10, 711-206-10, 711-221-10, 711-221HK-10, 711-222-10, 711-222HK-10, 711-223-10, 711-223HK-10, 711-224-10, 711-224HK-10, 711-233-10, 711-235-10, 711-251-10, 711-251HK-10, 711-252-10, 711-252HK-10, 711-255-10, 711-255HK-10, 711-256-10, 711-256HK-10, 711-257-10, 711-257HK-10, 711-258-10, 711-258HK-10, 711-259-10, 711-259HK-10, 711-260-10, 711-260HK-10, 711-269-10, 711-269HK-10, 711-270-10, 711-270HK-10, 711-271-10, 711-271HK-10, 711-272-10, 711-272HK-10, 711-287-10, 711-287HK-10, 711-288-10, 711-288HK-10, 711-289-10, 711-289HK-10, 711-290-10, 711-290HK-10, 711-291-10, 711-291HK-10, 711-292-10, 711-292HK-10, 711-293-10, 711-293HK-10, 711-294-10, 711-294HK-10, 711-298Q, 711-299-BT6Q, 711-299MCQ, 711-299Q, 711-303-10, 711-304-10, 711-305-10, 711-306-10, 711-321-10, 711-321HK-10, 711-322-10, 711-322HK-10, 711-323-10, 711-323HK-10, 711-324-10, 711-324HK-10, 711-333-10, 711-335-10, 711-351-10, 711-351HK-10, 711-352-10, 711-352HK-10, 711-355-10, 711-355HK-10, 711-356-10, 711-356HK-10, 711-357-10, 711-357HK-10, 711-358-10, 711-358HK-10, 711-359-10, 711-359HK-10, 711-360-10, 711-360HK-10, 711-369-10, 711-369HK-10, 711-370-10, 711-370HK-10, 711-371-10, 711-371HK-10, 711-372-10, 711-372HK-10, 711-379-10, 711-379HK-10, 711-380-10, 711-380HK-10, 711-387-10, 711-387HK-10, 711-388-10, 711-388HK-10, 711-389-10, 711-389HK-10, 711-390-10, 702-898Q, 702-899MCQ, 702-899Q, 702-901-10, 702-902-10, 702-905-10, 702-906-10, 702-909-10, 702-909PH-10, 702-910-10, 702-910PH-10, 702-915-10, 702-921-10, 702-922-10, 702-925-10, 702-925PH-10, 702-926-10, 702-926PH-10, 702-929-10, 702-949PHQ, 702-949Q, 705-205-10, 705-206-10, 705-221-10, 705-222-10, 705-233-10, 705-234-10, 705-249HK-10, 705-250HK-10, 705-251HK-10, 705-252HK-10, 705-259-10, 705-259HK-10, 705-260-10, 705-260HK-10, 705-269HK-10, 705-270HK-10, 705-289-10, 705-289HK-10, 705-290-10, 705-290HK-10, 705-293-10, 705-293HK-10, 705-294-10, 705-294HK-10, 705-299Q, 705-303-10, 705-304-10, 705-305-10, 705-306-10, 705-319-10, 705-320-10, 705-321-10, 705-322-10, 705-333-10, 705-333N-10, 705-334-10, 705-334N-10, 705-349-10, 705-349HK-10, 705-350-10, 705-350HK-10, 705-351HK-10, 705-352HK-10, 705-359-10, 705-359HK-10, 705-360-10, 705-360HK-10, 705-369HK-10, 705-370HK-10, 705-389-10, 705-389HK-10, 705-390-10, 705-390HK-10, 705-393-10, 705-393HK-10, 705-394-10, 705-394HK-10, 705-397Q, 705-398Q, 705-399Q, 705-551-10, 705-551HK-10, 705-552-10, 705-552HK-10, 705-553-10, 705-554-10, 705-555-10, 705-556-10, 705-571-10, 705-571HK-10, 705-572-10, 705-572HK-10, 705-573-10 | Klasa IIa | Aparat korrigjues ne ortodonci, Harqe ne ortodonci, Apartat per klasen e II ne ortodonci, Apartat per klasen e III ne ortodonci, Kompozit per ortodonci, Butona ne ortodonci, Materiale ndihmes ne ortodonci, Banda ne ortodonci, Tuba per ortodonci, Braketa per ortodonci | Pajisje dentare
16947 | Continuous Glucose Monitoring System(include Sensor kit and SIBIONICS APP) | FLORIFARMA | 2024-07-29T00:00:00.000+02:00 | Shenzhen SiSensing Co., Ltd. Room 901, Building 1, Gaoshi Jiulongshan Technology Park, No. 26 Shijing Road, Fumin Community, Fucheng Street, Longhua District, 518110 Shenzhen, Guangdong, PEOPLE'S REPUBLIC OF CHINA | GS1 | Klasa IIb | Pajisje per monitorim te vazhdueshem te glukozes ne gjak . Permban Kitin e sensorit dhe lidhet me aplikacionin Simbionics qe ben monitorimin e vazhdueshem pergjate dites. | Tjeter
16948 | Assunyl - Polyamide monofilament synthetic non absorbable surgical suture, sterile., Assupro- Polypropylene monofilament , synthetic non absorbable surgical suture, sterile., Astralen - Polyester braided and coated synthetic non absorbable surgical suture, sterile., Filbloc Permanent- Polypropylene monofilament,synthetic non absorbable, smooth or barbed , self-retaining surgical suture, sterile., Assufil — Polymer of glycolic acid braided and coated, synthetic surgical suture, mid term absorption, sterile., Assufil fast — Polymer of glycolic acid braided and coated, synthetic surgical suture, short term absorption, sterile., Assufil Monofilamento - Poly (p-dioxanone) monofilament synthetic surgical suture long term absorption, sterile. | 2 A - PHARMA | 2024-07-22T00:00:00.000+02:00 | ASSUT EUROPE spa. Via Giuseppe Gregoraci, 12, 00173 Roma ITALY | N/A | Klasa III | Monofilament Poliamidi ,sterile.Suture qepjeje kirurgjikale sintetike jo absorbuese , Monofilament polipropileni, suture qepjeje kirurgjikale sintetike jo e absorbueshme, sterile, Suture qepjeje kirurgjikale sintetike jo absorbuese e gershetuar dhe e veshur me poliester , sterile, Monofilament Polipropileni, sintetik jo absorbues, i lëmuar ose i gërvishtur, suture qepjeje kirurgjikale vetë-mbajtëse, sterile, Polimer i acidit glikolik i gërshetuar dhe i veshur, suture qepjeje kirurgjikale sintetike, përthithje afatmesme, sterile, Polimer i acidit glikolik i gërshetuar dhe i veshur , suture qepjeje kirurgjikale sintetike, përthithje afatshkurter, sterile, Monofilament Poli (p-dioksanon), suture qepjeje kirurgjikale sintetike me monofilament poli (p-dioksanon) përthithje afatgjatë, sterile | Pajisje nje perdorimeshe
16949 | Therapeutic laser device Chrome | GEN - ALB FARMA | 2024-07-22T00:00:00.000+02:00 | Quanta System S.p.A. Via Acquedotto, 109 21017 Samarate (VA), Italy | PNMS00189, PNMS00190 | Klasa IIb | Chrome është platforma e re e zgjerimit të lazerit Quanta System bazuar në një teknologji inovative Q-Switched Nd:Yag (1064nm &amp; 532nm) që lejon ritme të përsëritjes deri në 20 Hz për performancën më të mirë në fushën e trajtimit të lëkurës, epilimit etj. | Pajisje elektromekanike
16950 | Unicalibrator | BIOMEDICA ALBANIA DISTRIBUTION | 2024-07-18T00:00:00.000+02:00 | DIAGNOSTICA STAGO S.A.S, 3 allée Thérésa 92600 ASNIERES SUR SEINE FRANCE | 625 | In vitro | Unicalibrator is a plasma intended for use as a calibration plasma for the assays of the following coagulation parameters: prothrombin time | Pajisje te implantueshme aktive
16951 | WIDEX MOMENT Hearing Aids, BTE (Behind The Ear) Hearing Aid including earmoulds, RIC (Receiver In the Canal) Hearing Aid, RIC (Receiver In the Canal) Hearing Aid & Charger for hearing aids | OTOFON | 2024-07-22T00:00:00.000+02:00 | WSAUD A/S Nymoellevej 6 DK-3540 Lynge Denmark | na, MBB3D (-, 440, 330, 220, 110, DEMO 440) MBR3D (-, 440, 330, 220, 110, DEMO 440), MRR4D (-, 440, 330, 220, 110, DEMO) MRRLD (-, 440, 330, 220, 110, DEMO), KIT MRRLD (-, 440, 330, 220, 110, DEMO) | Klasa IIa | Aparat degjimi qe vendoset ne vesh. | Tjeter
16952 | Hearing instrument, Amplifon-ampli-connect-BEB60 02-BTE, Amplifon-ampli-connect-BEB70 02-BTE, Amplifon-ampli-connect-BEB80 02-BTE, Amplifon-ampli-connect-BER13 02-BTE, Amplifon-ampli-connect-LOB90 02-BTE, Amplifon-ampli-connect-VER12 02-BTE, Amplifon-ampli-connect-BE60 01-BTE, Amplifon-ampli-connect-BE70 01-BTE, Amplifon-ampli-connect-BE80 01-BTE, Amplifon-ampli-connect-LO90 01-BTE, Amplifon-ampli-connect-VE312 01-BTE, Amplifon-ampli-easy-BE70 01-BTE, Amplifon-ampli-easy-BE80 01-BTE, Amplifon-ampli-easy-BEB70 02-BTE, Amplifon-ampli-easy-BEB80 02-BTE, Amplifon-ampli-easy-LOB90 02-BTE, Amplifon-ampli-easy-BE60 01-BTE, Amplifon-ampli-easy-LO85 00-BTE, Amplifon-ampli-easy-LO90 00-BTE, Amplifon-ampli-easy-M60 00-BTE, Amplifon-ampli-easy-M7080E 00-BTE, Amplifon-ampli-energy-LXR45 02-BTE, Amplifon-ampli-mini-BER13 02-BTE, Amplifon-ampli-mini-CSI12 02-ITE, ReSound-LiNX 3D-VE312 01-BTE, ReSound-LiNX Quattro-BEB60 02-BTE, ReSound-LiNX Quattro-BEB70 02-BTE, ReSound-LiNX Quattro-BEB80 02-BTE, ReSound-LiNX Quattro-BER13 02-BTE, ReSound-LiNX Quattro-CSI12 02-ITE, ReSound-LiNX Quattro-CSI13 02-ITE, ReSound-LiNX Quattro-CSX10 02-ITE, ReSound-LiNX Quattro-CSX12 02/ CSX13 02-ITE, ReSound-LiNX Quattro-LXR45 02-BTE, ReSound-LiNX Quattro-VER12 02-BTE, ReSound-LiNX2-BE60 00-BTE, ReSound-LiNX2-BE70 00-BTE, ReSound-LiNX2-BE80 00-BTE, ReSound-LiNX2-BRIE 00-BTE, ReSound-LiNX2-DA13i 00-FP/ITE, ReSound-LiNX2-DA13r 00/ DA312r 00-FP/ITE, ReSound-LiNX2-DA312i 00-FP/ITE, ReSound-LiNX2-VE312 00-BTE, ReSound-ONE-CAR12A 03-BTE, ReSound-ONE-CAR13A 03-BTE, ReSound-ONE-CAR46A 03-BTE, ReSound-Preza-BEB60 02-BTE, ReSound-Preza-BEB70 02-BTE, ReSound-Preza-BEB80 02-BTE, ReSound-Preza-BER13 02-BTE, ReSound-Preza-CSI12 02-ITE, ReSound-Preza-CSI13 02-ITE, ReSound-Preza-CSX10 02-ITE, ReSound-Preza-CSX12 02/ | OTOFON | 2024-07-22T00:00:00.000+02:00 | GN ReSound A/S Lautrupbjerg 7 DK-2750 Ballerup Denmark | na, B 5 XQ 312, B 4 XQ 312, B 3 XQ 312, B 5 XQ 13, B 4 XQ 13, B 3 XQ 13, B 5 XQ 13SP, B 5 XQ 13P, B 4 XQ 13SP, | Klasa IIa | Instrumente degjimi qe sherbejne per permirsimin e degjimit. | Tjeter
| CSX13 02-ITE, ReSound-Preza-LXR45 02-BTE, ReSound-Preza-VER12 02-BTE, ReSound-Prima-CAR12A 03-BTE, ReSound-Prima-CAR13A 03-BTE, ReSound-Prima-CAR46A 03-BTE, ReSound-Saxo-BO13 00/ |  |  |  | B 4 XQ 13P, B 3 XQ 13SP, B 3 XQ 13P, R 5 XQ 13T, R 4 XQ 13T, R 3 XQ 13T, B 5 XQ 675, B 4 XQ 675, B 3 XQ 675, R 5 XQ 312, R 4 XQ 312, R 3 XQ 312, B 5 X3 312, B 4 X3 312, B 3 X3 312, B 5 X3 13, B 4 X3 13, B 3 X3 13, B 5 X3 13SP, B 5 X3 13P, B 4 X3 13SP, B
| BO312 00-FP/ITE, ReSound-Saxo-M60 00-BTE, ReSound-Saxo-M7080E 00-BTE, ReSound-Saxo-MRIE 00-BTE, ReSound-Saxo-PH13 00/ |  |  |  | 4 X3 13P, B 3 X3 13SP, B 3 X3 13P, R 5 XQ 13, R 4 XQ 13, R 3 XQ 13, B 5 X3 675, B 4 X3 675, B 3 X3 675, R 5 X3 312, R 4 X3 312, R 3 X3 312, B 2 X3P 13, B 2 X3P 13P, B 2 KE 13, B 1S KE 13, B 1 KE 13, B 2 KE 13SP, B 1S KE 13 SP, B 1 KE
| PH312 00-FP/ITE, ReSound-Saxo-SY312E 00-BTE, ReSound-Sola-BE70 00-BTE, ReSound-Sola-BE80 00-BTE, ReSound-Sola-BRIE 00-BTE, ReSound-Sola-DA13i 00-FP/ITE, ReSound-Sola-DA13r 00/ |  |  |  | 13SP, B 2 KE 675, B 1S KE 675, B 1 KE 675, B 1S X2 312, B 2 X 13SP, B 2 X 675, B 2 X2 312, B 1 X2 312, B 2 X2 13P, B 2 X2 13, B 1 X2 13P, B 1 X2
| DA312r 00-FP/ITE, ReSound-Sousa Fine-BRIE 00-BTE, ReSound-Sousa Fine-DA13i 00-FP/ITE, ReSound-Sousa Fine-DA13r 00/ DA312r 00-FP/ITE, ReSound-Sousa Fine-DA312i 00-FP/ITE, ReSound-Up-LO85 00-BTE, ReSound-Up-M60 00-BTE, ReSound-Up-M7080E 00-BTE, ReSound-Up Smart-LO85 00-BTE, ReSound-Up Smart-LO90 00-BTE, ReSound-Valore3-BE70 01-BTE, ReSound-Valore3-BE80 01-BTE, ReSound-Valore3-DA312i 01-FP/ITE, ReSound-Valore3-VE312 01-BTE, ReSound-Verso-BO13 00/ BO312 00-FP/ITE, ReSound-Verso-M60 00-BTE, ReSound-Verso-M7080E 00-BTE, ReSound-Verso-MRIE 00-BTE, ReSound-Verso-PH13 00/ PH312 00-FP/ITE, ReSound-Verso-PH312 00-FP/ITE, ReSound-Verso-SY312E 00-BTE, ReSound-Vibrant-BEB60 02-BTE, ReSound-Vibrant-BEB70 02-BTE, ReSound-Vibrant-BEB80 02-BTE, ReSound-Vibrant-BER13 02-BTE, ReSound-Vibrant-CSI12 02-ITE, ReSound-Vibrant-CSI12 02/ |  |  |  | 13, R 5 XQ R, R 4 XQ R, R 3 XQ R, R 2 KE R, R 2 KE 13, R 1S KE 13, R 1 KE 13, 5XQWLDUPAG, 5XQWLDMPAG,
| CSI13 02-ITE, ReSound-Vibrant-CSX10 02-ITE, ReSound-Vibrant-LXR45 02-BTE, ReSound-Vibrant-VER12 02-BTE, ReSound-Vida-BE60 01-BTE, ReSound-Vida-BE70 01-BTE, ReSound-Vida-BE80 01-BTE, ReSound-Vida-BRIE 01-BTE, ReSound-Vida-DA13i 01-FP/ITE, ReSound-Vida-DA13r 01/ |  |  |  | 5XQWLDLPAG, 5XQWLDHPAG,
| DA312r 01-FP/ITE, ReSound-Vida-DA312i 00-FP/ITE, ReSound-Vida-DA312i 01-FP/ITE, ReSound-Vida-VE312 01-BTE, ReSound-Wing-BEB80 02-BTE, ReSound-Wing-LOB90 02-BTE, Amplifon-ampli-mini-CSX10 02-ITE, Amplifon-ampli-mini-DA13i 01/ DA312i 01-FP/ITE, Amplifon-ampli-mini-DA312i 01-FP/ITE, Amplifon-ampli-mini-VE312 01-BTE, Amplifon-ampli-mini-VER12 02-BTE, Amplifon-ampli-mini-DA13i 01/ |  |  |  | 4XQWLDUPAG, 4XQWLDMPAG,
| DA312i 01-FP/ITE, Amplifon-ampli-mini-DA312i 00-FP/ITE, Amplifon-ampli-mini-MRIE 00-BTE, Amplifon-ReSound-BEB70 02-BTE, Amplifon-ReSound-BEB80 02-BTE, Amplifon-ReSound-LOB90 02-BTE, Audigy-AGXR-E-BE80 00-BTE, Audigy-AGXR-E-LO90 00-BTE, Audigy-AGXR-L-BE60 00-BTE, Audigy-AGXR-L-BE70 00-BTE, Audigy-AGXR-L-BE80 00-BTE, Audigy-AGXR-L-BRIE 00-BTE, Audigy-AGXR-L-DA13i 00-FP/ITE, Audigy-AGXR-L-DA13r 00/ DA312r 00-FP/ITE, Audigy-AGXR-L-DA312i 00-FP/ITE, Audigy-AGXR-L-VE312 00-BTE, Audigy-AGXR-N-BE80 01-BTE, Audigy-AGXR-N-LO90 01-BTE, Audigy-AGXR-T-BE60 01-BTE, Audigy-AGXR-T-BE70 01-BTE, Audigy-AGXR-T-BE80 01-BTE, Audigy-AGXR-T-BRIE 01-BTE, Audigy-AGXR-T-DA13i 01-FP/ITE, Audigy-AGXR-T-DA13r 01/ |  |  |  | 4XQWLDLPAG, 4XQWLDHPAG,
| DA312r 01-FP/ITE, Audigy-AGXR-T-DA312i 01-FP/ITE, Audigy-AGXR-T-VE312 01-BTE, Audigy-AGXR-Y-DA13i 00-FP/ITE, Audigy-AGXR-Y-DA312i 00-FP/ITE, Audigy-AGXR-Y-M60 00-BTE, Audigy-AGXR-Y-M7080E 00-BTE, Audigy-AGXR-Y-MRIE 00-BTE, Danavox-Eos-BO312 00-FP/ITE, Danavox-Eos-M60 00-BTE, Danavox-Eos-M7080 00-BTE, Danavox-Eos-MRIE 00-BTE, Danavox-Eos-PH312 00-FP/ITE, Danavox-Eos-SY312 00-BTE, ReSound-Alera-BO13 00-FP/ITE, ReSound-Alera-BO312 00-FP/ITE, ReSound-Alera-M60 00-BTE, ReSound-Alera-M7080 00-BTE, ReSound-Alera-MRIE 00-BTE, ReSound-Alera-PH13 00-FP/ITE, ReSound-Alera-PH312 00-FP/ITE, ReSound-Alera-SY312 00-BTE, ReSound-Cala-BE70 00-BTE, ReSound-Cala-BE80 00-BTE, ReSound-Cala-BRIE 00-BTE, ReSound-Cala-DA13i 00-FP/ITE, ReSound-Cala-DA13r 00/ |  |  |  | 3XQWLDUPAG, 3XQWLDMPAG,
| DA312r 00-FP/ITE, ReSound-Cala-DA312i 00-FP/ITE, ReSound-Cala-VE312 00-BTE, ReSound-Enya-DA13i 00-FP/ITE, ReSound-Enya-DA312i 00-FP/ITE, ReSound-Enya-M60 00-BTE, ReSound-Enya-M7080E 00-BTE, ReSound-Enya-MRIE 00-BTE, ReSound-Enzo-LO90 00-BTE, ReSound-ENZO 3D-BE80 01-BTE, ReSound-ENZO 3D-LO90 01-BTE, ReSound-ENZO Q-BEB80 02-BTE, ReSound-ENZO Q-LOB90 02-BTE, ReSound-Enzo2-BE80 00-BTE, ReSound-Enzo2-LO90 00-BTE, ReSound-Forte-BE60 01-BTE, ReSound-Forte-BE70 01-BTE, ReSound-Forte-BE80 01-BTE, ReSound-Forte-BRIE 01-BTE, ReSound-Forte-DA13i 01-FP/ITE, ReSound-Forte-DA13r 01/ |  |  |  | 3XQWLDLPAG, 3XQWLDHPAG,
| DA312r 01-FP/ITE, ReSound-Forte-DA312i 01-FP/ITE, ReSound-Forte-VE312 01-BTE, ReSound-Forza-BO312 00-FP/ITE, ReSound-Forza-M60 00-BTE, ReSound-Forza-M7080 00-BTE, ReSound-Forza-MRIE 00-BTE, ReSound-Forza-PH13 00-FP/ITE, ReSound-Forza-PH312 00-FP/ITE, ReSound-Future-BO312 00-FP/ITE, ReSound-Future-SY312 00-BTE, ReSound-i-Fit Clinical-M60 00-BTE, ReSound-i-Fit Clinical-M7080 00-BTE, ReSound-i-Fit Clinical-MRIE 00-BTE, ReSound-i-Fit Clinical |  |  |  | 2KEWLDUPAG, 2KEWLDMPAG,
| Series-LO90 00-BTE, ReSound-i-Fit Clinical |  |  |  | 2KEWLDHPAG, 1KEWLDUPAG,
| Series-M60 00-BTE, ReSound-i-Fit Clinical |  |  |  | 1KEWLDMPAG, 1KEWLDHPAG, LT961-DRWZ UP, LT961-DRWZ MP, LT961-DRWZ LP, LT961-DRWZ HP, LT961-DRW, LT761-DRWZ UP, LT761- DRWZ MP, LT761-DRWZ LP, LT761- DRWZ HP, LT761-DRW, LT561-DRWZ UP, LT561-DRWZ MP, LT561-DRWZ LP, LT561-DRWZ HP, LT561-DRW, LT461-
| Series-M7080 00-BTE, ReSound-i-Fit Clinical Series-MRIE 00-BTE, ReSound-Key-BEB60 02-BTE, ReSound-Key-BEB70 02-BTE, ReSound-Key-BEB80 02-BTE, ReSound-Key-BER13 02-BTE, ReSound-Key-CSI12 02-ITE, ReSound-Key-CSI12 02/ CSI13 02-ITE, ReSound-Key-CSX10 02-ITE, ReSound-Key-LOB90 02-BTE, ReSound-Key-LXR45 02-BTE, ReSound-Key-VER12 02-BTE, ReSound-Kirkland |  |  |  | DRW, RE967-DWT, RE767-DWT, RE567-DWT, RE977-DWT, RE777-DWT, RE577-DWT, RE988-DWT, RE788-DWT, RE588-DWT, RE962-DRWT, RE962-DRW, RE762- DRWT, RE762-DRW, RE562-DRWT,
| Signature-MRIE 00-BTE, ReSound-Kirkland |  |  |  | RE562-DRW, RE9ITC-DWT-UP, RE9ITC-DWT-MP, RE9ITC-DWT-HP, RE9ITC-DW-UP, RE9ITC-DW-MP, RE9ITC-DW-LP, RE9ITC-DW-HP, RE7ITC-DWT-UP, RE7ITC-DWT-MP, RE7ITC-DWT-HP, RE7ITC-DW-UP, RE7ITC-DW-MP, RE7ITC-DW-LP, RE7ITC-DW-HP, RE5ITC-DWT-UP, RE5ITC-DWT-MP, RE5ITC-DWT-HP, RE5ITC-DW-UP, RE5ITC-DW-MP, RE5ITC-DW-LP, RE5ITC-DW-HP, RE4ITC-DW-UP, RE4ITC-DW-MP, RE4ITC-DW-LP,
| Signature-VE312 00-BTE, ReSound-Lancio-LO85 00-BTE, ReSound-Lancio-VE312 00-BTE, ReSound-Ligo-BE60 01-BTE, ReSound-Ligo-BE70 01-BTE, ReSound-Ligo-BE80 01-BTE, ReSound-Ligo-BRIE 01-BTE, ReSound-Ligo-DA312i 01-FP/ITE, ReSound-Ligo-LO90 01-BTE, ReSound-Ligo-VE312 01-BTE, ReSound-LiNX-LO85 00-BTE, ReSound-LiNX-VE312 00-BTE, ReSound-LiNX 3D-BE60 01-BTE, ReSound-LiNX 3D-BE70 01-BTE, ReSound-LiNX 3D-BE80 01-BTE, ReSound-LiNX 3D-BRIE 01-BTE, ReSound-LiNX 3D-CSX10 02-ITE, ReSound-LiNX 3D-DA13i 01-FP/ITE, ReSound-LiNX 3D-DA13r 01/ DA312r 01-FP/ITE, ReSound-LiNX 3D-DA312i 01-FP/ITE |  |  |  | RE4ITC-DW-HP, RE9ITE-DWT-UP, RE9ITE-DWT-MP, RE9ITE-DWT-HP, RE9ITE-DW-UP, RE9ITE-DW-MP, RE9ITE-DW-HP, RE7ITE-DWT-UP, RE7ITE-DWT-MP, RE7ITE-DWT-HP, RE7ITE-DW-UP, RE7ITE-DW-MP, RE7ITE-DW-HP, RE5ITE-DWT-UP, RE5ITE-DWT-MP, RE5ITE-DWT-HP, RE5ITE-DW-UP, RE5ITE-DW-MP, RE5ITE-DW-HP, RE4ITE-DW-UP, RE4ITE-DW-MP,
RE4ITE-DW-HP, RE9CIC-W-UP, RE9CIC-W-MP, RE9CIC- W-LP, RE9CIC-W-HP, RE7CIC-W-UP, RE7CIC-W-MP, RE7CIC-W-LP, RE7CIC- W-HP, RE5CIC-W-UP, RE5CIC-W-MP, RE5CIC-W-LP, RE5CIC-W-HP, RE4CIC- W-UP, RE4CIC-W-MP, RE4CIC-W-LP,
RE4CIC-W-HP, RE9MIH-WT-UP, RE9MIH-WT-MP, RE9MIH-WT-HP, RE9MIH-W-UP, RE9MIH-W-MP, RE9MIH-W-HP, RE7MIH- WT-UP, RE7MIH-WT-MP, RE7MIH-WT- HP, RE7MIH-W-UP, RE7MIH-W-MP, RE7MIH-W-HP, RE5MIH-WT-UP, RE5MIH-WT-MP, RE5MIH-WT-HP, RE5MIH-W-UP, RE5MIH-W-MP, RE5MIH- W-HP, RE4MIH-W-UP, RE4MIH-W-MP,
RE4MIH-W-HP, RE961-DRWC, RE761-DRWC, RE561-
DRWC, RE961-DRW, RE761-DRW, RE561-DRW, LS967-DW, LS767-DW, LS567-DW, LS977-DW, LS777-DW, LS577-DW, LS988-DW, LS788-DW, LS588-DW, LS962-DRW, LS762-DRW, LS562-DRW, LS9ITE-W-UP, LS9ITE-W-MP, LS9ITE-W- HP, LS9ITE-DW-UP, LS9ITE-DW-MP, LS9ITE-DW-HP, LS7ITE-W-UP, LS7ITE- W-MP, LS7ITE-W-HP, LS7ITE-DW-UP, LS7ITE-DW-MP, LS7ITE-DW-HP, LS5ITE- W-UP, LS5ITE-W-MP, LS5ITE-W-HP, LS5ITE-DW-UP, LS5ITE-DW-MP, LS5ITE-
DW-HP, LS9MIH-W-UP, LS9MIH-W-MP, LS9MIH- W-LP, LS9MIH-W-HP, LS7MIH-W-UP, LS7MIH-W-MP, LS7MIH-W-LP, LS7MIH- W-HP, LS5MIH-W-UP, LS5MIH-W-MP,
LS5MIH-W-LP, LS5MIH-W-HP, LS9ITC-W-UP, LS9ITC-W-MP, LS9ITC-W- LP, LS9ITC-W-HP, LS9ITC-DW-UP, LS9ITC-DW-MP, LS9ITC-DW-LP, LS9ITC- DW-HP, LS7ITC-W-UP, LS7ITC-W-MP, LS7ITC-W-LP, LS7ITC-W-HP, LS7ITC- DW-UP, LS7ITC-DW-MP, LS7ITC-DW-LP, LS7ITC-DW-HP, LS5ITC-W-UP, LS5ITC- W-MP, LS5ITC-W-LP, LS5ITC-W-HP, LS5ITC-DW-UP, LS5ITC-DW-MP, LS5ITC-
DW-LP, LS5ITC-DW-HP, LS961-DRW, LS761-DRW, LS561-DRW, RT961-DRW, RT761-DRW, RT561-DRW,
RT461-DRW, RT962-DRW, RT762-DRW, RT562-DRW,
RT462-DRW, RT961-DRWC, RT761-DRWC, RT561-
DRWC, RT461-DRWC, PZ867-DW, PZ877-DW, PZ888-DW, PZ862-DRWT, PZ862-DRW, PZ8ITC-DW-UP, PZ8ITC-DW-MP,
PZ8ITC-DW-LP, PZ8ITC-DW-HP, PZ8ITE-DW-UP, PZ8ITE-DW-MP, PZ8ITE-
DW-HP, PZ8CIC-W-UP, PZ8CIC-W-MP, PZ8CIC-
W-LP, PZ8CIC-W-HP, PZ8MIH-W-UP, PZ8MIH-W-MP, PZ8MIH-
W-HP, PZ861-DRWC, PZ861-DRW, PM861-DRW, PM862-DRW, PM861-DRWC, SX830-MW,
16953 | CASTABLE ABUTMENT STANDARD CONICAL ANTIROTATIONAL -CASTABLE ABUTMENTS, SNAP, IMPRESSION COPING TRANSFER OPEN TRAY ANATOMICAL INT MINI-SURGICAL ACCESSORIES, IMPRESSION COPING TRANSFER OPEN TRAY ANATOMICAL INT STD-SURGICAL ACCESSORIES, LEVER KEY D. 8-SURGICAL ACCESSORIES, REVERSE RATCHET D. 8-SURGICAL ACCESSORIES, TORQUE RATCHET D. 8-SURGICAL ACCESSORIES, STRAIGHT KEY-SURGICAL ACCESSORIES, BITE GAUGE OGS-SURGICAL ACCESSORIES, FEELER GAUGE FIXO-SURGICAL ACCESSORIES, TORQUE RATCHET D. 7-SURGICAL ACCESSORIES, ABUTMENT REMOVAL DRIVER STANDARD CONICAL LONG M2.1 D. 8-SURGICAL ACCESSORIES, ABUTMENT REMOVAL DRIVER STANDARD CONICAL SHORT M2.1 D. 8-SURGICAL ACCESSORIES, MOUNTER REMOVAL DRIVER STANDARD CONICAL D. 8-SURGICAL ACCESSORIES, ABUTMENT AND MOUNTER REMOVAL DRIVER MINI CONICAL D. 8-SURGICAL ACCESSORIES, LEVER TORQUE RATCHET D. 8-SURGICAL ACCESSORIES, SQUARE CONVERTER 4x4 -SURGICAL ACCESSORIES, MOUNTER REMOVAL DRIVER OGS INT-SURGICAL ACCESSORIES, MECHANICAL MANUAL CONVERTER-SURGICAL ACCESSORIES, BONE TAP DRIVER EXTRA SHORT-SURGICAL ACCESSORIES, BONE TAP DRIVER SHORT-SURGICAL ACCESSORIES, BONE TAP DRIVER LONG-SURGICAL ACCESSORIES, DRIVER CONVERTER 4x4 SQUARE MANUAL D. 8-SURGICAL ACCESSORIES, MANUAL ADAPTER CONNECTOR BASE HEX 2.5 D. 8-SURGICAL ACCESSORIES, MANUAL ADAPTER CONNECTOR BASE HEX 2.5 D. 7-SURGICAL ACCESSORIES, CONNECTOR SQUARE 4x4 FOR STRAIGHT KEY-SURGICAL ACCESSORIES, DRILL EXTENSION FOR STRAIGHT KEY-SURGICAL ACCESSORIES, ADAPTOR FOR SLEEVE FOR TEMPLATE OGS-SURGICAL ACCESSORIES, IMPRESSION COPING TRANSFER FOR OXY LOC ABUTMENT-SURGICAL ACCESSORIES, SLEEVE FOR TEMPLATE OGS MINI -SINGLE USE SURGICAL ACCESSORIES, SLEEVE FOR TEMPLATE OGS-SINGLE USE SURGICAL ACCESSORIES, FIXING PIN SLEEVE-SINGLE USE SURGICAL ACCESSORIES, THREADED FIXING PIN SLEEVE-SINGLE USE SURGICAL ACCESSORIES, OXY IMPLANT DENTAL SYSTEM, LABORATORY ANALOGUE INT MINI -ANALOGS, LABORATORY ABUT. AND SCREWS , LABORATORY ANALOGUE INT STD -ANALOGS, LABORATORY ABUT. AND SCREWS , LABORATORY ABUTMENT SCREW INT / EXT STD-MAXI-ANALOGS, LABORATORY ABUT. AND SCREWS , LABORATORY ABUTMENT SET INT-ANALOGS, LABORATORY ABUT. AND SCREWS , LABORATORY ANALOGUE FOR OXY LOC ABUTMENTS-ANALOGS, LABORATORY ABUT. AND SCREWS , LABORATORY ANALOGUE FOR ILS BASES-ANALOGS, LABORATORY ABUT. AND SCREWS , DIGITAL ANALOGUE FOR ILS BASES-ANALOGS, LABORATORY ABUT. AND SCREWS , LABORATORY ANALOGUE MINI CONICAL-ANALOGS, LABORATORY ABUT. AND SCREWS , LABORATORY ANALOGUE STANDARD CONICAL-ANALOGS, LABORATORY ABUT. AND SCREWS , DIGITAL ANALOGUE FOR CAD-CAM MINI CONICAL -ANALOGS, LABORATORY ABUT. AND SCREWS , DIGITAL ANALOGUE FOR CAD-CAM STANDARD CONICAL-ANALOGS, LABORATORY ABUT. AND SCREWS , DIGITAL ANALOGUE CONNECTOR BASE-ANALOGS, LABORATORY ABUT. AND SCREWS, SNAP-ON CAP FOR IMPRESSION COPING TRANSFER CLOSED TRAY-CASTABLE ABUTMENTS, SNAP, CASTABLE ABUTMENT INT MINI ROTATIONAL-CASTABLE ABUTMENTS, SNAP, CASTABLE ABUTMENT INT STD ROTATIONAL-CASTABLE ABUTMENTS, SNAP, CASTABLE ABUTMENT INT MINI ANTIROTATIONAL-CASTABLE ABUTMENTS, SNAP, CASTABLE ABUTMENT INT STD ANTIROTATIONAL-CASTABLE ABUTMENTS, SNAP, CASTABLE ABUTMENT INT MINI ANTIROTATIONAL EXTRALONG-CASTABLE ABUTMENTS, SNAP, CASTABLE ABUTMENT INT STD ANTIROTATIONAL EXTRALONG-CASTABLE ABUTMENTS, SNAP, CASTABLE ABUTMENT FOR UNIVERSAL BASES INT MINI-CASTABLE ABUTMENTS, SNAP, CASTABLE ABUTMENT FOR UNIVERSAL BASES INT STD-MAXI-CASTABLE ABUTMENTS, SNAP, CASTABLE ABUTMENT FOR AESTHETIC ABUTMENT INT MINI ROTATIONAL -CASTABLE ABUTMENTS, SNAP, CASTABLE ABUTMENT FOR AESTHETIC ABUTMENT INT MINI ANTIROTATIONAL-CASTABLE ABUTMENTS, SNAP, CASTABLE ABUTMENT FOR AESTHETIC ABUTMENT INT STD ROTATIONAL -CASTABLE ABUTMENTS, SNAP, CASTABLE ABUTMENT FOR AESTHETIC ABUTMENT INT STD ANTIROTATIONAL -CASTABLE ABUTMENTS, SNAP, CASTABLE ABUTMENT FOR ILS BASES ROTATIONAL-CASTABLE ABUTMENTS, SNAP, CASTABLE ABUTMENT FOR TITANIUM AND COBALT-CHROME BASES FOR CAD-CAM MINI-CASTABLE ABUTMENTS, SNAP, CASTABLE ABUTMENT FOR TITANIUM AND COBALT-CHROME BASES FOR CAD-CAM STD-CASTABLE ABUTMENTS, SNAP, CASTABLE ABUTMENT MINI CONICAL ROTATIONAL -CASTABLE ABUTMENTS, SNAP, CASTABLE ABUTMENT MINI CONICAL ANTIROTATIONAL -CASTABLE ABUTMENTS, SNAP, CASTABLE ABUTMENT STANDARD CONICAL ROTATIONAL -CASTABLE ABUTMENTS, SNAP | Gremi Clinic | 2024-08-16T00:00:00.000+02:00 | Biomec srl, VIA NAZIONALE NORD 21/A - 23823 COLICO (LC) - ITALIA | K1CASTRA, APT4, APT5, MKD8, RATCREV, TR8, DEK, BITEGAUGEPS, F4G090, STW00030B, K1ABR8, K1ABS8, K1AMRR, K1AMRN, LTR8, MCS4, GMSE, MDCM8, XCMRC8, CMRC8, LMRC8, SMRC8, UB008DRIV, UB007DRIV, HGF4G, HGDEXT, RRCGS, LOCTR, CGS35, CGS, CPINGS, CPINGF, N/A, IAIN2000, IAIN3400, LBEI3400, INLAB, LOCLAB, ILA, ADIL, K1LABN, K1LABR, ADK1N, ADK1R, UBK000LAB, SNAP, RUIN2000, RUIN3400, NUIN2000, NUIN3400, NUIN2001, NUIN3401, CBM, CB, NCAA0020, NCAA2020, NCAA0034, NCAA2034, ILCA, CBZ20, CBZ34, K1CASTNR, K1CASTNA, K1CASTRR | Klasa I | aksesor per protetiken, aksesor per kirurgjine, pajisje dentare | Pajisje dentare
16954 | CARBIDE METAL CUTTER 4 ROUND, CARBIDE METAL CUTTER 556, CARBIDE METAL CUTTER 557, CARBIDE METAL CUTTER 6 ROUND, CARBIDE METAL CUTTER 701, CARBIDE METAL CUTTER 702, CARBIDE METAL CUTTER 8 ROUND, CARBIDE HAND PIECE BUR HP #1, CARBIDE HAND PIECE BUR HP #1/2, CARBIDE HAND PIECE BUR HP #557, CARBIDE HAND PIECE BUR HP #560, CARBIDE HAND PIECE BUR HP #700, CARBIDE DENTAL BUR ROUND RA #33 1/2, CARBIDE DENTAL BUR ROUND RA #34, CARBIDE DENTAL BUR ROUND RA #57, CARBIDE DENTAL BUR ROUND RA #700, CARBIDE DENTAL BUR ROUND RA #701, CARBIDE DENTAL BUR ROUND RA #701L, De-Bonding kit, CARBIDE BUR #3 - Long 24MM, Carbide FG bur – 12 blades - Gold plated, Carbide FG bur – 12 blades –TAPERED, CARBIDE BUR BARRACUDA METAL CUTTING- GOLD 1557 LENGTH, CARBIDE BUR BARRACUDA METAL CUTTING- GOLD 4 LENGTH, CARBIDE BUR BARRACUDA ULTRA ROUND END TAPER SHAPE GOLD PLATED, Carbide FG bur for Endo 23 mm - Gold plated, CARBIDE BUR FOOTBALL SHAPE - Gold plated, Carbide bur - - FG-egg shape -12 blades - Gold plated, Carbide FG bur – Lindemann 161 (NBL), Carbide FG Bur – Lindemann 162 (NBL), Carbide bur--FG-round end taper-12 blades - Gold plated, CARBIDE BUR ROUND RA #1/4, CARBIDE BUR ROUND RA #245 -, RA Invasive Carbide bur 010-Long neck (NBL), CARBIDE BUR PEAR RA #330, RA Minimal Invasive Carbide bur 012- Long neck (NBL), CARBIDE BUR ROUND RA #3 Long (NBL), RA Minimal Invasive Carbide bur 014-Long neck (NBL), RA Minimal Invasive Carbide bur 016-Long neck (NBL), RA Minimal Invasive Carbide bur 018-Long neck (NBL), CARBIDE BUR ROUND RA #7006 -12 BLADES - Gold plated, Carbide RA bur – 12 blades – egg shape - Gold plated, RA Invasive Carbide bur 021-Long neck (NBL), RA Invasive Carbide bur 023-Long neck (NBL), Carbide bur--RA-egg shape-12 blades, RA introductory set, Non sterile Carbide Dental burs, CARBIDE DENTAL BUR ROUND RA #2-P, CARBIDE DENTAL BUR ROUND RA #3-P, CARBIDE DENTAL BUR ROUND RA #4-P, CARBIDE DENTAL BUR ROUND RA #5-P, CARBIDE DENTAL BUR FLAT END TAPER SHAPE 847-018, CARBIDE DENTAL BUR FLAT END TAPER SHAPE 856-018, CARBIDE DENTAL BUR FG BUR - 23MM - SURGICAL, CARBIDE DENTAL BUR FG BUR - 28MM - SURGICAL, CARBIDE DENTAL BUR ROUND RA #6-P, CARBIDE DENTAL BUR ROUND RA #7-P, CARBIDE DENTAL BUR ROUND HP #7-P, CARBIDE HAND PIECE BUR #8, CARBIDE DENTAL BUR ROUND RA #1, CARBIDE DENTAL BUR ROUND RA #1/2, CARBIDE DENTAL BUR ROUND RA #8, STRAUSS CARBIDE METAL CUTTER FG1558, CARBIDE DENTAL BUR ROUND RA #2 LONG, CARBIDE DENTAL BUR ROUND RA #4 LONG, FG 957 END CUT CARBIDE BUR, FG 7303 12 BLADED LONG PEAR SHAPE TRIMMING AND FINISHING BUR, HP 703 STRAIGHT HANDPIECE TAPERED CROSS CUT CARBIDE BUR, HP 558 STRAIGHT FLAT END CROSS CUT CARBIDE BUR, CARBIDE DENTAL BUR #7, CARBIDE DENTAL FG BUR 7106 – 12 BLADES – FLAME, CARBIDE DENTAL BUR ROUND RA #6 LONG, CARBIDE DENTAL BUR ROUND RA #557, CARBIDE HAND PIECE BUR #6, CARBIDE HAND PIECE BUR #559, CARBIDE DENTAL BUR ROUND RA #8 LONG, CARBIDE DENTAL BUR FG 6 , 12 BLADED ROUND TRIMMING AND FINISHING BUR FG 7006, 12 BLADED FLAT END TAPER TRIMMING AND FINISHING BUR FG 7205, 12 BLADED TAPER TRIMMING AND FINISHING BUR FG 7702, 12 BLADED TAPER TRIMMING AND FINISHING BUR FG 7713, CARBIDE DENTAL BUR FG #1, CARBIDE DENTAL BUR FG #1/2, CARBIDE DENTAL BUR FG #1/4, CARBIDE DENTAL BUR FG #1156, CARBIDE DENTAL BUR FG #1157, CARBIDE DENTAL BUR FG #1158, CARBIDE DENTAL BUR FG #1557, CARBIDE DENTAL BUR FG #1558, CARBIDE DENTAL BUR FGSL #1558 Long 24 MM, CARBIDE DENTAL BUR FG #169L, CARBIDE DENTAL BUR FG #170, CARBIDE DENTAL BUR FGSL #1702 Long 24 MM, CARBIDE DENTAL BUR FG #171, CARBIDE DENTAL BUR FG #2, CARBIDE DENTAL BUR FG #245, CARBIDE DENTAL BUR FG #256, CARBIDE DENTAL BUR FGSL #2 Long 24MM, CARBIDE DENTAL BUR FG #3, CARBIDE DENTAL BUR FG # 331, CARBIDE DENTAL BUR FG #332, CARBIDE DENTAL BUR FG #35, CARBIDE DENTAL BUR FG #36, CARBIDE DENTAL BUR FG #37, CARBIDE DENTAL BUR FG #4, CARBIDE DENTAL BUR FGSL#4 Long 24 MM, CARBIDE DENTAL BUR FG #5, CARBIDE DENTAL BUR FG #556, CARBIDE DENTAL BUR FG #557, CARBIDE DENTAL BUR FGSL #557 Long 24 MM, CARBIDE DENTAL BUR FG # 558, CARBIDE DENTAL BUR FG #56, CARBIDE DENTAL BUR FG #560, CARBIDE DENTAL BUR FGSL #6 Long 24 MM, CARBIDE DENTAL BUR FG #700, CARBIDE DENTAL BUR FG – #7004G 12 blades , CARBIDE DENTAL BUR FG – #7008G 12 blades, CARBIDE DENTAL BUR FG – #7009G 12 blades , CARBIDE DENTAL BUR FG#701, CARBIDE DENTAL BUR FG#702, CARBIDE DENTAL BUR FGSL #702 Long 24 MM, CARBIDE DENTAL BUR FG#703, CARBIDE DENTAL BUR FGSL #703 - Long 24 MM, CARBIDE DENTAL BUR - #7104G 12 BLADES, Carbide dental FG bur – #7404G 12 blades , Carbide dental FG bur – #7406G 12 blades , Carbide dental FG bur – #7408G 12 blades, Carbide dental FG bur – #7642G 12 blades , Carbide dental FG bur – #7664G 12 blades , Carbide dental FG bur – #7675G 12 blades , Carbide dental FG bur – #7801G 12 blades , Carbide dental FG bur – #7802G 12 blades , Carbide dental FG bur – #7803G 12 blades, Carbide dental FG bur – #7901G 12 blades , Carbide dental FG bur – #7902G 12 blades, CARBIDE DENTAL BUR - #7903G 12 BLADES, CARBIDE DENTAL BUR FG#8, CARBIDE DENTAL BUR FGSL#8 - Long-24 MM, CARBIDE DENTAL BUR - #9406G 30 BLADES, CARBIDE DENTAL BUR - #9803G 30 BLADES , CARBIDE DENTAL BUR SE3 - 10 BLADES , CARBIDE DENTAL BUR SE4 - 10 BLADES , CARBIDE DENTAL BUR SE6 - 10 BLADES , CARBIDE DENTAL BUR SE9 - 10 BLADES , CARBIDE DENTAL BUR SE6 - 20 BLADES, CARBIDE DENTAL BUR SE9 - 20 BLADES, CARBIDE HAND PIECE BUR HP #2, CARBIDE HAND PIECE BUR HP #3, CARBIDE HAND PIECE BUR HP #4, CARBIDE HAND PIECE BUR HP #5 -, CARBIDE HAND PIECE BUR HP #702, CARBIDE DENTAL BUR ROUND RA #1558, CARBIDE DENTAL BUR ROUND RA #35, CARBIDE DENTAL BUR ROUND RA #36, CARBIDE DENTAL BUR ROUND RA #38, CARBIDE METAL CUTTER 847-016, TRIMMING AND FINISHING BUR FG 7283G, CARBIDE DENTAL BUR FG # 330, CARBIDE DENTAL BUR FGSL #558 Long 24 MM, CARBIDE DENTAL BUR FG #699, CARBIDE DENTAL BUR FG #701L, CARBIDE DENTAL BUR FGSL #701 Long 24 MM, CARBIDE HAND PIECE BUR HP #701, CARBIDE DENTAL BUR FG #1170, CARBIDE DENTAL BUR SE4 - 20 BLADES, CARBIDE DENTAL BUR ROUND RA #37, CARBIDE METAL CUTTER 1557, CARBIDE METAL CUTTER 1 (331), CARBIDE METAL CUTTER 558, CARBIDE METAL CUTTER 856-016, Carbide Dental FG bur – #7002G 12 blades, Carbide Dental FG bur – #7003G 12 blades, Carbide Dental FG bur – #7108G 12 blades, Carbide Dental FG bur – #7204G 12 blades, Carbide Dental FG bur – #7206G 12 blades, Carbide Dental FG bur – #7304G 12 blades, Carbide Dental FG bur – #7375G 12 blades, Carbide Dental FG bur – #7572G 12 blades, Carbide Dental FG bur – #9004G 30 blades, Carbide Dental FG bur – #9006G 30 blades, Carbide Dental FG bur – #9008G 30 blades, Carbide Dental FG bur – #9379G 30 blades, Carbide Dental FG bur – #9642G 30 blades, Carbide Dental FG bur – #9903G 30 blades, CARBIDE DENTAL BUR FG 1/2 SHORT SHANK, CARBIDE DENTAL BUR FG 1171, CARBIDE DENTAL BUR FG 1556, CARBIDE DENTAL BUR FG 169, CARBIDE DENTAL BUR FG 170 LONG, CARBIDE DENTAL BUR FG 171 LONG, CARBIDE DENTAL BUR FG 2 SHORT SHANK, CARBIDE DENTAL BUR FG 245 SHORT SHANK, CARBIDE DENTAL BUR FG 246, CARBIDE DENTAL BUR FG 329, CARBIDE DENTAL BUR FG 33 1/2 SHORT SHANK, CARBIDE DENTAL BUR FG 33.5, CARBIDE DENTAL BUR FG 330 SHORT SHANK, CARBIDE DENTAL BUR FG 34, CARBIDE DENTAL BUR FG 35 SHORT SHANK, CARBIDE DENTAL BUR FG 38, CARBIDE DENTAL BUR FG 39, CARBIDE DENTAL BUR FG 4 SHORT SHANK, CARBIDE DENTAL BUR FG 556 SHORT SHANK, CARBIDE DENTAL BUR FG 557 SHORT SHANK, CARBIDE DENTAL BUR FG 559, CARBIDE DENTAL BUR FG 57, CARBIDE DENTAL BUR FG 6 SHORT SHANK, CARBIDE DENTAL BUR FG 700 LONG, CARBIDE DENTAL BUR FG 700 SHORT SHANK, CARBIDE DENTAL BUR FG 701 SHORT SHANK, CARBIDE DENTAL BUR FG 956, CARBIDE DENTAL BUR FGSL # 1, CARBIDE DENTAL BUR FGSL # 1557, CARBIDE METAL CUTTER 2, CARBIDE METAL CUTTER 245, CARBIDE METAL CUTTER 330, CARBIDE METAL CUTTER 34, CARBIDE METAL CUTTER 35, CARBIDE METAL CUTTER 37 | Albadent Group | 2024-07-23T00:00:00.000+02:00 | Strauss & Co. Industrial Diamond Ltd. 19 Hayezira Street P.O.B 2521 Raanana, 4366363 | FGB4, FGB556, FGB557, FGB6, FGB701, FGB702, FGB8, HP1, HP1/2, HP557, HP560, HP700, RA331/2, RA34, RA57, RA700, RA701, RA701L, Debondkit1, Debondkit1-AZ, DEBONDKIT2, FG3OS, FG48L, FG7612, FG7714, FGB1557OS, FGB4OS, FG-C31, FG-EndoZ152, FG-F21R, FG-K2R, FG-K2RSF, FG-Lindemann161, FG-Lindemann162, FG-M31SF, RA1/4, RA245, RA2-MA-L, RA330, RA3-MA-L, RA3OS, RA4-MA-L, RA5-MA-L, RA6-MA-L, RA7006, RA7406, RA7-MA-L, RA8-MA-L, RA-K2RSF, RAKIT1, RAKIT1-AZ, N/A, RA2, RA3, RA4, RA5, FG-F10, FG-M31, FG-ZEKRYA23, FG-ZEKRYA28, RA6, RA7, HP7, HP8, RA1, RA1/2, RA8, FGB1558, RA2OS, RA4OS, FG957, FG7303, HP703, HP558, FG7, FG7106, RA6OS, RA557, HP6, HP559, RA8OS, FG6, FG7006, FG7205, FG7702, FG7713, FG1, FG1/2, FG1/4, FG1156, FG1157, FG1158, FG1557, FG1558, FG1558OS, FG169L, FG1702OS, FG2, FG245, FG256, FG2OS, FG3, FG331, FG332, FG35, FG36, FG37, FG4, FG4OS, FG5, FG556, FG557, FG557OS, FG558, FG56, FG560, FG6OS, FG700, FG7004, FG7008, FG7009, FG701, FG702, FG702OS, FG703, FG703OS, FG7104, FG7404, FG7406, FG7408, FG7642, FG7664, FG7675, FG7801, FG7802, FG7803, FG7901, FG7902, FG7903, FG8, FG8OS, FG9406, FG9803, FGEF3, FGEF4, FGEF6, FGEF9, FGUF6, FGUF9, HP2, HP3, HP4, HP5, HP702, RA1558, RA35, RA36, RA38, FG-F09, FG7283-2, FG330, FG558OS, FG699, FG701L, FG701OS, HP701, FG1170, FGUF4, RA37, FGB1557, FGB331, FGB558, FG-M3, FG7002, FG7003, FG7108, FG7204, FG7206, FG7304, FG7375, FG7572, FG9004, FG9006, FG9008, FG9379, FG9642, FG9903, FG1/2SS, FG1171, FG1556, FG169, FG170, FG171, FG2SS, FG245SS, FG246, FG329, FG331/2SS, FG331/2, FG330SS, FG34, FG38, FG39, FG4SS, FG556SS, FG557SS, FG559, FG57, FG6SS, FG700L, FG700SS, FG701SS, FG956, FG1OS, FG1557OS, FGB2, FGB245, FGB330, FGB34, FGB35, FGB37 | Klasa IIa | freza dentare | Pajisje dentare
16955 | ULTRA Cell Conditioning Solution (ULTRA CC1) | E v i t a | 2024-07-25T00:00:00.000+02:00 | Ventana Medical Systems Inc. 1910 E Innovation Park Drive Tucson, AZ 85755, USA | 5424569214 | In vitro | Solucion per perdorim ne pajisjen Ventana BenchMark Ultra&Ultra Plus | Pajisje te diagnostifikimit in vitro
16956 | ULTRA LCS (Predilute) | E v i t a | 2024-07-25T00:00:00.000+02:00 | Ventana Medical Systems Inc. 1910 E Innovation Park Drive Tucson, AZ 85755, USA | 5424534214 | In vitro | Solucion vajor per perdorim ne pajisjen Ventana BenchMark Ultra&Ultra Plus | Pajisje te diagnostifikimit in vitro
16957 | Winged Surecan-Needles for implantable access ports | O.E.S DISTRIMED | 2024-07-25T00:00:00.000+02:00 | B.Braun Medical 26 Rue Armengaud 92210 Saint-Cloud France | 4448545, 4448553, 4448286, 4448294, 4448308, 4448332, 4448340, 4448359, 4448367, 4448375, 4448383, 4448391, 4448405, 4448430, 4448448, 4448472, 4448480, 4448499, 4448529, 4448537 | Klasa IIa | Age Surecan® për porta vaskulare aksesi të implantueshme | Pajisje nje perdorimeshe
16958 | Connectors, Laryngeal Mask Airways | MONTAL | 2024-07-25T00:00:00.000+02:00 | Intersurgical Ltd. Crane House, Molly Millars Lane, Wokingham, Berkshire, RG41 2RZ, UK | 1927000, 1928000, 1929000, 1930000, 1931000, 1931900, 1933000, 1937000, 1938000, 1943000, 1945000, 1946000, 1947000, 1947001, 1947003, 1948000, 1948001, 1949000, 1956020, 1959000, 1960000, 1960000S, 1961000, 1961000S, 1961001, 1962000, 1963000, 1964000, 1964000S, 1964001, 1964003, 1964004, 1965000, 1966000, 1966001, 1966002, 1967000, 1967000S, 1968000, 1969000, 1969000S, 1970000, 1970001, 1971000, 1971000S, 1971001, 1973002, 1974000, 1975000, 1976000, 1977000, 1977000S, 1979000, 1980000, 1980000S, 1981000, 1982000, 1983000, 1984000, 1985000, 1985001, 1986000, 1986001, 1988000, 1989000, 1990000, 1991000, 1992000, 1993000, 1993001, 1995000, 1997000, 1997000S, 2072002, 2710000, 2711000, 2712000, 2713000, 2714000, 2714000S, 2716000, 5802000, 9110000, 9111000, 9112000, 9113000, 9114000, 9115000, 9116000, 9117000, 9121000, 9122000, 9123000, 9124000, 9130000, 9131000, 9134000, 9513000, 9747000, RM21351, RM21353, RM21354, 8001000, 8001002, 8002000, 8002001, 8002002, 8003000, 8003001, 8003002, 8003003, 8003050, 8004000, 8004001, 8004002, 8004003, 8004050, 8005000, 8005001, 8005002, 8005003, 8005050, 8015000, 8015002, 8025000, 8025001, 8025002, 1568000, 1660000, 1661000, 1663000, 1663002, 1664000, 1665000, 1666000, 1701000, 1702000, 1703000, 1704000, 1705000, 1706000, 1800000, 1802000, 1803000, 1891000, 1892000, 1893000, 1897000, 1897000S, 1897002, 1898000, 1898000S, 1899000, 1899000S, 1900000, 1901000, 1902000, 1903000, 1904000, 1907000, 1926000 | Klasa IIa | Connectors jane pajisje mjekesore qe sherbejen per nje lidhje te lehte dhe pa probleme midis tubave te frymarjes ose pajisjeve te tjera mjekesore, (LMA) janë pajisje supraglotike të rrugëve të frymëmarrjes. Ato mund të përdoren si një metodë e përkohshme për të mbajtur një rrugë ajrore të hapur gjatë administrimit të anestezisë ose si një masë e menjëhershme për shpëtimin e jetës në një pacient me një rrugë ajrore të vështirë ose të dështuar. | Pajisje anestezie dhe respiratore
16959 | JALUPRO, sterile, JALUPRO HMW, sterile | CFO PHARMA | 2024-07-26T00:00:00.000+02:00 | PROFESSIONAL DERMA S.A-Riva A.Caccia 1/d-6900 Lugano Svizzera | N/A | Klasa III | Tretësirë injektuese sterile e riabsorbueshme e cila vepron si një biorevitalizues i lëkurës, per minimizimin e rrudhave të imta., Tretësirë injektuese sterile e riabsorbueshme e cila vepron si biorevitalizues i lëkurës , për trajtimin e defekteve të lëkurës dhe rrudhave te thella | Tjeter
16960 | STERILE SINGLE USE DENTAL NEEDLES 25GX21mm, STERILE SINGLE USE DENTAL NEEDLES 25GX23mm, STERILE SINGLE USE DENTAL NEEDLES 25GX25mm, STERILE SINGLE USE DENTAL NEEDLES 25GX30mm, STERILE SINGLE USE DENTAL NEEDLES 25GX32mm, STERILE SINGLE USE DENTAL NEEDLES 25GX35mm, STERILE SINGLE USE DENTAL NEEDLES 25GX38mm, STERILE SINGLE USE DENTAL NEEDLES 25GX40mm, STERILE SINGLE USE DENTAL NEEDLES 27GX21mm, STERILE SINGLE USE DENTAL NEEDLES 27GX23mm, STERILE SINGLE USE DENTAL NEEDLES 27GX25mm, STERILE SINGLE USE DENTAL NEEDLES 27GX27mm, STERILE SINGLE USE DENTAL NEEDLES 27GX30mm, STERILE SINGLE USE DENTAL NEEDLES 27GX32mm, STERILE SINGLE USE DENTAL NEEDLES 27GX35mm, STERILE SINGLE USE DENTAL NEEDLES 27GX38mm, STERILE SINGLE USE DENTAL NEEDLES 27GX40mm, STERILE SINGLE USE DENTAL NEEDLES 30GX12mm, STERILE SINGLE USE DENTAL NEEDLES 30GX14mm, STERILE SINGLE USE DENTAL NEEDLES 30GX15mm, STERILE SINGLE USE DENTAL NEEDLES 30GX16mm, STERILE SINGLE USE DENTAL NEEDLES 30GX18mm, STERILE SINGLE USE DENTAL NEEDLES 30GX21mm, STERILE SINGLE USE DENTAL NEEDLES 30GX23mm, STERILE SINGLE USE DENTAL NEEDLES 30GX25mm, STERILE SINGLE USE DENTAL NEEDLES 30GX30mm, STERILE SINGLE USE DENTAL NEEDLES 31GX8mm, STERILE SINGLE USE DENTAL NEEDLES 31GX12mm, STERILE SINGLE USE DENTAL NEEDLES 31GX14mm, STERILE SINGLE USE DENTAL NEEDLES 31GX15mm, STERILE SINGLE USE DENTAL NEEDLES 31GX16mm, STERILE SINGLE USE DENTAL NEEDLES 31GX18mm | MOTO-MANIA | 2024-07-26T00:00:00.000+02:00 | C-K DENTAL IND.CO.,LTD.88-50, SUDO-RO, BUCHEON-SI, GYEONGGI-DO, KOREA | 25GX21mm, 25GX23mm, 25GX25mm, 25GX30mm, 25GX32mm, 25GX35mm, 25GX38mm, 25GX40mm, 27GX21mm, 27GX23mm, 27GX25mm, 27GX27mm, 27GX30mm, 27GX32mm, 27GX35mm, 27GX38mm, 27GX40mm, 30GX12mm, 30GX14mm, 30GX15mm, 30GX16mm, 30GX18mm, 30GX21mm, 30GX23mm, 30GX25mm, 30GX30mm, 31GX8mm, 31GX12mm, 31GX14mm, 31GX15mm, 31GX16mm, 31GX18mm | Klasa IIa | AGE DENTARE | Pajisje dentare
16961 | Lyophilized rabbit plasma 55182 | LABOPHARMA SHPK | 2024-07-30T00:00:00.000+02:00 | Biomerieux SA 376 Chemin de l'Orme 69280 Marcy-l'Etoile France | 55182 | In vitro | Jane reagente qe perdoren per percaktimin sasior te enzimes koagulaze te prodhuar nga Stafilokut Aureus | Pajisje te diagnostifikimit in vitro
16962 | 3 way stopcock , 3 way stopcock with extension line 10 cm, DEHP free 3 way stopcock with extension line 10 cm , 3 way stopcock with extension line 25 cm, DEPH 3way stopcock with extension line 25 cm, DEPH 3way stopcock with extension line 50 cm, 3 way stopcock with extension line 80 cm, Combi stopper, Injection site | GREEMED | 2024-07-23T00:00:00.000+02:00 | Shandong Hapool Medical Technology CO.,ltd;West of Kunming Road,West Zone,Economic development district,Heze City,40076 Shandong,P.R.China | 3W, 3W-10, 3W-10D, 3W-25, 3W-25D, 3W-50D, 3W-80, CSR, IS | Klasa IIa | Rubinet 3 rrugesh, Rubinet 3 rrugesh me zgjatues | Tjeter
16963 | Dermablate | Diamant Pharma | 2024-07-30T00:00:00.000+02:00 | Asclepion Laser Technologies GmbH - Brusseler Strasse 10, 07747 Jena, GERMANY | M18-4000-0000, M18-4100-0000 | Klasa IIb | Laser erbium per trajtime te ndryshme dhe terapi te lekures | Pajisje elektromekanike
16964 | Devices for epidural anaesthesia,Mini-tray for epidural anaesthesia. Open tip - 20G - L. 900mm - PEBA / Tuohy 18G - L.90mm, Devices for epidural anaesthesia,Mini-tray for epidural anaesthesia. C/osed rexible tip - 20G - L. 900mm - PEBA / Tuohy 18 G - L.80mm , Devices for epidural anaesthesia,Mini-tray for epidural anaesthesio. C/osed rexible tip - 20G - L. 900mm - PEBA / Tuohy 18G -L80mm | GREEMED | 2024-07-31T00:00:00.000+02:00 | Vygon 5 rue Adeline 95440 Ecouen France | 5191.088, 5191.337, 5191.3371, 5191.3372, 5191.387, 5191.3871, 5191.388, 5191.601, 5191.801 | Klasa IIa | Set epidural per anestezi | Tjeter
, Devices for epidural anaesthesia,Mini-tray for epidural anaesthesia. Closed rexible tip - 20G - L. 900mm - PEBA / Tuohy Bockeye 18G - L.80mm, Devices for epidural anaesthesia,Mini-tray for epidural onoesthesio. Closed tip - 20G - L. 900mm - PEBA / Tuohy 18G - L.80mm, Devices for epidural anaesthesia,Mini-tray for epidural anaesthesia. C/osed tip - 20G - L. 900mm - PEBA / Tuohy 18G - L.80mm , Devices for epidural anaesthesia,Mini-tray for epidural anaesthesia. C/osed tip - 20G - L. 900mm - PEBA / Tuohy 18G - L.90mm, Devices for epidural anaesthesia,Mini-tray for epidural anaesthesia. Open tip - 19G - L. 900mm - PEBA / Tuohy 16G - L.80mm, Devices for epidural anaesthesia,Mini-tray for epidura/ anaesthesia. Closed tip - 19G - L. 900mm - PEBA / Tuohy 16G - L.80mm
16965 | C-Trak® Apollo Wireless Handset Accessory | MONTAL | 2024-08-19T00:00:00.000+02:00 | Southern Scientific Ltd., Scientific House, The Henfield Business Park, Shoreham Road, Henfield BN5 9SL, UNITED KINGDOM | Apollo Wireless Handset Accessory | Klasa I | Sonda e absorbimit bërthamore është një pajisje e destinuar për të matur sasinë e radionuklidit të perthithur nga një organ ose rajon i caktuar i trupit. | Instrumenta shumeperdorimeshe
16966 | Zinc oxide adhesive plaster | MONTAL | 2024-08-19T00:00:00.000+02:00 | Shanghai Channelmed Import & Export Co., Ltd.(Channelmed Group) Room 1402, No.707 of Zhangyang Road, Shanghai, People's Republic of China | Zinc oxide adhesive plaster | Klasa I | Përdoret për të parandaluar lëndimet, për të mbrojtur plagët ose për të shëruar më shpejt prerjet. | Pajisje nje perdorimeshe
16967 | POLISHING PASTE | Ameis Dent | 2024-08-21T00:00:00.000+02:00 | SDI LIMITED - 3-15 BRUNSDON STREET BAYSWATER, VICTORIA 3153, AUSTRALIA | 1209 | Klasa I | Paste pastrimi ne procedurat dentare | Pajisje dentare
16968 | CINtec PLUS | Labor Dr. Limbach Heidelberg Germany | 2024-07-29T00:00:00.000+02:00 | Roche Diagnostics GmbH, Sandhofer Strasse 116 68305 Mannheim Germany | 10215348001 | In vitro | The CINtec® PLUS Kit is an immunocytochemistry assay for the simultaneous qualitative detection of the p16INK4a and | Pajisje te diagnostifikimit in vitro
Ki-67 proteins in cervical cytology preparations.
16969 | Fractional CO2 Laser | Health & Light | 2024-07-30T00:00:00.000+02:00 | IDS LTD/194, Simgung-ro, Gwangtan-myeon, Paju-si, Gyeonggi-do, Korea | SMAXEL | Klasa IIb | Lazer per trajtime estetike | Pajisje elektromekanike
16970 | INSTRUMENTS FOR DENTAL USE - SURGICAL DRIVER ZYG , INSTRUMENTS FOR DENTAL USE - MUA FIM 60° + VITE (NOT FOR HUMAN USE) , INSTRUMENTS FOR DENTAL USE - MUA FIM 60° H 2.5 + VITE (NOT FOR HUMAN USE) , INSTRUMENTS FOR DENTAL USE - MUA FIM 52.5° + VITE (NOT FOR HUMAN USE) , INSTRUMENTS FOR DENTAL USE - MUA FIM 90° + VITE (NOT FOR HUMAN USE) , INSTRUMENTS FOR DENTAL USE - MUA FIM 90° CONVESSO 0.1mm + VITE (NOT FOR HUMAN USE) | BRIANZA DENT | 2024-08-22T00:00:00.000+02:00 | AVENIR SRL 47822 SANTARCANGELO DI ROMAGNA (RN) - VIA DEL SALICE 21 (ITA) – Italy | ZYGSD , FIMMUA6037_SAMPLE , FIMMUA603725_SAMPLE , FIMMUA52537_SAMPLE , FIMMUA9037_SAMPLE, FIMMUA9037C_SAMPLE | Klasa I | INSTRUMENT DENTAR | Pajisje dentare
16971 | Headphone and accessories / Headphone PD 81 / HP-05/100118, Headphone and accessories / Headphone DD 45/HP-06/100306, Headphone and accessories / Headphone HB7/DD 45/HP-06/100306-US, Headphone and accessories / Headphone DD 45-contra /HP-16/1000725, Headphone and accessories / Headphone DD 65 v2/ HP-18 /101044, Headphone and accessories / Headphone DD 450/ HP-19/101335 | MSE | 2024-08-01T00:00:00.000+02:00 | PATH MEDICAL GmbH Landsberger Str.65 , D-82110 Germering · Germany | HP-05/ 100118, HP-06/100306, HP-06/100306-US, HP-16/1000725, HP-18 /101044, HP-19/101335 | Klasa IIa | Kufje | Tjeter
16972 | Ultramat 2 - Variable speed control & lead, Ultramat S - Motor/Filter, Ultramat Cord - PCB Display, Ultramat (PCB EMI) Powerboard - PCB Power, Ultramat 2/ Ultramat S Forks - Fuse 0.5 amp, Protective Cover - Protective lid, Fork bearing assembly - Promix 2 | Ameis Dent | 2024-08-21T00:00:00.000+02:00 | SDI LIMITED - 3-15 BRUNSDON STREET BAYSWATER, VICTORIA 3153, AUSTRALIA | 1214-1 | Klasa I | Bond dhe materiale bondimi per perdorim ne dentistri | Pajisje dentare
16973 | POINTS & BRUSHES, DISPOSABLE TIPS | Ameis Dent | 2024-08-21T00:00:00.000+02:00 | SDI LIMITED - 3-15 BRUNSDON STREET BAYSWATER, VICTORIA 3153, AUSTRALIA | 1214-1 | Klasa I | Maja dhe brusha per perdorim ne procedura dentare | Pajisje dentare
16974 | Glucose Sensor /S9 CGM Sensor | O.E.S DISTRIMED | 2024-07-04T00:00:00.000+02:00 | Medtrum Technologies Inc Building 3 and Building 8,No.200 Niudun Road Shanghai China | MD3660 | Klasa IIa | Sensor per monitorimin dhe matjen e glukozes ne gjak | Pajisje nje perdorimeshe
16975 | Transmitter/S9 CGM Transmitter | O.E.S DISTRIMED | 2024-07-04T00:00:00.000+02:00 | Medtrum Technologies Inc Building 3 and Building 8,No.200 Niudun Road Shanghai China | MD1160 | Klasa IIa | Transmetues per sistem monitorimi te glokozes ne gjak | Pajisje nje perdorimeshe
16976 | Bone Conductor and accessories/Bone Conductor B 71, grau/ BC-01/ 100392, Bone Conductor and accessories/Bone Conductor B 71, rot/ BC-01/ 100344, Bone Conductor and accessories/Bone Conductor B 71, grau, mit Patiententaster/ BC-RE1/ 100214, Bone Conductor and accessories/Bone Conductor B 81, grau/ BC-03/ 100909, Bone Conductor and accessories/Bone Conductor B 81, rot/ BC-03/ 100888, Bone Conductor and accessories/Bone Conductor B 81, grau, mit Patiententaster/ BC-RE1/ 100910 | MSE | 2024-07-31T00:00:00.000+02:00 | PATH MEDICAL GmbH Landsberger Str.65 , D-82110 Germering · Germany | BC-01/100392, BC-01/100344, BC-RE1/100214, BC-03/100909, BC-03/100888, BC-03RE2/ 100910 | Klasa IIa | Percues kockor B 71 Gri, Percues kockor B 71 Kuq, Percues kockor B 71 Gri me buton pacienti, Percues kockor B 81 Gri, Percues kockor B 81 I kuq, Percues kockor B 81 Gri me buton pacienti | Tjeter
16977 | METZENBAUM fino scissors cvd. 28cm/11", METZENBAUM scissors str. 20cm/8" TC, METZENBAUM scissors str. 23cm TC, METZENBAUM scissors str. 25cm/9¾" TC, METZENBAUM scissors str. 28cm/11" TC, METZENBAUM scissors str. 30cm/11¾" TC, Ligature scissors 15cm/6", TC, curved,, METZENBAUM scissors 18 cm TC, Ligature scissors 18cm/7", TC, curved,, METZENBAUM dissecting scissor 18cm/7", METZENBAUM scissors cvd. 20cm/8" TC, diBLACK METZENBAUM scissors 20cm/8",, METZENBAUM scissors cvd. 23cm/9" TC, Ligature scissors 23cm/9", TC, curved,, METZENBAUM scissors cvd. 25cm/9¾" TC, METZENBAUM scissors cvd. 28cm/11" TC, METZENBAUM scissors cvd. 30cm/11¾" TC, METZENBAUM fino sciss. str. 18cm/7" TC, METZENBAUM fino sciss. str. 20cm/8" TC, diBLACK METZENBAUM fino dissecting, METZENBAUM fino sciss. str. 23cm/9" TC, METZENBAUM fino sciss. str. 25cm/9¾" TC, PRINCE tonsil scissors cvd. 17cm/6¾", SCHWECKENDIECK tonsil scissors, CHURCH scissors vasc.25,5cm st, CHURCH scissors vasc.25,5cm cv, De MARTEL vasc.sciss.18cm cvd., POTTS SMITH vasc.scissors. curved, Vascular scissors with probe 14,5cm/5¾",, Scissors,cv.w.probe pointed blades 10,5, PERWITZCHKY Vasc/coron.sciss.1bl.but., Scissors for Vascular sh/sh 22,5cm str., POTTS DE MARTEL vascular scissors,, MILLS scissors vasc. buttoned cvd., OLIVECRONA Trigem. scissor, tooth., 23cm, HOHENFELLNER vasc.scissors 18cm, curved, HOHENFELLNER vasc.scissors 21cm, curved, HOHENFELLNER vasc.scissors 24cm, curved, Vascular scissors 19cm, straight, Vascular scissors 19cm, curved, POTTS SMITH vasc.scissors 18,5cm, 55°, POTTS SMITH vasc.scissors 25°, 19cm/7½", POTTS SMITH vasc.scissors 40*, 19cm/7½", POTTS SMITH vasc.scissors 60*, 19cm/7½", POTTS SMITH scissors vasc. buttoned, POTTS SM. vasc.scissors 25* TC 19cm/7½", POTTS SM. vasc.scissors 40* TC 19cm/7½", POTTS SM. vasc.scissors 60* TC 19cm/7½", DIETHRICH Vascular scissors, 25°,16 cm, DIETHRICH Vascular scissors, 45°,16 cm, DIETHRICH Vascular scissors, 60°,16 cm, DIETHRICH Vascular scissors, 90°,16 cm, DIETHRICH Vascular scissors, 125°,16 cm, DIETHRICH Vascular scissors, 25°,18cm/7", DIETHRICH Vascular sciss. fino,25°,18cm, DIETHRICH Vascular sciss. micro,25°,18cm, DIETHRICH Vascular scissors, 45°,18cm/7", diBLACK DIETHRICH Vascular scissors, 45°, DIETHRICH Vascular sciss. fino,45°,18cm, DIETHRICH Vascular sciss. micro,45°,18cm, DIETHRICH Vascular scissors, 60°,18cm/7", diBLACK DIETHRICH vascular scissors, 60°, DIETHRICH Vascular sciss. fino,60°,18cm, DIETHRICH Vascular sciss. micro,60°,18cm, DIETHRICH Vascular scissors, 90°,18cm/7", DIETHRICH Vascular sciss. fino,90°,18cm, DIETHRICH Vascular sciss. micro,90°,18cm, DIETHRICH Vascular scissors, 125°, 18cm, DIETHRICH Vascular sciss. fino,125°,18cm, DIETHRICH Vascular sciss.micro,125°,18cm, DIETHRICH vascular scissors pt./pt.,, DEBAKEY vascul.scissors TC 25* 16cm, DEBAKEY vascul.scissors TC 45* 16cm, DEBAKEY vascular scissors 25° 16cm/6¼", DEBAKEY vascular scissors 25* 18cm/7", DEBAKEY vascular scissors 25° 23cm/9", DEBAKEY vascular scissors 25° 28cm/11", DEBAKEY vascular scissors 45° 16cm/6¼", DEBAKEY vascular scissors 45* 18cm/7", diBLACK vascular scissors 45* 18cm/7", DEBAKEY vascular scissors 45° 23cm/9", DEBAKEY vascular scissors 45° 28cm/11", DEBAKEY vascular scissors 60° 16cm/6¼", DEBAKEY vascular scissors 60* 18cm/7", DEBAKEY vascular scissors 60° 23cm/9", DEBAKEY vascular scissors 60° 28cm/11", DEBAKEY vascul.scissors TC 45° 23cm/9", DEBAKEY vascul.scissors TC 25* 28cm, DEBAKEY vascul.scissors TC 45* 28cm, DEBAKEY vascul.scissors TC 60* 28cm, DEBAKEY vascul./thorax scissor cvd., DEBAKEY vascul./thorax scissor, POTTS-SMITH vessel scissors 60° 18cm, FAVOLORO scissors vascular 15cm, FAVOLORO scissors vascular 17cm 125°, Parametrium scissors strong cvd., Parametrium scissors slight cvd. 23cm/9", parametr.scissors str.curve TC, 255mm, parametr.scissors str.curve TC, 250mm, Parametr.scissors slightly cvd. TC 23cm, Parametr.scissors slightly cvd.TC 26,5cm, Parametr.scissors str.curved TC 22cm/8¾", Parametr.scissors mittel cvd.TC 23cm/9", parametr.scissors str.curve TC 25,5cm, parametr.scissors medium cvd.TC 26cm, SIMS uterine scissors bl./bl. 20cm/8",, SIMS uterus scissors 23cm/9" straight, SIMS uterus scissors, SIMS uterus scissors cvd. 23cm/9", SIMS sciss. str. sh/bl. 20 cm, SIMS sciss. str. sh/bl. 23cm, SIMS sciss. curved sh/bl. 23cm, SIMS uterus scissors TC str. 20cm/8", SIMS uterus scissors TC str. 23cm/9", SIMS uterus scissors TC, cvd. 20cm/8", SIMS uterus scissors TC, cvd. 23cm/9", SIMS uterus scissors TC, cvd. 23cm sh/bl, SIMS sciss. str. sh/sh. 20 cm, SIMS sciss. str. sh/sh. 23 cm, SIMS sciss. curved sh/sh. 20 cm, SIMS sciss. curved sh/sh. 23 cm, BOZEMAN gynecological scissors, SIEBOLD gynaecol. scissors 'S' 24cm/9½", WERTHEIM scissors, curved, WERTHEIM scissors, WERTHEIM preparation scissors, curved, WERTHEIM prepar. scissors TC cvd., DOYEN gynecological scissors str.18cm/7", DOYEN gynecological scissors cvd.18cm/7", DUBOIS gynecological scissors str., DUBOIS gynecological scissors cvd., KIEBACK Parametrium scissors 260mm,, KELLY scissors, pt./pt., 16cm/6¼", str., KELLY gynecological scissors str.18cm/7", KELLY scissors, pt./pt., 16cm/6¼", cvd., KELLY scissors, KELLY gynecological scissors cvd.18cm/7", KELLY scissors, pt./pt., 16cm/6¼",, Umbilical cord sciss. US model str., BUSCH umbilical cord scissors 13,5 cm, BUSCH umbilical cord scissors cvd., SCHUMACHER umbili.cord scissor, WALDMANN Scissors episiotomy cvd.18cm/7", BRAUN STADLER episiot.scissors, BRAUN STADLER episiot.scissors 14cm, BRAUN STADLER episiot.scissors 20cm/8", BRAUN STADLER episiot.scissors 22cm/8¾", episiotomy scissors serrated, episiotomy scissors TC, episiotomy scissors 24 cm, episiotomy scissors cvd. 20cm/8", episiotomy scissors TC, 20cm/8" cvd., Scissors pt./pt., 11cm/4¼", straight,, METZENBAUM NELSON sciss. str. sh/bl 18cm, METZENBAUM NELSON sciss. str. sh/bl 20cm, METZENBAUM NELSON sciss. str. sh/bl 23cm, METZENBAUM NELSON sciss. str. sh/bl 25cm, METZENBAUM NELSON sciss. str. sh/bl 28cm, METZENBAUM NELSON sciss. str. sh/bl 30cm, Preparation scissors sh/sh 11cm/4¼", Preparation scissors sh/sh 12,5cm, curve, METZENBAUM NELSON sciss. cvd. sh/bl 18cm, METZENBAUM NELSON sciss. cvd. sh/bl 20cm, METZENBAUM NELSON sciss. cvd. sh/bl 23cm, METZENBAUM NELSON sciss. cvd. sh/bl 25cm, METZENBAUM NELSON sciss. cvd. sh/bl 28cm, METZENBAUM NELSON sciss. cvd. sh/bl 30cm, Nerve preparation scissors, Nerve dissecting scissor pt./pt.,, METZENBAUM fino sciss. str. 28cm/11" TC, METZENBAUM fino sciss. cvd. 18cm/7" TC, METZENBAUM fino sciss. cvd. 20cm/8" TC, METZENBAUM fino sciss. cvd. 23cm/9" TC, METZENBAUM fino sciss. cvd. 25cm/9¾" TC, METZENBAUM fino sciss. cvd. 28cm/11" TC, METZENBAUM fino sciss. cvd. 35cm/14" TC, METZENBAUM dissecting scissor pt./pt.,, METZENBAUM NELSON sciss. str. sh/sh 18cm, METZENBAUM NELSON sciss. str. sh/sh 20cm, METZENBAUM NELSON sciss. str. sh/sh 23cm, METZENBAUM NELSON sciss. str. sh/sh 25cm, METZENBAUM NELSON sciss. str. sh/sh 28cm, METZENBAUM NELSON sciss. str. sh/sh 30cm, METZENBAUM super fino sciss.15 cm TC, METZENBAUM fino scissor S-s.cvd.sh/sh, METZENBAUM fino scissor S-s.cvd.bl/bl, METZENBAUM fino sciss.sh.point 25cm, METZENBAUM fino sciss.sh.point, METZENBAUM scissors S-shape TC 18cm/7", diBLACK METZENBAUM dissecting scissors, METZENBAUM scissors S-shape TC 23cm/9", METZENBAUM FINO Scissors 18cm TC, sharp, METZENBAUM FINO Scissors 18cm TC sh/sh, METZENBAUM FINO Scissors 20cm TC, METZENBAUM FINO Scissors 23cm TC, METZENBAUM THOREK scissors TC 20cm/8", METZENBAUM THOREK scissors TC 23cm/9", METZENBAUM THOREK scissors TC 28cm/11", Scissors, delicate, 11,5cm, straight, Scissors, delicate, 11,5cm, curved, SANVENERO scissors pt./pt., 14cm/5½",, JOSEPH scissors pt./pt., 14cm/5½", str., JOSEPH scissors, 15cm str. large rings, JOSEPH scissors pt./pt., 14cm/5½", cvd., JOSEPH scissors, 15cm cvd. large rings, Dissecting scissor 11,5cm/4½", straight, SANVENERO scissors 14 cm TC, Dissecting scissors 11,5cm/4½", curved, SANVENERO scissors curved 14 cm TC, JOSEPH scissors pt./pt., 14cm/5½",, COTTLE bulldog-scissors, curved, 11.5 cm, RAGNELL Scissors diss. straight, 13,5cm, RAGNELL Scissors diss. curved, 13,5cm, RAGNELL Scissors diss. curved, 18cm, KILNER dissecting scissors 15cm/6",, LOCKLIN gum scissors 16cm/6¼",, LOCKLIN scissors delicate 16cm, LOCKLIN scissors curved TC 16cm, DEAN gum scissors 17cm/6¾", ang. up, TC,, DEBAKEY scissors 19 cm 25* TC, DEBAKEY scissors 19 cm 45* TC, DEBAKEY scissors 19 cm 60* TC, LOCKLIN scissors 16cm TC, DEBAKEY scissors 23 cm 25* TC, DEBAKEY scissors 23 cm 45* TC, DEBAKEY scissors 23 cm 60* TC, REYNOLDS scissors str. 15cm/6", REYNOLDS dissecting scissors 18cm/7",, Iris sciss.large rings pointed str., Iris sciss.large rings pointed cvd., REYNOLDS scissors TC str. 15cm/6", REYNOLDS scissors TC cvd. 15cm/6", Dissect.scissors large rings str., Dissect.scissors large rings cvd., Dissecting scissors, straight, 14,5cm, Scissors fine f. plast.surgery cvd., Dissecting scissors, curved, 14,5cm, Scissors f.undermin.thin blade cvd., Scissors, very delicate, 9cm, straight, Scissors, very delicate, 9cm, curved, KNAPP scissors fine sh/sh str., KNAPP scissors rine sh/sh, 12cm straight, KNAPP scissors fine sh/sh cvd., KNAPP scissors rine sh/sh, 12cm curved, KNAPP scissors fine bl/bl str., KNAPP scissors fine bl/bl, 12cm,straight, KNAPP scissors fine bl/bl cvd., KNAPP scissors rine bl/bl, 12cm, curved, Iris scissors pt./pt., 9cm/3½", straight, Iris scissors pt./pt., 10,5cm/4¼", str., Iris scissors str. 10,5cm/4¼", iris scissors 10,5 cm, Iris scissors pt./pt., 11,5cm/4½", str., Iris scissors 11,5 cm, straight, screw for 08.340.11, iris scissors 11,5 cm, Iris scissors pt./pt., 12,5cm/5", str., Iris scissors pt./pt., 9cm/3½", curved, iris scissors 9 cm gold plated, iris scissors 9 cm gold platet, iris scissors 9 cm, Iris scissors pt./pt., 10,5cm/4¼", curve, diBLACK Iris scissors pt./pt.,, Iris scissors cvd. 10,5cm/4¼", Iris scissors pt./pt., 11,5cm/4½", cvd., Iris scissors 11,5 cm, curved, Iris scissors pt./pt., 12,5cm/5", curved, Iris scissors 9,0 cm round, straight, Iris scissors 10,5cm/4¼" round str., Iris scissors 11,5cm/4½" round str., Iris scissors 9,0 cm round, Iris scissors 10,5cm/4¼" round cvd., Iris scissors 11,5cm/4½" round cvd., Iris scissors TC straight 9,0 cm, Iris scissors TC straight 10,5 cm, Iris scissor pt./pt., 11,5cm/4½",, Iris scissors TC curved 9,0 cm, Iris scissors TC curved 10,5 cm, AEBLI corneal scissors 9cm/3½",, BONN iris scissors bl./bl., 9cm/3½",, Iris scissors 10cm, straight, Scissors, angled to side, 11,5cm/4½", O'BRIEN stitch scissors angled, iris scissors straight blunt 9cm/3½", iris scissors straight blunt 11,5cm/4½", iris scissors curved blunt 9cm/3½", Gradle Scissors cvd sharp points 4", iris scissors curved blunt 11,5cm/4½", Sciss.plastic crv.sh/sh. 4-1/2" 11.5cm, STEVENS tenotomy sciss. sh/sh str.TC, STEVENS tenotomy sciss. sh/sh str., STEVENS tenotomy sciss. sh/sh cvd. TC, STEVENS tenotomy sciss. sh/sh cvd., STEVENS tenotomy sciss. bl/bl str.TC, STEVENS tenotomy sciss. bl/bl str., STEVENS tenotomy sciss. bl/bl cvd. TC, STEVENS tenotomy sciss. bl/bl cvd., STEVENS tenotomy sciss. sh/sh 10,5cm/4¼", STEVENS tenotomy sciss. bl/bl 10,5cm/4¼", Sciss.delic.narrow sharp tips cvd., Strabismus scissors straight 11,5cm/4½", Strabismus scissors straight, Strabismus scissors curved 11cm/4¼", Strabismus scissors TC str. 11cm/4¼", Strabismus scissors TC cvd. 11cm, GRAEFE Scissors, angled, 10 cm, GRADLE stitch scissor, 9,5cm/3¾", sh./sh, LANDOLT Enucl.scissors slight curv., LANDOLT Enucl.scissors slight curved, LANDOLT Enucl.scissors cvd. 13cm/5", CONVERSE Nasal scissor, blunt, 10,5cm, CONVERSE Nasal scissor, sharp, 10,5cm, HEYMANN nasal scissors cvd. 18cm/7", HEYMANN nasal septal scissors 20cm TC, FOMON nasal scissors bl./bl., 11,5cm/4½", FOMON nasal scissors bl./bl., 14cm/5½",, COTTLE nasal scissors bl./bl., 16cm/6¼",, COTTLE nasal scissors TC cvd. 16cm/6¼", COTTLE MASING scissors sh/sh. 10,5cm, COTTLE MASING scissors bl/bl. 10,5cm, AUFRICHT scissors str. 5 3/4" 14.5cm, AUFRICHT scissors cvd. 5 3/4" 14,5cm, scrs.f.wound edges serr. 13 cm, straight, scrs.f.wound edges serr. 13 cm, curved, BEUSE scissors toothed str. 14cm/5½", BEUSE scissors toothed str. 18cm/7", BEUSE scissors toothed cvd. 14cm/5½", BEUSE scissors toothed cvd. 18cm/7", DEAN gum scissors 17cm/6¾", ang. up,, DEAN tonsil scissors toothed, BOETTCHER tonsil scissors cvd. 18cm/7", GOOD tonsil scissors cvd. 19cm/7½", METZENBAUM scissors str. bl/bl 20cm/8", METZENBAUM scissors str. bl/bl 23cm/9", METZENBAUM scissors str. 23cm/9", METZENBAUM scissors str. bl/bl 25cm/9¾", METZENBAUM scissors str. bl/bl 28cm/11", METZENBAUM scissors str. bl/bl 30cm/11¾", METZENBAUM scissors str.bl/bl 35.5cm/14", METZENBAUM scissors cvd. 14 cm, METZENBAUM Dissecting Scissors, curved, METZENBAUM scissors cvd. 15cm/6", METZENBAUM scissors cvd. 15 cm, METZENBAUM scissors cvd. bl/bl 16cm/6¼", METZENBAUM dissecting scissors 18cm/7", METZENBAUM scissors cvd. 18cm/7", METZENBAUM scissors 18 cm, METZENBAUM scissors cvd. 18 cm, METZENBAUM scissors cvd. bl/bl 20cm/8", METZENBAUM scissors cvd. 20 cm, METZENBAUM scissors cvd. bl/bl 23cm/9", METZENBAUM scissors cvd. 23cm/9", METZENBAUM scissors cvd. 23cm, METZENBAUM scissors cvd. 23 cm, METZENBAUM scissors cvd. bl/bl 25cm/9¾", METZENBAUM scissors cvd. bl/bl 28cm/11", METZENBAUM scissors cvd. bl/bl 30cm/11¾", METZENBAUM scissors cvd.bl/bl 35.5cm/14", METZENBAUM fino scissors str. 18cm/7", METZENBAUM fino scissors str. 20cm/8", METZENBAUM fino scissors str. 23cm/9", METZENBAUM fino scissors str. 25cm/9¾", METZENBAUM fino scissors str. 28cm/11", METZENBAUM fino scissors cvd. 18cm/7", diBLACK METZENBAUM-FINO, METZENBAUM fino scissors cvd. 20cm/8", METZENBAUM fino scissors 20 cm, METZENBAUM fino scissors cvd. 23cm/9", METZENBAUM fino scissors cvd. 25cm/9¾", DEBAKEY forceps Atrau. C-shape, 27cm, DEBAKEY forceps Atrau. S-shape, 27cm, DEBAKEY forceps Atrau. C-shape, 31cm, DEBAKEY forceps Atrau. C-shape, 33cm, DEBAKEY forceps Atrau. C-shape, 35cm, diBLACK DE BAKEY atraumatic, DEBAKEY forceps Atrau. C-shape 31cm 2x3T, DE BAKEY atraumatic aneurysm clamp, DEBAKEY forceps Atrau. C-shape 33cm 2x3T, DEBAKEY BAHNSON aneur.cl. 24,5cm, DEBAKEY BAHNSON aneur.cl. 25,5cm, DEBAKEY BAHNSON aneur.cl. 26,5cm, DE BAKEY atraumatic aneurysm, DEBAKEY forceps Atrau. S-shape 30cm, DE BAKEY-MORRIS atraumatic aneurym, diBLACK DE BAKEY-MORRIS atraumatic, MORRIS forceps Atrauma 2x3 t.20,0cm, DEBAKEY clamp vascular Atraum., DEBAKEY MORRIS forceps atrauma 25cm, DE BAKEY-MORRIS atraumatic, DEBAKEY forceps Atrauma angul. 19cm, DEBAKEY forceps Atrauma angul. 20cm, DEBAKEY forceps Atrauma angul. 22cm, DEBAKEY forceps Atrauma angul. 28cm, diBLACK DE BAKEY atraumatic vascular, WYLIE hypogastrik/abdominal vascular, WYLIE hypogastric and abdominal, DEBAKEY-SEMB forceps Atrauma, diBLACK DE BAKEY-SEMB atraumatic, DEBAKEY forceps Atrauma "S" 27cm, DEBAKEY forceps Atrauma angul. 20,5cm, diBLACK DE BAKEY atraumat. multi-purpose, DEBAKEY forceps Atrauma angul. 24cm, DEBAKEY forceps Atrauma angul. 25cm, DEBAKEY forceps Atrauma angul. 30cm, SATINSKY clamp Atrauma 20cm, SATINSKY clamp Atrauma 24cm, SATINSKY clamp Atrauma 25cm, diBLACK SATINSKY atraumatic occlusion, SATINSKY clamp Atrauma 26cm, SATINSKY clamp Atrauma 27cm, WYLIE vascular clamp curv.21cm, WYLIE vascular clamp curv.22cm, ALLENBERG-Cobra atr.clamp curv.23,5cm, ALLENBERG-Cobra atr.clamp curv.24,5cm, GLOVER clamp Atrauma 23cm, DEBAKEY SATINSKY cl. 23,5cm, DEBAKEY SATINSKY cl. 24cm, DEBAKEY SATINSKY cl. 24,5cm, DE BAKEY-SATINSKY tangential occlussion, DEBAKEY SATINSKY clamp titan., HARKEN atraumatic clamp 24cm/9½", HARKEN clamp Atrauma, Organ grasping forceps, medium,., Organ grasping forceps, large,, DALE forceps Atrauma 18,5 cm, DALE forceps Atrauma small, DALE forceps Atrauma medium, DALE forceps Atrauma large, DEBAKEY fcps.anastamosis Atrau, BECK clamp Atrauma 17cm, DE BAKEY BECK clamp, DEBAKEY forceps Atrauma, DEBAKEY diss. forceps Atrauma, POTTS forceps Atrauma, DERRA forceps Atrauma, CALNE atrauma clamp 27cm 10-3/4", DEBAKEY clamp pediatr.str.16cm, DE BAKEY atraumatic coarctation clamp,, DEBAKEY forceps Atrauma str. 17cm, diBLACK DE BAKEY atraumatic coarctation, DEBAKEY clamp pedi.angl.15,5cm, diBLACK DE BAKEY coarctation clamp, DEBAKEY forceps Atrauma str. jaws 17cm, DE BAKEY coarctation clamp 17cm/6¾",, DEBAKEY fcps.Atrauma str.cvd., diBLACK DE BAKEY atraumatic anastomosis, DE BAKEY atraumatic coarctation clamp, DEBAKEY forceps Atrauma 60° 15,5cm, DEBAKEY forceps Atrauma 30° 16cm, GLOVER forceps Atrauma, MIXTER hemos+bronchus forceps 16cm/6¼", MIXTER hemos+bronchus forceps 18cm/7", MIXTER hemos+bronchus forceps 23cm/9", MIXTER forceps serrated, MIXTER hemos+bronchus forceps 22cm/8¾", MIXTER baby hemostatic forceps 14cm/5½", MIXTER baby hemostatic forceps 18cm/7", OVERHOLT MIXTER forceps, MIXTER O'SHAUGNESSY forceps 15,5cm/6", MIXTER O'SHAUGNESSY forceps 19cm/7½", O'SHAUGNESSY forceps 22 cm, WIKSTROEM hemostatic forceps 21cm 8¼", WIKSTROEM hemostatic forceps 24cm 9½", MIXTER clamps longitudinal serr. 18cm/7", MIXTER hemo/bron/duct forc. 1, 22cm/8¾", MIXTER hemo/bron/duct forc. 2, 25cm/9¾", MIXTER hemo/bron/duct forc. 3, 28cm/11", BAINBRIDGE hemostatic fcps. str. 15cm/6", BAINBRIDGE hemostatic fcps. str. 18cm/7", BAINBRIDGE hemostatic fcps. cvd. 15cm/6", BAINBRIDGE hemostatic fcps. cvd. 18cm/7", OVERHOLT fcps.delic.fig.3 22,5, ALLEN Intest. forceps child 16cm, ALLEN Intestinal clamp, 20cm,, ALLEN Intestinal clamp, 24cm,, O'SHAUGNESSY forceps 15 cm, O'SHAUGNESSY forceps 18 cm, O'SHAUGNESSY forceps 20 cm, O'SHAUGNESSY forceps 23 cm, O'SHAUGNESSY forceps 25,5 cm, O'SHAUGNESSY forceps 28 cm, BAILEY hemostatic forceps 18cm/7", cvd., Bailey hemostatic forceps 20 cm, Bailey hemostatic forceps 24 cm, SHALLCROSS gall duct forceps, McQUIGG MIXTER hemost.forceps 22cm/8¾", LAHEY gall duct forceps 19cm/7½", LAHEY gall duct fcps.heavy 23 cm, LAHEY gall duct forceps 23cm/9", LOWER gall duct forceps 18cm/7", LAHEY gall duct forceps 23cm, JOHNS HOPKINS hemo/gall fcps. 20cm/8", MIXTER gall duct forceps angl.16,5cm/6½", MOYNIHAN clamp short jaws 23cm/9", MOYNIHAN clamp forceps lg.jaws, BRIDGE Thorax Forcep crvd., Thorax Forcep Bridge straight, DESJARDINS gall duct clamp 21cm/8¼", CRILE clamp duct clamp 20cm, GRAY gall duct clamp fig. 1, 22cm/8¾", GRAY gall duct clamp fig. 2, 23cm/9", NISSEN gall duct and cyst.fcp., BUCHANAN Introducing fcps. 28cm, grooved, GRAY gall duct clamps, set, GRAY gall duct clamp fig.1,1x2t.22cm/8¾", GRAY gall duct clamp fig.2 1x2t. 23cm/9", SEGOND LANDAU clamp forceps, SEGOND clamp forceps, FAURE clamp forceps 25cm, STILLE pedicle clamp 23cm/9", STILLE kidney clamp 24 cm, MAYO GUYON pedicle clamp 23cm/9", GUYON Kidney pedicle clamps atrauma,23cm, GUYON Kidney pedicle clamps atrauma 24cm, GUYON pedicle clamp 23cm/9", GUYON kidney pedicle cl.atraum, GUYON pedicle clamp 20cm/8", GUYON pedicle clamp 22cm/8¾", GUYON pedicle clamp 24cm/9½", OCKERBLAD pedicle clamp 22cm, HERRICK kidney pedicle clamp 23cm/9", GEARY GRANT cholecyst. forceps, MIKULICZ baby periton. forceps 14cm/5½", MIKULICZ peritoneum forceps 18.5cm/7¼", MIKULICZ peritoneum forceps 20cm/8", MIKULICZ peritoneum forceps 21cm/8¼", MIKULICZ periton.forceps sl.cv 21cm/8¼", MIKULICZ peritoneum forceps 18cm/7", MIKULICZ Pertioneum forceps 24.5cm/9½", PHANEUF peritoneum forceps str.21cm/8¼", PHANEUF peritoneum forceps ang. 21cm/8½", FAURE peritoneum forceps 21cm/8¼",, intestin.forceps 23cm, 60mm, intestin.forceps 23cm, 80mm, LONG forceps cvd. 1x2t.serrat., 19cm, HEANEY BALLENTINE fcps.str. 8', HEANEY BALLENTINE fcps.curv.8', HOSEMANN forceps serrated, HOSEMANN forceps 1x2 teeth, HOLZBACH hemostat.forceps 1x2t, OCHSNER Forceps 90° angled fine, Ligature forceps straight, 14cm, Ligature forceps curved, 14cm, diBLACK HALSTED-MOSQUITO autramatic, HALSTED Mosqu.hemost.fcps.atraum.15cm, HALSTED Mosquito forceps Atrau, HALSTED Mosqu.hemost.fcps.15cm, HALSTED-MOSQUITO autramatic forceps, diBLACK PEAN atraumatic hemostatic, PEAN hemostatic forceps Atrau. 60mm 20cm, PEAN hemostatic fcps. Atrau.89mm 26,5cm, PEAN hemostatic fcps. Atrau.99mm 28cm, PEAN atraumatic hemostatic forceps, PEAN hemostatic forceps Atrau., PEAN hemostatic forceps Atrau.cvd.60/200, PEAN hemostatic fcps. Atrau.89mm 26cm, PEAN hemostatic fcps. Atrau.99mm 27.5cm, RANKIN hemost. forceps 16 cm, RANKIN hemostatic forceps atraum. 16cm, HOPT clamp jaws atraum. 40 mm, diBLACK HOPT atraumatic vascular clamp, HOPT clamp jaws atraum. 50 mm, HOPT clamp jaws atraum. 60 mm, DE BAKEY atraumatic pedriatric vascular, LEES clamp Atrauma angulated, LEES clamp Atrauma S-shape, POTTS clamp jaws atraum. 20cm, diBLACK POTTS atraumatic coarctation, POTTS clamp jaws atraum. 21cm, GLOVER coarct.clamp 26 cm str., POTTS clamp jaws atraum. 20cm, GLOVER coarct.clamp 26cm/angl., POTTS clamp jaws atraum. jaw angled 21cm, POTTS clamp jaws atraum. jaw angled 22cm, POTTS clamp jaws atraum. 30 mm 21cm, POTTS clamp jaws atraum. 55 mm, GLOVER vascul.clamp 24cm cvd., GLOVER vasc.clamp 19,5cm curv., GLOVER vasc.clamp 21.5cm str.cvd, GLOVER vasc.clamp spoon 21 cm, GLOVER vasc.clamp spoon 26 cm, DEBAKEY periph.vas.cl. (ductus)str.19,5, DEBAKEY periph.vas.cl.str.22cm, DEBAKEY periph.vas.cl. (ductus)ang.19,5, DEBAKEY periph.vas.cl.ang.22cm, DARDIK atraumatic multi purpose vascular, LELAND JONES forceps Atrauma 19cm, DEBAKEY periph.vas.cl.cvd.26,5, DEBAKEY forceps Atrauma "S" 19cm, DEBAKEY forceps Atrauma "S" 20cm, DEBAKEY forceps Atrauma cvd. 16cm, BAINBRIDGE forceps Atrauma, LELAND JONES perpiph.vas.clamp 19cm, LELAND JONES forceps Atrauma 30° 19cm, diBLACK LELAND-JONES atraumatic vascular, LELAND JONES forceps Atrauma 15° 19cm, diBLACK LELAND-JONES atraumatic, LIDDLE vascular clamp 27 cm, LAMBERT-KAY atraumatic clamp 20cm/8",, LAMBERT-KAY atraumatic anastomosis, diBLACK LAMBERT-KAY atraumatic, LAMBERT KAY forceps Atrauma 20cm, DEBAKEY (LAMBERT) forceps Atr. 25.5cm, DE BAKEY forceps Atrauma, diBLACK DE BAKEY atraumatic clamp, WEBER forceps Atrauma left s., WEBER forceps Atrauma right s., DEBAKEY forceps Atrau. C-shape, 24cm, MATHIEU needleh.ratch.insideTC 17 cm, MATHIEU needle holder 20cm/8", TC,, MATHIEU - Olsen needleh.ratch.insideTC, MATHIEU needle holder 14cm/5¼",, MATHIEU needle holder 17cm/6¾",, MATHIEU needleholder delicate, MATHIEU needle holder 14cm/5¼", TC,, MATHIEU needle holder 17cm/6¾", TC,, MATHIEU needle holder delic.TC, MATHIEU RYDER needle holder, Smaha needleholder straight, Smaha needleholder curved, AXHAUSEN needle hold.18,5cm TC, OLSON HEGAR mini needleh. smooth 4 3/4", OLSON HEGAR mini N/H cross-serr. 4-3/4", OLSEN-HEGAR needle holder with scissors, OLSEN HEGAR needleholder TC, 12cm, OLSEN HEGAR needle holder TC, OLSON HEGAR mini needle hol. TC smooth, OLSEN HEGAR mini needleh. TC serr. 12cm, OLSEN HEGAR needleholder, GILLIES needle holder with scissors, Forster Gillies needleholder w.scis.TC, GILLIES needleholder w.scis.TC 16cm, DIETHRICH needleholder 16 cmTC, DIETHRICH needleholder 18 cmTC, DIETHRICH needleholder 20 cmTC, DIETHRICH needleholder 23 cmTC, DIETHRICH needleholder 26 cmTC, LICHTENBERG Needle holder TC, 20cm, LANGENBECK Needle holder TC, 18cm, LANGENBECK Needle holder TC, 20,5cm, LANGENBECK Needle holder TC, 23cm, ZWEIFEL Needle holder TC, 20,5cm, ZWEIFEL Needle holder TC, 23cm, HOSEL Needle Holder TC, 25cm with long, POTTS SMITH needle holder TC, STEVENS needleholder, STEVENS needle holder 13cm/5", STEVENS needle holder 15cm/6", BOYNTON needleholder, CASTROVIEJO Needle holder, 18cm, TC,, ARRUGA needle holder 16cm/6¼", ARRUGA needle holder 16cm delicate, ARRUGA needle holder 16cm/6¼", TC, KALT ARRUGA needleholder, KALT needleholder 14 cm, ARRUGA Needle holder 13,5cm, straight, ARRUGA Needle holder 13,5cm, curved, BARRAQUER TROUTMAN Micro Needle Holder,, CASTROVIEJO Micro NH 13cm str., CASTROVIEJO Micro NH 13cm cvd., Micro Needle Holder, curved, 18cm, Micro Needle Holder, straight, 18cm, Needle holder micro 10mm with catch 15cm, JACOBI needleh. w. catch 12.0cm cvd., BARRAQUER needle h.w'out catch, Needle hold. micro w'out catch, REILL needle hold. w'out catch, Needle hold. micro w'out catch, 12cm cvd, REILL needle hold. w'out catch 15cm cvd., Needle hold. micro w'out catch, 18cm, BARRAQUER Micro-Needleh.w'out catch,13cm, BARRAQUER needleh.w'out catch 10cm, BARRAQUER Needleh.w'out catch, 11,5cm, BARRAQUER needleh.w'out catch, BARRAQUER Needleh.w'out catch, 13cm, BARRAQUER Need.hold.w.ratchet, 14cm, RHOTON Needleholder fine, cvd., 17.8cm,, BARRAQUER needle hold. w.catch, BARRAQUER needle hold. w.catch 14cm, BARRAQUER needlehld.with catch 10,5cm,cv, BARRAQUER needlehld.with catch 12cm,cvd, Needle holder micro stra. with catch15cm, BARRAQUER needlh.w'out catchTC, BARRAQUER needleh. w. catch TC, Needle holder micro with catch cvd.12cm, Needle holder micro with catch cvd., Needle holder micro with catch, JABOMA needle holder TC, CASTROVIEJO micro needle holder 14cm, CASTROVIEJO needleh.with catch cvd., CASTROVIEJO need.hold.w'out r. 9cm str., CASTROVIEJO needleh.w.catch, CASTROVIEJO need.hold.w'out r. 9cm curv., CASTROVIEJO need.hold.w.ratch. 9cm str., CASTROVI.n.h.w.catch smooth TC 14cm, CASTROVIEJO needle holder w.catch TC18cm, CASTROVIEJO needle holder w.catch TC21cm, CASTROVIEJO needle holder w.catch TC23cm, CASTROVIEJO need.hold.w.ratch. 9cm curv., CASTROVI.n.h.w.catch smooth TC, cvd.14cm, CASTROVI.n.h.w.catch smooth TC, cvd.18cm, CASTROVI.n.h.w.catch smooth TC, cvd.21cm, CASTROVI.n.h.w.catch smooth TC, cvd.23cm, CASTROVIEJO needleh.w'out ctch, CASTROVIEJO micro needle holder, CASTROVIEJO needleh.w.catch TC, 14cm, CASTROVIEJO needleh.w.catch TC 18cm, CASTROVIEJO needleholder w/catch TC 21cm, CASTROVIEJO needleholder w/catch TC 23cm, CASTROVIEJO n.h.cvd.w.catch TC, CASTROVIEJO Needle holder, 21cm, TC,, CASTROVIEJO Needle holder, 23cm, TC,, CASTROVIEJO needleh. round 11,5cm, CASTROVIEJO needleh.round 13cm, CASTROVIEJO needleholder w/catch 17cm, CASTROVIEJO needleholder w/catch 23cm, CASTROVIEJO needleholder w/catch 14cm, CASTROVIEJO needleholder w/catch 18cm, CASTROVIEJO needleholder w/catch 21cm, CASTROVIEJO needlehold.13cm TC straight, CASTROVIEJO n.hold.w'out r. 14cm str. Ti, CASTROVIEJO needlehold.15cm TC straight, CASTROVIEJO need.hold.14cm cvd, CASTROVIEJO n.hold.w'out r. 14cm curv.Ti, GREGORY Double Action Needle Holer, str., Needle holder micro flat hdle., Needle holder micro flat hdle.18,5cm/7¼", Needle holder micro flat hdle. cvd 16cm, Needle holder micro flat hdle. 185mm,cvd, Needle holder micro flat hdl. cvd. 16 cm, CASTROVIEJO needle holder smooth TC 18cm, CASTROVIEJO needle holder smooth TC 21cm, CASTROVIEJO needle holder smooth TC 23cm, CASTROVIEJO needle holder smooth TC 14cm, CASTROVIEJO needleholder w/o catch 14cm, CASTROVIEJO needleholder w/o catch 17cm, CASTROVIEJO needleholder w/o catch 18cm, CASTROVIEJO needleholder w/o catch 21cm, CASTROVIEJO needle holder str. TC 14cm, CASTROVIEJO needle holder str. TC 18cm, CASTROVIEJO needle holder str. TC 21cm, CASTROVIEJO needle holder str. TC 23cm, CASTROVIEJO needle holder curved TC 14cm, CASTROVIEJO needle holder curved TC 18cm, CASTROVIEJO needle holder curved TC 21cm, CASTROVIEJO needle holder curved TC 23cm, Needle holder micro 1.0mm 18cm, Needle holder micro 1,5mm 21cm, Needle holder micro 2.0mm 18cm, YASARGIL needle h.micro 22,5cm, YASARGIL needle h.micro 16,5cm, YASARGIL needle h.micro 20,0cm, YASARGIL needle h.micro 24,5cm, YASARGIL Titan-needle h.micro 22cm bl., YASARGIL Titan-needle h.micro 24cm bl., YASARGIL Titan-needle h.micro 20cm bl., YASARGIL Titan-needle h.micro 22,5cm bl., JACOBSON ndle.hold.w'out catch, JACOBSON needle holder w.catch, JACOBSON needle holder w.catch 21cm, JACOBSON Needle holder, 18cm, TC,, BROCK needle holder straight 15cm, BROCK needle holder straight 18cm, BROCK needle holder curved 15cm, BROCK needle holder curved 18cm, WACHTEL needleh.w.catch TC 17cm, MÜLLER Micro Needleholder cvd. 145mm, MÜLLER Micro Needleholder cvd. 180mm, BARRAQUER micro needle horder 14cm, TC, TOLEDO micro needle horder 18cm/7", TC,, TOLEDO micro-needleh. TC smo. str. 21cm, TOLEDO micro-needleh. TC smo. str. 23cm, TOLEDO micro-needleh. TC smo. cvd. 14cm, TOLEDO micro-needleh. TC smo. cvd. 23cm, TOLEDO micro needle horder 14cm/5½", TC,, TOLEDO micro-needleh. TC str. 21cm, TOLEDO micro-needleh. TC str. 23cm, TOLEDO micro-needleh. TC cvd. 14cm, TOLEDO micro-needleh. TC cvd. 21cm, TOLEDO micro-needleh. TC cvd. 23cm, OCHSNER trocar 17Fr., OCHSNER gall bladder trocar 14,5cm/5¾",, BUELAU trocar Ø 8mm out., CAMPBELL trocar 8 mm 16 cm, NELSON trocar 21cm/8¼", 25 Fr.,, NELSON trocar 21cm/8¼", 30 Fr.,, NELSON trocar 21cm/8¼", 33 Fr.,, NELSON trocar 21cm/8¼", 35 Fr.,, KRAUSE trocar set antrum 5.5 mm, REDON guide needle 19,5cm/7¾", 10 Fr.,, REDON guide needle 19,5cm/7¾", 12 Fr.,, REDON guide needle 19,5cm/7¾", 18 Fr.,, REDON guide needle 19,5cm/7¾", 6 Fr.,, REDON guide needle 19,5cm/7¾", 8 Fr.,, REDON guide needle 19,5cm/7¾", 16 Fr.,, REDON guide needle 19,5cm/7¾", 14 Fr.,, DERF needleholder 12 cm, Rehbein Baby needleholder 11,5 cm, DERF needleholder 12 cm TC, DERF needleholder longit.serr., COLLIER needleholder 12,5 cm, WEBSTER needlehold. serrated 5¼" 13cm, DOYEN needleholder 12 cm, MASING needleholder serrated TC, 13cm, WEBSTER needle holder TC, 13 cm, WEBSTER needle hold.TC 5' serr, WEBSTER needle holder sm. 11,5, WEBSTER needle holder, WEBSTER Needle holder, smooth, TC, 12cm, WEBSTER Needle holder, smooth, TC, 13cm, HALSEY needle holder 13cm/5", smooth, HALSEY needleholder smooth, HALSEY needle holder 13cm/5", smooth, TC, HALSEY needleholder 13 cm TC, HALSEY needle holder 13cm/5", HALSEY needleholder serrated, HALSEY needle holder 13cm/5", TC, HALSEY needleholder 13 cmTC, HALSEY needleholder serratedTC, NEW ORLEANS Needleholder serrated,TC18cm, CONVERSE Needle Holders TC 13cm, NEIVERT needleholder 13 cm, NEIVERT needleholder serr. TC, NEIVERT needleholder smooth TC, Neivert needleholder TC 13cm left-handed, BROWN needle holder, BAUMGARTNER needle holder 13cm/5", BAUMGARTNER needleholder12,5cm, BAUMGARTNER needle holder 14,5cm/5¾", BAUMGARTNER needle holder 13cm/5", TC, BAUMGARTNER needleh. 12,5cm TC, BAUMGARTNER needle holder 14,5cm/5¾", TC, BAUMGARTNER needleholder 14cm TC, NEW Orleans needle hold.18cm/7" serr., CRILE-WOOD needleholder 15cm/6", CRILE WOOD needleholder 15 cm, CRILE WOOD needle holder 18 cm, CRILE WOOD needleholder 20 cm, CRILE WOOD needleholder 23 cm, CRILE WOOD needleholder 14cmTC, CRILE-WOOD needle holder 15cm/6", TC, CRILE WOOD needleholder 15cmTC, CRILE WOOD needleholder 18cmTC, CRILE WOOD needleholder 20cmTC, CRILE WOOD needleholder 23cm/9" TC, CRILE WOOD needle holder TC, 15cm, BABY CRILE WOOD needleholder 15cmTC, CRILE-MURRAY needle holder 15cm/6",, CRILE-MURRAY needle holder 15cm/6", TC,, HEGAR Needle Holders heavy pattern 20cm, MAYO HEGAR needleholder 14cm/5½", MAYO HEGAR needleholder, MAYO-HEGAR needle holder 16cm/6¼", MAYO HEGAR needleholder 16cm, MAYO-HEGAR needle holder 18cm/7", MAYO HEGAR needleholder 20cm/8", MAYO HEGAR needleholder 24cm/9½", MAYO HEGAR needleholder 26cm/10¼", MAYO HEGAR needleholder 30cm/12", MAYO HEGAR needleholder curved 14cm, MAYO HEGAR needleholder curved 16cm, MAYO HEGAR needleholder curved 18cm, MAYO HEGAR needleholder curved 20cm, MAYO HEGAR needleholder curved 24cm, MAYO HEGAR Needle Holder, 16,5cm, MAYO HEGAR Needle Holder, 19cm, MAYO HEGAR needleholder 14cm/5½", TC, MAYO HEGAR needleholder TC, MAYO-HEGAR needle holder 16cm/6¼", TC, MAYO HEGAR WOOD needleholder 16cmTC, MAYO-HEGAR needle holder 18cm/7", TC, MAYO HEGAR WOOD needleholder 18cmTC, MAYO HEGAR needleholder 20cm/8", TC, MAYO HEGAR needleholder 24cm/9½", TC, MAYO HEGAR needleholder 26cm/10¼", TC, MAYO HEGAR needleholder 30cm/12", TC, MAYO HEGAR needleholder 35cm/13¾", TC, MAYO HEGAR needleholder smooth TC, MAYO HEGAR needleholder smooth TC 18cm, MAYO HEGAR needlehold.delicate, MAYO HEGAR needlehold.delic.TC 14cm, MAYO-HEGAR needle holder 18cm/7", TC,, MAYO HEGAR needlehold.delic.TC, MAYO HEGAR needlehold.delic.TC 24 cm, MAYO HEGAR needleholder TC 18cm Titanium, MAYO HEGAR needleholder TC 23cm Titanium, MAYO-HEGAR needle holder, 18cm/7", TC, KILNER needle holder 13,5 cm, KILNER Needle holder 16,5 cm, KILNER needle holder 13,5cm/5¼", TC,, DE BAKEY needleholder TC 165mm,, DE BAKEY needle holder 18cm/7", TC, DE BAKEY needleholder 18 cm TC, DE BAKEY needleholder 26cm, TC, DE BAKEY needleholder TC, DE BAKEY needleholder TC cvd. 30,5cm 12", DE BAKEY needleh.delic.16,5 cm TC, DE BAKEY needleh.delicate 18cm TC, DE BAKEY needleh.delicate 21cm TC, DE BAKEY needleh.delicate 23cm TC, DE BAKEY needleh.delicate 31cm TC, Sweden needle holder TC, 15cm, Sweden needle holder TC, 17cm, Sweden needle holder TC, 20cm, DE BAKEY needleh.delicate 23cm, RYDER Vasc. needlehold.TC smooth 15cm/6", RYDER Vasc. needlehold.TC smooth 18cm/7", RYDER Vasc. ne | MONTAL | 2024-08-26T00:00:00.000+02:00 | Dimeda Instrumente GmbH, Gänsäcker 54+58, D-78532 Tuttlingen, GERMANY | 08.283.28, 08.283.28B, 08.284.11, 08.284.15, 08.284.18, 08.284.20, 08.284.23, 08.284.25, 08.284.28, 08.284.30, 08.285.11, 08.285.15, 08.285.15W, 08.285.18, 08.285.18BU, 08.285.18W, 08.285.18WB, 08.285.20, 08.285.20B, 08.285.23, 08.285.23W, 08.285.25, 08.285.28, 08.285.30, 08.286.15, 08.286.18, 08.286.20, 08.286.20B, 08.286.23, 08.286.25, 08.439.17, 08.441.19, 08.442.25, 08.443.25, 08.461.18, 08.467.19, 08.468.15, 08.469.10, 08.470.11, 08.471.10, 08.472.22, 08.473.21, 08.473.24, 08.475.22, 08.475.23, 08.477.18, 08.477.21, 08.477.24, 08.478.19, 08.479.19, 08.480.18, 08.480.25, 08.480.40, 08.480.60, 08.480.61, 08.484.25, 08.484.40, 08.484.60, 08.485.25, 08.485.45, 08.485.60, 08.485.90, 08.485.92, 08.486.25, 08.486.26, 08.486.27, 08.486.45, 08.486.45B, 08.486.46, 08.486.47, 08.486.60, 08.486.60B, 08.486.61, 08.486.62, 08.486.90, 08.486.91, 08.486.92, 08.487.25, 08.487.26, 08.487.27, 08.488.25, 08.489.25, 08.489.45, 08.490.16, 08.490.18, 08.490.23, 08.490.28, 08.491.16, 08.491.18, 08.491.18B, 08.491.23, 08.491.28, 08.492.16, 08.492.18, 08.492.23, 08.492.28, 08.493.23, 08.493.25, 08.493.45, 08.493.60, 08.495.15, 08.497.15, 08.498.19, 08.500.14, 08.500.17, 08.501.22, 08.501.23, 08.503.01, 08.503.02, 08.504.23, 08.504.26, 08.505.22, 08.505.23, 08.505.25, 08.505.26, 08.510.20, 08.510.23, 08.511.20, 08.511.20SW, 08.511.23, 08.512.20, 08.512.23, 08.513.23, 08.514.20, 08.514.23, 08.515.20, 08.515.23, 08.517.23, 08.518.20, 08.518.23, 08.519.20, 08.519.23, 08.520.22, 08.523.24, 08.525.14, 08.525.19, 08.525.22, 08.527.22, 08.530.17, 06.103.00Y, 08.531.17, 08.536.27, 08.537.27, 08.539.26, 08.540.16, 08.540.16AT, 08.540.18, 08.541.16, 08.541.16AT, 08.541.16Y, 08.541.18, 08.542.16, 08.543.16, 08.550.10, 08.551.13, 08.551.16, 08.553.16, 08.555.18, 08.560.14, 08.560.14Y, 08.560.20, 08.560.22, 08.571.18, 08.575.18, 08.577.24, 08.578.20, 08.579.20, 08.580.11, 08.580.18, 08.580.20, 08.580.23, 08.580.25, 08.580.28, 08.580.30, 08.581.11, 08.581.12, 08.581.18, 08.581.20, 08.581.23, 08.581.25, 08.581.28, 08.581.30, 08.582.15, 08.582.15AT, 08.583.15, 08.583.15AT, 08.286.28, 08.287.15, 08.287.15B, 08.287.18, 08.287.20, 08.287.20B, 08.287.23, 08.287.25, 08.287.28, 08.287.35, 08.288.14, 08.288.18, 08.288.20, 08.288.23, 08.288.25, 08.288.28, 08.288.30, 08.289.14, 08.289.15, 08.289.18, 08.289.20, 08.289.23, 08.291.18, 08.291.18B, 08.291.20, 08.291.23, 08.292.14, 08.292.18, 08.292.20, 08.292.23, 08.292.25, 08.293.14, 08.293.18, 08.293.20, 08.293.23, 08.293.25, 08.295.18, 08.295.18B, 08.295.23, 08.296.14, 08.296.18, 08.296.20, 08.296.23, 08.297.14, 08.297.18, 08.297.20, 08.297.23, 08.298.20, 08.298.23, 08.298.28, 08.300.11, 08.301.11, 08.302.14, 08.303.14, 08.304.14, 08.304.15, 08.305.14, 08.305.15, 08.306.11, 08.306.14, 08.307.11, 08.307.14, 08.308.12, 08.308.14, 08.308.15, 08.309.14, 08.310.12, 08.310.15, 08.311.11, 08.312.13, 08.313.13, 08.313.18, 08.314.12, 08.314.15, 08.315.16, 08.315.16AT, 08.316.16, 08.317.16, 08.317.17, 08.317.25, 08.317.45, 08.317.60, 08.318.16, 08.319.25, 08.319.45, 08.319.60, 08.320.15, 08.321.15, 08.321.18, 08.322.09, 08.323.09, 08.324.15, 08.325.15, 08.326.10, 08.327.10, 08.328.10, 08.329.10, 08.330.14, 08.331.09, 08.331.14, 08.333.09, 08.334.09, 08.335.09, 08.336.10, 08.336.12, 08.337.10, 08.337.12, 08.338.10, 08.338.12, 08.339.10, 08.339.12, 08.340.09, 08.340.09B, 08.340.09Y, 08.340.10, 08.340.10B, 08.340.10L, 08.340.10Y, 08.340.11, 08.340.11AT, 08.340.11B, 08.340.11SCHRAUBE, 08.340.11Y, 08.340.12, 08.341.09, 08.341.09B, 08.341.09E+G, 08.341.09G, 08.341.09Y, 08.341.10, 08.341.10B, 08.341.10L, 08.341.11, 08.341.11AT, 08.341.11B, 08.341.11Y, 08.341.12, 08.342.09, 08.342.09B, 08.342.10, 08.342.10B, 08.342.11, 08.342.11B, 08.343.09, 08.343.09B, 08.343.10, 08.343.10B, 08.343.11, 08.343.11B, 08.344.09, 08.344.10, 08.344.11, 08.345.09, 08.345.10, 08.345.11, 08.347.09, 08.349.09, 08.350.09, 08.351.09, 08.351.11, 08.353.11, 08.354.10, 08.354.11, 08.355.09, 08.356.09, 08.356.11, 08.357.09, 08.357.10, 08.357.11, 08.359.11, 08.360.10, 08.360 | Klasa I | Instrumenta kirurgjikale | Instrumenta shumeperdorimeshe
16978 | Elastic bandage,Elastic bandage ideal | GREEMED | 2024-08-23T00:00:00.000+02:00 | Rays SPA Via Francesko Crispi 26-60027 OSIMO (AN) Italy | E64E7N1NSV, E65E7N1NSV | Klasa I | Bandazh elastik ideal | Tjeter
16979 | Non sterile plaster,BIO PAP | GREEMED | 2024-08-23T00:00:00.000+02:00 | Rays SPA Via Francesko Crispi 26-60027 OSIMO (AN) Italy | PAP02NBSC | Klasa I | pajisje për fiksimin e veshjeve, fashave, kateterëve, tubave kullues, sondave, garzave me vazelinë, garza pambuku në lëkurë të ndjeshme | Tjeter
16980 | mini VIDAS Flash Card V5.6.1 423117 | LABOPHARMA SHPK | 2024-07-30T00:00:00.000+02:00 | Biomerieux SA 376 Chemin de l'Orme 69280 Marcy-l'Etoile France | 423117 | In vitro | Jane karta reagentesh qe perdoren ne aparatet diagnostikues te analizave te gjakut mini VIDAS. | Pajisje te diagnostifikimit in vitro
16981 | Bur Dental | Primary Dental | 2024-08-02T00:00:00.000+02:00 | G&Z Instrumente GmbH, Montfortstrase 1, 6890 Lustenau, Austria | C 879K-314-016-10, C 879K-314-018-10, C 879K-314-021-10, C 879K-314-023-10, C 879L-314-012-12, C 879L-314-014-12, C 879L-314-016-12, C 880-314-010-6, C 880-314-012-6, C 880-314-014-6, C 880-314-016-6, C 881-314-010-8, C 881-314-012-8, C 881-314-014-8, C 881-314-016-8, C 881-314-018-8, C 881-314-020-8, C 881P-314-018-8, C 882-314-010-10, C 882-314-012-10, C 882-314-014-10, C 882-314-016-10, C 882-314-018-10, C 882-314-025-5,5, C 884-314-010-6, C 884-314-012-6, C 884-314-014-6, C 885-314-010-8, C 885-314-012-8, C 885-314-014-8, C 885-314-016-8, C 885-314-018-8, C 886-314-010-10, C 886-314-012-10, C 886-314-014-10, C 886-314-016-10, C 886-314-018-10, C 888-314-012-8, C 889-314-009-3,5, C 889-314-010-4, C 898-314-016-10,5, C 899-314-021-6,5, C 899-314-027-7, C 899-314-031-7, C 905-314-023-2,7, C 905-314-027-2,9, C 905-314-031-3,1, C 909-314-040-1.5, C 909-314-045-1.5, C 909-314-055-2, C-815-314-027-1,0, CEREC-Pointed Bur 12S, CEREC-Step Bur 12S, D 880-314-012-6-N, F 368-204-016-3.5, F 368-204-020-4.6, F 368-204-023-4.6, F 368-314-010-3.5, F 368-314-012-3.5, F 368-314-014-3.5, F 368-314-016-3.5, F 368-314-018-4.5, F 368-314-020-5, F 368-314-021-5, F 368-314-023-5, F 369-314-025-5,5, F 369XXL-317-025-5,5, F 371-314-021-4,5, F 371-314-023-4,5, F 379-204-023-4.2, F 379-314-012-3, F 379-314-014-3, F 379-314-016-3, F 379-314-018-3.4, F 379-314-020-4.2, F 379-314-021-4.2, F 379-314-023-4.5, F 379-314-023-5, F 379-314-029-5,5, F 379L-315-014-3, F 379L-315-023-4,3, F 379XL-316-012-3,5, F 379XL-316-016-3,5, F 379XL-316-016-6, F 379XXL-317-010-2, F 379XXL-317-012-3,5, F 379XXL-317-016-3,5, F 379XXL-317-016-6, F 390-314-014-3, F 390-314-016-3.5, F 390L-314-014-3.5, F 390L-314-016-3.5, F 392-314-016-6, F 392-314-016-8, F 392-314-018-8, F 392-314-021-10, F 801-104-009, F 801-104-010, F 801-104-012, F 801-204-023, F 801-204-029, F 801-314-008, F 801-314-009, F 801-314-010, F 801-314-012, F 801-314-014, F 801-314-016, F 801-314-018, F 801-314-020, F 801-314-021, F 801-314-023, F 801-314-025, F 801-314-027, F 801-314-029, F 801-314-035, F 801-314-042, F 801L-314-012, F 801L-314-014, F 801L-314-016, F 801XL-316-010, F 801XL-316-012, F 801XL-316-016, F 801XXL-317-010, F 801XXL-317-012, F 801XXL-317-016, F 802-314-008-2,5, F 802-314-009-2,5, F 802-314-010-2,5, F 802-314-012-3, F 802-314-014-3, F 802-314-016-3, F 802-314-018-3,5, F 802-314-021-4, F 802-314-023-4,5, F 802L-314-012, F 802L-314-014, F 802L-314-016, F 805-104-025, F 805-314-008-1, F 805-314-009-1, F 805-314-010-1, F 805-314-012-1.2, F 805-314-014-1.4, F 805-314-016-1.4, F 805-314-018-1.4, F 805-314-021-1.7, F 805-314-023-2,1, F 806-314-009-2,2, F 806-314-010-2,2, F 806-314-012-3, F 806-314-014-3,5, F 806-314-016-3,5, F 806-314-018-3,5, F 806-314-023-4, F 807-314-012-4, F 807-314-014-4, F 807-314-018-4, F 811-314-033-4,2, F 811-314-037-7, F 822-314-010-2, F 822-314-012-3, F 830-314-008-2.8, F 830-314-009-2.8, F 830-314-010-2.8, F 830-314-012-2.8, F 830-314-014-2.8, F 830-314-016-2.8, F 830L-314-010-4, F 830L-314-012-4, F 830L-314-014-5, F 830L-314-016-5, F 830L-314-018-5, F 830RL-314-012-4, F 830RL-314-014-5, F 830RL-314-016-5, F 831-205-014-7.2, F 831L-206-014-7.2, F 832-205-014-5.2, F 832L-206-014-5.2, F 833-314-021-3.5, F 835-314-008-3, F 835-314-010-4, F 835-314-012-4, F 835-314-014-4, F 835-314-016-4, F 835KR-314-008-3, F 835KR-314-010-4, F 835KR-314-012-4, F 835KR-314-014-4, F 835KR-314-016-4, F 836-314-010-6, F 836-314-012-6, F 836-314-014-6, F 836-314-016-6, F 836-314-018-6, F 836KR-314-008-6, F 836KR-314-010-6, F 836KR-314-012-6, F 836KR-314-014-6, F 836KR-314-016-6, F 837-204-012-8, F 837-314-010-8, F 837-314-012-8, F 837-314-014-8, F 837-314-016-8, F 837-314-018-8, F 837KR-314-010-8, F 837KR-314-012-8, F 837KR-314-014-8, F 837KR-314-016-8, F 837KR-314-018-8, F 837L-314-012-10, F 837L-314-014-10, F 837L-314-016-10, F 837L-314-018-10, F 838-314-009-4, F 838-314-012-4, F 839-314-010-0,1, F 839-314-012-0,1, F 839-314-014-0,1, F 842-314-014-12, F 845-314-010-4, F 845-314-012-4, F 845 | Klasa IIa | Freza dentare te diamantuara per frezime te struktures dhembore | Pajisje dentare
16982 | Sterile sets for Pumps Easymoov 4, Enteral feeding set for Easymoov pump, Sterile sets for Pumps Easymoov 4,Enteral feeding set with screw cap for pumps Easymoov, Sterile sets for Pumps Easymoov 4,Enteral feeding set for Easymoov pump, Sterile sets for Pumps Easymoov 4,Enteral feeding set double connection with hydration for | GREEMED | 2024-07-31T00:00:00.000+02:00 | Medwin France S.A.S 9 allée de la Vigne Grande 34600 Les Aires | 0VENED145G, 0VENED145S, 0VENED145SCS, 0VENED145V, 0VENED145VCS, 0VENEED145GH, 0VENEED145S, 0VENEED145SH, 0VENEED145V, 0VENP2GBD145G, 0VENP2GBD145S, NFED145S, 0VENEP11S, 0VENEP11SCS, 0VENEP13S, 0VENEP13SA, 0VENEP14R, 0VENEP14RCS, 0VENEP14S, 0VENEP14SA, 0VENEP14SCS, 0VENEP14V, 0VENEP14VCS, 0VENEEP14SH, 0VENEEP14S, 0VENFEP14S, 0VENFP14S, 0VENP1P14S, 0VENP1P14V, 0VENP2P14S, 0VENP3P14S, 0VEN2P2P14SH, 0VENEP2P14SHCS, 0VENEP08S, 0VENEP08V, 0VENEEJ24G, 0VENEEJ24GH, 0VENEEJ24S, 0VENEEJ24SH, 0VENEJ34G, 0VENEJ34GCS, 0VENEJ34S, 0VENEJ34SCS, 0VENEJ34V, 0VENEJ34VCS, 0VENP1GBJ34V, 0VENP2GBJ34G, 0VENP2GBJ34S, 0VENP2GBJ34V, 0VENEP2J24SHCS, NEJ33S, NEJ34MG, NFEJ24S, NP1GBJ34S, 0VENEEK24G, 0VENEEK24GH, 0VENEEK24S, 0VENEEK24V, 0VENEK34G, 0VENEK34S, 0VENEK34SCS, 0VENEK34V, 0VENEK34VCS, 0VENP2GBK34G, 0VENP2GBK34S, NP1GBK34S, NEM34S, NFEM24S, NES34S, WNEED145S, WNEEJ24S, WNEEK24S, WNED145S, WNEJ34S, WNEK34S | Klasa IIa | Pompe ushqimi enterale | Tjeter
pumps Easymoov, Sterile sets for Pumps Easymoov 4,Enteral feeding set double connection for pump Easymoov, Sterile sets for Pumps Easymoov 4, Enteral feeding set with 1,2 liter bag for pumps Easymoov, Sterile sets for Pumps Easymoov 4,Enteral feeding set for pumps Easymoov, Sterile sets for Pumps Easymoov 6, Enteral feeding set for Easymoov6 pump, Sterile sets for Pumps Easymoov 6, Enteral feeding set with screw cap for pumps Easymoov6, Sterile sets for Pumps Easymoov 6, Enteral feeding set double connection with hydration for pumps Easymoov6, Sterile sets for Pumps Easymoov 6, Enteral feeding set double connection for pump Easymoov6, Sterile sets for Pumps Easymoov 6, Enteral feeding set with 0,5 liter bag for pumps Easymoov6, Sterile sets for Pumps Easymoov 6, Enteral feeding set with 1,2 liter bag for pumps Easymoov6, Sterile sets for Pumps Easymoov 6, Enteral feeding set with 1,6 liter bag for pumps Easymoov6, Sterile sets for Pumps Easymoov 6, Enteral feeding set with two 1,2 liter bags for pumps Easymoov6- with hydration, Sterile sets for Pumps Easymoov 6, Enteral feeding set with screw cap – with 1,2 liter bag for pumps Easymoov6-with hydration, Sterile sets for Pumps Easymoov 6, Enteral feeding set with anti free flow valve for Easymoov6 pump, Sterile sets for Pumps Easilyt 4 and 6, Enteral feeding set double connection with hydration for pumps Easylit, Sterile sets for Pumps Easilyt 4 and 6, Enteral feeding set double connection for pumps Easylit, Sterile sets for Pumps Easilyt 4 and 6, Enteral feeding set for Easylit pumps, Sterile sets for Pumps Easilyt 4 and 6, Enteral feeding set with screw cap for pumps Easylit, Sterile sets for Pumps Easilyt 4 and 6, Enteral feeding set with 1,2 liter bag for pumps Easylit, Sterile sets for Pumps Easilyt 4 and 6, Enteral feeding set with screw cap and 1,2 liter bag for pumps Easylit – with hydration, Sterile sets for Pumps Easilyt 4 and 6, Enteral feeding set for pumps EasyLit, Sterile sets for Pumps Easilyt 4 and 6, Enteral feeding set with 0,5 liter bag for pumps Easylit, Sterile sets for Pumps with magnetic detection, Enteral feeding set double connection for magnetic detection pumps, Sterile sets for Pumps with magnetic detection, Enteral feeding set double connection with hydration for
magnetic detection pumps, Sterile sets for Pumps with magnetic detection, Enteral feeding set double connection for magnetic
detection pumps, Sterile sets for Pumps with magnetic detection, Enteral feeding set for magnetic detection pumps, Sterile sets for Pumps with magnetic detection, Enteral feeding set with screw cap for magnetic detection
pumps, Sterile sets for Pumps with magnetic detection, Enteral feeding set with 1,2 liter bag for magnetic detection
pump, Sterile sets for Pumps Mini 1000 and Mini 2000, Enteral feeding set for pumps Mini 1000 and Mini 2000 , Sterile sets for Pumps Mini 1000 and Mini 2000, Enteral feeding set for pumps Mini 1000 and Mini 2000, Sterile sets for Pumps MiniFlo, Enteral feeding set for pumps MiniFlo, No sterile enteral feeding sets, Enteral feeding set, double connection, Easymoov 4, No sterile enteral feeding sets, Enteral feeding set, double connection, Easylit, No sterile enteral feeding sets, Enteral feeding set, double connection, With magnetic detection, No sterile enteral feeding sets, Enteral feeding set, Easymoov 4, No sterile enteral feeding sets, Enteral feeding set, Easylit, No sterile enteral feeding sets, Enteral feeding set, With magnetic detection
16983 | Earphones and accessories/ Path Insert Earphone/ IP-05/100860, 100860-BL, Earphones and accessories/ Path Insert Earphone monaural/ IP-05M/100867, 100867-BL | MSE | 2024-07-31T00:00:00.000+02:00 | PATH MEDICAL GmbH Landsberger Str.65 , D-82110 Germering · Germany | IP-05/100860,100860-BL, IP-05M/100867, 100867-BL | Klasa IIa | Kufje IP-05, Kufje IP-05M | Tjeter
16984 | Special dressings ,Sterile wound dressing, Sterile Wound Plaster,Biodress | GREEMED | 2024-08-02T00:00:00.000+02:00 | Jinhua Jingdi Medical Supplies Co.,ltd,Building 2,Ditian Function Xiaoshun Town,Jindong Zone,321000 Jinhua City,Zhejiang,Peoples Republic of China | DRE12SBSR, DRE14SBSS, DRE15SBSS, DRE16SBSU, DRE25SBSU, DRE26SBSU, DRE27SBSU, DRE30SBSS, DRE36SBSS, DREG5SBSS | Is | Veshje plage sterile | Tjeter
16985 | Anti-Mullerian Hormone (CLIA) | O3 LAB | 2024-08-02T00:00:00.000+02:00 | Shenzhen Mindray Bio-Medical Electronics Co., Ltd.Mindray Building, Keji 12th Road South, High-TechIndustrial Park, Nanshan, Shenzhen,518057, P.R. China | N/A | In vitro | Reagent per te matur nivelin e hormonit anti-mullerian(AMH) ne serumin apo plazmen e njeriut. | Pajisje te diagnostifikimit in vitro
16986 | OAE AND ABR hearing screener / QSCREEN/ PM1610, 101199 | MSE | 2024-08-01T00:00:00.000+02:00 | PATH MEDICAL GmbH Landsberger Str.65 , D-82110 Germering · Germany | PM1610, 101199 | Klasa IIa | ABR& OAE Shqyrtimi I degjimit | Tjeter
16987 | ALGO 7i / 101049, ATA ALGO 7i | MSE | 2024-08-01T00:00:00.000+02:00 | PATH MEDICAL GmbH Landsberger Str.65 , D-82110 Germering · Germany | 101049, ATA-S, ATA-L | Klasa IIa | Pajisje per shqyrtimin e degjimit | Tjeter
16988 | Sterilization Packaging, Sterilization Control Units, Sterilization Industrial Products/Sterilization Flat Reel 30 cm x 200 m, Sterilization Packaging, Sterilization Control Units, Sterilization Industrial Products/Sterilization Flat Reel 35 cm x 200 m, Sterilization Packaging, Sterilization Control Units, Sterilization Industrial Products/Sterilization Flat Reel 40 cm x 200 m, Sterilization Packaging, Sterilization Control Units, Sterilization Industrial Products/Sterilization Flat Reel 45 cm x 200 m, Sterilization Packaging, Sterilization Control Units, Sterilization Industrial Products/Sterilization Flat Reel 50 cm x 200 m, Sterilization Packaging, Sterilization Control Units, Sterilization Industrial Products/Sterilization Flat Reel 55 cm x 200 m, Sterilization Packaging, Sterilization Control Units, Sterilization Industrial Products/Sterilization Flat Reel 60 cm x 200 m, Sterilization Packaging, Sterilization Control Units, Sterilization Industrial Products/Sterilization Reel made of DuPont™ Tyvek® 5 cm x 70 m , Sterilization Packaging, Sterilization Control Units, Sterilization Industrial Products/Sterilization Reel made of DuPont™ Tyvek® 7,5 cm x 70 m, Sterilization Packaging, Sterilization Control Units, Sterilization Industrial Products/Sterilization Reel made of DuPont™ Tyvek® 10 cm x 70 m , Sterilization Packaging, Sterilization Control Units, Sterilization Industrial Products/Sterilization Reel made of DuPont™ Tyvek® 15 cm x 70 m, Sterilization Packaging, Sterilization Control Units, Sterilization Industrial Products/Sterilization Reel made of DuPont™ Tyvek® 20 cm x 70 m, Sterilization Packaging, Sterilization Control Units, Sterilization Industrial Products/Sterilization Reel made of DuPont™ Tyvek® 25 cm x 70 m , Sterilization Packaging, Sterilization Control Units, Sterilization Industrial Products/Sterilization Reel made of DuPont™ Tyvek® 30 cm x 70 m , Sterilization Packaging, Sterilization Control Units, Sterilization Industrial Products/Sterilization Reel made of DuPont™ Tyvek® 35 cm x 70 m, Sterilization Packaging, Sterilization Control Units, Sterilization Industrial Products/Sterilization Reel made of DuPont™ Tyvek® 40 cm x 70 m, Sterilization Packaging, Sterilization Control Units, Sterilization Industrial Products/Sterilization Reel made of DuPont™ Tyvek® 50 cm x 70 m, Sterilization Packaging, Sterilization Control Units, Sterilization Industrial Products/Sterilization Reel made of DuPont™ Tyvek® 60 cm x 70m, Sterilization Packaging, Sterilization Control Units, Sterilization Industrial Products/Bowie & Dick Test Pack 13 cm x 13 cm, Sterilization Packaging, Sterilization Control Units, Sterilization Industrial Products/Class 4 H2O2 Plasma Indicator 10 cm x 19 cm, Sterilization Packaging, Sterilization Control Units, Sterilization Industrial Products/Autoclave Tape 12 cm x 2 cm, Sterilization Packaging, Sterilization Control Units, Sterilization Industrial Products/Ethylene Oxide Chemical Indicator Class 59 cm x 7 cm, Sterilization Packaging, Sterilization Control Units, Sterilization Industrial Products/Class 6 Steam Chemical Indicator 8 cm x 7 cm, Sterilization Packaging, Sterilization Control Units, Sterilization Industrial Products/Indicator Label & Label Gun 21 cm x 27 cm , Sterilization Packaging, Sterilization Control Units, Sterilization Industrial Products/SMS PAPER 30 X 30 CM, Sterilization Packaging, Sterilization Control Units, Sterilization Industrial Products/SMS PAPER 50 X 50 CM, Sterilization Packaging, Sterilization Control Units, Sterilization Industrial Products/SMS PAPER 75 X 75 CM, Sterilization Packaging, Sterilization Control Units, Sterilization Industrial Products/SMS PAPER 100 X 100 CM, Sterilization Packaging, Sterilization Control Units, Sterilization Industrial Products/SMS PAPER 120 X 120 CM, Sterilization Packaging, Sterilization Control Units, Sterilization Industrial Products/SMS PAPER 130 X 150 CM, Sterilization Packaging, Sterilization Control Units, Sterilization Industrial Products/SMS PAPER 150 X 180 CM, Sterilization Packaging, Sterilization Control Units, Sterilization Industrial Products/CREPE PAPER 30 X 30 CM, Sterilization Packaging, Sterilization Control Units, Sterilization Industrial Products/CREPE PAPER 50 X 50 CM, Sterilization Packaging, Sterilization Control Units, Sterilization Industrial Products/CREPE PAPER 75 X 75 CM, Sterilization Packaging, Sterilization Control Units, Sterilization Industrial Products/CREPE PAPER 100 X 100 CM, Sterilization Packaging, Sterilization Control Units, Sterilization Industrial Products/CREPE PAPER 120 X 120 CM, Sterilization Packaging, Sterilization Control Units, Sterilization Industrial Products/CREPE PAPER 150 X 180 CM, Sterilization Packaging, Sterilization Control Units, Sterilization Industrial Products/Container Lock Without Indicator (100 pcs) , Sterilization Packaging, Sterilization Control Units, Sterilization Industrial Products/Sterilization Flat Reel 5 cm x 200 m, Sterilization Packaging, Sterilization Control Units, Sterilization Industrial Products/Sterilization Flat Reel 7,5 cm x 200 m , Sterilization Packaging, Sterilization Control Units, Sterilization Industrial Products/Sterilization Flat Reel 10 cm x 200 m, Sterilization Packaging, Sterilization Control Units, Sterilization Industrial Products/Sterilization Flat Reel 15 cm x 200 m, Sterilization Packaging, Sterilization Control Units, Sterilization Industrial Products/Sterilization Flat Reel 20 cm x 200 m, Sterilization Packaging, Sterilization Control Units, Sterilization Industrial Products/Sterilization Flat Reel 25 cm x 200 m | EURODENTA | 2024-08-27T00:00:00.000+02:00 | Sudemed Tıbbi Ürünler Emlak İnş. San. Ve Tic. Ltd. Şti. ,İvedik O.S.B Ağaç İşleri San. Sit. 1357. Sok. No:26-28 Yenimahalle/Ankara Türkiye | SDM30200, SDM35200, SDM40200, SDM45200, SDM50200, SDM55200, SDM60200, SDMTY0570, SDMTY7570, SDMTY1070, SDMTY1570, SDMTY2070, SDMTY2570, SDMTY3070, SDMTY3570, SDMTY4070, SDMTY5070, SDMTY6070, SDMBD200, SDMCLS4P, SDMATS1950, SDMCLS5E, SDMCLS6S, SDM-GUN, SDMSMS3030, SDMSMS5050, SDMSMS7575, SDMSMS100100, SDMSMS120120, SDMSMS130150, SDMSMS150180, SDMCRP3030, SDMCRP5050, SDMCRP7575, SDMCRP100100, SDMCRP120120, SDMCRP150180, SDMCL, SDM05200, SDM75200, SDM10200, SDM15200, SDM20200, SDM25200 | Klasa I | Pajisje mjekesore te sterilizuara | Pajisje dentare
16989 | TRAD DUAL HEAD STETHOSCOPE - Y black | BIOMETRIC ALBANIA | 2024-08-27T00:00:00.000+02:00 | GIMA S.p.A. - Adresa: Via Marconi, 1 20060 Gessate (MI), Italia | 32565 | Klasa I | Stetoskop me koke te dyfishte | Produkte per institucione te kujdesit shendetesor
16990 | TRAD STETHOSCOPE - Y blue | BIOMETRIC ALBANIA | 2024-08-27T00:00:00.000+02:00 | GIMA S.p.A. - Adresa: Via Marconi, 1 20060 Gessate (MI), Italia | 32562 | Klasa I | Stetoskop | Produkte per institucione te kujdesit shendetesor
16991 | Disposable powder free nitrile examination gloves,Glovely,Biosoft PF Type 35 (BIOSOFT PLUS) | GREEMED | 2024-08-27T00:00:00.000+02:00 | Rays SPA Via Francesko Crispi 26-60027 OSIMO (AN) Italy | DAR NI/ XS, DAR NI / S, DAR NI / M, DAR NI / L, DAR NI / XL | Klasa I | Doreza nitrile pa puder,masa XS, Doreza nitrile pa puder,masa S, Doreza nitrile pa puder,masa M, Doreza nitrile pa puder,masa L, Doreza nitrile pa puder,masa XL | Tjeter
16992 | INTF KIT 9736149 ZEISS KINEVO | O.E.S DISTRIMED | 2024-08-27T00:00:00.000+02:00 | Medtronic Navigation Inc.200 Medtronic Drive,Lafayette,CO 80026,USA | 9736149 | Klasa I | Aksesor,braketa mikroskopi per sistemin Stealth Station,per perdorim gjate procedurave kirurgjikale | Instrumenta shumeperdorimeshe
16993 | FRAME 963-864 ORTHOPEDIC, PASSIVE, FIXATOR 9730864 2-PIN, 4MM HEX | O.E.S DISTRIMED | 2024-08-27T00:00:00.000+02:00 | Medtronic Navigation Inc.200 Medtronic Drive,Lafayette,CO 80026,USA | 963-864, 9730864 | Klasa I | Kornize reference Ortopedike ,per perdorim gjate procedurave kirurgjikale, Fiksues ,set reference Ortopedike ,per perdorim gjate procedurave kirurgjikale | Instrumenta shumeperdorimeshe
16994 | HARMONIC™ 700, 5 mm Diameter Shears with Advanced Hemostasis, 23 cm Shaft Length, HARMONIC™ 700, 5 mm Diameter Shears with Advanced Hemostasis, 36 cm Shaft Length, HARMONIC™ 700, 5 mm Diameter Shears with Advanced Hemostasis, 45 cm Shaft Length | E v i t a | 2024-08-12T00:00:00.000+02:00 | Ethicon Endo-Surgery, LLC 475 Calle C Guaynabo, Puerto Rico 00969 United States | HAR723, HAR736, HAR745 | Klasa IIb | Instrument per perdorim kirurgjikal | Pajisje nje perdorimeshe
16995 | ECHELON ENDOPATH™ Reloads with Gripping Surface Technology ¦ Blue ¦ 45 mm ¦ 3.6 mm ¦ 6 Rows, ECHELON ENDOPATH™ Reloads with Gripping Surface Technology ¦ Gold ¦ 45 mm ¦ 3.8 mm ¦ 6 Rows, ECHELON ENDOPATH™ Reloads with Gripping Surface Technology ¦ Green ¦ 45 mm ¦ 4.1 mm ¦ 6 Rows, ECHELON ENDOPATH™ Reloads with Gripping Surface Technology ¦ Black ¦ 45 mm ¦ 4.2 mm ¦ 6 Rows, ECHELON ENDOPATH™ Reloads with Gripping Surface Technology ¦ Blue ¦ 60 mm ¦ 3.6 mm ¦ 6 Rows, ECHELON ENDOPATH™ Reloads with Gripping Surface Technology ¦ Gold ¦ 60 mm ¦ 3.8 mm ¦ 6 Rows, ECHELON ENDOPATH™ Reloads with Gripping Surface Technology ¦ Green ¦ 60 mm ¦ 4.1 mm ¦ 6 Rows, ECHELON ENDOPATH™ Reloads with Gripping Surface Technology ¦ Black ¦ 60 mm ¦ 4.2 mm ¦ 6 Rows | E v i t a | 2024-08-12T00:00:00.000+02:00 | Ethicon Endo-Surgery, LLC 475 Calle C Guaynabo, Puerto Rico 00969 USA | GST45B, GST45D, GST45G, GST45T, GST60B, GST60G, GST60T | Klasa IIb | Rimbushes per stapler kirurgjikal endo , Rimbushes per stapler kirurgjikal endoskopik | Pajisje nje perdorimeshe
16996 | AMINAL® - 100B, AMINAL® - M (AMINAL B), AMINAL® - 100K, AMINAL® - 100KD, AMINAL® - 100CK, AMINAL® - 100CKD, AMINAL® - 100K-1.35, AMINAL® - 100KD-1.35, AMINAL® - 100K-1.50, AMINAL® - 100KD-1.50, AMINAL® - 101 MK (AMINAL®-12), AMINAL® - 11, AMINAL® - 13, AMINAL® - 13.1, AMINAL® - 14, AMINAL® - BC (NIPROSOL-BC), AMINAL® - BC -1.25 (NIPROSOL-BC-1.25), AMINAL® - BC - 1.35, AMINAL® - BC - 1.50 (NIPROSOL-BC-1.50), AMINAL® - BCD (NIPROSOL-BCD), AMINAL® - BCD - 1.25 (NIPROSOL-BCD-1.25), AMINAL® - BCD - 1.35, AMINAL® - BCD - 1.50 (NIPROSOL-BCD-1.50), AMINAL® - BC/3, AMINAL® - BC/3-1.25, AMINAL® - BC/3-1.50, AMINAL® - BCD/3, AMINAL® - BCD/3-1.25, AMINAL® - BCD/3-1.50, AMINAL® - BC 0.50 (AMINAL BC-A (3.5meq CA++), AMINAL® - BC 0.50 - 1.25 (AMINAL BC-A (2.5meq CA++), AMINAL® - BC 0.50 -1.50 (AMINAL BC-A (3meq CA++), AMINAL® - BC 0.50/1, AMINAL® - BC 0.50/1-1.25, AMINAL® - BC 0.50/1-1.50, AMINAL® - BC 0.50/3, AMINAL® - BC 0.50/3-1.25, AMINAL® - BC 0.50/5-1.50, AMINAL® - BCD 0.50/1, AMINAL® - BCD 0.50/1-1.25, AMINAL® - BCD 0.50/1-1.50, AMINAL® - BC1.5D 0.50, AMINAL® - BC1.5D 0.50 - 1.25, AMINAL® - BC1.5D 0.50 - 1.50, AMINAL® - BC2D 0.50, AMINAL® - BC2D 0.50 - 1.25, AMINAL® - BC2D 0.50 - 1.50, AMINAL® - BCD 0.50 (AMINAL BC-D (3.5meq CA++), AMINAL® - BCD 0.50 - 1.25 (AMINAL BC-D (2.5meq CA++), AMINAL® - BCD 0.50 - 1.50 (AMINAL BC-D (3.5meq CA++), AMINAL® - BCD 0.50/3, AMINAL® - BCD 0.50/3 - 1.25, AMINAL® - BCD 0.50/3 - 1.50, AMINAL® - BC1.5D 0.50/3, AMINAL® - BC1.5D 0.50/3-1.25, AMINAL® - BC1.5D 0.50/3-1.50, AMINAL® - BC2D 0.50/3, AMINAL® - BC2D 0.50/3-1.25, AMINAL® - BC2D 0.50/3-1.50, AMINAL® - C , AMINAL® - C - 1.25, AMINAL® - C - 1.50, AMINAL® - C 0.50, AMINAL® - C 0.50 -1.25, AMINAL® - C 0.50 -1.50, AMINAL® - C 0.50/1, AMINAL® - C 0.50/1 - 1.25, AMINAL® - C 0.50/1 - 1.50, AMINAL® - C 50/3, AMINAL® - C 50/3-1.25, AMINAL® - C 50/3-1.50, AMINAL® - C 0.75, AMINAL® - C 0.75 - 1.25, AMINAL® - C 0.75 - 1.50, AMINAL® - CD, AMINAL® - CD - 1.25, AMINAL® - CD - 1.50, AMINAL® - CD/3, AMINAL® - CD/3-1.25, AMINAL® - CD/3-1.50, AMINAL® - CD 0.50/1, AMINAL® - CD 0.50/1 - 1.25, AMINAL® - CD 0.50/1 - 1.50, AMINAL® - CD 0.50, AMINAL® - CD 0.50-1.25, AMINAL® - CD 0.50-1.50, AMINAL® - C1.5D 0.50, AMINAL® - C1.5D 0.50-1.25, AMINAL® - C1.5D 0.50-1.50, AMINAL® - C2D 0.50, AMINAL® - C2D 0.50-1.25, AMINAL® - C2D 0.50-1.50, AMINAL® - CD 0.50/3, AMINAL® - CD 0.50/3-1.25, AMINAL® - CD 0.50/3-1.50, AMINAL® - C1.5D 0.50/3, AMINAL® - C1.5D 0.50/3-1.25, AMINAL® - C1.5D 0.50/3-1.50, AMINAL® - C2D 0.50/3, AMINAL® - C2D 0.50/3-1.25, AMINAL® - C2D 0.50/3-1.50, AMINAL® - CD 0.50-1, AMINAL® - CD 0.50-1.125, AMINAL® - CD 0.75 , AMINAL® - CD 0.75 - 1.25, AMINAL® - CD 0.75 - 1.50, AMINAL® - CD 0.75/3, AMINAL® - CD 0.75/3-1.25, AMINAL® - CD 0.75/3-1.50, AMINAL® - CITRATE BC/1-1.50, AMINAL® - CITRATE BC/1-1.65, AMINAL® - CITRATE BC-1.50, AMINAL® - CITRATE BC-1.65, AMINAL® - CITRATE BC, AMINAL® - CITRATE BC/3-1.50, AMINAL® - CITRATE BC/3-1.65, AMINAL® - CITRATE BC/3, AMINAL® - CITRATE BCD/1-1.50, AMINAL® - CITRATE BCD/1-1.65, AMINAL® - CITRATE BCD/1, AMINAL® - CITRATE BCD-1.50, AMINAL® - CITRATE BCD-1.60, AMINAL® - CITRATE BCD-1.65, AMINAL® - CITRATE BCD, AMINAL® - CITRATE BCD/2.50-1.50, AMINAL® - CITRATE BCD/2.50-1.65, AMINAL® - CITRATE BCD/2.50, AMINAL® - CITRATE BCD/3-1.50, AMINAL® - CITRATE BCD/3-1.65, AMINAL® - CITRATE BCD/3, AMINAL® - CITRATE C/1-1.50, AMINAL® - CITRATE C/1-1.65, AMINAL® - CITRATE C-1.50, AMINAL® - CITRATE C-1.65, AMINAL® - CITRATE C, AMINAL® - CITRATE C/3-1.50, AMINAL® - CITRATE C/3-1.65, AMINAL® - CITRATE C/3, AMINAL® - CITRATE CD/1-1.50, AMINAL® - CITRATE CD/1-1.65, AMINAL® - CITRATE CD/1, AMINAL® - CITRATE CD-1.50, AMINAL® - CITRATE CD-1.60, AMINAL® - CITRATE CD-1.65, AMINAL® - CITRATE CD, AMINAL® - CITRATE CD/2.50-1.50, AMINAL® - CITRATE CD/2.50-1.65, AMINAL® - CITRATE CD/2.50, AMINAL® - CITRATE CD/3-1.50, AMINAL® - CITRATE CD/3-1.65, AMINAL® - CITRATE CD/3, AMINAL® - SET A 0227, AMINAL® - SET AD 0227 , AMINAL® - SET A 0257, AMINAL® - SET AD 0257, AMINAL® - SET A 0277, AMINAL® - SET AD 0277 , AMINAL® - SET AD 0255, AMINAL® - SET AD 0355, AMINAL® - SET AD 8225, AMINAL® - SET A 8251, AMINAL® - SET AD 8251, AMINAL® - SET CA 8225, AMINAL® - SET CAD 8225, AMINAL® - SET CA 8255, AMINAL® - SET CAD 8255, AMINAL® - SET CA 8275, AMINAL® - SET CAD 8275, AMINAL® - SET CAF 8251, AMINAL® - SET CADF 8251 | E v i t a | 2024-08-12T00:00:00.000+02:00 | ALKALOID AD Skopje, Blvd. Aleksandar Makedonski 12 Skopje, 1000, Republic of North Macedonia. | AMINAL® - 100B, AMINAL® - M (AMINAL B), AMINAL® - 100K, AMINAL® - 100KD, AMINAL® - 100CK, AMINAL® - 100CKD, AMINAL® - 100K-1.35, AMINAL® - 100KD-1.35, AMINAL® - 100K-1.50, AMINAL® - 100KD-1.50, AMINAL® - 101 MK (AMINAL®-12), AMINAL® - 11, AMINAL® - 13, AMINAL® - 13.1, AMINAL® - 14, AMINAL® - BC (NIPROSOL-BC), AMINAL® - BC -1.25 (NIPROSOL-BC-1.25), AMINAL® - BC - 1.35, AMINAL® - BC - 1.50 (NIPROSOL-BC-1.50), AMINAL® - BCD (NIPROSOL-BCD), AMINAL® - BCD - 1.25 (NIPROSOL-BCD-1.25), AMINAL® - BCD - 1.35, AMINAL® - BCD - 1.50 (NIPROSOL-BCD-1.50), AMINAL® - BC/3, AMINAL® - BC/3-1.25, AMINAL® - BC/3-1.50, AMINAL® - BCD/3, AMINAL® - BCD/3-1.25, AMINAL® - BCD/3-1.50, AMINAL® - BC 0.50 (AMINAL BC-A (3.5meq CA++), AMINAL® - BC 0.50 - 1.25 (AMINAL BC-A (2.5meq CA++), AMINAL® - BC 0.50 -1.50 (AMINAL BC-A (3meq CA++), AMINAL® - BC 0.50/1, AMINAL® - BC 0.50/1-1.25, AMINAL® - BC 0.50/1-1.50, AMINAL® - BC 0.50/3, AMINAL® - BC 0.50/3-1.25, AMINAL® - BC 0.50/5-1.50, AMINAL® - BCD 0.50/1, AMINAL® - BCD 0.50/1-1.25, AMINAL® - BCD 0.50/1-1.50, AMINAL® - BC1.5D 0.50, AMINAL® - BC1.5D 0.50 - 1.25, AMINAL® - BC1.5D 0.50 - 1.50, AMINAL® - BC2D 0.50, AMINAL® - BC2D 0.50 - 1.25, AMINAL® - BC2D 0.50 - 1.50, AMINAL® - BCD 0.50 (AMINAL BC-D (3.5meq CA++), AMINAL® - BCD 0.50 - 1.25 (AMINAL BC-D (2.5meq CA++), AMINAL® - BCD 0.50 - 1.50 (AMINAL BC-D (3.5meq CA++), AMINAL® - BCD 0.50/3, AMINAL® - BCD 0.50/3 - 1.25, AMINAL® - BCD 0.50/3 - 1.50, AMINAL® - BC1.5D 0.50/3, AMINAL® - BC1.5D 0.50/3-1.25, AMINAL® - BC1.5D 0.50/3-1.50, AMINAL® - BC2D 0.50/3, AMINAL® - BC2D 0.50/3-1.25, AMINAL® - BC2D 0.50/3-1.50, AMINAL® - C , AMINAL® - C - 1.25, AMINAL® - C - 1.50, AMINAL® - C 0.50, AMINAL® - C 0.50 -1.25, AMINAL® - C 0.50 -1.50, AMINAL® - C 0.50/1, AMINAL® - C 0.50/1 - 1.25, AMINAL® - C 0.50/1 - 1.50, AMINAL® - C 50/3, AMINAL® - C 50/3-1.25, AMINAL® - C 50/3-1.50, AMINAL® - C 0.75, AMINAL® - C 0.75 - 1.25, AMINAL® - C 0.75 - 1.50, AMINAL® - CD, AMINAL® - CD - 1.25, AMINAL® - CD - 1.50, AMINAL® - CD/3, AMINAL® - CD/3-1.25, AMINAL® - CD/3-1.50, AMINAL® - CD 0.50/1, AMINAL® - CD 0.50/1 - 1.25, AMINAL® - CD 0.50/1 - 1.50, AMINAL® - CD 0.50, AMINAL® - CD 0.50-1.25, AMINAL® - CD 0.50-1.50, AMINAL® - C1.5D 0.50, AMINAL® - C1.5D 0.50-1.25, AMINAL® - C1.5D 0.50-1.50, AMINAL® - C2D 0.50, AMINAL® - C2D 0.50-1.25, AMINAL® - C2D 0.50-1.50, AMINAL® - CD 0.50/3, AMINAL® - CD 0.50/3-1.25, AMINAL® - CD 0.50/3-1.50, AMINAL® - C1.5D 0.50/3, AMINAL® - C1.5D 0.50/3-1.25, AMINAL® - C1.5D 0.50/3-1.50, AMINAL® - C2D 0.50/3, AMINAL® - C2D 0.50/3-1.25, AMINAL® - C2D 0.50/3-1.50, AMINAL® - CD 0.50-1, AMINAL® - CD 0.50-1.125, AMINAL® - CD 0.75 , AMINAL® - CD 0.75 - 1.25, AMINAL® - CD 0.75 - 1.50, AMINAL® - CD 0.75/3, AMINAL® - CD 0.75/3-1.25, AMINAL® - CD 0.75/3-1.50, AMINAL® - CITRATE BC/1-1.50, AMINAL® - CITRATE BC/1-1.65, AMINAL® - CITRATE BC-1.50, AMINAL® - CITRATE BC-1.65, AMINAL® - CITRATE BC, AMINAL® - CITRATE BC/3-1.50, AMINAL® - CITRATE BC/3-1.65, AMINAL® - CITRATE BC/3, AMINAL® - CITRATE BCD/1-1.50, AMINAL® - CITRATE BCD/1-1.65, AMINAL® - CITRATE BCD/1, AMINAL® - CITRATE BCD-1.50, AMINAL® - CITRATE BCD-1.60, AMINAL® - CITRATE BCD-1.65, AMINAL® - CITRATE BCD, AMINAL® - CITRATE BCD/2.50-1.50, AMINAL® - CITRATE BCD/2.50-1.65, AMINAL® - CITRATE BCD/2.50, AMINAL® - CITRATE BCD/3-1.50, AMINAL® - CITRATE BCD/3-1.65, AMINAL® - CITRATE BCD/3, AMINAL® - CITRATE C/1-1.50, AMINAL® - CITRATE C/1-1.65, AMINAL® - CITRATE C-1.50, AMINAL® - CITRATE C-1.65, AMINAL® - CITRATE C, AMINAL® - CITRATE C/3-1.50, AMINAL® - CITRATE C/3-1.65, AMINAL® - CITRATE C/3, AMINAL® - CITRATE CD/1-1.50, AMINAL® - CITRATE CD/1-1.65, AMINAL® - CITRATE CD/1, AMINAL® - CITRATE CD-1.50, AMINAL® - CITRATE CD-1.60, AMINAL® - CITRATE CD-1.65, AMINAL® - CITRATE CD, AMINAL® - CITRATE CD/2.50-1.50, AMINAL® - CITRATE CD/2.50-1.65, AMINAL® - CITRATE CD/2.50, AMINAL® - CITRATE CD/3-1.50, AMINAL® - CITRATE CD/3-1.65, AMINAL® - CITRATE CD/3, AMINAL® - SET A 0227, AMINAL® - SET AD 0227 , AMINAL® - SET A 0257, AMINAL® - SET AD | Klasa IIb | Koncentrat per hemodialize | Tjeter
16997 | EX. COUCH 3-SEC. - CHROMED R.TUBE - BLACK, EX. COUCH 3-SEC. - CHROMED R.TUBE - WHITE, GYNE. COUCH 3-SEC. - CHROMED R.TUBE - BLACK, GYNE. COUCH 3-SEC. - CHROMED R.TUBE - WHITE, EX. COUCH 2-SEC. - ENAM. R.TUBE - WHITE, EX. COUCH 2-SEC. - CHROMED R.TUBE - BLACK, EX. COUCH 2-SEC. - CHROMED R.TUBE - WHITE, EX. COUCH 2-SEC. - CHROMED SQ.TUBE - BLACK, EX. COUCH 2-SEC. - CHROMED SQ.TUBE - WHITE, EX. COUCH 2-SEC. - CHROMED SQ.TUBE BLACK W/ROLL SUPP.H.75, EX. COUCH 2-SEC. – ENAM. SQ.TUBE - BLACK W/ROLL SUPP. H.75, EX. COUCH 2-SEC. - S.S. SQ.TUBE - BLACK W/ROLL SUPP. H.75, EX. COUCH - ENAM. SQ.TUBE - W/ROLL SUPP. - BLUE, GYNE. COUCH 3-SEC. - CHROMED SQ.TUBE - BLACK, GYNE. COUCH 3-SEC. - CHROMED SQ.TUBE - WHITE, EX. COUCH 3-SEC. - CHROMED SQ.TUBE - BLACK, EX. COUCH 3-SEC. - CHROMED SQ.TUBE - WHITE, DELIVERY BED SQUARE TUBE WITH TROLLEY, DELIVERY BED 2-SECTIONS EPOXY ENAMELLED, BABY COT, DELIVERY BED - TRENDEL. POSITION, DELIVERY BED - TRENDEL. POS. - W/ACCESSORIES, PATIENT TROLLEY FIXED TOP W/HEADREST, PATIENT TROLLEY REMOVABLE TOP W/HEADREST, OXYGEN CYLINDER HOLDER, PAIR OF SIDE-RAILS FOR PATIENT TROLLEY, ELECTRICAL PLASMA COUCH, ELECTRICAL EXAMINATION COUCH, ELECTRICAL GYNE. COUCH, EX. COUCH ENAM. OV.TUBE - W/ROLL SUPP. – BLUE C., ELECTRIC. EX. COUCH ENAM. OV.TUBE - W/ROLL SUPP. – BLUE C., EX. COUCH 3 SEC.ENAM. OV.TUBE - W/ROLL SUPP. – BLUE C., GYNE. COUCH 3-SEC. – ENAM. OV. TUBE – BLUE COMFORT, ELECTRICAL GYNE. COUCH 3-SEC. – ENAM. OV. TUBE – BLUE C., DELIVERY BED - TRENDEL. POS. - W/ACCESSORIES – BLUE C., RELAXING ARMCHAIR - BLUE COMFORT, BLOOD DONOR CHAIR, W/FEET, DEMOUNTABLE - BLUE COMFORT, BLOOD DONOR CHAIR, W/CASTORS, DEMOUNTABLE - BLUE C., WHEELCHAIR - BLUE COMFORT, EMERGENCY STRETCHER W/TRENDEL.SYST.&5 WHEELS - BLUE C., EMERGENCY STRETCHER W/TRENDEL.SYST.&4 WHEELS - BLUE C. | MONTAL | 2024-08-28T00:00:00.000+02:00 | TITANOX S.r.l. Via Canove de' Biazzi 26038 TORRE DE' PICENARDI (CR) Italia | M600320, M600320/B, M600333, M600333/B, M600357, M600357/C, M600357/C/B, M600358, M600358/B, M600358/C, M600358/CV, M600358/441, M600358BL, M600359, M600359/B, M600360, M600360/B, M600361, M620000, M620030, M620851, M620852, M620013, M620014, M620053, M620055, M630052, M630053, M630054, T1000, T1050, T1070, T2000, T2050, T3000, T4000, T4100, T4200, T5000, T6000, T6001 | Klasa I | Shtrat gjinekologjik, Shtrat egzaminimi, Shtrat Lindjeje, Shtrat per bebe, Shtrat me rrota per levizjen e pacienteve, Mbajtese e bomboles se oksigjenit, Çift spondesh anesore per shtrate te levizshem, Shtrat elektrik per dhenien e plazmes, Shtrat egzaminimi elektrik, Shtrat gjinekologjik elektrik, Kolltuk relaksimi, Poltrone per dhurimin e gjakut, Karoce me rrota, Barele emergjemce | Pajisje elektromekanike
16998 | 3.2MMX40MM RNGLC+ ACET DRL BIT, 3.2MMX70MM RNGLC+ ACET DRL BIT | T R I M E D | 2024-08-29T00:00:00.000+02:00 | Biomet Orthopedics. 56 East Bell Drive, P.O. Box 587, Warsaw, Indiana 46581, USA | 31-323240, 31-323270 | Klasa I | Janë instrumenta shumpërdorimësh që përdoren për implantimin e implanteve në kirurgjinë ortoplastike. | Instrumenta shumeperdorimeshe
16999 | Non-sterile tourniquets, Latex-free tourniquet, blue (S001), Non-sterile tourniquets, Latex-free tourniquet, pink (S002), Non-sterile tourniquets, Automatic tourniquet (SA-001), Non-sterile tourniquets, Automatic tourniquet for children (SA-002) | T R I M E D | 2024-08-29T00:00:00.000+02:00 | ZARYS International Group sp. z o.o. sp.k. ul. Pod Borem 18, 41-808 Zabrze, Poland | Non-sterile tourniquets, Latex-free tourniquet, blue (S001), Non-sterile tourniquets, Latex-free tourniquet, pink (S002), Non-sterile tourniquets, Automatic tourniquet (SA-001), Non-sterile tourniquets, Automatic tourniquet for children (SA-002) | Klasa I | Non-sterile tourniquets janë pajisje mjekësore që përdoren për të nxitur stazën venoze dhe ta bëjnë venën e përzgjedhur për shpim më të dukshme. Këto pajisje shërbejnë për të parandaluar rrjedhjen e gjakut në këmbë ose në krah për një periudhë kohore. | Produkte per institucione te kujdesit shendetesor
17000 | Umbilical cord clamps, UMBILICAL CORD CLAMP, sterile, white (ZDPB) | T R I M E D | 2024-08-29T00:00:00.000+02:00 | ZARYS International Group spółka z ograniczoną odpowiedzialnością spółka komandytowa ul. Pod Borem 18, 41-808 Zabrze, Poland | Umbilical cord clamps, UMBILICAL CORD CLAMP, sterile, white (ZDPB) | Klasa I | Umbilical cord clamps janë pajisje mjekësore që shërbejnë për të shtrënguar përkohësisht kordonin e kërthizës menjëherë pas lindjes. Përdoren para prerjes ose lidhjes së kordonit dhe janë ideuar të mundësojnë hemostazën aseptike. Këto pajisje ndihmojnë në ndalimin e gjakderdhjes nga enët e gjakut në kordonin e kërthizës. | Pajisje nje perdorimeshe
17001 | ANASA KIDS ,syrup for dry and productive cogh | GENTIUS | 2024-08-12T00:00:00.000+02:00 | LABOMAR S.p.A.Sede Legale/Registered Office: Via Nazario Sauro, 351- 31036 Istrana (TV) ITALIA | FTP38 | Klasa IIa | Pajisje mjekesore qe perdoret tek femijet per qetesimin e kolles se thate dhe asaj me sekrecione dhe qetesimin e dhimbjeve te fytit | Tjeter
17002 | Azurion 3 M12 R 3.0, Azurion 3 M15 R 3.0, Azurion 5 M12 R 3.0, Azurion 5 M20 R 3.0, Azurion 7 M12 R 3.0, Azurion 7 M20 R 3.0, Azurion 7 B12 R 3.0, Azurion 7 B20 R 3.0 | Health & Light | 2024-08-12T00:00:00.000+02:00 | Philips Medical Systems Nederland B.V./Veenpluis 6, 5684 PC Best,The Netherlands | 722229, 722230, 722231, 722232, 722233, 722234, 722235, 722236 | Klasa IIb | Azurion 3 M12 R 3.0 - Sistem Angiografie, Azurion 3 M15 R 3.0 - Sistem Angiografie, Azurion 5 M12 R 3.0 - Sistem Angiografie, Azurion 5 M20 R 3.0 - Sistem Angiografie, Azurion 7 M12 R 3.0 - Sistem Angiografie, Azurion 7 M20 R 3.0 - Sistem Angiografie, Azurion 7 B12 R 3.0 - Sistem Angiografie, Azurion 7 B20 R 3.0 - Sistem Angiografie | Pajisje diagnostikuese dhe terapeutike me rezatim
17003 | Zenition 90 R 1.1 | Health & Light | 2024-08-12T00:00:00.000+02:00 | Philips Medical Systems Nederland B.V./Veenpluis 6, 5684 PC Best,The Netherlands | 718134 | Klasa IIb | Hark-C per disagnostikime imazherike intervencionale | Pajisje diagnostikuese dhe terapeutike me rezatim
17004 | Applanation Tonometer AT 900 Model R | O.E.S DISTRIMED | 2024-08-12T00:00:00.000+02:00 | HAAG-STREIT AG Gartenstadtstrasse 10 3098 Koeniz,Switzerland | 1420154, 7200033, 7200154 | Im | Instrument diagnostikues optik | Instrumenta shumeperdorimeshe
17005 | Applanation Tonometer AT 900 Model T | O.E.S DISTRIMED | 2024-08-12T00:00:00.000+02:00 | HAAG-STREIT AG Gartenstadtstrasse 10 3098 Koeniz,Switzerland | 1420155, 7200032 | Im | Instrument diagnostikues optik | Instrumenta shumeperdorimeshe
17006 | FD 322, Quick-acting disinfection, FD322, Quick-acting disinfection perfume free, FD 322 top wipes, Quick-acting disinfection, FD 322 premium wipes, Quick-acting disinfection, FD 322 wipes, Quick-acting disinfection, FD333, Quick-acting disinfection, FD 333, Quick-acting disinfection | BORA GROUP ALBANIA | 2024-08-12T00:00:00.000+02:00 | orochemie GmbH + Co KG Max-Planck-StraBe 27 D-70806 Kornwestheim SRN: DE-MF-000006461 | CDF322A5550, CDF322C6150, CDF322C6167, CDF322C9150, CDF322H4550, , CDF322A6151, CDF322A9151, CDF322F0450, CDF322A0152, CDF322A 1252, CDF322W0150, CDF322W0450, CDF333A5550, CDF333C6150, CDF333C9150, CDF333H4550, , CDF333C6157, CDF333H4557, CDF333A0140, CDF333A0152, CDF333A0804, CDF333A1240, CDF333A 1252, CDF333F0450, CDF35CA0140, CDF35CA0152, CDF35CA0804, CDF35CA1240, CDF35CA1252, CDF35FA0140, CDF35FA0152, CDF35FA0804, CDF35FA1240, CDF35FA1252, CDF35LA0140, CDF35LA0152, CDF35LA0804, , CDF35LA1240, CDF35LA 1252, CDF35GA0152, CDF35GA1252, CDF366A5550, CDF366C6150, CDF366A6167, CDF366C9150, CDF366H4550, , CDF366A0150, CDF366A0450, CDF366F0450, CDl212A5550, CDl212C6150, CDl212C6167, , CDl212F6150, CDI213A5550, CDI213C6150, , CCS550C4550, CDS115A6150, CDS110A9950,CDS110P5550, CDS110P6150, CDS110P6167, CDS110P9599, CDS110P9950, CDS117A5550, CDS117A6150, CDZ501C1940, CDZ501C6150, CDZ501C6167 | Klasa IIa | FD 322, Disinfektues e veprim te shpejte, FD322, Disinfektues e veprim te shpejte pa arome, FD 322 Peceta Top Disinfektuese me veprim te shpejte, FD 322 Peceta premium Disinfektuese me veprim te shpejte, FD 322 PecetaDisinfektuese me veprim te shpejte, FD333, Disinfektues e veprim te shpejte, FD 333, Disinfektues e veprim te shpejte pa arome, FD 333 Peceta Disinfektuese me veprim te shpejte, FD 350 Peceta Disinfektuese,me aromatizues Klasike , FD 350 Peceta Disinfektuese,me aromatizues lulesh, FD 350 Peceta Disinfektuese,me aromatizues limoni, FD 350 Peceta Disinfektuese,Green, FD 366 Disinfektues per siperfaqe te ndjeshme, FD 366 Peceta Disinfektuese per siperfaqe te ndjeshme, ID 212, Disinfektues instrumentash, ID 212 forte, Disinfektues instrumentash, ID 213,Disinfektues instrumentash, MD550, Disinfektues lavamani dentare (Peshtymore), Orotol®, Disinfektues i sistemeve te aspirimit dentar, ekologjik, Orotol® plus, Disinfektues i sistemeve te aspirimit dentar, Orotol® ultra, Disinfektues i sistemeve te aspirimit dentar aciditet pH7, Vector®/RinsEndo®, Disinfetues instrumentash invazive dhe jo invazive | Produkte per institucione te kujdesit shendetesor
perfume free, FD 333 wipes , Quick-acting disinfection, FD 333 top wipes, Quick-acting disinfection, FD 350 Classic, Disinfection wipes, , FD 350 Flower, Disinfection wipes,, FD 350 Lemon, Disinfection wipes,, FD 350 Green, Disinfection wipes,, FD 366 sensitive, Disinfection of sensitive surfaces, FD 366 sensitive wipes, Disinfection of sensitive surfaces, FD 366 sensitive top wipes, Disinfection of sensitive
surfaces, ID 212, Instrument disinfection, ID 212 forte, Instrument disinfection, ID 213, Instrument disinfection, MD550, Spittoon bowl cleaner, Orotol® Plus Eco, Disinfection of Suction Systems, Orotol® plus, Disinfection of Suction devices Systems, Orotol® plus pH7, Disinfection of Suction devices Systems, Vector®/RinsEndo®, Disinfection
17007 | Foxtrot PRO PTCA Balloon Catheters | GP MEDICAL AL | 2024-07-11T00:00:00.000+02:00 | Shanghai MicroPort Medical (Group) Co., Ltd., 1601 Zhangdong Road, ZJ High-Tech Park, Shanghai, P. R. China, Zip code: 201203 | PI11506, PI11510, PI11515, PI11520, PI12006, PI12010, PI12015, PI12020, PI12025, PI12506, PI12510, PI12515, PI12520, PI12525, PI13010, PI13015, PI13020, PI13025, PI13510, PI13515, PI13520, PI13525, PI14010, PI14015, PI14020, PI14025 | Klasa III | Pajisje mjekesore per procedura kirurgjikale dhe nderhyrje kardiovaskulare. | Pajisje te implantueshme jo aktive
17008 | Lyophilized rabbit plasma 55181 | LABOPHARMA SHPK | 2024-07-30T00:00:00.000+02:00 | Biomerieux SA 376 Chemin de l'Orme 69280 Marcy-l'Etoile France | 55181 | In vitro | Jane reagente te standartizuar per koagulimin e enzimes Koagulaze te Stafilokok Aureus. | Pajisje te diagnostifikimit in vitro
17009 | Equipment for CO2 gas supply - VENUSIAN CO2 | Diamant Pharma | 2024-07-30T00:00:00.000+02:00 | LED SPA 03100 FROSINONE (FR) - VIA MARCO TULLIO CICERONE 138 (ITA) - Italy | MAY70500.10 | Klasa IIb | Pajisje karboksiterapie per trajtime te lekures | Pajisje elektromekanike
17010 | Ear Coupler Cable and accessories / Ear Coupler Cable ECC, /ECC/ 100127(GN 8-69-41200), Ear Coupler Cable and accessories / BAST/ ECC Ear hug Cable, /EEC-2/100664 (GN 8-69-44600), Ear Coupler Cable and accessories / PATH Ear Coupler Cable, /PECC-01/ 100477, Ear Coupler Cable and accessories / PATH Ear Coupler Cable(High Power) / PECC-HP/ 100970 | MSE | 2024-07-31T00:00:00.000+02:00 | PATH MEDICAL GmbH Landsberger Str.65 , D-82110 Germering · Germany | ECC/ 100127(GN 8-69-41200), EEC-2/100664 (GN 8-69-44600), PECC-01/ 100477, PECC-HP/ 100970 | Klasa IIa | Kabull | Tjeter
17011 | Audimeter,OAE/AEP-Diagnostic Device, Tympanometer and Accessories, Senti (Type Desktop) / SID 100433 ( Vero Fex), Audimeter,OAE/AEP-Diagnostic Device, Tympanometer and Accessories, Sentiero Advanced (Type Handheld)/ SOH100360, Audimeter,OAE/AEP-Diagnostic Device, Tympanometer and Accessories, Sentiero (Type Desktop)/SOD100497 | MSE | 2024-08-01T00:00:00.000+02:00 | PATH MEDICAL GmbH Landsberger Str.65 , D-82110 Germering · Germany | SID 100433 ( Vero Fex), SOH100360, SOD100497 | Klasa IIa | Audiometer, Audiometer/Timpanometer, ABR/ASSR, Timapnometer diagnostik | Tjeter
17012 | Earprobes and accessories/ Ohrsone/ Earprobe /EP-TE:100026,8-69-41101 GN, Earprobes and accessories/ Ohrsone/ Earprobe /EP-DP:100027,8-69-41100, GN, AccuScreen)/ 100028-US (red), 100474,8-69-41102( GN, Alpha),100530-US (blue), Earprobes and accessories/ Ohrsone/ Earprobe / EP-VIP:100540-US (red)/ 100539-US(blue), Earprobes and accessories/ Ohrsone/ Earprobe/ EP-TY: 100188-US,100947 (TY-MA), Earprobes and accessories/ Ohrsone/ Earprobe / EP-LT:101021,1011023, Earprobes and accessories/ Sondenspitzen/ Probe Tips/ 100013(PT-A), 1000014(PT-S),100014-W(PT-A), 101014(PT-LT), 1-12-61001 (GN), 1-12-74200(GN), Earsprobes and accessories/ Accessory Boxes/ 100135 (A),100207 (E), 100261(P), 100261-BL, 100587 (Tymp), 100587-AD, 100676 (Screening),100902 (Starter Kit Newborn/Baby), 101043 (Accessory Box EP-LT), 101379-PS | MSE | 2024-08-01T00:00:00.000+02:00 | PATH MEDICAL GmbH Landsberger Str.65 , D-82110 Germering · Germany | EP-TE:100026,8-69-41101 GN, EP-DP:100027,8-69-41100, GN, AccuScreen)/ 100028-US (red), 100474,8-69-41102( GN, Alpha),100530-US (blue), EP-VIP:100540-US (red)/ 100539-US(blue), EP-TY: 100188-US,100947 (TY-MA), EP-LT:101021,1011023, 100013(PT-A),1000014(PT-S),100014-W(PT-A), 101014(PT-LT), 1-12-61001 (GN), 1-12-74200(GN), 100135 (A),100207 (E), 100261(P), 100261-BL, 100587 (Tymp), 100587-AD, 100676 (Screening),100902 (Starter Kit Newborn/Baby), 101043 (Accessory Box EP-LT), 101379-PS | Klasa IIa | Aksesor Sonde veshi, Tipsat e sondes, Kuti Aksesori | Tjeter
17013 | Storage Phosphor Reader System/CS 7200 | MSE | 2024-08-01T00:00:00.000+02:00 | Carestream Dental LLC 3625 Cumberland Boulevard,Suite 700,Atlanta,GA USA 30339 | CS 7200 | Klasa IIa | Sistem per leximin e pllakave te imazhit | Pajisje dentare
17014 | ANGIODROP DE70ANGXXX-XY | PharmaBest Group | 2024-07-24T00:00:00.000+02:00 | ITALDEVICE s.r.l , Via Laurentina km. 26,700, 00071 Pomezie Rome ITALIA | Lubricant and moisturizing ophthalmic solution with mallow and chamomilles extracts | Klasa IIb | ANGIODROP eshte nje tretesire oftalmike qe indikohet për të lehtësuar : skuqjen, thatësinë dhe lodhjen e syve. | Tjeter
17015 | Jalupro Super Hydro, Jalupro Young Eye | CFO PHARMA | 2024-07-26T00:00:00.000+02:00 | PROFESSIONAL DERMA S.A-Riva A.Caccia 1/d-6900 Lugano Svizzera | N/A | Klasa III | Tretesire injektuese e riabsorbueshme, e biorevitalizimit të thellë te lekures ,nepermjet terapisë së zëvendësimit të aminoacideve dhe një përqendrim të lartë të acidit hialuronik me peshë molekulare të lartë dhe të ulët, Tretesire injektuese e riabsorbueshem e cila ndihmon ne rivendosjen e kushteve fiziologjike të elasticitetit në zonën periorbitale te syrit, duke siguruar aminoacide thelbësore dhe duke stimuluar prodhimin natyral të kolagjenit. | Tjeter
17016 | DLP™ Vessel Cannula/DLP® 3 mm Vessel Cannula – Beveled Tip, DLP™ Vein Graft Cannula/DLP® Vein Graft Cannula | O.E.S DISTRIMED | 2024-08-12T00:00:00.000+02:00 | Medtronic, Inc. 710 Medtronic Parkway Minneapolis MN 55432 USA | 30000, 30003, 30021, 10010 | Klasa IIa | Kaniula DLP Venoze, Kaniula DLP Graft Venoze | Pajisje nje perdorimeshe
17017 | ANASA Syrup for dry, productive cough and sore throat | GENTIUS | 2024-08-12T00:00:00.000+02:00 | LABOMAR S.p.A.Sede Legale/Registered Office: Via Nazario Sauro, 351- 31036 Istrana (TV) ITALIA | FTP39 | Klasa IIa | Pajisje mjekesore qe perdoret per qetesimin e kolles se thate dhe asaj me sekrecione si dhe qetesimin e dhimbjeve te fytit | Tjeter
17018 | Vitrea Software Package / VSTP-002A | DIAL-ALB | 2024-08-12T00:00:00.000+02:00 | Canon Medical Systems Corporation, 1385, Shimoishigami, Otawara-Shi, Tochigi 324-8550, JAPAN | VSTP-002A | Klasa IIa | Pakete Software qe ofron informacion nga imazhet e marra sistemet diagnostikuese ne radiologji | Tjeter
17019 | PWR SPLY CRD EUROPE KOREA, PWR SPLY CRD UK IRELAND, PWR SPLY CRD SWITZERLAND, PWR SPLY CRD DENMARK HOSPITAL GRADE, DESTINATION SET UK, DESTINATION SET SWISS, DESTINATION SET DENMARK, DESTINATION SET ITALY, ML6-15 M_BPSY_TRU3D_SKIT, C3-10 VNav Holder Starter Kit, IC5-9 V NAV BRACKET, L8-18I V NAV BRACKET, M5S V NAV BRACKET, E721 STARTER KIT, IC5-9-D Reusable Biopsy Guide, ML6-15 M_BIOPSY_SKIT, C2-7 Biopsy Kit, C2-7 Biopsy Kit Stainless, L2-9 Needle Guide Starter Kit, M5Sc-D Biopsy Bracket, RAB BIOPSY STARTER KIT, RIC5-9-D Biopsy Guide, C2-9 Biopsy Starter Kit, C1-6-D Verza Biopsy Starter Kit, L3-12-D Biopsy Kit, RAB6-D BIOPSY STARTER KIT, BE9CS Biopsy Kit 742-401, ML4-20 Verza Starter Kit, LOGIQ E10s R2 to R3 UPG, LOGIQ E10 French Can KB, LOGIQ E10 French KB, LOGIQ E10 Greek KB, LOGIQ E10 Norwegian KB, LOGIQ E10 Danish KB, LOGIQ E10 Swedish KB, Ethernet protection Cable, FC389,ECG CABLE SET, VNav Stand (Offboard), ECG CABLE - AHA STYLE, VNav NEEDLE TRACKING, VNav VirtuTRAX Starter Kit, ECG Cables IEC Style, VNav Virtual Tracker, VNav Active Tracker kit, VNav Needle Tracking storage insert, VNav Needle Tracking Kit - 18/20g or less, VNav ETRAX 12 14G ST KT, VNav ETRAX 14 16G ST KT, VNav Probe sensors, VNav MR Active Tracker, LE9 Probe Holder Insert 2, Power Cord 220V for EU, Power Cord DK STD C13 GRY, LOGIQ Apps, KOIOS SW, LOGIQ Exx KOIOS Thyroid, LOGIQ E10 KOIOS INSTALL, KOIOS 3.x INSTALL, Scan Assistant, Advanced Probes, AUTO IMT, B Steer+, B-FLOW, Compare Assistant, DICOM, FLOW QA, Measure Assist Breast, Measure Assist OB, Shear Wave Elastgraphy, Strain Elasto, LOGIQ Exx SRI HD Type, UGAP, SonoNT SonoIT, LOGIQ Exx VNAV Image, Hepatic Assistant - SWE-UGAP, Vita on Demand, LOGIQ Exx Bin - Large, LOGIQ Exx Bin - Twin, CW Doppler, Realtime 4D, ECG, Gel Warmer, Scan on battery option R3, Power Assistant R3, Volume Navigation, Wireless, S-Video, Pencil CW, DVD Drive, OLED Monitor Option, USB FOOTSWITCH 3 BUTTON, SONY UPD25MD COLOR PRINTR, Onboard Printer, LOGIQ Exx Protective Cover, LOGIQ Exx Inkjet Printer, Powervar144k 230V MG UPS, LOGIQ E10 German KB, LOGIQ E10s R4 Console (GEUK), LOGIQ E10s R4 Console (Americans), LOGIQ E10s Special Upgrade Kit, LOGIQ E10s R2/R3 to R4 SW Upgrade, LOGIQ E10s R2/R3 to R4 Upgrade with Hardware, LOGIQ E10s R2/R3 to R4 SW Upgrade Including Wireless, LOGIQ E10s R2/R3 to R4 Upgrade with Hardware Including Wireless, L4-20t-D, P8D, L3-9i-D, Vscan Air CL C1 Kit with Vscan Air Charger, Vscan Air CL G1 Kit with Vscan Air Charger, Vscan Air CL I1 Kit with Vscan Air Charger, Vscan Air CL G1 Kit, VScan Air On Console Charger - LOGIQ Exx, Ultra-Pro II biopsy bracket, Data Streaming, Auto Renal Measure Assistant, Auto Abdominal Color Assistant, Auto Preset Assistant, Auto Abdominal Suite 1.0, Advanced Abdominal Tools Package, Contrast LI-RADS Productivity Package, Advanced Contrast Abdominal Imaging, Advanced Contrast Small Parts Imaging, Advanced Color Flow Imaging, Histotripsy Guidance, LOGIQ E10-series and Fortis R4 eDelivery, LOGIQ Wireless, Vscan Air LOGIQ Integration Kit, LE10s Premium Bundle, LE10s Advanced Bundle, DESTINATION KIT AUS/NZ, Dig Exp Activation, Volume Navigation for V-Nav Inside, L4-20t Verza biopsy starter kit, C1-6-D Biopsy Starter Kit, BE9CS Biopsy Kit 742-339, Sterile Disposable Biopsy Needle Guide Kit for GE BE9C Probe, Reusable Biopsy Needle Guide for GE BE9C Ultrasound Probe, Dig Exp No Tablet 10 Cour, LOGIQ E10s R3 Console, LOGIQ E10s R3 OLED Console, IC5-9-D, ML6-15-D, L8-18i-D, C2-9-D (XDClear), C1-6-D (XDClear), C1-6VN-D (XDClear), C2-9VN-D (XDClear), C3-10-D (XDClear), M5Sc-D (XDClear), L2-9-D, L2-9VN-D, 6Tc-RS, C2-7-D, C2-7VN-D, P2D, RIC5-9-D, RAB6-D, P6D, BE9CS-D, L3-12-D, 6S-D, L6-24-D Probe, ML4-20-D, ML4-20VN-D, TEE RS-DLP Adapter, Adult TEE Clip-on Bite Guard, Adult TEE Clip-on Bite Guard Opr., Adult TEE Scanhead Protection Cover, Adult TEE Conventional Bite Guard, BITE HOLE INDICATOR, TEE STORAGE RACK, Advanced Security, Coded Contrast, Cardiac AFI, LOGIQ Exx DVR, Report Writer, Stress Echo, Tricefy | MONTAL | 2024-08-13T00:00:00.000+02:00 | GE Ultrasound Korea, Ltd. 9, Sunhwan-ro 214beon-gil, Jungwon-gu, Seongnam-si, Gyeonggi-do 13204, Republic of Korea SRN: KR-MF-000001860 | H48502AW, H48512AF, H48512AJ, H48532AY, H46712LM, H46712LS, H46712LT, H46722LD, H40432LK, H40482LF, H4908NF, H4908NH, H4908NM, E8385MJ, H40412LN, H40432LJ, H40482LK, H40482LL, H44901AM, H45561FC, H46701AE, H46721R, H4913BA, H4917VB, H48302AA, H48681ML, H42742LJ, H44901AV, H46652LG / 5874847, H4918FC, H4918FY, H4918GY, H4918NY, H4918DK, H4918SY, H43272LJ, H45521AL, H4908NS, H4910EC, H4910NT, H4910NY, H4911JC, H4911NG, H4913AT, H4913NS, H4913NT, H4913NU, H4913NV, H4913PS, H4915MT, H4915P, H46342LZ, H46692LK, H46622LW, H46622LY, H4920KT, H4919KI, H4921KY, H46622LZ, H46612LS, H46612LT, H46612LW, H46612LY, H46612LZ, H46622LA, H46622LB, H46622LC, H46622LD, H46622LE, H46622LF, H4920SR, H46622LH, H46622LJ, H4920VR, H43332LE, H43332LN, H4918B, H4918BT, H46612LJ, H46612LK, H46612LD, H46612LG, H46672LK, H46672LL, H46612LM, H46612LH, H46612LL, H46612LN, H46612LE, H4921OL, H46732LF, H4911JT, H46612LF, H4918DC, H4918RP, H4921UP, H4918DY, H46122LK / 5921403, H46122LL / 5921403, H43582LK / 5951946 Serial Number: LEX302593, H43582LK / 5951946 Serial Number: LEX302597, H43582LK / 5951946 Serial Number: LEX302608, H43582LK / 5951946 Serial Number: LEX302595, H43582LK / 5951946 Serial Number: LEX302591, H43582LK / 5951946 Serial Number: LEX302219, H43582LK / 5951946 Serial Number: LEX302221, H43582LK / 5951946 Serial Number: LEX302220, H43582LK / 5951946 Serial Number: LEX302218, H43582LK / 5951946 Serial Number: LEX302222, H46122LR / 5946721, H46122LS / 5946722, H44952LP / 5946723, H43582LL / 5946724, H48062AG, H46312LZ, H4915IO, H45611ZM, H45611ZN, H45611ZP, H45611CS, H310VWC, H4922BA, H4922TA, H4921UB, H46672LT, H44982LC, H44982LF, H44982LJ, H44982LG, H43582LH, H43582LJ, H44982LH, H46122LN, H44952LM, H46122LP, H46122LY, H44972ED, H44982LL, H44982LM, H46682LH, H46682LJ, H46712LZ, H4920ED, H46672LR, H45201BLF, H4913BB, H42742LH, E8013AW, E8013AX, H4920GS, H46652LH / 5860223, H46652LJ / 5874356, H40442LK, H40452LG, H40452LL, H40462LN, H40472LT, H40472LW, H40472LY, H40482LB, H44901AE, H44901AI, H44901AJ, H45551ZE, H46422LM, H46422LN, H4830JE, H48651MS, H48681MG, H4830JG, H40482LE, H48062AA, H45021RR, H4920HF, H44901AT, H44901AU, H46352LK, H45511EE, H45521CB, H45521CK, H45521JH, H45531HS, H45551NM, H46622LL, H46622LM, H46622LN, H4918DR, H46622LR, H46622LS, H46622LT | Klasa IIa | LOGIQ E10s është një sistem me ultratinguj diagnostikues universal i destinuar për përdorim nga profesionistë të kualifikuar dhe të trajnuar të kujdesit shëndetësor për imazhe me ultratinguj, matjen, shfaqjen dhe analizën e trupit dhe lëngjeve të njeriut. | Pajisje diagnostikuese dhe terapeutike me rezatim
17020 | DABLIU DAM 4 SYRINGES x 3 ml | ALBADENT plus | 2024-09-02T00:00:00.000+02:00 | DENTAL WORLD S.R.L. Molfetta (BA), Via Antichi Pastifici, 15,ITALIA | 16 | Klasa I | Izolues per gingivat. | Pajisje dentare
17021 | Dabliu Wedges Anatomical wood wedges Col. Orange – 100 pcs, Dabliu Wedges Anatomical wood wedges Col. White – 100 pcs, Dabliu Wedges Anatomical wood wedges Col. Green – 100 pcs, Dabliu Wedges Anatomical wood wedges Col. Yellow - 100 pcs, Dabliu Wedges Anatomical wood wedges Col. Blue– 100 pcs, Dabliu Wedges Anatomical wood wedges Col. Pink – 100 pcs | ALBADENT plus | 2024-09-02T00:00:00.000+02:00 | DENTAL WORLD S.R.L. Molfetta (BA), Via Antichi Pastifici, 15,ITALIA | 00490550, 00490551, 00490552, 00490553, 00490554, 00490555 | Klasa I | Kunja druri qe perdoren ne mbushjen e dhembeve. | Pajisje dentare
17022 | Eazy Tray Disposable applicators for prophylaxis – Size Medium – Col. Yellow , Eazy Tray Disposable applicators for prophylaxis – Size Large – Col. Blue , Eazy Tray Disposable applicators for prophylaxis – Size Small – Col. White | ALBADENT plus | 2024-09-02T00:00:00.000+02:00 | DENTAL WORLD S.R.L. Molfetta (BA), Via Antichi Pastifici, 15,ITALIA | 00340147 , 00340148, 00340146 | Klasa I | Furca te vogla qe perdoren per procedura dentare. | Pajisje dentare
17023 | Dabliu Apribocca Lip retractor – 2 pcs Adult, large, Dabliu Apribocca Lip retractor – 2 pcs Child, small, Dabliu Apribocca Cheek retractor – 2 pcs Adult, large, Dabliu Apribocca Cheek retractor – 2 pcs Child, medium, Dabliu Apribocca Cheek retractor with tongue guard – 2 pcs Child, small, Dabliu Apribocca Cheek retractor with tongue guard – 2 pcs Large, Dabliu Apribocca Cheek retractor with tongue guard – 2 pcs Medium, Dabliu Apribocca Vertical cheek retractor – 10 pcs Adult, large, Dabliu Apribocca Vertical cheek retractor – 10 pcs Child, small, Dabliu Apribocca Retractor "V" CUT – 2 pcs Adult, large, Dabliu Apribocca Retractor "V" CUT – 2 pcs Child, small, Dabliu Apribocca Dry field retractor with saliva ejector – 1 pcs Adult, large, Dabliu Apribocca Dry field retractor with saliva ejector – 1 pcs Child, small, Dabliu Apribocca Cheek retractor (rubber) – 2 pcs Adult, large, Dabliu Apribocca SET bite opener retractor – 3 pcs Small- Medium-Large, Dabliu Apribocca Bite opener retractor – 1 pcs Large, Dabliu Apribocca Bite opener retractor – 1 pcs Medium, Dabliu Apribocca Bite opener retractor – 1 pcs Small | ALBADENT plus | 2024-09-02T00:00:00.000+02:00 | DENTAL WORLD S.R.L. Molfetta (BA), Via Antichi Pastifici, 15,ITALIA | 00340268, 00340269, 00340266, 00340267, 00340276, 00340262, 00340261, 00340257, 00340265, 00340281, 00340282, 00340278, 00340279, 00340277, 00340260, 00340260L, 00340260M, 00340260S | Klasa I | Hapese goje. | Pajisje dentare
17024 | Visor Galaxy White, Visor Galaxy Green, Visor Galaxy Blue, Visor Galaxy Fuxia, Visor Galaxy Yellow, Visor Galaxy Violet, Visor Galaxy Fuxia Neon, Visor Galaxy Orange, Visor Galaxy Light Blue, Visor Galaxy Red, Visor Galaxy Refill Screen | ALBADENT plus | 2024-09-02T00:00:00.000+02:00 | DENTAL WORLD S.R.L. Molfetta (BA), Via Antichi Pastifici, 15,ITALIA | 3P1011, 3P1012, 3P1013, 3P1011F, 3P1011G, 3P1011V, 3P1011FN, 3P10112A, 3P1011C, 3P1011R, 3P1021 | Klasa I | Maska mbrojtese per fytyren. | Pajisje dentare
17025 | Lubrispray Universal lubricant spray for handpieces | ALBADENT plus | 2024-09-02T00:00:00.000+02:00 | DENTAL WORLD S.R.L. Molfetta (BA), Via Antichi Pastifici, 15,ITALIA | 340180 | Klasa I | Spray lubrifikant per anglat. | Pajisje dentare
17026 | Horicarbo | ALBADENT plus | 2024-09-02T00:00:00.000+02:00 | DENTAL WORLD S.R.L. Molfetta (BA), Via Antichi Pastifici, 15,ITALIA | 00610022, 00610023, 00610024, 00610025, 00610026, 00610027, 00610028, 00610029, 00610030 | Klasa I | Stripsa abraziv. | Pajisje dentare
17027 | Articulating paper Blue/Red 100 μm Medium - 144 pcs, Articulating paper Blue 100 μm Medium - 180 pcs, Articulating paper Blue 50 μm Thin - 240 pcs, Articulating paper Red 100 μm Medium - 180 pcs, Articulating paper Red 40 μm Thin - 240 pcs | ALBADENT plus | 2024-09-02T00:00:00.000+02:00 | DENTAL WORLD S.R.L. Molfetta (BA), Via Antichi Pastifici, 15,ITALIA | 00490255, 00490250M, 00490250S, 00490258M, 00490258S | Klasa I | Leter artikulacioni. | Pajisje dentare
17028 | PROTECT ROLLS Cotton rolls Size 1 , PROTECT ROLLS Cotton rolls Size 2 , PROTECT ROLLS Cotton rolls Size 3 | ALBADENT plus | 2024-09-02T00:00:00.000+02:00 | DENTAL WORLD S.R.L. Molfetta (BA), Via Antichi Pastifici, 15,ITALIA | 00700037, 00700038, 00700039 | Klasa I | Pambuk per peshtymen. | Pajisje dentare
17029 | ELASTIC DENTAL DAM 6"X6" - Green, Light , ELASTIC DENTAL DAM 6"X6" - Green, Medium , ELASTIC DENTAL DAM 6"X6" - Green, Heavy , ELASTIC DENTAL DAM 6"X6" - Blue, Medium , ELASTIC DENTAL DAM 6"X6" - Blue Eyes, Medium , ELASTIC DENTAL DAM 6"X6" - Black, Medium | ALBADENT plus | 2024-09-02T00:00:00.000+02:00 | DENTAL WORLD S.R.L. Molfetta (BA), Via Antichi Pastifici, 15,ITALIA | 00340800, 00340801, 00340802 , 00340803 , 00340804, 00340808 | Klasa I | Elastik per ndarjen e dhembeve. | Pajisje dentare
17030 | Dabliu Brush Micro applicator -Regular 4x100 pcs , Dabliu Brush Micro applicator - Fine 4x100 pcs , Dabliu Brush Micro applicator -Super Fine 4x100 pcs, Dabliu Brush Micro applicator for dispenser - Regular 4x100 pcs , Dabliu Brush Micro applicator for dispenser - Fine 4x100 pcs , Dabliu Brush Micro applicator for dispenser - Super Fine 4x100 pcs , Dabliu Ultra Brush Micro applicator -Long 100 pcs , Dabliu Endo Brush Micro applicator -Regular 100 pcs , Dabliu Endo Brush Micro applicator -Fine 100 pcs | ALBADENT plus | 2024-09-02T00:00:00.000+02:00 | DENTAL WORLD S.R.L. Molfetta (BA), Via Antichi Pastifici, 15,ITALIA | 00100101, 00100102, 00100103, 00100105 , 00100106, 00100107, 00100109, 00100110, 00100112 | Klasa I | Furca te vogla qe perdoren per procedura dentare. | Pajisje dentare
17031 | STERILIZATION REELS, AUTOSEALING POUCHES | ALBADENT plus | 2024-09-02T00:00:00.000+02:00 | DENTAL WORLD S.R.L. Molfetta (BA), Via Antichi Pastifici, 15,ITALIA | 00520044, 00520045, 00520046, 00520047, 00520050, 00520051, 00520052, 00520053, 00520054, 00400001, 00400002, 00400004, 00400005, 00400006, 00400011 | Klasa I | Letra per sterilizim. | Pajisje dentare
17032 | CLEAN FLOW standard, CLEAN FLOW soft, CLEAN FLOW perio | ALBADENT plus | 2024-09-02T00:00:00.000+02:00 | DENTAL WORLD S.R.L. Molfetta (BA), Via Antichi Pastifici, 15,ITALIA | 0003930, 0003931, 0003932, 0003933, 0003934, 0003935, 0003936, 0003937, 0003938, 0003939, 0003940, 0003941, 0003942, 0003943, 0003944, 0003945, 0003946, 0003947, 0003948, 0003949, 0003950, 0003951, 0003952, 0003953 | Klasa I | Pluhur per pastrimin e dhembeve. | Pajisje dentare
17033 | Soft Form Sheets, Dura Form Sheets, Tray Form Sheets, Base Plate Form Sheets, Dual Form Sheets | ALBADENT plus | 2024-09-02T00:00:00.000+02:00 | DENTAL WORLD S.R.L. Molfetta (BA), Via Antichi Pastifici, 15,ITALIA | 001817, 001817R, 001817RS, 001817RB, 001835, 001835R, 001835RS, 001835RB, 001836, 001836R, 001836RS, 001836RB, 001837, 001837R, 001837RS, 001837RB, 001838, 001838R, 001838RS, 001838RB, 001828, 001828R, 001828RS, 001828RB, 001827, 001827R, 001827RS, 001827RB, 001823, 001823R, 001823RS, 001823RB, 001824, 001824R, 001824RS, 001824RB, 001825, 001825R, 001830, 001830R, 001831, 001831R, 001832, 001832R, 001822, 001822R, 00 1819, 001819R, 00 1818, 001818R, 0 01820, 001820R, 00 1943, 001943R, 00 1939, 001939R | Klasa I | Plastika qe sherbejne per bruksizem. | Pajisje dentare
17034 | Ulrasound scanner , SW option | PEGASUS. | 2024-08-12T00:00:00.000+02:00 | Samsung Medison Co., Ltd 3360 Hanseo-ro, Nam-myein, Hongcheon-gun, Gangwon-do 25108 Republic of Korea | HM70 EVO, HM70 EVO 4D, HM70 EVO 3D XI, HM70 EVO Strain+, HM70 EVO StressEcho, HM70 EVO DICOM, HM70 EVO MultiVision, HM70 EVO AutoIMT+, HM70 EVO ElastoScan™, HM70 EVO Panoramic+, HM70 EVO XI STIC, HM70 EVO Needelemate+™, HM70 EVO EzExam+™, HM70 EVO CW Function, HM70 EVO Cardiac Measurement, HM70 EVO Ez Assist™, HM70 EVO RealisticVue™, HM70 EVO 5D Follicle, HM70 EVO 5D NT, HM70 EVO E-Strain, HM70 EVO 2D NT, HM70 EVO LaborAssist, HM70 EVO CrystalVue, HM70 EVO System Activation, HM70 EVO HQ Vision, HM70 EVO H2D Follicle, HM70 EVO Mobile export | Klasa IIa | Eshte skaner me ultratinguj qe se bashku me sondat e tij perdoret per nje game te gjere ekzaminimesh mjekesore klinike., Jane sonda qe perdoren se bashku me skanerin me ultratinguj HM70EVO. | Pajisje diagnostikuese dhe terapeutike me rezatim
17035 | Electroencephalography (EEG) needle electrodes, Twisted Pair Subdermal needle electrodes 0,40x13mm, 100cm cable, DIN42802, Subdermal needle electrode 0,40x13mm, 100cm cable, DIN42802, Color Set B, Twisted Pair Subdermal needle electrodes 0,40x13mm, 100cm cable, DIN42802, Color Set B, Subdermal needle electrode 0,40x13mm, 100cm cable, DIN42802, Twisted Pair Subdermal needle electrodes 0,40x13mm, 150cm cable, DIN42802, Twisted Pair Subdermal needle electrodes 0,40x13mm, 150cm cable, DIN42802, MR Conditional, Subdermal needle electrode 0,40x13mm, 150cm cable, DIN42802, Color Set B, Twisted Pair Subdermal needle electrodes 0,40x13mm, 150cm cable, DIN42802, Color set B, Subdermal needle electrode 0,40x13mm, 150cm cable, DIN42802, Subdermal needle electrode 0,40x13mm, 150cm cable, DIN42802, MR conditional, Twisted Pair Subdermal needle electrodes 0,40x13mm, 250cm cable, DIN42802, Disposable MRI subdermal needle - 0.40x13 twisted 250cm-DIN42802-BX=20PC(10col), Subdermal needle electrode 0,40x13mm, 250cm cable, DIN42802, Color Set B, Twisted Pair Subdermal needle electrodes 0,40x13mm, 250cm cable, DIN42802, Color set B, Subdermal needle electrode 0,40x13mm, 250cm cable, DIN42802, SET 24 MONOP MRI N. 0.40x13mm w/250 -6COL(BK,R,G,Y,W,BL)STERIL | T R I M E D | 2024-08-12T00:00:00.000+02:00 | Spes Medica S.p.A., Via Buccari 21 – 16153 Genova (GE), Italy | N/A, MN4013D10A/S, MN4013D10B, MN4013D10B/S, MN4013D10S, MN4013D15A/S, MN4013D15A/SMRI, MN4013D15B, MN4013D15B/S, MN4013D15S, MN4013D15SMRI, MN4013D25A/S, MN4013D25A/SMRI, MN4013D25B, MN4013D25B/S, MN4013D25S, MN4013D25SMRI | Klasa IIa | Electroencephalography (EEG) needle electrodes janë pajisje mjekësore të ideuara për t'u përdorur në regjistrimin e sinjaleve biopotenciale me pajisje regjistrimi, monitorimi dhe stimulimi për neurofiziologjinë, shembujt përfshijnë: Elektromiografinë (EMG), Elektroencefalografinë (EEG), monitorimin intraoperativ (IOM) dhe potencialet e evokuara (EP). | Produkte per institucione te kujdesit shendetesor
17036 | EMG concentric needle electrode 0,30(30G)x25 mm, Fuchsia colour (D0390302511), EMG concentric needle electrode 0,35(28G)x30 mm Red colour (D039035302), EMG concentric needle electrode 0,35(28G)x40 mm Grey colour (D039035408), EMG concentric needle electrode 0,45(26G)x30 mm, Orange colour (D0390453010), EMG concentric needle electrode 0,45(26G)x40 mm, Black colour (D039045401), EMG concentric needle electrode 0,45(26G)x50 mm, Yellow colour (D039045504), EMG concentric needle electrode 0,60(23G)x75 mm, Brown colour (D039060706) | T R I M E D | 2024-08-12T00:00:00.000+02:00 | Spes Medica S.p.A., Via Buccari 21 – 16153 Genova (GE), Italy | EMG concentric needle electrode 0,30(30G)x25 mm, Fuchsia colour (D0390302511), EMG concentric needle electrode 0,35(28G)x30 mm Red colour (D039035302), EMG concentric needle electrode 0,35(28G)x40 mm Grey colour (D039035408), EMG concentric needle electrode 0,45(26G)x30 mm, Orange colour (D0390453010), EMG concentric needle electrode 0,45(26G)x40 mm, Black colour (D039045401), EMG concentric needle electrode 0,45(26G)x50 mm, Yellow colour (D039045504), EMG concentric needle electrode 0,60(23G)x75 mm, Brown colour (D039060706) | Klasa IIa | Electromyography (EMG) needle electrodes janë pajisje mjekësore të ideuara për t'u përdorur në regjistrimin e sinjaleve biopotenciale me pajisje regjistrimi, monitorimi dhe stimulimi për neurofiziologjinë, shembujt përfshijnë: Elektromiografinë (EMG), Elektroencefalografinë (EEG), monitorimin intraoperativ (IOM) dhe potencialet e evokuara (EP). | Produkte per institucione te kujdesit shendetesor
17040 | Procleix ArboPlex Assay Kits 9053179, Procleix ArboPlex Assay Kits 9053181, Procleix ArboPlex Assay Negative Calibrator Kit 9053184, Procleix ArboPlex Assay Positive Calibrator Kit 9053183, Procleix ArboPlex Assay CHIKV, DENV, and ZIKV Discriminatory Probe Reagents Kit 9053182 | PEGASUS. | 2024-09-04T00:00:00.000+02:00 | Grifols Diagnostic Solutions Inc. 4560 Horton Street Emeryville, CA 94608, USA | 9053179, 9053181, 9053184, 9053183, 9053182 | In vitro | Jane kite me reagente per analizen cilesore in vitro ne plazme dhe serum te amplifikimit te ARN se viruseve qe vijojne, si Virusi Chikingunya (CHIKV) | Pajisje te diagnostifikimit in vitro
Virusi Dengue (DENV), Virusi West Nile (WNV) dhe Virusi Zika (ZIKV). Perdoret edhe per analizen e plazmes dhe serumit gjate kontrollit te donoreve te qelizave dhe organeve., Jane kite me reagente qe perdoren si mates te saktesise se analizes in vitro se viruseve ne serum dhe ne plazme (Virusi Chikingunya, CHIKV,
Virusi Dengue DENV,, Virusi West Nile, WNV dhe Virusi Zika, ZIKV)., Jane kite me reagente qe perdoren si mates te saktesise se analizes cilesore in vitro te viruseve ne serum dhe ne plazme (Virusi Chikingunya, CHIKV, Virusi Dengue DENV,, Virusi West Nile, WNV dhe Virusi Zika, ZIKV)., Jane kite me reagente pergatites dhe ndihmes te analizes cilesore in vitro te viruseve ne serum dhe ne plazme (Virusi Chikingunya, CHIKV,
Virusi Dengue DENV,, Virusi West Nile , WNV dhe Virusi Zika, ZIKV).
17041 | Procleix UltrioPlex E Assay Kits 9052216, Procleix UltrioPlex E Assay Kits 9052219, Procleix UltrioPlex E Assay Target Enhancer Reagent Kit 9052217, Procleix UltrioPlex E Assay Target Enhancer Reagent Kit 9052220, Procleix UltrioPlex E Assay Calibrator Kit 9052221, Procleix UltrioPlex E Assay HIV, HCV, and HBV Discriminatory Probe | PEGASUS. | 2024-08-28T00:00:00.000+02:00 | Grifols Diagnostic Solutions Inc. 4560 Horton Street Emeryville, CA 94608, USA | 9052216, 9052219, 9052217, 9052220, 9052221, 9052222, 9052224, 9052223 | In vitro | Jane kite me reagente per analizen cilesore in vitro te amplifikimit te acideve nukleike per percaktimin | Pajisje te diagnostifikimit in vitro
| Reagents Kit 9052222, Procleix UltrioPlex E Assay Negative Calibrator Kit 9052224, Procleix UltrioPlex E Assay Positive Calibrator Kit 9052223 | [5 empty] | ne serum dhe ne plazem te viruseve si vijon Virusin HIV, Virusin e Hepatitit B (HBV) , Virusin e Hepatitit C (HCV) dhe Virusin e Hepatit E (HEV). Perdoren gjithashtu ne analizen e plazmes dhe serumit gjate dhurimit te indeve apo organeve., Jane kite me reagente ndihmes per analizen cilesore in vitro te amplifikimit te acideve nukleike per percaktimin
ne serum dhe ne plazem te viruseve si vijon Virusin HIV, Virusin e Hepatitit B (HBV) , Virusin e Hepatitit C (HCV) dhe Virusin e Hepatit E (HEV). , Jane kite me reagente per precizionin e analizes cilesore in vitro te amplifikimit te acideve nukleike per percaktimin
ne serum dhe ne plazem te viruseve si vijon Virusin HIV, Virusin e Hepatitit B (HBV) , Virusin e Hepatitit C (HCV) dhe Virusin e Hepatit E (HEV). , Jane kite me reagente per analizen cilesore in vitro te amplifikimit te acideve nukleike per percaktimin
ne serum dhe ne plazem te viruseve si vijon Virusin HIV, Virusin e Hepatitit B (HBV) , Virusin e Hepatitit C (HCV) dhe Virusin e Hepatit E (HEV)., Jane kite me reagente per matjen e saktesise ne analizen cilesore in vitro te amplifikimit te acideve nukleike per percaktimin
ne serum dhe ne plazem te viruseve si vijon Virusin HIV, Virusin e Hepatitit B (HBV) , Virusin e Hepatitit C (HCV) dhe Virusin e Hepatit E (HEV).
17042 | Gallengangsdrainage, Silikonschlauch, Wound-Secretion-Management, Silikon-Flachdrainage, Silikon-Runddrainage, Saugset mit Silikon-Flachdrainage, Silikon-Kapillardrainage, Redon-Drainage, Pleurapunktionsset, Silikonrunddrainage, SiIikon-T-Drainage, Silikondrainage System, Silikon-T-Drainage, Yankauer, ORIFLEX III, ORIFLEX V, ORIFLEX IV, ORIFLEX II, Mini Pack, Low-Vakuum-System, Sekret-AbIauf-Set, Quad Pack, Redon-Verbindungsschlauch | T R I M E D | 2024-08-12T00:00:00.000+02:00 | ORIPLAST GmbH, Hermannstraße 150 lndustriegebiet 66538 Neunkirchen, Germany | VK00571, VK00572, VK00573, VK00576, VK00583, N/A, VK00011, VK00012, VK00013, VK00014, VK00017, VK00021, VK00022, VK00023, VK00024, VK00025, VK00026, VK00027, VK00028, VK00044, VK00045, VK00046, VK00047, VK00048, VK00049, VK00052, VK00058, VK00059, VK00067, VK00068, VK00069, VK00072, VK00073, VK00074, VK00076, VK00077, VK00078, VK00079, VK00080, VK00081, VK00082, VK00083, VK00084, VK00085, VK00086, VK00087, VK00088, VK00090, VK00098, VK00099, VK00100, VK00103, VK00134, VK00136, VK00139, VK00140, VK00144, VK00145, VK00146, VK00147, VK00148, VK00149, VK00150, VK00152, VK00153, VK00155, VK00156, VK00157, VK00158, VK00159, VK00160, VK00161, VK00162, VK00164, VK00165, VK00166, VK00167, VK00168, VK00169, VK00170, VK00174, VK00176, VK00178, VK00180, VK00182, VK00183, VK00185, VK00187, VK00188, VK00190, VK00191, VK00192, VK00194, VK00197, VK00198, VK00201, VK00202, VK00203, VK00204, VK00206, VK00209, VK00210, VK00213, VK00216, VK00217, VK00220, VK00222, VK00226, VK00227, VK00228, VK00269, VK00270, VK00284, VK00285, VK00290, VK00291, VK00316, VK00317, VK00319, VK00322, VK00324, VK00326, VK00327, VK00339, VK00373, VK00374, VK00413, VK00414, VK00420, VK00421, VK00423, VK00424, VK00441, VK00472, VK00473, VK00474, VK00475, VK00479, VK00480, VK00481, VK00482, VK00492, VK00495, VK00503, VK00504, VK00506, VK00509, VK00512, VK00534, VK00535, VK00539, VK00540, VK00545, VK00546, VKOOSSS, VK00556 | Klasa IIa | Wound-Secretion-Management janë pajisje mjekësore me efekt drenues, të vendosura pranë prerjeve kirurgjikale të pacientit pas operacionit, për të hequr sekrecionet e infektuara, gjakun ose lëngje të tjera, duke i penguar ato të grumbullohen në trup. | Pajisje te implantueshme jo aktive
17043 | Coagulation Control Plasma | O3 LAB | 2024-08-16T00:00:00.000+02:00 | Shanghai Long Island Biotec. Co., Ltd No.839, Gaofeng Road, Fengxian District, 201401 Shanghai, P.R. China | N/A | In vitro | Kontroll per te kontrolluar reagentet e koagulimit | Pajisje te diagnostifikimit in vitro
17044 | Disposable Neural Stimulation Probes (SIXYZKKKQJJUUD), Reusable Neural Stimulation Probes (SIXYZKKKQJJUUR) | T R I M E D | 2024-08-12T00:00:00.000+02:00 | Spes Medica S.p.A., Via Buccari 21 – 16153 Genova (GE), Italy | Disposable Neural Stimulation Probes (SIXYZKKKQJJUUD), Reusable Neural Stimulation Probes (SIXYZKKKQJJUUR) | Klasa III | Neural Stimulation Probes janë pajisje mjekësore të implantueshme në zona të ndryshme të trurit me qëllim për të regjistruar dhe/ose stimuluar site specifike në tru. Këto pajisje po përdoren aktualisht për diagnostikimin e sëmundjeve të trurit, të tilla si: epilepsia, migrena, Alzheimer dhe demenca. | Pajisje te implantueshme aktive
17045 | Chest Drainage System, Thoracic suction collection container | T R I M E D | 2024-08-15T00:00:00.000+02:00 | Unimax Medical Systems Inc., 8F-2, No.127, Lane 235, Pao Chiao Road, Xindian District, New Taipei City, 23145, Taiwan | Chest Drainage System, Thoracic suction collection container | Is | Chest Drainage System, Thoracic suction collection container është një pajisje mjekësore njëpërdorimshme, e ideuar për t'u lidhur midis një kateteri kullues torakal dhe një tubi të jashtëm thithës, për të grumbulluar lëngje (p.sh. gjak), sekrecione dhe/ose ajër gjatë aspirimit të kontrolluar të zgavrës pleurale dhe/ose mediastinumit. | Pajisje nje perdorimeshe
17046 | Devices for epidural anaesthesia,Epidural anaesthesia catheter with stylet Open tip - 19G - L. 900mm - PE , Devices for epidural anaesthesia,Epidural anaesthesia catheter with stylet Closed tip - 19G - L. 900mm - PE , Devices for epidural anaesthesiaEpidural anaesthesia catheter with stylet Open tip - 19G - L. 900mm - PUR, Devices for epidural anaesthesia,Epidural anaesthesia catheter. Closed tip - 19G - L. 900mm - PUR , Devices for epidural anaesthesia,Epidural anaesthesia catheter. Open tip - 20G - L. 900mm - PEBA , Devices for epidural anaesthesia,Epidural anaesthesia catheter. Closed tip - 20G - L. 900mm - PEBA , Devices for epidural anaesthesia,Epidural anaesthesia catheter. Open tip - 19G - L. 900mm - PEBA , Devices for epidural anaesthesia,Epidural anaesthesia catheter. Closed tip - 19G - L. 900mm - PEBA , Devices for epidural anaesthesia,Needle and catheter for epidural anaesthesia with stylet. Open tip - 19G - L 900mm - PE / Tuohy 17G - L 90mm , Devices for epidural anaesthesia,Needle and catheter for epidural anaesthesia with stylet Open tip - 19G - L 900mm - PUR / | GREEMED | 2024-08-12T00:00:00.000+02:00 | Vygon 5 rue Adeline 95440 Ecouen France | 185.10, 185.30, 186.10, 186.30, 5186.082, 5186.382, 5186.602, 5186.802, 187.10, 188.10, 188.30, 188.47, 184.16, 184.17, 184.18, 184.19, 184.27, 184.28, 184.58, 184.86, 184.87, 184.88, 184.881, 184.882, 6084.881, 189.30, 189.50, 189.60, 80189.321, 80189.322, 191.10, 191.30, 191.50, 191.70, 191 .301 , 5191.087, 5191.088, 5191.337, 5191.3371, 5191.3372, 5191.387, 5191.3871, 5191.388, 5191.601, 5191.801, 5192.384, 5291.337 | Klasa IIa | Kateter qe lejon aksesin ne zonen epidurale me qellim injektimin e anestetikut dhe ndalimin e dhimbjes | Tjeter
Tuohy 17G - L 90mm , Devices for epidural anaesthesia,Needle and catheter for epidural anaesthesia with stylet Closed tip - 19G - L 900mm - PUR / Tuohy 17G - L 90mm , Devices for epidural anaesthesia,Paediatric epidural set Open tip - 22G - L400mm - PUR/ Tuohy 19G - L50mm, Devices for epidural anaesthesia,Tuohy - Ø1.35x1 .65mm - 16G - L.90mm , Devices for epidural anaesthesia,Tuohy - Ø1.20x150mm - 17G - L.90mm, Devices for epidural anaesthesia,Tuohy - Ø1.12x1.32mm - 18G - L.90mm , Devices for epidural anaesthesia,Tuohy -Ø 0.80x1 .08mm - 19G - L.90mm, Devices for epidural anaesthesia,Tuohy - Ø 1.20x1.50mm - 17G - L.120mm, Devices for epidural anaesthesia,Tuohy- Ø1.12x1.32mm -18G - L.120mm , Devices for epidural anaesthesia,Tuohy- Ø1.12x1.32mm -18G - L.153mm, Devices for epidural anaesthesia,Tuohy - Ø1.35x1 .65mm - 16G - L.80mm , Devices for epidural anaesthesia,Tuohy - Ø01.20x150mm - 17G - L.80mm , Devices for epidural anaesthesia,Tuohy - Ø1.07x1 .30mm - 18G - L.80mm , Devices for epidural anaesthesia,Tuohy - Ø1.07x1 .30mm - 18G - L.80mm, Devices for epidural anaesthesia,Tuohy Backeye - 01.07x1.30mm - 18G - L.80mm, Devices for epidural anaesthesia,Rafa Tuohy - 18G - L.80mm, Devices for epidural anaesthesia,Mini-tray for epidural anaesthesia. Closed tip - 19G - L 900mm - PUR / Tuohy 17G - 20 L90mm , Devices for epidural anaesthesia,Mini-tray for epidural anaesthesia with stylet Open tip - 19G - L 900mm - PE / Tuohy 17G - L90mm , Devices for epidural anaesthesiaMini-tray for epidural anoesthesia Open tip - 19G - L 900mm - PUR / Tuohy 17G - L 90mm, Devices for epidural anaesthesia,Mini-tray for epidural anaesthesia,Epidural / Peridural set - 19G - L.900mm - PEBA / T uohy 16G - L.80mm , Mini-tray for epidural anaesthesia,Mini-tray for epidural anaesthesia Closed tip - 20G - L 900mm - PEBA / Tuohy 1 BG -
L80mm, Devices for epidural anaesthesia,Mini-tray for epidural anaesthesia,Mini-tray for epidural anaesthesia Open tip - 19G - L900mm - PUR/ Tuohy 17G - L 90mm, Devices for epidural anaesthesia,Mini-tray for epidural anaesthesia,Mini-tray for epidural anaesthesia Closed tip - 19G - L 900mm - PUR/ T uohy 17G -
L90mm, Devices for epidural anaesthesiaMini-tray for epidural anaesthesia,Mini-tray for epidural anaesthesia with stylet Open tip - 19G - L 900mm - PE / T uohy 17G -
L90mm , Devices for epidural anaesthesia,Mini-tray for epidural anaesthesia,Mini-tray for epidural anaesthesia with stylet C/osed tip - 19G - L 900mm - PE / Tuohy 17G
- L90mm , Devices for epidural anaesthesia,Mini-tray for epidural anaesthesia,Peripur miniset 2. C/osed tip - 19G - L 900mm - PUR / T uohy 17G - L 90mm , Devices for epidural anaesthesia,Mini-tray for epidural anaesthesia,Peripur miniset 2. Closed tip - 19G - L 900mm - PUR / Tuohy 17G - L 90mm, Devices for epidural anaesthesia,Mini-tray for epidural anaesthesia,Mini-tray for epidural anaesthesia Open tip - 20G - L 900mm - PEBA / Tuohy 18G -
L80mm , Devices for epidural anaesthesia,Mini-tray for epidural anaesthesia,Mini-tray for epidural anaesthesia. Open tip - 20G - L. 900mm - PEBA / Tuohy 18G - L.90mm , Devices for epidural anaesthesia,Mini-tray for epidural anaesthesia,Mini-tray for epidural anaesthesia. C/osed rexible tip - 20G - L. 900mm - PEBA / Tuohy 18G - L.80mm , Devices for epidural anaesthesia,Mini-tray for epidural anaesthesia,Mini-tray for epidural anaesthesio. C/osed rexible tip - 20G - L. 900mm - PEBA / Tuohy 1 8G - L.80mm, Devices for epidural anaesthesia,Mini-tray for epidural anaesthesia,Mini-tray for epidural anoesthesia. Closed rexible tip - 20G - L. 900mm - PEBA / Tuohy Bockeye 18G - L.80mm, Devices for epidural anaesthesia,Mini-tray for epidural anaesthesia,Mini-tray for epidural onoesthesio. Closed tip - 20G - L. 900mm - PEBA / Tuohy 18G - L.80mm, Devices for epidural anaesthesia,Mini-tray for epidural anaesthesia,Mini-tray for epidural anaesthesio. C/osed tip - 20G - L. 900mm - PEBA / Tuohy 1 8G - L.80mm, Devices for epidural anaesthesia,Mini-tray for epidural anaesthesia,Mini-tray for epidural onoesthesio. C/osed tip - 20G - L. 900mm - PEBA / Tuohy 1 8G - L.90mm, Devices for epidural anaesthesia,Mini-tray for epidural anaesthesia,Mini-tray for epidural onoesthesia. Open tip - 19G - L. 900mm - PEBA / Tuohy 16G - L.B0mm , Devices for epidural anaesthesia,Mini-tray for epidural anaesthesia,Mini-tray for epidura/ onoesthesio. Closed tip - 19G - L. 900mm - PEBA / T uohy 16G - L.B0mm , Devices for epidural anaesthesia,Mini-tray for epidural anaesthesia,Mini-tray for epidural anaesthesio. Closed tip - 20G - L. 900mm - PEBA / Tuohy 1 BG - 20 L.80mm, Devices for epidural anaesthesia,Mini-tray for epidural anaesthesia,Epidural echo set. Closed ~exible tip - 20G - L. 900mm - PEBA / Tuohy 1 BG - L.80mm
17047 | LithoVue System Workstation – Global, LithoVue System Workstation – Brazil, LithoVue Standard Deflection Single-Use Digital Flexible Ureteroscope, LithoVue Reverse Deflection Single-Use Digital Flexible Ureteroscope, LithoVue Touch PC – Global, LithoVue Touch PC – Brazil | MONTAL | 2024-08-13T00:00:00.000+02:00 | Boston Scientific Corporation, 300 Boston Scientific Way, Marlborough, MA 01752 USA. SRN: US-MF-000004702 | M0067911000, M0067911300, M0067913500, M0067913600, M0068010000, M0068012000 | Klasa IIa | Sistemi LithoVue synon të përdoret për të vizualizuar organet, kavitetet dhe kanalet në traktin urinar (uretra, fshikëza, ureteri, kaliket dhe papilat renale) nëpërmjet rrugëve transuretrale ose perkutane. | Pajisje nje perdorimeshe
17048 | Urethral Catheter with Flute Tip with Balloon - Foley Balloon Catheter - Two way Foley Balloon Catheter, 6, 8, 10, 12, 14, 16, 18, 20, 22 and 24FG -Ecocath | Bless Med | 2024-08-16T00:00:00.000+02:00 | POLYBOND INDIA PVT. LTD. Gat No. 1088, Pimple Jagtap Link Road, Sanaswadi, Tal Shirur, Dist Pune, INDIA | 3601, 3602 | Klasa IIa | Kateter Ureteal | Tjeter
17049 | Non-sterile ID wristbands, ID WRISTBAND for children and adults, insert-card type, white (OPD-B-01), Non-sterile ID wristbands, ID WRISTBAND for children and adults, insert-card type, blue (OPD-N-01), Non-sterile ID wristbands, ID WRISTBAND for children and adults, insert-card type, pink (OPD-R-01), Non-sterile ID wristbands, ID WRISTBAND for infants, insert-card type, blue (OPN-N-01) , Non-sterile ID wristbands, ID WRISTBAND for infants, insert-card type, pink (OPN-R-01), Non-sterile ID wristbands, ID WRISTBAND for children and adults, write-on type, white (OPD-B-02), Non-sterile ID wristbands, ID WRISTBAND for infants, write-on type, pink (OPN-R-02), Non-sterile ID wristbands, ID WRISTBAND for infants, write-on type, blue (OPN-N-02) | T R I M E D | 2024-09-02T00:00:00.000+02:00 | ZARYS International Group spółka z ograniczoną odpowiedzialnością spółka komandytowa ul. Pod Borem 18, 41-808 Zabrze, Poland | Non-sterile ID wristbands, ID WRISTBAND for children and adults, insert-card type, white (OPD-B-01), Non-sterile ID wristbands, ID WRISTBAND for children and adults, insert-card type, blue (OPD-N-01), Non-sterile ID wristbands, ID WRISTBAND for children and adults, insert-card type, pink (OPD-R-01), Non-sterile ID wristbands, ID WRISTBAND for infants, insert-card type, blue (OPN-N-01) , Non-sterile ID wristbands, ID WRISTBAND for infants, insert-card type, pink (OPN-R-01), Non-sterile ID wristbands, ID WRISTBAND for children and adults, write-on type, white (OPD-B-02), Non-sterile ID wristbands, ID WRISTBAND for infants, write-on type, pink (OPN-R-02), Non-sterile ID wristbands, ID WRISTBAND for infants, write-on type, blue (OPN-N-02) | Klasa I | Non-sterile ID wristbands është një pajisje mjekësore një përdorimshe që përdoret për të identifikuar dhe siguruar informacionin bazë të pacientit, për të parandaluar gabimet mjekësore dhe për të garantuar sigurinë e pacientit. | Pajisje nje perdorimeshe
17050 | DECONTAMINATING MAT 90x115 cm - 30 layers - blue | O.E.S DISTRIMED | 2024-09-04T00:00:00.000+02:00 | GIMA S.p.A. Via Marconi, 1 20060 Gessate (MI) –Italy | 36695 | Klasa I | Shtrese mbrojtese per mjediset që kërkojnë mungesë totale të agjentëve kontaminues dhe ruajtjen e niveleve të larta higjenike. | Pajisje nje perdorimeshe
17051 | MAIN CART 9735667 STEALTH S8 PLUS | O.E.S DISTRIMED | 2024-09-04T00:00:00.000+02:00 | Medtronic Navigation Inc.200 Medtronic Drive,Lafayette,CO 80026,USA | 9735667 | Klasa I | Aksesore per platformen StealthStation S8 e cila sherben per lokalizim te instrumentave kirurgjikal si dhe strukturave anatomike gjate nderhyrjeve kirurgjikale | Pajisje nje perdorimeshe
17052 | INST KIT DRIVER 5.5/6.0 MAS CAN | O.E.S DISTRIMED | 2024-09-04T00:00:00.000+02:00 | Medtronic Navigation Inc.200 Medtronic Drive,Lafayette,CO 80026,USA | 9735278 | Klasa I | Aksesore per platformen StealthStation S8 | Pajisje nje perdorimeshe
17053 | Spirometer with or without oximeter | FEDOS | 2024-08-12T00:00:00.000+02:00 | MIR - MEDICAL INTERNATIONAL RESEARCH S.p.A. Viale Luigi Schiavonetti 270 - 00173 Roma (RM) - Italia | Z12150180 -modeli Spirolab | Klasa IIa | Spirometria është një test që përdoret për të vlerësuar funksionin e mushkërive. Ky test mat kapacitetin dhe volumet e ajrit që mund të thithni dhe të nxirrni nga mushkëritë tuaja, si dhe shpejtësinë me të cilën mund të bëni këtë. | Produkte per institucione te kujdesit shendetesor
17054 | Veress Needle, Spring-loaded pneumoperitoneum needle, single-use | T R I M E D | 2024-08-15T00:00:00.000+02:00 | Unimax Medical Systems Inc., 8F-2, No.127, Lane 235, Pao Chiao Road, Xindian District, New Taipei City, 23145, Taiwan | Veress Needle, Spring-loaded pneumoperitoneum needle, single-use | Klasa IIa | Veress Needle, Spring-loaded pneumoperitoneum needle, single-use është një pajisje mjekësore njëpërdorimshe që përdoret për të krijuar një pneumoperitoneum në procedurat laparoskopike. Pajisja është e ideuar për të formuar pneumoperitoneum përpara futjes së trokarit dhe kanulës në procedurat laparoskopike. | Pajisje nje perdorimeshe
17055 | Instruments sets for bone nails, bone screws, bone plates; Drill, Instruments sets for bone nails, bone screws, bone plates; Wire, Instruments sets for bone nails, bone screws, bone plates; AO drill Ø1.1x93, Instruments sets for bone nails, bone screws, bone plates; AO drill Ø1.5, Instruments sets for bone nails, bone screws, bone plates; AO drill Ø1.5x93, Instruments sets for bone nails, bone screws, bone plates; AO drill Ø1.8x130, Instruments sets for bone nails, bone screws, bone plates; AO drill Ø2.0, Instruments sets for bone nails, bone screws, bone plates; AO drill Ø2.1x140, Instruments sets for bone nails, bone screws, bone plates; AO drill Ø2.7x173, Instruments sets for bone nails, bone screws, bone plates; AO drill Ø3.5x173, Instruments sets for bone nails, bone screws, bone plates; K-wire Ø 0,8, Instruments sets for bone nails, bone screws, bone plates; Drill 1,8x160, Instruments sets for bone nails, bone screws, bone plates; Drill 2,1x160, Instruments sets for bone nails, bone screws, bone plates; Pilot drill Ø4,2, Instruments sets for bone nails, bone screws, bone plates; AO drill Ø4,2, Instruments sets for bone nails, bone screws, bone plates; Drill Ø5,0, Instruments sets for bone nails, bone screws, bone plates; Drill Ø7,3, Instruments sets for bone nails, bone screws, bone plates; AO Tap, Instruments sets for bone nails, bone screws, bone plates; Cannulated drill ø3,0, Instruments sets for bone nails, bone screws, bone plates; Drill ø1,8x160, Instruments sets for bone nails, bone screws, bone plates; Drill Ø1,5x100, Instruments sets for bone nails, bone screws, bone plates; Drill ø2,1x160, Instruments sets for bone nails, bone screws, bone plates; Drill Ø2,0x120, Instruments sets for bone nails, bone screws, bone plates; Drill guide ø1,0, Instruments sets for bone nails, bone screws, bone plates; Drill Ø2,0x80, Instruments sets for bone nails, bone screws, bone plates; Drill guide ø2,4; ø2,6, Instruments sets for bone nails, bone screws, bone plates; AO drill Ø3,7, Instruments sets for bone nails, bone screws, bone plates; Anti-rotation screw Drill Ø4,8/Ø6,5, Instruments sets for bone nails, bone screws, bone plates; Drill ø4,7, Instruments sets for bone nails, bone screws, bone plates; Trepan guide wire, Instruments sets for bone nails, bone screws, bone plates; Drill sleeve 3,7, Instruments sets for bone nails, bone screws, bone plates; Drill sleeve 3,2, Instruments sets for bone nails, bone screws, bone plates; Drill Ø1,2, Instruments sets for bone nails, bone screws, bone plates; Trepan Ø7,0, Instruments sets for bone nails, bone screws, bone plates; Trepan Ø7,3, Instruments sets for bone nails, bone screws, bone plates; K-wire with lock, Instruments sets for bone nails, bone screws, bone plates; K-wire with lock Ø1.5x150, Instruments sets for bone nails, bone screws, bone plates; Kirschner wire, Instruments sets for bone nails, bone screws, bone plates; Elastic reamer, Instruments sets for bone nails, bone screws, bone plates; Guide wire, Instruments sets for bone nails, bone screws, bone plates; Drill limiter, Instruments sets for bone nails, bone screws, bone plates; Steps drill, Instruments sets for bone nails, bone screws, bone plates; Trepan for proximal femoral nail, Instruments sets for bone nails, bone screws, bone plates; Temporary screw, Instruments sets for bone nails, bone screws, bone plates; Tapped wire, Instruments sets for bone nails, bone screws, bone plates; Reamer, Instruments sets for bone nails, bone screws, bone plates; Temporary locking screw, Instruments sets for bone nails, bone screws, bone plates; Flexible handle, Instruments sets for bone nails, bone screws, bone plates; Tap, Instruments sets for bone nails, bone screws, bone plates; Cannulated drill, Instruments sets for bone nails, bone screws, bone plates; Loocking screw, Instruments sets for bone nails, bone screws, bone plates; Trepan drill, Instruments sets for bone nails, bone screws, bone plates; Doyen reamer, Instruments sets for bone nails, bone screws, bone plates; Reamer with handle, Instruments sets for bone nails, bone screws, bone plates; Reamer for metatarsophalangeal joint, Instruments sets for bone nails, bone screws, bone plates; guide wire | LAYO | 2024-08-15T00:00:00.000+02:00 | MEDGAL Sp. z o.o., Niewodnicka 26a, 16-001 Ksiezyno, Poland | 4-40-22-80, 4-40-22-100, 4-40-22-120, 4-40-22-125, 4-40-22-130, 4-40-22-145, 4-40-22-150, 4-40-22-160, 4-40-22-180, 4-40-22-195, 4-40-22-200, 4-40-22-230, 4-40-22-250, 4-40-22-300, 4-40-25-50, 4-40-25-80, 4-40-25-100, 4-40-25-120, 4-40-25-125, 4-40-25-130, 4-40-25-145, 4-40-25-150, 4-40-25-160, 4-40-65-120, 4-40-65-125, 4-40-65-130, 4-40-65-145, 4-40-65-150, 4-40-65-160, 4-40-65-180, 4-40-65-195, 4-40-65-200, 4-40-65-230, 4-40-65-250, 4-40-65-300, 4-40-70-50, 4-40-70-80, 4-40-70-100, 4-40-70-120, 4-40-70-125, 4-40-70-130, 4-40-70-145, 4-40-70-150, 4-40-70-160, 4-40-70-180, 4-40-70-195, 4-40-70-200, 4-40-70-230, 4-40-70-250, 4-40-70-300, 4-40-80-50, 4-40-80-80, 4-40-80-100, 4-40-80-120, 4-40-80-125, 4-40-80-130, 4-40-80-145, 4-40-80-150, 4-40-80-160, 4-40-80-180, 4-40-80-195, 4-40-80-200, 4-40-80-230, 4-40-80-250, 4-40-80-300, 4-40-90-50, 4-40-90-80, 4-40-90-100, 4-40-90-120, 4-40-90-125, 4-40-90-130, 4-40-90-145, 4-40-90-150, 4-40-90-160, 4-40-90-180, 4-40-90-195, 4-40-90-200, 4-40-90-230, 4-40-90-250, 4-40-90-300, 4-40-14-01, 4-40-14-02, 4-40-14-03, 4-40-14-04, 4-40-14-05, 4-40-14-06, 4-40-14-07, 4-40-14-08, 4-40-14-09, 4-40-14-10, 4-40-14-11, 4-40-20-032, 4-40-20-045, 4-40-20-050, 4-40-20-055, 4-40-20-060, 4-40-20-065, 4-40-20-070, 4-40-20-075, 4-40-20-080, 4-40-32-170, 4-40-21-01, 4-40-318-18, 4-40-318-20, 4-40-418-37, 4-40-418-15, 4-40-418-20, 4-40-418-25, 4-40-418-30, 4-40-418-35, 4-40-418-40, 4-40-418-45, 4-40-418-50, 4-40-418-55, 4-40-420-32, 4-40-25-180, 4-40-25-195, 4-40-25-200, 4-40-25-230, 4-40-25-250, 4-40-25-300, 4-40-27-50, 4-40-27-80, 4-40-27-100, 4-40-27-120, 4-40-27-125, 4-40-27-130, 4-40-27-145, 4-40-27-150, 4-40-27-160, 4-40-27-180, 4-40-27-195, 4-40-27-200, 4-40-27-230, 4-40-27-250, 4-40-27-300, 40-27-3.7.400.AO, 40-27-4.2.400.AO, 4-40-28-50, 4-40-28-80, 4-40-28-100, 4-40-28-120, 4-40-28-125, 4-40-28-130, 4-40-28-145, 4-40-28-150, 4-40-28-160, 4-40-28-180, 4-40-28-195, 4-40-28-200, 4-40-28-230, 4-40-28-250, 4-40-28-300, 40-29-DLK, 4-40-30-50, 4-40-30-80, 4-40-30-100, 4-40-30-120, 4-40-30-125, 4-40-30-130, 4-40-30-145, 4-40-30-150, 4-40-30-160, 4-40-30-180, 4-40-30-195, 4-40-30-200, 4-40-30-230, 4-40-30-250, 4-40-30-300, 4-40-32-50, 4-40-32-80, 4-40-32-100, 4-40-32-120, 4-40-32-125, 4-40-32-130, 4-40-32-145, 4-40-32-150, 4-40-32-160, 4-40-32-180, 4-40-32-195, 4-40-32-200, 4-40-32-230, 4-40-32-250, 4-40-32-300, 4-40-35-50, 4-40-35-80, 4-40-35-100, 4-40-35-120, 4-40-35-125, 4-40-35-130, 4-40-35-145, 4-40-35-150, 4-40-35-160, 4-40-35-180, 4-40-35-195, 4-40-35-200, 4-40-35-230, 4-40-35-250, 4-40-35-300, 4-40-37-50, 4-40-37-80, 4-40-37-100, 4-40-37-120, 4-40-37-125, 4-40-37-130, 4-40-37-145, 4-40-37-150, 4-40-37-160, 4-40-37-180, 4-40-37-195, 4-40-37-200, 4-40-37-230, 4-40-37-250, 4-40-37-300, 4-40-40-50, 4-40-40-80, 4-40-40-100, 4-40-40-120, 4-40-40-125, 4-40-40-130, 4-40-40-145, 4-40-40-150, 4-40-40-160, 4-40-40-180, 4-40-40-195, 4-40-40-200, 4-40-40-230, 4-40-40-250, 4-40-40-300, 4-40-42-50, 4-40-42-80, 4-40-42-100, 4-40-42-120, 4-40-42-125, 4-40-42-130, 4-40-42-145, 4-40-42-150, 4-40-42-160, 4-40-42-180, 4-40-42-195, 4-40-42-200, 4-40-42-230, 4-40-42-250, 4-40-42-300, 4-40-45-50, 4-40-45-80, 4-40-45-100, 4-40-45-120, 4-40-45-125, 4-40-45-130, 4-40-45-145, 4-40-45-150, 4-40-45-160, 4-40-45-180, 4-40-45-195, 4-40-45-200, 4-40-45-230, 4-40-45-250, 4-40-45-300, 4-40-47-50, 4-40-47-80, 4-40-47-100, 4-40-47-120, 4-40-47-125, 4-40-47-130, 4-40-47-145, 4-40-47-150, 4-40-47-160, 4-40-47-180, 4-40-47-195, 4-40-47-200, 4-40-47-230, 4-40-47-250, 4-40-47-300, 4-40-50-50, 4-40-50-80, 4-40-50-100, 4-40-50-120, 4-40-50-125, 4-40-50-130, 4-40-50-145, 4-40-50-150, 4-40-50-160, 4-40-50-180, 4-40-50-195, 4-40-50-200, 4-40-50-230, 4-40-50-250, 4-40-50-300, 4-40-55-50, 4-40-55-80, 4-40-55-100, 4-40-55-120, 4-40-55-125, 4-40-55-130, 4-40-55-145, 4-40-55-150, 4-40-55-160, 4-40-55-180, 4-40-55-195, 4-40-55-200, 4-40-55-230, 4-40-55-250, 4-40-55-300, 4-40-60-50, 4-40-60-80, 4-40-60-100, 4-40-60-120, 4-40-60-125, 4-40-60-130, 4-40-60-1 | Klasa IIa | Instrumenta mjekësore shumëpërdorimëshe, sete instrumentash për vida kockash, pllaka kockash, gozhdë kockash | Instrumenta shumeperdorimeshe
17056 | Infiltration Pump VITRUVIAN INFILTRATION PUMP; LED VOLUME DISPLAY - VARIABLE SPEED HIGH FLOW, 100-240VAC B89055 | EUROMED | 2024-07-30T00:00:00.000+02:00 | Black & Black Surgical, Inc. 5175 South Royal Atlanta Drive, Tucker, Georgia 30084 USA | Infiltration Pump VITRUVIAN INFILTRATION PUMP; LED VOLUME DISPLAY - VARIABLE SPEED HIGH FLOW, 100-240VAC B89055 | Klasa IIa | Pompa e infiltrimit është një pompë peristaltike për dërgimin e lëngut tumescent në vendin e operacionit. Mundësuar nga një motor hapësinor i teknologjisë së fundit, kjo makinë siguron një veprim të qëndrueshëm pompimi me një shpejtësi deri në 1000 ml/min | Tjeter
17057 | Blood Transfusion Set | FEDOS | 2024-08-12T00:00:00.000+02:00 | La-med Healthcare Pvt. Ltd, Plot. No. 136, Sector 24, Faridabad, Haryana (India) | Blood Transfusion Set (Non Vented) IT0902-150- -size 18G | Klasa IIa | Sete sistemi transfuzioni gjaku steril | Pajisje nje perdorimeshe
17058 | Aplio i900 / TUS-AI900 | DIAL-ALB | 2024-08-12T00:00:00.000+02:00 | Canon Medical Systems Corporation, 1385, Shimoishigami, Otawara-Shi, Tochigi 324-8550, JAPAN | TUS-AI900 | Klasa IIa | Sistemi i imazhit me ultratinguj me qëllim të përgjithshëm | Tjeter
17059 | Promus PREMIER Select Monorail / 16 mm x 3.50 mm, Promus PREMIER Select Monorail / 20 mm x 3.50 mm, Promus PREMIER Select Monorail / 24 mm x 3.50 mm, Promus PREMIER Select Monorail / 28 mm x 3.50 mm, Promus PREMIER Select Monorail / 32 mm x 3.50 mm, Promus PREMIER Select Monorail / 38 mm x 3.50 mm, Promus PREMIER Select Monorail / 8 mm x 4.00 mm, Promus PREMIER Select Monorail / 12 mm x 4.00 mm, Promus PREMIER Select Monorail / 16 mm x 4.00 mm, Promus PREMIER Select Monorail / 20 mm x 4.00 mm, Promus PREMIER Select Monorail / 24 mm x 4.00 mm, Promus PREMIER Select Monorail / 28 mm x 4.00 mm, Promus PREMIER Select Monorail / 32 mm x 4.00 mm, Promus PREMIER Select Monorail / 38 mm x 4.00 mm, Promus ELITE Monorail / 8 mm x 2.25 mm, Promus ELITE Monorail / 12 mm x 2.25 mm, Promus ELITE Monorail / 16 mm x 2.25 mm, Promus ELITE Monorail / 20 mm x 2.25 mm, Promus ELITE Monorail / 24 mm x 2.25 mm, Promus ELITE Monorail / 28 mm x 2.25 mm, Promus ELITE Monorail / 32 mm x 2.25 mm, Promus ELITE Monorail / 8 mm x 2.50 mm, Promus ELITE Monorail / 12 mm x 2.50 mm, Promus ELITE Monorail / 16 mm x 2.50 mm, Promus ELITE Monorail / 20 mm x 2.50 mm, Promus ELITE Monorail / 24 mm x 2.50 mm, Promus ELITE Monorail / 28 mm x 2.50 mm, Promus ELITE Monorail / 32 mm x 2.50 mm, Promus ELITE Monorail / 38 mm x 2.50 mm, Promus ELITE Monorail / 8 mm x 2.75 mm, Promus ELITE Monorail / 12 mm x 2.75 mm, Promus ELITE Monorail / 16 mm x 2.75 mm, Promus ELITE Monorail / 20 mm x 2.75 mm, Promus ELITE Monorail / 24 mm x 2.75 mm, Promus ELITE Monorail / 28 mm x 2.75 mm, Promus ELITE Monorail / 32 mm x 2.75 mm, Promus ELITE Monorail / 38 mm x 2.75 mm, Promus ELITE Monorail / 8 mm x 3.00 mm, Promus ELITE Monorail / 12 mm x 3.00 mm, Promus ELITE Monorail / 16 mm x 3.00 mm, Promus ELITE Monorail / 20 mm x 3.00 mm, Promus ELITE Monorail / 24 mm x 3.00 mm, Promus ELITE Monorail / 28 mm x 3.00 mm, Promus ELITE Monorail / 32 mm x 3.00 mm, Promus ELITE Monorail / 38 mm x 3.00 mm, Promus ELITE Monorail / 8 mm x 3.50 mm, Promus ELITE Monorail / 12 mm x 3.50 mm, Promus ELITE Monorail / 16 mm x 3.50 mm, Promus ELITE Monorail / 20 mm x 3.50 mm, Promus ELITE Monorail / 24 mm x 3.50 mm, Promus ELITE Monorail / 28 mm x 3.50 mm, Promus ELITE Monorail / 32 mm x 3.50 mm, Promus ELITE Monorail / 38 mm x 3.50 mm, Promus ELITE Monorail / 8 mm x 4.00 mm, Promus ELITE Monorail / 12 mm x 4.00 mm, Promus ELITE Monorail / 16 mm x 4.00 mm, Promus ELITE Monorail / 20 mm x 4.00 mm, Promus ELITE Monorail / 24 mm x 4.00 mm, Promus ELITE Monorail / 28 mm x 4.00 mm, Promus ELITE Monorail / 32 mm x 4.00 mm, Promus ELITE Monorail / 38 mm x 4.00 mm, Promus PREMIER Monorail / 38 mm x 4.00 mm, Promus PREMIER Select Monorail / 8 mm x 2.25 mm, Promus PREMIER Select Monorail / 12 mm x 2.25 mm, Promus PREMIER Select Monorail / 16 mm x 2.25 mm, Promus PREMIER Select Monorail / 20 mm x 2.25 mm, Promus PREMIER Select Monorail / 24 mm x 2.25 mm, Promus PREMIER Select Monorail / 28 mm x 2.25 mm, Promus PREMIER Select Monorail / 32 mm x 2.25 mm, Promus PREMIER Select Monorail / 8 mm x 2.50 mm, Promus PREMIER Select Monorail / 12 mm x 2.50 mm, Promus PREMIER Select Monorail / 16 mm x 2.50 mm, Promus PREMIER Select Monorail / 20 mm x 2.50 mm, Promus PREMIER Select Monorail / 24 mm x 2.50 mm, Promus PREMIER Select Monorail / 28 mm x 2.50 mm, Promus PREMIER Select Monorail / 32 mm x 2.50 mm, Promus PREMIER Select Monorail / 38 mm x 2.50 mm, Promus PREMIER Select Monorail / 8 mm x 2.75 mm, Promus PREMIER Select Monorail / 12 mm x 2.75 mm, Promus PREMIER Select Monorail / 16 mm x 2.75 mm, Promus PREMIER Select Monorail / 20 mm x 2.75 mm, Promus PREMIER Select Monorail / 24 mm x 2.75 mm, Promus PREMIER Select Monorail / 28 mm x 2.75 mm, Promus PREMIER Select Monorail / 32 mm x 2.75 mm, Promus PREMIER Select Monorail / 38 mm x 2.75 mm, Promus PREMIER Select Monorail / 8 mm x 3.00 mm, Promus PREMIER Select Monorail / 12 mm x 3.00 mm, Promus PREMIER Select Monorail / 16 mm x 3.00 mm, Promus PREMIER Select Monorail / 20 mm x 3.00 mm, Promus PREMIER Select Monorail / 24 mm x 3.00 mm, Promus PREMIER Select Monorail / 28 mm x 3.00 mm, Promus PREMIER Select Monorail / 32 mm x 3.00 mm, Promus PREMIER Select Monorail / 38 mm x 3.00 mm, Promus PREMIER Select Monorail / 8 mm x 3.50 mm, Promus PREMIER Select Monorail / 12 mm x 3.50 mm, Promus PREMIER Monorail / 8 mm x 2.25 mm, Promus PREMIER Monorail / 12 mm x 2.25 mm, Promus PREMIER Monorail / 16 mm x 2.25 mm, Promus PREMIER Monorail / 20 mm x 2.25 mm, Promus PREMIER Monorail / 24 mm x 2.25 mm, Promus PREMIER Monorail / 28 mm x 2.25 mm, Promus PREMIER Monorail / 32 mm x 2.25 mm, Promus PREMIER Monorail / 8 mm x 2.50 mm, Promus PREMIER Monorail / 12 mm x 2.50 mm, Promus PREMIER Monorail / 16 mm x 2.50 mm, Promus PREMIER Monorail / 20 mm x 2.50 mm, Promus PREMIER Monorail / 24 mm x 2.50 mm, Promus PREMIER Monorail / 28 mm x 2.50 mm, Promus PREMIER Monorail / 32 mm x 2.50 mm, Promus PREMIER Monorail / 38 mm x 2.50 mm, Promus PREMIER Monorail / 8 mm x 2.75 mm, Promus PREMIER Monorail / 12 mm x 2.75 mm, Promus PREMIER Monorail / 16 mm x 2.75 mm, Promus PREMIER Monorail / 20 mm x 2.75 mm, Promus PREMIER Monorail / 24 mm x 2.75 mm, Promus PREMIER Monorail / 28 mm x 2.75 mm, Promus PREMIER Monorail / 32 mm x 2.75 mm, Promus PREMIER Monorail / 38 mm x 2.75 mm, Promus PREMIER Monorail / 8 mm x 3.00 mm, Promus PREMIER Monorail / 12 mm x 3.00 mm, Promus PREMIER Monorail / 16 mm x 3.00 mm, Promus PREMIER Monorail / 20 mm x 3.00 mm, Promus PREMIER Monorail / 24 mm x 3.00 mm, Promus PREMIER Monorail / 28 mm x 3.00 mm, Promus PREMIER Monorail / 32 mm x 3.00 mm, Promus PREMIER Monorail / 38 mm x 3.00 mm, Promus PREMIER Monorail / 8 mm x 3.50 mm, Promus PREMIER Monorail / 12 mm x 3.50 mm, Promus PREMIER Monorail / 16 mm x 3.50 mm, Promus PREMIER Monorail / 20 mm x 3.50 mm, Promus PREMIER Monorail / 24 mm x 3.50 mm, Promus PREMIER Monorail / 28 mm x 3.50 mm, Promus PREMIER Monorail / 32 mm x 3.50 mm, Promus PREMIER Monorail / 38 mm x 3.50 mm, Promus PREMIER Monorail / 8 mm x 4.00 mm, Promus PREMIER Monorail / 12 mm x 4.00 mm, Promus PREMIER Monorail / 16 mm x 4.00 mm, Promus PREMIER Monorail / 20 mm x 4.00 mm, Promus PREMIER Monorail / 24 mm x 4.00 mm, Promus PREMIER Monorail / 28 mm x 4.00 mm, Promus PREMIER Monorail / 32 mm x 4.00 mm | MONTAL | 2024-08-19T00:00:00.000+02:00 | Boston Scientific Corporation, 300 Boston Scientific Way, Marlborough, MA 01752 USA. SRN: US-MF-000004702 | H7493939916350, H7493939920350, H7493939924350, H7493939928350, H7493939932350, H7493939938350, H7493939908400, H7493939912400, H7493939916400, H7493939920400, H7493939924400, H7493939928400, H7493939932400, H7493939938400, H7493941308220, H7493941312220, H7493941316220, H7493941320220, H7493941324220, H7493941328220, H7493941332220, H7493941308250, H7493941312250, H7493941316250, H7493941320250, H7493941324250, H7493941328250, H7493941332250, H7493941338250, H7493941308270, H7493941312270, H7493941316270, H7493941320270, H7493941324270, H7493941328270, H7493941332270, H7493941338270, H7493941308300, H7493941312300, H7493941316300, H7493941320300, H7493941324300, H7493941328300, H7493941332300, H7493941338300, H7493941308350, H7493941312350, H7493941316350, H7493941320350, H7493941324350, H7493941328350, H7493941332350, H7493941338350, H7493941308400, H7493941312400, H7493941316400, H7493941320400, H7493941324400, H7493941328400, H7493941332400, H7493941338400, H7493925138400, H7493939908220, H7493939912220, H7493939916220, H7493939920220, H7493939924220, H7493939928220, H7493939932220, H7493939908250, H7493939912250, H7493939916250, H7493939920250, H7493939924250, H7493939928250, H7493939932250, H7493939938250, H7493939908270, H7493939912270, H7493939916270, H7493939920270, H7493939924270, H7493939928270, H7493939932270, H7493939938270, H7493939908300, H7493939912300, H7493939916300, H7493939920300, H7493939924300, H7493939928300, H7493939932300, H7493939938300, H7493939908350, H7493939912350, H7493925108220, H7493925112220, H7493925116220, H7493925120220, H7493925124220, H7493925128220, H7493925132220, H7493925108250, H7493925112250, H7493925116250, H7493925120250, H7493925124250, H7493925128250, H7493925132250, H7493925138250, H7493925108270, H7493925112270, H7493925116270, H7493925120270, H7493925124270, H7493925128270, H7493925132270, H7493925138270, H7493925108300, H7493925112300, H7493925116300, H7493925120300, H7493925124300, H7493925128300, H7493925132300, H7493925138300, H7493925108350, H7493925112350, H7493925116350, H7493925120350, H7493925124350, H7493925128350, H7493925132350, H7493925138350, H7493925108400, H7493925112400, H7493925116400, H7493925120400, H7493925124400, H7493925128400, H7493925132400 | Klasa III | Sistemi i stentave me krom platin sherben per permiresimin e diametrit luminal koronar te arteries koronare me stenoze diskrete. | Pajisje nje perdorimeshe
17060 | URIFLATE Plus (Purified water with 10% glycerin solution) Sterile Pre-filled syringe, 10 ml prefilled syringe | T R I M E D | 2024-08-19T00:00:00.000+02:00 | YASEMiN MEDiKAL MALZEMELERi TiCARET SANAYi A.Ş., istanbul Trakya Serbest Bölgesi. Ferhatpaşa Serbest Bölge Mah. Ali Rıza Efendi Cad. NO: 30/2B1 ÇATALCA, iSTANBUL/ TURKEY | URIFLATE Plus (Purified water with 10% glycerin solution) Sterile Pre-filled syringe, 10 ml prefilled syringe | Klasa IIa | Uriflate Plus janë pajisje mjekësore që kanë për qëllim fryrjen e balonës së kateterëve Foley. Injektohen direkt ne balonën e kateterit. | Produkte per institucione te kujdesit shendetesor
17061 | SUBITON, Knee Spacer with Gentamicin, Symmetrical, RF-58, SUBITON, Knee Spacer with Gentamicin, Symmetrical, RF-65, SUBITON, Knee Spacer with Gentamicin, Symmetrical, RF-72, SUBITON, Knee Spacer with Gentamicin, Symmetrical, RF-79, SUBITON EVOLUTION, Knee Spacer with Gentamicin, Asymmetrical, RD-58, SUBITON EVOLUTION, Knee Spacer with Gentamicin, Asymmetrical, RD-65, SUBITON EVOLUTION, Knee Spacer with Gentamicin, Asymmetrical, RD-72, SUBITON EVOLUTION, Knee Spacer with Gentamicin, Asymmetrical, RD-79, SUBITON EVOLUTION, Knee Spacer with Gentamicin, Asymmetrical, RI-58, SUBITON EVOLUTION, Knee Spacer with Gentamicin, Asymmetrical, RI-65, SUBITON EVOLUTION, Knee Spacer with Gentamicin, Asymmetrical, RI-72, SUBITON EVOLUTION, Knee Spacer with Gentamicin, Asymmetrical, RI-79 | LAYO | 2024-08-19T00:00:00.000+02:00 | LABORATORIOS S.L., SA., Curupayti 2611 B1644GDC San Fernando, Buenos Aires-ARGENTINA | 880910, 880915, 880909, 880916, 880895, 880866, 880867, 880868, 881965, 881966, 880869, 880870 | Klasa III | Pajisje mjeksore përkohësisht e implantueshme, që përdoret kryesisht për të ruajtur hapësirën artikulare gjatë protezimit me revizion në dy faza. Gjithashtu, ndihmon në trajtimin e infeksionit si pasojë e implantimit të protezës së gjurit. | Pajisje te implantueshme aktive
17062 | Aura / Aura Bulk Fill / Aura Easy / Aura eASYflow, Glacier, Ice, Luna / Luna 2 / Luna Flow / Luna Flow LV, Wave / Wave HV / Wave M, LC Opaquer, Rok, Shade Modification Kit | Ameis Dent | 2024-08-21T00:00:00.000+02:00 | SDI LIMITED - 3-15 BRUNSDON STREET BAYSWATER, VICTORIA 3153, AUSTRALIA | 1103 | Klasa IIa | Kompozit per mbushje dentare | Pajisje dentare
17063 | Disposable latex examination gloves lightly sprinkled with powder,Glovely,Biosafe PP Type 50 (Biosafe plus),S, Disposable latex examination gloves lightly sprinkled with powder,Glovely,Biosafe PP Type 50 (Biosafe plus),XS, Disposable latex examination gloves lightly sprinkled with powder,Glovely,Biosafe PP Type 50 (Biosafe plus),M, Disposable latex examination gloves lightly sprinkled with powder,Glovely,Biosafe PP Type 50 (Biosafe plus),L, Disposable latex examination gloves lightly sprinkled with powder,Glovely,Biosafe PP Type 50 (Biosafe plus),XL | GREEMED | 2024-09-10T00:00:00.000+02:00 | Rays SPA Via Francesko Crispi 26-60027 OSIMO (AN) Italy | DAR EX/S, DAR EX/XS, DAR EX/M, DAR EX/L, DAR EX/XL | Klasa I | Doreza ekzaminimi lateksi me puder,masa S, Doreza ekzaminimi lateksi me puder,masa XS, Doreza ekzaminimi lateksi me puder,masa M, Doreza ekzaminimi lateksi me puder,masa L, Doreza ekzaminimi lateksi me puder ,masa XL | Tjeter
17064 | Absorbent Gauze roll | MONTAL | 2024-09-10T00:00:00.000+02:00 | Shanghai Channelmed Import & Export Co., Ltd.(Channelmed Group) Room 1402, No.707 of Zhangyang Road, Shanghai, People's Republic of China | Absorbent Gauze roll | Klasa I | Përdoret për mbulimin e plagëve, tamponatimin dhe përshpejtimin e shërimit të tyre. | Pajisje nje perdorimeshe
17065 | Silk plaster | MONTAL | 2024-09-10T00:00:00.000+02:00 | Shanghai Channelmed Import & Export Co., Ltd.(Channelmed Group) Room 1402, No.707 of Zhangyang Road, Shanghai, People's Republic of China | Silk plaster | Klasa I | Silk plaster përdoret për të ngjitur fasha, garzë dhe veshje të tjera në plagë. | Pajisje nje perdorimeshe
17066 | Ophthalmic solution with osmotic action preservative free, sterile | PharmaBest Group | 2024-07-24T00:00:00.000+02:00 | D.M.G. ITALIA SRL via Laurentina km 26.700 – 00071 Pomezia, Rome – Italy | OSMODROP FREE | Klasa IIb | perdoret per trajtimin osmotik i edemës dhe i nënedemës së kornesë. Trajtim ndihmës i simptomave edematoze. | Tjeter
17067 | CRACKSHEDIR™ 125 ml e 100 ml | MEDI PHARMA COMPANY | 2024-08-12T00:00:00.000+02:00 | Shedir Pharma S.r.l., Via Bagnulo, 95; 80063 Piano di Sorrento (NA), Italy | CRACKBFT51L | Klasa IIa | CRACKSHEDIR™ është një pajisje mjekësore në formë shkumë topikale e cila vepron në nivel të lëkurës në rastet e dhimbjeve të sistemit osteo-artikular dhe muskulor, veçanërisht me origjinë traumatike. | Tjeter
17068 | Anti Fog, Endoscopic antifog solution | T R I M E D | 2024-08-15T00:00:00.000+02:00 | Unimax Medical Systems Inc., 8F-2, No.127, Lane 235, Pao Chiao Road, Xindian District, New Taipei City, 23145, Taiwan | Anti Fog, Endoscopic antifog solution | Klasa IIa | Anti Fog, Endoscopic antifog solution është një pajisje mjekësore që ka qëllim të parandalojë formimin e kondensimit në lentet e endoskopit, i cili pengon pamjen dhe rrezikon sigurinë, saktësinë dhe suksesin e ndërhyrjeve mjekësore. Këto solucione sigurojnë vizualizim të qartë dhe të pandërprerë gjatë ekzaminimeve ose ndërhyrjeve. | Pajisje nje perdorimeshe
17069 | OEC One ASD | MONTAL | 2024-08-13T00:00:00.000+02:00 | GE Hualun Medical Systems Co., Ltd. No. 1, Yong Chang North Road, Beijing Economic Technological Development Zone 100176 Beijing P.R. China SRN: CN-MF-000001189 | 9990000PCM | Klasa IIb | OEC One ASD synon të sigurojë imazhe fluoroskopike dhe dixhitale të anatomisë së pacientit, instrumentave/pajisjeve ndërhyrëse dhe/ose agjentëve të kontrastit gjatë procedurave diagnostike, intervenuese dhe kirurgjikale | Pajisje diagnostikuese dhe terapeutike me rezatim
17070 | 3M Electrosurgical Plates | O.E.S DISTRIMED | 2024-08-15T00:00:00.000+02:00 | 3M Center 2510 Conway Ave St.Paul,MN 55144 U.S.A | 1182, 8180F, 9130, 9130F, 9160, 9160F, 9165E | Klasa IIb | Pllakeza elektrokirurgjikale per togezim | Pajisje nje perdorimeshe
17071 | LOGIQ E10 R3 HDU Console, LOGIQ E10 R3 HDU CW Capable Console, LOGIQ E10 R3 OLEO Console, LOGIQ E10 R3 OLED CW Capable Console, LOGIQ E10 R3 HDU Console (GEUK), LOGIQ E10 R3 HDU CW Capable Console (GEUK), LOGIQ E10 R3 OLED Console (GEUK), LOGIQ E10 R3 OLED CW Capable Console (GEUK), Software Version, R1 to R3 Upgrade, R2 to R3 Upgrade, IC5-9-D Probe, ML6-15-D PROBE, L8-18I-D Probe, C2-9-D Probe, C1-6-D Probe, C1-6VN-D Probe, C2-9VN-D Probe, C3-10-D Probe, C3-10 VNav Holder Starter Kit, C2-9b-D VNAV Bracket, IC5-9 V NAV BRACKET, L8-18I V NAV BRACKET, M5Sc-D VNAV bracket, iC5-9-D Needle guide, Sterile Disposable Biopsy Needle Guide Kit for GE BE9C Probe, Reusable Biopsy Needle Guide for GE BE9C Ultrasound Probe, Reusable Biopsy Needle Guide Starter Kit for GE BE9C Probe, IC5-9-D Reusable Biopsy Guilde, ML6-15 M BIOPSY SKIT, C2-7 Biopsy Kit, C2-7 Biopsy Kit Stainless, BE9CS Biopsy Kit 742-339, L2-9 Needle Guide Starter Kit, M5Sc-0 Biopsy Bracket, C2-6b Needle Guide Pack, RAB BIOPSY STARTER KIT, RIC5-9-D Biopsy Guide, L3-12-D Biopsy Kit, PEC74 BIOPSY KIT FOR RAB LIGHT, RIC Probe Disposable Biopsy Guide - w/o latex covers, RAB6-D BIOPSY STARTER KIT, RIC Probe Disposable Biopsy Guide - w latex covers, C2-9 Biopsy Starter Kit, Cl-6-D Verza Biopsy Starter Kit, Ultra-Pro Il needle guide, Ultra-Pro II biopsy bracket, Cl-6-D Biopsy Starter Kit, Cl-6 Multi Angle Biopsy Set, ML4-20 Verza Starter Kit, Power Cord 220V for EU, LOGIQ E10 R4 Korea P/N 5935000E10-4, LOGIQ E10 R4 USA P/N 5935000E10-4, P8D Probe, Vscan Air CL A1, Vscan Air CL G1, Vscan Air CL A2, Vscan Air CL I1, Vscan Air CL C1, Vscan Air CL A1 kit with charger, Vscan Air CL G1 kit with charger, Vscan Air CL A2 kit with charger, Vscan Air CL I1 kit with charger, Vscan Air CL C1 kit with charger, Adv. Security, Coded Contrast, Cardiac AFI, Report Writer, Stress Echo, Trice, LOGIQ Apps, KOIOS SW, Shear Wave Elastgraphy, UGAP, SonoNT SonolT, Hepatic Assistant - SWE-UGAP, Raw Data Streaming, Auto Renal Measure Assistant, Auto Preset Assistant, Auto Abdominal Color Assistant, CW Doppler Option kit, Realtime 4D Option kit, Scan on Battery Option R3, Power Assistant R3, LOGIQ Wireless, Vscan Air LOGIQ Integration Kit, S-Video Option kit, Pencil CW installation kit, ECG installation kit, SONY UPD25MD COLOR PRINTER, Onboard Printer installation kit, LOGIQ Exx Inkjet Printer, DVD Drive installation kit, Ethernet protection cable, Vscan Air Wireless Charger with molex cable, Volume Navigation kit, Volume Navigation for V-Nav Inside, Digital Expert Cables and Video Grabber, ML6-15 Biopsy Starter Kit, L4-20t Verza biopsy starter kit, BE9CS Biopsy Kit 742-401, BE9CS-D Probe, M5Sc-D PROBE, L2-9-D Probe, L2-9VN-D probe, 6S-D PROBE, 6Tc-RS Probe, C2-6b-D probe, C2-7-D Probe, C2-7VN-D Probe, L3-12-D Probe, P2D Probe, P6D Probe, RIC5-9-D PROBE, RAB6-D Probe, L3-9i-D Transducer, L6-24-D Probe, ML4-20-D Probe, ML4-20VN-D Probe, LOGIQ Exx Adv. Security, LOGIQ Exx Coded Contrast, LOGIQ Exx Cardiac AFI, LOGIQ Exx DVR, LOGIQ Exx Report Writer, LOGIQ Exx Stress Echo, LOGIQ Exx Trice, LOGIQ Exx LOGIQ Apps, LOGIQ E10 KOIOS SW, LOGIQ Exx KOIOS Thyroid, LOGIQ Exx Scan Assistant, LOGIQ Exx Contrast SH, LOGIQ Exx Micro B-flow, Vita on Demand, LOGIQ Exx Raw Data Capture, LOGIQ Exx SRI HD Type 2, LOGIQ Exx Sono T, LOGIQ Exx UGAP, LOGIQ Exx VNAV Image, LOGIQ Exx Bin - Large, LOGIQ Exx Bin - Twin, LOGIQ Exx CW Doppler, LOGIQ Exx Realtime 4D, LOGIQ Exx ECG, LOGIQ Exx Power Assistant, LOGIQ Exx Shearwave, LOGIQ Exx Volume Nav, LOGIQ Exx Wireless, LOGIQ E10 CW Field, LOGIQ Exx CW Field, LOGIQ E10 Scan Converter, CW Doppler for LOGIQ Exx, CW Doppler for LOGIQ Exx - Includes CRX, USB FOOTSWITCH 3 BUTTON, STD ALONE INT UPD25 W ACC, Powervar144k120v MG UPS, LOGIQ Exx Onboard Printer, LOGIQ Exx Protective Cover, LOGIQ Exx Inkjet Printer, LOGIQ Exx Second Monitor, Barcode Reader USBee1000A, 230V UPS Option, Magnetic Card Reader, Ultrasound Probe Rack, Microsoft Surface Tablet with Case, FC389,ECG CABLE SET, 8 oz Ultrasound Gel, VNav Stand (Offboard), ECG CABLE - AHA STYLE, VNav NEEDLE TRACKING, VNav VirtuTRAX Starter Kit, ECG Cables IEC Style, VNav Virtual Tracker, VNav Active Tracker kit, VNav Needle Tracking storage insert, VNav Needle Tracking Kit - 18/20g or less, VNav ETRAX 12 14G ST KT, VNav ETRAX 14 16G ST KT, VNav Probe sensors, VNav MR Active Tracker, LE9 Probe Holder Insert 2, KOIOS 2.x INSTALL, LExx Tablet, USB barcode reader Honeywell for LE, USB barcode reader Honeywell for Nezha, Dig Exp No Tablet 10 Cour, KOIOS 3.x INSTALL, TEE RS-DLP Adapter, KZ200687 BITE GUARD, KZ693 BITE GUARD QPR.CLIP ON, KZ808 TEE SCANH. PROTECT.COVER, 086A0016 BITE GUARD AD. 16*27MM, KZ800, BITE HOLE INDICATOR, TEE STORAGE RACK, ML6-15 M_BPSY_TRU3D_SKIT | MONTAL | 2024-08-13T00:00:00.000+02:00 | GE Medical Systems Ultrasoundand Primary Care Diagnostics, LLC 3200 N Grandview Blvd Waukesha, WI 53188 USA | H4921Z, H4921ZA, H4921ZP, H4921ZQ, H4921ZZ, H4921ZY, H4921ZX, H4921ZW, R3.X.X, H4921YA, H4921YB, H40442LK, H40452LG, H40452LL, H40462LN, H40472LT, H40472LW, H40472LY, H40482LB, H40482LF, H46332LZ, H4908NF, H4908NH, H4908NM, E8385MJ, E8387M, E8387MA, E8387MB, H40412LN, H40432U, H40482LK, H40482LL, H42742LH, H42742U, H44901AM, H45561FC, H46332LY, H46701AE, H46721R, H48302AA, H48621Y, H48681GF, H48681ML, H48691Z, H4913BA, H4917VB, Z73012FB, H4921UB, H4913BB, H78532PA, H44901AV, H46342LZ, H44972LP, H44972LR, H46312LZ, H45611AA, H45611CB, H45611AB, H45611BZ, H45611AD, H45611ZL, H45611ZN, H45611ZQ, H45611ZP, H45611ZM, H46622LL, H46622LM, H46622LN, H46622LR, H46622LS, H46622LT, H46622LW, H46622LY, H46622LE, H46622LH, H46622LJ, H46672LT, H44982LC, H44982LF, H44982LG, H44982LJ, H46612LJ, H46612LK, H46672LK, H46672LL, H44982LL, H44982LM, H46612LL, H46612LN, H46612LD, H4911JT, H46612LF, H4918RP , H46612LE, H43272LJ, H310VWC, H46612LM, H46672LR, E8390AC, H40432LJ, H45201BLF, H42742LJ, H40482LE, H44901AE, H44901AI, H44901AJ, H45021RR, H45551ZE, H46332LW, H46422LM, H46422LN, H48062AA, H4830JE, H4830JG, H48651MS, H48681MG, H4915IO, H4920HF, H44901AT, H44901AU, H4918AS, H4918CC, H4918CS, H4918DR, H4918RW, H4918SE, H4918T, H4918TA, H4919KO, H4920KT, H4919SA, H43332LE, H4920CI, H4920MB, H43332LN, H4920RC, H4920SR, H4920ST, H4920U, H4920VR, H4918B, H4918BT, H4918CW, H4918D, H4918EG, H4918PA, H4918SW, H4918VN, H4918WL, H4919CW, H4920CW, H4920SC, H4921C, H4920WL, H4921CW, H46732LF, H4911JW, H4913UP, H4918BW, H4918DC, H4918RP, H4918SM, Z72692FB, H4921UP, Z72212FB, E8363JF, E8390AB, H45521AL, H48492AT, H4908NS, H4910EC, H4910NT, H4910NY, H4911JC, H4911NG, H4913AT, H4913NS, H4913NT, H4913NU, H4913NV, H4913PS, H4915MT, H4915P, H4919KI, H4920BD, H48542AE, H48542AF, H4920GS, H4921KY, H46352LK, H45511EE, H45521CB, H45521CK, H45521JH, H45531HS, H45551NM, H40432LK | Klasa IIa | LOGIQ E10 është një sistem me ultratinguj diagnostikues i strukturave anatomike dhe rrjedhjes se gjakut. | Pajisje diagnostikuese dhe terapeutike me rezatim
17072 | Eurotrol HemoTrol Low (Level 1) , Eurotrol HemoTrol Normal (Level 2), Eurotrol HemoTrol High (Level 3) | BIOMETRIC ALBANIA | 2024-08-15T00:00:00.000+02:00 | Eurotrol B.V. - Adresa: Keplerlaan 20 6716BS Ede The Netherlands | 022.001.002 , 022.002.002 , 022.003.002 | In vitro | Nivele kontrolli per analizator hemoglobine Low, Nivele kontrolli per analizator hemoglobine Normal, Nivele kontrolli per analizator hemoglobine High | Pajisje te diagnostifikimit in vitro
17073 | Hemodialysis Fistula connection/disconnection set, Aminal SA Fistula set 016 M, Hemodialysis Fistula connection/disconnection set, Aminal SA Fistula set 016 L, Hemodialysis Fistula connection/disconnection set, Aminal SA Fistula set 078 S, Hemodialysis Fistula connection/disconnection set, Aminal SA Fistula set 078 M, Hemodialysis Fistula connection/disconnection set, Aminal SA Fistula set 078 L, Hemodialysis catheter connection/disconnection set, Aminal SA Catheter set 05 L, Hemodialysis catheter connection/disconnection set, Aminal SA Catheter set 05 S, Hemodialysis catheter connection/disconnection set, Aminal SA Catheter set 05 M, Hemodialysis catheter connection/disconnection set, Aminal SA Catheter set 06 L, Hemodialysis catheter connection/disconnection set, Aminal SA Catheter set 06 M, Hemodialysis catheter connection/disconnection set, Aminal SA Catheter set 06 S, Hemodialysis catheter connection/disconnection set, Aminal SA Catheter set 07, Hemodialysis Fistula connection/disconnection set, Aminal SA Fistula set 05 L, Hemodialysis Fistula connection/disconnection set, Aminal SA Fistula set 05 M, Hemodialysis Fistula connection/disconnection set, Aminal SA Fistula set 05 S, Hemodialysis Fistula connection/disconnection set, Aminal SA Fistula set 06 L, Hemodialysis Fistula connection/disconnection set, Aminal SA Fistula set 06 M, Hemodialysis Fistula connection/disconnection set, Aminal SA Fistula set 06 S, Hemodialysis Fistula connection/disconnection set, Aminal SA Fistula set 07, Hemodialysis catheter connection/disconnection set, Aminal SA Catheter set S, Hemodialysis catheter connection/disconnection set, Aminal SA Catheter set M, Hemodialysis catheter connection/disconnection set, Aminal SA Catheter set L, Hemodialysis Fistula connection/disconnection set, Aminal SA Fistula set 01 S, Hemodialysis Fistula connection/disconnection set, Aminal SA Fistula set 01 M, Hemodialysis Fistula connection/disconnection set, Aminal SA Fistula set 01 L, Hemodialysis Fistula connection/disconnection set, Aminal SA Fistula set 02 S, Hemodialysis Fistula connection/disconnection set, Aminal SA Fistula set 02 M, Hemodialysis Fistula connection/disconnection set, Aminal SA Fistula set 02 L, Hemodialysis Fistula connection/disconnection set, Aminal SA Fistula set 03 S, Hemodialysis Fistula connection/disconnection set, Aminal SA Fistula set 03 M, Hemodialysis Fistula connection/disconnection set, Aminal SA Fistula set 03 L, Hemodialysis catheter connection/disconnection set, Aminal SA Catheter set 036 S, Hemodialysis catheter connection/disconnection set, Aminal SA Catheter set 036 M, Hemodialysis catheter connection/disconnection set, Aminal SA Catheter set 036 L, Hemodialysis catheter connection/disconnection set, Aminal SA Catheter set 051 S, Hemodialysis catheter connection/disconnection set, Aminal SA Catheter set 051 M, Hemodialysis catheter connection/disconnection set, Aminal SA Catheter set 051 L, Hemodialysis Fistula connection/disconnection set, Aminal SA Fistula set 04 S, Hemodialysis Fistula connection/disconnection set, Aminal SA Fistula set 04 M, Hemodialysis Fistula connection/disconnection set, Aminal SA Fistula set 04 L, Hemodialysis Fistula connection/disconnection set, Aminal SA Fistula set 016 S | NEPHROMED ALBANIA | 2024-08-15T00:00:00.000+02:00 | SANUS SAGLIK HIZMETLERI SANAYI VE TICARET ANONIM SIKRETI, SARAY MAH, 126. SK. NO: 4/2 MERKEZ KAHRAMANKAZAN ANKARA/TURKEY | 6008247, 6008246, 6008251, 6008250, 6008249, 6008785, 6008789, 6008792, 6008793, 6008796, 6008797, 6008802, 6008784, 6008787, 6008788, 6008790, 6008791, 6008794, 6008800, 6007040, 6007039, 6007038, 6007043, 6007042, 6007041, 6007096, 6007094, 6007095, 6007048, 6007047, 6007044, 6008245, 6008235, 6008234, 6008238, 6008237, 6008236, 6008240, 6008241, 6008239, 6008248 | Is | Paketim me materiale qe nevojiten per pacient me fistula dhe kateter | Pajisje nje perdorimeshe
17074 | Flushing Pump /OFP-2 (EU)/ K10001143, Flushing Pump /OFP -2 (UK) /K10001144, Flushing Pump /OFP-2 (US)/K10001141, Flushing Pump /,OFP-2 (JP)/K10001142, Flushing Pump /OFP-2(ROW)/K10001145, Water Container (2L) / MAJ-1603 / K10007071, Instrument Channel Adaptor (10) /MAJ-1606 /K10016091 , Instrument Channel Adaptor (100) /MAJ-1606/ K10007072 , Instrument Channel Water Tube (10) / MAJ-1607 / K10016136 , Instrument Channel Water Tube (50) / MAJ-1607 / K10016146 , Auxiliary Channel Water Tube (10) / MAJ-1608 /K10016135 , Auxiliary Channel Water Tube (50) /MAJ-1608/ K10016147 , Auxiliary Channel Water Tube (100) / MAJ-1651 /K10023086 , Auxiliary Channel Adaptor (100) / MAJ-1652 /K10020736 , Accessory Port Tube with Bottle Cap (10) /MAJ-1681 /K10026641, Accessory Port Tube with Saline Spike (10) /MAJ-1682 /K10026686 , Irrigation Tubing with CO2, (10) / MAJ-2207 /K10035002, Irrigation Tubing with CO2, (10) / MAJ-2208 /K10035003 , Irrigation Tubing with Air , (10) /MAJ-2209/ K10035004, Irrigation Tubing with Air , (10) /MAJ-2210 / K10035005 , Insufflation Tubing with Co2 (10) / MAJ-2220 / K10037161 , Insufflation Tubing with Co2 (10) / MAJ-2221 / K10037162 , Insufflation Tubing with Air (10) / MAJ-2222 / K10037163, Insufflation Tubing with Air (10) / MAJ-2223 / K10037164 | MSE | 2024-08-15T00:00:00.000+02:00 | KEYMED( Medical and Industrial Equipment)LTD, KeyMed House Stock Road Southend -on-Sea Essex SS2 5QH United Kingdom | K10001143, K10001144, K10001141, K10001142, K10001145, K10007071, K10016091 , K10007072 , K10016136 , K10016146 , K10016135 , K10016147 , K10023086 , K10020736 , K10026641, K10026686 , K10035002, K10035003 , K10035004, K10035005 , K10037161 , K10037162 , K10037163, K10037164 | Klasa IIa, Klasa II, Klasa I | Sistemi i pompës për shpëlarje OFP-2, Kontenier, Adaptor per kanalin e Instrumentit, Tub Aksesor, Adaptor, aksesor, Tub me CO2 per shplarje ,aksesor, Tub per shplarje me ajer,aksesor, Tub per shplarje me Ajer , aksesor , Tub me CO2 per Insuflim , aksesor, Tub me ajer per insuflim, aksesor | Tjeter
17075 | Maquet Ezea , (Designation EZEA30SF SB11), Maquet Ezea ,(Designation EZEA30DF SB08) , Maquet Ezea , (Designation EZEA30SF TK SB11), Maquet Ezea, (Designation EZEA30DF TK SB08), Maquet Ezea (Designation EZEA33SF SB1011), Maquet Ezea (Designation EZEA33DF SB0810), Maquet Ezea (Designation EZEA33SF TK S81011), Maquet Ezea Designation EZEA33DF TK SB0810), Maquet Ezea ((Designation EZEA33SFDF SB1011), Maquet Ezea (Designation EZEA33SFDF TK SB1011), Maquet Ezea (Designation EZEA30DF SB11), Maquet Ezea (Designation EZEA30DF TK SB11 ) | FEDOS | 2024-09-10T00:00:00.000+02:00 | Maquet SAS Parc de Limere Avenue de la Pomme de Pin CS 10008 Ardon 45074 Orleans cedex 2- France | ARDEZA209000A, ARDEZA209001A, ARDEZA209002A, ARDEZA209003A, ARDEZA209004A, ARDEZA209005A, ARDEZA209006 A, ARDEZA209007A, ARDEZA209008A, ARDEZA209009A, RDEZA209010A, ARDEZA209011 A | Klasa I | Llampe kirurgjikale ,Projektuar për të ndriçuar trupin e një pacienti gjatë procedurave kirurgjikale, diagnostikimit ose trajtimit. | Tjeter
17076 | Automated Hematology Analyzer XP series xP-300 | SWISSMED | 2024-08-16T00:00:00.000+02:00 | SYSMEX CORPORATION, 1-5-1 WAKINOHAMA-KAIGANDORI, CHUO-KU,KOBE 651-0073 JAPAN | Automated Hematology Analyzer XP series xP-300 | In vitro | Reagent laboratorik per pajisje hematologjike | Pajisje laboratori
17077 | Marshmallow C | REJSI FARMA | 2024-08-12T00:00:00.000+02:00 | HALSA PHARMA GMBH, Maria- Goeppert- strasse 5, D-23562 Lubeck | Marshmallow C | Klasa IIa | Shurup kolle per femije. | Tjeter
17078 | Quadruple blood bag CPDA-1, with sampling device, needle protector, 500 ml, Quadruple blood bag CPDA-1, needle protector, 250 ml, Quadruple blood bag CPDA-1, needle protector, 350 ml, Quadruple blood bag CPDA-1, needle protector, 450 ml, Quadruple blood bag CPDA-1, needle protector, 500 ml, Quadruple blood bag CPDA-1, 250 ml, Quadruple blood bag CPDA-1, 350 ml, Quadruple blood bag CPDA-1, 450 ml, Quadruple blood bag CPDA-1, 500 ml, Quadruple blood bag CPD / SAGM, with sampling device, needle protector, PLTs bag for 5 days storage, 250 ml, Quadruple blood bag CPD / SAGM, with sampling device, needle protector, PLTs bag for 5 days storage 350 ml, Quadruple blood bag CPD / SAGM, with sampling device, needle protector, PLTs bag for 5 days storage, 450 ml, Quadruple blood bag CPD / SAGM, with sampling device, needle protector, PLTs bag for 5 days storage, 500 ml, Quadruple blood bag CPD / SAGM, needle protector, PLTs bag for 5 days storage, 250 ml, Quadruple blood bag CPD / SAGM, needle protector, PLTs bag for 5 days storage, 350 ml, Quadruple blood bag CPD / SAGM, needle protector, PLTs bag for 5 days storage, 450 ml, Quadruple blood bag CPD / SAGM, needle protector, PLTs bag for 5 days storage, 500 ml, Quadruple blood bag CPD / SAGM, PLTs bag for 5 days storage, 250 ml, Quadruple blood bag CPD / SAGM, PLTs bag for 5 days storage, 350 ml, Quadruple blood bag CPD / SAGM, PLTs bag for 5 days storage, 450 ml, Quadruple blood bag CPD / SAGM, PLTs bag for 5 days storage, 500 ml , Quadruple blood bag CPD / SAGM, top & bottom, sampling device, needle protector, PLTs 5 days storage, 350 ml, Quadruple blood bag CPD / SAGM, top & bottom, sampling device, needle protector, PLTs 5 days storage 450 ml, Quadruple blood bag CPD / SAGM, top & bottom, sampling device, needle protector, PLTs 5 days storage, 500 ml, Quadruple blood bag CPD / SAGM, top & bottom, sampling device, PLTs 5 days storage, 350 ml, Quadruple blood bag CPD / SAGM, top & bottom, sampling device, PLTs 5 days storage, 450 ml, Quadruple blood bag CPD / SAGM, top & bottom, sampling device, PLTs 5 days storage, 500 ml, Quadruple blood bag CPD / SAGM, with sampling device, needle protector, with inline leukoreduction filter for WB, 450 ml, Quadruple blood bag CPD / SAGM, with sampling device, needle protector, PLTs bag for 5 days storagem with inline leukoreduction filter for RBC, 450 ml, Quadruple blood bag CPD / SAGM, Top & bottom, with sampling device, needle protector, PLTs bag for 5 days storagem with inline | T R I M E D | 2024-08-16T00:00:00.000+02:00 | Demophorius Limited, 196 ARCHBISHOP MAKARIOS III AVE., LIMASSOL, 3030, CYPRUS | BBQ053, BBQ073, BBQ083, BBQ093, BBQ103, BBQ073A, BBQ083A, BBQ093A, BBQ103A, BBQ220, BBQ230, BBQ240, BBQ250, BBQ270, BBQ280, BBQ290, BBQ300, BBQ270A, BBQ280A, BBQ290A, BBQ300A, BBQBT3, BBQTB4, BBQTB5, BBQTB3A, BBQTB4A, BBQTB5A, BBQ243F, BBQ240SF, BBQTB4SF, BBQTB4SFPL, BBQ223, BBQ233, BBQ243, BBQ253, BBQ273, BBQ283, BBQ293, BBQ303, BBQ273A, BBQ283A, BBQ293A, BBQ303A, PBB6040F, BB240P, BBTBT4A, BBQ020, BBQ030, BBQ040, BBQ050, BBQ070, BBQ080, BBQ090, BBQ100, BBQ070A, BBQ080A, BBQ090A, BBQ100A, BBQ023, BBQ033, BBQ043, BBT080A, BBT090A, BBT100A, BBT043F, BBT023, BBT033, BBT043, BBT053, BBT073, BBT083, BBT093, BBT103, BBT073A, BBT083A, BBT093A, BBT103A, BBT220, BBT230, BBT240, BBT250, BBT270, BBT280, BBT290, BBT300, BBT270A, BBT280A, BBT290A, BBT200A, BBT223, BBT233, BBT243, BBT253, BBT273, BBT283, BBT293, BBT303, BBT273A, BBT283A, BBT293A, BBT303A, BBTBT3, BBTBT4, BBTBT4-6, BBTBT3A, N/A, BBS015, BBS020-1, BBS020, BBS030, BBS040, BBS050, BBS070, BBS080, BBS090, BBS100, BBS070A, BBS080A, BBS080A1, BBS090A, BBS100A, BBD023, BBD033, BBD033-6, BBD043, BBD053, BBD073, BBD083, BBD083-6, BBD093, BBD103, BBD073A, BBD083A, BBD083A6, BBD093A, BBD103A, BBT020, BBT030, BBT040, BBT050, BBT070, BBT080, BBT090, BBT090-6, BBT100, BBT070A | Klasa IIb | DEMOTEK blood bags, with or without leukoreduction filter, janë pajisje mjekësore që kanë për qëllim mbledhjen, ndarjen, ruajtjen dhe transfuzionin e gjakut dhe përbërësve të tij. | Produkte per institucione te kujdesit shendetesor
leukoreduction filter for RBC, 450 ml, Quadruple blood bag CPD / SAGM, Top & bottom, with sampling device, needle protector, PLTs bag for 5 days storagem with inline leukoreduction filter for RBC & PLT, 450 ml, Quadruple blood bag CPD / SAGM, wiith sampling device, needle protector, 250 ml, Quadruple blood bag CPD / SAGM, wiith sampling device, needle protector, 350 ml, Quadruple blood bag CPD / SAGM, wiith sampling device, needle protector, 450 ml, Quadruple blood bag CPD / SAGM, wiith sampling device, needle protector, 500 ml, Quadruple blood bag CPD / SAGM, needle protector, 250 ml, Quadruple blood bag CPD / SAGM, needle protector, 350 ml, Quadruple blood bag CPD / SAGM, needle protector, 450 ml, Quadruple blood bag CPD / SAGM, needle protector, 500 ml, Quadruple blood bag CPD / SAGM, 250 ml, Quadruple blood bag CPD / SAGM, 350 ml, Quadruple blood bag CPD / SAGM, 450 ml, Quadruple blood bag CPD / SAGM, 500 ml, Peadiatric blood bag CPDA-1, 450 ml, Peadritric bag quindrable CPDA, 450 ml, Triple blood bag CPD/SAGM, with sampling device, 500 ml, Quadruple blood bag CPDA-1, with sampling device, needle protector, PLTs bag for 5 days
storage, 250 ml, Quadruple blood bag CPDA-1, with sampling device, needle protector, PLTs bag for 5 days
storage 350 ml, Quadruple blood bag CPDA-1, with sampling device, needle protector, PLTs bag for 5 days
storage, 450 ml, Quadruple blood bag CPDA-1, with sampling device, needle protector, PLTs bag for 5 days
storage, 500 ml, Quadruple blood bag CPDA-1, needle protector, PLTs bag for 5 days storage, 250 ml, Quadruple blood bag CPDA-1, needle protector, PLTs bag for 5 days storage, 350 ml, Quadruple blood bag CPDA-1, needle protector, PLTs bag for 5 days storage, 450 ml, Quadruple blood bag CPDA-1, needle protector, PLTs bag for 5 days storage, 500 ml, Quadruple blood bag CPDA-1, PLTs bag for 5 days storage, 250 ml, Quadruple blood bag CPDA-1, PLTs bag for 5 days storage, 350 ml, Quadruple blood bag CPDA-1, PLTs bag for 5 days storage 450 ml, Quadruple blood bag CPDA-1, PLTs bag for 5 days storage, 500 ml, Quadruple blood bag CPDA-1, with sampling device, needle protector, 250 ml, Quadruple blood bag CPDA-1, with sampling device, needle protector, 350 ml, Quadruple blood bag CPDA-1, with sampling device, needle protector, 450 ml, Triple blood bag CPDA-1 PLTs bag for 5 days storage, 350 ml, Triple blood bag CPDA-1 PLTs bag for 5 days storage, 450 ml, Triple blood bag CPDA-1 PLTs bag for 5 days storage, 500 ml, Triple blood bag CPDA-1 with inline leukoreduction filter for WB, 450 ml, Triple blood bag CPDA-1, with sampling device, needle protector, 250 ml, Triple blood bag CPDA-1, , with sampling device, needle protector, 350 ml, Triple blood bag CPDA-1, with sampling device, needle protector, 450 ml, Triple blood bag CPDA-1, with sampling device, needle protector, 500 ml, Triple blood bag CPDA-1, needle protector, 250 ml, Triple blood bag CPDA-1, needle protector, 350 ml, Triple blood bag CPDA-1, needle protector, 450 ml, Triple blood bag CPDA-1, needle protector, 500 ml, Triple blood bag CPDA-1, 250 ml, Triple blood bag CPDA-1, 350 ml, Triple blood bag CPDA-1, 450 ml, Triple blood bag CPDA-1, 500 ml, Triple blood bag CPD/SAGM,with sampling bag, needle protector, PLTs bag for 5 days storage, 250 ml, Triple blood bag CPD/SAGM,with sampling bag, needle protector, PLTs bag for 5 days storage, 350 ml, Triple blood bag CPD/SAGM,with sampling bag, needle protector, PLTs bag for 5 days storage, 450 ml, Triple blood bag CPD/SAGM,with sampling bag, needle protector, PLTs bag for 5 days storage, 500 ml, Triple blood bag CPD/SAGM, needle protector, PLTs bag for 5 days storage, 250 ml, Triple blood bag CPD/SAGM, needle protector, PLTs bag for 5 days storage, 350 ml, Triple blood bag CPD/SAGM, needle protector, PLTs bag for 5 days storage, 450 ml, Triple blood bag CPD/SAGM, needle protector, PLTs bag for 5 days storage, 500 ml, Triple blood bag CPD/SAGM, PLTs bag for 5 days storage, 250 ml, Triple blood bag CPD/SAGM, PLTs bag for 5 days storage, 350 ml, Triple blood bag CPD/SAGM, PLTs bag for 5 days storage, 450 ml, Triple blood bag CPD/SAGM, PLTs bag for 5 days storage, 500 ml, Triple blood bag CPD/SAGM, with samping device, needle protector, 250 ml, Triple blood bag CPD/SAGM, with samping device, needle protector 350 ml, Triple blood bag CPD/SAGM, with samping device, needle protector, 450 ml, Triple blood bag CPD/SAGM, with samping device, needle protector, 500 ml, Triple blood bag CPD/SAGM, needle protector, 250 ml, Triple blood bag CPD/SAGM, needle protector, 350 ml, Triple blood bag CPD/SAGM, needle protector, 450 ml, Triple blood bag CPD/SAGM, needle protector, 500 ml, Triple blood bag CPD/SAGM, 250 ml , Triple blood bag CPD/SAGM, 350 ml, Triple blood bag CPD/SAGM, 450 ml, Triple blood bag CPD/SAGM, 500 ml, Triple blood bag CPD/SAGM, top and bottom, with sampling device and needle protector, 450 ml, Triple blood bag CPD/SAGM, top and bottom, with sampling device and needle protector, 500 ml, Triple blood bag CPD/SAGM, top and bottom, with sampling device and needle protector, 6 secondary labels, 500 ml, Triple blood bag CPD/SAGM, with sampling device, 450 ml , Demotek Blood Bags with or without leukoreduction filter, Single blood bag CPDA-1, with
sampling device, needle protector, 150 ml, Single blood bag CPDA-1 200ml, CPDA-1 28ML with sampling device, needle protector, 200 ml, Single blood bag CPDA-1 with
sampling device, needle protector, 250 ml, Single blood bag CPDA-1 with sampling device, needle protector, 350 ml, Single blood bag CPDA-1 with sampling device, needle protector, 450 ml, Single blood bag CPDA-1 with sampling device, needle protector, 500 ml, Single blood bag CPDA-1, needle protector 250 ml, Single blood bag CPDA-1, needle protector, 350 ml, Single blood bag CPDA-1, needle protector, 450 ml, Single blood bag CPDA-1, needle protector, 500 ml, Single blood bag CPDA-1, 250 ml, Single blood bag CPDA-1, 350 ml, Single blood bag CPDA-1, 450 ml, Single blood bag CPDA-1, 500 ml, Double blood bag CPDA-1, with sampling device, needle protector, 250 ml, Double blood bag CPDA-1, with sampling device, needle protector, 350 ml, Double blood bag CPDA-1 , with sampling device, needle protector, 6 secondary labels, 350 ml, Double blood bag CPDA-1, with sampling device, needle protector, 450 ml, Double blood bag CPDA-1, with sampling device, needle protector, 500ml, Double blood bag CPDA-1, needle protector, 250 ml, Double blood bag CPDA-1, needle protector, 350 ml, Double blood bag CPDA-1, needle protector 350 ml, Double blood bag CPDA-1, needle protector, 450 ml, Double blood bag CPDA-1, needle protector, 500 ml, Double blood bag CPDA-1, 250 ml, Double blood bag CPDA-1, 350 ml, Double blood bag CPDA-1, 6 secondary labels, 350 ml, Double blood bag CPDA-1, 450 ml, Double blood bag CPDA-1, 500 ml, Triple blood bag CPDA-1, with sampling device, needle protector, PLTs bag for 5 days storage, 250 ml, Triple blood bag CPDA-1, with sampling device, needle protector, PLTs bag for 5 days storage, 350 ml, Triple blood bag CPDA-1, with sampling device, neelde protector, PLTs bag for 5 days storage, 450 ml, Triple blood bag CPDA-1 , with sampling device, needle protector, PLTs bag for 5 days storage, 500 ml, Triple blood bag CPDA-1, needle protector, PLTs bag for 5 days storage, 250 ml, Triple blood bag CPDA-1, needle protector, PLTs bag for 5 days storage, 350 ml, Triple blood bag CPDA-1, needle protector, PLTs bag for 5 days storage, 450 ml, Triple blood bag CPDA-1, needle protector, PLTs bag for 5 days storage, 500 ml, Triple blood bag CPDA-1, PLTs bag for 5 days storage, 250 ml
17079 | Laboratory analog 12° SP, H3 impression transfer pick-up conical SP | MED CARE ALBANIA | 2024-09-12T00:00:00.000+02:00 | ANDREW MEDICAL SRL Piazza Cesare Battisti, 2 I – 20841 Carate Brianza md ITALI | K-ANM-SPI, K-TRMC3 | , Klasa I | AKSESOR PER IMPLANT DENTAR | Pajisje te implantueshme aktive
17080 | Whole Body Computed Tomography Scanner - TSX-302A (Aquilion PRIME) | DIAL-ALB | 2024-08-12T00:00:00.000+02:00 | Canon Medical Systems Corporation, 1385, Shimoishigami, Otawara-Shi, Tochigi 324-8550, JAPAN | TSX-302A | Klasa IIb | Sistem diagnostikues CT me rreze X per te gjithe trupin | Tjeter
17081 | Formaldehyd 38-40% w/v 05-01007Q 05-K01007 | EUROMED | 2024-08-16T00:00:00.000+02:00 | Bio-Optica Milano S.p.A. Via San Faustino 58 20134 Milano Italy SRN: IT-MF-000027525 | Formaldehyd 38-40% w/v 05-01007Q 05-K01007 | In vitro | Materiale njeperdorimeshme per diagmostikim in vitro.Fiksues histologjik . | Tjeter
17082 | 9100c NXT | MONTAL | 2024-08-19T00:00:00.000+02:00 | GE Medical Systems (China) Co., Ltd., No. 19, Changjiang Road,, Wuxi National Hi-Tech Development Zone, 214028 Jiangsu, P.R. China SRN: CN-MF-000001856 | M9100175 | Klasa IIb | Pajisje e destinuar per anestezinë e përgjithshme me inhalacion dhe mbështetje respiratore | Pajisje anestezie dhe respiratore
17083 | Gutta Percha Points | MARLEN/E | 2024-08-19T00:00:00.000+02:00 | Dia Dent Group International, 16Osongsaengmyeong 4-10, Osong-cup, Heungdeok-gu, Chengju-si, Chungcheongbuk-do, 28161, Republic of Korea | N/A | Klasa IIa | Material dental qe zevendeson nervin e dhembit | Pajisje dentare
17084 | Fluoride-containing dental desensitising varnish (5 % NaF), VOCO Profluorid Varnish/Tube 10 ml melon, VOCO Profluorid Varnish/SingleDose 50 x 0,25 ml melon, VOCO Profluorid Varnish/SingleDose 50 x 0,40 ml melon, VOCO Profluorid Varnish/SingleDose 200 x 0,40 ml melon, VOCO Profluorid Varnish/Tube 50 ml melon, VOCO Profluorid Varnish/SingleDose 48 x 0,40 ml mixed, VOCO Profluorid Varnish/SingleDose 50 x 0,40 ml caramel, VOCO Profluorid Varnish/SingleDose 50 x 0,40 ml cherry, VOCO Profluorid Varnish/SingleDose 50 x 0,40 ml mint, VOCO Profluorid Varnish/SingleDose 200 x 0,40 ml caramel, VOCO Profluorid Varnish/SingleDose 200 x 0,40 ml cherry, VOCO Profluorid Varnish/SingleDose 200 x 0,40 ml mint, VOCO Profluorid Varnish/Tube 10 ml caramel, VOCO Profluorid Varnish/Tube 10 ml cherry, VOCO Profluorid Varnish/Tube 10 ml mint, VOCO Profluorid Varnish/Cartridge 5 x 1,7 ml melon, VOCO Profluorid Varnish/Tube 10 ml cola lime, VOCO Profluorid Varnish/Tube 10 ml pina colada, VOCO Profluorid Varnish/SingleDose 50 x 0,40 ml bubble gum, VOCO Profluorid Varnish/SingleDose 200 x 0,40 ml bubble gum, VOCO Profluorid Varnish/SingleDose 50 x 0,40 ml cola lime, VOCO Profluorid Varnish/SingleDose 200 x 0,40 ml cola lime, VOCO Profluorid Varnish/SingleDose 50 x 0,40 ml pina colada, VOCO Profluorid Varnish/SingleDose 200 x 0,40 ml pina colada, VOCO Profluorid Varnish/Tube 4 x 10 ml (mint, caramel, cherry, melon) | EURODENTA | 2024-08-19T00:00:00.000+02:00 | VOCO GmbH ,Anton-Flettner-Straße 1 - 3 ,27472 Cuxhaven , Germany | N/A, 1267, 1268, 1269, 1271, 1272, 2225, 2226, 2227, 2228, 2229, 2230, 2231, 2232, 2233, 2234, 2235, 2236, 2237, 2238, 2239, 2240, 2241, 2242, 2243, 2971 | , Klasa IIa | N/A, Desensibilizues dentar me fluor | Pajisje dentare
17085 | Dental X-ray Systems/ CS 2100, Dental X-ray Systems/ CS 2200 | MSE | 2024-08-19T00:00:00.000+02:00 | Carestream Dental LLC, 3625 Cumberland Boulevard, Suite 700, Atlanta, GA USA 30339 | CS 2100, CS 2200 | Klasa IIb | Intraoral x-ray system | Pajisje dentare
17086 | Ethylene Oxide Sterilizer, Ethylene Oxide Sterilization Cartridges, Ethylene Oxide Sterilization Cartridges Packs | BIOMETRIC ALBANIA | 2024-08-19T00:00:00.000+02:00 | KORDON TIP SAĞLIK ARAÇ GEREÇLERİ MÜHENDİSLİK PROJE ithalat san. tic. LTD. ŞTİ. - Adresa: 10006/1 SK. NO:43 AOSB CIGLI IZMIR / TURKEY | STERILIZERS - AX 60, AX 135, AX 160, AX 200, AX 225, AX 400, AX 450, AX 1000, AX 2000, AX 4000,AX 6000, AX 9000, CARTRIDGES – AX 5, AX 6, AX 7, AX 8, AX 9, AX 10, AX 11, AX 12, AX 13, AX 14, AX 15, AX 16, AX 17, AX 18, AX 19, AX 20, AX 21, AX 22, AX 23, AX 24, AX 25, AX 26, AX 27, AX 28, AX 29, AX 30, AQ 5, AQ 6, AQ 7, AQ 8, AQ 9, AQ 10, AQ 11, AQ 12, AQ 13, AQ 14, AQ 15, AQ 16, AQ 17, AQ 18, AQ 19, AQ 20, AQ 21, AQ 22, AQ 23, AQ 24, AQ 25, AQ 26, AQ 27, AQ 28, AQ 29, AQ 30, AX 100, AX 127, AX 134, AL 7,AL 25, AL 67,AL 100, AX 67, AQ 70, AQ 120, AQ 130, AQ 200, AQ 230, CARTRIDGE PACKS - AR 5, AR 6, AR 7, AR 8, AR 9, AR 10, AR 11, AR 12, AR 13, AR 14, AR 15, AR 16, AR 17, AR 18, AR 19, AR 20, AR 21, AR 22, AR 23, AR 24, AR 25, AR 26, AR 27, AR 28, AR 29, AR 30, ARQ 5, ARQ 6, ARQ 7, ARQ 8, ARQ 9, ARQ 10, ARQ 11, ARQ 12, ARQ 13, ARQ 14, ARQ 15, ARQ 16, ARQ 17, ARQ 18, ARQ 19, ARQ 20, ARQ 21, ARQ 22, ARQ 23, ARQ 24, ARQ 25, ARQ 26, ARQ 27, ARQ 28, ARQ 29, ARQ 30 | Klasa IIa | Aparate sterilizues me Oksid Etileni, Kartrixhe sterilizues me Oksid Etileni, Pakete Kartrixhi sterilizues me Oksid Etileni | Produkte per institucione te kujdesit shendetesor
17087 | R3 Acetabular System, R3 0 DEG +4 XLPE ACET LNR 36MM ID X 54MM OD, R3 Acetabular System, R3 0 DEG +4 XLPE ACET LNR 36MM ID X 56MM OD, R3 Acetabular System, R3 0 DEG +4 XLPE ACET LNR 36MM ID X 58MM OD, R3 Acetabular System, R3 0 DEG +4 XLPE ACET LNR 36MM ID X 60MM OD, R3 Acetabular System, R3 0 DEG +4 XLPE ACET LNR 36MM ID X 62MM OD, R3 Acetabular System, R3 0 DEG +4 XLPE ACET LNR 36MM ID X 64MM OD, R3 Acetabular System, R3 0 DEG +4 XLPE ACET LNR 36MM ID X 66/68MM OD, R3 Acetabular System, R3 20 DEG +4 XLPE ACET LNR 22MM ID X 40MM OD, R3 Acetabular System, R3 20 DEG +4 XLPE ACET LNR 22MM ID X 42MM OD, R3 Acetabular System, R3 20 DEG +4 XLPE ACET LNR 22MM ID X 44MM OD, R3 Acetabular System, R3 0 DEG XLPE ACET LNR 28MM ID X 46MM OD, R3 Acetabular System, R3 0 DEG XLPE ACET LNR 28MM ID X 48MM OD, R3 Acetabular System, R3 0 DEG XLPE ACET LNR 28MM ID X 50MM OD, R3 Acetabular System, R3 0 DEG XLPE ACET LNR 28MM ID X 52MM OD, R3 Acetabular System, R3 0 DEG XLPE ACET LNR 28MM ID X 54MM OD, R3 Acetabular System, R3 0 DEG XLPE ACET LNR 28MM ID X 56MM OD, R3 Acetabular System, R3 0 DEG XLPE ACET LNR 28MM ID X 58MM OD, R3 Acetabular System, R3 0 DEG XLPE ACET LNR 28MM ID X 60MM OD, R3 Acetabular System, R3 20 DEG XLPE ACET LNR 32MM ID X 48MM OD, R3 Acetabular System, R3 20 DEG XLPE ACET LNR 32MM ID X 50MM OD, R3 Acetabular System, R3 20 DEG XLPE ACET LNR 32MM ID X 52MM OD, R3 Acetabular System, R3 20 DEG XLPE ACET LNR 32MM ID X 54MM OD, R3 Acetabular System, R3 20 DEG XLPE ACET LNR 32MM ID X 56MM OD, R3 Acetabular System, R3 20 DEG XLPE ACET LNR 32MM ID X 58MM OD, R3 Acetabular System, R3 20 DEG XLPE ACET LNR 32MM ID X 60MM OD, R3 Acetabular System, R3 20 DEG XLPE ACET LNR 32MM ID X 62MM OD, R3 Acetabular System, R3 20 DEG +4 XLPE ACET LNR 28MM ID X 46MM OD, R3 Acetabular System, R3 20 DEG +4 XLPE ACET LNR 28MM ID X 48MM OD, R3 Acetabular System, R3 20 DEG +4 XLPE ACET LNR 28MM ID X 50MM OD, R3 Acetabular System, R3 20 DEG +4 XLPE ACET LNR 28MM ID X 52MM OD, R3 Acetabular System, R3 20 DEG +4 XLPE ACET LNR 28MM ID X 54MM OD, R3 Acetabular System, R3 20 DEG +4 XLPE ACET LNR 28MM ID X 56MM OD, R3 Acetabular System, R3 20 DEG +4 XLPE ACET LNR 28MM ID X 58MM OD, R3 Acetabular System, R3 20 DEG +4 XLPE ACET LNR 28MM ID X 60MM OD, R3 Acetabular System, R3 20 DEG +4 XLPE ACET LNR 32MM ID X 48MM OD, R3 Acetabular System, R3 20 DEG +4 XLPE ACET LNR 32MM ID X 50MM OD, R3 Acetabular System, R3 20 DEG +4 XLPE ACET LNR 32MM ID X 52MM OD, R3 Acetabular System, R3 MULTI HOLE ACET SHELL 78MM OD, R3 Acetabular System, R3 MULTI HOLE ACET SHELL 80MM OD, R3 Acetabular System, R3 0 DEG +4 XLPE ACET LNR 44MM ID X 60MM OD, R3 Acetabular System, R3 0 DEG +4 XLPE ACET LNR 44MM ID X 62MM OD, R3 Acetabular System, R3 0 DEG +4 XLPE ACET LNR 44MM ID X 64MM OD, R3 Acetabular System, R3 0 DEG +4 XLPE ACET LNR 44MM ID X 66/70MM OD, R3 Acetabular System, R3 0 DEG +4 XLPE ACET LNR 44MM ID X 72/74MM OD, R3 Acetabular System, R3 0 DEG +4 XLPE ACET LNR 44MM ID X 76/80MM OD, R3 Acetabular System, R3 MULTI-HOLE ACET SHELL 40MM OD, R3 Acetabular System, R3 0 DEG XLPE ACET LNR 36MM ID X 66/70MM OD, R3 Acetabular System, R3 0 DEG XLPE ACET LNR 40MM ID 76X80MM OD, R3 Acetabular System, R3 0 DEG XLPE ACET LNR 44MM ID 60MM OD, R3 Acetabular System, R3 0 DEG XLPE ACET LNR 44MM ID 62MM OD, R3 Acetabular System, R3 0 DEG XLPE ACET LNR 44MM ID 64MM OD, R3 Acetabular System, R3 0 DEG XLPE ACET LNR 44MM ID 66/70MM OD, R3 Acetabular System, R3 0 DEG XLPE ACET LNR 44MM ID X 72/74MM OD, R3 Acetabular System, R3 0 DEG XLPE ACET LNR 44MM ID X 76/80MM OD, R3 Acetabular System, R3 0 DEG XLPE ACET LNR 36MM ID X 76/80MM OD, R3 Acetabular System, R3 20 DEG XLPE ACET LNR 40MM ID X 76/80MM OD, R3 Acetabular System, R3 20 DEG XLPE ACET LNR 44MM ID X 60MM OD, R3 Acetabular System, R3 20 DEG XLPE ACET LNR 44MM ID X 62MM OD, R3 Acetabular System, R3 20 DEG XLPE ACET LNR 44MM ID X 64MM OD, R3 Acetabular System, R3 20 DEG XLPE ACET LNR 44MM ID X 66/70MM OD, R3 Acetabular System, R3 20 DEG XLPE ACET LNR 44MM ID X 72/74MM OD, R3 Acetabular System, R3 20 DEG XLPE ACET LNR 44MM ID X 76/80MM OD, R3 Acetabular System, R3 20 DEG XLPE ACET LNR 36MM ID X 76/80MM OD, R3 Acetabular System, R3 0 DEG +4 XLPE ACET LNR 40MM ID X 76/80MM OD, R3 Acetabular System, R3 0 DEG +4 XLPE ACET LNR 36MM ID X 76/80MM OD, R3 Acetabular System, R3 20 DEG +4 XLPE ACET LNR 40MM ID X 76/80MM OD, R3 Acetabular System, R3 20 DEG +4 XLPE ACET LNR 44MM ID X 60MM OD, R3 Acetabular System, R3 20 DEG +4 XLPE ACET LNR 44MM ID X 62MM OD, R3 Acetabular System, R3 20 DEG +4 XLPE ACET LNR 44MM ID X 64MM OD, R3 Acetabular System, R3 20 DEG +4 XLPE ACET LNR 44MM ID X 66/70MM OD, R3 Acetabular System, R3 20 DEG +4 XLPE ACET LNR 44MM ID X 72/74MM OD, R3 Acetabular System, R3 20 DEG +4 XLPE ACET LNR 44MM ID X 76/80MM OD, R3 Hcetabular System, R3 HA MULTI HOLE ACET SHELL 78MM OD, R3 Hcetabular System, R3 HA MULTI HOLE ACET SHELL 80MM OD, R3 Acetabular System, R3 20 DEG XLPE ACET LNR 36MM X 66/70MM OD, R3 Acetabular System, R3 0 DEG +4 XLPE ACET LNR 36MM X 66/70MM OD, R3 Icetabular System, R3 32MM ID INTL DELTA CER LNR 48MM OD, R3 Icetabular System, R3 32MM ID INTL DELTA CER LNR 50MM OD, R3 Icetabular System, R3 36MM ID INTL DELTA CER LNR 52MM OD, R3 Icetabular System, R3 36MM ID INTL DELTA CER LNR 54MM OD, R3 Icetabular System, R3 36MM ID INTL DELTA CER LNR 56MM OD, R3 Icetabular System, R3 36MM ID INTL DELTA CER LNR 58MM OD, R3 Icetabular System, R3 36MM ID INTL DELTA CER LNR 60MM OD, R3 Icetabular System, R3 36MM ID INTL DELTA CER LNR 62MM OD, R3 Icetabular System, R3 36MM ID INTL DELTA CER LNR 64MM OD, R3 Icetabular System, R3 36MM ID INTL DELTA CER LNR 66/68MM OD, R3 Scetabular System, R3 0 HOLE ACET SHELL 40MM OD, R3 Scetabular System, R3 0 HOLE ACET SHELL 42MM OD, R3 Scetabular System, R3 0 HOLE ACET SHELL 44MM OD, R3 Scetabular System, R3 0 HOLE ACET SHELL 46MM OD, R3 Scetabular System, R3 0 HOLE ACET SHELL 48MM OD, R3 Scetabular System, R3 0 HOLE ACET SHELL 50MM OD, R3 Scetabular System, R3 0 HOLE ACET SHELL 52MM OD, R3 Scetabular System, R3 0 HOLE ACET SHELL 54MM OD, R3 Scetabular System, R3 0 HOLE ACET SHELL 56MM OD, R3 Scetabular System, R3 0 HOLE ACET SHELL 58MM OD, R3 Scetabular System, R3 0 HOLE ACET SHELL 60MM OD, R3 Scetabular System, R3 0 HOLE ACET SHELL 62MM OD, R3 Scetabular System, R3 0 HOLE ACET SHELL 64MM OD, R3 Scetabular System, R3 0 HOLE ACET SHELL 66MM OD, R3 Scetabular System, R3 0 HOLE ACET SHELL 68MM OD, R3 Ccetabular System, R3 3 HOLE HA CTD ACET SHELL 40MM OD, R3 Ccetabular System, R3 3 HOLE HA CTD ACET SHELL 42MM OD, R3 Ccetabular System, R3 3 HOLE HA CTD ACET SHELL 44MM OD, R3 Ccetabular System, R3 3 HOLE HA CTD ACET SHELL 46MM OD, R3 Ccetabular System, R3 3 HOLE HA CTD ACET SHELL 48MM OD, R3 Ccetabular System, R3 3 HOLE HA CTD ACET SHELL 50MM OD, R3 Ccetabular System, R3 3 HOLE HA CTD ACET SHELL 52MM OD, R3 Ccetabular System, R3 3 HOLE HA CTD ACET SHELL 54MM OD, R3 Ccetabular System, R3 3 HOLE HA CTD ACET SHELL 56MM OD, R3 Ccetabular System, R3 3 HOLE HA CTD ACET SHELL 58MM OD, R3 Ccetabular System, R3 3 HOLE HA CTD ACET SHELL 60MM OD, R3 Ccetabular System, R3 3 HOLE HA CTD ACET SHELL 62MM OD, R3 Ccetabular System, R3 3 HOLE HA CTD ACET SHELL 64MM OD, R3 Ccetabular System, R3 3 HOLE HA CTD ACET SHELL 66MM OD, R3 Ccetabular System, R3 3 HOLE HA CTD ACET SHELL 68MM OD, R3 Ccetabular System, R3 0 HOLE HA CTD ACET SHELL 40MM OD, R3 Ccetabular System, R3 0 HOLE HA CTD ACET SHELL 42MM OD, R3 Ccetabular System, R3 0 HOLE HA CTD ACET SHELL 44MM OD, R3 Ccetabular System, R3 0 HOLE HA CTD ACET SHELL 46MM OD, R3 Ccetabular System, R3 0 HOLE HA CTD ACET SHELL 48MM OD, R3 Ccetabular System, R3 0 HOLE HA CTD ACET SHELL 50MM OD, R3 Ccetabular System, R3 0 HOLE HA CTD ACET SHELL 52MM OD, R3 Ccetabular System, R3 0 HOLE HA CTD ACET SHELL 54MM OD, R3 Ccetabular System, R3 0 HOLE HA CTD ACET SHELL 56MM OD, R3 Ccetabular System, R3 0 HOLE HA CTD ACET SHELL 58MM OD, R3 Ccetabular System, R3 0 HOLE HA CTD ACET SHELL 60MM OD, R3 Ccetabular System, R3 0 HOLE HA CTD ACET SHELL 62MM OD, R3 Ccetabular System, R3 0 HOLE HA CTD ACET SHELL 64MM OD, R3 Ccetabular System, R3 0 HOLE HA CTD ACET SHELL 66MM OD, R3 Ccetabular System, R3 0 HOLE HA CTD ACET SHELL 68MM OD, R3 Acetabular System, R3 20 DEG+4 XLPE ACET LNR 36MM X 66/70MM OD, R3 Acetabular System, R3 0 DEG XLPE ACET LNR 36MM X 52MM OD, R3 Acetabular System, R3 0 DEG XLPE ACET LNR 36MM X 54MM OD, R3 Acetabular System, R3 0 DEG XLPE ACET LNR 36MM X 56MM OD, R3 Acetabular System, R3 0 DEG XLPE ACET LNR 36MM X 58MM OD, R3 Acetabular System, R3 0 DEG XLPE ACET LNR 36MM X 60MM OD, R3 Acetabular System, R3 0 DEG XLPE ACET LNR 36MM X 62MM OD, R3 Acetabular System, R3 0 DEG XLPE ACET LNR 36MM X 64MM OD, R3 Acetabular System, R3 0 DEG XLPE ACET LNR 36MM X 66/68MM OD, R3 Acetabular System, R3 0 DEG XLPE ACET LNR 22MM X 40MM OD, R3 Acetabular System, R3 0 DEG XLPE ACET LNR 22MM X 42MM OD, R3 Acetabular System, R3 0 DEG XLPE ACET LNR 22MM X 44MM OD, R3 Acetabular System, R3 20 DEG XLPE ACET LNR 22MM X 40MM OD, R3 Acetabular System, R3 20 DEG XLPE ACET LNR 22MM X 42MM OD, R3 Acetabular System, R3 20 DEG XLPE ACET LNR 22MM X 44MM OD, R3 Acetabular System, R3 20 DEG XLPE ACET LNR 28MM X 46MM OD, R3 Acetabular System, R3 20 DEG XLPE ACET LNR 28MM X 48MM OD, R3 Acetabular System, R3 20 DEG XLPE ACET LNR 28MM X 50MM OD, R3 Acetabular System, R3 20 DEG XLPE ACET LNR 28MM X 52MM OD, R3 Acetabular System, R3 20 DEG XLPE ACET LNR 28MM X 54MM OD, R3 Acetabular System, R3 20 DEG XLPE ACET LNR 28MM X 56MM OD, R3 Acetabular System, R3 20 DEG XLPE ACET LNR 28MM X 58MM OD, R3 Acetabular System, R3 20 DEG XLPE ACET LNR 28MM X 60MM OD, R3 Scetabular System, R3 3 HOLE ACET SHELL 40MM OD, R3 Scetabular System, R3 3 HOLE ACET SHELL 42MM OD, R3 Scetabular System, R3 3 HOLE ACET SHELL 44MM OD, R3 Scetabular System, R3 3 HOLE ACET SHELL 46MM OD, R3 Scetabular System, R3 3 HOLE ACET SHELL 48MM OD, R3 Scetabular System, R3 3 HOLE ACET SHELL 50MM OD, R3 Scetabular System, R3 3 HOLE ACET SHELL 52MM OD, R3 Scetabular System, R3 3 HOLE ACET SHELL 54MM OD, R3 Scetabular System, R3 3 HOLE ACET SHELL 56MM OD, R3 Scetabular System, R3 3 HOLE ACET SHELL 58MM OD, R3 Scetabular System, R3 3 HOLE ACET SHELL 60MM OD, R3 Scetabular System, R3 3 HOLE ACET SHELL 62MM OD, R3 Scetabular System, R3 3 HOLE ACET SHELL 64MM OD, R3 Scetabular System, R3 3 HOLE ACET SHELL 66MM OD, R3 Scetabular System, R3 3 HOLE ACET SHELL 68MM OD, R3 Acetabular System, R3 20 DEG XLPE ACET LNR 36MM ID X 52MM OD, R3 Acetabular System, R3 20 DEG XLPE ACET LNR 36MM ID X 54MM OD, R3 Acetabular System, R3 20 DEG XLPE ACET LNR 36MM ID X 56MM OD, R3 Acetabular System, R3 20 DEG XLPE ACET LNR 36MM ID X 58MM OD, R3 Acetabular System, R3 20 DEG XLPE ACET LNR 36MM ID X 60MM OD, R3 Acetabular System, R3 20 DEG XLPE ACET LNR 36MM ID X 62MM OD, R3 Acetabular System, R3 20 DEG XLPE ACET LNR 36MM ID X 64MM OD, R3 Acetabular System, R3 20 DEG XLPE ACET LNR 36MM ID X 66/68MM OD, R3 Acetabular System, R3 0 DEG +4 XLPE ACET LNR 22MM ID X 40MM OD, R3 Acetabular System, R3 0 DEG +4 XLPE ACET LNR 22MM ID X 42MM OD, R3 Acetabular System, R3 0 DEG +4 XLPE ACET LNR 22MM ID X 44MM OD, R3 Acetabular System, R3 0 DEG +4 XLPE ACET LNR 28MM ID X 46MM OD, R3 Acetabular System, R3 0 DEG +4 XLPE ACET LNR 28MM ID X 48MM OD, R3 Acetabular System, R3 0 DEG +4 XLPE ACET LNR 28MM ID X 50MM OD, R3 Acetabular System, R3 0 DEG +4 XLPE ACET LNR 28MM ID X 52MM OD, R3 Acetabular System, R3 0 DEG +4 XLPE ACET LNR 28MM ID X 54MM OD, R3 Acetabular System, R3 0 DEG +4 XLPE ACET LNR 28MM ID X 56MM OD, R3 Acetabular System, R3 0 DEG +4 XLPE ACET LNR 28MM ID X 58MM OD, R3 Acetabular System, R3 0 DEG +4 XLPE ACET LNR 28MM ID X 60MM OD, R3 Acetabular System, R3 0 DEG +4 XLPE ACET LNR 32MM ID X 48MM OD, R3 Acetabular System, R3 0 DEG +4 XLPE ACET LNR 32MM ID X 50MM OD, R3 Acetabular System, R3 0 DEG +4 XLPE ACET LNR 32MM ID X 52MM OD, R3 Acetabular System, R3 0 DEG +4 XLPE ACET LNR 32MM ID X 54MM OD, R3 Acetabular System, R3 0 DEG +4 XLPE ACET LNR 32MM ID X 56MM OD, R3 Acetabular System, R3 0 DEG +4 XLPE ACET LNR 32MM ID X 58MM OD, R3 Acetabular System, R3 0 DEG +4 XLPE ACET LNR 32MM ID X 60MM OD, R3 Acetabular System, R3 0 DEG +4 XLPE ACET LNR 32MM ID X 62MM OD, R3 Acetabular System, R3 0 DEG +4 XLPE ACET LNR 36MM ID X 52MM OD, R3 Acetabular System, R3 20 DEG +4 XLPE ACET LNR 32MM ID X 54MM OD, R3 Acetabular System, R3 20 DEG +4 XLPE ACET LNR 32MM ID X 56MM OD, R3 Acetabular System, R3 20 DEG +4 XLPE ACET LNR 32MM ID X 58MM OD, R3 Acetabular System, R3 20 DEG +4 XLPE ACET LNR 32MM ID X 60MM OD, R3 Acetabular System, R3 20 DEG +4 XLPE ACET LNR 32MM ID X 62MM OD, R3 Acetabular System, R3 20 DEG +4 XLPE ACET LNR 36MM ID X 52MM OD, R3 Acetabular System, R3 20 DEG +4 XLPE ACET LNR 36MM ID X 54MM OD, R3 Acetabular System, R3 20 DEG +4 XLPE ACET LNR 36MM ID X 56MM OD, R3 Acetabular System, R3 20 DEG +4 XLPE ACET LNR 36MM ID X 58MM OD, R3 Acetabular System, R3 20 DEG +4 XLPE ACET LNR 36MM ID X 60MM OD, R3 Acetabular System, R3 20 DEG +4 XLPE ACET LNR 36MM ID X 62MM OD, R3 Acetabular System, R3 20 DEG +4 XLPE ACET LNR 36MM ID X 64MM OD, R3 Acetabular System, R3 20 DEG +4 XLPE ACET LNR 36MM ID X 66/68MM OD, R3 Acetabular System, R3 MULTI HOLE ACET SHELL 46MM OD, R3 Acetabular System, R3 MULTI HOLE ACET SHELL 48MM OD, R3 Acetabular System, R3 MULTI HOLE ACET SHELL 50MM OD, R3 Acetabular System, R3 MULTI HOLE ACET SHELL 52MM OD, R3 Acetabular System, R3 MULTI HOLE ACET SHELL 54MM OD, R3 Acetabular System, R3 MULTI HOLE ACET SHELL 56MM OD, R3 Acetabular System, R3 MULTI HOLE ACET SHELL 58MM OD, R3 Acetabular System, R3 MULTI HOLE ACET SHELL 60MM OD, R3 Acetabular System, R3 MULTI HOLE ACET SHELL 62MM OD, R3 Acetabular System, R3 MULTI HOLE ACET SHELL 64MM OD, R3 Acetabular System, R3 MULTI HOLE ACET SHELL 66MM OD, R3 Acetabular System, R3 MULTI HOLE ACET SHELL 68MM OD, R3 Acetabular System, R3 MULTI HOLE ACET SHELL 70MM OD, R3 Acetabular System, R3 MULTI HOLE ACET SHELL 72MM OD, R3 Acetabular System, R3 MULTI HOLE ACET SHELL 74MM OD, R3 Acetabular System, R3 MULTI HOLE ACET SHELL 76MM OD, R3 Acetabular System, R3 0 DEG XLPE ACET LNR 40MM ID X 56MM OD, R3 Acetabular System, R3 0 DEG XLPE ACET LNR 40MM ID X 58MM OD, R3 Acetabular System, R3 0 DEG XLPE ACET LNR 40MM ID X 60MM OD, R3 Acetabular System, R3 0 DEG XLPE ACET LNR 40MM ID X 62MM OD, R3 Acetabular System, R3 0 DEG XLPE ACET LNR 40MM ID X 64MM OD, R3 Acetabular System, R3 0 DEG XLPE ACET LNR 40MM ID X 66/70MM OD, R3 Acetabular System, R3 0 DEG XLPE ACET LNR 40MM ID X 72/74MM OD, R3 Acetabular System, R3 0 DEG XLPE ACET LNR 36MM ID X 72/74MM OD, R3 Acetabular System, R3 20 DEG XLPE ACET LNR 40MM ID X 56MM OD, R3 Acetabular System, R3 20 DEG XLPE ACET LNR 40MM ID X 58MM OD, R3 Acetabular System, R3 20 DEG XLPE ACET LNR 40MM ID X 60MM OD, R3 Acetabular System, R3 20 DEG XLPE ACET LNR 40MM ID X 62MM OD, R3 Acetabular System, R3 20 DEG XLPE ACET LNR 40MM ID X 64MM OD, R3 Acetabular System, R3 20 DEG XLPE ACET LNR 40MM ID X 66/70MM OD, R3 Acetabular System, R3 20 DEG XLPE ACET LNR 40MM ID X 72/74MM OD, R3 Acetabular System, R3 20 DEG XLPE ACET LNR 36MM ID X 72/74MM OD, R3 Acetabular System, R3 0 DEG +4 XLPE ACET LNR 40MM ID X 56MM OD, R3 Acetabular System, R3 0 DEG +4 XLPE ACET LNR 40MM ID X 58MM OD, R3 Acetabular System, R3 0 DEG +4 XLPE ACET LNR 40MM ID X 60MM OD, R3 Acetabular System, R3 0 DEG +4 XLPE ACET LNR 40MM ID X 62MM OD, R3 Acetabular System, R3 0 DEG +4 XLPE ACET LNR 40MM ID X 64MM OD, R3 Acetabular System, R3 0 DEG +4 XLPE ACET LNR 40MM ID X 66/70MM OD, R3 Acetabular System, R3 0 DEG +4 XLPE ACET LNR 40MM ID X 72-74MM OD, R3 Acetabular System, R3 0 DEG +4 XLPE ACET LNR 36MM ID X 72-74MM OD, R3 Acetabular System, R3 20 DEG +4 XLPE ACET LNR 40MM ID X 56MM OD, R3 Acetabular System, R3 20 DEG +4 XLPE ACET LNR 40MM ID X 58MM OD, R3 Acetabular System, R3 20 DEG +4 XLPE ACET LNR 40MM ID X 60MM OD, R3 Acetabular System, R3 20 DEG +4 XLPE ACET LNR 40MM ID X 62MM OD, R3 Acetabular System, R3 20 DEG +4 XLPE ACET LNR 40MM ID X 64MM OD, R3 Acetabular System, R3 20 DEG +4 XLPE ACET LNR 40MM ID X 66/70MM OD, R3 Acetabular System, R3 20 DEG +4 XLPE ACET LNR 40MM ID X 72/74MM OD, R3 Acetabular System, R3 20 DEG +4 XLPE ACET LNR 36MM ID X 72/74MM OD, R3 Hcetabular System, R3 HA MULTI-HOLE ACET SHELL 48MM OD, R3 Hcetabular System, R3 HA MULTI-HOLE ACET SHELL 50MM OD, R3 Hcetabular System, R3 HA MULTI-HOLE ACET SHELL 52MM OD, R3 Hcetabular System, R3 HA MULTI-HOLE ACET SHELL 54MM OD, R3 Hcetabular System, R3 HA MULTI-HOLE ACET SHELL 56MM OD, R3 Hcetabular System, R3 HA MULTI-HOLE ACET SHELL 58MM OD, R3 Hcetabular System, R3 HA MULTI-HOLE ACET SHELL 60MM OD, R3 Hcetabular System, R3 HA MULTI-HOLE ACET SHELL 62MM OD, R3 Hcetabular System, R3 HA MULTI-HOLE ACET SHELL 64MM OD, R3 Hcetabular System, R3 HA MULTI-HOLE ACET SHELL 66MM OD, R3 Hcetabular System, R3 HA MULTI-HOLE ACET SHELL 68MM OD, R3 Hcetabular System, R3 HA MULTI-HOLE ACET SHELL 70MM OD, R3 Hcetabular System, R3 HA MULTI-HOLE ACET SHELL 72MM OD, R3 Hcetabular System, R3 HA MULTI-HOLE ACET SHELL 74MM OD, R3 Hcetabular System, R3 HA MULTI-HOLE ACET SHELL 76MM OD, R3 Acetabular System, R3 20 DEG +4 XLPE ACET LNR 36MM ID X 76/80MM OD, R3 Lcetabular System, R3 CONSTRAINED ACET LINER 52MM OD, R3 Lcetabular System, R3 CONSTRAINED ACET LINER 54MM OD, R3 Lcetabular System, R3 CONSTRAINED ACET LINER 56MM OD, R3 Lcetabular System, R3 CONSTRAINED ACET LINER 58MM OD, R3 Lcetabular System, R3 CONSTRAINED ACET LINER 60MM OD, R3 Lcetabular System, R3 CONSTRAINED ACET LINER 62MM OD, R3 Lcetabular System, R3 CONSTRAINED ACET LINER 64MM OD, R3 Lcetabular System, R3 CONSTRAINED ACET LINER 66/70MM OD, R3 Acetabular System, R3 0 DEG XLPE ACET LNR 32MM ID X 48MM OD, R3 Acetabular System, R3 0 DEG XLPE ACET LNR 32MM ID X 50MM OD, R3 Acetabular System, R3 0 DEG XLPE ACET LNR 32MM ID X 52MM OD, R3 Acetabular System, R3 0 DEG XLPE ACET LNR 32MM ID X 54MM OD, R3 Acetabular System, R3 0 DEG XLPE ACET LNR 32MM ID X 56MM OD, R3 Acetabular System, R3 0 DEG XLPE ACET LNR 32MM ID X 58MM OD, R3 Acetabular System, R3 0 DEG XLPE ACET LNR 32MM ID X 60MM OD, R3 Acetabular System, R3 0 DEG XLPE ACET LNR 32MM ID X 62MM OD, R3 Acetabular System, R3 0 DEG XLPE ACET LNR 28MM ID X 44MM OD, R3 Acetabular System, R3 0 DEG XLPE ACET LNR 32MM ID X 46MM OD, R3 Acetabular System, R3 0 DEG XLPE ACET LNR 36MM ID X 50MM OD, R3 Acetabular System, R3 20 DEG XLPE ACET LNR 28MM ID X 44MM OD, R3 Acetabular System, R3 20 DEG XLPE ACET LNR 32MM ID X 46MM OD, R3 Acetabular System, R3 20 DEG XLPE ACET LNR 36MM ID X 50MM OD | LAYO | 2024-08-19T00:00:00.000+02:00 | Smith & Nephew, Inc.; 1450 Brooks Road, Memphis, Tennessee, 38116, USA | 71336954, 71336956, 71336958, 71336960, 71336962, 71336964, 71336966, 71337140, 71337142, 71337144, 71337546, 71337548, 71337550, 71337552, 71337554, 71337556, 71337558, 71337560, 71337648, 71337650, 71337652, 71337654, 71337656, 71337658, 71337660, 71337662, 71337746, 71337748, 71337750, 71337752, 71337754, 71337756, 71337758, 71337760, 71337948, 71337950, 71337952, 71330009, 71330010, 71330011, 71330012, 71330013, 71330014, 71330016, 71330017, 71330018, 71330766, 71331094, 71331096, 71331097, 71331098, 71331099, 71331101, 71331102, 71331103, 71331104, 71331106, 71331107, 71331108, 71331109, 71331110, 71331111, 71331112, 71331113, 71331114, 71331116, 71331118, 71331119, 71331121, 71331122, 71331123, 71331124, 71331138, 71331139, 71331266, 71331566, 71331748, 71331750, 71331752, 71331754, 71331756, 71331758, 71331760, 71331762, 71331764, 71331766, 71331840, 71331842, 71331844, 71331846, 71331848, 71331850, 71331852, 71331854, 71331856, 71331858, 71331860, 71331862, 71331864, 71331866, 71331868, 71331940, 71331942, 71331944, 71331946, 71331948, 71331950, 71331952, 71331954, 71331956, 71331958, 71331960, 71331962, 71331964, 71331966, 71331968, 71332240, 71332242, 71332244, 71332246, 71332248, 71332250, 71332252, 71332254, 71332256, 71332258, 71332260, 71332262, 71332264, 71332266, 71332268, 71332666, 71332752, 71332754, 71332756, 71332758, 71332760, 71332762, 71332764, 71332766, 71334840, 71334842, 71334844, 71334940, 71334942, 71334944, 71334946, 71334948, 71334950, 71334952, 71334954, 71334956, 71334958, 71334960, 71335540, 71335542, 71335544, 71335546, 71335548, 71335550, 71335552, 71335554, 71335556, 71335558, 71335560, 71335562, 71335564, 71335566, 71335568, 71335752, 71335754, 71335756, 71335758, 71335760, 71335762, 71335764, 71335766, 71335840, 71335842, 71335844, 71335946, 71335948, 71335950, 71335952, 71335954, 71335956, 71335958, 71335960, 71336648, 71336650, 71336652, 71336654, 71336656, 71336658, 71336660, 71336662, 71336952, 71337954, 71337956, 71337958, 71337960, 71337962, 71338552, 71338554, 71338556, 71338558, 71338560, 71338562, 71338564, 71338566, 71338662, 71338663, 71338664, 71338665, 71338666, 71338667, 71338668, 71338669, 71338671, 71338672, 71338673, 71338674, 71338675, 71338676, 71338677, 71338678, 71338679, 71338680, 71338681, 71338682, 71338683, 71338684, 71338685, 71338686, 71338687, 71338688, 71338689, 71338690, 71338691, 71338692, 71338693, 71338694, 71338695, 71338696, 71338697, 71338698, 71338699, 71338701, 71338702, 71338703, 71338704, 71338705, 71338706, 71338707, 71338708, 71338709, 71338711, 71338712, 71338733, 71338734, 71338735, 71338736, 71338737, 71338738, 71338739, 71338740, 71338741, 71338742, 71338743, 71338744, 71338745, 71338747, 71338749, 71338946, 71339152, 71339154, 71339156, 71339158, 71339160, 71339162, 71339164, 71339166, 71339548, 71339550, 71339552, 71339554, 71339556, 71339558, 71339560, 71339562, 71935846, 71935847, 71935848, 71935849, 71935850, 71935851 | Klasa III | Pajisje mjeksore të implantueshme, sistem acetabular R3 për protezimin total koksofemoral pa cement, për përdorim në pacientë me skelet të maturuar. | Pajisje te implantueshme aktive
17088 | CHEST ELECTRODES diameter 24 mm | O.E.S DISTRIMED | 2024-09-12T00:00:00.000+02:00 | GIMA S.p.A. Via Marconi, 1 20060 Gessate (MI) –Italy | 33365 | Klasa I | Elektroda mjekesore | Instrumenta shumeperdorimeshe
17089 | Non-invasive Instruments for Verification, BioBall® Offset Position Assistant, MST1 (11 / 13, 4°3'), non-sterile (HM39101), Non-invasive Instruments for Verification, BioBall® Offset Position Assistant, MSV4 (11 / 12, 5°39'), non-sterile (HM39102), Non-invasive Instruments for Verification, BioBall® Offset Position Assistant, MS 10 / 12 (10 / 12, 5°42'), non-sterile (HM39103), Non-invasive Instruments for Verification, BioBall® Offset Position Assistant, MS 8 / 10 (8 / 10, 5°42'), non-sterile (HM39105), Non-invasive Instruments for Verification, BioBall® Offset Position Assistant, 12 / 14 (12 / 14, 5°42'), non-sterile (HM39106), Non-invasive Instruments for Verification, BioBall® Offset Position Assistant, 14 / 16 (14 / 16, 5°42'), non-sterile (HM39107) | T R I M E D | 2024-09-12T00:00:00.000+02:00 | Merete GmbH, Alt-Lankwitz 102, 12247 Berlin, Germany | Non-invasive Instruments for Verification, BioBall® Offset Position Assistant, MST1 (11 / 13, 4°3'), non-sterile (HM39101), Non-invasive Instruments for Verification, BioBall® Offset Position Assistant, MSV4 (11 / 12, 5°39'), non-sterile (HM39102), Non-invasive Instruments for Verification, BioBall® Offset Position Assistant, MS 10 / 12 (10 / 12, 5°42'), non-sterile (HM39103), Non-invasive Instruments for Verification, BioBall® Offset Position Assistant, MS 8 / 10 (8 / 10, 5°42'), non-sterile (HM39105), Non-invasive Instruments for Verification, BioBall® Offset Position Assistant, 12 / 14 (12 / 14, 5°42'), non-sterile (HM39106), Non-invasive Instruments for Verification, BioBall® Offset Position Assistant, 14 / 16 (14 / 16, 5°42'), non-sterile (HM39107) | Klasa I | Non-invasive Instruments for Verification janë pajisje mjekësore jo-invazive për verifikim që kanë për qëllim të kontrollojnë madhësinë dhe/ose pozicionin e komponentit të implantit ex-situ. Ato lejojnë medializimin ose lateralizimin, si dhe korrigjimin e retro- ose antetorsionit kur korrigjojnë gjatësinë e qafës së femurit. | Produkte per institucione te kujdesit shendetesor
17090 | Nebulizer Mask, Nebulizer Mask - SMD 710 Adult, Nebulizer Mask, Nebulizer Mask - SMD 710 Child | T R I M E D | 2024-09-12T00:00:00.000+02:00 | Sterimed Medical Devices Pvt. Ltd., Plot No. 211 A, Sector-16, HSIIDC Bahadurgarh, Jhajjar Haryana– 124507 (INDIA) | Nebulizer Mask, Nebulizer Mask - SMD 710 Adult, Nebulizer Mask, Nebulizer Mask - SMD 710 Child | Klasa I | Nebulizer Mask janë pajisje mjekësore që përdoren te lidhura me pajisjet e aerosolit, nga pacientet që kanë çrregullime të frymëmarrjes si astma, sëmundje pulmonare obstruktive kronike (COPD) ose fibrozë cistike. | Pajisje anestezie dhe respiratore
17091 | NASAL OXYGEN CANNULA, NASAL OXYGEN CANNULA - SMD 703 A, Adult, NASAL OXYGEN CANNULA, NASAL OXYGEN CANNULA - SMD 703 A, Child, NASAL OXYGEN CANNULA, NASAL OXYGEN CANNULA - SMD 703 A, Infant | T R I M E D | 2024-09-12T00:00:00.000+02:00 | Sterimed Medical Devices Pvt. Ltd., Plot No. 211 A, Sector-16, HSIIDC Bahadurgarh, Jhajjar Haryana– 124507 (INDIA) | NASAL OXYGEN CANNULA, NASAL OXYGEN CANNULA - SMD 703 A, Adult, NASAL OXYGEN CANNULA, NASAL OXYGEN CANNULA - SMD 703 A, Child, NASAL OXYGEN CANNULA, NASAL OXYGEN CANNULA - SMD 703 A, Infant | Klasa I | Nasal Oxygen Cannula janë pajisje mjekësore që shërbejnë për të dhënë oksigjen shtesë ose rritje të qarkullimit të ajrit tek pacientët me probleme në frymëmarrje. | Pajisje anestezie dhe respiratore
17092 | Dental handpieces heads oil,i-OIL IHSCP 500 ML | MOTO-MANIA | 2024-09-10T00:00:00.000+02:00 | Uab Medicinos linija ,Aviacijos str. 28, LT-77103 Siauliai,Lithuania | Dental handpieces heads oil,i-OIL IHSCP 500 ML | Klasa I | i-OIL Vaj lubrifikant per angelat dentare | Pajisje dentare
17093 | Non-sterile examination gloves, easyCARE latex, Latex powdered examination gloves, non-sterile, XS (RLPXS10007), Non-sterile examination gloves, easyCARE latex, Latex powdered examination gloves, non-sterile, S (RLPS10007), Non-sterile examination gloves, easyCARE latex, Latex powdered examination gloves, non-sterile, M (RLPM10007), Non-sterile examination gloves, easyCARE latex, Latex powdered examination gloves, non-sterile, L (RLPL10007), Non-sterile examination gloves, easyCARE latex, Latex powdered examination gloves, non-sterile, XL (RLPXL10007) | T R I M E D | 2024-09-12T00:00:00.000+02:00 | ZARYS International Group spółka z ograniczoną odpowiedzialnością spółka komandytowa ul. Pod Borem 18, 41-808 Zabrze, Poland | Non-sterile examination gloves, easyCARE latex, Latex powdered examination gloves, non-sterile, XS (RLPXS10007), Non-sterile examination gloves, easyCARE latex, Latex powdered examination gloves, non-sterile, S (RLPS10007), Non-sterile examination gloves, easyCARE latex, Latex powdered examination gloves, non-sterile, M (RLPM10007), Non-sterile examination gloves, easyCARE latex, Latex powdered examination gloves, non-sterile, L (RLPL10007), Non-sterile examination gloves, easyCARE latex, Latex powdered examination gloves, non-sterile, XL (RLPXL10007) | Klasa I | Non-sterile examination gloves është një pajisje mjekësore që përdoret për diagnostikimin e pacientit, duke siguruar një pengesë për transmetimin e mikroorganizmave midis operatorit dhe pacientit, duke minimizuar rrezikun e kontaminimit të kryqëzuar. | Pajisje nje perdorimeshe
17094 | Patient Transport and Patient Equipment/VELO BASIC GENERAL PURPOSE STRETCHER, Patient Transport and Patient Equipment/MS 1630 EXAMINATION TABLE, FOLDABLE | O.E.S DISTRIMED | 2024-09-13T00:00:00.000+02:00 | MESPA SAĞLIK TEKNOLOJİLERİ SANAYİ A.Ş 2.Org.San. Böl.83216 Street No:20 Şehitkamil/Gaziantep | VELO BASIC, MS 1630 | Klasa I | Barrele pacienti, Krevat ekzaminimi | Instrumenta shumeperdorimeshe
17095 | (DENTAL IMPLANT) Lasermade conical Ø 3,3 h 8, (DENTAL IMPLANT) Lasermade conical Ø 3,3 h 10, (DENTAL IMPLANT) Lasermade conical Ø 3,3 h 11,5, (DENTAL IMPLANT) Lasermade conical Ø 3,3 h 13, (DENTAL IMPLANT) Lasermade conical Ø 3,75 h 8, (DENTAL IMPLANT) Lasermade conical Ø 3,75 h 10, (DENTAL IMPLANT) Lasermade conical Ø 3,75 h 11,5, (DENTAL IMPLANT) Lasermade conical Ø 3,75 h 13, (DENTAL IMPLANT) Lasermade conical Ø 4,1 h 8, (DENTAL IMPLANT) Lasermade conicall Ø 4,5 h 10, (DENTAL IMPLANT) Lasermade conical Ø 4,5 h 11,5, (DENTAL IMPLANT) Lasermade conical Ø 4,5 h 13, (DENTAL IMPLANT) Lasermade conical Ø 4,5 h 8, (DENTAL IMPLANT) Lasermade conical Ø 4,5 H10, (DENTAL IMPLANT) Lasermade conical Ø 4,5 H11,5, (DENTAL IMPLANT) Lasermade conical Ø 4,5 H13, (DENTAL IMPLANT) Lasermade conical Ø 5,0 H8, (DENTAL IMPLANT) Lasermade conical Ø 5,0 H10, (DENTAL IMPLANT) Lasermade conical Ø 5,0 H11,5, (DENTAL IMPLANT) Lasermade conical Ø 5,5 H8, (DENTAL IMPLANT) Lasermade conical Ø 5,5 H10, (DENTAL ABUTMENT) Straight shoulder abutment for conical SP - h 3 mm, ( DENTAL ABUTMENT) Straight shoulder abutment for conical SP - h 1,5 mm, (DENTAL ABUTMENT) Angled abutment -15 ° for conical SP - h 3 mm, (DENTAL ABUTMENT) healing screw h4 for conical SP | MED CARE ALBANIA | 2024-09-12T00:00:00.000+02:00 | ANDREW MEDICAL SRL Piazza Cesare Battisti, 2 I – 20841 Carate Brianza md ITALI | LK-3308, LK-3310, LK-3311, LK-3313, LK-3708, LK-3710, LK-3711, LK-3713, LK-4108, LK-4110, LK-4111, LK-4113, LK-4508, LK-4510, LK-4511, LK-4513, LK-5008, LK-5010, LK-5011, LK-5508, LK-5510, KAB-MD3-SPI, KAB-MD1-SPI, KAB-153-SPI , KHS-G40-SPI | Klasa IIb | IMPLANT DENTAR, AKSESOR PER IMPLANT DENTAR abatment | Pajisje te implantueshme aktive
17096 | Intensive Care Patient and Gynecology Birth Beds/ELECTRONIC INTENSIVE CAR AND SERVICE | O.E.S DISTRIMED | 2024-09-13T00:00:00.000+02:00 | MESPA SAĞLIK TEKNOLOJİLERİ SANAYİ A.Ş 2.Org.San. Böl.83216 Street No:20 Şehitkamil/Gaziantep | MCARE 4A, MCARE 4B, MCARE 4M/H, MCARE 4 Y/N, MCARE 4 E/M, MCARE 4T/H, MCARE 4 E/T, MCARE HOME RESORT, MCARE OBESE, MCARE 7004, MCARE, MCARE 4L, MCARE 4L PLUS, MCARE 3S, MCARE 3S PLUS, MCARE K, MCARE K PLUS, MCARE 2M, MCARE 2H, MCARE 3X, MCARE 3, MCARE CL, MCARE K LTR, MCARE K5 | Klasa I | Shtrat pacienti,per perdorim spitalor | Instrumenta shumeperdorimeshe
BED,4 MOTORIZED, Intensive Care Patient and Gynecology Birth Beds/4 MOTORS PATIENT CARE BED, Intensive Care Patient and Gynecology Birth Beds/4 MOTORS INTENSIVE CARE and PATIENT BED, Intensive Care Patient and Gynecology Birth Beds/ELECTRONIC SERVICE BED,4 MOTORS, Intensive Care Patient and Gynecology Birth Beds/4 MOTORS ELECTRONIC WEIGHED BED, Intensive Care Patient and Gynecology Birth Beds/4 MOTORS ELECTRONIC BED, Intensive Care Patient and Gynecology Birth Beds/3 MOTORS ELECTRONIC PATIENT BED, Intensive Care Patient and Gynecology Birth Beds/3 MOTORS ELECTRONIC BED, Intensive Care Patient and Gynecology Birth Beds/COLON MOTORIZED ELECTRONIC BED, Intensive Care Patient and Gynecology Birth Beds/2 MOTORS ELECTRONIC BED, Intensive Care Patient and Gynecology Birth Beds/2 MOTORS ELECTRONIC BED,CROSSWAY BRAKE, Intensive Care Patient and Gynecology Birth Beds/3 MOTORS PATIENT CARE BED, Intensive Care Patient and Gynecology Birth Beds/ELECTRONIC SERVICE BED,3 MOTORS, Intensive Care Patient and Gynecology Birth Beds/MCARE LATERAL TILT THREE COLUMN MOTORIZED WITH SCALE ELECTRONIC BED, Intensive Care Patient and Gynecology Birth Beds/MCARE LATERAL TILT TWO COLUMN MOTORIZED WITH SCALE ELECTRONIC BED, Intensive Care Patient and Gynecology Birth Beds/MCARE K COLUMN MOTORIZED ELECTRONIC BED
17097 | Intensive Care Patient and Gynecology Birth Beds/MS 1170 1 ADJUSTABLE MANUAL PEDIATRIC BED | O.E.S DISTRIMED | 2024-09-13T00:00:00.000+02:00 | MESPA SAĞLIK TEKNOLOJİLERİ SANAYİ A.Ş 2.Org.San. Böl.83216 Street No:20 Şehitkamil/Gaziantep | MS 1170 | Klasa I | Shtrat pacienti pediatrik | Pajisje te implantueshme aktive
17098 | Surgical Drills - FRESA PALLINA ZYG D 2.8 , Surgical Drills - FRESA LANCEOLATA ZYG L 65 , Surgical Drills - FRESA LANCEOLATA ZYG L 85 , Surgical Drills - FRESA ZYG DIAMANTATA D 4.0 L 65, Surgical Drills - FRESA ZYG DIAMANTATA D 4.0 L 85 , Surgical Drills - FRESA ZYG DOPPIO DIAMETRO D 2.8/3.2 L65 , Surgical Drills - FRESA ZYG DOPPIO DIAMETRO D 2.8/3.2 L85 , Surgical Drills - FRESA ZYG DOPPIO DIAMETRO D 2.8/3.4 L65, Surgical Drills - FRESA ZYG DOPPIO DIAMETRO D 2.8/3.4 L85 , Surgical Drills - FRESA ZYG TRIPLO DIAMETRO D 2.0/2.5/3.0 L65, Surgical Drills - FRESA ZYG TRIPLO DIAMETRO D 2.0/2.5/3.0 L85 | BRIANZA DENT | 2024-08-22T00:00:00.000+02:00 | AVENIR SRL 47822 SANTARCANGELO DI ROMAGNA (RN) - VIA DEL SALICE 21 (ITA) – Italy | ZYGFRPAL28, ZYGFRPILSH , ZYGFRPILLO, ZYGFRDIA40SH, ZYGFRDIA40LO, ZYGFR2832SH, ZYGFR2832LO, ZYGFR2834SH, ZYGFR2834LO, ZYGFRTD202530SH, ZYGFRTD202530LO | Klasa IIa | Freza dentare | Pajisje dentare
17099 | VAGINAL CAPSULES IN FAST DISSOLVING SOFT GEL | PharmaBest Group | 2024-08-22T00:00:00.000+02:00 | NTC S.R.L VIA LUIGI RAZZA, 3 20124 MILAN ITALY | SUVEGEL IONIC D144N:FB FBTIA04000; LABEL 0301212; LEAFLET LFTIA04000 | Klasa IIb | Perdoret per trajtimin e infeksioneve vaginale bakteriale, kërpudhore dhe virale. | Tjeter
17100 | THORACIC CATHETER ANGLED CH 24, THORACIC CATHETER ANGLED CH 28, THORACIC CATHETER ANGLED CH 30, THORACIC CATHETER ANGLED CH 33, THORACIC CATHETER ANGLED CH 36, THORACIC CATHETER RECTAL 70 CM CH 24, THORACIC CATHETER RECTAL 70 CM CH 28, THORACIC CATHETER RECTAL 70 CM CH 30, THORACIC CATHETER RECTAL 70 CM CH 33, THORACIC CATHETER RECTAL 70 CM CH 36, FLAT DRAINAGE TYPE JACKSON PRATT WITH NEEDLE 3X7 mm, FLAT DRAINAGE TYPE JACKSON PRATT 3X7 mm, FLAT DRAINAGE TYPE JACKSON PRATT 4X10 mm, FLAT DRAINAGE TYPE JACKSON PRATT WITH NEEDLE 4X10 mm, FLAT DRAINAGE TYPE JACKSON PRATT 4X13 mm, FLAT DRAINAGE TYPE JACKSON PRATT WITH NEEDLE 4X13 mm, ROUND DRAINAGE TYPE JACKSON PRATT CH 7, ROUND DRAINAGE TYPE JACKSON PRATT WITH NEEDLE CH 7, ROUND DRAINAGE TYPE JACKSON PRATT CH 10, ROUND DRAINAGE TYPE JACKSON PRATT WITH NEEDLE CH 10, ROUND DRAINAGE TYPE JACKSON PRATT CH 15, ROUND DRAINAGE TYPE JACKSON PRATT WITH NEEDLE CH 15, ROUND DRAINAGE TYPE JACKSON PRATT CH 19, ROUND DRAINAGE TYPE JACKSON PRATT WITH NEEDLE CH 19, ROUND SIRAL DRAIN WITH NEEDLE CH 10, ROUND SIRAL DRAIN WITH NEEDLE CH 12, ROUND SIRAL DRAIN WITH NEEDLE CH 7, ROUND SIRAL DRAIN WITH NEEDLE CH 15, ROUND SIRAL DRAIN WITH NEEDLE CH 19, ROUND SIRAL DRAIN WITH NEEDLE CH 24, FLAT FLUTED DRAINAGE 4x10 mm, FLAT FLUTED DRAINAGE 3x7 mm, FLAT FLUTED DRAINAGE WITH NEEDLE 4 x 10 mm, FLAT FLUTED DRAINAGE WITH NEEDLE 3 x 7 mm, SMART DRAIN ROUND FLUTED WITH NEEDLE CH 10, SMART DRAIN ROUND FLUTED WITH NEEDLE CH 15, SMART DRAIN ROUND FLUTED CH 10, SMART DRAIN ROUND FLUTED CH 12, SMART DRAIN ROUND FLUTED CH 15, SMART DRAIN ROUND FLUTED CH 19, SMART DRAIN ROUND FLUTED CH 24, SMRT DRAIN COAXIAL DRAINAGE CH 24, SMART DRAIN COAXIAL DRAINAGE CH 28, SMART DRAIN COAXIAL DRAINAGE CH 24, SMART DRAIN ROUND FLUTED CH 28, SMART DRAIN ROUND FLUTED CH 32, SMART DRAIN ROUND FLUTED WITH NEEDLE CH 19, SMART DRAIN ROUND FLUTED WITH NEEDLE CH 12, KARDIA SPIRAL FLUTED ROUND CH 19, KARDIA SPIRAL FLUTED ROUND CH 24 | E v i t a | 2024-08-19T00:00:00.000+02:00 | Redax SpA Via Galileo Galilei, 18 – 46025 Poggio Rusco (MN) – Italy | 21824, 21828, 21830, 21833, 21836, 22824, 22828, 22830, 22833, 22836, 24100, 24101, 24110, 24111, 24120, 24121, 24130, 24131, 24140, 24141, 24200, 24201, 24210, 24211, 24220, 24221, 24230, 24231, 24601, 24602, 24603, 24604, 24605, 24607, 24610, 24612, 24615, 24619, 24620, 24621, 24622, 24623, 24624, 24625, 24702, 24703, 24704, 24705, 24710, 24712, 24715, 24719, 24724, 24725, 24726, 24727, 24728, 24729, 24732, 24902, 24903, 24904, 24905, 25019, 25024 | Klasa IIa | KATETER TORAKAL I ANUAR CH 24, KATETER TORAKAL I ANUAR CH 28, KATETER TORAKAL I ANUAR CH 30, KATETER TORAKAL I ANUAR CH 33, KATETER TORAKAL I ANUAR CH 36, KATETER TORAKAL REKTAL 70 CM CH 24, KATETER TORAKAL REKTAL 70 CM CH 28, KATETER TORAKAL REKTAL 70 CM CH 30, KATETER TORAKAL REKTAL 70 CM CH 33, KATETER TORAKAL REKTAL 70 CM CH 36, DRENIM I SHESHTË TIPI JACKSON PRATT 3X7 mm, DRENIM I SHESHTË TIPI JACKSON PRATT ME GJILPËRË 3X7 mm, DRENIM I SHESHTË TIPI JACKSON PRATT ME GJILPËRË 4X10 mm, DRENIM I SHESHTË TIPI JACKSON PRATT 4X10 mm, DRENIM I SHESHTË TIPI JACKSON PRATT 4X13 mm, DRENIM I SHESHTË TIPI JACKSON PRATT ME GJILPËRË 4X13 mm, DRENIM I RRUMBULLAKËT TIPI JACKSON PRATT CH 7, DRENIM I RRUMBULLAKËT TIPI JACKSON PRATT ME GJILPËRË CH 7, DRENIM I RRUMBULLAKËT TIPI JACKSON PRATT CH 10, DRENIM I RRUMBULLAKËT TIPI JACKSON PRATT ME GJILPËRË CH 10, DRENIM I RRUMBULLAKËT TIPI JACKSON PRATT CH 15, DRENIM I RRUMBULLAKËT TIPI JACKSON PRATT ME GJILPËRË CH 15, DRENIM I RRUMBULLAKËT TIPI JACKSON PRATT CH 19, DRENIM I RRUMBULLAKËT TIPI JACKSON PRATT ME GJILPËRË CH 19, DRENIM SPIRAL I RRUMBULLAKËT ME GJILPËRË CH 15, DRENIM SPIRAL I RRUMBULLAKËT ME GJILPËRË CH 19, DRENIM SPIRAL I RRUMBULLAKËT ME GJILPËRË CH 12, DRENIM SPIRAL I RRUMBULLAKËT ME GJILPËRË CH 7, DRENIM SPIRAL I RRUMBULLAKËT ME GJILPËRË CH 10, DRENIM SPIRAL I RRUMBULLAKËT ME GJILPËRË CH 24, DRENIM I SHESHTË ME FLUTURA 4x10 mm, DRENIM I SHESHTË ME FLUTURA 3x7 mm, DRENIM I SHESHTË ME FLUTURA ME GJILPËRË 4 x 10 mm, DRENIM I SHESHTË ME FLUTURA ME GJILPËRË 3 x 7 mm, DRENIM I RRUMBULLAKËT I ZGJUAR ME FLUTURA DHE GJILPËRË CH 10, DRENIM I RRUMBULLAKËT I ZGJUAR ME FLUTURA DHE GJILPËRË CH 15, DRENIM I RRUMBULLAKËT I ZGJUAR ME FLUTURA CH 10, DRENIM I RRUMBULLAKËT I ZGJUAR ME FLUTURA CH 12, DRENIM I RRUMBULLAKËT I ZGJUAR ME FLUTURA CH 15, DRENIM I RRUMBULLAKËT I ZGJUAR ME FLUTURA CH 19, DRENIM I RRUMBULLAKËT I ZGJUAR ME FLUTURA CH 24, DRENIM KOAXIAL I ZGJUAR CH 24, DRENIM I RRUMBULLAKËT I ZGJUAR ME FLUTURA CH 28, DRENIM KOAXIAL I ZGJUAR CH 28, DRENIM I RRUMBULLAKËT I ZGJUAR CH 32, DRENIM I RRUMBULLAKËT I ZGJUAR ME FLUTURA DHE GJILPËRË CH 19, DRENIM I RRUMBULLAKËT I ZGJUAR ME FLUTURA DHE GJILPËRË CH 12, SPIRAL KARDIALE E FLUTURUAR RRUMBULLAKËT CH 19, SPIRAL KARDIALE E FLUTURUAR RRUMBULLAKËT CH 24 | Pajisje nje perdorimeshe
17101 | Digital Radiography and Fluoroscopy System Si me poshte:, DRF-6A, DRF-7B, DRF-8B, DRF-8PRO | BORA GROUP ALBANIA | 2024-08-20T00:00:00.000+02:00 | Beijing Wandong Medical Technology Co., Ltd. Building 3, No .9, Jiuxianqiaodong Road, Chaoyang District, 100015 Beijing, P. R. China SRN: CN-MF-000014174 | NA, DRF-6A, DRF-7B, DRF-8B, DRF-8PRO | Klasa IIb | Sisteme grafie dhe Fluoroskopie si me poshte:, Sistem grafie dhe Fluoroskopie me Reze X | Pajisje diagnostikuese dhe terapeutike me rezatim
17102 | D-DI2, D-Dimer Gen.2 Calibrator Set, D-Dimer Gen.2 Control I/II | E v i t a | 2024-08-22T00:00:00.000+02:00 | Roche Diagnostics GmbH Sandhofer Strasse 116 68305 Mannheim Germany | 08105626190, 05172381190, 05077753190, 04912551190, 05050901190, 05050936190 | In vitro | Reagent per matjen e D-Dimerit ne plazmen humane, Kalibrator per reagentin e D-Dimerit, Kontroll per reagentin e D-Dimerit | Pajisje te diagnostifikimit in vitro
17103 | Elecsys Folate III, Folate III CalSet, CalSet Folate | E v i t a | 2024-08-22T00:00:00.000+02:00 | Roche Diagnostics GmbH Sandhofer Strasse 116 68305 Mannheim Germany | 08324131190, 08324174190, 08324182190, 08324247190 | In vitro | Reagent per percaktimin e acidit folik ne serum/plazem, Reagent per percaktimin e acidit folik ne serum/plazem dhe Rruazat e kuqe te gjakut, Kalibratori I acidit Folik | Pajisje te diagnostifikimit in vitro
17104 | Preciset DAT Plus I | E v i t a | 2024-08-22T00:00:00.000+02:00 | Roche Diagnostics GmbH Sandhofer Strasse 116 68305 Mannheim Germany | 3304671190 | In vitro | Kalibrator per testet e droges ne urine | Pajisje te diagnostifikimit in vitro
17105 | Control Set DAT I | E v i t a | 2024-08-22T00:00:00.000+02:00 | Roche Diagnostics GmbH Sandhofer Strasse 116 68305 Mannheim Germany | 3312950190 | In vitro | Sete te kontrrollit te droges ne urine | Pajisje te diagnostifikimit in vitro
17106 | GLUCOSE-6-PHOSPHATE DEHYDROGENASE (G-6-PDH) | E v i t a | 2024-08-22T00:00:00.000+02:00 | RANDOX LABORATORIES LIMITED of 55 DIAMOND ROAD, CRUMLIN, COUNTY ANTRIM, BT29 4QY, UK | PD410 | In vitro | Reagent per percaktimin e glukoze 6 fosfatit ne serum/plazem | Pajisje te diagnostifikimit in vitro
17107 | SUBITON, Hip Spacer with Gentamicin, Muller, 48-M, SUBITON, Hip Spacer with Gentamicin, Muller, 56-M, SUBITON, Hip Spacer with Gentamicin, Charnley, 40-C, SUBITON, Hip Spacer with Gentamicin, Charnley, 48-C, SUBITON, Hip Spacer with Gentamicin, Charnley, 56-C, SUBITON, Hip Spacer with Gentamicin, Charnley, 40-CXL, SUBITON, Hip Spacer with Gentamicin, Charnley, 48-CXL, SUBITON, Hip Spacer with Gentamicin, Charnley, 56-CXL | LAYO | 2024-08-19T00:00:00.000+02:00 | LABORATORIOS S.L., SA., Curupayti 2611 B1644GDC San Fernando, Buenos Aires-ARGENTINA | 880940, 880930, 880945, 880935, 880950, 880929, 880928, 880927 | Klasa III | Pajisje mjeksore përkohësisht e implantueshme, që përdoret kryesisht për të ruajtur hapësirën artikulare gjatë protezimit me revizion në dy faza. Gjithashtu, ndihmon në trajtimin e infeksionit si pasojë e implantimit të protezës koksofemorale. | Pajisje te implantueshme aktive
17108 | Alloybond, Bonding Resin, Go!, Stae, Etch and Bond Kit, Zipbond, Dental Adhezive - Total Etch, Nano Dental Adhesive - Self Etch | Ameis Dent | 2024-08-21T00:00:00.000+02:00 | SDI LIMITED - 3-15 BRUNSDON STREET BAYSWATER, VICTORIA 3153, AUSTRALIA | 1103 | Klasa IIa | Bond dhe materiale bondimi per perdorim ne dentistri | Pajisje dentare
17109 | F400, GS80, GS 80 Spherical, Lojic +, New Ultrafine, Permite, Ultracaps +, Ultracaps S, SDI Admix, SDI Spherical, SDI Alloy | Ameis Dent | 2024-08-21T00:00:00.000+02:00 | SDI LIMITED - 3-15 BRUNSDON STREET BAYSWATER, VICTORIA 3153, AUSTRALIA | 1103 | Klasa IIa | Amalgam dentar per procedura ne dentistri | Pajisje dentare
17110 | THROMBUS EXTRACTION CATHETER | BIOMETRIC ALBANIA | 2024-08-22T00:00:00.000+02:00 | LIFE VASCULAR DEVICES BIOTECH S.L. - Adresa: Camí de Can Ubach, 11; Pol. Ind. Les Fallulles, 08620 Sant Vicenç dels Horts-Barcelona-ESPAÑA | DETR14145601, DETR14145701 | Klasa III | Kateter për heqjen e Thrombus-it | Produkte per institucione te kujdesit shendetesor
17111 | Epic™ Max Stented Tissue Valve, Epic™ Max Heart Valve Sizer Set, Epic™ Max Holder Handle | BIOMETRIC ALBANIA | 2024-08-22T00:00:00.000+02:00 | Abbott Medical - Adresa: 177 County Road B East, St. Paul, MN 55117, USA | EMAX-19, EMAX-21, EMAX-23, EMAX-25, EMAX-27, EMAX-1000, E2000-HA | Klasa III | Valvula aortike biologjike te stentuara qe perdoren per zëvendësimin e valvulave aortale te zemrës ose valvulat protetike të aortës të implantuara më parë., Set matesa që ndihmojnë në zgjedhjen e madhësisë së përshtatshme të valvulës., Doreza mbajtëse qe perdoren gjatë procedurës së implantimit të valvulës së zemrës. | Produkte per institucione te kujdesit shendetesor
17112 | Intraoral Scanner | BRIANZA DENT | 2024-09-16T00:00:00.000+02:00 | Ningbo Runyes Medical Instrument Co., Ltd. 032 Building, No. 456, Tonghui Road, Jiangbei Investment & Pioneering Park C, 315033 Ningbo, China. | IOS-11 | Klasa I | Skaner intraoral | Pajisje dentare
17113 | LIMB CLAMP ELECTRODES adult | O.E.S DISTRIMED | 2024-09-12T00:00:00.000+02:00 | GIMA S.p.A. Via Marconi, 1 20060 Gessate (MI) –Italy | 33364 | Klasa I | Aksesore per elektroda | Pajisje nje perdorimeshe
17114 | Oxygen Mask, Oxygen Mask - SMD 704, Adult, Oxygen Mask, Oxygen Mask - SMD 704, Child | T R I M E D | 2024-09-12T00:00:00.000+02:00 | Sterimed Medical Devices Pvt. Ltd., Plot No. 211 A, Sector-16, HSIIDC Bahadurgarh, Jhajjar Haryana– 124507 (INDIA) | Oxygen Mask, Oxygen Mask - SMD 704, Adult, Oxygen Mask, Oxygen Mask - SMD 704, Child | Klasa I | Oxygen mask janë pajisje mjekësore që mbulojnë hundën dhe gojën, duke siguruar një rezervuar oksigjeni për pacientin. Ato lejojnë rritjen e niveleve të oksigjenit në ajrin e thithur, ndihmojnë në parandalimin e rimarrjes së dioksidit të karbonit dhe bëjnë të mundur lagështimin e gazrave për të reduktuar tharjen e mukozës. | Pajisje anestezie dhe respiratore
17115 | Medical Adhesive Tapes, STERIPORE : ADHESIVE TAPE BP 88/USP, Permeable Non-woven Surgical Adhesive Tape IS, Microporous Surgical Tape / Non-Woven Hypoallergic Microporous Surgical Tape/Adhesive Paper Tape/Paper Adhesive Plaster/ Surgical Paper Tape/Paper Plaster, SAFEPORE : ADHESIVE TAPE BP 88/USP, Permeable Non-woven Surgical Adhesive Tape IS, Microporous Surgical Tape / Non-Woven Hypoallergic Microporous Surgical Tape/Adhesive Paper Tape/Paper Adhesive Plaster/ Surgical Paper Tape/Paper Plaster, STERIPORE+ : ADHESIVE TAPE BP 88/USP, Permeable Non-woven Surgical Adhesive Tape IS, Microporous Surgical Tape / Non-Woven Hypoallergic Microporous Surgical Tape/Adhesive Paper Tape/Paper Adhesive Plaster/ Surgical Paper Tape/Paper Plaster, CLEARPORE:ADHESIVE TAPE BP 88, Transparent Perforated Plastic Film Tape / Hypoallergic Transparent Perforated Plastic Film Tape/Transparent Film Tape, POROUS PLAST: Adhesive Tape USP, Adhesive Plaster/ Surgical Adhesive Tape, STERIPLAST EAB: Adhesive Tape Textile Fabric BP 88, Elastic Plaster/ Elastic Self Adhesive Plaster | T R I M E D | 2024-09-12T00:00:00.000+02:00 | STERIMED GROUP, UNIT NO.501, RING ROAD MALL, 21 MANGLAM PLACE ROHINI, SECTOR-3, DELHI NORTHWEST DL 110085, INDIA | N/A, SS 106, SS 106 S, SS 106 P, SS 106 C, SS 100, SS 157 | Klasa I | Medical Adhesive Tapes janë pajisje mjekësore që përdoren për mbajtjen e veshjes së plagës, tubave dhe kanulës etj. në trupin e pacientit. Mbron plagën/ veshjen kirurgjikale nga pluhuri etj. , Përdoren për mbajtjen e veshjes së plagës, tubave dhe kanulës etj. në trupin e pacientit. Mbron plagën/ veshjen kirurgjikale nga pluhuri etj. Shirit ngjitës që përbëhet nga një masë ngjitëse e përhapur në mënyrë uniforme si një shtresë e vazhdueshme ose me hapësira mbi një bazë jo të endur/letër., Përdoren për mbajtjen e veshjes së plagës, tubave dhe kanulës etj. në trupin e pacientit. Mbron plagën/ veshjen kirurgjikale nga pluhuri etj. Shirit ngjitës që përbëhet nga një masë ngjitëse e përhapur në mënyrë uniforme si një shtresë e vazhdueshme ose me hapësira mbi një bazë filmi transparent., Përdoren për mbajtjen e veshjes së plagës, tubave dhe kanulës etj. në trupin e pacientit. Mbron plagën/ veshjen kirurgjikale nga pluhuri etj. Shirit ngjitës që përbëhet nga një masë ngjitëse e përhapur në mënyrë uniforme si një shtresë e vazhdueshme ose me hapësira mbi një bazë pëlhure tekstili., Adhesive Tape textile Fabric B.P. përbëhet nga një pëlhurë e endur prej materiali natyral ose sintetik ose çdo kombinim i tyre, që është e përhapur me një masë ngjitëse. Masa ngjitëse mund të mbrohet me një shtresë të përshtatshme për ruajtje më të mirë të shiritit. Përdoret për të siguruar mbështetje mekanike për kockat e thyera dhe ku kërkohet komprimimi. Përdoret si derdhje e papërpunuar përpara aplikimit të fashës POP për heqjen e ënjtjes. Është pjesë e prerë në formë U dhe përdoret gjithashtu për të rregulluar kanulën në trupin e pacientit. | Produkte per institucione te kujdesit shendetesor
17116 | PHYSIOTHERAPY BED/AD-335/E-090 | O.E.S DISTRIMED | 2024-09-13T00:00:00.000+02:00 | DUMAN ÇELİK EŞYA SAN. VE TİC. A.Ş. BEYLİKDÜZÜ ORGANIZE SAN. BÖLGESİ AÇELYA CADDESİ NO : 39/B1 PK.34520 BEYLİKDÜZÜ – ISTANBUL / TURKEY | AD-335/E-090 | Klasa I | Krevat fizioterapie | Instrumenta shumeperdorimeshe
17117 | Medical Fluid 20 | MONTAL | 2024-09-16T00:00:00.000+02:00 | Boss Lubricants GmbH & Co. KG Chemnitzer Straße 15, 72458 Albstadt, Germany SRN: DE-MF-000005713 | 100005347 | Klasa I | "Vaj per lubrifikimin dhe mirembajtjen e instrumentave mjekesore kirurgjikale. " | Tjeter
17118 | Leaderflex 22G,8cm, Leaderflex 22G,20cm, Leaderflex 22G,15cm, Leaderflex,22G,10cm, Leaderflex,22G,6cm, Leaderflex,22G,4cm, Leaderflex,22G,20cm, Leaderflex,22G,8cm | GREEMED | 2024-08-23T00:00:00.000+02:00 | Vygon GmbH & Co.KG,Prager Ring 100,D-52070 Aachen,Germany | 1212.082, 1212.20, 1212.15, 1212.10, 1212.062, 1212.060, 1212.06, 1212.04, 1212.205, 1212.08 | Klasa IIa | I.V. kanula për pacientët që kërkojnë terapi intravenoze | Tjeter
17119 | Accutrend Cholesterol | E v i t a | 2024-08-22T00:00:00.000+02:00 | Roche Diagnostics GmbH, Sandhofer Strasse 116 68305 Mannheim Germany | 11418262012, 11418262171, 11418262370, 11418254223 | In vitro | Stripe per matjen e kolesterolit ne gjakun kapilar | Pajisje te diagnostifikimit in vitro
17120 | anti-CD8 (SP239) Rabbit Monoclonal Primary Antibody | E v i t a | 2024-08-22T00:00:00.000+02:00 | Ventana Medical Systems Inc. 1910 E Innovation Park Drive Tucson, AZ 85755, USA | 9780041001 | In vitro | Antitrup primar per detektimin e CD8 (SP239) ne imunohistokimi me pajisjen Ventana | Pajisje te diagnostifikimit in vitro
17121 | Control Set DAT I | E v i t a | 2024-08-22T00:00:00.000+02:00 | Roche Diagnostics GmbH Sandhofer Strasse 116 68305 Mannheim Germany | 3312950190 | In vitro | Sete te kontrrollit te droges ne urine | Pajisje te diagnostifikimit in vitro
17122 | VENTANA PD-L1 (SP263) Assay | E v i t a | 2024-08-22T00:00:00.000+02:00 | Roche Diagnostics GmbH Sandhofer Strasse 116 68305 Mannheim Germany | 7419821001 | In vitro | Antitrup primar per detektimin e PD-L1 (SP263) ne imunohistokimi me pajisjen Ventana | Pajisje te diagnostifikimit in vitro
17123 | EEG Monitors SedLine, Physiological Monitoring Systems Root, Pulse Oximeters Radical-7 | Farma Net Albania | 2024-08-22T00:00:00.000+02:00 | Masimo Corporation 52 Discovery, Irvine, CA 92618, USA | 9513, 9515, 9500 | Klasa IIb | EEG Monitors, Physiological Monitoring Systems, Pulse Oximeter | Pajisje anestezie dhe respiratore
17124 | Hypodermic needle | GREEMED | 2024-08-23T00:00:00.000+02:00 | Changzhou Chuangjia Medical Appliance Co., Ltd. Sanhekou Development Zone Zhenglu Town 213115 Changzhou PEOPLE'S REPUBLIC OF CHINA | HN18G38, HN19G38, HN20G38, HN21G25, HN21G38, HN22G32, HN25G16, HN30G13 | Klasa IIa | Age hipodermike | Tjeter
17125 | 3 way stopcock with extension line 25 cm | GREEMED | 2024-08-23T00:00:00.000+02:00 | Shandong Hapool Medical Technology CO.,ltd;West of Kunming Road,West Zone,Economic development district,Heze City,40076 Shandong,P.R.China | 3W-25 | Klasa IIa | Rubinet 3 rrugesh me zgjatues | Tjeter
17126 | Dental filling materials on compozite basis/Mani Micro A4, Dental filling materials on compozite basis/Mani Micro B2, Dental filling materials on compozite basis/Mani Micro B3, Dental filling materials on compozite basis/Mani Micro C2 , Dental filling materials on compozite basis/Mani Micro A3,5, Dental filling materials on compozite basis/Mani Micro B1, Dental filling materials on compozite basis/Mani Micro C3, Dental filling materials on compozite basis/Mani Flo A1, Dental filling materials on compozite basis/Mani Flo A2, Dental filling materials on compozite basis/Mani Flo A3, Dental filling materials on compozite basis/Mani Flo A3,5, Dental filling materials on compozite basis/Mani Flo B2, Dental filling materials on compozite basis/Mani Flo B3, Dental filling materials on compozite basis/Mani Flo-V Bazeliner, Dental filling materials on compozite basis/Mani Flo-V A1, Dental filling materials on compozite basis/Mani Flo-V A2, Dental filling materials on compozite basis/Mani Flo-V A3, Dental filling materials on compozite basis/Mani Flo-V A3.5, Dental filling materials on compozite basis/Mani Flo-V B1, Dental filling materials on compozite basis/Mani Flo-V B2, Dental filling materials on compozite basis/Mani Flo-V B3, Dental filling materials on compozite basis/Mani Flo-V Klar, Dental filling materials on compozite basis/Mani Bulk medium, Dental filling materials on compozite basis/Mani Bulk , Dental filling materials on compozite basis/Mani Micro Universal, Dental filling materials on compozite basis/Mani Nano A1, Dental filling materials on compozite basis/Mani Nano A 2, Dental filling materials on compozite basis/Mani Nano A3, Dental filling materials on compozite basis/Mani Nano A3.5, Dental filling materials on compozite basis/Mani Nano A4, Dental filling materials on compozite basis/Mani Nano B1, Dental filling materials on compozite basis/Mani Nano B2, Dental filling materials on compozite basis/Mani Nano B3, Dental filling materials on compozite basis/Mani Nano Universal, Dental filling materials on compozite basis/Mani Nano C2, Dental filling materials on compozite basis/Mani Nano C3, Dental filling materials on compozite basis/Mani Nano O A2, Dental filling materials on compozite basis/Mani Micro A1, Dental filling materials on compozite basis/Mani Micro A2, Dental filling materials on compozite basis/Mani Micro A3 | "DANA" DENTAL P. HARISIS & CO | 2024-08-23T00:00:00.000+02:00 | MANI MEDICAL GERMANY; GmbhHertha-Sponer-Strave2 611911 Rosbach v.d.Hohe, GERNANY | C17+2, C18+2, C19+1, C20+1, 436106, 436108, 436112, 435339, C25+1, C26+2, C27-1, 435344, 435345, 435353, 435346, C32+1, C33+1, C34+1, C35+1, C36+1, C37+1, 435354, 436100, 436001, 436124, 436125, 436126, 436127, 436128, C6+1, C7+1, C8+1, C9+1, 435381, 436133, 436134, 435380, 436103, C15+1, C16+1 | Klasa IIa | Materiale mbushëse dentare në bazë kompozite | Pajisje dentare
17127 | HYDROCOLLOID DRESSING MIGHTY PATCH The Original, HYDROCOLLOID DRESSING MIGHTY PATCH Invisible+, HYDROCOLLOID DRESSING MIGHTY PATCH Duo, HYDROCOLLOID DRESSING MIGHTY PATCH Surface | BYLIS PHARMA SHPK | 2024-08-23T00:00:00.000+02:00 | T&L Co., LTD 70-17, Wonam-ro, Won-gok-myeon, Anseong-si, Gyeonggi-do, 17554, Republika e Koresë se Jugut | MP012EU, MP013EU, MP009EU, MP006EU | Is | Patch-et hidrokoloide MIGHTY PATCH kane per qellim to mbrojne pjesen siperfaqesore te lekures, duke krijuar nje barriere mekanike kundrejt bakterieve te jashtme, ujit ose ndotesve, si dhe te perthithin eksudatet nga lekura, sic mund te jene qelbi ose yndrnat. Te gjitha produktet e games se patch-eve hidrokoloide MIGHTY PATCH duhet te perdoren nje here te vetme. | Pajisje nje perdorimeshe
17128 | MULTI-SLICE CT SCANNER SYSTEM, NeuViz Glory+ | 2 A - PHARMA | 2024-08-23T00:00:00.000+02:00 | Neusoft Medical Systems Co., LTD, No.177-1 Chuangxin Road, Hunnan District, Shenyang, China 110167 | Z110306 | Klasa IIb | tomografia e kompjuterizuar(CT scan) | Pajisje diagnostikuese dhe terapeutike me rezatim
17129 | touchTymp- Impedance and Tone Audiometer-hearing assessment -Maico | 2 A - PHARMA | 2024-08-23T00:00:00.000+02:00 | MAICO Diagnostics GmbH, Sickingenstr. 70-71, 10553 Berlin, Germany | touchTymp MI 36 | Klasa IIa | Pajisje per vlerësimin e dëgjimit | Tjeter
17130 | Catheter Introducer, GUYON mandrel f.rubber cathet. | MONTAL | 2024-09-16T00:00:00.000+02:00 | Dimeda Instrumente GmbH, Gänsäcker 54+58, D-78532 Tuttlingen, GERMANY SRN: DE-MF-000005584 | 66.185.35 | Klasa I | Tel udhëzues që futet në uretër ose në çarjen suprapubike për të udhëzuar hyrjen e kateterit në fshikëzën urinare. | Instrumenta shumeperdorimeshe
17131 | RADIFOCUS Torque Device | BIOMETRIC ALBANIA | 2024-09-16T00:00:00.000+02:00 | Terumo Medical Products(Hangzhou) Co.,Ltd, - Adresa: M4-9-5 Hangzhou Economic & Technological Development Zone, 310018 Hangzhou, People's Republic of China | XX*RF02MH, XX*RF02TH | Klasa I | Pajisje mbeshtetese e destinuar kryesisht per t'u perdorur kur drejton nje tel udhezues, i cili perdoret per angiografi perkutane dhe trajtim nen fluoroskopi, ne vendin e synuar. (Aksesore per tela udhezues) | Produkte per institucione te kujdesit shendetesor
17132 | 150 cm,latex free Y site,luer lock terminal,in polybag | GREEMED | 2024-08-23T00:00:00.000+02:00 | Shandong Hapool Medical Technology CO.,ltd;West of Kunming Road,West Zone,Economic Development District,Heze City,40076 Shandong,P.R.China | TRASFYLL | Klasa IIa | Set transfusioni | Tjeter
17133 | ASAHI PTCA Guide Wire ASAHI SION blue/ASAHI SION blue, ASAHI PTCA Guide Wire ASAHI SION blue/ASAHI SION blue 190cm, ASAHI PTCA Guide Wire ASAHI SION blue/ASAHI SION blue 300cm, ASAHI PTCA Guide Wire ASAHI SION blue/ASAHI SION blue J, ASAHI PTCA Guide Wire ASAHI SION blue/ASAHI SION blue 190cm J, ASAHI PTCA Guide Wire ASAHI SION blue/ASAHI SION blue 300cm J, ASAHI PTCA Guide Wire ASAHI SION blue/ASAHI SION blue 190cm Pre-shape, ASAHI PTCA Guide Wire ASAHI SION blue/ASAHI SION blue 300cm Pre-shape | O.E.S DISTRIMED | 2024-08-27T00:00:00.000+02:00 | ASAHI INTECC CO.,LTD Medical Division 3-100 Akatsuki-cho,Seto,Aichi 489-0071 Japan | AHW14R004S, AHW14R104S, AHW14R304S, AHW14R004J, AHW14R104J, AHW14R304J, AHW14R104P, AHW14R304P | Klasa III | Tela udhezues PTCA,perdorim ne kardiologji | Pajisje nje perdorimeshe
17134 | ASAHI PTCA Guide Wire ASAHI SION black/ASAHI SION black, ASAHI PTCA Guide Wire ASAHI SION black/ASAHI SION black J, ASAHI PTCA Guide Wire ASAHI SION black/ASAHI SION black Pre-Shape, ASAHI PTCA Guide Wire ASAHI SION black/ASAHI SION black 300cm, ASAHI PTCA Guide Wire ASAHI SION black/ASAHI SION black 300cm J, ASAHI PTCA Guide Wire ASAHI SION black/ASAHI SION black 300cm Pre-shape | O.E.S DISTRIMED | 2024-08-27T00:00:00.000+02:00 | ASAHI INTECC CO.,LTD Medical Division 3-100 Akatsuki-cho,Seto,Aichi 489-0071 Japan | APW14R010S, APW14R010J, APW14R010P, APW14R310S, APW14R310J, APW14R310P | Klasa III | Tela udhezues PTCA,perdorim ne kardiologji | Pajisje nje perdorimeshe
17135 | Aneroid Sphygmomanometers (YTON) | BIOMETRIC ALBANIA | 2024-08-27T00:00:00.000+02:00 | GIMA S.p.A. - Adresa: Via Marconi, 1 20060 Gessate (MI), Italia | 32720; 32703; 32693 | Im | Pajisje per matjen e presionit te gjakut | Produkte per institucione te kujdesit shendetesor
17136 | DICOM Printer HighCap Xp - Firmware V10.x, DICOM Printer HighCap XLp - Firmware V1.x | MONTAL | 2024-09-17T00:00:00.000+02:00 | Colenta Labortechnik GmbH & Co. KG Neunkirchner Straße 117 A-2700 Wiener Neustadt Austria (SRN): AT-MF-000016797 | DX16656411, DX16610376 | Klasa I | Eshte printer mjekesor i perfitimit te imazheve me reze lazer nepermjet filmave qe perpunohen termikisht pa pasur nevojen e perpunimit kimik te lagur | Instrumenta shumeperdorimeshe
17137 | GII CMT GRV TIB BSPL SIZE 9 RIGHT, GII CMT GRV TIB BSPL SIZE 9 LEFT, GII OXINIUM FEM SIZE 3 RIGHT, GII OXINIUM FEM SIZE 4 RIGHT, GII OXINIUM FEM SIZE 5 RIGHT, GII OXINIUM FEM SIZE 6 RIGHT, GII OXINIUM FEM SIZE 7 RIGHT, GII OXINIUM FEM SIZE 8 RIGHT, GII CMT TIB SIZE 1 LEFT, GII CMT TIB SIZE 2 LEFT, GII CMT TIB SIZE 3 LEFT, GII CMT TIB SIZE 4 LEFT, GII CMT TIB SIZE 5 LEFT, GII CMT TIB SIZE 6 LEFT, GII CMT TIB SIZE 7 LEFT, GII CMT TIB SIZE 8 LEFT, GII CMT TIB SIZE 1 RIGHT, GII CMT TIB SIZE 2 RIGHT, GII CMT TIB SIZE 3 RIGHT, GII CMT TIB SIZE 4 RIGHT, GII CMT TIB SIZE 5 RIGHT, GII CMT TIB SIZE 6 RIGHT, GII NONPOROUS TIB SIZE 7 RIGHT, GII CMT TIB SIZE 8 RIGHT, GII CR POLY TIB SIZE 1 9MM LEFT, GII CR POLY TIB SIZE 1 11MM LEFT, GII CR POLY TIB SIZE 1 13MM LEFT, GII CR POLY TIB SIZE 1 15MM LEFT, GII CR POLY TIB SIZE 2 9MM LEFT, GII CR POLY TIB SIZE 2 11MM LEFT, GII CR POLY TIB SIZE 2 13MM LEFT, GII CR POLY TIB SIZE 2 15MM LEFT, GII CR POLY TIB SIZE 3 9MM LEFT, GII CR POLY TIB SIZE 3 11MM LEFT, GII CR POLY TIB SIZE 3 13MM LEFT, GII CR POLY TIB SIZE 3 15MM LEFT, GII CR POLY TIB SIZE 4 9MM LEFT, GII CR POLY TIB SIZE 4 11MM LEFT, GII CR POLY TIB SIZE 4 13MM LEFT, GII CR POLY TIB SIZE 4 15MM LEFT, GII CR POLY TIB SIZE 5 9MM LEFT, GII CR POLY TIB SIZE 5 11MM LEFT, GII CR POLY TIB SIZE 5 13MM LEFT, GII CR POLY TIB SIZE 5 15MM LEFT, GII CR ALL POLY TIB SIZE 6 9MM LEFT, GII CR ALL POLY TIB SIZE 6 11MM LEFT, GII CR ALL POLY TIB SIZE 6 13MM LEFT, GII CR ALL POLY TIB SIZE 6 15MM LEFT, GII CR ALL POLY TIB SIZE 7 9MM LEFT, GII CR ALL POLY TIB SIZE 7 11MM LEFT, GII CR ALL POLY TIB SIZE 7 13MM LEFT, GII CR ALL POLY TIB SIZE 7 15MM LEFT, GII CR ALL POLY TIB SIZE 8 9MM LEFT, GII CR ALL POLY TIB SIZE 8 11MM LEFT, GII CR ALL POLY TIB SIZE 8 13MM LEFT, GII CR ALL POLY TIB SIZE 8 15MM LEFT, GII CR POLY TIB SIZE 1 9MM RIGHT, GII CR POLY TIB SIZE 1 11MM RIGHT, GII CR POLY TIB SIZE 1 13MM RIGHT, GII CR POLY TIB SIZE 1 15MM RIGHT, GII CR POLY TIB SIZE 2 9MM RIGHT, GII CR POLY TIB SIZE 2 11MM RIGHT, GII CR POLY TIB SIZE 2 13MM RIGHT, GII CR POLY TIB SIZE 2 15MM RIGHT, GII CR POLY TIB SIZE 3 9MM RIGHT, GII CR POLY TIB SIZE 3 11MM RIGHT, GII CR POLY TIB SIZE 3 13MM RIGHT, GII CR POLY TIB SIZE 3 15MM RIGHT, GII CR POLY TIB SIZE 4 9MM RIGHT, GII CR POLY TIB SIZE 4 11MM RIGHT, GII CR POLY TIB SIZE 4 13MM RIGHT, GII CR POLY TIB SIZE 4 15MM RIGHT, GII CR POLY TIB SIZE 5 9MM RIGHT, GII CR POLY TIB SIZE 5 11MM RIGHT, GII CR POLY TIB SIZE 5 13MM RIGHT, GII CR POLY TIB SIZE 5 15MM RIGHT, GII CR ALL POLY TIB SIZE 6 9MM RIGHT, GII CR ALL POLY TIB SIZE 6 11MM RIGHT, GII CR ALL POLY TIB SIZE 6 13MM RIGHT, GII CR ALL POLY TIB SIZE 6 15MM RIGHT, GII CR ALL POLY TIB SIZE 7 9MM RIGHT, GII CR ALL POLY TIB SIZE 7 11MM RIGHT, GII CR ALL POLY TIB SIZE 7 13MM RIGHT, GII CR ALL POLY TIB SIZE 7 15MM RIGHT, GII CR ALL POLY TIB SIZE 8 9MM RIGHT, GII CR ALL POLY TIB SIZE 8 11MM RIGHT, GII CR ALL POLY TIB SIZE 8 13MM RIGHT, GII CR ALL POLY TIB SIZE 8 15MM RIGHT, GII PS ALL POLY TIB SIZE 1 9MM LEFT, GII PS ALL POLY TIB SIZE 1 11MM LEFT, GII PS ALL POLY TIB SIZE 1 13MM LEFT, GII PS ALL POLY TIB SIZE 1 15MM LEFT, GII PS ALL POLY TIB SIZE 2 9MM LEFT, GII PS ALL POLY TIB SIZE 2 11MM LEFT, GII PS ALL POLY TIB SIZE 2 13MM LEFT, GII PS ALL POLY TIB SIZE 2 15MM LEFT, GII PS ALL POLY TIB SIZE 3 9MM LEFT, GII PS ALL POLY TIB SIZE 3 11MM LEFT, GII PS ALL POLY TIB SIZE 3 13MM LEFT, GII PS ALL POLY TIB SIZE 3 15MM LEFT, GII PS ALL POLY TIB SIZE 4 9MM LEFT, GII PS ALL POLY TIB SIZE 4 11MM LEFT, GII PS ALL POLY TIB SIZE 4 13MM LEFT, GII PS ALL POLY TIB SIZE 4 15MM LEFT, GII PS ALL POLY TIB SIZE 5 9MM LEFT, GII PS ALL POLY TIB SIZE 5 11MM LEFT, GII PS ALL POLY TIB SIZE 5 13MM LEFT, GII PS ALL POLY TIB SIZE 5 15MM LEFT, GII PS ALL POLY TIB SIZE 6 9MM LEFT, GII PS ALL POLY TIB SIZE 6 11MM LEFT, GII PS ALL POLY TIB SIZE 6 13MM LEFT, GII PS ALL POLY TIB SIZE 6 15MM LEFT, GII PS ALL POLY TIB SIZE 7 9MM LEFT, GII PS ALL POLY TIB SIZE 7 11MM LEFT, GII PS ALL POLY TIB SIZE 7 13MM LEFT, GII PS ALL POLY TIB SIZE 7 15MM LEFT, GII PS ALL POLY TIB SIZE 8 9MM LEFT, GII PS ALL POLY TIB SIZE 8 11MM LEFT, GII PS ALL POLY TIB SIZE 8 13MM LEFT, GII PS ALL POLY TIB SIZE 8 15MM LEFT, GII PS ALL POLY TIB SIZE 1 9MM RIGHT, GII PS ALL POLY TIB SIZE 1 11MM RIGHT, GII PS ALL POLY TIB SIZE 1 13MM RIGHT, GII PS ALL POLY TIB SIZE 1 15MM RIGHT, GII PS ALL POLY TIB SIZE 2 9MM RIGHT, GII PS ALL POLY TIB SIZE 2 11MM RIGHT, GII PS ALL POLY TIB SIZE 2 13MM RIGHT, GII PS ALL POLY TIB SIZE 2 15MM RIGHT, GII PS ALL POLY TIB SIZE 3 9MM RIGHT, GII PS ALL POLY TIB SIZE 3 11MM RIGHT, GII PS ALL POLY TIB SIZE 3 13MM RIGHT, GII PS ALL POLY TIB SIZE 3 15MM RIGHT, GII PS ALL POLY TIB SIZE 4 9MM RIGHT, GII PS ALL POLY TIB SIZE 4 11MM RIGHT, GII PS ALL POLY TIB SIZE 4 13MM RIGHT, GII PS ALL POLY TIB SIZE 4 15MM RIGHT, GII PS ALL POLY TIB SIZE 5 9MM RIGHT, GII PS ALL POLY TIB SIZE 5 11MM RIGHT, GII PS ALL POLY TIB SIZE 5 13MM RIGHT, GII PS ALL POLY TIB SIZE 5 15MM RIGHT, GII PS ALL POLY TIB SIZE 6 9MM RIGHT, GII PS ALL POLY TIB SIZE 6 11MM RIGHT, GII PS ALL POLY TIB SIZE 6 13MM RIGHT, GII PS ALL POLY TIB SIZE 6 15MM RIGHT, GII PS ALL POLY TIB SIZE 7 9MM RIGHT, GII PS ALL POLY TIB SIZE 7 11MM RIGHT, GII PS ALL POLY TIB SIZE 7 13MM RIGHT, GII PS ALL POLY TIB SIZE 7 15MM RIGHT, GII PS ALL POLY TIB SIZE 8 9MM RIGHT, GII PS ALL POLY TIB SIZE 8 11MM RIGHT, GII PS ALL POLY TIB SIZE 8 13MM RIGHT, GII PS ALL POLY TIB SIZE 8 15MM RIGHT, GII CR ARIGHT INS SIZE 1-2 9MM, GII CR ART INS SIZE 1- 2 11MM, GII CR ART INS SIZE 1- 2 13MM, GII CR ART INS SIZE 1- 2 15MM, GII CR ART INS SIZE 1- 2 18MM, GII CR ART INS SIZE 3- 4 9MM, GII CR ART INS SIZE 3- 4 11MM, GII CR ART INS SIZE 3- 4 13MM, GII CR ART INS SIZE 3- 4 15MM, GII CR ART INS SIZE 3- 4 18MM, GII CR ART INS SIZE 5- 6 9MM, GII CR ART INS SIZE 5- 6 11MM, GII CR ART INS SIZE 5- 6 13MM, GII CR ART INS SIZE 5- 6 15MM, GII CR ART INS SIZE 5- 6 18MM, GII CR ART INS SIZE 7- 8 9MM, GII CR ART INS SIZE 7- 8 11MM, GII CR ART INS SIZE 7- 8 13MM, GII CR ART INS SIZE 7- 8 15MM, GII CR ART INS SIZE 7- 8 18MM, GII CON INS SIZE 3-4 11MM, GII CON INS SIZE 3-4 13MM, GII CON INS SIZE 3-4 15MM, GII CON INS SIZE 3-4 18MM, GII CON INS SIZE 3-4 21MM, GII CON INS SIZE 3-4 25MM, GII CON INS SIZE 3-4 30MM, GII CON INS SIZE 5-6 11MM, GII CON INS SIZE 5-6 13MM, GII CON INS SIZE 5-6 15MM, GII CON INS SIZE 5-6 18MM, GII CON INS SIZE 5-6 21MM, GII CON INS SIZE 5-6 25MM, GII CON INS SIZE 5-6 30MM, GII CON INS SIZE 7-8 11MM, GII CON INS SIZE 7-8 13MM, GII CON INS SIZE 7-8 15MM, GII CON INS SIZE 7-8 18MM, GII CON INS SIZE 7-8 21MM, GII CON INS SIZE 7-8 25MM, GII CON INS SIZE 7-8 30MM, GII BICONVEX PAT 23MM, GII BICONVEX PAT 26MM, GII BICONVEX PAT 29MM, GII BICONVEX PAT 32MM, GII RESURF PAT 29MM, GII RESURF PAT 32MM, GII RESURF PAT 35MM, GII RESURF PAT 26MM, GII DISHED INSRT SIZE 1-2 9MM, GII DISHED INSRT SIZE 1-2 11MM, GII DISHED INSRT SIZE 1-2 13MM, GII DISHED INSRT SIZE 1-2 15MM, GII DISHED INSRT SIZE 1-2 18MM, GII DISHED INSRT SIZE 1-2 21MM, GII DISHED INSRT SIZE 3-4 9MM, GII DISHED INSRT SIZE 3-4 11MM, GII DISHED INSRT SIZE 3-4 13MM, GII DISHED INSRT SIZE 3-4 15MM, GII DISHED INSRT SIZE 3-4 18MM, GII DISHED INSRT SIZE 3-4 21MM, GII DISHED INSRT SIZE 5-6 9MM, GII DISHED INSRT SIZE 5-6 11MM, GII DISHED INSRT SIZE 5-6 13MM, GII DISHED INSRT SIZE 5-6 15MM, GII DISHED INSRT SIZE 5-6 18MM, GII DISHED INSRT SIZE 5-6 21MM, GII DISHED INSRT SIZE 7-8 9MM, GII DISHED INSRT SIZE 7-8 11MM, GII DISHED INSRT SIZE 7-8 13MM, GII DISHED INSRT SIZE 7-8 {} 15MM, GII DISHED INSRT SIZE 7-8 18MM, GII DISHED INSRT SIZE 7-8 21MM, GII PS INSRT SIZE 1-2 9MM, GII PS INSRT SIZE 1-2 11MM, GII PS INSRT SIZE 1-2 13MM, GII PS INSRT SIZE 1-2 15MM, GII PS INSRT SIZE 1-2 18MM, GII PS INSRT SIZE 1-2 21MM, GII PS INSRT SIZE 1-2 25MM, GII PS INSRT SIZE 3-4 9MM, GII PS INSRT SIZE 3-4 11MM, GII PS INSRT SIZE 3-4 13MM, GII PS INSRT SIZE 3-4 15MM, GII PS INSRT SIZE 3-4 18MM, GII PS INSRT SIZE 3-4 21MM, GII PS INSRT SIZE 3-4 25MM, GII PS INSRT SIZE 5-6 9MM, GII PS INSRT SIZE 5-6 11MM, GII PS INSRT SIZE 5-6 13MM, GII PS INSRT SIZE 5-6 15MM, GII PS INSRT SIZE 5-6 18MM, GII PS INSRT SIZE 5-6 21MM, GII PS INSRT SIZE 5-6 25MM, GII PS INSRT SIZE 7-8 9MM, GII PS INSRT SIZE 7-8 11MM, GII PS INSRT SIZE 7-8 13MM, GII PS INSRT SIZE 7-8 15MM, GII PS INSRT SIZE 7-8 18MM, GII PS INSRT SIZE 7-8 21MM, GII PS INSRT SIZE 7-8 25MM, GII CONST INSRT SIZE 1-2 11MM, GII CONST INSRT SIZE 1-2 13MM, GII CONST INSRT SIZE 1-2 15MM, GII CONST INSRT SIZE 1-2 18MM, GII CONST INSRT SIZE 1-2 21MM, GII CONST INSRT SIZE 1-2 25MM, GII CONST INSRT SIZE 1-2 30MM, GII OXIN PS FEM LEFT SIZE 2, GII OXIN PS FEM LEFT SIZE 3, GII OXIN PS FEM LEFT SIZE 4, GII OXIN PS FEM LEFT SIZE 5, GII OXIN PS FEM LEFT SIZE 6, GII OXIN PS FEM LEFT SIZE 7, GII OXIN PS FEM LEFT SIZE 8, GII OVAL RESURFACING PAT 29MM, GII OVAL RESURFACING PAT 32MM, GII OVAL RESURFACING PAT 35MM, GII OVAL RESURFACING PAT 38MM, GII OVAL RESURFACING PAT 41MM, GII OXIN PS FEM RIGHT SIZE 2, GII OXIN PS FEM RIGHT SIZE 3, GII OXIN PS FEM RIGHT SIZE 4, GII OXIN PS FEM RIGHT SIZE 5, GII OXIN PS FEM RIGHT SIZE 6, GII OXIN PS FEM RIGHT SIZE 7, GII OXIN PS FEM RIGHT SIZ 8, GII PS HI FLEX ISRT SIZE 1-2 9, GII PS HI FLEX ISRT SIZE 1-2 11, GII PS HI FLEX ISRT SIZE 1-2 13, GII PS HI FLEX ISRT SIZE 1-2 15, GII PS HI FLEX ISRT SIZE 1-2 18, GII PS HI FLEX ISRT SIZE 1-2 21, GII PS HI FLEX ISRT SIZE 1-2 25, GII PS HI FLEX ISRT SIZE 3-4 9, GII PS HI FLEX ISRT SIZE 3-4 11, GII PS HI FLEX ISRT SIZE 3-4 13, GII PS HI FLEX ISRT SIZE 3-4 15, GII PS HI FLEX ISRT SIZE 3-4 18, GII PS HI FLEX ISRT SIZE 3-4 21, GII PS HI FLEX ISRT SIZE 3-4 25, GII PS HI FLEX ISRT SIZE 5-6 9, GII PS HI FLEX ISRT SIZE 5-6 11, GII PS HI FLEX ISRT SIZE 5-6 13, GII PS HI FLEX ISRT SIZE 5-6 15, GII PS HI FLEX ISRT SIZE 5-6 18, GII PS HI FLEX ISRT SIZE 5-6 21, GII PS HI FLEX ISRT SIZE 5-6 25, GII PS HI FLEX ISRT SIZE 7-8 9, GII PS HI FLEX ISRT SIZE 7-8 11, GII PS HI FLEX ISRT SIZE 7-8 13, GII PS HI FLEX ISRT SIZE 7-8 15, GII PS HI FLEX ISRT SIZE 7-8 18, GII PS HI FLEX ISRT SIZE 7-8 21, GII PS HI FLEX ISRT SIZE 7-8 25, GII CR DEEP FLEX ISRT S1-2 9M, GII CR DEEP FLEX ISRT S1-2 11M, GII CR DEEP FLEX ISRT S1-2 13M, GII CR DEEP FLEX ISRT S1-2 15M, GII CR DEEP FLEX ISRT S1-2 18M, GII CR DEEP FLEX ISRT S3-4 9M, GII CR DEEP FLEX ISRT S3-4 11M, GII CR DEEP FLEX ISRT S3-4 13M, GII CR DEEP FLEX ISRT S3-4 15M, GII CR DEEP FLEX ISRT S3-4 18M, GII CR DEEP FLEX ISRT S5-6 9M, GII CR DEEP FLEX ISRT S5-6 11M, GII CR DEEP FLEX ISRT S5-6 13M, GII CR DEEP FLEX ISRT S5-6 15M, GII CR DEEP FLEX ISRT S5-6 18M, GII CR DEEP FLEX ISRT S7-8 9M, GII CR DEEP FLEX ISRT S7-8 11M, GII CR DEEP FLEX ISRT S7-8 13M, GII CR DEEP FLEX ISRT S7-8 15M, GII CR DEEP FLEX ISRT S7-8 18M, GII RESURF PATELLA 38MM, GII RESURF PATELLA 41MM, GII CR NONPOROUS OXINIUM SIZE 9 LEFT, GII PS NONPOROUS OXINIUM SIZE 9 LEFT, GII CR NONPOROUS OXINIUM SIZE 9 RIGHT, GII PS NONPOROUS OXINIUM SIZE 9 RIGHT, GII CR FEM SIZE 1 LEFT, GII CR FEM SIZE 2 LEFT, GII CR FEM SIZE 3 LEFT, GII CR FEM SIZE 4 LEFT, GII CR FEM SIZE 5 LEFT, GII CR FEM SIZE 6 LEFT, GII CR FEM SIZE 7 LEFT, GII CR FEM SIZE 8 LEFT, GII CR FEM SIZE 1 RIGHT, GII CR FEM SIZE 2 RIGHT, GII CR FEM SIZE 3 RIGHT, GII CR FEM SIZE 4 RIGHT, GII CR FEM SIZE 5 RIGHT, GII CR FEM SIZE 6 RIGHT, GII CR FEM SIZE 7 RIGHT, GII CR FEM SIZE 8 RIGHT, GII NONPOROUS PS FEM SIZE 1 LEFT, GII NONPOROUS PS FEM SIZE 2 LEFT, GII NONPOROUS PS FEM SIZE 3 LEFT, GII NONPOROUS PS FEM SIZE 4 LEFT, GII NONPOROUS PS FEM SIZE 5 LEFT, GII NONPOROUS PS FEM SIZE 6 LEFT, GII NONPOROUS PS FEM SIZE 7 LEFT, GII NONPOROUS PS FEM SIZE 8 LEFT, GII NONPOROUS PS FEM SIZE 1 RIGHT, GII NONPOROUS PS FEM SIZE 2 RIGHT, GII NONPOROUS PS FEM SIZE 3 RIGHT, GII NONPOROUS PS FEM SIZE 4 RIGHT, GII NONPOROUS PS FEM SIZE 5 RIGHT, GII NONPOROUS PS FEM SIZE 6 RIGHT, GII NONPOROUS PS FEM SIZE 7 RIGHT, GII NONPOROUS PS FEM SIZE 8 RIGHT, GII OXINIUM FEM SIZE 2 LEFT, GII OXINIUM FEM SIZE 3 LEFT, GII OXINIUM FEM SIZE 4 LEFT, GII OXINIUM FEM SIZE 5 LEFT, GII OXINIUM FEM SIZE 6 LEFT, GII OXINIUM FEM SIZE 7 LEFT, GII OXINIUM FEM SIZE 8 LEFT, GII OXINIUM FEM SIZE 2 RIGHT | LAYO | 2024-08-12T00:00:00.000+02:00 | Smith & Nephew, Inc.; 1450 Brooks Road, Memphis, Tennessee, 38116, USA | 71931716, 71931923, 71420148, 71420150, 71420152, 71420154, 71420156, 71420158, 71420160, 71420162, 71420164, 71420166, 71420168, 71420170, 71420172, 71420174, 71420176, 71420180, 71420182, 71420184, 71420186, 71420188, 71420190, 71420191, 71420224, 71420226, 71420228, 71420230, 71420232, 71420234, 71420236, 71420238, 71420240, 71420242, 71420244, 71420246, 71420248, 71420250, 71420252, 71420254, 71420256, 71420258, 71420260, 71420262, 71420264, 71420266, 71420268, 71420270, 71420272, 71420274, 71420276, 71420278, 71420280, 71420282, 71420284, 71420286, 71420288, 71420290, 71420292, 71420294, 71420296, 71420298, 71420300, 71420302, 71420304, 71420306, 71420308, 71420310, 71420312, 71420314, 71420316, 71420318, 71420320, 71420322, 71420324, 71420326, 71420328, 71420330, 71420332, 71420334, 71420336, 71420338, 71420340, 71420342, 71420344, 71420346, 71420348, 71420350, 71420352, 71420354, 71420356, 71420358, 71420360, 71420362, 71420364, 71420366, 71420368, 71420370, 71420372, 71420374, 71420376, 71420378, 71420380, 71420382, 71420384, 71420386, 71420388, 71420390, 71420392, 71420394, 71420396, 71420398, 71420400, 71420402, 71420404, 71420406, 71420408, 71420410, 71420412, 71420414, 71420416, 71420418, 71420420, 71420422, 71420424, 71420426, 71420428, 71420430, 71420432, 71420434, 71420436, 71420438, 71420440, 71420442, 71420444, 71420446, 71420448, 71420450, 71420452, 71420454, 71420456, 71420458, 71420460, 71420462, 71420464, 71420466, 71420468, 71420470, 71420472, 71420474, 71420476, 71420478, 71420480, 71420482, 71420484, 71420486, 71420488, 71420490, 71420492, 71420494, 71420496, 71420498, 71420500, 71420502, 71420504, 71420506, 71420508, 71420510, 71420512, 71420514, 71420516, 71420518, 71420524, 71420526, 71420528, 71420530, 71420532, 71420534, 71420536, 71420538, 71420540, 71420542, 71420544, 71420546, 71420548, 71420550, 71420552, 71420554, 71420556, 71420558, 71420560, 71420562, 71420564, 71420566, 71420568, 71420570, 71420572, 71420574, 71420576, 71420578, 71420580, 71420754, 71420756, 71420758, 71420760, 71420762, 71420764, 71420766, 71420768, 71420770, 71420772, 71420774, 71420776, 71420778, 71420780, 71420782, 71420784, 71420786, 71420788, 71420790, 71420792, 71420794, 71420796, 71420798, 71420800, 71420802, 71420804, 71420806, 71420808, 71420810, 71420812, 71420814, 71420816, 71420818, 71420820, 71420822, 71420824, 71420826, 71420828, 71420830, 71420832, 71420834, 71420836, 71420838, 71420840, 71420842, 71420844, 71420846, 71420848, 71420850, 71420852, 71420854, 71420856, 71420960, 71420962, 71420964, 71420966, 71420968, 71420970, 71420972, 71421012, 71421013, 71421014, 71421015, 71421016, 71421017, 71421018, 71421029, 71421032, 71421035, 71421038, 71421041, 71421112, 71421113, 71421114, 71421115, 71421116, 71421117, 71421118, 71421501, 71421502, 71421503, 71421504, 71421505, 71421506, 71421507, 71421508, 71421509, 71421510, 71421511, 71421512, 71421513, 71421514, 71421515, 71421516, 71421517, 71421518, 71421519, 71421520, 71421521, 71421522, 71421523, 71421524, 71421525, 71421526, 71421527, 71421528, 71421531, 71421532, 71421533, 71421534, 71421535, 71421536, 71421537, 71421538, 71421539, 71421541, 71421542, 71421543, 71421544, 71421545, 71421546, 71421547, 71421548, 71421549, 71421551, 71421552, 71926225, 71926226, 71930007, 71930008, 71930009, 71930010, 71420000, 71420002, 71420004, 71420006, 71420008, 71420010, 71420012, 71420014, 71420016, 71420018, 71420020, 71420022, 71420024, 71420026, 71420028, 71420030, 71420096, 71420098, 71420100, 71420102, 71420104, 71420106, 71420108, 71420110, 71420112, 71420114, 71420116, 71420118, 71420120, 71420122, 71420124, 71420126, 71420130, 71420132, 71420134, 71420136, 71420138, 71420140, 71420142, 71420146 | Klasa III | Pajisje mjeksore të implantueshme, sistem protezimi I cimentuar per gjurin, për përdorim në pacientë me skelet të maturuar., Pajisje mjeksore të implantueshme, sistem protezimi i cimentuar për gjurin, për përdorim në pacientë me skelet të maturuar. | Pajisje te implantueshme aktive
17138 | ASAHI PTCA Guide Wire ASAHI SION /ASAHI SION, ASAHI PTCA Guide Wire ASAHI SION/ASAHI SION 190cm, ASAHI PTCA Guide Wire ASAHI SION /ASAHI SION 300cm, ASAHI PTCA Guide Wire ASAHI SION /ASAHI SION J, ASAHI PTCA Guide Wire ASAHI SION /ASAHI SION 190cm J, ASAHI PTCA Guide Wire ASAHI SION /ASAHI SION 300cm J, ASAHI PTCA Guide Wire ASAHI SION /ASAHI SION 190cm Pre-shape, ASAHI PTCA Guide Wire ASAHI SION /ASAHI SION 300cm Pre-shape | O.E.S DISTRIMED | 2024-08-27T00:00:00.000+02:00 | ASAHI INTECC CO.,LTD Medical Division 3-100 Akatsuki-cho,Seto,Aichi 489-0071 Japan | AHW14R001S, AHW14R101S, AHW14R301S, AHW14R001J, AHW14R101J, AHW14R301J, AHW14R101P, AHW14R301P | Klasa III | Tela udhezues per PTCA ,perdorim ne kardiologji | Pajisje nje perdorimeshe
17139 | ASAHI PTCA Guide Wire ASAHI SION blue ES/ASAHI SION blue ES, ASAHI PTCA Guide Wire ASAHI SION blue ES/ASAHI SION blue ES J, ASAHI PTCA Guide Wire ASAHI SION blue ES/ASAHI SION blue ES Pre-shape | O.E.S DISTRIMED | 2024-08-27T00:00:00.000+02:00 | ASAHI INTECC CO.,LTD Medical Division 3-100 Akatsuki-cho,Seto,Aichi 489-0071 Japan | AHW14R017S, AHW14R317S, AHW14R017J, AHW14R317J, AHW14R017P, AHW14R317P | Klasa III | Tela udhezues PTCA,per perdorim ne kardiologji | Pajisje nje perdorimeshe
17140 | Prothsesis head B Ø 28 mm; long +3.5 mm; 12/14, Prothsesis head B Ø 28 mm; extra extra long +10.5 mm; 12/14, Prothsesis head B Ø 32 mm; short -4 mm; 12/14, Prothsesis head B Ø 32 mm; long +4 mm; 12/14, Prothsesis head B Ø 36 mm; medium 0 mm; 12/14, Prothsesis head B Ø 36 mm; long +4 mm; 12/14, Prothsesis head B Ø 36 mm; long +18 mm; 12/15, Prothsesis head B Ø 32 mm; extra long +6.5 mm; 12/14, Prothsesis head B Ø 32 mm; +10.5 mm; 12/14, Prothsesis head B Ø 32 mm; +12 mm; 14/16, Prothsesis head B Ø 32 mm; +12.5 mm; 12/14, Prothsesis head B Ø 32 mm; +14 mm; 14/16, Prothsesis head B Ø 32 mm; +14.5 mm; 12/14, Prothsesis head B Ø 32 mm; +16 mm; 14/16, Prothsesis head B Ø 32 mm; +16.5 mm; 12/14, Prothsesis head B Ø 32 mm; +18 mm; 14/16, Prothsesis head B Ø 32 mm; +18,5 mm; 12/14, Prothsesis head B Ø 32 mm; +20 mm; 14/16, Prothsesis head B Ø 32 mm; +20,5 mm; 12/14, Prothsesis head B Ø 32 mm; +22 mm; 14/16, Prothsesis head B Ø 32 mm; +23.5 mm; 12/14, Prothsesis head B Ø 32 mm; +23 mm; 14/16, Prothsesis head B Ø 32 mm; +24.5 mm; 12/14, Prothsesis head B Ø 32 mm; -r26.5 mm; 12/14, Prothsesis head B Ø 32 mm; +26 mm; 14/16, Prothsesis head B Ø 32 mm; +28.5 mm; 12/14, Prothsesis head B Ø 32 mm; +30.5 mm; 12/14, Prothsesis head B Ø 32 mm; +30 mm; 14/16, Prothsesis head B Ø 32 mm; +33 mm; 14/16, Prothsesis head B Ø 32 mm; +35 mm; 14/16, Prothsesis head B Ø 36 mm; short -4 mm; 12/14, Prothsesis head B Ø 36 mm; medium 0mm; 12/14, Prothsesis head B Ø 36 mm; long 4+mm; 12/14, Prothsesis head B Ø 36 mm; extra long +8 mm; 12/14, Prothsesis head B Ø 32 mm; medium 0 mm; 12/14, Prothsesis head B Ø 24 mm; short -3.5 mm; 12/14, Prothsesis head B Ø 28 mm; +10 mm; 14/16, Prothsesis head B Ø 32 mm; extra extra long +8 mm; 14/16, Prothsesis head B Ø 32 mm; short -6 mm; 14/16, Prothsesis head B Ø 32 mm; medium -2 mm; 14/16, Prothsesis head B Ø 32 mm; long +2 mm; 14/16, Prothsesis head B Ø 28 mm; short -3.5 mm; 12/14, Prothsesis head B Ø 28 mm; medium 0 mm; 12/14, Prothsesis head B Ø 28 mm; short -4 mm; 14/16, Prothsesis head B Ø 28 mm; long +4 mm; 14/16, Prothsesis head B Ø 28 mm; extra extra long +10.5 mm; 12/14, Prothsesis head B Ø 32 mm; extra long +8.5 mm; 12/14, Prothsesis head B Ø 22 mm; short -3.5 mm; 12/14, Prothsesis head B Ø 22 mm; medium 0 mm; 12/14, Prothsesis head B Ø 26 mm; long +3.5 mm; 12/14, Prothsesis head B Ø 28 mm; short -3.5 mm; 12/14, Prothsesis head B Ø 28 mm; medium 0 mm; 12/14, Prothsesis head B Ø 28 mm; extra long 10.5 mm; 12/14, Prothsesis head B Ø 32 mm; medium 0 mm; 12/14, Prothsesis head B Ø 32 mm; extra long +8.5 mm; 12/14, Prothsesis head B Ø 28 mm; short -4 mm; 14/16, Prothsesis head B Ø 28 mm; medium 0 mm; 14/16, Prothsesis head B Ø 28 mm; long +4 mm; 14/16, Prothsesis head B Ø 28 mm; extra extra long +10 mm; 14/16, Prothsesis head B Ø 32 mm; -6 mm; 14/16, Prothsesis head B Ø 32 mm; -2 mm; 14/16, Prothsesis head B Ø 32 mm; +2 mm; 14/16, Prothsesis head B Ø 32 mm; extra long +8 mm; 14/16, Prothsesis head B Ø 38 mm; -9 mm; 14/16, Prothsesis head B Ø 38 mm; -5 mm; 14/16, Prothsesis head B Ø 38 mm; -1 mm; 14/16, Prothsesis head B Ø 38 mm; -r5 mm; 14/16, Prothsesis head B Ø 32 mm; long 0 mm; 12/14, Prothsesis head B Ø 32 mm; long -0 mm; 12/15, Prothsesis head B Ø 32 mm; medium -4 mm; 12/15, Prothsesis head B Ø 24 mm; short -3.5 mm; 12/14, Prothsesis head B Ø 28 mm;short -3.5 mm; 12/14, Prothsesis head B Ø 24 mm; medium 0 mm; 12/14, Prothsesis head B Ø 28 mm; long +3.5 mm; 12/14, Prothsesis head B Ø 32 mm; short -4 mm; 12/14, Prothsesis head B Ø 32 mm; long +4 mm; 12/14, Prothsesis head B Ø 26 mm; short -3.5 mm; 12/14, Prothsesis head B Ø 26 mm; medium 0 mm; 12/14, Prothsesis head B Ø 26 mm;Iong 3.5 mm; 12/14, Prothsesis head B Ø 28 mm; extra long +7 mm; 12/14, Prothsesis head B Ø 28 mm; extra long +8.5 mm; 12/14, Prothsesis head B Ø 28 mm; +12.5 mm; 12/14, Prothsesis head B Ø 28 mm; 14 mm; 14/16, Prothsesis head B Ø 28 mm; 14.5 mm; 12/14, Prothsesis head B Ø 28 mm; +16.5 mm; 12/14, Prothsesis head B Ø 28 mm; +18 mm; 14/16, Prothsesis head B Ø 28 mm; +18.5 mm; 12/14, Prothsesis head B Ø 28 mm; +20 mm; 14/16, Prothsesis head B Ø 28 mm; +20,5 mm; 12/14, Prothsesis head B Ø 28 mm; +22.5 mm; 12/14, Prothsesis head B Ø 28 mm; +23 mm; 14/16, Prothsesis head B Ø 28 mm; +23.5 mm; 12/14, Prothsesis head B Ø 28 mm; +26 mm; 14/16, Prothsesis head B Ø 28 mm; +26.5 mm; 12/14, Prothsesis head B Ø 28 mm; +30 mm; 14/16, Prothsesis head B Ø 28 mm; +30.5 mm; 12/14, Prothsesis head B Ø 28 mm; +33.5 mm; 12/14 | OrthoNet 360 | 2024-08-27T00:00:00.000+02:00 | Waldemar Link GmbH & Co. KG Barkhausenweg 10 22339 Hamburg, Germany | 198-822/02, 198-824/01, 198-824/02, 198-826/01, 198-826/02, 198-826/03, 198-828/01, 198-828/02, 198-828/03, 198-828/04, 198-828/05, 198-832/01, 198-832/02, 198-832/03, 198-832/04, 198-836/01, 198-836/02, 198-836/03, 198-836/04, 99-0707/58, 99-1500/58, 99-0150/62, 99-0707/62, 99-0150/64, 99-0707/64, 99-0150/66, 99-0707/66, 99-0150/68, 99-0707/68, 99-0150/70, 99-0707/70, 99-0150/72, 99-0707/72, 99-0150/73, 99-0707/73, 99-0150/74, 99-0150/76, 99-0707/76, 99-0150/78, 99-0150/80, 99-0707/80, 99-0707/83, 99-0707/85, 128-836/01, 128-836/02, 128-836/03, 128-836/04, 120-746, 120-747, 120-748, 120-754, 120-755, 120-756, 198-822/01, 120-743/46, 120-743/49, 128-703, 128-707, 128-740, 128-741, 128-742, 128-743/46, 128-743/49, 128-744, 128-745, 128-746, 128-747, 128-748, 128-750, 128-751, 128-752, 128-754, 128-755, 128-756, 128-783, 128-787, 128-822/01, 128-822/02, 128-824/01, 128-824/02, 128-826/01, 128-826/02, 128-826/03, 128-828/01, 128-828/02, 128-828/03, 128-828/04, 128-832/01, 128-832/02, 128-832/03, 128-832/04, 15-1546/50, 15-1546/54, 15-1546/58, 15-1546/64, 15-1548/50, 15-1548/54, 15-1548/58, 15-1548/64, 15-1550/50, 15-1550/54, 15-1550/58, 15-1550/64, 172-754, 172-755, 172-756, 172-757, 290-001/24, 290-001/28, 290-002/24, 290-002/28, 290-003/28, 290-011/32, 290-012/32, 290-013/32, 128-749/46, 128-749/49, 128-749/53, 99-0783/56, 99-0783/58, 99-0783/62, 99-0703/64, 99-0783/64, 99-0783/66, 99-0703/68, 99-0783/68, 99-0703/70, 99-0783/70, 99-0783/72, 99-0703/73, 99-0783/73, 99-0703/76, 99-0783/76, 99-0703/80, 99-0783/80, 99-0783/83 | Klasa III | Implant ortopedik qe perdoret per zevendesimin e kokes femorale | Pajisje te implantueshme jo aktive
17141 | Vario -Cup, I- ø 22 mm O-ø 39 mm, Vario -Cup, I-ø 22 mm O-ø 40 mm, Vario -Cup, I- ø 22 mm O-ø 41 mm, Vario -Cup, I- ø 22 mm O-ø 43 mm, Vario -Cup, I- ø 22 mm O-ø 44 mm, Vario -Cup, I- ø 22 mm O-ø 51 mm, Vario -Cup, I- ø 22 mm O-ø 52 mm, Vario -Cup, I- ø 22 mm O-ø 53 mm, Vario -Cup, I- ø 22 mm O-ø 54 mm, Vario -Cup, I- ø 24 mm O-ø 55 mm, Vario -Cup, I- ø 24 mm O-ø 39 mm, Vario -Cup, I- ø 24 mm O-ø 40 mm, Vario -Cup, I- ø 24 mm O-ø 42 mm, Vario -Cup, I- ø 24 mm O-ø 43 mm, Vario -Cup, I- ø 28 mm O-ø 44 mm, Vario -Cup, I- ø 28 mm O-ø 45 mm, Vario -Cup, I- ø 28 mm O-ø 48 mm, Vario -Cup, I- ø 28 mm O-ø 56 mm, Vario -Cup, I- ø 28 mm O-ø 57 mm, Vario -Cup, I- ø 28 mm O-ø 64 mm, Vario -Cup, I- ø 32 mm O-ø 56 mm, Vario -Cup, I- ø 32 mm O-ø 57 mm, Vario -Cup, I- ø 32 mm O-ø 58 mm, Vario -Cup, I- ø 32 mm O-ø 63 mm, Vario -Cup, I- ø 32 mm O-ø 65 mm, Vario -Cup, I- ø 32 mm O-ø 49 mm, Vario -Cup, I- ø 32 mm O-ø 50 mm, Vario -Cup, I- ø 32 mm O-ø 51 mm, Vario -Cup, I- ø 32 mm O-ø 52 mm, Vario -Cup, I- ø 32 mm O-ø 53 mm, Vario -Cup, I- ø 32 mm O-ø 54 mm, Vario -Cup, I- ø 32 mm O-ø 55 mm, Vario -Cup, I- ø 32 mm O-ø 64 mm, Safety ring for prosthesis head diameter 28 mm, Vario -Cup, I- ø 22 mm O-ø 40 mm, Vario -Cup, I- ø 22 mm O-ø 42 mm, Vario -Cup, I- ø 22 mm O-ø 45 mm, Vario -Cup, I- ø 22 mm O-ø 46 mm, Vario -Cup, I- ø 22 mm O-ø 47 mm, Vario -Cup, I- ø 22 mm O-ø 48 mm, Vario -Cup, I- ø 22 mm O-ø 49 mm, Vario -Cup, I- ø 22 mm O-ø 50 mm, Vario -Cup, I- ø 22 mm O-ø 55 mm, Vario -Cup, I- ø 24 mm O-ø 41 mm, Vario -Cup, I- ø 28 mm O-ø 46 mm, Vario -Cup, I- ø 28 mm O-ø 47 mm, Vario -Cup, I- ø 28 mm O-ø 49 mm, Vario -Cup, I- ø 28 mm O-ø 50 mm, Vario -Cup, I- ø 28 mm O-ø 51 mm, Vario -Cup, I- ø 28 mm O-ø 52 mm, Vario -Cup, I- ø 28 mm O-ø 53 mm, Vario -Cup, I- ø 28 mm O-ø 54 mm, Vario -Cup, I- ø 28 mm O-ø 55 mm, Vario -Cup, I- ø 28 mm O-ø 58 mm, Vario -Cup, I- ø 28 mm O-ø 59 mm, Vario -Cup, I- ø 28 mm O-ø 60 mm, Vario -Cup, I- ø 28 mm O-ø 61 mm, Vario -Cup, I- ø 28 mm O-ø 62 mm, Vario -Cup, I- ø 28 mm O-ø 63 mm, Vario -Cup, I- ø 28 mm O-ø 65 mm, Vario -Cup, I- ø 32 mm O-ø 59 mm, Vario -Cup, I- ø 32 mm O-ø 60 mm, Vario -Cup, I- ø 32 mm O-ø 61 mm, Vario -Cup, I- ø 32 mm O-ø 62 mm, Safety ring for prosthesis head diameter 32 mm, Safety ring for prosthesis head diameter 22 mm | OrthoNet 360 | 2024-08-27T00:00:00.000+02:00 | Waldemar Link GmbH & Co. KG Barkhausenweg 10 22339 Hamburg, Germany | 99-0055/39, 99-0055/40, 99-0055/41, 99-0055/42, 99-0055/43, 99-0055/44, 99-0055/45, 99-0055/46, 99-0055/47, 99-0055/48, 99-0055/49, 99-0055/50, 99-0055/51, 99-0055/52, 99-0055/53, 99-0055/54, 99-0055/55, 107-210/39, 107-210/40, 107-210/41, 107-210/42, 107-210/43, 107-220/44, 107-220/45, 107-220/46, 107-220/47, 107-220/48, 107-220/49, 107-220/50, 107-220/51, 107-220/52, 107-220/53, 107-220/54, 107-220/55, 107-220/56, 107-220/57, 107-220/59, 107-220/60, 107-220/61, 107-220/63, 107-220/64, 107-220/65, 107-220/58, 107-220/62, 107-230/49, 107-230/50, 107-230/51, 107-230/52, 107-230/53, 107-230/54, 107-230/55, 107-230/56, 107-230/57, 107-230/58, 107-230/59, 107-230/60, 107-230/61, 107-230/62, 107-230/63, 107-230/64, 107-230/65, 107-200/28, 107-200/32, 107-200/22, 99-0056/39, 99-0056/40, 99-0056/41, 99-0056/42, 99-0056/43, 99-0056/44, 99-0056/45, 99-0056/46, 99-0056/47, 99-0056/48, 99-0056/49, 99-0056/50, 99-0056/51, 99-0056/52, 99-0056/53, 99-0056/54, 99-0056/55, 107-240/39, 107-240/40, 107-240/41, 107-240/42, 107-240/43, 107-240/44, 107-240/45, 107-240/46, 107-240/47, 107-240/48, 107-240/49, 107-240/50, 107-240/51, 107-240/52, 107-240/53, 107-240/54, 107-240/55, 107-240/56, 107-240/57, 107-240/58, 107-240/59, 107-240/60, 107-240/61, 107-240/62, 107-240/63, 107-240/64, 107-240/65, 107-260/49, 107-260/50, 107-260/51, 107-260/52, 107-260/53, 107-260/54, 107-260/55, 107-260/56, 107-260/57, 107-260/58, 107-260/59, 107-260/60, 107-260/61, 107-260/62, 107-260/63, 107-260/64, 107-260/65, 107-201/28, 107-201/32, 107-201/22 | Klasa III | Implant ortopedik qe perdoret per zevendesimin e kokes femorale. | Pajisje te implantueshme jo aktive
17142 | INST SET 9734833 UNIVERSAL NAVLOCK, TAPS 9735469 CD HORIZON SOLERA | O.E.S DISTRIMED | 2024-08-27T00:00:00.000+02:00 | Medtronic Navigation Inc.200 Medtronic Drive,Lafayette,CO 80026,USA | 9734833, 9735469 | Sistem ose pakete proceduriale | Set instrumentash per Neuronavigatorin,per perdorim gjate procedurave kirurgjikale | Instrumenta shumeperdorimeshe
17143 | Continuous Glucose Monitoring System /S9 CGM System | O.E.S DISTRIMED | 2024-08-28T00:00:00.000+02:00 | Medtrum Technologies Inc Building 3 and Building 8,No.200 Niudun Road Shanghai China | MD1160 | Klasa IIa | Sistem monitorimi per glukozen ne gjak | Instrumenta shumeperdorimeshe
17144 | Ultrasound Scanner HERA Z20, SW Option HERA Z20 2D Follicle , SW Option HERA Z20 5D CNS +TM, SW Option HERA Z20 5D Follicle TM, SW Option HERA Z20 5D Heart Color TM, SW Option HERA Z20 5D LB TM, SW Option HERA Z20 5D Limb Vol. TM, SW Option HERA Z20 5D NT TM, SW Option HERA Z20 ADVR, SW Option HERA Z20 ArterialAnalysis TM, SW Option HERA Z20 AutoIMT+, SW Option HERA Z20 CrystalVue TM, SW Option HERA Z20 CrystalVue Flow TM, SW Option HERA Z20 CW Function, SW Option HERA Z20 E-Cervix TM, SW Option HERA Z20 ElastoScan +TM, SW Option HERA Z20 E-Strain TM, SW Option HERA Z20 EzVolume TM, SW Option HERA Z20 IOTA-ADNEX, SW Option HERA Z20 IOTA-SRrisk, SW Option HERA Z20 LaborAssist TM, SW Option HERA Z20 Live ViewAssist TM, SW Option HERA Z20 Mobile Export, SW Option HERA Z20 MPI +, SW Option HERA Z20 MV-Flow, SW Option HERA Z20 Panoramic +, SW Option HERA Z20 S-Detect TM for Breast, SW Option HERA Z20 S-Detect TM for Thyroid, SW Option HERA Z20 Slice A, SW Option HERA Z20 SonoSync TM , SW Option HERA Z20 UterineAssist | PEGASUS. | 2024-08-28T00:00:00.000+02:00 | Samsung Medison Co., Ltd. 3366, Hanseo-ro, Nam-myeon, Hongcheon-gun, Gangwon-do 25108, Republic of Korea | HERA Z20, HERA Z20 2D Follicle , HERA Z20 5D CNS +TM, HERA Z20 5D Follicle TM, HERA Z20 5D Heart Color TM, HERA Z20 5D LB TM, HERA Z20 5D Limb Vol. TM, HERA Z20 5D NT TM, HERA Z20 ADVR, HERA Z20 ArterialAnalysis TM, HERA Z20 AutoIMT+, HERA Z20 CrystalVue TM, HERA Z20 CrystalVue Flow TM, HERA Z20 CW Function, HERA Z20 E-Cervix TM, HERA Z20 ElastoScan +TM, HERA Z20 E-Strain TM, HERA Z20 EzVolume TM, HERA Z20 IOTA-ADNEX, HERA Z20 IOTA-SRrisk, HERA Z20 LaborAssist TM, HERA Z20 Live ViewAssist TM, HERA Z20 Mobile Export, HERA Z20 MPI +, HERA Z20 MV-Flow, HERA Z20 Panoramic +, HERA Z20 S-Detect TM for Breast, HERA Z20 S-Detect TM for Thyroid, HERA Z20 Slice A, HERA Z20 SonoSync TM , HERA Z20 UterineAssist | Klasa IIa | Eshte skaner me ultratinguj qe perdoret per nje game te gjere | Pajisje diagnostikuese dhe terapeutike me rezatim
ekzaminimesh klinike., Eshte sonde e aparatit diagnostik skaner me ultratinguj HERA Z20.
17145 | SW Option V5 LumiFlow TM, SW Option V5 Mobile Export , SW Option V5 MPI+, SW Option V5 MV-Flow TM, SW Option V5 NeedleMate +TM, SW Option V5 NerveTrack TM, SW Option V5 Panoramic +, SW Option V5 QUS TM (TAI TM, TSI TM), SW Option V5 RealisticVue TM, SW Option V5 S-Detect TM for Breast , SW Option V5 S-Detect TM for Thyroid, SW Option V5 S-Shearwave Imaging TM, SW Option V5 SEE Stream , SW Option V5 Smart 4D, SW Option V5 SonoSync TM, SW Option V5 Strain +, SW Option V5 StressEcho, SW Option V5 System Activation, SW Option V5 UterineAssist TM, SW Option V5 ViewAssist TM, SW Option V5 XI STIC, SW Option V5 AutoIMT+, SW Option V5 AutoEF, SW Option V5 BiometryAssist TM, SW Option V5 Cardiac Measurement , SW Option V5 CEUS+, SW Option V5 CrystalVue, SW Option V5 CrystalVue Flow TM, SW Option V5 CW Function, SW Option V5 DICOM, SW Option V5 E-Strain TM, SW Option V5 Elastoscan+ TM, SW Option V5 Expended Storage, SW Option V5 EzAssist TM, SW Option V5 EzExam+TM, SW Option V5 EzHRI TM, SW Option V5 HDVI TM, SW Option V5 HeartAssist TM, SW Option V5 HQ-Vision TM, SW Option V5 IOTA-ADNEX , SW Option V5 LaborAssist TM, Ultrasound Scanner V5, SW Option V5 2D FollicleTM, SW Option V5 5D CNS+TM, SW Option V5 5D Follicle TM, SW Option V5 5D Heart Color TM, SW Option V5 5D LB TM, SW Option V5 5D Limb Vol.TM, SW Option V5 5D NT TM, SW Option V5 ADVR TM, SW Option V5 ArterialAnalysis TM | PEGASUS. | 2024-08-28T00:00:00.000+02:00 | Samsung Medison Co., Ltd. 3366, Hanseo-ro, Nam-myeon, Hongcheon-gun, Gangwon-do 25108, Republic of Korea | V5 LumiFlow TM, V5 Mobile Export , V5 MPI+, V5 MV-Flow TM, V5 NeedleMate +TM, V5 NerveTrack TM, V5 Panoramic +, V5 QUS TM (TAI TM, TSI TM), V5 RealisticVue TM, V5 S-Detect TM for Breast , V5 S-Detect TM for Thyroid, V5 S-Shearwave Imaging TM, V5 SEE Stream , V5 Smart 4D, V5 SonoSync TM, V5 Strain +, V5 StressEcho, V5 System Activation, V5 UterineAssist TM, V5 ViewAssist TM, V5 XI STIC, V5 AutoIMT+, V5 AutoEF, V5 BiometryAssist TM, V5 Cardiac Measurement , V5 CEUS+, V5 CrystalVue, V5 CrystalVue Flow TM, V5 CW Function, V5 DICOM, V5 E-Strain TM, V5 Elastoscan+ TM, V5 Expended Storage, V5 EzAssist TM, V5 EzExam+TM, V5 EzHRI TM, V5 HDVI TM, V5 HeartAssist TM, V5 HQ-Vision TM, V5 IOTA-ADNEX , V5 LaborAssist TM, V5, V5 2D FollicleTM, V5 5D CNS+TM, V5 5D Follicle TM, V5 5D Heart Color TM, V5 5D LB TM, V5 5D Limb Vol.TM, V5 5D NT TM, V5 ADVR TM, V5 ArterialAnalysis TM | Klasa IIa | Eshte sonde e skanerit me ultratinguj Ultrasound Scanner V5., Eshte skaner me ultratinguj qe perdoret ne nje game te gjere | Pajisje diagnostikuese dhe terapeutike me rezatim
ekzaminimesh klinike.
17146 | Ultrasound Scanner RS85 SW Option RS85 NerveTrack | PEGASUS. | 2024-08-28T00:00:00.000+02:00 | Samsung Medison Co., Ltd. 3366, Hanseo-ro, Nam-myeon, Hongcheon-gun, Gangwon-do 25108, Republic of Korea | RS85 NerveTrack | Klasa IIa | Eshte sonde e aparatit skaner me ultratinguj RS85 qe perdoret per qellime ekzaminuese diagnostike te ndryshme. | Pajisje diagnostikuese dhe terapeutike me rezatim
17147 | Ultrasound Scanner V7 SW option V7 HeartAssist TM | PEGASUS. | 2024-08-28T00:00:00.000+02:00 | Samsung Medison Co., Ltd. 3366, Hanseo-ro, Nam-myeon, Hongcheon-gun, Gangwon-do 25108, Republic of Korea | V7 HeartAssist TM | Klasa IIa | Eshte sonde e aparatit skaner me ultratinguj V7 qe perdoret per qellime ekzaminuese diagnostike te ndryshme. | Pajisje diagnostikuese dhe terapeutike me rezatim
17148 | Medical Fluid 100 | MONTAL | 2024-09-16T00:00:00.000+02:00 | Boss Lubricants GmbH & Co. KG Chemnitzer Straße 15, 72458 Albstadt, Germany SRN: DE-MF-000005713 | 100005756 | Klasa I | "Vaj per lubrifikimin dhe mirembajtjen e instrumentave mjekesore kirurgjikale. " | Tjeter
17149 | digene® HC2 DNA Collection Device | BIOMETRIC ALBANIA | 2024-09-17T00:00:00.000+02:00 | QIAGEN Sciences - Adresa: 19300 Germantown Rd Germantown, MD 20874 USA | 619234 | Klasa I | Pajisje per marrjen dhe transportin e kampioneve cervikale dhe vaginale qe do testohen ne papilomavirus human. | Produkte per institucione te kujdesit shendetesor
17150 | Balloon, Intra Aortic and Control /Ultra IABP Catheter Kit | O.E.S DISTRIMED | 2024-08-27T00:00:00.000+02:00 | Insightra Medical Inc. Main Site:2543 Madison Street #105,Clarksville,Tennessee,37043,United States | IMU7F-20, IMU7F-25, IMU7F-30, IMU7F-35, IMU7F-40 | Klasa II | Kit balon kateter Intra Aortik | Pajisje nje perdorimeshe
17151 | Lacri-vision | IMI PHARMA Albania | 2024-08-27T00:00:00.000+02:00 | Bruschettini S.R.L. Via Isnozo, 6, 16147 Genova, GE, Italia | Lacri-vision | Klasa IIa | Zëvendësues lakrimal. Mbrojtës, hiratues, lubrifikues, pika për lente okulare, për të lehtësuar ndjesine e thatësisë dhe acarimin e lehtë të syrit të shkaktuar nga kushtet mjedisore (ajri i kondicionuar, tymi, pluhuri, rrezatimi diellor), lodhja, ekspozimi i zgjatur ndaj monitorit te kompjuterit | Pajisje oftalmike dhe optike
17152 | NovaLisa® Measles Virus IgG (MEAG0330), Microtiterplate (MTP), IgG Sample Dilution Buffer (DIL G), Stop Solution (SOLN STOP), Washing Buffer (WASH BUF 20x), Conjugate (CONJ), TMB Substrate Solution (SUB TMB), Negative Control (CONTROL -), Cut-off Control (CUT OFF), Positive Control (control +) | ALBIOMED | 2024-08-28T00:00:00.000+02:00 | Gold Standard Diagnostics Frankfurt GmBH, Waldstraße 23 A6 63128 Dietzenbach Germany | MEAG0330 | In vitro | Analize per percaktimin sasior te antitrupave IgG ndaj antigjenit Measles Virus ne serumin human; mikrotiterplate, Diluent, stop, wash, konjugat, TMB substrat, kontroll negativ, kontroll cut-off, kontroll pozitiv. | Pajisje te diagnostifikimit in vitro
17153 | NovaLisa® Measles Virus IgM (MEAM0330), Microtiterplate (MTP), IgM Sample Dilution Buffer (DIL G), Stop Solution (SOLN STOP), Washing Buffer (WASH BUF 20x), Conjugate (CONJ), TMB Substrate Solution (SUB TMB), Negative Control (CONTROL -), Cut-off Control (CUT OFF), Positive Control (control +) | ALBIOMED | 2024-08-28T00:00:00.000+02:00 | Gold Standard Diagnostics Frankfurt GmBH, Waldstraße 23 A6 63128 Dietzenbach Germany | MEAM0330 | In vitro | Analize per percaktimin sasior te antitrupave IgM ndaj antigjenit Measles Virus ne serumin human; mikrotiterplate, Diluent, stop, wash, konjugat, TMB substrat, kontroll negativ, kontroll cut-off, kontroll pozitiv. | Pajisje te diagnostifikimit in vitro
17154 | Bipolar Prosthesis Stainless Steel/UHMWPE 43/28, Bipolar Prosthesis Stainless Steel/UHMWPE 44/28, Bipolar Prosthesis Stainless Steel/UHMWPE 45/28, Bipolar Prosthesis Stainless Steel/UHMWPE 46/28, Bipolar Prosthesis Stainless Steel/UHMWPE 47/28, Bipolar Prosthesis Stainless Steel/UHMWPE 48/28, Bipolar Prosthesis Stainless Steel/UHMWPE 49/28, Bipolar Prosthesis Stainless Steel/UHMWPE 50/28, Bipolar Prosthesis Stainless Steel/UHMWPE 51/28, Bipolar Prosthesis Stainless Steel/UHMWPE 52/28, Bipolar Prosthesis Stainless Steel/UHMWPE 53/28, Bipolar Prosthesis Stainless Steel/UHMWPE 54/28, Bipolar Prosthesis Stainless Steel/UHMWPE 55/28, Bipolar Prosthesis Stainless Steel/UHMWPE 56/28, Bipolar Prosthesis Stainless Steel/UHMWPE 57/28, Bipolar Prosthesis Stainless Steel/UHMWPE 58/28, Bipolar Prosthesis Stainless Steel/UHMWPE 59/28, Bipolar Prosthesis Stainless Steel/UHMWPE 60/28, Bipolar Prosthesis Stainless Steel/UHMWPE 39/22, Bipolar Prosthesis Stainless Steel/UHMWPE 40/22, Bipolar Prosthesis Stainless Steel/UHMWPE 41/22, Bipolar Prosthesis Stainless Steel/UHMWPE 42/22 | LAYO | 2024-08-28T00:00:00.000+02:00 | Smith & Nephew Orthopaedics AG, Oberneuhofstrasse 10d, 6340 Baar, Switzerland | 75004360, 75004363, 75004364, 75004365, 75004366, 75004367, 75004368, 75004369, 75004370, 75004371, 75004375, 75004376, 75004377, 75004378, 75004379, 75004380, 75004381, 75004382, 75100912, 75100913, 75100914, 75100915 | Klasa III | Pajisje të implantueshme protezimi për artikulacionet, që përdoren në shërbimin e ortopedisë si komponent femoral, në rastin e protezave pjesore. | Pajisje te implantueshme aktive
17155 | Tibial Liner PCK, Size C1-2 11mm, Tibial Liner PCK, Size C1-2 14mm, Tibial Liner PCK. Size C1-2 17mm, Tibial Liner PCK. Size C1-2 20mm, Tibial Liner PCK, Size C1-2 23mm, Tibial Liner PCK, Size C1-2 27mm, Tibial Liner PCK, Size C1-2 31mm, Tibial Liner PCK, Size C3-4 11mm, Tibial Liner PCK, Size C3-4 14mm, Tibial Liner PCK, Size C3-4 17mm, Tibial Liner PCK, Size C3-4 20mm, Tibial Liner PCK, Size C3-4 23mm, Tibial Liner PCK, Size C3-4 27mm, Tibial Liner PCK, Size C3-4 31mm, Tibial Liner PCK, Size D1-2 11mm, Tibial Liner PCK, Size D1-2 14mm, Tibial Liner PCK, Size D1-2 17mm, Tibial Liner PCK, Size D1-2 20mm, Tibial Liner PCK, Size D1-2 23mm, Tibial Liner PCK, Size D1-2 27mm, Tibial Liner PCK, Size D1-2 31mm, Tibial Liner PCK, Size D3-4 11mm, Tibial Liner PCK, Size D3-4 14mm, Tibial Liner PCK, Size D3-4 17mm, Tibial Liner PCK, Size D3-4 20mm, Tibial Liner PCK, Size D3-4 23mm, Tibial Liner PCK, Size D3-4 27mm, Tibial Liner PCK, Size D3-4 31mm, Tibial Liner PCK, Size E3-4 11mm, Tibial Liner PCK, Size E3-4 14mm, Tibial Liner PCK Size E3-4 17mm, Tibial Liner PCK, Size E3-4 20mm, Tibial Liner PCK, Size E3-4 23mm, Tibial Liner PCK, Size E3-4 27mm, Tibial Liner PCK, Size E3-4 31mm, Tibial Liner PCK, Size E5-6 11mm, Tibial Liner PCK, Size E5-6 14mm, Tibial Liner PCK, Size E5-6 17mm, Tibial Liner PCK, Size E5-6 20mm, Tibial Liner PCK, Size E5-6 23mm, Tibial Liner PCK, Size E5-6 27mm, Tibial Liner PCK, Size E5-6 31mm, Tibial Liner PCK, Size F3-4 11mm, Tibial Liner PCK, Size F3-4 14mm, Tibial Liner PCK, Size F3-4 17mm, Tibial Liner PCK, Size F3-4 20mm, Tibial Liner PCK, Size F3-4 23mm, Tibial Liner PCK, Size F3-4 27mm, Tibial Liner PCK, Size F3-4 31mm, Tibial Liner PCK, Size F5-6 11mm, Tibial Liner PCK, Size F5-6 14mm, Tibial Liner PCK, Size F5-6 17mm, Tibial Liner PCK, Size F5-6 20mm, Tibial Liner PCK, Size F5-6 23mm, Tibial Liner PCK, Size F5-6 27mm, Tibial Liner PCK, Size F5-6 31mm, Tibial Liner PCK, Size F7-8 11mm, Tibial Liner PCK, Size F7-8 14mm, Tibial Liner PCK, Size F7-8 17mm, Tibial Liner PCK, Size F7-8 20mm, Tibial Liner PCK, Size F7-8 23mm, Tibial Liner PCK, Size F7-8 27mm, Tibial Liner PCK, Size F7-8 31mm, Tibial Liner PCK, Size G5-6 11mm, Tibial Liner PCK, Size G5-6 14mm, Tibial Liner PCK, Size G5-6 17mm, Tibial Liner PCK, Size G5-6 20mm, Tibial Liner PCK, Size G5-6 23mm, Tibial Liner PCK, Size G5-6 27mm, Tibial Liner PCK, Size G5-6 31mm, Tibial Liner PCK, Size G7-8 11mm, Tibial Liner PCK, Size G7-8 14mm, Tibial Liner PCK, Size G7-8 17mm, Tibial Liner PCK, Size G7-8 20mm, Tibial Liner PCK, Size G7-8 23mm, Tibial Liner PCK, Size G7-8 27mm, Tibial Liner PCK, Size G7-8 31mm, Tibial Liner PCK, Size H7-8 11mm, Tibial Liner PCK, Size H7-8 14mm, Tibial Liner PCK, Size H7-8 17mm, Tibial Liner PCK, Size H7-8 20mm, Tibial Liner PCK, Size H7-8 23mm, Tibial Liner PCK, Size H7-8 27mm, Tibial Liner PCK, Size H7-8 31mm, Augment Screw 7mm, Augment Screw 12mm, Augment Screw 17mm, Stem Extension 9x40mm, Stem Extension 12x40mm, Stem Extension 15x40mm, Stem Extension 7.5x75mm, Stem Extension 9x75mm, Stem Extension 10.5x75mm, Stem Extension 12x75mm, Stem Extension 13.5x75mm, Stem Extension 15x75mm, Stem Extension 16.5x75mm, Stem Extension 18x75mm, Stem Extension 20x75mm, Stem Extension 22x75mm, Stem Extension 24x75mm, Stem Extension 7.5x100mm, Stem Extension 9x100mm, Stem Extension 10.5x100mm, Stem Extension 12x100mm, Stem Extension 13.5x100mm, Stem Extension 15x100mm, Stem Extension 16.5x100mm, Stem Extension 18x100mm, Stem Extension 20x100mm, Stem Extension 22x100mm, Stem Extension 24x100mm, Stem Extension 7.5x150mm, Stem Extension 9x150mm, Stem Extension 10.5x150mm, Stem Extension 12x150mm, Stem Extension 13.5x150mm, Stem Extension 15x150mm, Stem Extension 16.5x150mm, Stem Extension 18x150mm, Stem Extension 20x150mm, Stem Extension 22x150mm, Stem Extension 24x150mm, Stemmed Tibial Base Plate Size 1, Stemmed Tibial Base Plate Size 2, Stemmed Tibial Base Plate Size 3, Stemmed Tibial Base Plate Size 4, Stemmed Tibial Base Plate Size 5, Stemmed Tibial Base Plate Size 6, Stemmed Tibial Base Plate Size 7, Stemmed Tibial Base Plate Size 8, Femoral CR L A, Femoral CR L B, Femoral CR L C, Femoral CR L D, Femoral CR L E, Femoral CR L F, Femoral CR L G, Femoral CR L H, Femoral CR R A, Femoral CR R B, Femoral CR R C, Femoral CR R D, Femoral CR R E, Femoral CR R F, Femoral CR R G, Femoral CR R H, Femoral PS L A, Femoral PS L B, Femoral PS L C, Femoral PS L D, Femoral PS L E, Femoral PS L F, Femoral PS L G, Femoral PS L H, Femoral PS R A, Femoral PS R B, Femoral PS R C, Femoral PS R D, Femoral PS R E, Femoral PS R F, Femoral PS R G, Femoral PS R H, Patellar 8 25 Universal, Patellar 8 28 Universal, Patellar 8 31 Universal, Patellar 8 34 Universal, Patellar 8 37 Universal, Patellar 8 40 Universal, Tibial Liner UC Metal Backed C3-4 16mm, Tibial Liner UC Metal Backed C3-4 17mm, Tibial Liner UC Metal Backed D1 -2 09mm, Tibial Liner UC Metal Backed D1-2 10mm, Tibial Liner UC Metal Backed D1-2 11mm, Tibial Liner UC Metal Backed D1-2 12mm, Tibial Liner UC Metal Backed D1 -2 13mm, Tibial Liner UC Metal Backed D1-2 14mm, Tibial Liner UC Metal Backed D1-2 15mm, Tibial Liner UC Metal Backed D1-2 16mm, Tibial Liner UC Metal Backed D1-2 17mm, Tibial Liner UC Metal Backed D3-4 09mm, Tibial Liner UC Metal Backed 03-4 10mm, Tibial Liner UC Metal Backed 03-4 11mm, Tibial Liner UC Metal Backed 03-4 12mm, Tibial Liner UC Metal Backed 03-4 13mm, Tibial Liner UC Metal Backed 03-4 14mm, Tibial Liner UC Metal Backed D3-4 15mm, Tibial Liner UC Metal Backed D3-4 16mm, Tibial Liner UC Metal Backed D3-4 17mm, Tibial Liner UC Metal Backed E3-4 09mm, Tibial Liner UC Metal Backed E3-4 10mm, Tibial Liner UC Metal Backed E3-4 11mm, Tibial Liner UC Metal Backed E3-4 12mm, Tibial Liner UC Metal Backed E3-4 13mm, Tibial Liner UC Metal Backed E3-4 14mm, Tibial Liner UC Metal Backed E3-4 15mm, Tibial Liner UC Metal Backed E3-4 16mm, Tibial Liner UC Metal Backed E3-4 17mm, Tibial Liner UC Metal Backed E5-6 09mm, Tibial Liner UC Metal Backed E5-6 10mm, Tibial Liner UC Metal Backed E5-6 12mm, Tibial Liner UC Metal Backed ES-6 13mm, Tibial Liner UC Metal Backed E5-6 11mm, Tibial Liner UC Metal Backed E5-6 15mm, Tibial Liner UC Metal Backed E5-6 16mm, Tibial Liner UC Metal Backed E5-6 17mm, Tibial Liner UC Metal Backed F3-4 09mm, Tibial Liner UC Metal Backed F3-4 10mm, Tibial Liner UC Metal Backed F3-4 11mm, Tibial Liner UC Metal Backed F3-4 12mm, Tibial Liner UC Metal Backed F3-4 13mm, Tibial Liner UC Metal Backed F3-4 14mm, Tibial Liner UC Metal Backed F3-4 15mm, Tibial Liner UC Metal Backed F3-4 16mm, Tibial Liner UC Metal Backed F3-4 17mm, Tibial Liner UC Metal Backed F5-6 09mm, Tibial Liner UC Metal Backed F5-6 10mm, Tibial Liner UC Metal Backed F5-6 12mm, Tibial Liner UC Metal Backed F5-6 13mm, Tibial Liner UC Metal Backed F5-6 11mm, Tibial Liner UC Metal Backed F5-6 15mm, Tibial Liner UC Metal Backed F5-6 16mm, Tibial Liner UC Metal Backed F5-6 17mm, Tibial Liner UC Metal Backed F7-8 09mm, Tibial Liner UC Metal Backed F7-8 10mm, Tibial Liner UC Metal Backed F7-8 11mm, Tibial Liner UC Metal Backed F7-8 12mm, Tibial Liner UC Metal Backed F7-8 13mm, Tibial Liner UC Metal Backed F7-8 14mm, Tibial Liner UC Metal Backed F7-8 15mm, Tibial Liner UC Metal Backed F7-8 16mm, Tibial Liner UC Metal Backed F7-8 17mm, Tibial Liner UC Metal Backed G5-6 09mm, Tibial Liner UC Metal Backed G5-6 10mm, Tibial Liner UC Metal Backed G5-6 11mm, Tibial Liner UC Metal Backed G5-6 12mm, Tibial Liner UC Metal Backed G5-6 13mm, Tibial Liner UC Metal Backed G5-6 15mm, Tibial Liner UC Metal Backed G5-6 16mm, Tibial Liner UC Metal Backed G5-6 17mm, Tibial Liner UC Metal Backed G7-8 09mm, Tibial Liner UC Metal Backed G7-8 10mm, Tibial Liner UC Metal Backed G7-8 11mm, Tibial Liner UC Metal Backed G7-8 12mm, Tibial Liner UC Metal Backed G7-8 13mm, Tibial Liner UC Metal Backed G7-8 14mm, Tibial Liner UC Metal Backed G7-8 15mm, Tibial Liner UC Metal Backed G7-8 16mm, Tibial Liner UC Metal Backed G7-8 17mm, Tibial Liner UC Metal Backed H7-8 09mm, Tibial Liner UC Metal Backed H7-8 10mm, Tibial Liner UC Metal Backed H7-8 11mm, Tibial Liner UC Metal Backed H7-8 12mm, Tibial Liner UC Metal Backed H7-8 13mm, Tibial Liner UC Metal Backed H7-8 14mm, Tibial Liner UC Metal Backed H7-8 15mm, Tibial Liner UC Metal Backed H7-8 16mm, Tibial Liner UC Metal Backed H7-8 17mm, Tibial Base Plate 1 Metal Backed, Tibial Base Plate 2 Metal Backed, Tibial Base Plate 3 Metal Backed, Tibial Base Plate 4 Metal Backed, Tibial Base Plate 5 Metal Backed, Tibial Base Plate 6 Metal Backed, Tibial Base Plate 7 Metal Backed, Tibial Base Plate 8 Metal Backed, Tibial Augment Size 0, Tibial Augment Size 1, Tibial Augment Size 2, Tibial Augment Size 3, Tibial Augment Size 4, Tibial Augment Size 5, Tibial Augment Size 6, Tibial Augment Size 7, Tibial Augment Size 8, Stemmed Femoral Size A PCK Left, Stemmed Femoral Size B PCK Left, Stemmed Femoral Size C PCK Left, Stemmed Femoral Size D PCK Left, Stemmed Femoral Size E PCK Left, Stemmed Femoral Size F PCK Left, Stemmed Femoral Size G PCK Left, Stemmed Femoral Size H PCK Left, Stemmed Femoral Size A PCK Riaht, Stemmed Femoral Size B PCK Riqht, Stemmed Femoral Size C PCK Riaht, Stemmed Femoral Size D PCK Rioht, Stemmed Femoral Size E PCK Rioht, Stemmed Femoral Size F PCK Riaht, Stemmed Femoral Size G PCK Riaht, Stemmed Femoral Size H PCK Riqht, Distal Femoral Augment Size A, Distal Femoral Augment Size B, Distal Femoral Augment Size C, Distal Femoral Augment Size D, Distal Femoral Augment Size E, Distal Femoral Augment Size F, Distal Femoral Augment Size G, Distal Femoral Augment Size H, Posterior Femoral Augment Size A, Posterior Femoral Augment Size B, Posterior Femoral Augment Size C, Posterior Femoral Augment Size D, Posterior Femoral Augment Size E, Posterior Femoral Augment Size F, Posterior Femoral Augment Size G, Posterior Femoral Augment Size H, Offset Junction 4mm, Offset Junction 6mm, Tibial Liner PCK, Size A1-2 11mm, Tibial Liner PCK, Size A1-2 14mm, Tibial Liner PCK, Size A1-2 17mm, Tibial Liner PCK, Size A1-2 20mm, Tibial Liner PCK, Size A1-2 23mm, Tibial Liner PCK, Size A1-2 27mm, Tibial Liner PCK, Size A1-2 31mm, Tibial Liner PCK, Size B1-2 11mm, Tibial Liner PCK. Size B1-2 14mm, Tibial Liner PCK, Size B1-2 17mm, Tibial Liner PCK, Size B1-2 20mm, Tibial Liner PCK, Size B1-2 23mm, Tibial Liner PCK, Size B1-2 27mm, Tibial Liner PCK, Size B1-2 31mm, All Poly Tibial Liner PS, Size G7 14mm, All Poly Tibial Liner PS, Size G7 17mm, All Poly Tibial Liner PS, Size G7 20mm, All Poly Tibial Liner PS, Size H7 09mm, All Poly Tibial Liner PS, Size H7 11mm, All Poly Tibial Liner PS, Size H7 14mm, All Poly Tibial Liner PS, Size H7 17mm, All Poly Tibial Liner PS, Size H7 20mm, Tibial Liner CR Metal Backed A1-2 09mm, Tibial Liner CR Metal Backed A1-2 10mm, Tibial Liner CR Metal Backed A1-2 11mm, Tibial Liner CR Metal Backed A1-2 12mm, Tibial Liner CR Metal Backed A1-2 13mm, Tibial Liner CR Metal Backed A1-2 14mm, Tibial Liner CR Metal Backed A1-2 1Smm, Tibial Liner CR Metal Backed A1-2 16mm, Tibial Liner CR Metal Backed A1-2 17mm, Tibial Liner CR Metal Backed B1-2 09mm, Tibial Liner CR Metal Backed B1-2 10mm, Tibial Liner CR Metal Backed B1-2 11mm, Tibial Liner CR Metal Backed B1-2 12mm, Tibial Liner CR Metal Backed B1-2 13mm, Tibial Liner CR Metal Backed B1-2 14mm, Tibial Liner CR Metal Backed B1-2 1Smm, Tibial Liner CR Metal Backed B1-2 16mm, Tibial Liner CR Metal Backed B1-2 17mm, Tibial Liner CR Metal Backed C1-2 09mm, Tibial Liner CR Metal Backed C1-2 10mm, Tibial Liner PS Metal Backed F3-4 12mm, Tibial Liner PS Metal Backed F3-4 13mm, Tibial Liner PS Metal Backed F3-4 14mm, Tibial Liner PS Metal Backed F3-4 15mm, Tibial Liner PS Metal Backed F3-4 16mm, Tibial Liner PS Metal Backed F3-4 17mm, Tibial Liner PS Metal Backed F5-6 09mm, Tibial Liner PS Metal Backed F5-6 10mm, Tibial Liner PS Metal Backed F5-6 11mm, Tibial Liner PS Metal Backed F5-6 12mm, Tibial Liner PS Metal Backed F5-6 13mm, Tibial Liner PS Metal Backed F5-6 14mm, Tibial Liner PS Metal Backed F5-6 15mm, Tibial Liner PS Metal Backed F5-6 16mm, Tibial Liner PS Metal Backed F5-6 17mm, Tibial Liner PS Metal Backed F7-8 09mm, Tibial Liner PS Metal Backed F7-8 10mm, Tibial Liner PS Metal Backed F7-8 11mm, Tibial Liner PS Metal Backed F7-8 12mm, Tibial Liner PS Metal Backed F7-8 13mm, Tibial Liner PS Metal Backed F7-8 14mm, Tibial Liner PS Metal Backed F7-8 15mm, Tibial Liner PS Metal Backed F7-8 16mm, Tibial Liner PS Metal Backed F7-8 17mm, Tibial Liner PS Metal Backed G5-6 09mm, Tibial Liner PS Metal Backed G5-6 10mm, Tibial Liner PS Metal Backed G5-6 11mm, Tibial Liner PS Metal Backed G5-6 12mm, Tibial Liner PS Metal Backed G5-6 13mm, Tibial Liner PS Metal Backed G5-6 14mm, Tibial Liner PS Metal Backed G5-6 15mm, Tibial Liner PS Metal Backed G5-6 16mm, Tibial Liner PS Metal Backed G5-6 17mm, Tibial Liner PS Metal Backed G7-8 09mm, Tibial Liner PS Metal Backed G7-8 10mm, Tibial Liner PS Metal Backed G7-8 11mm, Tibial Liner PS Metal Backed G7-8 12mm, Tibial Liner PS Metal Backed G7-8 13mm, Tibial Liner PS Metal Backed G7-8 14mm, Tibial Liner PS Metal Backed G7-815mm, Tibial Liner PS Metal Backed G7-8 16mm, Tibial Liner PS Metal Backed G7-8 17mm, Tibial Liner PS Metal Backed H7-8 09mm, Tibial Liner PS Metal Backed H7-8 10mm, Tibial Liner PS Metal Backed H7-8 11mm, Tibial Liner PS Metal Backed H7-8 12mm, Tibial Liner PS Metal Backed H7-813mm, Tibial Liner PS Metal Backed H7-8 14mm, Tibial Liner PS Metal Backed H7-815mm, Tibial Liner PS Metal Backed H7-8 16mm, Tibial Liner PS Metal Backed H7-8 17mm, Tibial Liner UC Metal Backed A1-2 09mm, Tibial Liner UC Metal Backed A1-2 10mm, Tibial Liner UC Metal Backed A1-2 11mm, Tibial Liner UC Metal Backed A1-2 12mm, Tibial Liner UC Metal Backed A1-2 13mm, Tibial Liner UC Metal Backed A1-2 14mm, Tibial Liner UC Metal Backed A1-2 15mm, Tibial Liner UC Metal Backed A1-2 16mm, Tibial Liner UC Metal Backed A1-2 17mm, Tibial Liner UC Metal Backed B1-2 09mm, Tibial Liner UC Metal Backed B1-2 10mm, Tibial Liner UC Metal Backed B1-2 11mm, Tibial Liner UC Metal Backed B1-2 12mm, Tibial Liner UC Metal Backed B1-2 13mm, Tibial Liner UC Metal Backed B1-2 14mm, Tibial Liner UC Metal Backed B1-2 15mm, Tibial Liner UC Metal Backed B1-2 16mm, Tibial Liner UC Metal Backed B1-2 17mm, Tibial Liner UC Metal Backed C1-2 09mm, Tibial Liner UC Metal Backed C1-2 10mm, Tibial Liner UC Metal Backed C1-2 11mm, Tibial Liner UC Metal Backed C1-2 12mm, Tibial Liner UC Metal Backed C1-2 13mm, Tibial Liner UC Metal Backed C1-2 14mm, Tibial Liner UC Metal Backed C1-2 15mm, Tibial Liner UC Metal Backed C1-2 16mm, Tibial Liner UC Metal Backed C1-2 17mm, Tibial Liner UC Metal Backed C3-4 09mm, Tibial Liner UC Metal Backed C3-4 10mm, Tibial Liner UC Metal Backed C3-4 11mm, Tibial Liner UC Metal Backed C3-4 12mm, Tibial Liner UC Metal Backed C3-4 13mm, Tibial Liner UC Metal Backed C3-4 14mm, Tibial Liner UC Metal Backed C3-4 15mm, Tibial Liner CR Metal Backed C1-2 11mm, Tibial Liner CR Metal Backed C1-2 12mm, Tibial Liner CR Metal Backed C1-2 13mm, Tibial Liner CR Metal Backed C1-2 14mm, Tibial Liner CR Metal Backed C1-2 15mm, Tibial Liner CR Metal Backed C1-2 16mm, Tibial Liner CR Metal Backed C1-2 17mm, Tibial Liner CR Metal Backed C3-4 09mm, Tibial Liner CR Metal Backed C3-4 10mm, Tibial Liner CR Metal Backed C3-4 11mm, Tibial Liner CR Metal Backed C3-4 12mm, Tibial Liner CR Metal Backed C3-4 13mm, Tibial Liner CR Metal Backed C3-4 14mm, Tibial Liner CR Metal Backed C3-4 15mm, Tibial Liner CR Metal Backed C3-4 16mm, Tibial Liner CR Metal Backed C3-4 17mm, Tibial Liner CR Metal Backed D1-2 09mm, Tibial Liner CR Metal Backed D1-2 10mm, Tibial Liner CR Metal Backed D1-2 11mm, Tibial Liner CR Metal Backed D1-2 12mm, Tibial Liner CR Metal Backed D1-2 13mm, Tibial Liner CR Metal Backed D1-2 14mm, Tibial Liner CR Metal Backed D1-2 15mm, Tibial Liner CR Metal Backed D1-2 16mm, Tibial Liner CR Metal Backed D1-2 17mm, Tibial Liner CR Metal Backed D3-4 09mm, Tibial Liner CR Metal Backed D3-4 10mm, Tibial Liner CR Metal Backed D3-4 11mm, Tibial Liner CR Metal Backed D3-4 12mm, Tibial Liner CR Metal Backed D3-4 13mm, Tibial Liner CR Metal Backed D3-4 14mm, Tibial Liner CR Metal Backed D3-4 15mm, Tibial Liner CR Metal Backed D3-4 16mm, Tibial Liner CR Metal Backed D3-4 17mm, Tibial Liner CR Metal Backed E3-4 09mm, Tibial Liner CR Metal Backed E3-4 10mm, Tibial Liner CR Metal Backed E3-4 11mm, Tibial Liner CR Metal Backed E3-4 12mm, Tibial Liner CR Metal Backed E3-4 13mm, Tibial Liner CR Metal Backed E3-4 14mm, Tibial Liner CR Metal Backed E3-4 15mm, Tibial Liner CR Metal Backed E3-4 16mm, Tibial Liner CR Metal Backed E3-4 17mm, Tibial Liner CR Metal Backed E5-6 09mm, Tibial Liner CR Metal Backed E5-6 10mm, Tibial Liner CR Metal Backed E5-6 11mm, Tibial Liner CR Metal Backed E5-6 12mm, Tibial Liner CR Metal Backed E5-6 13mm, Tibial Liner CR Metal Backed E5-6 14mm, Tibial Liner CR Metal Backed E5-6 15mm, Tibial Liner CR Metal Backed E5-6 16mm, Tibial Liner CR Metal Backed E5-6 17mm, Tibial Liner CR Metal Backed F3-4 09mm, Tibial Liner CR Metal Backed F3-4 10mm, Tibial Liner CR Metal Backed F3-4 11mm, Tibial Liner CR Metal Backed F3-4 12mm, Tibial Liner CR Metal Backed F3-4 13mm, Tibial Liner CR Metal Backed F3-4 14mm, Tibial Liner CR Metal Backed F3-4 15mm, Tibial Liner CR Metal Backed F3-4 16mm, Tibial Liner CR Metal Backed F3-4 17mm, Tibial Liner CR Metal Backed F5-6 09mm, Tibial Liner CR Metal Backed F5-6 10mm, Tibial Liner CR Metal Backed F5-6 11mm, Tibial Liner CR Metal Backed F5-6 12mm, Tibial Liner CR Metal Backed F5-6 13mm, Tibial Liner CR Metal Backed F5-6 14mm, Tibial Liner CR Metal Backed F5-6 15mm, Tibial Liner CR Metal Backed F5-6 16mm, Tibial Liner CR Metal Backed F5-6 17mm, Tibial Liner CR Metal Backed F7-8 09mm, Tibial Liner CR Metal Backed F7-8 10mm, Tibial Liner CR Metal Backed F7-8 11mm, Tibial Liner CR Metal Backed F7-8 12mm, Tibial Liner CR Metal Backed F7-813mm, Tibial Liner CR Metal Backed F7-8 14mm, Tibial Liner CR Metal Backed F7-815mm, Tibial Liner CR Metal Backed F7-8 16mm, Tibial Liner CR Metal Backed F7-8 17mm, Tibial Liner CR Metal Backed G5-6 09mm, Tibial Liner CR Metal Backed G5-6 10mm, Tibial Liner CR Metal Backed G5-6 11mm, Tibial Liner CR Metal Backed G5-6 12mm, Tibial Liner CR Metal Backed G5-6 13mm, Tibial Liner CR Metal Backed G5-6 14mm, Tibial Liner CR Metal Backed G5-6 15mm, Tibial Liner CR Metal Backed G5-6 16mm, Tibial Liner CR Metal Backed G5-6 17mm, Tibial Liner CR Metal Backed G7-8 09mm, Tibial Liner CR Metal Backed G7-8 10mm, Tibial Liner CR Metal Backed G7-8 11mm, Tibial Liner CR Metal Backed G7-8 12mm, Tibial Liner CR Metal Backed G7-813mm, Tibial Liner CR Metal Backed G7-8 14mm, Tibial Liner CR Metal Backed G7-8 15mm, Tibial Liner CR Metal Backed G7-8 16mm, Tibial Liner CR Metal Backed G7-8 17mm, Tibial Liner CR Metal Backed H7-8 09mm, Tibial Liner CR Metal Backed H7-8 10mm, Tibial Liner CR Metal Backed H7-8 11mm, Tibial Liner CR Metal Backed H7-8 12mm, Tibial Liner CR Metal Backed H7-813mm, Tibial Liner CR Metal Backed H7-8 14mm, Tibial Liner CR Metal Backed H7-8 15mm, Tibial Liner CR Metal Backed H7-8 16mm, Tibial Liner CR Metal Backed H7-8 17mm, Tibial Liner PS Metal Backed A1-2 09mm, Tibial Liner PS Metal Backed A1-2 10mm, Tibial Liner PS Metal Backed A1-2 11mm, Tibial Liner PS Metal Backed A1-2 12mm, Tibial Liner PS Metal Backed A1-2 13mm, Tibial Liner PS Metal Backed A1-2 14mm, Tibial Liner PS Metal Backed A1-2 15mm, Tibial Liner PS Metal Backed A1-2 16mm, Tibial Liner PS Metal Backed A1-2 17mm, Tibial Liner PS Metal Backed 81-2 09mm, Tibial Liner PS Metal Backed B1-2 10mm, Tibial Liner PS Metal Backed B1-2 11mm, Tibial Liner PS Metal Backed B1-2 12mm, Tibial Liner PS Metal Backed B1-2 13mm, Tibial Liner PS Metal Backed B1-2 14mm, Tibial Liner PS Metal Backed B1-2 15mm, Tibial Liner PS Metal Backed B1-2 16mm, Tibial Liner PS Metal Backed B1-2 17mm, Tibial Liner PS Metal Backed C1-2 09mm, Tibial Liner PS Metal Backed C1-2 10mm, Tibial Liner PS Metal Backed C1-2 11mm, Tibial Liner PS Metal Backed C1-2 12mm, Tibial Liner PS Metal Backed C1-2 13mm, Tibial Liner PS Metal Backed C1-2 14mm, Tibial Liner PS Metal Backed C1-2 15mm, Tibial Liner PS Metal Backed C1-2 16mm, Tibial Liner PS Metal Backed C1-2 17mm, Tibial Liner PS Metal Backed C3-4 09mm, Tibial Liner PS Metal Backed C3-4 10mm, Tibial Liner PS Metal Backed C3-4 11mm, Tibial Liner PS Metal Backed C3-4 12mm, Tibial Liner PS Metal Backed C3-4 13mm, Tibial Liner PS Metal Backed C3-4 14mm, Tibial Liner PS Metal Backed C3-4 15mm, Tibial Liner PS Metal Backed C3-4 16mm, Tibial Liner PS Metal Backed C3-4 17mm, Tibial Liner PS Metal Backed D1-2 09mm, Tibial Liner PS Metal Backed D1-2 10mm, Tibial Liner PS Metal Backed D1-2 11mm, Tibial Liner PS Metal Backed D1-2 12mm, Tibial Liner PS Metal Backed D1-2 13mm, Tibial Liner PS Metal Backed D1-2 14mm, Tibial Liner PS Metal Backed D1-2 15mm, Tibial Liner PS Metal Backed D1-2 16mm, Tibial Liner PS Metal Backed D1-2 17mm, Tibial Liner PS Metal Backed D3-4 09mm, Tibial Liner PS Metal Backed D3-4 10mm, Tibial Liner PS Metal Backed D3-4 11mm, Tibial Liner PS Metal Backed D3-4 12mm, Tibial Liner PS Metal Backed D3-4 13mm, Tibial Liner PS Metal Backed D3-4 14mm, Tibial Liner PS Metal Backed D3-4 15mm, Tibial Liner PS Metal Backed D3-4 16mm, Tibial Liner PS Metal Backed D3-4 17mm, Tibial Liner PS Metal Backed E3-4 09mm, Tibial Liner PS Metal Backed E3-4 10mm, Tibial Liner PS Metal Backed E3-4 11mm, Tibial Liner PS Metal Backed E3-4 12mm, Tibial Liner PS Metal Backed E3-4 13mm, Tibial Liner PS Metal Backed E3-4 14mm, Tibial Liner PS Metal Backed E3-4 15mm, Tibial Liner PS Metal Backed E3-4 16mm, Tibial Liner PS Metal Backed E3-4 17mm, Tibial Liner PS Metal Backed E5-6 09mm, Tibial Liner PS Metal Backed E5-6 10mm, Tibial Liner PS Metal Backed E5-6 11mm, Tibial Liner PS Metal Backed E5-6 12mm, Tibial Liner PS Metal Backed E5-6 13mm, Tibial Liner PS Metal Backed E5-6 14mm, Tibial Liner PS Metal Backed E5-6 15mm, Tibial Liner PS Metal Backed E5-6 16mm, Tibial Liner PS Metal Backed E5-6 17mm, Tibial Liner PS Metal Backed F3-4 09mm, Tibial Liner PS Metal Backed F3-4 10mm, Tibial Liner PS Metal Backed F3-4 11mm, FREEDOM TOTAL KNEE SYSTEM, Partial All Poly Tibial Small 6.5mm Height, Partial All Poly Tibial Small 7.5mm Height, Partial All Poly Tibial Small 8.5mm Height, Partial All Poly Tibial Small-Medium 6.5mm Height, Partial All Poly Tibial Small-Medium 7.5mm Height, Partial All Poly Tibial Small-Medium 8.5mm Height, Partial All Poly Tibial Medium 6.5mm Height, Partial All Poly Tibial Medium 7.5mm Height, Partial All Poly Tibial Medium 8.5mm Height, Partial All Poly Tibial Medium-Large 6.5mm Height, Partial All Poly Tibial Medium-Large 7.5mm Height, Partial All Poly Tibial Medium-Large 8.5mm Height, Partial All Poly Tibial Large 6.5mm Height, Partial All Poly Tibial Large 7.5mm Height, Partial All Poly Tibial Large 8.5mm Height, Partial All Poly Tibial Extra Large 6.5mm Height, Partial All Poly Tibial Extra Large 7.5mm Height, Partial All Poly Tibial Extra Large 8.5mm Height, Partial Femoral w/ Full Post Extra Small, Left Medial, Partial Femoral w/ Partial Post Small, Left Medial, Partial Femoral w/ Full Post Small, Left Medial, Partial Femoral w/ Full Post Small-Medium, Left Medial, Partial Femoral w/ Partial Post Medium, Left Medial, Partial Femoral w/ Full Post Medium, Left Medial, Partial Femoral w/ Partial Post Large, Left Medial, Partial Femoral w/ Full Post Large, Left Medial, Partial Femoral w/ Full Post Extra Small, Right Medial, Partial Femoral w/ Full Post Small, Right Medial, Partial Femoral w/ Full Post Small-Medium, Right Medial, Partial Femoral w/ Partial Post Medium, Right Medial, Partial Femoral w/ Full Post Medium, Right Medial, Partial Femoral w/ Full Post Large, Right Medial, All Poly Tibial Liner CR, Size A1 09mm, All Poly Tibial Liner CR, Size A1 11mm, All Poly Tibial Liner CR, Size A1 14mm, All Poly Tibial Liner CR, Size A1 17mm, All Poly Tibial Liner CR, Size A1 20mm, All Poly Tibial Liner CR, Size B2 09mm, All Poly Tibial Liner CR, Size B2 11mm, All Poly Tibial Liner CR, Size B2 14mm, All Poly Tibial Liner CR, Size B2 17mm, All Poly Tibial Liner CR, Size B2 20mm, All Poly Tibial Liner CR, Size C2 09mm, All Poly Tibial Liner CR, Size C2 11mm, All Poly Tibial Liner CR, Size C2 14mm, All Poly Tibial Liner CR, Size C2 17mm, All Poly Tibial Liner CR, Size C2 20mm, All Poly Tibial Liner CR, Size C3 09mm, All Poly Tibial Liner CR, Size C3 11mm, All Poly Tibial Liner CR, Size C3 14mm, All Poly Tibial Liner CR, Size C3 17mm, All Poly Tibial Liner CR, Size C3 20mm, All Poly Tibial Liner CR, Size D2 09mm, All Poly Tibial Liner CR, Size D2 11mm, All Poly Tibial Liner CR, Size D2 14mm, All Poly Tibial Liner CR, Size D2 17mm, All Poly Tibial Liner CR, Size D2 20mm, All Poly Tibial Liner CR, Size D3 09mm, All Poly Tibial Liner CR. Size D3 11mm, All Poly Tibial Liner CR, Size D3 14mm, All Poly Tibial Liner CR, Size D3 17mm, All Poly Tibial Liner CR, Size D3 20mm, All Poly Tibial Liner CR, Size D4 09mm, All Poly Tibial Liner CR, Size D4 11mm, All Poly Tibial Liner CR, Size D4 14mm, All Poly Tibial Liner CR, Size D4 17mm, All Poly Tibial Liner CR, Size D4 20mm, All Poly Tibial Liner CR, Size E4 09mm, All Poly Tibial Liner CR, Size E4 11mm, All Poly Tibial Liner CR, Size E4 14mm, All Poly Tibial Liner CR, Size E4 17mm, All Poly Tibial Liner CR, Size E4 20mm, All Poly Tibial Liner CR, Size E5 09mm, All Poly Tibial Liner CR, Size E5 11mm, All Poly Tibial Liner CR, Size E5 14mm, All Poly Tibial Liner CR, Size E5 17mm, All Poly Tibial Liner CR, Size E5 20mm, All Poly Tibial Liner CR, Size F5 09mm, All Poly Tibial Liner CR, Size F5 11mm, All Poly Tibial Liner CR, Size F5 14mm, All Poly Tibial Liner CR, Size F5 17mm, All Poly Tibial Liner CR, Size F5 20mm, All Poly Tibial Liner CR, Size G7 9mm, All Poly Tibial Liner CR, Size G7 11mm, All Poly Tibial Liner CR, Size G7 14mm, All Poly Tibial Liner CR, Size G7 17mm, All Poly Tibial Liner CR, Size G7 20mm, All Poly Tibial Liner CR, Size H7 9mm, All Poly Tibial Liner CR, Size H7 11mm, All Poly Tibial Liner CR, Size H7 14mm, All Poly Tibial Liner CR, Size H7 17mm, All Poly Tibial Liner CR, Size H7 20mm, All Poly Tibial Liner PS, Size A1 09mm, All Poly Tibial Liner PS, Size A1 11mm, All Poly Tibial Liner PS, Size A1 14mm, All Poly Tibial Liner PS, Size A1 17mm, All Poly Tibial Liner PS, Size A1 20mm, All Poly Tibial Liner PS, Size B2 09mm, All Poly Tibial Liner PS, Size B2 11mm, All Poly Tibial Liner PS, Size B2 14mm, All Poly Tibial Liner PS, Size B2 17mm, All Poly Tibial Liner PS, Size B2 20mm, All Poly Tibial Liner PS, Size C2 09mm, All Poly Tibial Liner PS, Size C2 11mm, All Poly Tibial Liner PS, Size C2 14mm, All Poly Tibial Liner PS, Size C2 17mm, All Poly Tibial Liner PS, Size C2 20mm, All Poly Tibial Liner PS, Size C3 09mm, All Poly Tibial Liner PS, Size C3 11mm, All Poly Tibial Liner PS Size C3 14mm, All Poly Tibial Liner PS, Size C3 17mm, All Poly Tibial Liner PS, Size C3 20mm, All Poly Tibial Liner PS, Size D2 09mm, All Poly Tibial Liner PS, Size D2 11mm, All Poly Tibial Liner PS, Size D2 14mm, All Poly Tibial Liner PS, Size D2 17mm, All Poly Tibial Liner PS, Size D2 20mm, All Poly Tibial Liner PS, Size D3 09mm, All Poly Tibial Liner PS, Size D3 11mm, All Poly Tibial Liner PS, Size D3 14mm, All Poly Tibial Liner PS, Size D3 17mm, All Poly Tibial Liner PS, Size D3 20mm, All Poly Tibial Liner PS, Size D4 09mm, All Poly Tibial Liner PS, Size D4 11mm, All Poly Tibial Liner PS, Size D4 14mm, All Poly Tibial Liner PS, Size D4 17mm, All Poly Tibial Liner PS, Size D4 20mm, All Poly Tibial Liner PS, Size E4 09mm, All Poly Tibial Liner PS, Size E4 11mm, All Poly Tibial Liner PS, Size E4 14mm, All Poly Tibial Liner PS, Size E4 17mm, All Poly Tibial Liner PS. Size E4 20mm, All Poly Tibial Liner PS, Size E5 09mm, All Poly Tibial Liner PS, Size E5 11mm, All Poly Tibial Liner PS. Size E5 14mm, All Poly Tibial Liner PS, Size E5 17mm, All Poly Tibial Liner PS, Size E5 20mm, All Poly Tibial Liner PS. Size F5 09mm, All Poly Tibial Liner PS, Size F5 11mm, All Poly Tibial Liner PS, Size F5 14mm, All Poly Tibial Liner PS, Size F5 17mm, All Poly Tibial Liner PS, Size F5 20mm, All Poly Tibial Liner PS, Size G7 09mm, All Poly Tibial Liner PS, Size G7 11mm | Avalb-Med | 2024-08-28T00:00:00.000+02:00 | Maxx Orthopedics Inc.,2460 General Armistead Ave, Suite 100, Norristown,PA19403,USA | RLPSXC111-RK, RLPSXC114-RK, RLPSXC117-RK, RLPSXC120-RK, RLPSXC123-RK, RLPSXC127-RK, RLPSXC131-RK, RLPSXC311-RK, RLPSXC314-RK, RLPSXC317-RK, RLPSXC320-RK, RLPSXC323-RK, RLPSXC327-RK, RLPSXC331-RK, RLPSXD111-RK, RLPSXD114-RK, RLPSXD117-RK, RLPSXD120-RK, RLPSXD123-RK, RLPSXD127-RK, RLPSXD131-RK, RLPSXD311-RK, RLPSXD314-RK, RLPSXD317-RK, RLPSXD320-RK, RLPSXD323-RK, RLPSXD327-RK, RLPSXD331-RK, RLPSXE311-RK, RLPSXE314-RK, RLPSXE317-RK, RLPSXE320-RK, RLPSXE323-RK, RLPSXE327-RK, RLPSXE331-RK, RLPSXE511-RK, RLPSXE514-RK, RLPSXE517-RK, RLPSXE520-RK, RLPSXE523-RK, RLPSXE527-RK, RLPSXE531-RK, RLPSXF311-RK, RLPSXF314-RK, RLPSXF317-RK, RLPSXF320-RK, RLPSXF323-RK, RLPSXF327-RK, RLPSXF331-RK, RLPSXF511-RK, RLPSXF514-RK, RLPSXF517-RK, RLPSXF520-RK, RLPSXF523-RK, RLPSXF527-RK, RLPSXF531-RK, RLPSXF711-RK, RLPSXF714-RK, RLPSXF717-RK, RLPSXF720-RK, RLPSXF723-RK, RLPSXF727-RK, RLPSXF731-RK, RLPSXG511-RK, RLPSXG514-RK, RLPSXG517-RK, RLPSXG520-RK, RLPSXG523-RK, RLPSXG527-RK, RLPSXG531-RK, RLPSXG711-RK, RLPSXG714-RK, RLPSXG717-RK, RLPSXG720-RK, RLPSXG723-RK, RLPSXG727-RK, RLPSXG731-RK, RLPSXH711-RK, RLPSXH714-RK, RLPSXH717-RK, RLPSXH720-RK, RLPSXH723-RK, RLPSXH727-RK, RLPSXH731-RK, RRUUX407-RK, RRUUX412-RK, RRUUX417-RK, RSUU1090-RK, RSUU1120-RK, RSUU1150-RK, RSUU2075-RK, RSUU2090-RK, RSUU2105-RK, RSUU2120-RK, RSUU2135-RK, RSUU2150-RK, RSUU2165-RK, RSUU2180-RK, RSUU2200-RK, RSUU2220-RK, RSUU2240-RK, RSUU3075-RK, RSUU3090-RK, RSUU3105-RK, RSUU3120-RK, RSUU3135-RK, RSUU3150-RK, RSUU3165-RK, RSUU3180-RK, RSUU3200-RK, RSUU3220-RK, RSUU3240-RK, RSUU4075-RK, RSUU4090-RK, RSUU4105-RK, RSUU4120-RK, RSUU4135-RK, RSUU4150-RK, RSUU4165-RK, RSUU4180-RK, RSUU4200-RK, RSUU4220-RK, RSUU4240-RK, RTUUX100-RK, RTUUX200-RK, RTUUX300-RK, RTUUX400-RK, RTUUX500-RK, RTUUX600-RK, RTUUX700-RK, RTUUX800-RK, UFCRLA00-K, UFCRLB00-K, UFCRLC00-K, UFCRLD00-K, UFCRLE00-K, UFCRLF00-K, UFCRLG00-K, UFCRLH00-K, UFCRRA00-K, UFCRRB00-K, UFCRRC00-K, UFCRRD00-K, UFCRRE00-K, UFCRRF00-K, UFCRRG00-K, UFCRRH00-K, UFPSLA00-K, UFPSLB00-K, UFPSLC00-K, UFPSLD00-K, UFPSLE00-K, UFPSLF00-K, UFPSLG00-K, UFPSLH00-K, UFPSRA00-K, UFPSRB00-K, UFPSRC00-K, UFPSRD00-K, UFPSRE00-K, UFPSRF00-K, UFPSRG00-K, UFPSRH00-K, UPUUX825-K, UPUUX828-K, UPUUX831-K, UPUUX834-K, UPUUX837-K, UPUUX840-K, MLUCXC316-K, MLUCXC317-K, MLUCXD109-K, MLUCXD110-K, MLUCXD111-K, MLUCXD112-K, MLUCXD113-K, MLUCXD114-K, MLUCXD115-K, MLUCXD116-K, MLUCXD117-K, MLUCXD309-K, MLUCXD310-K, MLUCXD311-K, MLUCXO312-K, MLUCXD313-K, MLUCXD314-K, MLUCXD315-K, MLUCXD316-K, MLUCXD317-K, MLUCXE309-K, MLUCXE310-K, MLUCXE311-K, MLUCXE312-K, MLUCXE313-K, MLUCXE314-K, MLUCXE315-K, MLUCXE316-K, MLUCXE317-K, MLUCXE509-K, MLUCXE510-K, MLUCXES11-K, MLUCXE512-K, MLUCXE513-K, MLUCXE514-K, MLUCXE515-K, MLUCXE516-K, MLUCXE517-K, MLUCXF309-K, MLUCXF310-K, MLUCXF311-K, MLUCXF312-K, MLUCXF313-K, MLUCXF314-K, MLUCXF315-K, MLUCXF316-K, MLUCXF317-K, MLUCXF509-K, MLUCXF510-K, MLUCXF511-K, MLUCXF512-K, MLUCXF513-K, MLUCXF514-K, MLUCXF515-K, MLUCXF516-K, MLUCXF517-K, MLUCXF709-K, MLUCXF710-K, MLUCXF711-K, MLUCXF712-K, MLUCXF713-K, MLUCXF714-K, MLUCXF715-K, MLUCXF716-K, MLUCXF717-K, MLUCXG509-K, MLUCXG510-K, MLUCXG511-K, MLUCXG512-K, MLUCXG513-K, MLUCXG514-K, MLUCXG515-K, MLUCXG516-K, MLUCXG517-K, MLUCXG709-K, MLUCXG710-K, MLUCXG711-K, MLUCXG712-K, MLUCXG713-K, MLUCXG714-K, MLUCXG715-K, MLUCXG716-K, MLUCXG717-K, MLUCXH709-K, MLUCXH710-K, MLUCXH711-K, MLUCXH712-K, MLUCXH713-K, MLUCXH714-K, MLUCXH715-K, MLUCXH716-K, MLUCXH717-K, MTUUX100-K, MTUUX200-K, MTUUX300-K, MTUUX400-K, MTUUX500-K, MTUUX600-K, MTUUX700-K, MTUUX800-K, RAUUX000-RK, RAUUX100-RK, RAUUX200-RK, RAUUX300-RK, RAUUX400-RK, RAUUX500-RK, RAUUX600-RK, RAUUX700-RK, RAUUX800-RK, RFPSLA00-RK, RFPSLB00-RK, RFPSLC0O-RK, RFPSLD0O-RK, RFPSLE00-RK, RFPSLF00-RK, RFPSLG00-RK, RFPSLH00-RK, RFPSRA00-RK, RFPSRB00-RK, RFPSRC00-RK, RFPSRD00-RK, RFPSRE0O-RK, RFPSRF00-RK, RFPSRG00-RK, RFPSRH00-RK, RGPSDA00-RK, RGPSDB00-RK, RGPSDC00-RK, RGPSDD00-RK, RGPSDE00-RK, RGPSDF00-RK, RGPSDG00-RK, RGPSDH00-RK, RGPSPA00-RK, RGPSPB00-RK, RGPSPC00-R | Klasa III | Protez qe perdoret per nderhyrjet ne gju. | Pajisje te implantueshme jo aktive
17156 | BioBall™ Adapter 12/14 Offset 7.5° Neck 2XL, TiAl6V4 ELI, sterile, BioBall™ Adapter 12/14 Offset 7.5° Neck 3XL, TiAl6V4 ELI, sterile, BioBall™ Adapter 12/14 Offset 7.5° Neck 4XL, TiAl6V4 ELI, sterile, BioBall™ Adapter 12/14 Offset 7.5° Neck 5XL, TiAl6V4 ELI, sterile, BioBall™ Adapter 14/16 Offset 7.5° Neck 2XL, TiAl6V4 ELI, sterile, BioBall™ Adapter 14/16 Offset 7.5° Neck 3XL, TiAl6V4 ELI, sterile, BioBall™ Adapter 14/16 Offset 7.5° Neck 4XL, TiAl6V4 ELI, sterile, BioBall™ Adapter 14/16 Offset 7.5° Neck 5XL, TiAl6V4 ELI, sterile, BioBall™ Adapter MSPC Standard Neck M, TiAl6V4 ELI, sterile, BioBall™ Adapter MSPC Standard 13/14, Standard 2'52', Neck L, TiAl6V4 ELI, sterile, BioBall™ Adapter MSBG Standard Neck M, TiAl6V4 ELI, sterile, BioBall™ Adapter MSBG Standard Neck L, TiAl6V4 ELI, sterile, BioBall™ Adapter MSBG Standard Neck XL, TiAl6V4 ELI, sterile, BioBall™ Adapter MSBG Standard Neck 2XL, TiAl6V4 ELI, sterile, BioBall™ Adapter MSSR Standard 11/13, 6'2', Neck M, TiAl6V4 ELI, sterile, BioBall™ Adapter MSSR Standard 11/13, 6'2', Neck L, TiAl6V4 ELI, sterile, BioBall™ Adapter MSSR Standard 11/13, 6'2', Neck XL, TiAl6V4 ELI, sterile, BioBall™ Adapter Offset II 12/14, Offset 5°42', Neck M, TiAl6V4 ELI, sterile, BioBall™ Adapter Offset II 12/14, Offset 5°42', Neck L, TiAl6V4 ELI, sterile, BioBall™ Adapter Offset II 12/14, Offset 5°42', Neck XL TiAl6V4 ELI, sterile, BioBall™ Adapter Offset II 12/14, Offset 5°42', Neck 2XL, TiAl6V4 ELI, sterile, BioBall™ Adapter Offset II 12/14, Offset 5°42', Neck 3XL, TiAl6V4 ELI, sterile, BioBall™ System, BioBall™ Metal Head Ø28 mm, Vivium, sterile, BioBall™ Metal Head Ø32 mm, Vivium, sterile, BioBall™ Metal Head Ø33 mm, Vivium, sterile, BioBall™ Metal Head Ø35 mm, Vivium, sterile, BioBall™ Metal Head Ø36 mm, Vivium, sterile, BioBall™ Metal Head Ø38 mm, Vivium, sterile, BioBall DELTA™ Ceramic Head Ø28 mm, sterile, BioBall DELTA™ Ceramic Head Ø32 mm, sterile, BioBall DELTA™ Ceramic Head Ø36 mm, sterile, BioBall DELTA™ Ceramic Head Ø40 mm, sterile, BioBall DELTA™ Ceramic Head Ø44 mm, sterile, BioBall DELTA™ Ceramic Head Ø48 mm, sterile, BioBall™ Adapter MS 10/12 Standard Neck S, TiAl6V4 ELI, sterile, BioBall™ Adapter MS 10/12 Standard Neck M, TiAl6V4 ELI, sterile, BioBall™ Adapter MS 10/12 Standard Neck L, TiAl6V4 ELI, sterile, BioBall™ Adapter MS 10/12 Standard Neck XL, TiAl6V4 ELI, sterile, BioBall™ Adapter MS 10/12 Standard Neck 2XL, TiAl6V4 ELI, sterile, BioBall™ Adapter MS 10/12 Standard Neck 3XL, TiAl6V4 ELI, sterile, BioBall™ Adapter 12/14 Standard Neck S, TiAl6V4 ELI, sterile, BioBall™ Adapter 12/14 Standard Neck M, TiAl6V4 ELI, sterile, BioBall™ Adapter 12/14 Standard Neck L,TiAl6V4 ELI, sterile, BioBall™ Adapter 12/14 Standard Neck XL, TiAl6V4 ELI, sterile, BioBall™ Adapter 12/14 Standard Neck 2XL, TiAl6V4 ELI, sterile, BioBall™ Adapter 12/14 Standard Neck 3XL, TiAl6V4 ELI, sterile, BioBall™ Adapter 12/14 Standard Neck 4XL, TiAl6V4 ELI, sterile, BioBall™ Adapter 12/14 Standard Neck 5XL, TiAl6V4 ELI, sterile, BioBall™ Adapter 14/16 Standard Neck M, TiAl6V4 ELI, sterile, BioBall™ Adapter 14/16 Standard Neck L, TiAl6V4 ELI, sterile, BioBall™ Adapter 14/16 Standard Neck XL, TiAl6V4 ELI, sterile, BioBall™ Adapter 14/16 Standard Neck 2XL, TiAl6V4 ELI, sterile, BioBall™ Adapter 14/16 Standard Neck 3XL, TiAl6V4 ELI, sterile, BioBall™ Adapter 14/16 Standard Neck 4XL, TiAl6V4 ELI, sterile, BioBall™ Adapter 14/16 Standard Neck 5XL, TiAl6V4 ELI, sterile, BioBall™ Adapter MS 10/12 Offset 7.5° Neck M, TiAl6V4 ELI, sterile, BioBall™ Adapter MS 10/12 Offset 7.5° Neck L, TiAl6V4 ELI, sterile, BioBall™ Adapter MS 10/12 Offset 7.5° Neck XL, TiAl6V4 ELI, sterile, BioBall™ Adapter MS 10/12 Offset 7.5° Neck 2XL, TiAl6V4 ELI, sterile, BioBall™ Adapter MS 10/12 Offset 7.5° Neck 3XL, TiAl6V4 ELI, sterile, BioBall™ Adapter 12/14 Offset 7.5° Neck M, TiAl6V4 ELI, sterile, BioBall™ Adapter 12/14 Offset 7.5° Neck L, TiAl6V4 ELI, sterile, BioBall™ Adapter 12/14 Offset 7.5° Neck XL, TiAl6V4 ELI, sterile, BioBall™ Adapter MST1 Offset, Neck L, TiAl6V4 ELI, sterile, BioBall™ Adapter MST1 Offset, Neck XL, TiAl6V4 ELI, sterile, BioBall™ Adapter MST1 Offset, Neck 2XL, TiAl6V4 ELI, sterile, BioBall™ Adapter MST1 Offset, Neck 3XL, TiAl6V4 ELI, sterile, BioBall™ Adapter MSSY 10/12, Standard 6°, Neck S, TiAl6V4 ELI, steril, BioBall™ Adapter MSSY 10/12, Standard 6°, Neck M, TiAl6V4 ELI, sterile, BioBall™ Adapter MSSY 10/12, Standard 6°, Neck L, TiAl6V4 ELI, sterile, BioBall™ Adapter MSSY 10/12, Standard 6°, Neck XL, TiAl6V4 ELI, sterile, BioBall™ Adapter Offset II 12/14, Offset 5°42', Neck 4XL, TiAl6V4 ELI, sterile, BioBall™ Adapter Offset II 12/14, Offset 5°42', Neck 5XL, TiAl6V4 ELI, sterile, BioBall™ Adapter MS 8/10 Standard Neck S, TiAl6V4 ELI, sterile, BioBall™ Adapter MS 8/10 Standard Neck M, TiAl6V4 ELI, sterile, BioBall™ Adapter MS 8/10 Standard Neck L, TiAl6V4 ELI, sterile, BioBall™ Adapter MS 8/10 Standard Neck XL, TiAl6V4 ELI, sterile, BioBall™ Adapter MS 8/10 Standard Neck 2XL, TiAl6V4 ELI, sterile, BioBall™ Adapter MS 8/10 Offset Neck M, TiAl6V4 ELI, sterile, BioBall™ Adapter MS 8/10 Offset Neck L, TiAl6V4 ELI, sterile, BioBall™ Adapter MS 8/10 Offset Neck XL, TiAl6V4 ELI, sterile, BioBall™ Adapter MS 8/10 Offset Neck 2XL, TiAl6V4 ELI, sterile, BioBall™ Adapter MSZI Neck S, TiAl6V4 ELI, sterile, BioBall™ Adapter MSZI Neck M, TiAl6V4 ELI, sterile, BioBall™ Adapter MSZI Neck L, TiAl6V4 ELI, sterile, BioBall™ Adapter MSZI Neck XL, TiAl6V4 ELI, sterile, BioBall™ Adapter MSZI Neck 2XL, TiAl6V4 ELI, sterile, BioBall™ Adapter MSZI Neck 3XL, TiAl6V4 ELI, sterile, BioBall™ Adapter MSV4 11/12, Standard 5°39', Neck M, TiAl6V4 ELI, sterile, BioBall™ Adapter MSV4 11/12, Standard 5°39', Neck L, TiAl6V4 ELI, sterile, BioBall™ Adapter MSV4 11/12, Standard 5°39', Neck XL, TiAl6V4 ELI, sterile, BioBall™ Adapter MSV4 11/12, Standard 5°39', Neck 2XL, TiAl6V4 ELI, sterile, BioBall™ Adapter MSV4 11/12, Standard 5°39', Neck 3XL, TiAl6V4 ELI, sterile, BioBall™ Adapter MSV4 11/12, Offset 5°39', Neck M, TiAl6V4 ELI, sterile, BioBall™ Adapter MSV4 11/12, Offset 5°39', Neck L, TiAl6V4 ELI, sterile, BioBall™ Adapter MSV4 11/12, Offset 5°39', Neck XL, TiAl6V4 ELI, sterile, BioBall™ Adapter MSV4 11/12, Offset 5°39', Neck 2XL, TiAl6V4 ELI, sterile, BioBall™ Adapter MSV4 11/12, Offset 5°39', Neck 3XL, TiAl6V4 ELI, sterile, BioBall™ Adapter MST1 Neck M, TiAl6V4 ELI, sterile, BioBall™ Adapter MST1 Neck L, TiAl6V4 ELI, sterile, BioBall™ Adapter MST1 Neck XL, TiAl6V4 ELI, sterile, BioBall™ Adapter MST1 Neck 2XL, TiAl6V4 ELI, sterile, BioBall™ Adapter MST1 Neck 3XL, TiAl6V4 ELI, sterile, BioBall™ Adapter MST1 Offset, Neck M, TiAl6V4 ELI, sterile | T R I M E D | 2024-08-29T00:00:00.000+02:00 | Merete GmbH, Alt-Lankwitz 102, 12247 Berlin, Germany | HM30225, HM30226, HM30227, HM30228, HM30445, HM30446, HM30447, HM30448, HM31132, HM31133, HM31142, HM31143, HM31144, HM31145, HM31152, HM31153, HM31154, HM31222, HM31223, HM31224, HM31225, HM31226, N/A, HM30028, HM30032, HM30033, HM30035, HM30036, HM30038, HM50028, HM50032, HM50036, HM50040, HM50044, HM50048, HM30101, HM30102, HM30103, HM30104, HM30105, HM30106, HM30121, HM30122, HM30123, HM30124, HM30125, HM30126, HM30127, HM30128, HM30142, HM30143, HM30144, HM30145, HM30146, HM30147, HM30148, HM30202, HM30203, HM30204, HM30205, HM30206, HM30222, HM30223, HM30224, HM36023, HM36024, HM36025, HM36026, HM37121, HM37122, HM37123, HM37124, HM31227, HM31228, HM32121, HM32122, HM32123, HM32124, HM32125, HM32222, HM32223, HM32224, HM32225, HM33121, HM33122, HM33123, HM33124, HM33125, HM33126, HM34122, HM34123, HM34124, HM34125, HM34126, HM34222, HM34223, HM34224, HM34225, HM34226, HM36002, HM36003, HM36004, HM36005, HM36006, HM36022 | Klasa III | BioBall™ System janë pajisje mjekësore që përdoren në kirurgjinë artroplastike të hipit. Me anë të këtyre pajisjeve, një përshtatës modular që lidh kërcellin femoral dhe kokën modulare të femurit shërben për të mbrojtur bashkimin qafë-kokë dhe për të rivendosur biomekanikën para operacionit, si dhe tensionin e indeve të buta kur komponenti femoral ose acetabular duhet të ruhet. | Produkte per institucione te kujdesit shendetesor
17157 | BioBall™ System Instruments, BioBall™ AdapterSelector MST1 (11/13- 4° 3'), TiAl6V4 ELI, non-sterile, BioBall™ AdapterSelector MSV4 (11/12- 5° 39'), TiAl6V4 ELI, non-sterile, BioBall™ AdapterSelector MS 10/12 (5° 42'), TiAl6V4 ELI, non-sterile, BioBall™ Trial Adapter Standard 12/14 (5°42'30''), Neck XL, non-sterile, BioBall™ Trial Adapter Standard 12/14 (5°42'30''), Neck 2XL, non-sterile, BioBall™ Trial Adapter Standard 12/14 (5°42'30''), Neck 3XL, non-sterile, BioBall™ Trial Adapter Standard 12/14 (5°42'30''), Neck 4XL, non-sterile, BioBall™ Trial Adapter Standard 12/14 (5°42'30''), Neck 5XL, non-sterile, BioBall™ Trial Head Ø32 mm PEEK XRO green, non-sterile, BioBall™ Trial Adapter Standard 14/16 (5°42'30''), Neck: M, non-sterile, BioBall™ Trial Adapter Standard 14/16 (5°42'30''), Neck: L, non-sterile, BioBall™ Trial Adapter Standard 14/16 (5°42'30''), Neck: XL, non-sterile, BioBall™ Trial Adapter Standard 14/16 (5°42'30''), Neck: 2XL, non-sterile, BioBall™ Trial Adapter Standard 14/16 (5°42'30''), Neck: 3XL, non-sterile, BioBall™ Trial Adapter Standard 14/16 (5°42'30''), Neck: 4XL, non-sterile, BioBall™ Trial Adapter Standard 14/16 (5°42'30''), Neck: 5XL, non-sterile, BioBall™ Trial Adapter MS 10/12 Offset 7.5 10/12 5°42', Neck M, non-sterile, BioBall™ Trial Adapter MS 10/12 Offset 7.5 10/12 5°42', Neck L, non-sterile, BioBall™ Trial Adapter MS 10/12 Offset 7.5 10/12 5°42', Neck XL, non-sterile, BioBall™ Trial Adapter MS 10/12 Offset 7.5 10/12 5°42', Neck 2XL, non-sterile, BioBall™ Trial Adapter MS 10/12 Offset 7.5 10/12 5°42', Neck 3XL, non-sterile, BioBall™ Offset Trial Adapter 12/14 (5°42'30''), Neck M, non-sterile, BioBall™ Offset Trial Adapter 12/14 (5°42'30''), Neck L, non-sterile, BioBall™ Offset Trial Adapter 12/14 (5°42'30''), Neck XL, non-sterile, BioBall™ Offset Trial Adapter 12/14 (5°42'30''), Neck 2XL, non-sterile, BioBall™ Offset Trial Adapter 12/14 (5°42'30''), Neck 3XL, non-sterile, BioBall™ Offset Trial Adapter 12/14 (5°42'30''), Neck 4XL, non-sterile, BioBall™ Trial Adapter Offset 12/14 (5°42'30''), Neck 5XL, non-sterile, BioBall™ Offset Trial Adapter 14/16 (5°42'30'') Neck: 2XL, PEEK XRO (ivory), non-sterile, BioBall™ Offset Trial Adapter 14/16 (5°42'30'') Neck: 3XL, PEEK XRO (ivory), non-sterile, BioBall™ Offset Trial Adapter 14/16 (5°42'30'') Neck: 4XL, PEEK XRO (ivory), non-sterile, BioBall™ Offset Trial Adapter 14/16 (5°42'30'') Neck: 5XL, PEEK XRO (ivory), non-sterile, BioBall™ Trial Adapter Offset II Offset 12/14, Neck M, PEEK XRO, non-sterile, BioBall™ Trial Adapter Offset II Offset 12/14, Neck L, PEEK XRO, non-sterile, BioBall™ Trial Adapter Offset II Offset 12/14, Neck XL, PEEK XRO, non-sterile, BioBall™ Trial Adapter Offset II Offset 12/14, Neck 2XL, PEEK XRO, non-sterile, BioBall™ Trial Adapter Offset II Offset 12/14, Neck 3XL, PEEK XRO, non-sterile, BioBall™ Trial Adapter Offset II Offset 12/14, Neck 4XL, PEEK XRO, non-sterile, BioBall™ Trial Adapter Offset II Offset 12/14, Neck 5XL, PEEK XRO, non-sterile, BioBall™ Trial Head Ø28 mm, PEEK XRO green, non-sterile, BioBall™ Trial Head Ø33 mm, PEEK XRO green, non-sterile, BioBall™ Trial Head Ø35 mm, PEEK XRO green, non-sterile, BioBall™ Trial Head Ø36 mm, PEEK XRO green, non-sterile, BioBall™ Trial Head Ø38 mm, PEEK XRO green, non-sterile, BioBall™ Trial Head Ø40 mm, PEEK XRO green, non-sterile, BioBall™ Trial Head Ø42 mm, POM green, non-sterile, BioBall™ Trial Head Ø43 mm, POM green, non-sterile, BioBall™ Trial Head Ø44 mm, POM green, non-sterile, BioBall™ Trial Head Ø45 mm, POM green, non-sterile, BioBall™ Trial Head Ø46 mm, POM green, non-sterile, BioBall™ Trial Head Ø47 mm, POM green, non-sterile, BioBall™ Trial Head Ø48 mm, POM green, non-sterile, BioBall™ Trial Head Ø49 mm, POM green, non-sterile, BioBall™ Trial Head Ø50 mm, POM green, non-sterile, BioBall™ Trial Head Ø51 mm, POM green, non-sterile, BioBall™ Trial Head Ø52 mm, POM green, non-sterile, BioBall™ Trial Head Ø53 mm, POM green, non-sterile, BioBall™ Trial Head Ø54 mm, POM green, non-sterile, BioBall™ Trial Head Ø55 mm, POM green, non-sterile, BioBall™ Trial Head Ø56 mm, POM green, non-sterile, BioBall™ Trial Head Ø57 mm, POM green, non-sterile, BioBall™ Trial Head Ø58 mm, POM green, non-sterile, BioBall™ AdapterSelector MSZI (10/12 6° 0'), TiAl6V4 ELI, non-sterile, BioBall™ AdapterSelector MS 8/10 (5° 42'), TiAl6V4 ELI, non-sterile, BioBall™ AdapterSelector 12/14 (5° 42'), TiAl6V4 ELI, non-sterile, BioBall™ AdapterSelector 14/16 (5° 42'), TiAl6V4 ELI, non-sterile, BioBall™ AdapterSelector MSBG (14/16- 6° 0'), TiAl6V4 ELI, non-sterile, BioBall™ AdapterSelector MSPC (13/14- 2° 52'), TiAl6V4 ELI, non-sterile, BioBall™ AdapterSelector MSSR (11/13- 6° 2'), TiAl6V4 ELI, non-sterile, BioBall™ AdapterSelector MSKK (14/16- 5° 42' 30"), TiAl6V4 ELI, non-sterile, BioBall™ AdapterSelector MSSY (10/12- 6°), TiAl6V4 ELI, non-sterile, BioBall™ Head Impactor POM black, non-sterile, BioBall™ Handle 1.457, POM black, non- sterile, BioBall™ Separating Wedge size S ,1.4021, non-sterile, BioBall™ Separating Wedge size M ,1.4021, non-sterile, BioBall™ Separating Wedge size L ,1.4021, non-sterile, BioBall™ Adapter Extractor non-sterile, BioBall™ Extractor Sleeve for Adapter 12/14 S and MSPC M, non-sterile, BioBall™ Extractor Sleeve for Adapter 14/16 M and MSBG M, non-sterile, BioBall™ Extractor Sleeve for Adapter MSV4 M and MSSR M, non-sterile, BioBall™ Extractor Sleeve for Adapter MS 10/12 S and MSSY S/M,non-sterile, BioBall™ Extractor Sleeve for Adapter MSZI S-M, non-sterile, BioBall™ Extractor Sleeve for Offset Adapter 12/14 M, non-sterile, BioBall™ Trial Adapter MST1 Standard 11/13 4°3' Neck M, non-sterile, BioBall™ Trial Adapter MST1 Standard 11/13 4°3' Neck L, non-sterile, BioBall™ Trial Adapter MST1 Standard 11/13 4°3' Neck XL, non-sterile, BioBall™ Trial Adapter MST1 Standard 11/13 4°3' Neck 2XL, non-sterile, BioBall™ Trial Adapter MST1 Standard 11/13 4°3' Neck 3XL, non-sterile, BioBall™ Trial Adapter MSV4 Offset 7.5, 11/12 5°39' Neck M, non-sterile, BioBall™ Trial Adapter MSV4 Offset 7.5, 11/12 5°39' Neck L, non-sterile, BioBall™ Trial Adapter MSV4 Offset 7.5, 11/12 5°39' Neck XL, non-sterile, BioBall™ Trial Adapter MSV4 Offset 7.5, 11/12 5°39' Neck 2XL, non-sterile, BioBall™ Trial Adapter MSV4 Offset 7.5, 11/12 5°39' Neck 3XL, non-sterile, BioBall™ Trial Adapter MS 8/10 Standard 8/10 5°42' Neck S, non-sterile, BioBall™ Trial Adapter MS 8/10 Standard 8/10 5°42' Neck M, non-sterile, BioBall™ Trial Adapter MS 8/10 Standard 8/10 5°42' Neck L, non-sterile, BioBall™ Trial Adapter MS 8/10 Standard 8/10 5°42' Neck XL, non-sterile, BioBall™ Trial Adapter MS 8/10 Standard 8/10 5°42' Neck 2XL, non- sterile, BioBall™ Trial Adapter MSPC Standard 13/14 -2°52' Neck M, non-sterile, BioBall™ Trial Adapter MSPC Standard 13/14 -2°52' Neck L, non-sterile, BioBall™ Trial Adapter Standard MSBG 14/16-6°0', Neck M, non-sterile, BioBall™ Trial Adapter Standard MSBG (14/16-6°0') Neck L, non-sterile, BioBall™ Trial Adapter Standard MSBG (14/16-6°0') Neck XL, non-sterile, BioBall™ Trial Adapter Standard MSBG (14/16-6°0') Neck 2XL, non-sterile, BioBall™ Trial Adapter Standard MSSR (11/13-6°2') Neck M, non-sterile, BioBall™ Trial Adapter Standard MSSR (11/13-6°2') Neck L, non-sterile, BioBall™ Trial Adapter Standard MSSR (11/13-6°2') Neck XL, non-sterile, BioBall™ Trial Adapter MS 8/10 Offse 7.5 8/10 5°42' Halslänge M, non-sterile, BioBall™ Trial Adapter MS 8/10 Offset 7.5 8/10 5°42' Halslänge L, non-sterile, BioBall™ Trial Adapter MS 8/10 Offset 7.5 8/10 5°42' Halslänge XL, non-sterile, BioBall™ Trial Adapter MS 8/10 Offset 7.5 8/10 5°42' Neck 2XL, non-sterile, BioBall™ Trial Adapter MSV4 Standard 11/12 5°39' Neck M, non-sterile, BioBall™ Trial Adapter MSV4 Standard 11/12 5°39' Neck L, non-sterile, BioBall™ Trial Adapter MSV4 Standard 11/12 5°39' Neck XL, non-sterile, BioBall™ Trial Adapter MSV4 Standard 11/12 5°39' Neck 2XL, non-sterile, BioBall™ Trial Adapter MSV4 Standard 11/12 5°39' Neck 3XL, non-sterile, BioBall™ Trial Adapter MSZI Standard 10/12 6°0' Neck S, non-sterile, BioBall™ Trial Adapter MSZI Standard 10/12 6°0' Neck M, non-sterile, BioBall™ Trial Adapter MSZI Standard 10/12 6°0' Neck L, non-sterile, BioBall™ Trial Adapter MSZI Standard 10/12 6°0' Neck XL, non-sterile, BioBall™ Trial Adapter MSZI Standard 10/12 6°0' Neck 2XL, non-sterile, BioBall™ Trial Adapter MSZI Standard 10/12 6°0' Neck 3XL, non-sterile, BioBall™ Trial Adapter MST1 Offset 7.5 11/13 4°3' Neck M, non-sterile, BioBall™ Trial Adapter MST1 Offset 7.5 11/13 4°3' Neck L, non-sterile, BioBall™ Trial Adapter MST1 Offset 7.5 11/13 4°3' Neck XL, non-sterile, BioBall™ Trial Adapter MST1 Offset 7.5 11/13 4°3' Neck 2XL, non-sterile, BioBall™ Trial Adapter MST1 Offset 7.5 11/13 4°3' Neck 3XL, non-sterile, BioBall™ Trial Adapter MSSY Standard 10/12 6° Neck S, non-sterile, BioBall™ Trial Adapter MSSY Standard 10/12 6° Neck M, non-sterile, BioBall™ Trial Adapter MSSY Standard 10/12 6° Neck L, non-sterile, BioBall™ Trial Adapter MSSY Standard 10/12 6° Neck XL, non-sterile, BioBall™ Trial Adapter MS 10/12 Standard 10/12 5°42' Neck S, non-sterile, BioBall™ Trial Adapter MS 10/12Standard 10/12 5°42' Neck M, non-sterile, BioBall™ Trial Adapter MS 10/12 Standard 10/12 5°42' Neck L, non-sterile, BioBall™ Trial Adapter MS 10/12 Standard 10/12 5°42' Neck XL, non- sterile, BioBall™ Trial Adapter MS 10/12 Standard 10/12 5°42' Neck 2XL, non- sterile, BioBall™ Trial Adapter MS 10/12 Standard 10/12 5°42' Neck 3XL, non- sterile, BioBall™ Trial Adapter Standard 12/14 (5°42'30''), Neck S, non-sterile, BioBall™ Trial Adapter Standard 12/14 (5°42'30''), Neck M, non-sterile, BioBall™ Trial Adapter Standard 12/14 (5°42'30''), Neck L, non-sterile | T R I M E D | 2024-08-29T00:00:00.000+02:00 | Merete GmbH, Alt-Lankwitz 102, 12247 Berlin, Germany | N/A, HI39001, HI39002, HI39003, HM40124, HM40125, HM40126, HM40127, HM40128, HM40132, HM40142, HM40143, HM40144, HM40145, HM40146, HM40147, HM40148, HM40202, HM40203, HM40204, HM40205, HM40206, HM40222, HM40223, HM40224, HM40225, HM40226, HM40227, HM40228, HM40445, HM40446, HM40447, HM40448, HM41222, HM41223, HM41224, HM41225, HM41226, HM41227, HM41228, HM40028, HM40033, HM40035, HM40036, HM40038, HM40040, HM40342, HM40343, HM40344, HM40345, HM40346, HM40347, HM40348, HM40349, HM40350, HM40351, HM40352, HM40353, HM40354, HM40355, HM40356, HM40357, HM40358, HI39004, HI39005, HI39006, HI39007, HI39008, HI39009, HI39010, HI39011, HI39012, HM10004, HM10005, HM10007, HM10008, HM10009, HM20001, HM20002, HM20003, HM20004, HM20005, HM20006, HM20007, HM39002, HM39003, HM39004, HM39005, HM39006, HM39022, HM39023, HM39024, HM39025, HM39026, HM39121, HM39122, HM39123, HM39124, HM39125, HM39132, HM39133, HM39142, HM39143, HM39144, HM39145, HM39152, HM39153, HM39154, HM39222, HM39223, HM39224, HM39225, HM39322, HM39323, HM39324, HM39325, HM39326, HM39421, HM39422, HM39423, HM39424, HM39425, HM39426, HM39522, HM39523, HM39524, HM39525, HM39526, HM39621, HM39622, HM39623, HM39624, HM40101, HM40102, HM40103, HM40104, HM40105, HM40106, HM40121, HM40122, HM40123 | Klasa IIa | BioBall™ System Instruments janë pajisje mjekësore që përdoren për korrigjimin intraoperativ të gjatësisë së qafës së femurit, të retro-/antetorsionit, lateralizimit/medializimit në kërcell in situ. Këto pajisje ndihmojnë në përmirësimin e ecjes së pacientit dhe zvogëlimin e rrezikut të dislokimit. | Produkte per institucione te kujdesit shendetesor
17158 | Reloaded Cartridge for Endoscopic linear Cutter Stapler | TRITA HOSPITAL | 2024-08-28T00:00:00.000+02:00 | Changzhou Xin Neng Yuan Medical Stapler Co.,Ltd adr No.51 Shuishan Rd. Zhonglou Economic development District, Changzhou, Jiangsu | XNY3025A, XNY4525A, XNY4535A, XNY4548A,XNY6025A, XNY6035A, XNY6048A,XNYJ4025A, XNYJ4035A, XNYJ4542A, XNYJ6025A, XNYJ6035A, XNYJ6042A, XNYJ45LA, XNYJ45MA,XNYJ45HA, XNYJ60LA, XNYJ60MA, XNYJ60HA | Klasa IIb | Kartrixhe qe vendosen ne aplikator Stapler qe ben te mundur qepjen e stomakut | Pajisje nje perdorimeshe
17159 | Ultrasound probe CV1-8AE, Ultrasound probe L3-22, Ultrasound probe CMV1-10, Ultrasound probe CMV1-10Z, Ultrasound probe PA1-5AE | PEGASUS. | 2024-08-28T00:00:00.000+02:00 | Samsung Medison Co., Ltd. 3366, Hanseo-ro, Nam-myeon, Hongcheon-gun, Gangwon-do 25108, Republic of Korea | CV1-8AE, L3-22, CMV1-10, CMV1-10Z, PA1-5AE | Klasa IIa | Jane sonda te aparateve diagnostikues ekografike, skanera me ultratinguj | Pajisje diagnostikuese dhe terapeutike me rezatim
te kompanise Samsung qe perdoren per qellime te ndryshme diagnostike.
17160 | RX Acculink TM Carotid Stent System / 1010126-20, RX Acculink TM Carotid Stent System / 1010127-20 , RX Acculink TM Carotid Stent System / 1010128-20, RX Acculink TM Carotid Stent System / 1010129-20, RX Acculink TM Carotid Stent System / 1010130-20, RX Acculink TM Carotid Stent System / 1010131-20, RX Acculink TM Carotid Stent System / 1010126-30, RX Acculink TM Carotid Stent System / 1010127-30, RX Acculink TM Carotid Stent System / 1010128-30, RX Acculink TM Carotid Stent System / 1010129-30, RX Acculink TM Carotid Stent System / 1010130-30, RX Acculink TM Carotid Stent System / 1010131-30, RX Acculink TM Carotid Stent System / 1010132-30, RX Acculink TM Carotid Stent System / 1010133-30, RX Acculink TM Carotid Stent System / 1010126-40, RX Acculink TM Carotid Stent System / 1010127-40, RX Acculink TM Carotid Stent System / 1010128-40, RX Acculink TM Carotid Stent System / 1010129-40, RX Acculink TM Carotid Stent System / 1010130-40, RX Acculink TM Carotid Stent System / 1010131-40, RX Acculink TM Carotid Stent System / 1010132-40, RX Acculink TM Carotid Stent System / 1010133-40 | DIAL-ALB | 2024-08-29T00:00:00.000+02:00 | Abbott Medical, 3200 Lakeside Drive, Santa Clara, CA 95054, USA | 1010126-20, 1010127-20, 1010128-20, 1010129-20, 1010130-20, 1010131-20, 1010126-30, 1010127-30, 1010128-30, 1010129-30, 1010130-30, 1010131-30, 1010132-30, 1010133-30, 1010126-40, 1010127-40, 1010128-40, 1010129-40, 1010130-40, 1010131-40, 1010132-40, 1010133-40 | Klasa III | Sistemi i stenteve karotide RX Acculink TM është i destinuar për rivaskularizimin e karotideve | Pajisje te implantueshme aktive
17161 | Hi-Tourque Command TM 18 ST Guide Wire with Hydrophilic Coating / 1013784, Hi-Tourque Command TM 18 ST Guide Wire with Hydrophilic Coating / 1013785, Hi-Tourque Command TM 18 LT Guide Wire with Hydrophilic Coating / 1013806, Hi-Tourque Command TM 18 LT Guide Wire with Hydrophilic Coating / 1013807 | DIAL-ALB | 2024-08-29T00:00:00.000+02:00 | Abbott Medical, 3200 Lakeside Drive, Santa Clara, CA 95054, USA | 1013784, 1013785, 1013806, 1013807 | Klasa IIa | Tel udhezues per koronografi | Pajisje nje perdorimeshe
17162 | Emboshield NAV6 TM Embolic Protection System Small / 22442-19, Emboshield NAV6 TM Embolic Protection System Large / 22443-19, BareWire TM Distal Access Filter Delivery Wires, 190 cm / 22444-19, BareWire TM Workhorse Filter Delivery Wires, 190 cm / 22445-19, BareWire TM Workhorse Filter Delivery Wires, 315 cm / 22445-31, BareWire TM Support Filter Delivery Wires, 190 cm / 22446-19 | DIAL-ALB | 2024-08-29T00:00:00.000+02:00 | Abbott Medical, 3200 Lakeside Drive, Santa Clara, CA 95054, USA | 22442-19, 22443-19, 22444-19, 22445-19, 22445-31, 22446-19 | Klasa III | Sistemi i mbrojtjes embolike ka për qëllim kapjen dhe heqjen e materialit embolik gjatë procedurave intervenuese | Pajisje nje perdorimeshe
17163 | BareWire TM Support Filter Delivery Wires, 190 cm / 22446-19, Emboshield NAV6 TM Embolic Protection System Small / 22442-19, Emboshield NAV6 TM Embolic Protection System Large / 22443-19, BareWire TM Distal Access Filter Delivery Wires, 190 cm / 22444-19, BareWire TM Workhorse Filter Delivery Wires, 190 cm / 22445-19, BareWire TM Workhorse Filter Delivery Wires, 315 cm / 22445-31 | DIAL-ALB | 2024-08-29T00:00:00.000+02:00 | Abbott Medical, 3200 Lakeside Drive, Santa Clara, CA 95054, USA | 22446-19, 22442-19, 22443-19, 22444-19, 22445-19, 22445-31 | Klasa III | Sistemi i mbrojtjes embolike ka për qëllim kapjen dhe heqjen e materialit embolik gjatë procedurave intervenuese | Pajisje nje perdorimeshe
17164 | NC TREk NEO TM Coronary Dilatation Catheter | DIAL-ALB | 2024-08-29T00:00:00.000+02:00 | Abbott Medical, 3200 Lakeside Drive, Santa Clara, CA 95054, USA | 1400550-12, 1400550-15, 1400550-20, 1400600-12, 1400600-15, 1400600-20, 1400150-06, 1400150-08, 1400150-12, 1400150-20, 1400200-06, 1400200-08, 1400200-12, 1400200-15, 1400200-20, 1400225-06, 1400225-08, 1400225-12, 1400225-15, 1400225-20, 1400250-06, 1400250-08, 1400250-12, 1400250-15, 1400250-20, 1400250-25, 1400275-06, 1400275-08, 1400275-12, 1400275-15, 1400275-20, 1400300-06, 1400300-08, 1400300-12, 1400300-15, 1400300-20, 1400300-25, 1400325-06, 1400325-08, 1400325-12, 1400325-15, 1400325-20, 1400350-06, 1400350-08, 1400350-12, 1400350-15, 1400350-20, 1400350-25, 1400375-08, 1400375-12, 1400375-15, 1400375-20, 1400400-08, 1400400-12, 1400400-15, 1400400-20, 1400450-08, 1400450-12, 1400150-15, 1400450-20, 1400500-08, 1400500-12, 1400500-15, 1400500-20 | Klasa III | Kateteri koronar i zgjerimit NC TREk NEO TM - zgjeron strukturat stenotike të një arterie koronare pë të përmirësuar rrjedhjen/perfuzionin e gjakut të miokardit. | Pajisje nje perdorimeshe
17165 | Viatrac Tm 14 Plus Peripheral Dilatation Catheter with Microglide Tm Coating - 15mm length, Viatrac Tm 14 Plus Peripheral Dilatation Catheter with Microglide Tm Coating - 20mm length, Viatrac Tm 14 Plus Peripheral Dilatation Catheter with Microglide Tm Coating - 30mm length, Viatrac Tm 14 Plus Peripheral Dilatation Catheter with Microglide Tm Coating - 40mm length | DIAL-ALB | 2024-08-29T00:00:00.000+02:00 | Abbott Medical, 3200 Lakeside Drive, Santa Clara, CA 95054, USA | 1008189, 1008191, 1008193, 1008194, 1008192, 1008198, 1008195, 1008196, 1008199, 1008200, 1008202, 1008190, 1008197, 1008201 | Klasa IIa | Kateter i zgjerimit periferik me mikroglide | Pajisje nje perdorimeshe
17166 | X.ACT TM Carotid Stent System / XRX 020 07S, X.ACT TM Carotid Stent System / XRX 020 08S, X.ACT TM Carotid Stent System / XRX 020 09S, X.ACT TM Carotid Stent System / XRX 020 10S, X.ACT TM Carotid Stent System / XRX 030 07S, X.ACT TM Carotid Stent System / XRX 030 08S, X.ACT TM Carotid Stent System / XRX 030 09S, X.ACT TM Carotid Stent System / XRX 030 10S, X.ACT TM Carotid Stent System / XRX 030 08T, X.ACT TM Carotid Stent System / XRX 030 09T, X.ACT TM Carotid Stent System / XRX 030 10T, X.ACT TM Carotid Stent System / XRX 040 08T, X.ACT TM Carotid Stent System / XRX 040 09T, X.ACT TM Carotid Stent System / XRX 040 10T | DIAL-ALB | 2024-08-29T00:00:00.000+02:00 | Abbott Medical, 3200 Lakeside Drive, Santa Clara, CA 95054, USA | XRX 020 07S, XRX 020 08S, XRX 020 09S, XRX 020 10S, XRX 030 07S, XRX 030 08S, XRX 030 09S, XRX 030 10S, XRS 030 08T, XRX 030 09T, XRX 030 10T, XRX 040 08T, XRX 040 09T, XRX 040 10T | Klasa III | Sistemi i stenteve karotide X.ACT TM për rivaskularizimin e karotideve | Pajisje te implantueshme aktive
17167 | Vaginal Speculum side screw small, Vaginal Speculum side screw medium, Vaginal Speculum side screw large, Vaginal Speculum middle screw small, Vaginal Speculum middle screw medium, Vaginal Speculum middle screw large | MONTAL | 2024-08-28T00:00:00.000+02:00 | GIMA S.p.A Via Marconi, 1, 20060 Gessate (MI)- Italy | 29976, 29977, 29978, 29946, 29947, 29948 | Is | Pajisje gjinekologjike njeperdorimshe | Pajisje nje perdorimeshe
17168 | Sleep apnea screen meter | MONTAL | 2024-08-28T00:00:00.000+02:00 | CONTEC MEDICAL SYSTEMS CO., LTD No.112 Qinhuang West Street, Economic and Technical Development Zone, Qinhuangdao, Hebei Province, PEOPLE'S REPUBLIC OF CHINA | RS01 | Klasa IIa | Aparat portativ per matjen e parametrave jetesorë për personat që kanë sindromën apneahipopnea obstruktive të gjumit (OSAHS), sëmundjet pulmonare obstruktive kronike (COPD), astmën, sëmundjet vaskulare ose personat mbi 60 vjeç. | Instrumenta shumeperdorimeshe
17169 | Tongue depressors, WOODEN TONGUE DEPRESSOR, sterile (SLS-001) | T R I M E D | 2024-09-02T00:00:00.000+02:00 | ZARYS International Group spółka z ograniczoną odpowiedzialnością spółka komandytowa ul. Pod Borem 18, 41-808 Zabrze, Poland | Tongue depressors, WOODEN TONGUE DEPRESSOR, sterile (SLS-001) | Is | Tongue depressor është një pajisje mjekësore që përdoret për ekzaminimin e kavitetit oral. | Pajisje nje perdorimeshe
17170 | VIDAS NEPHROCHECK (NEPH) 421172, VIDAS NEPHROCHECK (NEPH) 421172-03 | LABOPHARMA SHPK | 2024-08-30T00:00:00.000+02:00 | Biomerieux SA 376 Chemin de l'Orme 69280 Marcy-l'Etoile France | 421172, 421172-03 | In vitro | Eshte nje test analizues i automatizuar qe perdoret ne sistemet VIDAS per percaktimin e proteinave TIMP-2 (Tissue Inhibitor of Metalloproteinase-2) dhe IGFBP-7 (Insulin-like Growth Factor-Binding Protein 7)ne urine. Se bashku me vleresimin klinik sherben si ndihme ne diagnostikimin e pacienteve me demtim te rende akut te veshkave., Eshte test i automatizuar qe perdoret ne sistemet VIDAS per percaktimin e proteinave TIMP-2 (Tissue Inhibitor of Metalloproteinase-2) and IGFBP-7 (Insulin-like Growth Factor-Binding Protein 7) ne urine. Se bashku me vleresimin klinik perdoret si ndohme ne diagnostikimin e pacienteve me demtim te rende akut te veshkave. | Pajisje te diagnostifikimit in vitro
17171 | BRAHMS Free BhCG KRYPTOR 809075N, BRAHMS Free BhCG KRYPTOR CAL 080991N | PEGASUS. | 2024-08-30T00:00:00.000+02:00 | BRAHMS Neuendorfstrasse 25 16761 Hennigsdorf Germany | 809075N, 080991N | In vitro | Eshte test i automatizuar qe perdoret ne sistemet BRAHMS per percaktimin ne serum te perqendrimit te hormonit BhCG., Eshte reagent qe perdoret si kalibrator per saktesine ne analizen e hormonit BhCG ne serum. me sistemet BRAHMS. | Pajisje te diagnostifikimit in vitro
17172 | Sterile oxygen masks, OXYGEN MASK with tubing, M (MTS-M-B), Sterile oxygen masks, OXYGEN MASK with tubing, L (MTS-L-B), Sterile oxygen masks, OXYGEN MASK with tubing, XL (MTS-XL-B), Sterile oxygen masks, OXYGEN MASK with tubing, S (MTS-S), Sterile oxygen masks, OXYGEN MASK with tubing, M (MTS-M), Sterile oxygen masks, OXYGEN MASK with tubing, L (MTS-L), Sterile oxygen masks, OXYGEN MASK with tubing, XL (MTS-XL), Sterile oxygen masks, OXYGEN MASK with tubing, S (MTS-S-B) | T R I M E D | 2024-09-02T00:00:00.000+02:00 | ZARYS International Group spółka z ograniczoną odpowiedzialnością spółka komandytowa ul. Pod Borem 18, 41-808 Zabrze, Poland | Sterile oxygen masks, OXYGEN MASK with tubing, M (MTS-M-B), Sterile oxygen masks, OXYGEN MASK with tubing, L (MTS-L-B), Sterile oxygen masks, OXYGEN MASK with tubing, XL (MTS-XL-B), Sterile oxygen masks, OXYGEN MASK with tubing, S (MTS-S), Sterile oxygen masks, OXYGEN MASK with tubing, M (MTS-M), Sterile oxygen masks, OXYGEN MASK with tubing, L (MTS-L), Sterile oxygen masks, OXYGEN MASK with tubing, XL (MTS-XL), Sterile oxygen masks, OXYGEN MASK with tubing, S (MTS-S-B) | Klasa IIa | Sterile oxygen masks janë pajisje mjekësore që mbulojnë hundën dhe gojën, duke siguruar një rezervuar oksigjeni për pacientin. Ato lejojnë rritjen e niveleve të oksigjenit në ajrin e thithur, ndihmojnë në parandalimin e rimarrjes së dioksidit të karbonit dhe bëjnë të mundur lagështimin e gazrave për të reduktuar tharjen e mukozës. | Pajisje anestezie dhe respiratore
17173 | Sterile breathing circuits, BREATHING CIRCUIT FOR CHILDREN with bag, elastic, additional arm (OBWD-1601L), Sterile breathing circuits, BREATHING CIRCUIT FOR ADULTS with bag, elastic, additional arm (OBWD-1603L), Sterile breathing circuits, BREATHING CIRCUIT FOR ADULTS with bag, elastic, additional arm (OBWD-2002L) , Sterile breathing circuits, BREATHING CIRCUIT FOR CHILDREN (OBP-160), Sterile breathing circuits, BREATHING CIRCUIT FOR ADULTS (OBD-160) | T R I M E D | 2024-09-02T00:00:00.000+02:00 | ZARYS International Group spółka z ograniczoną odpowiedzialnością spółka komandytowa ul. Pod Borem 18, 41-808 Zabrze, Poland | Sterile breathing circuits, BREATHING CIRCUIT FOR CHILDREN with bag, elastic, additional arm (OBWD-1601L), Sterile breathing circuits, BREATHING CIRCUIT FOR ADULTS with bag, elastic, additional arm (OBWD-1603L), Sterile breathing circuits, BREATHING CIRCUIT FOR ADULTS with bag, elastic, additional arm (OBWD-2002L) , Sterile breathing circuits, BREATHING CIRCUIT FOR CHILDREN (OBP-160), Sterile breathing circuits, BREATHING CIRCUIT FOR ADULTS (OBD-160) | Klasa IIa | Sterile breathing circuits është një pajisje mjekësore që përdoret për të dhënë oksigjen, për të hequr dioksidin e karbonit dhe për të shpërndarë agjentë anestezikë inhalatorë te një pacient. | Pajisje anestezie dhe respiratore
17174 | BRAHMS GM KRYPTOR QC 088192N | PEGASUS. | 2024-08-30T00:00:00.000+02:00 | BRAHMS Neuendorfstrasse 25 16761 Hennigsdorf Germany | 088192N | In vitro | Eshte nje test i automatizuar qe perdoret ne sistemet Brahms si nje ndihmes ne diagnostikimin permes analizes se gjakut te riskut te trizomise fetale ne grate shtatzane gjate trimestrit te pare te shtazenise. | Pajisje te diagnostifikimit in vitro
17175 | BRAHMS PAPP-A KRYPTOR 866075N, BRAHMS PAPP-A KRYPTOR CAL 086691N | PEGASUS. | 2024-08-30T00:00:00.000+02:00 | BRAHMS Neuendorfstrasse 25 16761 Hennigsdorf Germany | 866075N, 086691N | In vitro | Eshte test i automatizuar qe perdoret ne sistemet BRAHMS per percaktimin e perqendrimit te proteines PAPP-A (Pregnancy Associated Plasma Protein A) ne serum., Eshte kalibrator per matjen e saktesise ne analizen e proteines PAPP-A ne serum. | Pajisje te diagnostifikimit in vitro
17176 | BRAHMS AFP KRYPTOR 816075N, BRAHMS AFP KRYPTOR CAL 081691N | PEGASUS. | 2024-08-30T00:00:00.000+02:00 | BRAHMS Neuendorfstrasse 25 16761 Hennigsdorf Germany | 816075N, 081691N | In vitro | Eshte test i automatizuar ne sistemet BRAHMS qe perdoret per percaktimin sasior te Alfa feroproteines (AFP) ne plazme, serum dhe lengun amniotik, Eshte kalibrator per matjen e precizionit ne analizen e Alfa feroproteines (AFP) ne plazme, serum dhe lengun amniotik ne sistemet BRAHMS. | Pajisje te diagnostifikimit in vitro
17177 | BRAHMS uE3 KRYPTOR 803075N, BRAHMS uE3 KRYPTOR CAL 080391N, BRAHMS uE3 KRYPTOR QC 080392N | PEGASUS. | 2024-08-30T00:00:00.000+02:00 | BRAHMS Neuendorfstrasse 25 16761 Hennigsdorf Germany | 803075N, 080391N, 080392N | In vitro | Eshte nje test i automatizuar qe perdoret per percaktimin sasior te uE3 (estriolit te palidhur) ne serum., Eshte kalibrator qe perdoret ne sistemet BRAHMS per saktesine e analizes se perqednrimit te estriolit te palidhur uE3 ne serum., Eshte reagent qe perdoret per kontrollin e precizionit ne analizen e estriolit te palidhur uE3 ne serum. | Pajisje te diagnostifikimit in vitro
17178 | BRAHMS hCG+B KRYPTOR 841050N, BRAHMS hCG+B KRYPTOR CAL 084191N, BRAHMS hCG+B KRYPTOR QC 084192N, BRAHMS hCG+B KRYPTOR QC high 084193N | PEGASUS. | 2024-08-30T00:00:00.000+02:00 | BRAHMS Neuendorfstrasse 25 16761 Hennigsdorf Germany | 841050N, 084191N, 084192N, 084193N | In vitro | Eshte nje test i automatizuar ne sistemet BRAHMS per matjen e perqendrimit te hormonit hCG dhe nenjesise B te tij ne serum., Eshte reagent per precizionin ne analizen percaktimit te hormonit hCG dhe nenjesise se tij B ne serum., Eshte reagent qe perdoret per kontrollin e analizes se perqendrimit te hormonit hCG dhe nenjesise se tij B ne serum., Eshte reagent kontrolli i larte ne analizen e perqendrimit te hormonit hCG dhe nennjesise se tij ne serum. | Pajisje te diagnostifikimit in vitro
17179 | BRAHMS TM1 KRYPTOR QC 083892N | PEGASUS. | 2024-08-30T00:00:00.000+02:00 | BRAHMS Neuendorfstrasse 25 16761 Hennigsdorf Germany | 083892N | In vitro | Eshte reagent kontrolli i precizionit i perdorur ne testet e automatizuara te gjakut ne sistemet BRAHMS. | Pajisje te diagnostifikimit in vitro
17180 | BRAHMS AFP KRYPTOR DILUENT 081693N | PEGASUS. | 2024-08-30T00:00:00.000+02:00 | BRAHMS Neuendorfstrasse 25 16761 Hennigsdorf Germany | 081693N | In vitro | Eshte diluent i perdorur ne analizen e proteines alfa feroproteine (AFP) ne serum me sistemet BRAHMS. | Pajisje te diagnostifikimit in vitro
17181 | nanoTymp/ TY-MU, TU100948, 100948 | MSE | 2024-09-02T00:00:00.000+02:00 | PATH MEDICAL GmbH Landsberger Str.65 , D-82110 Germering · Germany | TY-MU, TU100948, 100948 | Klasa IIa | Timapnometer/ audiometer | Tjeter
17182 | MEDIPHOT DL - Dry Laser Imaging Film 35x43cm (14"x17") - 100 sheets, MEDIPHOT DL - Dry Laser Imaging Film 26x36cm (10''x14") - 150 sheets, MEDIPHOT DL - Dry Laser Imaging Film 25x30cm (10''x12") - 150 sheets, MEDIPHOT DL - Dry Laser Imaging Film 20x25cm (8''x10") - 150 sheets | MONTAL | 2024-09-17T00:00:00.000+02:00 | Colenta Labortechnik GmbH & Co. KG Neunkirchner Straße 117 A-2700 Wiener Neustadt Austria (SRN): AT-MF-000016797 | DL35x43 (REF no. 20104 20101), DL26x36 (REF no. 20104 20102), DL25x30 (REF no. 20104 20104), DL20x25 (REF no. 20104 20103) | Klasa I | Jane filma te thate te perfitimit te imazheve me reze lazer qe perpunohen termikisht pa pasur nevojen e perpunimit kimik te lagur | Pajisje nje perdorimeshe
17183 | OXYGEN HOOD | Health & Light | 2024-09-19T00:00:00.000+02:00 | GINEVRI srl/Via Cancelliera, 25/b 00041 Albano Laziale (Roma) | OXYGEN HOOD | Klasa I | Kapuc, mbulese koke me oksigjen | Pajisje anestezie dhe respiratore
17184 | Vaginal speculums, VAGINAL SPECULUM, sterile, XXS (WG-XXS), Vaginal speculums, VAGINAL SPECULUM, sterile, XS (WG-XS), Vaginal speculums, VAGINAL SPECULUM, sterile, S (WG-S), Vaginal speculums, VAGINAL SPECULUM, sterile, M (WG-M), Vaginal speculums, VAGINAL SPECULUM, sterile, L (WG-L), Vaginal speculums, VAGINAL SPECULUM, sterile, XL (WG-XL) | T R I M E D | 2024-09-02T00:00:00.000+02:00 | ZARYS International Group spółka z ograniczoną odpowiedzialnością spółka komandytowa ul. Pod Borem 18, 41-808 Zabrze, Poland | Vaginal speculums, VAGINAL SPECULUM, sterile, XXS (WG-XXS), Vaginal speculums, VAGINAL SPECULUM, sterile, XS (WG-XS), Vaginal speculums, VAGINAL SPECULUM, sterile, S (WG-S), Vaginal speculums, VAGINAL SPECULUM, sterile, M (WG-M), Vaginal speculums, VAGINAL SPECULUM, sterile, L (WG-L), Vaginal speculums, VAGINAL SPECULUM, sterile, XL (WG-XL) | Is | Vaginal speculum është një pajisje mjekësore që përdoret për ekzaminimin gjinekologjik të qafës së mitrës dhe vaginës. Kjo pajisje shërben për të kontrolluar qelizat tumorale, për të marrë mostra (si për shembull për një Pap test), si dhe për të kryer ndërhyrje. | Pajisje nje perdorimeshe
17185 | Oropharyngeal airways, GUEDEL AIRWAY, sterile, 000/40mm (RG-40), Oropharyngeal airways, GUEDEL AIRWAY, sterile, 00/50mm (RG-50), Oropharyngeal airways, GUEDEL AIRWAY, sterile, 0/60mm (RG-60) , Oropharyngeal airways, GUEDEL AIRWAY, sterile, 1/70mm (RG-70), Oropharyngeal airways, GUEDEL AIRWAY, sterile, 2/80mm (RG-80), Oropharyngeal airways, GUEDEL AIRWAY, sterile, 3/90mm (RG-90), Oropharyngeal airways, GUEDEL AIRWAY, sterile, 4/100mm (RG-100), Oropharyngeal airways, GUEDEL AIRWAY, sterile, 5/110mm (RG-110), Oropharyngeal airways, GUEDEL AIRWAY, sterile, 6/120mm (RG-120) | T R I M E D | 2024-09-02T00:00:00.000+02:00 | ZARYS International Group spółka z ograniczoną odpowiedzialnością spółka komandytowa ul. Pod Borem 18, 41-808 Zabrze, Poland | Oropharyngeal airways, GUEDEL AIRWAY, sterile, 000/40mm (RG-40), Oropharyngeal airways, GUEDEL AIRWAY, sterile, 00/50mm (RG-50), Oropharyngeal airways, GUEDEL AIRWAY, sterile, 0/60mm (RG-60) , Oropharyngeal airways, GUEDEL AIRWAY, sterile, 1/70mm (RG-70), Oropharyngeal airways, GUEDEL AIRWAY, sterile, 2/80mm (RG-80), Oropharyngeal airways, GUEDEL AIRWAY, sterile, 3/90mm (RG-90), Oropharyngeal airways, GUEDEL AIRWAY, sterile, 4/100mm (RG-100), Oropharyngeal airways, GUEDEL AIRWAY, sterile, 5/110mm (RG-110), Oropharyngeal airways, GUEDEL AIRWAY, sterile, 6/120mm (RG-120) | Is | Oropharyngeal airways janë pajisje mjekësore që përdoren për të ruajtur ose hapur rrugët e frymëmarrjes duke ndaluar gjuhën të mbulojë epiglotisin. | Pajisje anestezie dhe respiratore
17186 | Laser Based Technology - Soprano Ice Platinium | SOLLAKU GROUP | 2024-09-06T00:00:00.000+02:00 | ALMA LASERS GMBH Nordostpark 100-102, 90411 NUERNBERG GERMANY | n/a | Klasa IIb | Laser per depilim/epilim | Pajisje elektromekanike
17187 | ASAHI Gaia Next 3 PCI Guide Wire, 300cm , ASAHI Gaia Next 1 PCI Guide Wire, 190cm , ASAHI Gaia Next 1 PCI Guide Wire, 235cm , ASAHI Gaia Next 1 PCI Guide Wire, 300cm , ASAHI Gaia Next 2 PCI Guide Wire, 190cm , ASAHI Gaia Next 2 PCI Guide Wire, 235cm , ASAHI Gaia Next 2 PCI Guide Wire, 300cm , ASAHI Gaia Next 3 PCI Guide Wire, 190cm, ASAHI Gaia Next 3 PCI Guide Wire, 235cm | O.E.S DISTRIMED | 2024-09-04T00:00:00.000+02:00 | ASAHI INTECC CO.,LTD Medical Division 3-100 Akatsuki-cho,Seto,Aichi 489-0071 Japan | AH14R321P, AH14R019P, AH14R219P, AH14R319P, AH14R020P, AH14R220P, AH14R320P, AH14R021P, AH14R221P | Klasa III | Tela udhezues (guide wire) per perdorim gjate nderhyrjeve te pergjitheshme koronare perkutane | Pajisje nje perdorimeshe
17188 | PEZZER CATHETER, 400 mm, CH 22, PEZZER CATHETER, 400 mm, CH 24, PEZZER CATHETER, 400 mm, CH 26, PEZZER CATHETER, 400 mm, CH 28, PEZZER CATHETER, 400 mm, CH 30, PEZZER CATHETER, 400 mm, CH 32, PEZZER CATHETER, 400 mm, CH 34, PEZZER CATHETER, 400 mm, CH 36, PEZZER CATHETER, 400 mm, CH 38, PEZZER CATHETER, 400 mm, CH 40, Sterile urology catheters, PEZZER CATHETER, 400 mm, CH 12, PEZZER CATHETER, 400 mm, CH 14, PEZZER CATHETER, 400 mm, CH 16, PEZZER CATHETER, 400 mm, CH 18, PEZZER CATHETER, 400 mm, CH 20 | T R I M E D | 2024-09-04T00:00:00.000+02:00 | ZARYS International Group spółka z ograniczoną odpowiedzialnością spółka komandytowa ul. Pod Borem 18, 41-808 Zabrze, Poland | CP-22-40, CP-24-40, CP-26-40, CP-28-40, CP-30-40, CP-32-40, CP-34-40, CP-36-40, CP-38-40, CP-40-40, N/A, CP-12-40, CP-14-40, CP-16-40, CP-18-40, CP-20-40 | Klasa IIa | Sterile urology catheters është një pajisje mjekësore që shërben për të kulluar dhe mbledhur urinën nga fshikëza e urinës. Kjo pajisje përdoret kur pacienti ka vështirësi në urinimin, për të zbrazur fshikëzën para ose pas ndërhyrjes dhe për kryerjen e disa testeve. | Produkte per institucione te kujdesit shendetesor
17189 | Sterile nasal oxygen cannulas, NASAL OXYGEN CANNULA for adults, 140cm (CTND-140), Sterile nasal oxygen cannulas, NASAL OXYGEN CANNULA for adults, 200cm (CTND-200), Sterile nasal oxygen cannulas, NASAL OXYGEN CANNULA for adults, 300cm (CTND-300), Sterile nasal oxygen cannulas, NASAL OXYGEN CANNULA for adults, 500cm (CTND-500), Sterile nasal oxygen cannulas, NASAL OXYGEN CANNULA for children, 200cm (CTNZ-200), Sterile nasal oxygen cannulas, NASAL OXYGEN CANNULA for infants, 200cm (CTNN-200) | T R I M E D | 2024-09-04T00:00:00.000+02:00 | ZARYS International Group spółka z ograniczoną odpowiedzialnością spółka komandytowa ul. Pod Borem 18, 41-808 Zabrze, Poland | Sterile nasal oxygen cannulas, NASAL OXYGEN CANNULA for adults, 140cm (CTND-140), Sterile nasal oxygen cannulas, NASAL OXYGEN CANNULA for adults, 200cm (CTND-200), Sterile nasal oxygen cannulas, NASAL OXYGEN CANNULA for adults, 300cm (CTND-300), Sterile nasal oxygen cannulas, NASAL OXYGEN CANNULA for adults, 500cm (CTND-500), Sterile nasal oxygen cannulas, NASAL OXYGEN CANNULA for children, 200cm (CTNZ-200), Sterile nasal oxygen cannulas, NASAL OXYGEN CANNULA for infants, 200cm (CTNN-200) | Klasa IIa | Sterile nasal oxygen cannulas janë pajisje mjekësore që shërbejnë për të dhënë oksigjen shtesë ose rritje të qarkullimit të ajrit tek pacientët me probleme në frymëmarrje. | Pajisje anestezie dhe respiratore
17190 | VERTEK 9733936 PASSIVE BIOPSY KIT | O.E.S DISTRIMED | 2024-09-04T00:00:00.000+02:00 | Medtronic Navigation Inc.200 Medtronic Drive,Lafayette,CO 80026,USA | 9733936 | Sistem ose pakete proceduriale | Kit biopsie, per perdorim ne neurokirurgji | Pajisje nje perdorimeshe
17191 | Continuous Glucose Monitoring Systems CT3C CGM; Sensor CT312C; Transmitter CT-301DC | EUROFARMA TQ TOLICA | 2024-09-03T00:00:00.000+02:00 | ZHEJIANG POCTech Co., Ltd. No.1633 Hongfeng Road, Building 11 &amp; 12, Houzhou City, Zhejiang 313000, China | N/A | Klasa IIb | Sistem per monitorim e vazhdueshme te glukozes ne gjak | Tjeter
17192 | Keradrop/Non-active ophthalmic devices/Soothing lubricating ophthalmic solution | PharmaBest Group | 2024-09-06T00:00:00.000+02:00 | ITALDEVICE s.r.l , Via Laurentina km. 26,700, 00071 Pomezie Rome ITALIA | Lubricant and soothing ophthalmic solution | Klasa IIa | Indikohet për trajtimin simptomatik (p.sh. kruajtje, ndjesi të trupit të huaj, skuqje) të gjendjet e vazhdueshme inflamatore të sipërfaqes së syrit. | Tjeter
17193 | Operating table | FEDOS | 2024-09-26T00:00:00.000+02:00 | FAMED ZYWIEC sp. z o.o. , ul. Fabryczna 1 34-300 Zywiec, Poland | SU-03 (Operating table SU-03 PRIME) | Klasa I | shtrat operacioni | Tjeter
17194 | Surgical Light, Minor Surgical Light, Examination (Diagnosis) Light | FEDOS | 2024-09-26T00:00:00.000+02:00 | ETKiN TIBBi CiHAZLAR SANA Yi VE Ti CARET A.S.AOSB Mahallesi 10052 Sokak No: 10 Çigli/izmir/Turkiye | ETC LED ELITE X (XXXXXXXXIXXXXXXXXIXXXXXXXX-XX), ETC LED MASTER X (XXXXXXXXIXXXXXXXXIXXXXXXXX-XX), ETC LED PERGAMON X, ETC LED SMYRNA X (XXXXXXXXIXXXXXXXXIXXXXXXXX-XX), ETC LED ANKA X (XXXXXXXXIXXXXXXXXIXXXXXXXX-XX), ETC LED KA YRA X XXXXXXXX-XX | Klasa I | Llampe kirurgjikale, Llampe e vogel kirurgjikale, Llame ekzaminimi per diagnostikim | Tjeter
17195 | COPAL® knee moulds S, COPAL® knee moulds M, COPAL® knee moulds L | LAYO | 2024-08-28T00:00:00.000+02:00 | Heraeus Medical GmbH, Philipp-Reis-Strasse 8/13, 61273 Wehrheim, Germany | 66058094, 5110054, 66058095, 5110055, 66058096, 5110056 | Klasa IIa | Instrumenta një përdorimësh, që përdoren në shërbimin e ortopedisë për të prodhuar spacer të gjurit, i cili shërben kryesisht kryesisht për të ruajtur hapësirën artikulare gjatë protezimit me revizion në dy faza. | Pajisje nje perdorimeshe
17196 | Sterile non-rebreath masks, NON-REBREATH MASK with tubing, S (MTW-S), Sterile non-rebreath masks, NON-REBREATH MASK with tubing, M (MTW-M), Sterile non-rebreath masks, NON-REBREATH MASK with tubing, L (MTW-L), Sterile non-rebreath masks, NON-REBREATH MASK with tubing, XL (MTW-XL), Sterile non-rebreath masks, NON-REBREATH MASK with tubing, L (MTW-L-B), Sterile non-rebreath masks, NON-REBREATH MASK with tubing, XL (MTW-XL-B) | T R I M E D | 2024-09-02T00:00:00.000+02:00 | ZARYS International Group spółka z ograniczoną odpowiedzialnością spółka komandytowa ul. Pod Borem 18, 41-808 Zabrze, Poland | Sterile non-rebreath masks, NON-REBREATH MASK with tubing, S (MTW-S), Sterile non-rebreath masks, NON-REBREATH MASK with tubing, M (MTW-M), Sterile non-rebreath masks, NON-REBREATH MASK with tubing, L (MTW-L), Sterile non-rebreath masks, NON-REBREATH MASK with tubing, XL (MTW-XL), Sterile non-rebreath masks, NON-REBREATH MASK with tubing, L (MTW-L-B), Sterile non-rebreath masks, NON-REBREATH MASK with tubing, XL (MTW-XL-B) | Klasa IIa | Sterile non-rebreath mask është një pajisje mjekësore që përdoret tek pacientët që kanë nevojë për përqendrime të larta të oksigjenit. Përdoret kur një person duhet të marrë nivele të larta oksigjeni në raste urgjente, të tilla si: lëndimi, thithja e tymit ose helmimi me monoksid karboni. | Pajisje anestezie dhe respiratore
17197 | ARTOX GEL, 100 ml | T R I M E D | 2024-09-25T00:00:00.000+02:00 | Gruppo Farmainpresa S.r.l., via Cipro, 1 - 25124 Brescia, Italy | ARTOX GEL, 100 ml | Klasa I | ARTOX GEL është një pajisje mjekësore e ideuar për traumat dhe mavijosjet e lokalizuara. Falë veprimit osmotik dhe përbërësve të tij volatile, produkti është i dobishëm për lehtësimin e dhimbjeve të muskujve ose kyçeve. | Tjeter
17198 | VERSATIP Hamada Stone Grasping Forceps large stones, double action, 60cm length 3 Charr., rigid, Ø1.0mm, VERSATIP Biopsy Forceps, double action jaws, 60cm length, rigid, 3 Charr. | O.E.S DISTRIMED | 2024-09-27T00:00:00.000+02:00 | RZ Medizintechnik GmbH Unter Hasslen 20/22 78532 Tuttlingen Germany | 253-954-003, 253-956-003 | Klasa I | Instrument kirurgjikal | Instrumenta shumeperdorimeshe
17199 | MANUAL EXAMINATION COUCH/ ET-0025 | MSE | 2024-09-27T00:00:00.000+02:00 | ARŞİMED MEDİKAL KOZM. BİL. İTH. İHR. PAZ. SANAYİ VE TİCARET LTD. ŞTİ. ORGANIZE SANAYI BOLGESI MH 4 CAD. NO:5 YERKOY YOZGAT TURKİYE /TURKEY | ET-0025 | Klasa I | Poltron ekzaminimi manual | Tjeter

## financa
Nr | Emri I subjektit qe ka kryer aplikimin | Pajisja mjekesore | Nr.protokolli | Data e aplikimit | Gjoba | Arketimi |  |  | Komente
[6 empty] | Nr.i Fatures | Data | Vlera

## proteza
Nr | Pajisja mjekesore | Emri I subjektit qe ka kryer aplikimin | Nipti | Data e aplikimit | Prodhuesi | Modeli | Klasa | Pershkrimi I pajisjes | Kategoria e Pajisjes Mjekësore
6206 | HIV Ab&Ag: IVCOMB.CE.96(96 TESTS),IVCOMB.CE.480(480 TESTS),IVCOMB.CE.960(960 TESTS),IVCOMB.CE.DB(192 TESTS) | O.E.S Distrimed sh.p.k | K31520054N | 21.10.2019 | DIA.PRO Diagnostic Bioprobes s.r.l via G. Carducci N°27-20099 Stesto San Giovanni(Milano) Italy | HIV Ab&Ag: IVCOMB.CE.96(96 TESTS),IVCOMB.CE.480(480 TESTS),IVCOMB.CE.960(960 TESTS),IVCOMB.CE.DB(192 TESTS) | In vitro | Kite laboratorike in vitro per diagnostikimin e hiv nepermjet elisa | Pajisje te diagnostikimit in vitro
6227 | cobas® MPX, for use on the cobas® 6800/8800 Systems: 06997708190 cobas® MPX-96; 06997716190 cobas® MPX-480; 06997724190 cobas® MPX Control Kit | Evita shpk | L31714005J | 24.10.2019 | Roche Diagnostics GmbH Sandhofer Strasse 116 D-68305 Mannheim, Germany | cobas® MPX, for use on the cobas® 6800/8800 Systems: 06997708190 cobas® MPX-96; 06997716190 cobas® MPX-480; 06997724190 cobas® MPX Control Kit | In Vitro | Multiples-HIV, HCV, HBV teste te acidit nukleik per perdorim ne cobas 6800/8800 sistem | Pajisje laboratori
6464 | New Lav Blot II-72252 | Biometric Albania sh.p.k. | J61827062E | 17.12.2019 | Bio-Rad, 3 Boulevard Raymond Poincare, 92430 Marnes-la-Coquette, France | New Lav Blot II-72252 | In Vitro | Pajisje IVD për detektimin e shënjuesve të infeksionit HIV (HIV 2) | Pajisje të diagnostikimit in vitro, pajisje laboratori
6748 | Genscreen™ Ultra HIV Ag-Ab: 72386, 72388 | Biometric Albania sh.p.k. | J61827062E | 21.02.2020 | Bio-Rad 3, boulevard Raymond Poincarè 92430 Marnes-la-Coquette France | Genscreen™ Ultra HIV Ag-Ab: 72386, 72388 | In Vitro | Pajisje IVD per detektimin e shenjuesve te infeksionit HIV. | Pajisje te diagnostikimit in vitro
6751 | New Lav Blot I: 72251 | Biometric Albania sh.p.k. | J61827062E | 21.02.2020 | Bio-Rad 3, boulevard Raymond Poincarè 92430 Marnes-la-Coquette France | New Lav Blot I: 72251 | In Vitro | Pajisje IVD per detektimin e shenjuesve te infeksionit HIV. | Pajisje te diagnostikimit in vitro
6832 | Alinity i HIV Ag/Ab Combo Reagent Kit (2 x 100 Tests) 08P0722; Alinity i HIV Ag/Ab Combo Reagent Kit (2 x 600 Tests) 08P0732; Alinity i HIV Ag/Ab Combo Calibrators 08P0701; Alinity i HIV Ag/Ab Combo Controls 08P0710 | Labopharma shpk | K72202013A | 09.03.2020 | Abbott GmbH & Co.KG Max-Planck-Ring 2, 65205 Wiesbaden, Germany | Alinity i HIV Ag/Ab Combo Reagent Kit (2 x 100 Tests) 08P0722; Alinity i HIV Ag/Ab Combo Reagent Kit (2 x 600 Tests) 08P0732; Alinity i HIV Ag/Ab Combo Calibrators 08P0701; Alinity i HIV Ag/Ab Combo Controls 08P0710 | In Vitro | Kite reagentesh, kalibruese dhe kontrolli per aparaturen qe perdoren per percaktimin cilesor te antigenit HIV p24 dhe antitrupave te virusit te imunodeficences humane te tipit 1 dhe/ose tipit 2 ne serumin human dhe plazme perfshire dhe mostrat e mbledhura pas vdekjes. | Pajisje të diagnostikimit in vitro
6919 | cobas® x 480 Instrument: 0500890001; cobas ® z 480 analyzer: 05200881001; cobas® 4800 Software Release 1.0; cobas® 4800 Software Release 1.1; cobas® 4800 Software Release 1.1.x; cobas® 4800 Software Release 2.0.x; cobas® 4800 Software Release 2.1.x; cobas® 4800 Software Release 2.2.x; | Swissmed sh.p.k | K81323024G | 25.03.2020 | Roche Molecular Systems, Inc. 1080 US Highway 202 South Branchburg, NJ 08876 USA | cobas® x 480 Instrument: 0500890001; cobas ® z 480 analyzer: 05200881001; cobas® 4800 Software Release 1.0; cobas® 4800 Software Release 1.1; cobas® 4800 Software Release 1.1.x; cobas® 4800 Software Release 2.0.x; cobas® 4800 Software Release 2.1.x; cobas® 4800 Software Release 2.2.x | In Vitro | Pajisje IVD per percaktimin sasior te HBV, HCV, HIV, HPV me metoden (PCR). | Pajisje laboratori
6921 | cobas® 4800 System generic reagents (sipas listes bashkengjitur) | Swissmed sh.p.k | K81323024G | 25.03.2020 | Roche Molecular Systems, Inc. 1080 US Highway 202 South Branchburg, NJ 08876 USA | cobas® 4800 System generic reagents (sipas listes bashkengjitur) | In Vitro | Pajisje IVD per realizimin e testeve HBV, HCV, HPV, HIV. (materiale plotesuese si solucione hollues, solucion parapergatites, pastrues etj. Perdorim ne sistemin cobas 4800. | Pajisje laboratori
7342 | DIAQUICK HIV Plus H18100 (25 teste); DIAQUICK HIV Plus WB H18101 (25 teste) | Pegasus sh.p.k | J62903750A | 13.05.2020 | Dialab Produktion und Vertrieb von chemisch-technischen Produkten und Laborinstrumenten Gesellschaft m.b.H. IZ-NOE Sued, Hondastrasse, Objekt M55, A-2351 Wiener Neudorf | DIAQUICK HIV Plus H18100 (25 teste); DIAQUICK HIV Plus WB H18101 (25 teste) | In Vitro | Eshte test imonokromatografik qe ka nje sistem antigeni te dyfishte per gjetjen e antitrupave te prodhuar kunder HIV-1 dhe/ose HIV-2 ne serumin njerezor,ne plazem dhe ne gjak total. | Pajisje te diagnostikimit in vitro
7348 | VIDAS ® HIV P24 II Confirmation | Labopharma shpk | K72202013A | 13.05.2020 | Biomerieux SA, 376 Chemin de l'Orme, 69280 Marcy l'Etoile - France | VIDAS ® HIV P24 II Confirmation 30444 (60 tests) | In Vitro | Jane reagent qe perdoren per percaktimin sasior te imunoglobulinave HIV-1 ,HIV-2 dhe antigjen p24 kunder HIV-1 ne serumin njerezor | Pajisje te diagnostikimit in vitro
7496 | Abbott Uracil-N-Glycosylase (UNG) | Pegasus sh.p.k | J62903750A | 08.06.2020 | Abbott Molecular Inc. 1300 'East Touhy Avenue Des Plaines, IL 60018 USA | Abbott Uracil-N-Glycosylase (UNG) 6L87-02 (96 teste) | In Vitro | Reagent per aplikimin automatik ne kitet HCV/HIV | Pajisje te diagnostikimit in vitro
8139 | Alinity i HIV Ag/Ab Combo Reagent Kit (2 x 100 Tests) 08P0722; Alinity i HIV Ag/Ab Combo Reagent Kit (2 x 600 Tests) 08P0732; Alinity i HIV Ag/Ab Combo Calibrators 08P0701; Alinity i HIV Ag/Ab Combo Controls 08P0710 | Pegasus sh.p.k | J62903750A | 05.10.2020 | Abbott GmbH & Co.KG Max-Planck-Ring 2, 65205 Wiesbaden, Germany | Alinity i HIV Ag/Ab Combo Reagent Kit (2 x 100 Tests) 08P0722; Alinity i HIV Ag/Ab Combo Reagent Kit (2 x 600 Tests) 08P0732; Alinity i HIV Ag/Ab Combo Calibrators 08P0701; Alinity i HIV Ag/Ab Combo Controls 08P0710 | In Vitro | Kite reagentesh, kalibruese dhe kontrolli per aparaturen qe perdoren per percaktimin cilesor te antigenit HIV p24 dhe antitrupave te virusit te imunodeficences humane te tipit 1 dhe/ose tipit 2 ne serumin human dhe plazme perfshire dhe mostrat e mbledhura pas vdekjes. | Pajisje te diagnostikimit in vitro
8288 | MP Diagnostics HIV Ag/Ab Combo ELISA | Biometric Albania sh.p.k. | J61827062E | 22.10.2020 | MP Biomedicals Asia Pacific Pte. Ltd. Pioneer Place 2, MP Biomedicals Headquarters 627885, Singapore | MP Diagnostics HIV Ag/Ab Combo ELISA 4.0 - 23040-096 (96 test/kit); 23040-480 (480 test/kit) | In Vitro | Kite per identifikimin e virusit HIV | Pajisje te diagnostikimi in vitro; Produkte per institucionet e kujdesit shendetesor; pajisje laboratori
8961 | HIV DUO Quick | Labopharma shpk | K72202013A | 02.03.2021 | BIOMÉRIEUX SA, 376 Chemin de l'Orme - 69280 Marcy L'Etoile - France | VIDAS ®HIV DUO Quick 30447 | In Vitro | Eshte nje test screening qe perdoret ne familjen e aparaturave Vidas per gjetjen e kombinuar te imunoglobulinave totale anti-hiv ne serumin njerezor dhe ne plazem | Pajisje te diagnostikimit in vitro
9512 | Elecsys HIV Duo | Evita sh.p.k | L31714005J | 28.05.2021 | Roche Diagnostics GmbH, Sandhofer Strasse 116, D-68305 Mannheim | Elecsys HIV Duo 07229542190 | In Vitro | Reagent per matjen e Hiv Duone serum dhe plazem humane. | Tjeter
9792 | Elecsys HIV Duo | Evita | L31714005J | 12.07.2021 | Roche Diagnostics GmbH Sandhofer Strasse 116 D-68305 Mannheim, Germany | Elecsys HIV Duo - 08836973190 | In Vitro | Reagent per analizen e HIV Duo ne serumin dhe plazmen humane | Tjeter
9889 | First Response® HIV 1-2.O Card Test (Version 2.0) - PI05FRC05CE, PI05FRC10CE, PI05FRC25CE, PI05FRC30CE | SWISSMED shpk | K81323024G | 19.07.2021 | Premier Medical Corporation Private Limited A1-302, GIDC, Sarigam - 396155. Dist. Valsad, Gujarat, India | First Response® HIV 1-2.O Card Test (Version 2.0) - PI05FRC05CE, PI05FRC10CE, PI05FRC25CE, PI05FRC30CE | In Vitro | Teste te shpejta diagnostikuese te HIV. | Pajisje te diagnostikimit in vitro
10179 | VIDAS® HIV DUO Ultra (HIV5) Ref. 30443 | Labopharma sh.p.k | K72202013A | 23.09.2021 | BIOMERIUX SA, 376 Chemin de I'Orme - 69280 Marcy I'Etoile, France | VIDAS® HIV DUO Ultra (HIV5) Ref. 30443 | In Vitro | Test qe sherben per gjetjen e imunoglobulinat anti HV-1 dhe anti HIV2 ne serumin njerezor ose ne plazem. | Pajisje të diagnostikimit in vitro
10289 | ARCHITECT HIV Ag/Ab Combo Reagent Kit: 4J27-22; 4J27-27; 4J27-32; 4J27-37; ARCHITECT HIV Ag/Ab Combo Calibrators 4J27-03; ARCHITECT HIV Ag/Ab Combo Controls 4J27-12; | Pegasus sh.p.k | J62903750A | 13.10.2021 | Abbott GmbH Max-Planck-Ring 2, 65205 Wiesbaden, Germany | ARCHITECT HIV Ag/Ab Combo Reagent Kit: 4J27-22; 4J27-27; 4J27-32; 4J27-37; ARCHITECT HIV Ag/Ab Combo Calibrators 4J27-03; ARCHITECT HIV Ag/Ab Combo Controls 4J27-12; | In Vitro | Reagente qe perdoren per percaktimin cilesor te antigenit HIV p24. | Pajisje të diagnostikimit in vitro
11186 | Procleix® Ultrio Elite® Assay: 303330/303715; Procleix® Ultrio Elite® HIV, HCV, and HBV Discriminatory Probe Reagents - 303334; Procleix® Ultrio Elite® Target Enhancer Reagent - 303331/303722; Procleix® Ultrio Elite® Negative Calibrators - 303333; Procleix® Ultrio Elite® Positive Calibrators - 303332; Procleix® Ultrio Elite® Assay Calibrators Kit - 303719/303723 | Pegasus | J62903750A | 03.02.2023 | Grifols Diagnostic Solution Inc. 4560 Horton Street Emeryville, CA 94608, USA | Procleix® Ultrio Elite® Assay: 303330/303715; Procleix® Ultrio Elite® HIV, HCV, and HBV Discriminatory Probe Reagents - 303334; Procleix® Ultrio Elite® Target Enhancer Reagent - 303331/303722; Procleix® Ultrio Elite® Negative Calibrators - 303333; Procleix® Ultrio Elite® Positive Calibrators - 303332; Procleix® Ultrio Elite® Assay Calibrators Kit - 303719/303723 | In vitro | Test per amplifikimin e acidit nukleik per te ekzaminuar per ARN e viruseve HIV, hepatitit C, dhe AND e hepatitit B | Pajisje te diagnostikimit in vitro
11257 | Real-Time PCR Kits for qualitative and quantitive detection of HIV RNA, hepatitis virus DNA or RNA and CMV DNA (sipas listes bashkengjitur) | Biometric Albania shpk | J61827062E | 17.02.2022 | altona Diadnostics GmbH, Mökenstraße 12, 22767 Hamburg, Germany | Real-Time PCR Kits for qualitative and quantitive detection of HIV RNA, hepatitis virus DNA or RNA and CMV DNA (sipas listes bashkengjitur) | In Vitro | Kite PCR per detektimin e HIV ARN, virusit te hepatitit AND ose ARN & CMV DNA. | Pajisje te diagnostikimit in vitro
11677 | HIV Ab/Ag Combi (CLIA) 130219008M (100 tests/kit), 130619008M (50 tests/kit) MALGUMI | Genius sh.p.k | K63121801C | 06.04.2022 | Shenzhen New industries Engineering Co., Ltd. No.23, Jinxiu East Road, Pingshan District, 518122 Shenzhen,P.R. China | HIV Ab/Ag Combi (CLIA) 130219008M (100 tests/kit), 130619008M (50 tests/kit) MALGUMI | In Vitro | Kite per analizen imunologjike te HIV. | tjeter
12030 | VIDAS HIV | BioChem NRP sh.p.k | K31404135W | 17.05.2022 | bioMerieux SA 376 Chemin de l'Orme - 69280 Marcy l'Etoile - France | VIDAS® HIV P24 II Confirmation: 30 444 | In Vitro | Test per konfirmimin e prezences se antigenit p24 te HIV-1 ne serum ose ne plazme | Pajisje te diagnostikimitin vitro
12056 | VIDAS® HIV DUO Ultra: 30443 | Biochem NRP shpk | K31404135W | 19.05.2022 | BIOMERIEUX SA 376 Chemin de l'Orme - 69280 Marcy l'Etoile - France | VIDAS® HIV DUO Ultra: 30443 | In Vitro | Test qe percakton kombinimin e globulinave totale anti HIV-1. | Pajisje te diagnostikimit in vitro
12109 | Elecsys HIV Combi PT | Evita | L31714005J | 07.06.2022 | Roche Diagnostics GmbH Sandhofer Strasse 116 D-68305 Mannheim, Germany | Elecsys HIV combi PT: 08924163190/08924180190 | In Vitro | Regente per matjen e HIV-1 dhe HIV-2 | Pajisje të diagnostikimit in vitro
12619 | HIV 1.2 Rapid Test Cassette | Vactro Scientific | K72203010D | 17.08.2022 | Hanzhou Alltest Biotech Co., Ltd. #550, Yinhai Street, Hangzhou Economic & Technological Development Area, Hangzhou - 310018, P.R. China | Detection of antibodies to HIV type 1&2 : HIV 1.2 Rapid Test Cassette (Whole Blood/Serum/Plasma) IHI-402 Cassette | In Vitro | Teste te shpejta per zbulimin e antitrupave HIV te tipit 1 dhe 2 | Pajisje te diagnostikimit in vitro
12969 | HIV Ab&Ag Elisa qualitative: IVCOMB.CE (192 tests); IVCOMB.CE.96 (96 tests); IVCOMB.CE.480 (480 tests); IVCOMB.CE.960 (960 tests) | O.E.S Distrimed | K31520054N | 26.10.2022 | DIA.PRO Diagnostic Bioprobes S.r.l. Via G. Carducci N.27 - 20099 Sesto San Giovanni (Milano) - Italy | HIV Ab&Ag Elisa qualitative: IVCOMB.CE (192 tests); IVCOMB.CE.96 (96 tests); IVCOMB.CE.480 (480 tests); IVCOMB.CE.960 (960 tests) | In Vitro | Teste HIV Ab&Ag per detektimin e HIV1 dhe HIV2 | Pajisje te diagnostikimit in vitro
13242 | cobas® HIV-1 - 09040803190 Quantitative nucleic acid test for use on the cobas® 5800/6800/8800 Systems | Evita | L31714005J | 14.12.2022 | Roche Molecular Systems, Inc. 1080 US Highway 202 South Branchburg, NJ 08876 USA | cobas® HIV-1 - 09040803190 Quantitative nucleic acid test for use on the cobas® 5800/6800/8800 Systems | In Vitro | Test per amplifikimin e acidit nukleik per zbulimin dhe percaktimin sasior te HIV | Pajisje te diagnostikimit in vitro
13247 | cobas@ MPX - For use on the cobas® 5800/6800/8800 Systems: 009040562190: cobas@ MPX - 430 09040846190: cobas@ MPX Control Kit | Evita sh.p.k | L31714005J | 14.12.2022 | Roche Molecular Systems, Inc. 1080 US Highway 202 South Branchburg, NJ 08876, USA | cobas@ MPX - For use on the cobas® 5800/6800/8800 Systems: 009040562190: cobas@ MPX - 430 09040846190: cobas@ MPX Control Kit | In Vitro | Test per zbulim te viruseve HIV. | Pajisje diagnostikimi in vitro
13256 | HBV/HCV/HIV-1 Control Kit | Evita sh.p.k | L31714005J | 15.12.2022 | Roche Molecular Systems, Inc. 1080 US Highway 202 South Branchburg, NJ 08876, USA | cobas® HBV/HCV/HIV-1 Control Kit(positive control kit for use on the cobas® 5800/6800/8800) - 09040773190 | In Vitro | Kontroll pozitiv qe perdoret per kontrollin e vlefshmerise te diagnostikimit te viruswvw HBV/HCV/HIV-1 | Pajisje te diagnostikimit in vitro
13257 | HIV-1/HIV-2 Qualitative | Evita sh.p.k | L31714005J | 15.12.2022 | Roche Molecular Systems, Inc. 1080 US Highway 202 South Branchburg, NJ 08876, USA | cobas® HIV-1/HIV-2 Qualitative(Nucleic acid test for use on the cobas® 5800/6800/8800 Systems) obas® HIV-1/HIV-2 Qualitative - 192T : 09040528190; obas® HIV-1/HIV-2 Qualitative Control Kit: 09040536190 | In Vitro | Test in vitro per zbulimin dhe diferencimin cilesor te virusit HIV ne sesrumin e njeriut | Pajisje te diagnostikimit in vitro
13330 | Monolisa ™ HBs Ag ULTRA (96 tests) - 72346; Monolisa ™ HBs Ag ULTRA (480 tests) - 72348; Genscreen ™ ULTRA HIV Ag-Ab (96 tests) - 72386; Genscreen ™ ULTRA HIV Ag-Ab (480 tests) - 72388; Monolisa ™ HCV Ag-Ab ULTRA V2 (96 TESTS) - 72561; Monolisa ™ HCV Ag-Ab ULTRA V2 (480 TESTS) - 72562; | Diahem sh.p.k |  | 28.12.2022 | BIO-RAD 3 Boulevard Raymond Poincare, 92460 Mames-la-Coquette France | Monolisa ™ HBs Ag ULTRA (96 tests) - 72346; Monolisa ™ HBs Ag ULTRA (480 tests) - 72348; Genscreen ™ ULTRA HIV Ag-Ab (96 tests) - 72386; Genscreen ™ ULTRA HIV Ag-Ab (480 tests) - 72388; Monolisa ™ HCV Ag-Ab ULTRA V2 (96 TESTS) - 72561; Monolisa ™ HCV Ag-Ab ULTRA V2 (480 TESTS) - 72562; | In Vitro | Pajisje per detektimin e infeksionit HIV dhe hepatit B dhe C etj. | Pajisje diagnostikimi in vitro
13338 | New Lav Blot I - 72251 | DIAHEM shpk | M12205042A | 04.01.2023 | Bio-Rad 3, boulevard Raymond Poincarè 92430 Marnes-la-Coquette France | New Lav Blot I - 72251 | In Vitro | Pajisje per detektimin e markuesve te infeksionit HIV | Pajisje te diagnostikimit in vitro
13339 | New Lav Blot II - 72252 | DIAHEM shpk | M12205042A | 04.01.2023 | Bio-Rad 3, boulevard Raymond Poincarè 92430 Marnes-la-Coquette France | New Lav Blot II - 72252 | In Vitro | Pajisje per detektimin e markuesve te infeksionit HIV | Pajisje te diagnostikimit in vitro
14302 | PreciControl HIV Gen II | Labor Dr. Limbach Heidelberg Germany |  | 2023-05-29T00:00:00.000+02:00 | Roche Diagnostics GmbH, Sandhofer Strasse 116 68305 Mannheim Germany | 6924107190 | In vitro | Kontroll HIV | Pajisje te diagnostifikimit in vitro
14244 | Elecsys HIV combi PT | Labor Dr. Limbach Heidelberg Germany |  | 2023-05-29T00:00:00.000+02:00 | Roche Diagnostics GmbH, Sandhofer Strasse 116 68305 Mannheim Germany | 08924163190, 08924180190 | In vitro | Kontroll HIV | Pajisje te diagnostifikimit in vitro
14752 | Access HIV combo V2 , Access HIV combo V2 Calibrators, Access HIV combo V2 QC, Access HIV combo V2 QC plus | GENIUS SHPK |  | 2023-08-16T00:00:00.000+02:00 | Bio-Rad - 3 Boulevard Raymond Poincare, 92430 Mames-la-Coquette, France | C28430, C28431, C28432 , C43576 | In vitro | Reagent imunologjik diagnostifikues in vitro e destinuar per zbulimin cilesor te antigjenit HIV p24 dhe antitrupave ndaj HIV-1/O/2 tek njerezit ne serumin dhe plazmen ne instrumentat imunologji te Access., Reagent imunologjik diagnostifikues in vitro e destinuar per te kalibruar analizen Access HIV combo., Reagent imunologjik diagnostifikues in vitro e destinuar per monitorimin e performances se sistemit te analizes se kombinuar te Access HIV., Reagent imunologjik diagnostifikues in vitro e destinuar per te diferencuar karakteristikat e mostrave te pacienteve, thelbesore per monitorimin e performances se sistemit te analizes Access HIV Combo V2. | Pajisje te diagnostifikimit in vitro
16309 | cobas® MPX - 192 | E v i t a |  | 2024-04-08T00:00:00.000+02:00 | Roche Molecular Systems, Inc. 1080 US Highway 202 South Branchburg, NJ 08876 USA | 9288538190 | In vitro | Reagent 192 teste per percaktimin kualitativ te HIV, HCV dhe HBV me metoden PCR per perdorim ne Bankat e gjakut | Pajisje te diagnostifikimit in vitro
16576 | HIV1.2.O Rapid Test Cassette | GENIUS SHPK |  | 2024-05-28T00:00:00.000+02:00 | HANGZHOU BIOTEST BIOTECH CO., LTD - 17#, FUTAI ROAD, ZHONGTAI STREET, YUHANG DISTRICT, HANGZHOU -311121 P.R.CHINA | IHIV-C42 | In vitro | REAGENT INVITRO PER TE DIAGNOSTIFIKUAR INFEKSIONIN E VIRUSIT HIV NEPERMJET METODES SE TESTEVE TE SHPEJTA | Pajisje te diagnostifikimit in vitro
17041 | Procleix UltrioPlex E Assay Kits 9052216, Procleix UltrioPlex E Assay Kits 9052219, Procleix UltrioPlex E Assay Target Enhancer Reagent Kit 9052217, Procleix UltrioPlex E Assay Target Enhancer Reagent Kit 9052220, Procleix UltrioPlex E Assay Calibrator Kit 9052221, Procleix UltrioPlex E Assay HIV, HCV, and HBV Discriminatory Probe | PEGASUS. |  | 2024-08-28T00:00:00.000+02:00 | Grifols Diagnostic Solutions Inc. 4560 Horton Street Emeryville, CA 94608, USA | 9052216, 9052219, 9052217, 9052220, 9052221, 9052222, 9052224, 9052223 | In vitro | Jane kite me reagente per analizen cilesore in vitro te amplifikimit te acideve nukleike per percaktimin | Pajisje te diagnostifikimit in vitro
| Reagents Kit 9052222, Procleix UltrioPlex E Assay Negative Calibrator Kit 9052224, Procleix UltrioPlex E Assay Positive Calibrator Kit 9052223 | [6 empty] | ne serum dhe ne plazem te viruseve si vijon Virusin HIV, Virusin e Hepatitit B (HBV) , Virusin e Hepatitit C (HCV) dhe Virusin e Hepatit E (HEV). Perdoren gjithashtu ne analizen e plazmes dhe serumit gjate dhurimit te indeve apo organeve., Jane kite me reagente ndihmes per analizen cilesore in vitro te amplifikimit te acideve nukleike per percaktimin

## prot
Nr | Pajisja mjekesore | Emri I subjektit qe ka kryer aplikimin | Prodhuesi | Modeli | Klasa | Pershkrimi I pajisjes | Kategoria e Pajisjes Mjekësore
10454 | MENTOR becker Breast Implant Cohesive I and Cohesive II SILTEX Round BECKER 25 Expander/Breast Implant Cohesive I: 354-1500; 354-2000; 354-2500; 354-3000; 354-3500; 354-4000; 354-5000; 354-6000; 354-7000; 354-8000; SILTEX Contour Profile BECKER 35 Expander/Breast Implant Cohesive II: 324-0955; 324-1055; 324-1155; 324-1205; 324-1255; 324-1305; 324-1355; 324-1405; 324-1505; 324-1605; | Evita sh.p.k | MENTOR MEDICAL SYSTEMS B.V. Zernikedreef 2 2333 CL Leiden THE NETHERLANDS | MENTOR becker Breast Implant Cohesive I and Cohesive II SILTEX Round BECKER 25 Expander/Breast Implant Cohesive I: 354-1500; 354-2000; 354-2500; 354-3000; 354-3500; 354-4000; 354-5000; 354-6000; 354-7000; 354-8000; SILTEX Contour Profile BECKER 35 Expander/Breast Implant Cohesive II: 324-0955; 324-1055; 324-1155; 324-1205; 324-1255; 324-1305; 324-1355; 324-1405; 324-1505; 324-1605; | III | Proteza gjiri mbushur me silikon xhel dhe solucion kripe. | pajisje te implantueshme jo aktive
11973 | Motiva Flora ® Tissue Expander | ArliPharma sh.p.k | Establishment Labs S.A. Coyol Free Zone and Business Park Building 4th Street Building B-15, Alajuela, Costa Rica | Motiva Flora ® Tissue Expander (sipas listes bashkengjitur) | III | Proteze silikoni qe perdoret per rindertimin e gjirit pas mastektomise. | Pajisje te implantueshme jo aktive
10942 | Breast Implants | Sombrero shpk | Laboratoires ARION, Parc Haute Technologie, 694 Av. Fr Maurice Donat - BP1214, 06250 MOUGINS SOPHIA ANTIPOLIS CEDEX, France | Monobloc®-Silicone SoftOne® Breast Implants(sipas listes bashkengjitur) | III | Implante gjiri | Tjeter
10346 | MENTOR® Gel Breast Implants (sipas listes bashkengjitur) | Evita shpk | Mentor Medical Systems B.V. Zarnikedreef 2 2333 CL Leiden The Netherlands | MENTOR® Gel Breast Implants (sipas listes bashkengjitur) | lll | Implante gjiri silikoni me siperfaqe te lemuar dhe te teksturuar. | Pajisje te implantueshme jo aktive | 6372
10409 | Mentor Contour PROFILE Breast Implant Cohesive III | Evita sh.p.k | MENTOR MEDICAL SYSTEMS B.V. Zernikedreef 2, 2333 CL Leiden, The Netherlands | Mentor® Contour PROFILE™ Breast Implant Cohesive III (sipas listës bashkëngjitur) | III | Implant gjiri i mbushur me silikon xhel me siperfaqe te teksturuara | Pajisje te implantueshme aktive | 6312/3
12628 | PARAGEL BREAST IMPLANTS | SOMBRERO sh.p.k | Eurosilicone SAS Z.I de La Peyroliere B.P. 68 APT Cedex 84402 France | PARAGEL BREAST IMPLANTS (Sipas listes bashkengjitur) | III | Implante gjiri. | Tjeter
12629 | Cristalline Paragel Breast Implants (sipas listes se bashkengjitur) | Sombrero | Eurosilicone SAS Z.I de La Peyroliere B.P. 68 APT Cedex 84402, France | Cristalline Paragel Breast Implants (sipas listes se bashkengjitur) | lll | Implante gjiri | Tjeter
Nr | Pajisja mjekesore | Emri I subjektit qe ka kryer aplikimin | Nipti | Data e aplikimit | Prodhuesi | Modeli | Klasa | Pershkrimi I pajisjes | Kategoria e Pajisjes Mjekësore
8342 | Postoperative Abdominal Corset (28cm); Thigh high anti embolism stoching; Silicone breast prothesis; Bra for breast prothesis; | Evita shpk | L31714005J | 30.10.2020 | Variteks Ortopedi Sanayi A.S Maltepe Mah, Litros Yolu Alle Bahce Sok.No:10 Topkapi 34010-Instanbul- TURKEY | 132 Postoperative Abdominal Corset (28cm) BEIGE: S1-M2-L3-XL4-XXL5; 133 Postoperative Abdominal Corset (20cm) BEIGE: S1-M2-L3-XL4-XXL5; 909 Thigh High Anti Embolism Stocking WHITE: S1-M2-L3-XL4-XXL5; 570 Silicone breast prothesis WHITE- 60-65-70-75-80-85-90-95-100-105-110-115-120-125-130 ; 577 Bra For Breast Prothesis WHITE- 60-65-70-75-80-85-90-95-100-105-110-115-120-125-130 ; | I | Breza abdominal, corape per varice, proteza silikoni e jashtme qe perdoret ne paciente qe kane kryer mastectomy, recipeta per proteza siliconi. | Tjeter
10454 | MENTOR becker Breast Implant Cohesive I and Cohesive II SILTEX Round BECKER 25 Expander/Breast Implant Cohesive I: 354-1500; 354-2000; 354-2500; 354-3000; 354-3500; 354-4000; 354-5000; 354-6000; 354-7000; 354-8000; SILTEX Contour Profile BECKER 35 Expander/Breast Implant Cohesive II: 324-0955; 324-1055; 324-1155; 324-1205; 324-1255; 324-1305; 324-1355; 324-1405; 324-1505; 324-1605; | Evita sh.p.k | L31714005J | 01.11.2021 | MENTOR MEDICAL SYSTEMS B.V. Zernikedreef 2 2333 CL Leiden THE NETHERLANDS | MENTOR becker Breast Implant Cohesive I and Cohesive II SILTEX Round BECKER 25 Expander/Breast Implant Cohesive I: 354-1500; 354-2000; 354-2500; 354-3000; 354-3500; 354-4000; 354-5000; 354-6000; 354-7000; 354-8000; SILTEX Contour Profile BECKER 35 Expander/Breast Implant Cohesive II: 324-0955; 324-1055; 324-1155; 324-1205; 324-1255; 324-1305; 324-1355; 324-1405; 324-1505; 324-1605; | III | Proteza gjiri mbushur me silikon xhel dhe solucion kripe. | pajisje te implantueshme jo aktive
11973 | Motiva Flora ® Tissue Expander | ArliPharma sh.p.k | L11827008H | 10.05.2022 | Establishment Labs S.A. Coyol Free Zone and Business Park Building 4th Street Building B-15, Alajuela, Costa Rica | Motiva Flora ® Tissue Expander (sipas listes bashkengjitur) | III | Proteze silikoni qe perdoret per rindertimin e gjirit pas mastektomise. | Pajisje te implantueshme jo aktive
12256 | Sterile, single use instrument for delivery of silicone gel implants | Evita | L31714005J | 04.07.2022 | Kims Med CO., LTD. #1,2 #214 Bio Material and Component Service Center, Gwangju Techno park, 249, Chuam-ro, Buk-gu, Gwangju, Korea | Sterile, single use instrument for delivery of silicone gel implants: 01KR | IIa | Instrument steril njeperdorimesh qe perdoret per implantimin e protezave te gjirit | Pajisje nje perdorimeshe

## hiv tb
Nr | Pajisja mjekesore | Emri I subjektit qe ka kryer aplikimin | Nipti | Data e aplikimit | Prodhuesi | Modeli | Klasa | Pershkrimi I pajisjes | Kategoria e Pajisjes Mjekësore
6206 | HIV Ab&Ag: IVCOMB.CE.96(96 TESTS),IVCOMB.CE.480(480 TESTS),IVCOMB.CE.960(960 TESTS),IVCOMB.CE.DB(192 TESTS) | O.E.S Distrimed sh.p.k | K31520054N | 21.10.2019 | DIA.PRO Diagnostic Bioprobes s.r.l via G. Carducci N°27-20099 Stesto San Giovanni(Milano) Italy | HIV Ab&Ag: IVCOMB.CE.96(96 TESTS),IVCOMB.CE.480(480 TESTS),IVCOMB.CE.960(960 TESTS),IVCOMB.CE.DB(192 TESTS) | In vitro | Kite laboratorike in vitro per diagnostikimin e hiv nepermjet elisa | Pajisje te diagnostikimit in vitro
6227 | cobas® MPX, for use on the cobas® 6800/8800 Systems: 06997708190 cobas® MPX-96; 06997716190 cobas® MPX-480; 06997724190 cobas® MPX Control Kit | Evita shpk | L31714005J | 24.10.2019 | Roche Diagnostics GmbH Sandhofer Strasse 116 D-68305 Mannheim, Germany | cobas® MPX, for use on the cobas® 6800/8800 Systems: 06997708190 cobas® MPX-96; 06997716190 cobas® MPX-480; 06997724190 cobas® MPX Control Kit | In Vitro | Multiples-HIV, HCV, HBV teste te acidit nukleik per perdorim ne cobas 6800/8800 sistem | Pajisje laboratori
6832 | Alinity i HIV Ag/Ab Combo Reagent Kit (2 x 100 Tests) 08P0722; Alinity i HIV Ag/Ab Combo Reagent Kit (2 x 600 Tests) 08P0732; Alinity i HIV Ag/Ab Combo Calibrators 08P0701; Alinity i HIV Ag/Ab Combo Controls 08P0710 | Labopharma shpk | K72202013A | 09.03.2020 | Abbott GmbH & Co.KG Max-Planck-Ring 2, 65205 Wiesbaden, Germany | Alinity i HIV Ag/Ab Combo Reagent Kit (2 x 100 Tests) 08P0722; Alinity i HIV Ag/Ab Combo Reagent Kit (2 x 600 Tests) 08P0732; Alinity i HIV Ag/Ab Combo Calibrators 08P0701; Alinity i HIV Ag/Ab Combo Controls 08P0710 | In Vitro | Kite reagentesh, kalibruese dhe kontrolli per aparaturen qe perdoren per percaktimin cilesor te antigenit HIV p24 dhe antitrupave te virusit te imunodeficences humane te tipit 1 dhe/ose tipit 2 ne serumin human dhe plazme perfshire dhe mostrat e mbledhura pas vdekjes. | Pajisje të diagnostikimit in vitro
7342 | DIAQUICK HIV Plus H18100 (25 teste); DIAQUICK HIV Plus WB H18101 (25 teste) | Pegasus sh.p.k | J62903750A | 13.05.2020 | Dialab Produktion und Vertrieb von chemisch-technischen Produkten und Laborinstrumenten Gesellschaft m.b.H. IZ-NOE Sued, Hondastrasse, Objekt M55, A-2351 Wiener Neudorf | DIAQUICK HIV Plus H18100 (25 teste); DIAQUICK HIV Plus WB H18101 (25 teste) | In Vitro | Eshte test imonokromatografik qe ka nje sistem antigeni te dyfishte per gjetjen e antitrupave te prodhuar kunder HIV-1 dhe/ose HIV-2 ne serumin njerezor,ne plazem dhe ne gjak total. | Pajisje te diagnostikimit in vitro
7348 | VIDAS ® HIV P24 II Confirmation | Labopharma shpk | K72202013A | 13.05.2020 | Biomerieux SA, 376 Chemin de l'Orme, 69280 Marcy l'Etoile - France | VIDAS ® HIV P24 II Confirmation 30444 (60 tests) | In Vitro | Jane reagent qe perdoren per percaktimin sasior te imunoglobulinave HIV-1 ,HIV-2 dhe antigjen p24 kunder HIV-1 ne serumin njerezor | Pajisje te diagnostikimit in vitro
7496 | Abbott Uracil-N-Glycosylase (UNG) | Pegasus sh.p.k | J62903750A | 08.06.2020 | Abbott Molecular Inc. 1300 'East Touhy Avenue Des Plaines, IL 60018 USA | Abbott Uracil-N-Glycosylase (UNG) 6L87-02 (96 teste) | In Vitro | Reagent per aplikimin automatik ne kitet HCV/HIV | Pajisje te diagnostikimit in vitro
8139 | Alinity i HIV Ag/Ab Combo Reagent Kit (2 x 100 Tests) 08P0722; Alinity i HIV Ag/Ab Combo Reagent Kit (2 x 600 Tests) 08P0732; Alinity i HIV Ag/Ab Combo Calibrators 08P0701; Alinity i HIV Ag/Ab Combo Controls 08P0710 | Pegasus sh.p.k | J62903750A | 05.10.2020 | Abbott GmbH & Co.KG Max-Planck-Ring 2, 65205 Wiesbaden, Germany | Alinity i HIV Ag/Ab Combo Reagent Kit (2 x 100 Tests) 08P0722; Alinity i HIV Ag/Ab Combo Reagent Kit (2 x 600 Tests) 08P0732; Alinity i HIV Ag/Ab Combo Calibrators 08P0701; Alinity i HIV Ag/Ab Combo Controls 08P0710 | In Vitro | Kite reagentesh, kalibruese dhe kontrolli per aparaturen qe perdoren per percaktimin cilesor te antigenit HIV p24 dhe antitrupave te virusit te imunodeficences humane te tipit 1 dhe/ose tipit 2 ne serumin human dhe plazme perfshire dhe mostrat e mbledhura pas vdekjes. | Pajisje te diagnostikimit in vitro
8288 | MP Diagnostics HIV Ag/Ab Combo ELISA | Biometric Albania sh.p.k. | J61827062E | 22.10.2020 | MP Biomedicals Asia Pacific Pte. Ltd. Pioneer Place 2, MP Biomedicals Headquarters 627885, Singapore | MP Diagnostics HIV Ag/Ab Combo ELISA 4.0 - 23040-096 (96 test/kit); 23040-480 (480 test/kit) | In Vitro | Kite per identifikimin e virusit HIV | Pajisje te diagnostikimi in vitro; Produkte per institucionet e kujdesit shendetesor; pajisje laboratori
8961 | HIV DUO Quick | Labopharma shpk | K72202013A | 02.03.2021 | BIOMÉRIEUX SA, 376 Chemin de l'Orme - 69280 Marcy L'Etoile - France | VIDAS ®HIV DUO Quick 30447 | In Vitro | Eshte nje test screening qe perdoret ne familjen e aparaturave Vidas per gjetjen e kombinuar te imunoglobulinave totale anti-hiv ne serumin njerezor dhe ne plazem | Pajisje te diagnostikimit in vitro
9512 | Elecsys HIV Duo | Evita sh.p.k | L31714005J | 28.05.2021 | Roche Diagnostics GmbH, Sandhofer Strasse 116, D-68305 Mannheim | Elecsys HIV Duo 07229542190 | In Vitro | Reagent per matjen e Hiv Duone serum dhe plazem humane. | Tjeter
9792 | Elecsys HIV Duo | Evita | L31714005J | 12.07.2021 | Roche Diagnostics GmbH Sandhofer Strasse 116 D-68305 Mannheim, Germany | Elecsys HIV Duo - 08836973190 | In Vitro | Reagent per analizen e HIV Duo ne serumin dhe plazmen humane | Tjeter
9889 | First Response® HIV 1-2.O Card Test (Version 2.0) - PI05FRC05CE, PI05FRC10CE, PI05FRC25CE, PI05FRC30CE | SWISSMED shpk | K81323024G | 19.07.2021 | Premier Medical Corporation Private Limited A1-302, GIDC, Sarigam - 396155. Dist. Valsad, Gujarat, India | First Response® HIV 1-2.O Card Test (Version 2.0) - PI05FRC05CE, PI05FRC10CE, PI05FRC25CE, PI05FRC30CE | In Vitro | Teste te shpejta diagnostikuese te HIV. | Pajisje te diagnostikimit in vitro
10179 | VIDAS® HIV DUO Ultra (HIV5) Ref. 30443 | Labopharma sh.p.k | K72202013A | 23.09.2021 | BIOMERIUX SA, 376 Chemin de I'Orme - 69280 Marcy I'Etoile, France | VIDAS® HIV DUO Ultra (HIV5) Ref. 30443 | In Vitro | Test qe sherben per gjetjen e imunoglobulinat anti HV-1 dhe anti HIV2 ne serumin njerezor ose ne plazem. | Pajisje të diagnostikimit in vitro
10289 | ARCHITECT HIV Ag/Ab Combo Reagent Kit: 4J27-22; 4J27-27; 4J27-32; 4J27-37; ARCHITECT HIV Ag/Ab Combo Calibrators 4J27-03; ARCHITECT HIV Ag/Ab Combo Controls 4J27-12; | Pegasus sh.p.k | J62903750A | 13.10.2021 | Abbott GmbH Max-Planck-Ring 2, 65205 Wiesbaden, Germany | ARCHITECT HIV Ag/Ab Combo Reagent Kit: 4J27-22; 4J27-27; 4J27-32; 4J27-37; ARCHITECT HIV Ag/Ab Combo Calibrators 4J27-03; ARCHITECT HIV Ag/Ab Combo Controls 4J27-12; | In Vitro | Reagente qe perdoren per percaktimin cilesor te antigenit HIV p24. | Pajisje të diagnostikimit in vitro
11186 | Procleix® Ultrio Elite® Assay: 303330/303715; Procleix® Ultrio Elite® HIV, HCV, and HBV Discriminatory Probe Reagents - 303334; Procleix® Ultrio Elite® Target Enhancer Reagent - 303331/303722; Procleix® Ultrio Elite® Negative Calibrators - 303333; Procleix® Ultrio Elite® Positive Calibrators - 303332; Procleix® Ultrio Elite® Assay Calibrators Kit - 303719/303723 | Pegasus | J62903750A | 03.02.2023 | Grifols Diagnostic Solution Inc. 4560 Horton Street Emeryville, CA 94608, USA | Procleix® Ultrio Elite® Assay: 303330/303715; Procleix® Ultrio Elite® HIV, HCV, and HBV Discriminatory Probe Reagents - 303334; Procleix® Ultrio Elite® Target Enhancer Reagent - 303331/303722; Procleix® Ultrio Elite® Negative Calibrators - 303333; Procleix® Ultrio Elite® Positive Calibrators - 303332; Procleix® Ultrio Elite® Assay Calibrators Kit - 303719/303723 | In vitro | Test per amplifikimin e acidit nukleik per te ekzaminuar per ARN e viruseve HIV, hepatitit C, dhe AND e hepatitit B | Pajisje te diagnostikimit in vitro
11257 | Real-Time PCR Kits for qualitative and quantitive detection of HIV RNA, hepatitis virus DNA or RNA and CMV DNA (sipas listes bashkengjitur) | Biometric Albania shpk | J61827062E | 17.02.2022 | altona Diadnostics GmbH, Mökenstraße 12, 22767 Hamburg, Germany | Real-Time PCR Kits for qualitative and quantitive detection of HIV RNA, hepatitis virus DNA or RNA and CMV DNA (sipas listes bashkengjitur) | In Vitro | Kite PCR per detektimin e HIV ARN, virusit te hepatitit AND ose ARN & CMV DNA. | Pajisje te diagnostikimit in vitro
11677 | HIV Ab/Ag Combi (CLIA) 130219008M (100 tests/kit), 130619008M (50 tests/kit) MALGUMI | Genius sh.p.k | K63121801C | 06.04.2022 | Shenzhen New industries Engineering Co., Ltd. No.23, Jinxiu East Road, Pingshan District, 518122 Shenzhen,P.R. China | HIV Ab/Ag Combi (CLIA) 130219008M (100 tests/kit), 130619008M (50 tests/kit) MALGUMI | In Vitro | Kite per analizen imunologjike te HIV. | tjeter
12030 | VIDAS HIV | BioChem NRP sh.p.k | K31404135W | 17.05.2022 | bioMerieux SA 376 Chemin de l'Orme - 69280 Marcy l'Etoile - France | VIDAS® HIV P24 II Confirmation: 30 444 | In Vitro | Test per konfirmimin e prezences se antigenit p24 te HIV-1 ne serum ose ne plazme | Pajisje te diagnostikimitin vitro
12056 | VIDAS® HIV DUO Ultra: 30443 | Biochem NRP shpk | K31404135W | 19.05.2022 | BIOMERIEUX SA 376 Chemin de l'Orme - 69280 Marcy l'Etoile - France | VIDAS® HIV DUO Ultra: 30443 | In Vitro | Test qe percakton kombinimin e globulinave totale anti HIV-1. | Pajisje te diagnostikimit in vitro
12109 | Elecsys HIV Combi PT | Evita | L31714005J | 07.06.2022 | Roche Diagnostics GmbH Sandhofer Strasse 116 D-68305 Mannheim, Germany | Elecsys HIV combi PT: 08924163190/08924180190 | In Vitro | Regente per matjen e HIV-1 dhe HIV-2 | Pajisje të diagnostikimit in vitro
12619 | HIV 1.2 Rapid Test Cassette | Vactro Scientific | K72203010D | 17.08.2022 | Hanzhou Alltest Biotech Co., Ltd. #550, Yinhai Street, Hangzhou Economic & Technological Development Area, Hangzhou - 310018, P.R. China | Detection of antibodies to HIV type 1&2 : HIV 1.2 Rapid Test Cassette (Whole Blood/Serum/Plasma) IHI-402 Cassette | In Vitro | Teste te shpejta per zbulimin e antitrupave HIV te tipit 1 dhe 2 | Pajisje te diagnostikimit in vitro
12969 | HIV Ab&Ag Elisa qualitative: IVCOMB.CE (192 tests); IVCOMB.CE.96 (96 tests); IVCOMB.CE.480 (480 tests); IVCOMB.CE.960 (960 tests) | O.E.S Distrimed | K31520054N | 26.10.2022 | DIA.PRO Diagnostic Bioprobes S.r.l. Via G. Carducci N.27 - 20099 Sesto San Giovanni (Milano) - Italy | HIV Ab&Ag Elisa qualitative: IVCOMB.CE (192 tests); IVCOMB.CE.96 (96 tests); IVCOMB.CE.480 (480 tests); IVCOMB.CE.960 (960 tests) | In Vitro | Teste HIV Ab&Ag per detektimin e HIV1 dhe HIV2 | Pajisje te diagnostikimit in vitro
13242 | cobas® HIV-1 - 09040803190 Quantitative nucleic acid test for use on the cobas® 5800/6800/8800 Systems | Evita | L31714005J | 14.12.2022 | Roche Molecular Systems, Inc. 1080 US Highway 202 South Branchburg, NJ 08876 USA | cobas® HIV-1 - 09040803190 Quantitative nucleic acid test for use on the cobas® 5800/6800/8800 Systems | In Vitro | Test per amplifikimin e acidit nukleik per zbulimin dhe percaktimin sasior te HIV | Pajisje te diagnostikimit in vitro
13247 | cobas@ MPX - For use on the cobas® 5800/6800/8800 Systems: 009040562190: cobas@ MPX - 430 09040846190: cobas@ MPX Control Kit | Evita sh.p.k | L31714005J | 14.12.2022 | Roche Molecular Systems, Inc. 1080 US Highway 202 South Branchburg, NJ 08876, USA | cobas@ MPX - For use on the cobas® 5800/6800/8800 Systems: 009040562190: cobas@ MPX - 430 09040846190: cobas@ MPX Control Kit | In Vitro | Test per zbulim te viruseve HIV. | Pajisje diagnostikimi in vitro
13257 | HIV-1/HIV-2 Qualitative | Evita sh.p.k | L31714005J | 15.12.2022 | Roche Molecular Systems, Inc. 1080 US Highway 202 South Branchburg, NJ 08876, USA | cobas® HIV-1/HIV-2 Qualitative(Nucleic acid test for use on the cobas® 5800/6800/8800 Systems) obas® HIV-1/HIV-2 Qualitative - 192T : 09040528190; obas® HIV-1/HIV-2 Qualitative Control Kit: 09040536190 | In Vitro | Test in vitro per zbulimin dhe diferencimin cilesor te virusit HIV ne sesrumin e njeriut | Pajisje te diagnostikimit in vitro
13330 | Monolisa ™ HBs Ag ULTRA (96 tests) - 72346; Monolisa ™ HBs Ag ULTRA (480 tests) - 72348; Genscreen ™ ULTRA HIV Ag-Ab (96 tests) - 72386; Genscreen ™ ULTRA HIV Ag-Ab (480 tests) - 72388; Monolisa ™ HCV Ag-Ab ULTRA V2 (96 TESTS) - 72561; Monolisa ™ HCV Ag-Ab ULTRA V2 (480 TESTS) - 72562; | Diahem sh.p.k |  | 28.12.2022 | BIO-RAD 3 Boulevard Raymond Poincare, 92460 Mames-la-Coquette France | Monolisa ™ HBs Ag ULTRA (96 tests) - 72346; Monolisa ™ HBs Ag ULTRA (480 tests) - 72348; Genscreen ™ ULTRA HIV Ag-Ab (96 tests) - 72386; Genscreen ™ ULTRA HIV Ag-Ab (480 tests) - 72388; Monolisa ™ HCV Ag-Ab ULTRA V2 (96 TESTS) - 72561; Monolisa ™ HCV Ag-Ab ULTRA V2 (480 TESTS) - 72562; | In Vitro | Pajisje per detektimin e infeksionit HIV dhe hepatit B dhe C etj. | Pajisje diagnostikimi in vitro
16576 | HIV1.2.O Rapid Test Cassette | GENIUS SHPK |  | 2024-05-28T00:00:00.000+02:00 | HANGZHOU BIOTEST BIOTECH CO., LTD - 17#, FUTAI ROAD, ZHONGTAI STREET, YUHANG DISTRICT, HANGZHOU -311121 P.R.CHINA | IHIV-C42 | In vitro | REAGENT INVITRO PER TE DIAGNOSTIFIKUAR INFEKSIONIN E VIRUSIT HIV NEPERMJET METODES SE TESTEVE TE SHPEJTA | Pajisje te diagnostifikimit in vitro
17041 | Procleix UltrioPlex E Assay Kits 9052216, Procleix UltrioPlex E Assay Kits 9052219, Procleix UltrioPlex E Assay Target Enhancer Reagent Kit 9052217, Procleix UltrioPlex E Assay Target Enhancer Reagent Kit 9052220, Procleix UltrioPlex E Assay Calibrator Kit 9052221, Procleix UltrioPlex E Assay HIV, HCV, and HBV Discriminatory Probe | PEGASUS. |  | 2024-08-28T00:00:00.000+02:00 | Grifols Diagnostic Solutions Inc. 4560 Horton Street Emeryville, CA 94608, USA | 9052216, 9052219, 9052217, 9052220, 9052221, 9052222, 9052224, 9052223 | In vitro | Jane kite me reagente per analizen cilesore in vitro te amplifikimit te acideve nukleike per percaktimin | Pajisje te diagnostifikimit in vitro
| Reagents Kit 9052222, Procleix UltrioPlex E Assay Negative Calibrator Kit 9052224, Procleix UltrioPlex E Assay Positive Calibrator Kit 9052223 | [6 empty] | ne serum dhe ne plazem te viruseve si vijon Virusin HIV, Virusin e Hepatitit B (HBV) , Virusin e Hepatitit C (HCV) dhe Virusin e Hepatit E (HEV). Perdoren gjithashtu ne analizen e plazmes dhe serumit gjate dhurimit te indeve apo organeve., Jane kite me reagente ndihmes per analizen cilesore in vitro te amplifikimit te acideve nukleike per percaktimin
8277 | QuantiFERON® TB Gold Plus: 622120, 622822; QFT-Plus Single Patient Pack (pack of 10): 622222; QFT-Plus tubes (50x TB1/TB2/Nil/Mitogen): 622526; QFT-Plus Dispenser Pack (25ct): 622423; QFT-Plus Reference Lab Pack: 622822; QFT-Plus HA Single Patient Pack (pack of 10): 623222; QFT-Plus HA Dispenser Pack (25ct): 623423; QFT-Plus HA tubes (50x TB1/TB2/Nil/Mit): 623526 | Biometric Albania sh.p.k. | J61827062E | 20.10.2020 | QIAGEN N.V. Hulsterweg 82, 5912 PL Venlo Netherlands | QuantiFERON® TB Gold Plus: 622120, 622822; QFT-Plus Single Patient Pack (pack of 10): 622222; QFT-Plus tubes (50x TB1/TB2/Nil/Mitogen): 622526; QFT-Plus Dispenser Pack (25ct): 622423; QFT-Plus Reference Lab Pack: 622822; QFT-Plus HA Single Patient Pack (pack of 10): 623222; QFT-Plus HA Dispenser Pack (25ct): 623423; QFT-Plus HA tubes (50x TB1/TB2/Nil/Mit): 623526 | In Vitro | Kite per detektimin e tuberkulozes. | Pajisje te diagnostikimit in vitro
12130 | VIDAS TB-IGRA / 423111 | Labopharma shpk | K72202013A | 09.06.2022 | BIOMERIEUX SA 376 Chemin de l'Orme - 69280 Marcy l'Etoile - France | VIDAS TB-IGRA / 423111 | In Vitro | Reagent per te ndihmuar ne diagnostikimin e individeve te infektuar me mjicrobacterium tuberkulosis. | Pajisje te diagnostikimit in vitro
13132 | QuantiFERON -TB Gold Plus (QFT-Plus) 2 plate Kit ELISA-- REF 622120; QuantiFERON -TB Gold Plus (QFT-Plus) Reference Lab Pack- REF 622822; QuantiFERON -TB Gold Plus (QFT-Plus) Blood Collection Tubes REF 622222 and 623222; QuantiFERON -TB Gold Plus (QFT-Plus) Blood Collection Tubes REF 622526 and 623526; QuantiFERON -TB Gold Plus (QFT-Plus) Blood Collecton Tubes Pack REF 622423 and 623423; | ALBIOMED sh.p.k | K51607018D | 21.11.2022 | QIAGEN GmbH Qiagen Str. 1 40724 Hilden Germany | QuantiFERON -TB Gold Plus (QFT-Plus) 2 plate Kit ELISA-- REF 622120; QuantiFERON -TB Gold Plus (QFT-Plus) Reference Lab Pack- REF 622822; QuantiFERON -TB Gold Plus (QFT-Plus) Blood Collection Tubes REF 622222 and 623222; QuantiFERON -TB Gold Plus (QFT-Plus) Blood Collection Tubes REF 622526 and 623526; QuantiFERON -TB Gold Plus (QFT-Plus) Blood Collecton Tubes Pack REF 622423 and 623423; | in vitro | Per diagnostikim ndaj mykobakteriumit te turbekulozit. | Pajisje diagnostikimi in vitro
14525 | QuantiFERON®-TB Gold Plus (QFT®-Plus) | BIOMETRIC ALBANIA |  | 2023-07-03T00:00:00.000+02:00 | QIAGEN GmbH - QIAGEN Str. 1, 40724 Hilden, Germany | 622120 (QFT-Plus 2 Plate Kit ELISA), 622822 (QFT Reference Lab Pack) | In vitro | Teste diagnostike in vitro për identifikimin e antigjeneve peptide që lidhen me infeksionin Mycobacterium tuberculosis. | Pajisje te diagnostifikimit in vitro
| SCREEN 1 K2-SPICE -S | GENIUS LAB |  | 2023-10-31T00:00:00.000+01:00 | SCREEN ITALIA s.r.l. via dell'Artigianato, 16 - 06089 - Torgiano | SC-0401-25, SC-0050-25, SC-0074-25, SC-0197-25, SC-0555-20, SC-1187-25, SC-0425-40, SC-0432-40, SC-0845-25, SC-0647-25, SC-0456-25, SC-0807-25, SC-0654-25, SC-0791-25, SC-0760-40, SC-1781-25, SC-1170-20, SC-0821-25, SC-0838-25, SC-0906-100, SC-0913-100, SC-0920-100, SC-0937-01, SC-0944-01, SC-0951-01, SC-2122-25, SC-2115-25, SC-2146-25, SC-2078-25, SC-1828-25, SC-2061-25, SC-1798-25, SC-2030-25, SC-2085-25, SC-1774-25, SC-0487-25, SC-2047-25, SC-2092-25, SC-0784-40, SC-0043-25, SC-0081-25, SC-0753-25, SC-1002-40, SC-0012-40, SC-0715-20, SC-0609-40, SC-0692-25, SC-1026-25, SC-1019-40, SC-0722-40, SC-0739-40, SC-0982-40, SC-0999-25, SC-0470-25, SC-0494-10, SC-0562-25, SC-0630-25, SC-0708-25, SC-1330-20, SC-1347-20, SC-1477-20, SC-1361-20, SC-1385 -20, SC-1408-20, SC-1460-20, SC-1484-20, SC-1378-20, SC-1316 -20, SC-1354-20, SC-1583-20, SC-1590-20, SC-0135-25, SC-0159-25, SC-0418-25, SC-0234-25, SC-0180-25, SC-0227-25, SC-0746-40, SC-0616-25, SC-0661-25, SC-0272-25, SC-0289-25, SC-0302-25, SC-0296-25, SC-0104-25, SC-0326-25, SC-0203-25, SC-0142-25, SC-1224-25, SC-0678-25, SC-1392-20, SC-0036-25, SC-0029-25, SC-0067-25, SC-0098-25, SC-0449-25, SC-0333-25, SC-0111-25, SC-0128-25, SC-0166-25, SC-0173-25, SC-0210-25, SC-0241-25, SC-0258-25, SC-0265-25, SC-0319-25, SC-0364-25, SC-0357-25, SC-0340-25, SC-0517-20, SC-0975-25, SC-0524-10, SC-0531-25, SC-0548-25, SC-0623-20, SC-0777-25, SC-0463-10 | In vitro | REAGENTE DIAGNOSTIFIKUES IN VITRO, TESTE QE PERDOREN PER DIAGNOSTIFIKIMIN E PRANISE SE DROGERAVE K2-SPICE, REAGENTE DIAGNOSTIFIKUES IN VITRO, TESTE QE PERDOREN PER DIAGNOSTIFIKIMIN E PRANISE SE DROGERAVE K2-SPICE-S, REAGENTE DIAGNOSTIFIKUES IN VITRO, TESTE QE PERDOREN PER DIAGNOSTIFIKIMIN E PRANISE SE DROGERAVE METADONE, REAGENTE DIAGNOSTIFIKUES IN VITRO, TESTE TE SHPEJTA QE PERDOREN PER DIAGNOSTIFIKIMIN E PRANISE SE DISA LLOJEVE TE DROGERAVE NE URINE., REAGENTE DIAGNOSTIFIKUES IN VITRO, TESTE TE SHPEJTA QE PERDOREN PER DIAGNOSTIFIKIMIN E PARAZITIT GIARDIA LAMBLIA, REAGENTE DIAGNOSTIFIKUES IN VITRO, TESTE TE SHPEJTA QE PERDOREN PER DIAGNOSTIFIKIMIN E PARAZITIT GONORREA, REAGENTE DIAGNOSTIFIKUES IN VITRO, TESTE TE SHPEJTA QE PERDOREN PER KONFIRMIMIN E SHTATZANISE., REAGENTE DIAGNOSTIFIKUES IN VITRO, TESTE TE SHPEJTA QE PERDOREN PER DIAGNOSTIFIKIMIN E PRANISE SE ANTITRUPAVE IGM DHE IGG NE GJAK., REAGENTE DIAGNOSTIFIKUES IN VITRO, TESTE TE SHPEJTA QE PERDOREN PER DIAGNOSTIFIKIMIN E PRANISE SE MONONUCLEOSI ., REAGENTE DIAGNOSTIFIKUES IN VITRO, TESTE TE SHPEJTA QE PERDOREN PER DIAGNOSTIFIKIMIN E PRENISE SE ADENOVIRUS, REAGENTE DIAGNOSTIFIKUES IN VITRO, TESTE QE PERDOREN PER DIAGNOSTIFIKIMIN E PRANISE SE ADULTERZIONE, REAGENTE DIAGNOSTIFIKUES IN VITRO, TESTE TE SHPEJTA QE PERDOREN PER DIAGNOSTIFIKIMIN E PRANISE SE ANTIGJENEVE MYCOPLASMA NE URINE ., REAGENTE DIAGNOSTIFIKUES IN VITRO, TESTE TE SHPEJTA QE PERDOREN PER DIAGNOSTIFIKIMIN E PRANISE SE VITAMINES D, REAGENTE DIAGNOSTIFIKUES IN VITRO, TESTE TE SHPEJTA QE PERDOREN PER DIAGNOSTIFIKIMIN E PRANISE SE ZIKA NS1, REAGENTE DIAGNOSTIFIKUES IN VITRO, TESTE QE PERDOREN PER DIAGNOSTIFIKIMIN E PRANISE SE AMFETAMINA NE URINE, REAGENTE DIAGNOSTIFIKUES IN VITRO, TESTE QE PERDOREN PER DIAGNOSTIFIKIMIN E DROGERAVE NE FLOKE, REAGENTE DIAGNOSTIFIKUES IN VITRO, TESTE TE SHPEJTA QE PERDOREN PER DIAGNOSTIFIKIMIN E DISA DROGERAVE NE ORGANIZEM , REAGENTE DIAGNOSTIFIKUES IN VITRO, TESTE QE PERDOREN PER DIAGNOSTIFIKIMIN E KOMPONENTEVE TE NDRYSHEM TE URINES , REAGENTE DIAGNOSTIFIKUES IN VITRO, TESTE QE PERDOREN PER DIAGNOSTIFIKIMIN E KOMPONENTEVE TE NDRYSHEM TE URINES , REAGENTE DIAGNOSTIFIKUES IN VITRO, APARAT QE PERDORET PER MATJEN E PARAMETRAVE TE URINES, REAGENTE DIAGNOSTIFIKUES IN VITRO, TESTE TE SHPEJTA QE PERDOREN PER DIAGNOSTIFIKIMIN E DROGERAVE NE URINE, REAGENTE DIAGNOSTIFIKUES IN VITRO, APARAT PER TE KONTROLLUAR PRANINE E DROGERAVE NE URINE, REAGENTE DIAGNOSTIFIKUES IN VITRO, PER DIAGNOSTIFIKIMIN E PRANISE SE DROGERAVE NE URINE , REAGENTE DIAGNOSTIFIKUES IN VITRO, TESTE QE PERDOREN PER DIAGNOSTIFIKIMIN E FENTANIL NE URINE, REAGENTE DIAGNOSTIFIKUES IN VITRO, TESTE QE PERDOREN PER DIAGNOSTIFIKIMIN E SUBSTANCES MDPV NE URINE., REAGENTE DIAGNOSTIFIKUES IN VITRO, TESTE QE PERDOREN PER DIAGNOSTIFIKIMIN E OSSICODONE NE URINE, REAGENTE DIAGNOSTIFIKUES IN VITRO, TESTE QE PERDOREN PER DIAGNOSTIFIKIMIN E PROPOSSIFENE NE URINE, REAGENTE DIAGNOSTIFIKUES IN VITRO, TESTE TE SHPEJTA QE PERDOREN PER DIAGNOSTIFIKIMIN E DISA DROGERAVE NE URINE., REAGENTE DIAGNOSTIFIKUES IN VITRO, TESTE QE PERDOREN PER DIAGNOSTIFIKIMIN E BARBITURICI NE ORGANIZEM., REAGENTE DIAGNOSTIFIKUES IN VITRO, TESTE QE PERDOREN PER DIAGNOSTIFIKIMIN E MDMA/ECSTASY NE ORGANIZEM., REAGENTE DIAGNOSTIFIKUES IN VITRO, TESTE QE PERDOREN PER DIAGNOSTIFIKIMIN E TRAMADOLOOne NE ORGANIZEM., REAGENTE DIAGNOSTIFIKUES IN VITRO, TESTE TE SHPEJTA QE PERDOREN PER DIAGNOSTIFIKIMIN E PERDORIMET TE DROGREAVE NE URINE., REAGENTE DIAGNOSTIFIKUES IN VITRO, TESTE TE SHPEJTA QE PERDOREN PER TE VLERESUAR KONCENTRIMIN E SPERMATOZOIDEVE NE SPERMEN E NJE PERSONI., REAGENTE DIAGNOSTIFIKUES IN VITRO QE PERDOREN PER DIAGNOSTIFIKIMIN E KOKAINES NE ORGANIZEM , REAGENTE DIAGNOSTIFIKUES IN VITRO, QE PERDOREN PER DIAGNOSTIFIKIMIN E SUBSTANCAVE OPIOIDIKE NE URINE. , REAGENTE DIAGNOSTIFIKUES IN VITRO, TEST I SHPEJTE QE PERDOREN PER DIAGNOSTIFIKIMIN E PH NE VAGINE, REAGENTE DIAGNOSTIFIKUES IN VITRO, QE PERDOREN PER DIAGNOSTIFIKIMIN E NIVELIT TE ALKOLIT., REAGENTE DIAGNOSTIFIKUES IN VITRO, QE PERDOREN PER DIAGNOSTIFIKIMIN E ETHYL GLUCURONIDE NE URINE , REAGENTE DIAGNOSTIFIKUES IN VITRO, TESTE TE SHPEJTA QE PERDOREN PER DIAGNOSTIFIKIMIN E BAKTERIES STREKTOKOKUS, REAGENTE DIAGNOSTIFIKUES IN VITRO, TESTE TE SHPEJTA QE PERDOREN PER DIAGNOSTIFIKIMIN E ANTITRUPAVE TE H.PYLORI NE ORGANIZEM , REAGENTE DIAGNOSTIFIKUES IN VITRO, TESTE TE SHPEJTA QE PERDOREN PER DIAGNOSTIFIKIMIN E VIRUSIT ROTAVIRUS., REAGENTE DIAGNOSTIFIKUES IN VITRO, TESTE QE PERDOREN PER DIAGNOSTIFIKIMIN E NIVELIT TE COTININE NE LENGUN ORAL., REAGENTE DIAGNOSTIFIKUES IN VITRO, TESTE TE SHPEJTA QE PERDOREN PER DIAGNOSTIFIKIMIN E NIVELIT TE COTININE NE URINE OSE GJAK., REAGENTE DIAGNOSTIFIKUES IN VITRO, TESTE TE SHPEJTA QE PERDOREN PER DIAGNOSTIFIKIMIN ANTITRUPAR E BAKTERIT TREPONEMA PALLIDUM, I CILI SHKAKTON SIFILIDEN. , REAGENTE DIAGNOSTIFIKUES IN VITRO, TESTE TE SHPEJTA QE PERDOREN PER DIAGNOSTIFIKIMIN E SEMUNDJES TUBERKULOSI, REAGENTE DIAGNOSTIFIKUES IN VITRO, QE PERDOREN PER DIAGNOSTIFIKIMIN E DEMTIMEVE TE MUSKUJVE TE ZEMRES., REAGENTE DIAGNOSTIFIKUES IN VITRO, TESTE TE SHPEJTA QE PERDOREN PER DIAGNOSTIFIKIMIN E NIVELIT TE PROCALCITONIN NE GJAK, REAGENTE DIAGNOSTIFIKUES IN VITRO, TESTE TE SHPEJTA QE PERDOREN PER DIAGNOSTIFIKIMIN E CLOSTRIDIUM NE MOSTRAT E FECES., REAGENTE DIAGNOSTIFIKUES IN VITRO, TESTE TE SHPEJTA QE PERDOREN PER DIAGNOSTIFIKIMIN E TOXINAVE A DHE B TE CLOSTRIDIUM NE MOSTRAT E FECES., REAGENTE DIAGNOSTIFIKUES IN VITRO, TESTE TE SHPEJTA QE PERDOREN PER DIAGNOSTIFIKIMIN E ANTITRUPAVE IGM TE HEPATITIT A., REAGENTE DIAGNOSTIFIKUES IN VITRO, TESTE TE SHPEJTA QE PERDOREN PER DIAGNOSTIFIKIMIN PRANINE E BAKTERIT LEGIONELLA., MUKOZEN E RRUGES ASPIRATORE., REAGENTE DIAGNOSTIFIKUES IN VITRO, TESTE QE PERDOREN PER DIAGNOSTIFIKIMIN E NIVELIT TE ALBUMINURIA NE URINE., REAGENTE DIAGNOSTIFIKUES IN VITRO, TESTE QE PERDOREN PER DIAGNOSTIFIKIMIN E NIVELIT TE HBA1C NE GJAK., REAGENTE DIAGNOSTIFIKUES IN VITRO, TESTE QE PERDOREN PER DIAGNOSTIFIKIMIN E NIVELIT TE CK-MB NE GJAK, REAGENTE DIAGNOSTIFIKUES IN VITRO, TESTE QE PERDOREN PER DIAGNOSTIFIKIMIN E NIVELIT TE CPR NE GJAK, REAGENTE DIAGNOSTIFIKUES IN VITRO, TESTE QE PERDOREN PER DIAGNOSTIFIKIMIN E NIVELIT TE HORMONIT FSH NE GJAK., REAGENTE DIAGNOSTIFIKUES IN VITRO, TESTEQE PERDOREN PER IDENTIFIKIMIN E VIRUSEVE A DHE B , REAGENTE DIAGNOSTIFIKUES IN VITRO, TESTE QE PERDOREN PER DIAGNOSTIFIKIMIN E NIVELIT TE HORMONEVE LH., REAGENTE DIAGNOSTIFIKUES IN VITRO, TESTE QE PERDOREN PER DIAGNOSTIFIKIMIN E NIVELIT TE MIOBLOBINES NE GJAK., REAGENTE DIAGNOSTIFIKUES IN VITRO, TESTE QE PERDOREN PER DIAGNOSTIFIKIMIN E NIVELIT TE HORMONIT TSH NE GJAK., REAGENTE DIAGNOSTIFIKUES IN VITRO, TESTE QE PERDOREN PER DIAGNOSTIFIKIMIN E GJAKUT TE FSHEHUR NE FECE. , REAGENTE DIAGNOSTIFIKUES IN VITRO, TESTE QE PERDOREN PER DIAGNOSTIFIKIMIN E NIVELIT TE CEA NE GJAK., REAGENTE DIAGNOSTIFIKUES IN VITRO, TESTE QE PERDOREN PER DIAGNOSTIFIKIMIN E NIVELIT TE D-DOMER NE GJAK., REAGENTE DIAGNOSTIFIKUES IN VITRO, TESTE QE PERDOREN PER DIAGNOSTIFIKIMIN E NIVELIT TE TROPONIN I NE GJAK., REAGENTE DIAGNOSTIFIKUES IN VITRO, TESTE TE SHPEJTA QE PERDOREN PER IDENTIFIKIMIN E DISA DROGERAVE (7)OSE ME SHUME NE URINE OSE NE GJAK., REAGENTE DIAGNOSTIFIKUES IN VITRO, TESTE TE SHPEJTA QE PERDOREN PER IDENTIFIKIMIN E DISA DROGERAVE (8) OSE ME SHUME NE URINE OSE NE GJAK., REAGENTE DIAGNOSTIFIKUES IN VITRO, TESTE TE SHPEJTA QE PERDOREN PER IDENTIFIKIMIN E DISA DROGERAVE (10) NE URINE OSE NE GJAK., REAGENTE DIAGNOSTIFIKUES IN VITRO, TESTE TE SHPEJTA QE PERDOREN PER IDENTIFIKIMIN E DISA DROGERAVE (8) NE URINE OSE NE GJAK., REAGENTE DIAGNOSTIFIKUES IN VITRO, TESTE TE SHPEJTA QE PERDOREN PER DIAGNOSTIFIKIMIN E ANTITRUPAVE TE TETANUS NE GJAK., REAGENTE DIAGNOSTIFIKUES IN VITRO, TESTE TE SHPEJTA QE PERDOREN PER DIAGNOSTIFIKIMIN E ANTIGJENIT H.PYLORI NE MUKOZEN E STOMAKUT., REAGENTE DIAGNOSTIFIKUES IN VITRO, TESTE TE SHPEJTA QE PERDOREN PER DIAGNOSTIFIKIMIN E PERDORIMIT TE MALIARIA P.F, REAGENTE DIAGNOSTIFIKUES IN VITRO, TESTE TE SHPEJTA QE PERDOREN PER IDENTIFIKIMIN E DISA DROGERAVE (10+) OSE ME SHUME NE URINE., REAGENTE DIAGNOSTIFIKUES IN VITRO, TESTE TE SHPEJTA QE PERDOREN PER IDENTIFIKIMIN E DISA DROGERAVE (10+) OSE ME SHUME NE URINE , REAGENTE DIAGNOSTIFIKUES IN VITRO, TESTE TE SHPEJTA QE PERDOREN PER IDENTIFIKIMIN E DISA DROGERAVE (12+) OSE ME SHUME NE URINE , REAGENTE DIAGNOSTIFIKUES IN VITRO, TESTE TE SHPEJTA QE PERDOREN PER IDENTIFIKIMIN E DISA DROGERAVE NE URINE , REAGENTE DIAGNOSTIFIKUES IN VITRO, TESTE TE SHPEJTA QE PERDOREN PER IDENTIFIKIMIN E DISA DROGERAVE (12) OSE ME SHUME NE URINE OSE NE GJAK, REAGENTE DIAGNOSTIFIKUES IN VITRO, TESTE TE SHPEJTA QE PERDOREN PER IDENTIFIKIMIN E DISA DROGERAVE (7+) OSE ME SHUME NE URINE , REAGENTE DIAGNOSTIFIKUES IN VITRO, TESTE TE SHPEJTA QE PERDOREN PER IDENTIFIKIMIN E DISA DROGERAVE (12+) OSE ME SHUME NE URINE, REAGENTE DIAGNOSTIFIKUES IN VITRO, TESTE TE SHPEJTA QE PERDOREN PER IDENTIFIKIMIN E DISA DROGERAVE (7+) OSE ME SHUME NE URINE, REAGENTE DIAGNOSTIFIKUES IN VITRO, TESTE TE SHPEJTA QE PERDOREN PER DIAGNOSTIFIKIMIN E NOROVIRUS NE STOMAK, REAGENTE DIAGNOSTIFIKUES IN VITRO, TESTE QE PERDOREN PER DIAGNOSTIFIKIMIN E NIVELIT TE PROCALCITONINES NE GJAK., REAGENTE DIAGNOSTIFIKUES IN VITRO, TESTE QE PERDOREN PER DIAGNOSTIFIKIMIN E PRANISE SE BENZODIAZEPINE NE URINE., REAGENTE DIAGNOSTIFIKUES IN VITRO, TESTE QE PERDOREN PER DIAGNOSTIFIKIMIN E PRANISE SE BUPRENORFINA NE URINE, REAGENTE DIAGNOSTIFIKUES IN VITRO, TESTE QE PERDOREN PER DIAGNOSTIFIKIMIN E PRANISE SE KETAMINA NE URINE, REAGENTE DIAGNOSTIFIKUES IN VITRO, TESTE QE PERDOREN PER DIAGNOSTIFIKIMIN E MARUJUANA NE URINE, REAGENTE DIAGNOSTIFIKUES IN VITRO, TESTE TE SHPEJTA QE PERDOREN PER DIAGNOSTIFIKIMIN E DISA LLOJEVE TE DROGERAVE NE ORAL FLUID., REAGENTE DIAGNOSTIFIKUES IN VITRO, TESTE TE SHPEJTA QE PERDOREN PER DIAGNOSTIFIKIMIN E PRANISE SE DROGERAVE NE URINE , REAGENTE DIAGNOSTIFIKUES IN VITRO, TESTE TE SHPEJTA QE PERDOREN PER DIAGNOSTIFIKIMIN E PRANISE SE DROGERAVE NE ORAL FLUID , REAGENTE DIAGNOSTIFIKUES IN VITRO, TESTE TE SHPEJTA QE PERDOREN PER DIAGNOSTIFIKIMIN E PRANISE SE ANTITRUPAVE IGG DHE IGM NE TRUP., REAGENTE DIAGNOSTIFIKUES IN VITRO, TESTE TE SHPEJTA QE PERDOREN PER DIAGNOSTIFIKIMIN E NIVELIT TE CPR NE GJAK., REAGENTE DIAGNOSTIFIKUES IN VITRO, TESTE QE PERDOREN PER DIAGNOSTIFIKIMIN E PRANISE SE ANTIGJENIT CRYPTOSPORIDIUM NE MOSTRAT E FECEVE., REAGENTE DIAGNOSTIFIKUES IN VITRO, TESTE TE SHPEJTA QE PERDOREN PER DIAGNOSTIFIKIMIN E ANTITRUPAVE TE DENGUE NE GJAK., REAGENTE DIAGNOSTIFIKUES IN VITRO, TESTE TE SHPEJTA QE PERDOREN PER DIAGNOSTIFIKIMIN E PRANISE SE ANTIGJENIT NS1 NE GJAK., REAGENTE DIAGNOSTIFIKUES IN VITRO, TESTE TE SHPEJTA QE PERDOREN PER DIAGNOSTIFIKIMIN E INFEKTIMIT ME VIRURIN A DHE B, REAGENTE DIAGNOSTIFIKUES IN VITRO, TESTE TE SHPEJTA QE PERDOREN PER DIAGNOSTIFIKIMIN E CALPROTECTINES NE ORGANIZEEM, REAGENTE DIAGNOSTIFIKUES IN VITRO, TESTE TE SHPEJTA QE PERDOREN PER DIAGNOSTIFIKIMIN E CAMPYLOBACTER NE ORGANIZEM | Pajisje te diagnostifikimit in vitro
| SCREEN 1 METADONE | Convoyale |  | 2023-12-28T00:00:00.000+01:00 | SCREEN ITALIA s.r.l, via dell'Artigianato, 16 - 06089 - Torgiano - Perugia | SC-0074-25, SC-0197-25, SC-0555-20, SC-1187-25, SC-0425-40, SC-0432-40, SC-0845-25, SC-0647-25, SC-0456-25, SC-0807-25, SC-0654-25, SC-0791-25, SC-0760-40, SC-1262-20, SC-1781-25, SC-1170-20, SC-1194-01, SC-0821-25, SC-0838-25, SC-0906-100, SC-0913-100, SC-0920-100, SC-0937-01, SC-0944-01, SC-0951-01, SC-1200-10, SC-2122-25, SC-2139-25, SC-2115-25, SC-1217-25, SC-1231-25, SC-2146-25, SC-2078-25, SC-1828-25, SC-2061-25, SC-1798-25, SC-2030-25, SC-2085-25, SC-1774-25, SC-0487-25, SC-2047-25, SC-2092-25, SC-0784-40, SC-0043-25, SC-0081-25, SC-0753-25, SC-1002-40, SC-0012-40, SC-0715-20, SC-0609-40, SC-0692-25, SC-1026-25, SC-1019-40, SC-0722-40, SC-0739-40, SC-0982-40, SC-0999-25, SC-0470-25, SC-0494-10, SC-0562-25, SC-0630-25, SC-0708-25, SC-1255-20, SC-1286-20, SC-1309-20, SC-1293-20, SC-1330-20, SC-1347-20, SC-1477-20, SC-1361-20, SC-1385 -20, SC-1408-20, SC-1460-20, SC-1484-20, SC-1378-20, SC-1316 -20, SC-1415-20, SC-1354-20, SC-1552-20, SC-1583-20, SC-1590-20, SC-1569-20, SC-0135-25, SC-0159-25, SC-0418-25, SC-0234-25, SC-0180-25, SC-0227-25, SC-0746-40, SC-0616-25, SC-0661-25, SC-0272-25, SC-0289-25, SC-0302-25, SC-0296-25, SC-0104-25, SC-0326-25, SC-0203-25, SC-0142-25, SC-1224-25, SC-0678-25, SC-1323-01, SC-1491-01, SC-1392-20, SC-0036-25, SC-0029-25, SC-0067-25, SC-0098-25, SC-0449-25, SC-0333-25, SC-0111-25, SC-0128-25, SC-0166-25, SC-0173-25, SC-0210-25, SC-0241-25, SC-0258-25, SC-0265-25, SC-0319-25, SC-0364-25, SC-0357-25, SC-0340-25, SC-0517-20, SC-0975-25, SC-0524-10, SC-0531-25, SC-0548-25, SC-0623-20, SC-0883-25, SC-0777-25, SC-0463-10, SC-0401-25, SC-0050-25 | In vitro | Kaseta e Testit të Shpejtë të Metadonit Screen 1 (MTD) (urinë) është një analizë kromatografike anësore për zbulimin e metadonit në urinë në një përqendrim prag prej 300ng/ml. Ky test do të zbulojë komponime të tjera të lidhura, ju lutemi referojuni tabelës së Specifikimit Analitik në këtë paketë. Metadoni është një analgjezik narkotik për trajtimin e dhimbjeve të moderuara deri në të forta. Përdoret gjithashtu në trajtimin e varësisë nga heroina, SCREEN CUP 8 + A + AD analizon substancat e kërkuara me ndërprerjet e treguara nga ligji dhe ka përfshirë në test kontrollin e Alkoolit ETG, kreatininës dhe Ph. Analizat: Kokainë dhe metabolitët (COC 300), Amfetaminën (AMP 500). ), Metamfetamina (MET 500), Buprenorfina (BUP 10), Marihuana (përfshirë kanabinoidet THC) (THC 50), opiatet (përfshirë Heroinën Morfinë dhe metabolitët) (MOP 300), Metilenedioksimetamfetaminën ekstazi (MDMA) 350 MTMA (MDMA) , kontrollon gjithashtu vlefshmërinë e mostrës së urinës me anë të një testi të falsifikimit të pranishëm në test dhe pranisë së alkoolit (ETG), Testi i shpejtë me kasetë Giardia Lamblia (Feçet) është një analizë e shpejtë kromatografike për zbulimin cilësor të antigjenit Giardia Lamblia në mostrat e feçeve njerëzore., Test i shpejtë për zbulimin cilësor të antigjenit të Gonorresë në ekzemplarë të strisheve të qafës së mitrës dhe uretrës mashkullore. Vetëm për përdorim profesional diagnostikues in vitro., Kaseta e Testit të Shpejtë të Shtatzënësisë HCG është një analizë imunologjike e shpejtë kromatografike për zbulimin cilësor të gonadotropinës korionike njerëzore në urinë, për të ndihmuar në zbulimin e hershëm të shtatzënisë. Testi përdor dy rreshta për të treguar rezultatet., Kaseta e Testit të Shpejtë të Shtatzënësisë HCG është një analizë | Pajisje te diagnostifikimit in vitro
| One step drug test card, SCREEN CUP 8 + A + AD | [6 empty] | imunologjike e shpejtë kromatografike për zbulimin cilësor të
| Multi Drug Rapid Test Cup, SCREEN TEST GIARDIA LAMBLIA | [6 empty] | gonadotropinës korionike njerëzore në urinë, për të ndihmuar në
| Giardia Lamblia Rapid Test, SCREEN TEST GONORREA | [6 empty] | zbulimin e hershëm të shtatzënisë. Testi përdor dy rreshta për të treguar
| Gonorrhea Rapid Test, SCREEN TEST HCG | [6 empty] | rezultatet, , Test i shpejtë për diagnozën e mononukleozës infektive (MI) për zbulimin cilësor të antitrupave heterofilë në gjakun e plotë, serumin ose plazmën. Vetëm për përdorim profesional diagnostikues in vitro., Kaseta e Testit të Shpejtë të Adenovirusit është një test i shpejtë imunokromatografik me një hap për përcaktimin cilësor të adenoviruseve në feçet njerëzore. Vetëm për përdorim profesional diagnostikues in vitro, Testi i shpejtë i shqyrtimit të disponueshëm për të zbuluar njëkohësisht kreatininën, nitritet, glutaraldehidin, pH, peshën specifike dhe oksidantët/klorin piritinium në njerëz urbanë. Testi i disponueshëm i kampionit është një test shqyrtimi gjysëm sasior që bazohet në krahasimin e ngjyrave, për të zbuluar kreatininën, nitritet, glutaraldehidin, pH, peshën specifike dhe krook oksidues/piritin (CCP) në urinën e njeriut. Ky test ofron vetëm një ekzaminim paraprak, Testi i Antigjenit të Shpejtë të Mycoplasma Pneumoniae është një analizë imunologjike e shpejtë kromatografike për zbulimin cilësor të antigjeneve të Mycoplasma pneumoniae (M. pneumoniae) në tamponët e faringut të njeriut. Ai është krijuar për të ndihmuar në diagnozën e shpejtë diferenciale të infeksioneve të Mycoplasma pneumoniae. Vetëm për përdorim profesional diagnostikues in vitro, Test i shpejtë për zbulimin gjysmë sasior të 25-hidroksivitaminës D në gjakun e plotë të njeriut. Vetëm për përdorim profesional diagnostikues in vitro. Kaseta e testit të shpejtë të vitaminës D është një test i shpejtë imunokromatografik për zbulimin gjysmë sasior të 25-hidroksivitaminës D (25 (OH) D) në gjakun e plotë të gishtit të njeriut, gjak të plotë në një përqendrim të kufizuar prej 30 ± 4 ng / mL. Ky test siguron një rezultat paraprak të testit diagnostik dhe mund të përdoret për të kontrolluar mungesën e vitaminës D. Vitamina D i referohet një grupi sekosteroidësh të tretshëm në yndyrë, përgjegjës për rritjen e përthithjes intestinale të kalciumit, hekurit, magnezit, fosfatit dhe zinkut., Testi i Shpejtë NS1 Zika (Gjak i Gjithë/Serum/Plazma) është një analizë e shpejtë imunokromatografike për zbulimin cilësor të antigjenit të virusit Zika NS1 në gjakun e plotë të njeriut, serumin ose plazmën, e cila ndihmon në diagnostikimin e infeksioneve Zika. Vetëm për përdorim profesional diagnostikues in vitro., Testi i shpejtë i antigjenit Covid-19 dhe Influenza A+B është një test i shpejtë imuno-kromatografik për zbulimin cilësor të antigjeneve të virusit SARS-CoV-2, influenza A dhe influenza B të pranishëm në ekzemplarët e shtupës nazofaringeale. Rezultati është i veçantë për Covid dhe Influenza A/B., Testi i Amfetaminës Rapid Screen 1 (Urinë) është një test i shpejtë imunokromatografik për zbulimin e Amfetaminës në urinën e njeriut në një përqendrim të kufizuar prej 1000 ng/mL. Ky test do të identifikojë edhe komponime të tjera të lidhura. Amfetamina është një substancë e Programit II të DEA-së amerikane e shitur me recetë dhe e disponueshme ilegalisht në treg. Amfetaminat janë një klasë e agjentëve simpatomimetikë të fuqishëm me funksione terapeutike., Test i shpejtë për zbulimin cilësor të kotininës, metamfetaminës, morfinës/kokainës dhe kokainës në flokët e njeriut. Vetëm për përdorim mjekësor profesional. Testi i shpejtë i flokëve ka përparësi unike në fushën e testimit të shpejtë të drogës., Të gjitha në një instrument – Paketa shumë-gjuhëshe – Rezultatet në 30 sekonda – Regjistron automatikisht të dhënat dhe raportet e provimeve – Për të lexuar të gjitha testet e shpejta Screen® IVD. Screen BOX dhe softueri i tij janë pronë e vet Screen Italia. I vetmi instrument në mbarë botën që lexon mbi 100 teste me vetëm 1 instrument. Ky instrument është opsional për testet e shpejta., Test i drogës në urinë me kontroll të inkorporuar të kreatininës dhe pH. Analizat: Kokaina dhe metabolitët (COC 300), Amfetamina (AMP 500), Metamfetamina (MET 500), Marijuana (përfshirë kanabinoidet THC) (THC 50), Opiatet (përfshirë Heroinën Morfinën dhe metabolitët) (MOPhampetilamediokss 500), Metadon (MTD 300), Ekrani Multi Dip-Line 8 + AD analizon substancat e kërkuara me kufijtë e treguar nga ligji dhe ka përfshirë në test kontrollin e kreatininës dhe analizave Ph.: Kokainë dhe metabolitët (COC 300), Amfetaminën (AMP 500), Metamfetamina (MET 500), Buprenorfina (BUP 10), Marihuana (përfshirë kanabinoidet THC) (THC 50), Opiatet (përfshirë Heroinën Morfinë dhe metabolitët) (MOP 300), Metilenedioksimetamfetaminën Ekstazi (MD300) (MDMAad50)., Pako me 100 Shirita • Leukocitet • Nitriti • Urobilinogjen • Proteina • pH • Gjak • Gravitet specifik • Keton • Bilirubina • Glukoza, Pako me 100 Shirita • Acid Askorbik • Glukoza • Bilirubina • Keton • Gravitet specifik • Gjak • pH • Proteina • Urobilinogjen • Nitriti • Leukocite, Pako me 100 Shirita • Leukocitet • Nitriti • Urobilinogjen • Proteina • pH • Gjak • Gravitet specifik • Acid Askorbik • Keton • Bilirubina • Glukoza • Mikroalbumina, Lexues për shiritat reaktive të urinës me 10 parametra me printer termik. Analizues me përmasa të vogla, i saktë dhe efektiv, Nuk ka nevojë për mirëmbajtje, Printer termik pa tela (opsionale), Tastierë me prekje kapacitive, reagim i ndjeshëm, bateri e brendshme e ringarkueshme 1200 mAh., Lexues për shiritat reaktive të urinës me 11 parametra me printer termik. Analizues me përmasa të vogla, i saktë dhe efektiv, Nuk ka nevojë për mirëmbajtje, Printer termik pa tela (opsionale), Tastierë me prekje kapacitive, reagim i ndjeshëm, bateri e brendshme e ringarkueshme 1200 mAh., 12 Lexuesi i shiritit të testit të urinës me parametra me printer termik. Analizues me përmasa të vogla, i saktë dhe efektiv, Nuk ka nevojë për mirëmbajtje, Printer termik pa tela (opsionale), Tastierë me prekje kapacitive, reagim i ndjeshëm, bateri e brendshme e ringarkueshme 1200 mAh., Test i shpejtë për zbulimin cilësor të antitrupave IgG dhe IgM ndaj 2019-nCov (virusi Coronavirus) në mostrat e gjakut të plotë me pajisje lansimi. Vetëm për përdorim profesional diagnostikues in vitro. Testi i shpejtë Screen Covid-19 IgG/IgM 2019-nCOV është një analizë kromatografike me rrjedhje anësore për zbulimin cilësor të antitrupave IgG dhe IgM ndaj 2019-nCov në serumin e gjakut të plotë të njeriut dhe mostrat e plazmës, RAPID TEST PER DROGA TE NDRYSHME, RAPID TEST PER COVID 19, Paneli i Testit të Shpejtë FYL (Fentanyl) (Urinë) është një analizë e shpejtë imunokromatografike për zbulimin cilësor të Norfentanyl, një metabolit i Fentanyl. Është një analgjezik i fuqishëm narkotik, abuzimi i të cilit çon në zakon ose varësi. Fentanil, i përket analgjezikëve të fuqishëm narkotikë dhe është një stimulues i receptorit të opiateve μ speciale. Fentanyl është një nga varietetet që është renditur në menaxhimin e Kombeve të Bashkuara "Konventa e vetme e drogës narkotike në 1961"., Testi i shpejtë PPX (urina) është një test i shpejtë imunokromatografik për zbulimin e propoksifenit në urinën e njeriut në një përqendrim prej 300 ng/mL. Është një test diagnostik për përdorim nga profesionistët e kujdesit shëndetësor, duke përfshirë ata në pikat e kujdesit. Përqendrimi maksimal i propoksifenit në plazmë arrihet 1-2 orë pas dozës. Në rast të mbidozimit, përqendrimi i propoksifenit në gjak mund të arrijë nivele dukshëm më të larta, Testi i Barbiturateve Rapid Screen 1 (Urinë) është një test i shpejtë imunokromatografik me rrotullim anësor për zbulimin e barbiturateve në urinën e njeriut në përqendrimin e kufirit të pragut prej 300 ng/ml. Ky test zbulon edhe komponime të tjera, ju lutemi referojuni tabelës së Specifikimit Analitik në këtë paketë. Barbituratet janë depresantë të sistemit nervor qendror. Ato përdoren për qëllime terapeutike si qetësues, hipnotikë dhe antikonvulsant. Barbituratet merren pothuajse gjithmonë nga goja në formën e tabletave ose pilulave, Testi i Shpejtë Screen 1 MDMA, Ekstazi (Urinë) është një test i shpejtë imunokromatografik për zbulimin e metilendioksimetamfetaminës (përbërësi bazë i ekstazisë) në urinën e njeriut në përqendrimin e pragut - kufiri prej 500 ng/ml. Ky test zbulon edhe komponime të tjera, ju lutemi referojuni tabelës së Specifikimit Analitik në këtë paketë. Metilenedioksimetamfetamina (Ecstasy) është një ilaç i dizajnuar i sintetizuar për herë të parë në 1914 nga një kompani farmaceutike gjermane për trajtimin e obezitetit., Kompleti përdoret për të zbuluar në mënyrë cilësore numrin e spermës së spermës njerëzore in vitro dhe për të kryer diagnozën klinike ndihmëse të infertilitetit dhe vetëvlerësimin e fertilitetit mashkullor. Vetëm për përdorim profesional diagnostikues in vitro, Një test i vetëm i drogës duke përdorur urinë, zbulon vetëm kokainën, Paneli i Testit të Shpejtë të OPI (Urinë) është një analizë imunologjike e shpejtë kromatografike për zbulimin e Morfinës në urinën e njeriut në përqendrimin kufitar prej 2,000 ng/mL. Ky test do të zbulojë komponime të tjera të lidhura., Paneli i Testit të Shpejtë të pH-së Vaginale (Tampi vaginal) është një metodë kimike e thatë e shpejtë për zbulimin gjysmë cilësor të pH në ekzemplarët e shtupës vaginale femërore për të ndihmuar në diagnostikimin e vaginozës bakteriale., Testi i shpejtë i Etil Professional është një test me metodë kimike për zbulimin e alkoolit (etilalkoholfetanol) në pështymë dhe ekzemplarë të tjerë të lëngshëm, Paneli i Testit të Shpejtë të Etil Glukuronidit (ETG) (Urinë) është një analizë imunologjike e shpejtë kromatografike për zbulimin e EtilGlukuronidit në urinën e njeriut. Etil Glukuronidi (ETG) është ametabolit i alkoolit etilik i cili formohet në trup nga glukuronidimi pas ekspozimit ndaj etanolit. Kjo analizë ofron vetëm një rezultat paraprak të testit analitik. Vetëm për përdorim profesional diagnostikues in vitro., Imuno-analizimi pus membranor njëfazor për përcaktimin e shpejtë dhe cilësor të përcaktimit cilësor të antigjeneve të streptokokut të grupit A direkt nga tampon faringual, kontroll pozitiv dhe negativ i përfshirë në paketim. Vetëm për përdorim profesional diagnostikues in vitro., Test i shpejtë për zbulimin e antitrupave Helicobacter Pylori (H.pylori) në gjakun e plotë, serumin ose plazmën. Vetëm për përdorim profesional diagnostikues in vitro., Testi i shpejtë për Rotavirus është një test i shpejtë imunokromatografik për zbulimin cilësor të Rotavirusit në mostrat e feçeve njerëzore për të ndihmuar në diagnostikimin e infeksionit Rotavirus. Vetëm për përdorim profesional diagnostikues in vitro, Testi i shpejtë COT është një test i shpejtë imunologjik kromatografik për zbulimin e kotininës. Gjithashtu disponohet në versionin nëpërmjet pështymës ., Test i shpejtë për identifikimin cilësor të kotininës (metabolitit të nikotinës) nëpërmjet urinës. Vetëm për përcaktimin e statusit të duhanpirësit. Nuk mendohet për përdorim mjekësor diagnostik., Testi i Shpejtë i Sifilisit (Gjak i Gjithë/Serum/Plazma) është një analizë cilësore e bazuar në membranë për zbulimin e antitrupave TP (IgG dhe IgM) në gjakun e plotë, serumin ose plazmën. Vetëm për përdorim profesional diagnostikues in vitro, Test i shpejtë për zbulimin cilësor të antitrupave anti-TB (izotipet IgG, IgM dhe IgA) në mostrat e gjakut të plotë, serumit ose plazmës. Testi i Shpejtë i Tuberkulozit (Gjak i Gjithë/Serum/Plazma) është një analizë cilësore, e ngurtë, e drejtpërdrejtë, me dy vende për zbulimin e antitrupave anti-TB në mostrat e gjakut të plotë, serumit ose plazmës. Vetëm për përdorim profesional diagnostik, Test i shpejtë për diagnostikimin e infarktit të miokardit (MI) për të zbuluar në mënyrë cilësore Mioglobinën kardiake, CK-MB dhe Troponin I (c Tnl) në gjakun e plotë, serumin ose plazmën. Vetëm për përdorim profesional diagnostikues in vitro., Testi i shpejtë cilësor PCT (Gjak i plotë/Serum/Plazma) është një test i shpejtë imunokromatografik për zbulimin cilësor të Prokalcitoninës në gjakun e plotë, serumin ose plazmën., Testi i shpejtë i Clostridium difficile është një test i shpejtë imunokromatografik për zbulimin cilësor të Clostridium difficile GDH në mostrat e feçeve njerëzore. Vetëm për përdorim profesional diagnostikues in vitro, Testi i shpejtë i kombinuar i Toksinës A + Toksinës B Clostridium difficile (Feces) është një analizë imunologjike e shpejtë kromatografike për zbulimin cilësor të antigjeneve të Toksinës A dhe Toksinës B Clostridium difficile në mostrat e feçeve njerëzore. Vetëm për përdorim profesional diagnostikues in vitro., Test i shpejtë për zbulimin cilësor të virusit të hepatitit A në serum ose plazmë. Vetëm për përdorim profesional diagnostikues in vitro. Testi me kasetë HAV IgM është një analizë imunologjike e shpejtë kromatografike për zbulimin cilësor të antitrupave IgM të virusit të hepatitit A (HAV) në serum ose plazmë, Test i shpejtë për zbulimin cilësor të antigjenit Legionella pneumophila në mostrat e urinës. Vetëm për përdorim profesional diagnostikues in vitro. Testi i shpejtë i Legionella pneumophila (urina) është një test imunokromatografik diagnostik in vitro, Test i shpejtë për zbulimin cilësor të antigjeneve të Streptococcus pneumoniae në mostrat e urinës njerëzore. Vetëm për përdorim profesional diagnostikues in vitro., Testi i Shpejtë i Antigjenit Covid-19 (Tampi nazofaringeal) është një test i shpejtë imunokromatografik për zbulimin cilësor të antigjeneve SARS-CoV-2 të pranishëm në ekzemplarët e shtupës nazofaringeale. Rezultatet zbulojnë antigjenin SARSCoV-2. Antigjeni në përgjithësi zbulohet në strishat e traktit të sipërm respirator gjatë fazës akute të infeksioni, Screen Test Rapid Antigen Covid-19 është një test i shpejtë imunokromatografik për zbulimin cilësor të antigjeneve SARS-CoV-2 të pranishëm në lëngun oral të njeriut. Rezultatet tregojnë zbulimin e antigjeneve SARS-CoV-2. Zakonisht është një antigjen të zbulueshme në mostrat e rrugëve të sipërme të frymëmarrjes gjatë fazës akute të infeksionit., Analiza e imunofluoreshencës për zbulimin cilësor të antitrupave Sars CoV-2 IgG dhe IgM në gjakun e plotë, serumin ose plazmën e njeriut duke përdorur analizuesin e imunofluoreshencës si një ndihmë në diagnostikimin e infeksionit Covid-19. Vetëm për përdorim profesional diagnostikues in vitro., Testi i kasetës së antigjenit Covid-19 është një test imunofluoreshence për zbulimin cilësor të antigjeneve Sars-CoV-2 të pranishëm në nazofaringun e njeriut duke përdorur analizuesin e imunofluoreshencës. Vetëm për përdorim profesional diagnostikues in vitro., Test i shpejtë për matjen e mikroalbuminës në urinë duke përdorur analizuesin e imunofluoreshencës. Vetëm për përdorim profesional diagnostikues in vitro., Test i shpejtë për matjen e vlerës së HbA1c (hemoglobinës së glikuar) në gjakun e plotë duke përdorur analizuesin e imunofluoreshencës. Vetëm për përdorim profesional diagnostikues in vitro., Testi për diagnozën e kreatinë kinazës MB (CK-MB) me matje në gjakun e plotë, serumin ose plazmën duke përdorur analizuesin e imunofluoreshencës. Vetëm për përdorim profesional diagnostikues in vitro., Test i shpejtë për diagnostikimin e statusit inflamator dhe ACS me matjen e CRP/hs-CRP në gjakun e plotë, serumin ose plazmën duke përdorur analizuesin e imunofluoreshencës. Vetëm për përdorim profesional diagnostikues in vitro., Testi i imunofluoreshencës për diagnozën e virusit të influencës A dhe influencës B në mostrat e shtupës nazofaringeale, të fytit ose të aspiratit të hundës duke përdorur analizuesin e imunofluoreshencës. Vetëm për përdorim profesional diagnostikues in vitro., Test për zbulimin e hormonit luteinizues (LH) në gjakun e plotë, serumin ose plazmën duke përdorur analizuesin e imunofluoreshencës. Vetëm për përdorim profesional diagnostikues in vitro., Testoni për diagnozën e infarktit të miokardit (MI) duke matur mioglobinën në gjakun e plotë, serumin ose plazmën duke përdorur analizuesin e imunofluoreshencës. Vetëm për përdorim profesional diagnostikues in vitro., Test i shpejtë për zbulimin sasior të TSH në serum ose plazmë duke përdorur analizuesin e imunofluoreshencës. Testi i kasetës TSH (Anali i imunofluoreshencës) është krijuar për përcaktimin sasior in vitro të TSH në serum ose plazmë. Vetëm për përdorim profesional diagnostikues in vitro., APARAT PER ANALIZA TE SHPEJTA SCREEN IFA , Test i shpejtë për zbulimin cilësor të antitrupave IgG SARS-CoV-2 S-RBD dhe/ose proteinës nukleokapsidike në gjakun e plotë të njeriut, serumin ose plazmën. Vetëm për përdorim profesional diagnostikues in vitro., Kompleti i testit imunoanalizues i fluoreshencës për matjen e Antigjenit karcinoembrional (CEA) në serum ose plazmë me përdorimin e analizuesit imunoassay fluoreshence. Antigjeni karcinoembrionar (CEA) është një antigjen i lidhur me kancerin i karakterizuar si glikoproteinë onkofetal. CEA shprehet në një sërë tumoresh malinje, në veçanti kanceret e mushkërive ose gastrointestinale (p.sh. kanceri i zorrës së trashë, kanceri i mëlçisë dhe kanceri i mushkërive). Vetëm për përdorim profesional diagnostikues in vitro., Test i shpejtë për matjen e D-Dimer në gjakun e plotë ose plazmën duke përdorur Screen® Immunofluorescence Analyzer. Vetëm për përdorim profesional diagnostikues in vitro., Test i shpejtë për diagnozën e infarktit të miokardit (MI) për zbulimin e Troponinës kardiake I (cTnl) në gjakun e plotë, serumin ose plazmën duke përdorur analizuesin e imunofluoreshencës Screen®. Testi i kasetës Cardiac Troponin I (Gjak i plotë/Serum/Plazma) zbulon Troponinën kardiake I (cTnl) me imunofluoreshencë., Testi i shpejtë i antitrupave neutralizues SARS-CoV-2 (Gjak i plotë/Serum/Plazma) është një test i shpejtë imunokromatografik i krijuar për zbulimin cilësor të antitrupave neutralizues kundër SARS-CoV-2 që bllokojnë ndërveprimin midis domenit të lidhjes së receptorit të glikoproteinës virale. (RBD) dhe receptori i sipërfaqes qelizore ACE2 në serumin e njeriut, plazmën ose gjakun e plotë, Ekrani Multi Dip-Line 8 + AD analizon substancat e kërkuara me kufijtë e treguar nga ligji dhe ka përfshirë në test kontrollin e kreatininës dhe analizave Ph.: Kokainë dhe metabolitët (COC 300), Amfetaminën (AMP 500), Metamfetamina (MET 500), Buprenorfina (BUP 5), Marijuana (përfshirë kanabinoidet THC) (THC 50), Opiatet (përfshirë Heroinën Morfinë dhe metabolitët) (MOP 300), Metilenedioksimetamfetaminën Ekstazi (MDMAd30), gjithashtu (MDMAd50) kontrollon vlefshmërinë e mostrës së urinës nëpërmjet një testi të falsifikimit të pranishëm në test. Kontrolloni kreatininën dhe Ph., Test i drogës që zbulon 10 substanca në të njëjtën kohë nëpërmjet urinës: kokainë dhe metabolitët, amfetaminën, marihuanën (përfshi kanabinoidet THC), opiatet (përfshirë heroinën, morfinën dhe metabolitët), metamfetaminat (përfshirë ekstazën), buprenorfinë, antipushantet, barinat, barinat dhe barinat., Testi i drogës i urinës që zbulon 8 substanca njëkohësisht nëpërmjet urinës: kokainë dhe metabolitët, amfetaminën, marihuanë (përfshirë kanabinoidet THC), opiumet (përfshirë heroinën, morfinën dhe metabolitët), benzodiazepinat, barbituratet, Metadonin dhe antidepresivët, Testi i drogës që zbulon 10 substanca në të njëjtën kohë nëpërmjet urinës: kokainë dhe metabolitët, amfetaminën, marihuanën (përfshirë kanabinoidet THC), opiatet (përfshirë heroinën, morfinën), metamfetaminat (përfshirë ekstazin), penciklidinat, benzodiazepinat, barrierat dhe metaspinat., Analizë imunologjike e shpejtë për zbulimin cilësor të antitrupave të toksinës së tetanozit në mostrat e gjakut. Testi është krijuar për të ndihmuar në profilaksinë e tetanozit të pacientëve në rrezik. Meqenëse kjo sëmundje nuk jep imunitet, parandalimi i vetëm është vaksinimi. Imunombrojtja sigurohet duke matur përqendrimin e antitrupave të tetanozit. Si pjesë e mjekësisë urgjente, njohja e statusit imunitar të subjekteve në rrezik (plagët e thella) në kohë reale lejon menaxhimin më të mirë të profilaksisë së përshtatshme të tetanozit. Vetëm për përdorim profesional diagnostikues in vitro, Test i shpejtë për zbulimin cilësor të antigjeneve Helicobacter Pylori (H.pylori) në feçet e njeriut. Vetëm për përdorim profesional diagnostikues in vitro., Malaria e Shpejtë P.f./P.v. Testi (Gjaku i Plotë) është një analizë cilësore, e bazuar në membranë për zbulimin e P.f. dhe P.v. antigjenet në gjakun e plotë. Vetëm për përdorim profesional diagnostikues in vitro., Testi i drogës analizon substancat e mëposhtme: Amfetaminat, Barbituratet, Buprenorfinën, Benzodiazepinat, Kokainën, MDMA (ekstazi), Metadonin, Opiatet, Fenciklidinën, Thc (Marihuanë), kontrollon gjithashtu vlefshmërinë e kampionit të urinës përmes një testi të falsifikimit të pranishëm në test. ( PH, SG, OX, CR, NI, GL) dhe prania e alkoolit. Vetëm për përdorim profesional diagnostikues in vitro., RAPID TEST ME REZULTATE TE SHUMEFISHTA PER DROGERA TE NDRYSHME, Testi i drogës 12 Substancat + Kreatinë + Ph + Testi i alkoolit Versioni i filxhanit/Tumbler. Testi zbulon 12 substanca njëkohësisht, plus kontrollin e Alkoolit ETG, kreatininës dhe Ph: Barbituratet, Buprenorfinë, Benzodiazepinat, Kokainën, MDMA (Ecstasy), Metamfetaminën, Metadonin, Opiatet, Oksikodonin, Fenciklidinën, Propoksianë, Testi i drogës 12 Substanca + Kreatinë + Ph + Versioni i filxhanit të testit të alkoolit. Testi zbulon 12 substanca njëkohësisht plus ETG, kreatininë dhe Ph: Barbiturate, Buprenorfinë, Benzodiazepinat, Kokainën, Amfetaminat, Metamfetaminat, Metadonin, Opiatet, Oksikodonin, Ketaminën, Propoksifenin, THC (Marijuana)., Zbulon në mostrat e urinës n. 5 substanca njëkohësisht me rezultate specifike për secilën substancë të analizuar. Ai zbulon kokainën dhe metabolitët, amfetaminën, metamfetaminën (përfshirë MDMA ekstazi), marihuanë dhe opiate., Drug Test nëpërmjet urinës që zbulon 12 substanca njëkohësisht me rezultat specifik për secilën substancë të analizuar. Ky test i drogës në urinë zbulon MOP300 / MDMA500 / OXY100 / PCP25 / COC300 / MTD300 / BAR300 / BZO300 / AMP1000 / MET500 / TCA1000 / THC50, SCREEN CUP 8 + AD analizon substancat e kërkuara me kufijtë e treguar nga ligji dhe ka përfshirë në test kontrollin e kreatininës dhe Ph. Analizat: Kokainë dhe metabolitët (COC 300), Amfetaminën (AMP 500), Metamfetaminën (MET 500), Buprenorfinë (BUP 10), Marihuana (përfshirë kanabinoidet THC) (THC 50), opiumet (përfshirë heroinën morfinë dhe metabolitët) (MOP 300), Metilenedioksimetamfetamine Ekstazi (MDMA 500), Metadon (MTD)., Kupa e testit të drogës në urinë me kontroll të integruar të kreatinës dhe pH (adulterants). Ai analizon kokainën dhe metabolitët (COC 300), amfetaminën (AMP 500), metamfetaminën (MET 500), marihuanën (përfshirë kanabinoidet THC) (THC 50), opiatet (përfshirë heroinën morfinën dhe metabolitët) (MOP 300mphetioxstaamy 500), metadoni (MTD 300), kontrollon gjithashtu vlefshmërinë e mostrës së urinës nëpërmjet një testi të falsifikimit të pranishëm në test., Testi analizon substancat e kërkuara me ndërprerjet e treguara nga ligji dhe ka përfshirë në test kontrollin e OX, S.G., PH, NIT, GLUT dhe CRE. Analizat: Kokaina dhe metabolitët (COC 300), Amfetamina (AMP 500), Metamfetamina (MET 500), Marijuana (përfshirë kanabinoidet THC) (THC 50), Opiatet (përfshirë Heroinën, Morfinën dhe metabolitët) (MOPhampetilmetiladioxyam 30 MDMA 500), Methadone (MTD 300), kontrollon gjithashtu vlefshmërinë e mostrës së urinës nëpërmjet një testi të falsifikimit të pranishëm në test., Testi i shpejtë për Norovirus (Feçet) është një test i shpejtë imunokromatografik për zbulimin cilësor të Norovirusit në mostrat e feçeve njerëzore, i dobishëm në diagnostikimin e infeksionit Norovirus. Vetëm për përdorim profesional diagnostikues in vitro., ANALIZUES ANALIZASH SMART, ANALIZUES ANALIZASH FLUROSHENCA, Test për diagnozën e statusit inflamator me matjen e Procalcitonin (PCT) në gjakun e plotë, serumin ose plazmën duke përdorur analizuesin e imunofluoreshencës. Vetëm për përdorim profesional diagnostikues in vitro., Benzodiazepina Rapid Screen 1 Test (Urinë) është një analizë imunologjike e shpejtë kromatografike për zbulimin e Oxazepam (metabolit kryesor) në urinë në një përqendrim kufitar të pragut prej 300 ng/ml. Benzodiazepinat janë ilaçe të përshkruara shpesh për trajtimin simptomatik të ankthit dhe çrregullimeve të gjumit. Ato prodhojnë efektet e tyre nëpërmjet receptorëve specifikë që përfshijnë një neurokimik të quajtur acid gama aminobutirik (GABA)., Testi i shpejtë i Buprenorfinës Screen 1 (Urinë) është një analizë imunologjike e shpejtë kromatografike për zbulimin cilësor të Buprenorfinës në urinë në një përqendrim prag prej 10 ng/ml. Buprenorfina është një qetësues i fuqishëm i dhimbjes që përdoret shpesh në trajtimin e varësisë ndaj opiateve. Terapeutikisht, buprenorfina përdoret si një terapi zëvendësuese për të varurit nga opiati., Testi i shpejtë Screen 1 Ketamine (Urine) është një analizë imunologjike e shpejtë kromatografike për zbulimin e ketaminës (metabolit kryesor) në urinë në një përqendrim kufitar të pragut prej 1.000ng/ml. Ky test do të zbulojë komponime të tjera të lidhura, ju lutemi referojuni tabelës së Specifikimit Analitik në këtë paketë. Ketamina është një anestetik disociues i zhvilluar në vitin 1963 për të zëvendësuar PCP (fenciklidina)., Paneli i Testit të Shpejtë THC (Urinë) është një analizë imunologjike e shpejtë kromatografike për zbulimin e 1 metabolitit THC në urinën e njeriut me një përqendrim të kufizuar prej 50 ng/mL., Test imunologjik i shpejtë kromatografik për identifikimin cilësor të më shumë barnave dhe metabolitëve të tyre në pështymë., Analizon 6 substanca që analizohen përmes pështymës: opiate (40 ng/ml), kokainë (30 ng/ml), kanabinoidë/marihuanë (THC) (10 ng/ml), amfetamina (40 ng/ml), metamfetamina (40 ng/ml). ) dhe ekstazi MDMA (50 ng/ml). Testi i shpejtë imunologjik kromatografik për identifikimin cilësor të barnave të shumta dhe metabolitëve të tyre në pështymë, përfshihen në substancat e analizuara: morfinë (40 ng/ml), kodeinë (40 ng/ml), didrokodeinë (40 ng/ml), 6- MAM (4 ng/ml), benzailekgoninë (30 ng/ml), MDA MDEA MBDB (50 ng/ml). etj, Zbulon në mostrat e urinës n. 5 substanca njëkohësisht me rezultate specifike për secilën substancë të analizuar. Zbulon: Oxycodone, EDDP, Phencyclidine, Tramadol, Marijuana sintetike K2., Zbulon në mostrat e urinës n. 5 substanca njëkohësisht me rezultate specifike për secilën substancë të analizuar. Zbulon: Propoksifen, Ketaminë, Fentanil, Triciklikë Antidepresiv, Buprenorfinë, Testi i drogës në urinë analizon kokainën dhe metabolitët (COC 300), amfetaminën (AMP 500), metamfetaminën (MET 500), buprenorfinën (BUP 10), marijuanën (përfshirë kanabinoidet THC) (THC 50), opiatet (përfshirë heroinën dhe morfinën) MOP 300), ekstazi metilendioksimetamfetamine (MDMA 500), metadon (MTD 300)., Testi analizon substancat e mëposhtme me kufijtë e treguar: kokainën dhe metabolitët (COC 300), amfetaminën (AMP 500), metamfetaminën (MET 500), buprenorfinën (BUP 5), marihuanën (përfshirë kanabinoidet THC) (THC 50), opiumet (përfshirë morfinën e heroinës dhe metabolitët) (MOP 300), ekstazi metilendioksimetamfetamine (MDMA 500), metadon (MTD 300)., Drug Test nëpërmjet urinës që zbulon 9 substanca njëkohësisht me rezultat specifik për secilën substancë të analizuar. Ky test medikamentoz i urinës zbulon njëkohësisht: Metadon, Morfinë, Kokainë, Thc, Amfetamina, Benzodiazepina, Antidepresantë me triçikletë, Barbiturate, MDMA., Testi i drogës që zbulon 10 substanca në urinë: kokainë dhe metabolitë (300), amfetamina (1000), meth-amfetamina (500), ekstazi MDMA (500), marihuanë (kanabinoidet THC) (50), opiate (morfinë, heroinë dhe metabolitë). ) (300), Benzodiazepinat (300), Metadoni (300), Penciklidina (25), Barbituratet (300)., Testi i drogës që zbulon 10 substanca në urinë: kokainë dhe metabolitë (300), amfetamina (500), metamfetamina (500), ekstazi MDMA (500), marihuanë (kanabinoidet THC) (50), opiatet (morfinë, heroinë dhe metabolitë) 300), Benzodiazepinat (300), Metadoni (300), Buprenorfina (10), TCA Antidepresiv triçikleta (1000). (Ena 120 ml e urinës ofrohet veçmas, mund ta blini në faqen "Accessories")., Test medikamentoz që zbulon 10 substanca nëpërmjet urinës: Buprenorfinë, fenciklidin, antidepresivë TCA, Tramadol, Ketamine, EDDP, Fentanil, barna sintetike K2, propoksifen, oksikodon, Drug Test nëpërmjet urinës që zbulon 12 substanca njëkohësisht me rezultat specifik për secilën substancë të analizuar. Ky test i drogës i urinës zbulon në të njëjtën kohë: kokainën dhe metabolitët, ketaminën, metamfetaminën, MDMA (ekstazi), marihuanë (përfshirë kanabinoidet THC), metadonin, oksikodonin, benzodiazepinat, drogat sintetike K2, buprenorfinën, tramadolin dhe opinonin. metabolitëve)., E disponueshme në versionin e 6 substancave që analizohen përmes pështymës: opiatet, kokaina, kanabinoidet (THC), amfetaminat, metamfetamina duke përfshirë ekstazën MDMA, droga sintetike k2/erëza., E disponueshme në versionin e 6 substancave që analizohen nga pështyma: opiatet, kokaina, kanabinoidet (THC), amfetaminat, metamfetamina duke përfshirë ekstazën MDMA, benzodiazepinat, E disponueshme në versionin e 6 substancave që analizohen përmes pështymës: opiatet, kokaina, kanabinoidet (THC), amfetaminat, metamfetaminat duke përfshirë ekstazën MDMA, metadonin., Testi i Shpejtë i Chikungunya IgG/IgM (Gjak i Gjithë/Serum/Plazma) është një analizë imunologjike e shpejtë për zbulimin e antitrupave Chikungunya IgG dhe IgM në gjakun e plotë të njeriut, serumin ose plazmën. Ai synohet të përdoret si një test skrining dhe si një ndihmë në diagnostikimin e infeksionit CHIK. Vetëm për përdorim profesional diagnostikues in vitro., Kaseta e Testit të Shpejtë të Proteinës C-Reaktive (Gjak i Gjithë/Serum/Plazma) është një analizë imunologjike e shpejtë kromatografike për zbulimin gjysmë sasior të CRP të njeriut në gjakun e plotë, serumin ose plazmën për të ndihmuar në zbulimin e infarktit të miokardit (MI). Proteina C-reaktive (CRP) në serumin e pacientit është gjetur e lidhur me infeksione akute, gjendje nekrotike dhe çrregullime të ndryshme inflamatore. Ekziston një lidhje e fortë midis niveleve serike të PCR dhe aktivizimit të procesit inflamator., Testi i shpejtë me kasetë Cryptosporidium (feces) është një analizë e shpejtë kromatografike për zbulimin cilësor të antigjeneve të Cryptosporidium në feçet njerëzore, Testi i kasetës së dengës së kombinuar (gjak i plotë/serum/plazma) është një analizë imunologjike e shpejtë kromatografike për zbulimin cilësor të antigjenit NS1 dhe antitrupave IgG dhe IgM ndaj virusit të Dengës në gjakun e plotë të njeriut, serumin ose plazmën, si një ndihmë në diagnostikimin e Dengës. infeksionet, Testi i shpejtë i kasetës Dengue NS1 (Gjaku i Plotë/Serum/Plazma) është një test i shpejtë imunokromatografik për zbulimin cilësor të antigjenit NS1 të virusit Dengue në gjakun e plotë të njeriut, serumin ose plazmën, si një ndihmë në diagnostikimin e infeksioneve të Dengës., Testi i shpejtë për zbulimin cilësor të virusit të influencës A dhe influencës B në mostrat e shtupës së hundës, shtupës faringeale ose aspiratës së hundës Testi i shpejtë i influencës A+B është një test i shpejtë imunokromatografik për zbulimin cilësor të antigjeneve të gripit A dhe B në hundë. mostrat e shtupës ose aspiratës së hundës. Ai synon të ndihmojë në diagnostikimin e shpejtë diferencial të infeksioneve virale të gripit A dhe B, Testi i shpejtë Screen FOB (Feces) është një test i shpejtë imunokromatografik për zbulimin cilësor të Gjakut Okult të Njeriut në feces. Shumë sëmundje mund të shkaktojnë gjak të fshehur në jashtëqitje. Ky njihet gjithashtu si Gjaku Okult Fekal (FOB), Gjaku Okult i Njeriut ose Hemoglobina e Njeriut. Në fazat e hershme, problemet gastrointestinale si kanceri i zorrës së trashë, ulçera, polipet, koliti, divertikuliti dhe fisurat mund të mos shfaqin simptoma të dukshme, vetëm gjak okult. Metodat tradicionale të bazuara në testimin e guaiakut janë të pandjeshme dhe specifike dhe gjithashtu kanë kufizime dietike përpara testimit, Testi i shpejtë për Calprotectin në feces është një test i shpejtë imunokromatografik për zbulimin cilësor të Calprotectin në mostrat e jashtëqitjes njerëzore, i dobishëm në diagnostikimin e çrregullimeve inflamatore gastrointestinale. Kaseta e testit të shpejtë Calprotectin (Feces) mund të zbulojë nivele të ulëta të kalprotektinës deri në 50 μg/g ose 140 ng/ml jashtëqitje. Saktësia brenda përdorimit u përcaktua duke përdorur 15 përsëritje të tre mostrave: 140 ng/mL, 500 ng/mL dhe 10 μg/mL mostra pozitive, Test i shpejtë për zbulimin cilësor të Campylobacter në mostrat e fecesit të njeriut. Vetëm për përdorim profesional diagnostikues in vitro. Testi i Kasetës Rapid Campylobacter (Feces) bazohet në përdorimin e teknologjisë së membranës koloidale të arit. Një membranë nitroceluloze sensibilizohet me antitrupa të drejtpërdrejtë anti-Campylobacter. Specifikimi i testit sigurohet nga një antitrup specifik ndaj një antigjeni Campylobacter të konjuguar me ar koloidal, RAPID TEST SALIVA PER DROGA TE FORTA, Paneli i Testit të Shpejtë të Marihuanës S
Pregnancy Rapid Test (10 NG), SCREEN TEST HCG
Pregnancy Rapid Test (25 NG), SCREEN HSV 1/2 IGM
HSV 1/2 IgM Rapid Test, SCREEN TEST MONONUCLEOSI
Mononucleosis Rapid Test, SCREEN TEST ADENOVIRUS
Adenovirus Rapid Test, SCREEN TEST ADULTERAZIONE
Adulteration Strips, SCREEN TEST MYCOPLASMA
Mycoplasma Pneumoniae Antigen Test, SCREEN TEST VITAMINA D
Vitamin D Rapid Test, SCREEN TEST ZIKA
Zika NS1 Rapid Test, SCREEN TEST COVID-19+FLU A/B
Sars-Cov-2 Antigen + FLU A/B Rapid Test, SCREEN 1 AMFETAMINA
One step drug test card, SCREEN DROGA TEST CAPELLO
Multi Drug Test Hair, SCREEN READER SOFTWARE
Rapid Test Reader Software, SCREEN 7+AD
Multi Drug Rapid Test Panel, SCREEN 8 +AD
Multi Drug Rapid Test Panel, SCREEN GENERIC URINA 10
Urinalysis Reagent Strips, SCREEN GENERIC TEST URINA 11
Urinalysis Reagent Strips, SCREEN GENERIC URINA 12
Urinalysis Reagent Strips, SCREEN ANALYSIS METER 10
Urine Analysis Reader, SCREEN ANALYSIS METER 11
Urine Analysis Reader, SCREEN ANALYSIS METER 12
Urine Analysis Reader, SCREEN TEST COVID-19 IGG/IGM
Sars-CoV-2 IgG/IgM Rapid Test, SCREEN 2
Multi Line Drug Rapid Test Cassette, SCREEN 1 ANTIDEPRESSIVI TRICICLI
One Step Drug Test Card, SCREEN 13
Multi Drug Rapid Test Panel, SCREEN TEST COVID-19 AG
Sars-Cov-2 Antigen Rapid Test, SCREEN 8
Multi line Drug Rapid Test Cassette, SCREEN 1 ABP
One Step Drug Test Dipstick, SCREEN 1 FENTANIL
One Step Drug Test Card, SCREEN 1 MDPV
One Step Drug Test Dipstick, SCREEN 1 OSSICODONE
One Step Drug Test Card, SCRREEN 1 PROPOSSIFENE
One Step Drug Test Card, SCREEN 3
Multi Drug Rapid Test Panel, SCREEN 1 BARBITURICI
One Step Drug Test Card, SCREEN 1 MDMA/ECSTASY
One Step Drug Test Card, SCREEN 1 TRAMADOLO
One Step Drug Test Card, SCREEN 6
Multiline Rapid Test Cassette, SCREEN TEST FAMILY SPERM
Sperm Concentration Rapid Test, SCREEN 1 COCAINA
One step drug test card, SCREEN 1 OPPIACEI
One step drug test card, SCREEN TEST PH VAGINALE
Vaginal Ph Rapid Test, ETIL PROFESSIONAL
Saliva Alcohol Test Strip, SCREEN ALCOL TEST ETG
Ethyl Glucuronide Test Panel, SCREEN TEST STREP A
Streptococcus A Rapid Test, SCREEN TEST H.PYLORI AB
H.pylori Antibody Rapid Test, SCREEN TEST ROTAVIRUS
Rotavirus Rapid Test, SCREEN TEST NICOTINA-S
Cotinine Oral Fluid Drug Test Card, SCREEN TEST NICOTINA
Cotinine Rapid Test Panel, SCREEN TEST SIFILIDE
Syphilis Rapid Test, SCREEN TEST TUBERCULOSI
Tuberculosis Rapid Test, SCREEN MIOG./TROP./CK-MB
Myoglobin/ CK-MB/Troponin I Combo Test, SCREEN TEST PROCALCITONINA
Procalcitonin (PCT) Rapid Test, SCREEN TEST CLOSTRIDIUM
Clostridium difficile GDH Rapid Test, SCREEN TEST CLOSTRIDIUM A+B
Clostridium Difficile Toxin A+Toxin B Rapid Test, SCREEN TEST EPATITE A – HAV
HAV IGM Rapid Test, SCREEN TEST LEGIONELLA
Legionella Pneumophila Rapid Test, SCREEN TEST PNEUMOCOCCO
S. Pneumoniae Antigen Rapid Test, SCREEN TEST COVID-19 SALIVA
Sars-Cov-2 Antigen Oral Fluid Rapid Test, SCREEN IFA TEST COVID-19 IGG/IGM
Fluorescence Immunoassay Covid-19 Igg/igm, SCREEN IFA TEST COVID-19 AG
Fluorescence Immunoassay Covid-19 Antigen, SCREEN IFA TEST MICROALBUMINURIA
Fluorescence Immunoassay Microalbumin, SCREEN IFA TEST HBA1C
Fluorescence Immunoassay Hba1c, SCREEN IFA TEST CK-MB
Fluorescence Immunoassay CK-MB, SCREEN IFA TEST CRP
Fluorescence Immunoassay C-reactive Protein, SCREEN IFA TEST FSH
Fluorescence Immunoassay Follicle Stimulating Hormone Test (FSH), SCREEN IFA TEST INFLUENZA A/B
Fluorescence Immunoassay Influenza A/B, SCREEN IFA TEST LH
Fluorescence Immunoassay Hormone LH, SCREEN IFA TEST MIOGLOBINA
Fluorescence Immunoassay Myoglobin, SCREEN IFA TEST TSH
Fluorescence Immunoassay Thyroid Stimulating Hormone, SCREEN IFA TEST FOB
Fluorescence Immunoassay Fecal Occult Blood, SCREEN TEST COVID-19 RBD-IGG
Sars-Cov-2 RBD IGG Rapid Test, SCREEN IFA TEST CEA
Fluorescence Immunoassay Carcinoembryonic Antigen, SCREEN TEST COVID-19 AG PLUS
Covid-19 Antigen Sputum Rapid Test, SCREEN IFA TEST D-DIMERO
Fluorescence Immunoassay D-Dimer, SCREEN IFA TEST TROPONINA I
Fluorescence Immunoassay Troponin I, SCREEN TEST COVID-19 NT
Sars-Cov-2 Neutralization Antibody Rapid Test, SCREEN 7 + AD
Multi Drug Rapid Test Panel, SCREEN 8 + AD
Multi Drug Rapid Test Panel, SCREEN 8+AD
Multi Drug Rapid Test Panel, SCREEN 8
Multi Drug Rapid Test Panel, SCREEN 10
Multi Drug Rapid Test Panel, SCREEN TEST TETANO
Tetanus Rapid Test, SCREEN TEST H.PYLORI AG
H.pylori Antigen Rapid Test, SCREEN TEST MALARIA
Malaria P.F. /P.V. Rapid Test, SCREEN CUP 10 + A + AD
Multi Drug Rapid Test Cup, SCREEN CUP 12 + A + AD
Multi Drug Rapid Test Cup, SCREEN 5
Multi Drug Rapid Test Panel, SCREEN 12
Multi Drug Rapid Test Panel, SCREEN CUP 8+AD
Multi Drug Rapid Test Cup, SCREEN CUP 7+AD
Multi Drug Rapid Test Cup, SCREEN CUP 7+ADU
Multi Drug Rapid Test Cup, SCREEN TEST NOROVIRUS
Norovirus Rapid Test, SCREEN IFA ANALYZER SMART
Fluorescence Immunoassay Analyzer, SCREEN IFA ANALYZER
Fluorescence Immunoassay Analyzer, SCREEN IFA TEST PROCALCITONINA
Fluorescence Immunoassay Procalcitonin, SCREEN 1 BENZODIAZEPINE
One step drug test card, SCREEN 1 BUPRENORFINA
One step drug test card, SCREEN 1 KETAMINA
One step drug test card, SCREEN 1 MARIJUANA
One step drug test card, SCREEN MIDSTREAM 6-S
Multi Drug Rapid Test Oral Fluid, SCREEN MIDSTREAM 6-S-MED
Multi Drug Rapid Test Oral Fluid, SCREEN 5
Multi Line Drug Rapid Test Cassette, SCREEN 8
Multi Line Drug Rapid Test Cassette, SCREEN 9
Multi Line Drug Rapid Test Cassette, SCREEN 10
Multi Line Drug Rapid Test Cassette, SCREEN 12
Multi Line Drug Rapid Test Cassette, SCREEN MIDSTREAM 6-S2
Multi Drug Rapid Test Oral Fluid, SCREEN MIDSTREAM 6-S3
Multi Drug Rapid Test Oral Fluid, SCREEN MIDSTREAM 6-S4
Multi Drug Rapid Test Oral Fluid, SCREEN TEST CHIKUNGUNYA
Chikungunya IGG/IGM Rapid Test, SCREEN TEST CRP
C-Reactive Protein Rapid Test, SCREEN TEST CRYPTOSPORIDIUM
Cryptosporidium Antigen Test, SCREEN TEST DENGUE COMBO
Dengue Combo Rapid Test, SCREEN TEST DENGUE NS1
Dengue NS1 Rapid Test, SCREEN TEST FLU A/B
Influenza A+B Rapid Test, SCREEN TEST FOB
Fecal Occult Blood Rapid Test, SCREEN TEST CALPROTECTINA
Calprotectin Rapid Test, SCREEN TEST CAMPYLOBACTER
Campylobacter Rapid Test, SCREEN 1 K2-SPICE -S
One Step Saliva Drug Test Card, SCREEN 1 K2-SPICE
One Step Drug Test Card