16039 | CERABIEN ZR MD3 (10G), CERABIEN ZR MNP2.5 (10G), CERABIEN ZR M-CLEAR (10G), CERABIEN ZR AIB (10G), CERABIEN ZR AlB (50G), CERABIEN ZR AIB (200G), CERABIEN ZR A2B (l 0G), CERABIEN ZR A2B (50G), CERABIEN ZR A2B (200G), CERABIEN ZR A3B (l 0G), CERABIEN ZR A3B (200G), CERABIEN ZR A3.5B (10G), CERABIEN ZR A4B (l 0G), CERABIEN ZR A4B (200G), CERABIEN ZR B IB (50G), CERABIEN ZR B1B (200G), CERABIEN ZR B2B (200G), CERABIEN ZR B3B (l 0G), CERABIEN ZR B4B (10G), CERABIEN ZR C1B (50G), CERABIEN ZR C2B (10G), CERABIEN ZR C2B (200G), CERABIEN ZR C3B (50G), CERABIEN ZR C4B (l 0G), CERABIEN ZR C4B (50G), CERABIEN ZR D3B (50G), CERABIEN ZR D3B (200G), CERABIEN ZR D4B (10G), CERABIEN ZR EWOOB (50G), CERABIEN ZR T2 (200G), CERABIEN ZR LT0 (50G), CERABIEN ZR LT0 (200G), CERABIEN ZR LT1 (10G), CERABIEN ZR LT1 (50G), CERABIEN ZR LTl (200G), CERABIEN ZR T-BLUE (10G), CERABIEN ZR T-BLUE (50G), CERABIEN ZR T-BLUE (200G), CERABIEN ZR AQUA BLUE 1 (l 0G), CERABIEN ZR AQUA BLUE 1 (200G), CERABIEN ZR AQUA BLUE 2 (10G), CERABIEN ZR AQUA BLUE 2 (50G), CERABIEN ZR LT-NATURAL (50G), CERABIEN ZR LT-NATURAL (200G), CERABIEN ZR LT SUPER GRAY (10G), CERABIEN ZR LT SUPER GRAY (50G), CERABIEN ZR LT SUPER GRAY (200G), CERABIEN ZR LT YELLOW (10G), CERABIEN ZR LT YELLOW (50G), CERABIEN ZR INCISAL AUREOLA (10G), CERABIEN ZR INCISAL AUREOLA (50G), CERABIEN ZR SUN BRIGHT (IOG), CERABIEN ZR SUN BRIGHT (200G), CERABIEN ZR CREAMY ENAMEL (50G), CERABIEN ZR CREAMY WHITE (10G), CERABIEN ZR CREAMY WHITE (50G), CERABIEN ZR ELT1 (50G), CERABIEN ZR ELT1 (200G), CERABIEN ZR ELT2 (10G), CERABIEN ZR ELT3 (l 0G), CERABIEN ZR ELT3 (200G), CERABIEN ZR FC PASTE STAIN BLACK (3G), CERABIEN ZR FC PASTE STAIN LIGHT GRAY (3G), CERABIEN ZR FC PASTE STAIN GREYISH BLUE (3G), CERABIEN ZR FC PASTE STAIN GREEN 2 (3G), CERABIEN ZR FC PASTE STAIN YELLOW (3G), CERABIEN ZR FC PASTE STAIN MAMELON ORANGE 1 (3G), CERABIEN ZR FC PASTE STAIN CERVICAL 1 (3G), CERABIEN ZR FC PASTE STAIN CERVICAL 3 (3G), CERABIEN ZR FC PASTE STAIN EARTH BROWN (3G), CERABIEN ZR FC PASTE STAIN SALMON PINK (3G), CERABIEN ZR FC PASTE STAIN RED (3G), CERABIEN ZR FC PASTE STAIN VALUE (3G), CERABIEN ZR FC PASTE STAIN FLUORO (3G), CERABIEN ZR CCV-1 (10G), CERABIEN ZR CCV-2 (10G), CERABIEN ZR CCV-2 (50G), CERABIEN ZR CCV-3 (200G), CERABIEN ZR CCV-4 (IOG), CERABIEN ZR WHITE (50G), CERABIEN ZR GRAY (10G), CERABIEN ZR GRAY (50G), CERABIEN ZR YELLOW (l 0G), CERABIEN ZR YELLOW (50G), CERABIEN ZR BLUE (10G), CERABIEN ZR BLUE (50G), CERABIEN ZR LIGHT ORANGE (10G), CERABIEN ZR LIGHT ORANGE (50G), CERABIEN ZR ORANGE (IOG), CERABIEN ZR ORANGE (50G), CERABIEN ZR PINK (10G), CERABIEN ZR PINK (50G), CERABIEN ZR BROWN (l 0G), CERABIEN ZR BROWN (50G), CERABIEN ZR DARK PINK (10G), CERABIEN ZR DARK PINK (50G), CERABIEN ZR CORAL PINK (50G), CERABIEN ZR GREEN (IOG), CERABIEN ZR GREEN (50G), CERABIEN ZR MAMELON 2 (10G), CERABIEN ZR MAMELON l (50G), CERABIEN ZR MAMELON 2 (50G), CERABIEN ZR TISSUE 1 (10G), CERABIEN ZR TISSUE l (50G), CERABIEN ZR TISSUE 2 (10G), CERABIEN ZR TISSUE 2 (50G), CERABIEN ZR TISSUE 3 (50G), CERABIEN ZR TISSUE 4 (10G), CERABIEN ZR TISSUE 7 (10G), CERABIEN ZR External Stain BLACK (3G), CERABIEN ZR External Stain GREEN 2 (3G), CERABIEN ZR External Stain ORANGE 1 (3G), CERABIEN ZR External Stain ORANGE 2 (3G), CERABIEN ZR External Stain YELLOW (3G), CERABIEN ZR External Stain CERVICAL 1 (3G), CERABIEN ZR External Stain PINK (3G), CERABIEN ZR External Stain RED (3G), CERABIEN ZR External Stain A+ (3G), CERABIEN ZR External Stain GLAZE (30G), CERABIEN ZR Internal Stain INCISAL BLUE 2 (3G), CERABIEN ZR Internal Stain MAMELON ORANGE l (3G), CERABIEN ZR Internal Stain MAMELON ORANGE 2 (3G), CERABIEN ZR Internal Stain CERVICAL l (3G), CERABIEN ZR Internal Stain EARTH BROWN (3G), CERABIEN ZR Internal Stain RED (3G), CERABIEN ZR Internal Stain B+ (3G), CERABIEN ZR Internal Stain D+ (3G), CERABIEN ZR Internal Stain FLUORO (3G), CERABIEN ZR Internal Stain BRIGHT (3G), CERABIEN ZR AD-B (10G), CERABIEN ZR AD-T (l 0G), CERABIEN ZR AD-B (50G), CERABIEN ZR 1110B (l 0G), CERABIEN ZR 1l20B (10G), CERABIEN ZR 2025B (10G), CERABIEN ZR 2110B (10G), CERABIEN ZR 2I20B (10G), CERABIEN ZR 2130B (10G), CERABIEN ZR 3015B (l 0G), CERABIEN ZR 3l10B (10G), CERABIEN ZR 4120B (10G), CERABIEN ZR 4l30B (10G), CERABIEN ZR 4225B (10G), CERABIEN ZR 5110B (l 0G), CERABIEN ZR 5120B (l 0G), CERABIEN ZR I110B (50G), CERABIEN ZR 1120B (50G), CERABIEN ZR 2025B (50G), CERABIEN ZR 3120B (50G), CERABIEN ZR 3225B (50G), CERABIEN ZR 4015B (50G), CERABIEN ZR 4025B (50G), CERABIEN ZR 4120B (50G), CERABIEN ZR 4130B (50G), CERABIEN ZR 4215B (50G), CERABIEN ZR 5110B (50G), CERABIEN ZR 1120B (200G), CERABIEN ZR 2015B (200G), CERABIEN ZR 2025B (200G), CERABIEN ZR 2110B (200G), CERABIEN ZR 2130B (200G), CERABIEN ZR 2215B (200G), CERABIEN ZR 2225B (200G), CERABIEN ZR 3015B (200G), CERABIEN ZR 3225B (200G), CERABIEN ZR 40l5B (200G), CERABIEN ZR 4l10B (200G), CERABIEN ZR 4l30B (200G), CERABIEN ZR 4215B (200G), CERABIEN ZR 4225B (200G), CERABIEN ZR 5110B (200G), CERABIEN ZR 5120B (200G), CERABIEN ZR 5130B (200G), CERABIEN ZR OB OBll 10 (l 0G), CERABIEN ZR OB OB2015 (IOG), CERABIEN ZR OB OB2120 (10G), CERABIEN ZR OB OB2130 (10G), CERABIEN ZR OB OB22l5 (10G), CERABIEN ZR OB OB2225 (10G), CERABIEN ZR OB OB3015 (l 0G), CERABIEN ZR OB OB3110 (l 0G), CERABIEN ZR OB OB3225 (10G), CERABIEN ZR OB OB4015 (10G), CERABIEN ZR OB OB4025 (10G), CERABIEN ZR OB OB4120 (l 0G), CERABIEN ZR OB OB4215 (10G), CERABIEN ZR OB OB4225 (10G), CERABIEN ZR OB OB5120 (10G), CERABIEN ZR OB OB5130 (10G), CERABIEN ZR OB OB1120 (50G), CERABIEN ZR OB OB2015 (50G), CERABIEN ZR OB OB2110 (50G), CERABIEN ZR OB OB2130 (50G), CERABIEN ZR OB OB3015 (50G), CERABIEN ZR OB OB3110 (50G), CERABIEN ZR OB OB3215 (50G), CERABIEN ZR OB OB4025 (50G), CERABIEN ZR OB OB4120 (50G), CERABIEN ZR OB OB4130 (50G), CERABIEN ZR OB OB4215 (50G), CERABIEN ZR OB OB51l0 (50G), CERABIEN ZR OB OB1110 (200G), CERABIEN ZR OB OB1120 (200G), CERABIEN ZR OB OB2025 (200G), CERABIEN ZR OB OB2110 (200G), CERABIEN ZR OB OB2120 (200G), CERABIEN ZR OB OB2130 (200G), CERABIEN ZR OB OB2215 (200G), CERABIEN ZR OB OB2225 (200G), CERABIEN ZR OB OB3025 (200G), CERABIEN ZR OB OB3110 (200G), CERABIEN ZR OB OB3120 (200G), CERABIEN ZR OB OB3130 (200G), CERABIEN ZR OB OB41l0 (200G), CERABIEN ZR OB OB4120 (200G), CERABIEN ZR OB OB4130 (200G), CERABIEN ZR OB OB4225 (200G), CERABIEN ZR OB OB5110 (200G), CERABIEN ZR OB OB5120 (200G), CERABIEN ZR External Stain VC GLAZE (l 0G), CERABIEN ZR Translucent T Clear (200G), CERABIEN ZR Luster LTX (200G), CERABIEN ZR Luster LT Super Luster (IOG), CERABIEN ZR Luster LT Super Luster (50G), CERABIEN ZR Luster LT Super Luster (200G), CERABIEN ZR Luster LT Royal Blue (10G), CERABIEN ZR Luster LT Royal Blue (50G), CERABIEN ZR Luster LT Royal Blue (200G), CERABIEN ZR Luster LT Coral (10G), CERABIEN ZR Luster LT Coral (50G), CERABIEN ZR Luster LT Coral (200G), CERABIEN ZR FORMING LIQUID (IOOML), MEISTER LIQUID (IOOML), ES LIQUID (l OML), ES LIQUID (IOOML), IS LIQUID (IOML), IS LIQUID (IOOML), ES COLOR GUIDE, IS COLOR GUIDE, CERABIEN ZR BASIC FULL KIT (630G), CERABIEN ZR ENAMEL TRANCERUCENT COMPLETE KIT (140G), CERABIEN ZR LUSTER CCV KIT (160G), CERABIEN ZR OB COMPLETE KIT (200G), CERABIEN ZR EXTERNAL STAIN KIT (73G), CERABIEN ZR INTERNAL STAIN COMPLETE KIT (57G), CERABIEN ZR ESTHETIC WHITE KIT (IIOG), CERAB IEN ZR TISSUE KIT (70G), CERABIEN ZR ASSORTMATE KIT (180G), CERABIEN ZR FC PASTE STAIN BASIC KIT(26G), CERABIEN ZR SBA1 (50G), CERABIEN ZR SBA2 (50G), CERABIEN ZR SBA3 (50G), CERABIEN ZR SBA4 (IOG), CERABIEN ZR SBA4 (200G), CERABIEN ZR SBB l (50G), CERABIEN ZR SBB1 (200G), CERABIEN ZR SBB2 (l 0G), CERABIEN ZR SBB2 (50G), CERABIEN ZR SBB3 (50G), CERABIEN ZR SBB4 (10G), CERABIEN ZR SBB4 (50G), CERABIEN ZR SBC1 (50G), CERABIEN ZR SBC1 (200G), CERABIEN ZR SBC2 (10G), CERABIEN ZR SBC2 (50G), CERABIEN ZR SBC2 (200G), CERABIEN ZR SBC3 (50G), CERABIEN ZR SBC4 (10G), CERABIEN ZR SBC4 (50G), CERABIEN ZR SBC4 (200G), CERABIEN ZR SBD2 (l 0G), CERABIEN ZR SBD2 (50G), CERABIEN ZR SBD3 (50G), CERABIEN ZR SBD4 (50G), CERABIEN ZR SBNW0 (10G), CERABIEN ZR SBNW0 (50G), CERABIEN ZR SB OP LIGHT (10G), CERABIEN ZR SB OP LIGHT TISSUE (10G), CERABIEN ZR SB OP DARK TISSUE (10G), CERABIEN ZR SB OP DARK TISSUE (50G), CERABIEN ZR MA3 (10G), CERABIEN ZR OBB4 (10G), CERABIEN ZR OBB4 (200G), CERABIEN ZR OBC l (10G), CERABIEN ZR OBC2 (10G), CERABIEN ZR OBC2 (50G), CERABIEN ZR OBC2 (200G), CERABIEN ZR OBC3 (10G), CERABIEN ZR OBC3 (50G), CERABIEN ZR OBC4 (10G), CERABIEN ZR OBC4 (200G), CERABIEN ZR OBD2 (10G), CERABIEN ZR OBD2 (50G), CERABIEN ZR OBD2 (200G), CERABIEN ZR OBD3 (10G), CERABIEN ZR OBD4 (10G), CERABIEN ZR OBD4 (50G), CERABIEN ZR OBD4 (200G), CERABIEN ZR OB WHITE (10G), CERABIEN ZR OB WHITE (50G), CERABIEN ZR OB ORANGE (l 0G), CERABIEN ZR OB ORANGE (200G), CERABIEN ZR OB PALE PINK (10G), CERABIEN ZR OB PALE PINK (50G), CERABIEN ZR OBE (10G), CERABIEN ZR OBE (200G), CERABIEN ZR OBNP1.5 (10G), CERABIEN ZR OBNPl.5 (50G), CERABIEN ZR OBNP2.5 (l 0G), CERABIEN ZR CV-1 (l 0G), CERABIEN ZR CV-1 (50G), CERABIEN ZR CV-2 (10G), CERABIEN ZR CV-2 (200G), CERABIEN ZR CV-3 (l 0G), CERABIEN ZR CV-3 (50G), CERABIEN ZR CV-3 (200G), CERABIEN ZR CV-4 (10G), CERABIEN ZR TX (IOG), CERABIEN ZR TX (200G), CERABIEN ZR T0 (10G), CERABIEN ZR T1 (10G), CERABIEN ZR T2 (10G), CERABIEN ZR T2 (50G), CERABIEN ZR - Dental Porcelain, CERABIEN ZR MARGIN KIT (190G), CERABIEN ZR LUSTER COMPLETE KIT (190G), CERABIEN ZR ESTHETIC WHITE KIT (110G), CERABIEN ZR TISSUE KIT (70G), CERABIEN ZR ASSORTMATE KIT (180G), CERABIEN ZR VALUE SHADE BODY KIT (260G), CERABIEN ZR VALUE SHADE OPACIOUS BODY KIT(260G), CERABIEN ZR TRAIAL KIT SB A2 (25G), CERABIEN ZR FC PASTE STAIN KIT(85G), CERABIEN ZR SBA1 (10G), CERABIEN ZR SBA1 (200G), CERABIEN ZR SBA2 (10G), CERABIEN ZR SBA2 (200G), CERABIEN ZR SBA3 (10G), CERABIEN ZR SBA3 (200G), CERABIEN ZR SBA3.5 (10G), CERABIEN ZR SBA3.5 (50G), CERABIEN ZR SBA3.5 (200G), CERABIEN ZR SBA4 (10G), CERABIEN ZR SBA4 (50G), CERABIEN ZR SBB1 (10G), CERABIEN ZR SBB1 (50G), CERABIEN ZR SBB2 (10G), CERABIEN ZR SBB2 (200G), CERABIEN ZR SBB3 (10G), CERABIEN ZR SBB3 (200G), CERABIEN ZR SBB4 (200G), CERABIEN ZR SBC1 (10G), CERABIEN ZR SBC3 (10G), CERABIEN ZR SBC3 (200G), CERABIEN ZR SBD2 (10G), CERABIEN ZR SBD2 (200G), CERABIEN ZR SBD3 (10G), CERABIEN ZR SBD3 (200G), CERABIEN ZR SBD4 (10G), CERABIEN ZR SBD4 (200G), CERABIEN ZR SBNP1.5 (10G), CERABIEN ZR SBNP1.5 (50G), CERABIEN ZR SBNP1.5 (200G), CERABIEN ZR SBNP2.5 (10G), CERABIEN ZR SBNP2.5 (50G), CERABIEN ZR SBNP2.5 (200G), CERABIEN ZR SBNWO (10G), CERABIEN ZR SBNWO (50G), CERABIEN ZR SBNW0 (200G), CERABIEN ZR SBNW0.5 (10G), CERABIEN ZR SBNW0.5 (50G), CERABIEN ZR SBNW0.5 (200G), CERABIEN ZR SB WHITE (10G), CERABIEN ZR SB WHITE (50G), CERABIEN ZR SB OP WHITE (10G), CERABIEN ZR SB OP WHITE (50G), CERABIEN ZR SB OP LIGHT (50G), CERABIEN ZR SB OP DARK (10G), CERABIEN ZR SB OP DARK (50G), CERABIEN ZR SB OP LIGHT TISSUE (50G), CERABIEN ZR MA1 (10G), CERABIEN ZR MA2 (10G), CERABIEN ZR MA3.5 (10G), CERABIEN ZR MA4 (10G), CERABIEN ZR MB2 (10G), CERABIEN ZR MB3 (10G), CERABIEN ZR MB4 (10G), CERABIEN ZR MC2 (10G), CERABIEN ZR MC4 (10G), CERABIEN ZR MD4 (10G), CERABIEN ZR MNP1.5 (10G), CERABIEN ZR MNW0 (10G), CERABIEN ZR MNW0.5 (10G), CERABIEN ZR M-ORANGE (10G), CERABIEN ZR M-PEACH (10G), CERABIEN ZR MDL (10G), CERABIEN ZR MRP (10G), CERABIEN ZR Al B (IOG), CERABIEN ZR AlB (200G), CERABIEN ZR A2B (10G), CERABIEN ZR A3B (10G), CERABIEN ZR A3B (50G), CERABIEN ZR A3.5B (50G), CERABIEN ZR A3.5B (200G), CERABIEN ZR A4B (10G), CERABIEN ZR A4B (50G), CERABIEN ZR BIB (10G), CERABIEN ZR BIB (50G), CERABIEN ZR BIB (200G), CERABIEN ZR B2B (10G), CERABIEN ZR B2B (50G), CERABIEN ZR B3B (10G), CERABIEN ZR B3B (50G), CERABIEN ZR B3B (200G), CERABIEN ZR B4B (50G), CERABIEN ZR B4B (200G), CERABIEN ZR C1B (10G), CERABIEN ZR CIB (50G), CERABIEN ZR C1B (200G), CERABIEN ZR C2B (50G), CERABIEN ZR C3B (10G), CERABIEN ZR C3B (200G), CERABIEN ZR C4B (10G), CERABIEN ZR C4B (200G), CERABIEN ZR D2B (10G), CERABIEN ZR D2B (50G), CERABIEN ZR D2B (200G), CERABIEN ZR D3B (10G), CERABIEN ZR D4B (50G), CERABIEN ZR D4B (200G), CERABIEN ZR EWOOB (10G), CERABIEN ZR EWOOB (200G), CERABIEN ZR EWOB (10G), CERABIEN ZR EWOB (50G), CERABIEN ZR EWOB (200G), CERABIEN ZR EWYB (50G), CERABIEN ZR EWYB (200G), CERABIEN ZR NP1.5B (10G), CERABIEN ZR NP1.5B (50G), CERABIEN ZR NP1.5B (200G), CERABIEN ZR NP2.5B (10G), CERABIEN ZR NP2.5B (200G), CERABIEN ZR NWOB (50G), CERABIEN ZR NWOB (200G), CERABIEN ZR NW0.5B (10G), CERABIEN ZR NW0.5B (50G), CERABIEN ZR El (10G), CERABIEN ZR El (50G), CERABIEN ZR El (200G), CERABIEN ZR E2 (IOG), CERABIEN ZR E2 (SOG), CERABIEN ZR E3 (10G), CERABIEN ZR E3 (50G), CERABIEN ZR E3 (200G), CERABIEN ZR SILKY E1 (10G), CERABIEN ZR SILKY El (50G), CERABIEN ZR SILKY El (200G), CERABIEN ZR SILKY E2 {50G), CERABIEN ZR OBAl (50G), CERABIEN ZR OBA2 (10G), CERABIEN ZR OBA2 (200G), CERABIEN ZR OBA3 (10G), CERABIEN ZR OBA3 (50G), CERABIEN ZR OBA3.5 (50G), CERABIEN ZR OBA4 (10G), CERABIEN ZR OBA4 (50G), CERABIEN ZR OBA4 (200G), CERABIEN ZR OBB1 (10G), CERABIEN ZR OBB1 (50G), CERABIEN ZR OBB1 (200G), CERABIEN ZR OBB2 (50G), CERABIEN ZR OBB2 (200G), CERABIEN ZR OB OB4215 (200G), CERABIEN ZR OB OB5130 (200G), CERABIEN ZR External Stain FL GLAZE (10G), CERABIEN ZR External Stain VC GLAZE (10G), CERABIEN ZR Translucent T Clear (10G), CERABIEN ZR Translucent T Clear (50G), CERABIEN ZR Luster LTX (10G), CERABIEN ZR Luster LTX (50G), CERABIEN ZR EWB (10G), CERABIEN ZR EWB (50G), CERABIEN ZR EWB (200G), CERABIEN ZR EWYB (10G), CERABIEN ZR NPI.5B (10G), CERABIEN ZR NPl.5B (200G), CERABIEN ZR NP2.5B (50G), CERABIEN ZR NWOB (10G), CERABIEN ZR NW0.5B (IOG), CERABIEN ZR NW0.5B (200G), CERABIEN ZR El (l 0G), CERABIEN ZR E2 (10G), CERABIEN ZR E2 (50G), CERABIEN ZR E2 (200G), CERABIEN ZR SILKY El (10G), CERABIEN ZR SILKY E2 (10G), CERABIEN ZR SILKY E2 (50G), CERABIEN ZR SILKY E2 (200G), CERABIEN ZR OBA1 (10G), CERABIEN ZR OBA1 (50G), CERABIEN ZR OBA1 (200G), CERABIEN ZR OBA2 (50G), CERABIEN ZR OBA3 (200G), CERABIEN ZR OBA3.5 (10G), CERABIEN ZR OBA3.5 (200G), CERABIEN ZR OBB1 (l 0G), CERABIEN ZR OBB2 (10G), CERABIEN ZR OBB3 (10G), CERABIEN ZR OBB3 (50G), CERABIEN ZR OBB3 (200G), CERABIEN ZR OBB4 (50G), CERABIEN ZR OBC1 (50G), CERABIEN ZR OBC1 (200G), CERABIEN ZR OBC3 (l 0G), CERABIEN ZR OBC3 (200G), CERABIEN ZR OBC4 (50G), CERABIEN ZR OBD3 (50G), CERABIEN ZR OBD3 (200G), CERABIEN ZR OB WHITE (200G), CERABIEN ZR OB ORANGE (10G), CERABIEN ZR OB ORANGE (50G), CERABIEN ZR OB PALE PINK (200G), CERABIEN ZR OBE (50G), CERABIEN ZR OBNP1.5 (50G), CERABIEN ZR OBNP1.5 (200G), CERABIEN ZR OBNP2.5 (10G), CERABIEN ZR OBNP2.5 (50G), CERABIEN ZR OBNP2.5 (200G), CERABIEN ZR CV-1 (10G), CERABIEN ZR CV-1 (200G), CERABIEN ZR CV-2 (l 0G), CERABIEN ZR CV-2 (50G), CERABIEN ZR CV-3 (IOG), CERABIEN ZR CV-4 (l 0G), CERABIEN ZR CV-4 (50G), CERABIEN ZR CV-4 (200G), CERABIEN ZR TX (10G), CERABIEN ZR TX (50G), CERABIEN ZR T0 (IOG), CERABIEN ZR T0 (50G), CERABIEN ZR T0 (200G), CERABIEN ZR Tl (10G), CERABIEN ZR T1 (50G), CERABIEN ZR TI (200G), CERABIEN ZR LT0 (10G), CERABIEN ZR LT1 (200G), CERABIEN ZR AQUA BLUE 1 (10G), CERABIEN ZR AQUA BLUE 1 (50G), CERABIEN ZR AQUA BLUE 2 (200G), CERABIEN ZR LT-NATURAL (10G), CERABIEN ZR LT-NATURAL (50G), CERABIEN ZR LT YELLOW (200G), CERABIEN ZR INCISAL AUREOLA (200G), CERABIEN ZR SUN BRIGHT (10G), CERABIEN ZR SUN BRIGHT (50G), CERABIEN ZR CREAMY ENAMEL (10G), CERABIEN ZR CREAMY ENAMEL (200G), CERABIEN ZR CREAMY WHITE (200G), CERABIEN ZR ELT1 (10G), CERABIEN ZR ELTl (50G), CERABIEN ZR ELTl (200G), CERABIEN ZR ELT2 (50G), CERABIEN ZR ELT2 (200G), CERABIEN ZR ELT3 (10G), CERABIEN ZR ELT3 (50G), CERABIEN ZR FC PASTE STAIN DARK GRAY (3G), CERABIEN ZR FC PASTE STAIN GRAYISH BLUE (3G), CERABIEN ZR FC PASTE STAIN BLUE (3G), CERABIEN ZR FC PASTE STAIN GREEN 1 (3G), CERABIEN ZR FC PASTE STAIN MAMELON ORANGE 2 (3G), CERABIEN ZR FC PASTE STAIN CERVICAL 2 (3G), CERABIEN ZR FC PASTE STAIN REDDISH BROWN (3G), CERABIEN ZR FC PASTE STAIN PINK (3G), CERABIEN ZR FC PASTE STAIN A+ (3G), CERABIEN ZR FC PASTE STAIN B+ (3G), CERABIEN ZR FC PASTE STAIN C+ (3G), CERABIEN ZR FC PASTE STAIN D+ (3G), CERABIEN ZR FC PASTE STAIN WHITE (3G), CERABIEN ZR FC PASTE STAIN GLAZE (5G), CERABIEN ZR FC PASTE STAIN CLEAR GLAZE (5G), CERABIEN ZR CCV-1 (50G), CERABIEN ZR CCV-1 (200G), CERABIEN ZR CCV-2 (l 0G), CERABIEN ZR CCV-2 (200G), CERABIEN ZR CCV-3 (10G), CERABIEN ZR CCV-3 (50G), CERABIEN ZR CCV-4 (10G), CERABIEN ZR CCV-4 (50G), CERABIEN ZR CCV-4 (200G), CERABIEN ZR WHITE (10G), CERABIEN ZR WHITE (50G), CERABIEN ZR YELLOW (IOG), CERABIEN ZR ORANGE (l 0G), CERABIEN ZR BROWN (IOG), CERABIEN ZR DARK PINK (l 0G), CERABIEN ZR CORAL PINK (10G), CERABIEN ZR GREEN (10G), CERABIEN ZR MAMELON 1 (10G), CERABIEN ZR MAMELON 2 (IOG), CERABIEN ZR MAMELON l (50G), CERABIEN ZR MAMELON 2 (50G), CERABIEN ZR TISSUE 1 (l 0G), CERABIEN ZR TISSUE 1 (50G), CERABIEN ZR TISSUE 3 (10G), CERABIEN ZR TISSUE 4 (50G), CERABIEN ZR TISSUE 5 (10G), CERABIEN ZR TISSUE 5 (50G), CERABIEN ZR TISSUE 6 (10G), CERABIEN ZR TISSUE 6 (50G), CERABIEN ZR TISSUE 7 (50G), CERABIEN ZR External Stain GRAY (3G), CERABIEN ZR External Stain PURE WHITE (3G), CERABIEN ZR External Stain BLUE (3G), CERABIEN ZR External Stain GREEN 1 (3G), CERABIEN ZR External Stain CERVICAL l (3G), CERABIEN ZR External Stain CERVICAL 2 (3G), CERABIEN ZR External Stain CERVICAL 3 (3G), CERABIEN ZR External Stain EARTH BROWN (3G), CERABIEN ZR External Stain REDDISH BROWN (3G), CERABIEN ZR External Stain SALMON PINK (3G), CERABIEN ZR External Stain B+ (3G), CERABIEN ZR External Stain C+ (3G), CERABIEN ZR External Stain D+ (3G), CERABIEN ZR External Stain GLAZE (10G), CERABIEN ZR Internal Stain WHITE (3G), CERABIEN ZR Internal Stain GRAY (3G), CERABIEN ZR Internal Stain INCISAL BLUE 1 (3G), CERABIEN ZR Internal Stain MAMELON ORANGE 1 (3G), CERABIEN ZR Internal Stain CERVICAL 1 (3G), CERABIEN ZR Internal Stain CERVICAL 2 (3G), CERABIEN ZR Internal Stain CERVICAL 3 (3G), CERABIEN ZR Internal Stain REDDISH BROWN (3G), CERABIEN ZR Internal Stain SALMON PINK (3G), CERABIEN ZR Internal Stain A+ (3G), CERABIEN ZR Internal Stain C+ (3G), CERABIEN ZR AD-B (l 0G), CERABIEN ZR AD-T (10G), CERABIEN ZR AD-T (50G), CERABIEN ZR 1110B (10G), CERABIEN ZR 1120B (l 0G), CERABIEN ZR 2015B (10G), CERABIEN ZR 2025B (l 0G), CERABIEN ZR 2110B (l 0G), CERABIEN ZR 2l20B (10G), CERABIEN ZR 2215B (10G), CERABIEN ZR 2225B (10G), CERABIEN ZR 3015B (10G), CERABIEN ZR 3025B (10G), CERABIEN ZR 3110B (10G), CERABIEN ZR 3120B (10G), CERABIEN ZR 3130B (10G), CERABIEN ZR 3215B (10G), CERABIEN ZR 3225B (10G), CERABIEN ZR 4015B (10G), CERABIEN ZR 4025B (10G), CERABIEN ZR 4110B (10G), CERABIEN ZR 4130B (IOG), CERABIEN ZR 4215B (10G), CERABIEN ZR 51l0B (10G), CERABIEN ZR 5120B (10G), CERABIEN ZR 5130B (10G), CERABIEN ZR ll20B (50G), CERABIEN ZR 2015B (50G), CERABIEN ZR 2110B (50G), CERABIEN ZR 2120B (50G), CERABIEN ZR 2130B (50G), CERABIEN ZR 2215B (50G), CERABIEN ZR 2225B (50G), CERABIEN ZR 3015B (50G), CERABIEN ZR 3025B (50G), CERABIEN ZR 3110B (50G), CERABIEN ZR 3l20B (50G), CERABIEN ZR 3130B (50G), CERABIEN ZR 3215B (50G), CERABIEN ZR 4110B (50G), CERABIEN ZR 4225B (50G), CERABIEN ZR 5120B (50G), CERABIEN ZR 5130B (50G), CERABIEN ZR 1110B (200G), CERABIEN ZR 20l5B (200G), CERABIEN ZR 2120B (200G), CERABIEN ZR 301SB (200G), CERABIEN ZR 3025B (200G), CERABIEN ZR 3110B (200G), CERABIEN ZR 3120B (200G), CERABIEN ZR 3130B (200G), CERABIEN ZR 3215B (200G), CERABIEN ZR 4015B (200G), CERABIEN ZR 4025B (200G), CERABIEN ZR 4110B (200G), CERABIEN ZR 4120B (200G), CERABIEN ZR 4130B (200G), CERABIEN ZR OB OB1110 (10G), CERABIEN ZR OB OB1120 (10G), CERABIEN ZR OB OB2015 (10G), CERABIEN ZR OB OB2025 (10G), CERABIEN ZR OB OB2110 (l 0G), CERABIEN ZR OB OB2215 (10G), CERABIEN ZR OB OB3015 (10G), CERABIEN ZR OB OB3025 (10G), CERABIEN ZR OB OB3110 (10G), CERABIEN ZR OB OB3120 (10G), CERABIEN ZR OB OB3130 (10G), CERABIEN ZR OB OB3215 (10G), CERABIEN ZR OB OB4110 (10G), CERABIEN ZR OB OB4120 (10G), CERABIEN ZR OB OB4130 (10G), CERABIEN ZR OB OB4215 (IOG), CERABIEN ZR OB OB5110 (10G), CERABIEN ZR OB OB1110 (50G), CERABIEN ZR OB OB2025 (50G), CERABIEN ZR OB OB2120 (50G), CERABIEN ZR OB OB2215 (50G), CERABIEN ZR OB OB2225 (50G), CERABIEN ZR OB OB3025 (50G), CERABIEN ZR OB OB3120 (50G), CERABIEN ZR OB OB3130 (50G), CERABIEN ZR OB OB3225 (50G), CERABIEN ZR OB OB4015 (50G), CERABIEN ZR OB OB4110 (50G), CERABIEN ZR OB OB4225 (50G), CERABIEN ZR OB OB5110 (50G), CERABIEN ZR OB OB5120 (50G), CERABIEN ZR OB OB5130 (50G), CERABIEN ZR OB OB2015 (200G), CERABIEN ZR OB OB3015 (200G), CERABIEN ZR OB OB3215 (200G), CERABIEN ZR OB OB3225 (200G), CERABIEN ZR OB OB4015 (200G), CERABIEN ZR OB OB4025 (200G), CERABIEN ZR OB OB4110 (200G) | Diamant Plus | 2024-02-28T00:00:00.000+01:00 | Kuraray Noritake Dental Inc. 300 Higashiyama, Miyoshi-cho, Miyoshi Aichi 470-0293, Japan | 104-2311UK, 104-2321UK, 104-2331UK, 104-2341UK, 104-2351UK, 104-2361UK, 104-2371UK, 104-2381UK, 104-2391UK, 104-2401UK, 104-2411UK, 104-2421 UK, 104-2431UK, 104-2441UK, l04-245lUK, 104-2461UK, 104-2471UK, 104-2472UK, 104-2473 UK, 104-2481UK, 104-2482UK, 104-2483UK, 104-2491UK, 104-2492UK, 104-2493UK, 104-250 IUK, 104-2502UK, 104-2503UK, 104-25I1UK, 104-2512UK, 104-2513UK, 104-2521UK, 104-2522UK, 104-2523UK, 104-2531UK, 104-2532UK, 104-2533UK, 104-2541 UK, 104-2542UK, 104-2543UK, 104-2551UK, 104-2552UK, 104-2553UK, 104-2561UK, 104-2562UK, 104-2563UK, 104-2571UK, 104-2572UK, 104-2573UK, 104-2581UK, 104-2582UK, 104-2583UK, 104-2591UK, 104-2592UK, 104-2593UK, 104-2601UK, 104-2602UK, 104-2603UK, 104-2611UK, 104-2612UK, 104-26l3UK, 104-2621UK, 104-2622UK, 104-2623UK, 104-263 lUK, 104-2632UK, 104-3053EU, 104-306lEU, 104-3062EU, 104-3063EU, 104-3071EU, 104-3072EU, 104-3073EU, 104-3081EU, 104-3082EU, 104-3083EU, 104-309lEU, 104-3092EU, 104-3093EU, 104-3101EU, 104-3102EU, 104-3103EU, l04-3111EU, 104-3l12EU, 104-31I3EU, 104-312lEU, 104-3122EU, 104-3123EU, 104-3131EU, 104-3132EU, 104-3133EU, 104-3l41EU, l04-3142EU, 104-3l43EU, 104-3151EU, 104-3152EU, 104-3153EU, l04-316lEU, 104-3162EU, 104-3163EU, 104-3l7lEU, 104-3172EU, 104-3173EU, 104-3l81EU, 104-3182EU, 104-3I83EU, 104-3l91EU, 104-3I92EU, 104-3193EU, 104-3201EU, 104-3202EU, 104-3203EU, 104-5601EU, 104-5611EU, 104-5621EU, 104-5631EU, 104-5641EU, 104-5651EU, 104-5661EU, 104-5671EU, 104-5681EU, 104-5691EU, 104-5701EU, 104-5711EU, 104-5721EU, 104-5731EU, 104-5741EU, 104-5751EU, 104-5761EU, 104-5771EU, 104-5781EU, 104-5791EU, 104-5801EU, 104-58 llEU, 104-5821EU, 104-583 IEU, 104-5841EU, 104-5851EU, 104-5861EU, 104-32l1EU, 104-3212EU, 104-3213EU, 104-3221EU, 104-3222EU, 104-3223EU, 104-323 IEU, 104-3232EU, 104-3233EU, 104-324 IEU, l04-3242EU, 104-3243EU, 104-3251EU, 104-3252EU, l04-3261EU, l04-3262EU, 104-3271EU, 104-3272EU, 104-3281EU, 104-3282EU, 104-3291EU, 104-3292EU, 104-330lEU, 104-3302EU, 104-331IEU, l04-3312EU, 104-3321EU, 104-3322EU, 104-3331EU, l04-3332EU, 104-3341EU, 104-3342EU, 104-3351EU, l04-3352EU, 104-3361EU, 104-3371EU, 104-3382EU, l04-3392EU, 104-340 IEU, 104-3402EU, 104-3411EU, 104-3412EU, 104-3421EU, 104-3422EU, 104-343 IEU, 104-3432EU, 104-3441EU, 104-3442EU, 104-3451EU, 104-3452EU, 104-346 IEU, 104-3462EU, 104-3471EU, 104-348 l EU, 104-3491EU, 104-3501EU, 104-3511EU, 104-3521EU, l04-3531EU, 104-354lEU, 104-3551EU, 104-3561EU, 104-357lEU, 104-3581EU, 104-3591EU, 104-3601EU, 104-3611EU, 104-3621EU, 104-363 IEU, 104-3641EU, 104-3651EU, 104-3661EU, 104-3671EU, 104-3681EU, 104-3684EU, 104-3691EU, 104-3701EU, 104-3711EU, 104-3721EU, 104-3731EU, 104-3741EU, 104-3751EU, 104-3761EU, 104-3771EU, 104-3781EU, 104-3791EU, 104-3801EU, 104-3811EU, 104-3821EU, 104-383 IEU, 104-3841EU, 104-3851EU, 104-3861EU, 104-3871EU, 104-3881EU, 104-3891EU, 104-3902EU, 104-3912EU, 104-393 IEU, 104-394 IEU, 104-3951EU, 104-3961EU, 104-3971EU, 104-3981EU, l04-3991EU, 104-400 IEU, 104-4011EU, 104-4021EU, 104-403 IEU, 104-404 IEU, 104-4051EU, 104-4061EU, 104-4071EU, 104-4081EU, 104-4091EU, 104-4101EU, 104-411IEU, 104-4121EU, 104-413 IEU, 104-414 IEU, 104-4151EU, 104-4l61EU, 104-4171EU, 104-4181EU, 104-4192EU, 104-4202EU, 104-42I2EU, 104-4222EU, 104-4232EU, 104-4242EU, 104-4252EU, 104-4262EU, 104-4272EU, 104-4282EU, 104-4292EU, 104-4302EU, 104-43 I2EU, 104-4322EU, 104-4332EU, 104-4342EU, 104-4352EU, 104-4362EU, 104-4372EU, 104-4382EU, 104-4392EU, 104-4402EU, 104-4412EU, 104-4422EU, 104-4432EU, 104-4442EU, 104-4453EU, 104-4463EU, l04-4473EU, 104-4483EU, l04-4493EU, 104-4503EU, 104-4513EU, 104-4523EU, 104-4533EU, 104-4543EU, 104-4553EU, 104-4563EU, 104-4573EU, 104-4583EU, 104-4593EU, 104-4603EU, 104-46l3EU, 104-4623EU, 104-4633EU, 104-4643EU, 104-4653EU, 104-4663EU, 104-4673EU, 104-4683EU, 104-4693EU, 104-4703EU, 104-47l1EU, 104-4721EU, 104-4731EU, 104-4741EU, l04-4751EU, 104-476IEU, 104-4771EU, l04-4781EU, 104-4791EU, 104-4801EU, 104-48l1EU, 104-4821EU, 104-4831EU, 104-484IEU, 104-4851EU, 104-486lEU, 104- | Klasa IIa | Porcelan per ura dhe proteza dentare | Pajisje dentare
16073 | Noritake Super Porcelain EX-3 OB5110 (10G), Noritake Super Porcelain EX-3 OB5110 (50G), Noritake Super Porcelain EX-3 OB5110 (200G), Noritake Super Porcelain EX-3 OB5120 (10G), Noritake Super Porcelain EX-3 OB5120 (50G), Noritake Super Porcelain EX-3 OB5120 (200G), Noritake Super Porcelain EX-3 OB5130 (10G), Noritake Super Porcelain EX-3 OB5130 (50G), Noritake Super Porcelain EX-3 OB5130 (200G), Noritake Super Porcelain EX-3 CV-1 (10G), Noritake Super Porcelain EX-3 CV-1 (50G), Noritake Super Porcelain EX-3 CV-1 (200G), Noritake Super Porcelain EX-3 CV-2 (10G), Noritake Super Porcelain EX-3 CV-2 (50G), Noritake Super Porcelain EX-3 CV-2 (200G), Noritake Super Porcelain EX-3 CV-3 (10G), Noritake Super Porcelain EX-3 CV-3 (50G), Noritake Super Porcelain EX-3 CV-3 (200G), Noritake Super Porcelain EX-3 CV-4 (10G), Noritake Super Porcelain EX-3 CV-4 (50G), Noritake Super Porcelain EX-3 CV-4 (200G), Noritake Super Porcelain EX-3 TX (10G), Noritake Super Porcelain EX-3 TX (50G), Noritake Super Porcelain EX-3 TX (200G), Noritake Super Porcelain EX-3 T0 (10G), Noritake Super Porcelain EX-3 T0 (50G), Noritake Super Porcelain EX-3 T0 (200G), Noritake Super Porcelain EX-3 T1 (10G), Noritake Super Porcelain EX-3 T1 (50G), Noritake Super Porcelain EX-3 T1 (200G), Noritake Super Porcelain EX-3 T2 (10G), Noritake Super Porcelain EX-3 T2 (50G), Noritake Super Porcelain EX-3 T2 (200G), Noritake Super Porcelain EX-3 LT0 (10G), Noritake Super Porcelain EX-3 LT0 (50G), Noritake Super Porcelain EX-3 LT0 (200G), Noritake Super Porcelain EX-3 LT1 (10G), Noritake Super Porcelain EX-3 LT1 (50G), Noritake Super Porcelain EX-3 LT1 (200G), Noritake Super Porcelain EX-3 T BLUE (10G), Noritake Super Porcelain EX-3 T BLUE (50G), Noritake Super Porcelain EX-3 T BLUE (200G), Noritake Super Porcelain EX-3 AQUA BLUE 1 (10G), Noritake Super Porcelain EX-3 AQUA BLUE 1 (50G), Noritake Super Porcelain EX-3 AQUA BLUE 1 (200G), Noritake Super Porcelain EX-3 AQUA BLUE 2 (10G), Noritake Super Porcelain EX-3 AQUA BLUE 2 (50G), Noritake Super Porcelain EX-3 AQUA BLUE 2 (200G), Noritake Super Porcelain EX-3 LT NATURAL (10G), Noritake Super Porcelain EX-3 LT NATURAL (50G), Noritake Super Porcelain EX-3 LT NATURAL (200G), Noritake Super Porcelain EX-3 LT SUPER GRAY (10G), Noritake Super Porcelain EX-3 LT SUPER GRAY (50G), Noritake Super Porcelain EX-3 LT SUPER GRAY (200G), Noritake Super Porcelain EX-3 LT YELLOW (10G), Noritake Super Porcelain EX-3 LT YELLOW (50G), Noritake Super Porcelain EX-3 LT YELLOW (200G), Noritake Super Porcelain EX-3 INCISAL AUREOLA (10G), Noritake Super Porcelain EX-3 INCISAL AUREOLA (50G), Noritake Super Porcelain EX-3 INCISAL AUREOLA (200G), Noritake Super Porcelain EX-3 SUN BRIGHT (10G), Noritake Super Porcelain EX-3 SUN BRIGHT (50G), Noritake Super Porcelain EX-3 SUN BRIGHT (200G), Noritake Super Porcelain EX-3 CREAMY ENAMEL (10G), Noritake Super Porcelain EX-3 CREAMY ENAMEL (50G), Noritake Super Porcelain EX-3 CREAMY ENAMEL (200G), Noritake Super Porcelain EX-3 CREAMY WHITE (10G), Noritake Super Porcelain EX-3 CREAMY WHITE (50G), Noritake Super Porcelain EX-3 CREAMY WHITE (200G), Noritake Super Porcelain EX-3 ELT1 (10G), Noritake Super Porcelain EX-3 ELT1 (50G), Noritake Super Porcelain EX-3 ELT1 (200G), Noritake Super Porcelain EX-3 ELT2 (10G), Noritake Super Porcelain EX-3 ELT2 (50G), Noritake Super Porcelain EX-3 ELT2 (200G), Noritake Super Porcelain EX-3 ELT3 (10G), Noritake Super Porcelain EX-3 ELT3 (50G), Noritake Super Porcelain EX-3 ELT3 (200G), Noritake Super Porcelain EX-3 CCV-1 (10G), Noritake Super Porcelain EX-3 CCV-1 (50G), Noritake Super Porcelain EX-3 CCV-1 (200G), Noritake Super Porcelain EX-3 CCV-2 (10G), Noritake Super Porcelain EX-3 CCV-2 (50G), Noritake Super Porcelain EX-3 CCV-2 (200G), Noritake Super Porcelain EX-3 CCV-3 (10G), Noritake Super Porcelain EX-3 CCV-3 (50G), Noritake Super Porcelain EX-3 CCV-3 (200G), Noritake Super Porcelain EX-3 CCV-4 (10G), Noritake Super Porcelain EX-3 CCV-4 (50G), Noritake Super Porcelain EX-3 CCV-4 (200G), Noritake Super Porcelain EX-3 WHITE (10G), Noritake Super Porcelain EX-3 WHITE (50G), Noritake Super Porcelain EX-3 GRAY (10G), Noritake Super Porcelain EX-3 GRAY (50G), Noritake Super Porcelain EX-3 YELLOW (10G), Noritake Super Porcelain EX-3 YELLOW (50G), Noritake Super Porcelain EX-3 BLUE (10G), Noritake Super Porcelain EX-3 BLUE (50G), Noritake Super Porcelain EX-3 GREEN (10G), Noritake Super Porcelain EX-3 GREEN (50G), Noritake Super Porcelain EX-3 LIGHT ORANGE (10G), Noritake Super Porcelain EX-3 LIGHT ORANGE (50G), Noritake Super Porcelain EX-3 ORANGE (10G), Noritake Super Porcelain EX-3 ORANGE (50G), Noritake Super Porcelain EX-3 PINK (10G), Noritake Super Porcelain EX-3 PINK (50G), Noritake Super Porcelain EX-3 BROWN (10G), Noritake Super Porcelain EX-3 BROWN (50G), Noritake Super Porcelain EX-3 DARK PINK (10G), Noritake Super Porcelain EX-3 DARK PINK (50G), Noritake Super Porcelain EX-3 CORAL PINK (10G), Noritake Super Porcelain EX-3 CORAL PINK (50G), Noritake Super Porcelain EX-3 MAMELON 1 (10G), Noritake Super Porcelain EX-3 MAMELON 1 (50G), Noritake Super Porcelain EX-3 MAMELON 2 (10G), Noritake Super Porcelain EX-3 MAMELON 2 (50G), Noritake Super Porcelain EX-3 TISSUE 1 (10G), Noritake Super Porcelain EX-3 TISSUE 1 (50G), Noritake Super Porcelain EX-3 TISSUE 2 (10G), Noritake Super Porcelain EX-3 TISSUE 2 (50G), Noritake Super Porcelain EX-3 TISSUE 3 (10G), Noritake Super Porcelain EX-3 TISSUE 3 (50G), Noritake Super Porcelain EX-3 TISSUE 4 (10G), Noritake Super Porcelain EX-3 TISSUE 4 (50G), Noritake Super Porcelain EX-3 TISSUE 5 (10G), Noritake Super Porcelain EX-3 TISSUE 5 (50G), Noritake Super Porcelain EX-3 TISSUE 6 (10G), Noritake Super Porcelain EX-3 TISSUE 6 (50G), Noritake Super Porcelain EX-3 TISSUE 7 (10G), Noritake Super Porcelain EX-3 TISSUE 7 (50G), Noritake Super Porcelain EX-3 External Stain GRAY (3G), Noritake Super Porcelain EX-3 External Stain PURE WHITE (3G), Noritake Super Porcelain EX-3 External Stain BLACK (3G), Noritake Super Porcelain EX-3 External Stain BLUE (3G), Noritake Super Porcelain EX-3 External Stain GREEN 1 (3G), Noritake Super Porcelain EX-3 External Stain GREEN 2 (3G), Noritake Super Porcelain EX-3 External Stain ORANGE 1 (3G), Noritake Super Porcelain EX-3 External Stain ORANGE 2 (3G), Noritake Super Porcelain EX-3 External Stain YELLOW (3G), Noritake Super Porcelain EX-3 External Stain CERVICAL 1 (3G), Noritake Super Porcelain EX-3 External Stain CERVICAL 2 (3G), Noritake Super Porcelain EX-3 External Stain CERVICAL 3 (3G), Noritake Super Porcelain EX-3 External Stain EARTH BROWN (3G), Noritake Super Porcelain EX-3 External Stain REDDISH BROWN (3G), Noritake Super Porcelain EX-3 External Stain SALMON PINK (3G), Noritake Super Porcelain EX-3 External Stain PINK (3G), Noritake Super Porcelain EX-3 External Stain RED (3G), Noritake Super Porcelain EX-3 External Stain A+ (3G), Noritake Super Porcelain EX-3 External Stain B+ (3G), Noritake Super Porcelain EX-3 External Stain C+ (3G), Noritake Super Porcelain EX-3 External Stain D+ (3G), Noritake Super Porcelain EX-3 External Stain GLAZE (10G), Noritake Super Porcelain EX-3 External Stain GLAZE (30G), Noritake Super Porcelain EX-3 Internal Stain WHITE (3G), Noritake Super Porcelain EX-3 Internal Stain GRAY (3G), Noritake Super Porcelain EX-3 Internal Stain INCISAL BLUE 1 (3G), Noritake Super Porcelain EX-3 Internal Stain INCISAL BLUE 2 (3G), Noritake Super Porcelain EX-3 Internal Stain MAMELON ORANGE 1 (3G), Noritake Super Porcelain EX-3 Internal Stain MAMELON ORANGE 2 (3G), Noritake Super Porcelain EX-3 Internal Stain CERVICAL 1 (3G), Noritake Super Porcelain EX-3 Internal Stain CERVICAL 2 (3G), Noritake Super Porcelain EX-3 Internal Stain CERVICAL 3 (3G), Noritake Super Porcelain EX-3 Internal Stain EARTH BROWN (3G), Noritake Super Porcelain EX-3 Internal Stain REDDISH BROWN (3G), Noritake Super Porcelain EX-3 Internal Stain RED (3G), Noritake Super Porcelain EX-3 Internal Stain SALMON PINK (3G), Noritake Super Porcelain EX-3 Internal Stain A+ (3G), Noritake Super Porcelain EX-3 Internal Stain B+ (3G), Noritake Super Porcelain EX-3 Internal Stain C+ (3G), Noritake Super Porcelain EX-3 Internal Stain D+ (3G), Noritake Super Porcelain EX-3 Internal Stain FLUORO (3G), Noritake Super Porcelain EX-3 Internal Stain BRIGHT(3G), Noritake Super Porcelain EX-3 AD-B (10G), Noritake Super Porcelain EX-3 AD-B (50G), Noritake Super Porcelain EX-3 AD-T (10G), Noritake Super Porcelain EX-3 AD-T (50G), Noritake Super Porcelain EX-3 DARK BODY (10G), Noritake Super Porcelain EX-3 DARK OPAQUE (10G), Noritake Super Porcelain EX-3 ENAMEL (10G), Noritake Super Porcelain EX-3 LIGHT BODY (10G), Noritake Super Porcelain EX-3 LIGHT OPAQUE (10G), Noritake Super Porcelain EX-3 LUSTER TRANSLUCENT (10G), Noritake Super Porcelain EX-3 TRANSLUCENT (10G), Noritake Super Porcelain EX-3 OM GRAY (50G), Noritake Super Porcelain EX-3 OM ORANGE (50G), Noritake Super Porcelain EX-3 OM PINK (50G), Noritake Super Porcelain EX-3 OPAQUE LIQUID (10ML), Noritake Super Porcelain EX-3 OPAQUE LIQUID (100ML), Noritake Super Porcelain EX-3 FORMING LIQUID (10ML), Noritake Super Porcelain EX-3 FORMING LIQUID (100ML), Noritake Super Porcelain EX-3 PASTE OPAQUE LIQUID (10ML), Noritake Super Porcelain EX-3 UP LIQUID (10ML), Noritake Super Porcelain EX-3 IS LIQUID (10ML), Noritake Super Porcelain EX-3 IS LIQUID (100ML), Noritake Super Porcelain EX-3 ADDMATE FORMING LIQUID (10ML), Noritake Super Porcelain EX-3 TRANSLUCENT T Clear (10G), Noritake Super Porcelain EX-3 TRANSLUCENT T Clear (50G), Noritake Super Porcelain EX-3 TRANSLUCENT T Clear (200G), Noritake Super Porcelain EX-3 Luster LTX (10G), Noritake Super Porcelain EX-3 Luster LTX (50G), Noritake Super Porcelain EX-3 Luster LTX (200G), Noritake Super Porcelain EX-3 Luster LT Super Gray (10G), Noritake Super Porcelain EX-3 Luster LT Super Gray (50G), Noritake Super Porcelain EX-3 Luster LT Super Gray (200G), Noritake Super Porcelain EX-3 Luster LT Royal Blue (10G), Noritake Super Porcelain EX-3 Luster LT Royal Blue (50G), Noritake Super Porcelain EX-3 Luster LT Royal Blue (200G), Noritake Super Porcelain EX-3 Luster LT Coral (10G), Noritake Super Porcelain EX-3 Luster LT Coral (50G), Noritake Super Porcelain EX-3 Luster LT Coral (200G), ES COLOR GUIDE, IS COLOR GUIDE, Noritake Super Porcelain EX-3 OBB2 (50G), Noritake Super Porcelain EX-3 OBB2 (200G), Noritake Super Porcelain EX-3 OBB3 (10G), Noritake Super Porcelain EX-3 OBB3 (50G), Noritake Super Porcelain EX-3 OBB3 (200G), Noritake Super Porcelain EX-3 OBB4 (10G), Noritake Super Porcelain EX-3 OBB4 (50G), Noritake Super Porcelain EX-3 OBB4 (200G), Noritake Super Porcelain EX-3 OBC1 (10G), Noritake Super Porcelain EX-3 OBC1 (50G), Noritake Super Porcelain EX-3 OBC1 (200G), Noritake Super Porcelain EX-3 OBC2 (10G), Noritake Super Porcelain EX-3 OBC2 (50G), Noritake Super Porcelain EX-3 OBC2 (200G), Noritake Super Porcelain EX-3 OBC3 (10G), Noritake Super Porcelain EX-3 OBC3 (50G), Noritake Super Porcelain EX-3 OBC3 (200G), Noritake Super Porcelain EX-3 OBC4 (10G), Noritake Super Porcelain EX-3 OBC4 (50G), Noritake Super Porcelain EX-3 OBC4 (200G), Noritake Super Porcelain EX-3 OBD2 (10G), Noritake Super Porcelain EX-3 OBD2 (50G), Noritake Super Porcelain EX-3 OBD2 (200G), Noritake Super Porcelain EX-3 OBD3 (10G), Noritake Super Porcelain EX-3 OBD3 (50G), Noritake Super Porcelain EX-3 OBD3 (200G), Noritake Super Porcelain EX-3 OBD4 (10G), Noritake Super Porcelain EX-3 OBD4 (50G), Noritake Super Porcelain EX-3 OBD4 (200G), Noritake Super Porcelain EX-3 OB WHITE (10G), Noritake Super Porcelain EX-3 OB WHITE (50G), Noritake Super Porcelain EX-3 OB WHITE (200G), Noritake Super Porcelain EX-3 OB ORANGE (10G), Noritake Super Porcelain EX-3 OB ORANGE (50G), Noritake Super Porcelain EX-3 OB ORANGE (200G), Noritake Super Porcelain EX-3 OB PALE PINK (10G), Noritake Super Porcelain EX-3 OB PALE PINK (50G), Noritake Super Porcelain EX-3 OB PALE PINK (200G), Noritake Super Porcelain EX-3 OBE (10G), Noritake Super Porcelain EX-3 OBE (50G), Noritake Super Porcelain EX-3 OBE (200G), Noritake Super Porcelain EX-3 OBNP1.5 (10G), Noritake Super Porcelain EX-3 OBNP1.5 (50G), Noritake Super Porcelain EX-3 OBNP1.5 (200G), Noritake Super Porcelain EX-3 OBNP2.5 (10G), Noritake Super Porcelain EX-3 OBNP2.5 (50G), Noritake Super Porcelain EX-3 OBNP2.5 (200G), Noritake Super Porcelain EX-3 OB1110 (10G), Noritake Super Porcelain EX-3 OB1110 (50G), Noritake Super Porcelain EX-3 OB1110 (200G), Noritake Super Porcelain EX-3 OB1120 (10G), Noritake Super Porcelain EX-3 OB1120 (50G), Noritake Super Porcelain EX-3 OB1120 (200G), Noritake Super Porcelain EX-3 OB2015 (10G), Noritake Super Porcelain EX-3 OB2015 (50G), Noritake Super Porcelain EX-3 OB2015 (200G), Noritake Super Porcelain EX-3 OB2025 (10G), Noritake Super Porcelain EX-3 OB2025 (50G), Noritake Super Porcelain EX-3 OB2025 (200G), Noritake Super Porcelain EX-3 OB2110 (10G), Noritake Super Porcelain EX-3 OB2110 (50G), Noritake Super Porcelain EX-3 OB2110 (200G), Noritake Super Porcelain EX-3 OB2120 (10G), Noritake Super Porcelain EX-3 OB2120 (50G), Noritake Super Porcelain EX-3 OB2120 (200G), Noritake Super Porcelain EX-3 OB2130 (10G), Noritake Super Porcelain EX-3 OB2130 (50G), Noritake Super Porcelain EX-3 OB2130 (200G), Noritake Super Porcelain EX-3 OB2215 (10G), Noritake Super Porcelain EX-3 OB2215 (50G), Noritake Super Porcelain EX-3 OB2215 (200G), Noritake Super Porcelain EX-3 OB2225 (10G), Noritake Super Porcelain EX-3 OB2225 (50G), Noritake Super Porcelain EX-3 OB2225 (200G), Noritake Super Porcelain EX-3 OB3015 (10G), Noritake Super Porcelain EX-3 OB3015 (50G), Noritake Super Porcelain EX-3 OB3015 (200G), Noritake Super Porcelain EX-3 OB3025 (10G), Noritake Super Porcelain EX-3 OB3025 (50G), Noritake Super Porcelain EX-3 OB3025 (200G), Noritake Super Porcelain EX-3 OB3110 (10G), Noritake Super Porcelain EX-3 OB3110 (50G), Noritake Super Porcelain EX-3 OB3110 (200G), Noritake Super Porcelain EX-3 OB3120 (10G), Noritake Super Porcelain EX-3 OB3120 (50G), Noritake Super Porcelain EX-3 OB3120 (200G), Noritake Super Porcelain EX-3 OB3130 (10G), Noritake Super Porcelain EX-3 OB3130 (50G), Noritake Super Porcelain EX-3 OB3130 (200G), Noritake Super Porcelain EX-3 OB3215 (10G), Noritake Super Porcelain EX-3 OB3215 (50G), Noritake Super Porcelain EX-3 OB3215 (200G), Noritake Super Porcelain EX-3 OB3225 (10G), Noritake Super Porcelain EX-3 OB3225 (50G), Noritake Super Porcelain EX-3 OB3225 (200G), Noritake Super Porcelain EX-3 OB4015 (10G), Noritake Super Porcelain EX-3 OB4015 (50G), Noritake Super Porcelain EX-3 OB4015 (200G), Noritake Super Porcelain EX-3 OB4025 (10G), Noritake Super Porcelain EX-3 OB4025 (50G), Noritake Super Porcelain EX-3 OB4025 (200G), Noritake Super Porcelain EX-3 OB4110 (10G), Noritake Super Porcelain EX-3 OB4110 (50G), Noritake Super Porcelain EX-3 OB4110 (200G), Noritake Super Porcelain EX-3 OB4120 (10G), Noritake Super Porcelain EX-3 OB4120 (50G), Noritake Super Porcelain EX-3 OB4120 (200G), Noritake Super Porcelain EX-3 OB4130 (10G), Noritake Super Porcelain EX-3 OB4130 (50G), Noritake Super Porcelain EX-3 OB4130 (200G), Noritake Super Porcelain EX-3 OB4215 (10G), Noritake Super Porcelain EX-3 OB4215 (50G), Noritake Super Porcelain EX-3 OB4215 (200G), Noritake Super Porcelain EX-3 OB4225 (10G), Noritake Super Porcelain EX-3 OB4225 (50G), Noritake Super Porcelain EX-3 OB4225 (200G), Noritake Super Porcelain EX-3 NA3.5O (10G), Noritake Super Porcelain EX-3 NA3.5O (50G), Noritake Super Porcelain EX-3 NA3.5O (200G), Noritake Super Porcelain EX-3 NA4O (10G), Noritake Super Porcelain EX-3 NA4O (50G), Noritake Super Porcelain EX-3 NA4O (200G), Noritake Super Porcelain EX-3 NB1O (10G), Noritake Super Porcelain EX-3 NB1O (50G), Noritake Super Porcelain EX-3 NB1O (200G), Noritake Super Porcelain EX-3 NB2O (10G), Noritake Super Porcelain EX-3 NB2O (50G), Noritake Super Porcelain EX-3 NB2O (200G), Noritake Super Porcelain EX-3 NB3O (10G), Noritake Super Porcelain EX-3 NB3O (50G), Noritake Super Porcelain EX-3 NB3O (200G), Noritake Super Porcelain EX-3 NB4O (10G), Noritake Super Porcelain EX-3 NB4O (50G), Noritake Super Porcelain EX-3 NB4O (200G), Noritake Super Porcelain EX-3 NC1O (10G), Noritake Super Porcelain EX-3 NC1O (50G), Noritake Super Porcelain EX-3 NC1O (200G), Noritake Super Porcelain EX-3 NC2O (10G), Noritake Super Porcelain EX-3 NC2O (50G), Noritake Super Porcelain EX-3 NC2O (200G), Noritake Super Porcelain EX-3 NC3O (10G), Noritake Super Porcelain EX-3 NC3O (50G), Noritake Super Porcelain EX-3 NC3O (200G), Noritake Super Porcelain EX-3 NC4O (10G), Noritake Super Porcelain EX-3 NC4O (50G), Noritake Super Porcelain EX-3 3120B (50G), Noritake Super Porcelain EX-3 3120B (200G), Noritake Super Porcelain EX-3 3130B (10G), Noritake Super Porcelain EX-3 3130B (50G), Noritake Super Porcelain EX-3 3130B (200G), Noritake Super Porcelain EX-3 3215B (10G), Noritake Super Porcelain EX-3 3215B (50G), Noritake Super Porcelain EX-3 3215B (200G), Noritake Super Porcelain EX-3 3225B (10G), Noritake Super Porcelain EX-3 3225B (50G), Noritake Super Porcelain EX-3 3225B (200G), Noritake Super Porcelain EX-3 4015B (10G), Noritake Super Porcelain EX-3 4015B (50G), Noritake Super Porcelain EX-3 4015B (200G), Noritake Super Porcelain EX-3 4025B (10G), Noritake Super Porcelain EX-3 4025B (50G), Noritake Super Porcelain EX-3 4025B (200G), Noritake Super Porcelain EX-3 4110B (10G), Noritake Super Porcelain EX-3 4110B (50G), Noritake Super Porcelain EX-3 4110B (200G), Noritake Super Porcelain EX-3 4120B (10G), Noritake Super Porcelain EX-3 4120B (50G), Noritake Super Porcelain EX-3 4120B (200G), Noritake Super Porcelain EX-3 4130B (10G), Noritake Super Porcelain EX-3 4130B (50G), Noritake Super Porcelain EX-3 4130B (200G), Noritake Super Porcelain EX-3 4215B (10G), Noritake Super Porcelain EX-3 4215B (50G), Noritake Super Porcelain EX-3 4215B (200G), Noritake Super Porcelain EX-3 4225B (10G), Noritake Super Porcelain EX-3 4225B (50G), Noritake Super Porcelain EX-3 4225B (200G), Noritake Super Porcelain EX-3 5110B (10G), Noritake Super Porcelain EX-3 5110B (50G), Noritake Super Porcelain EX-3 5110B (200G), Noritake Super Porcelain EX-3 5120B (10G), Noritake Super Porcelain EX-3 5120B (50G), Noritake Super Porcelain EX-3 5120B (200G), Noritake Super Porcelain EX-3 5130B (10G), Noritake Super Porcelain EX-3 5130B (50G), Noritake Super Porcelain EX-3 5130B (200G), Noritake Super Porcelain EX-3 E1 (10G), Noritake Super Porcelain EX-3 E1 (50G), Noritake Super Porcelain EX-3 E1 (200G), Noritake Super Porcelain EX-3 E2 (10G), Noritake Super Porcelain EX-3 E2 (50G), Noritake Super Porcelain EX-3 E2 (200G), Noritake Super Porcelain EX-3 E3 (10G), Noritake Super Porcelain EX-3 E3 (50G), Noritake Super Porcelain EX-3 E3 (200G), Noritake Super Porcelain EX-3 S1 (10G), Noritake Super Porcelain EX-3 S1 (50G), Noritake Super Porcelain EX-3 S1 (200G), Noritake Super Porcelain EX-3 S2 (10G), Noritake Super Porcelain EX-3 S2 (50G), Noritake Super Porcelain EX-3 S2 (200G), Noritake Super Porcelain EX-3 S3 (10G), Noritake Super Porcelain EX-3 S3 (50G), Noritake Super Porcelain EX-3 S3 (200G), Noritake Super Porcelain EX-3 S4 (10G), Noritake Super Porcelain EX-3 S4 (50G), Noritake Super Porcelain EX-3 S4 (200G), Noritake Super Porcelain EX-3 Silky E1 (10G), Noritake Super Porcelain EX-3 Silky E1 (50G), Noritake Super Porcelain EX-3 Silky E1 (200G), Noritake Super Porcelain EX-3 Silky E2 (10G), Noritake Super Porcelain EX-3 Silky E2 (50G), Noritake Super Porcelain EX-3 Silky E2 (200G), Noritake Super Porcelain EX-3 OBA1 (10G), Noritake Super Porcelain EX-3 OBA1 (50G), Noritake Super Porcelain EX-3 OBA1 (200G), Noritake Super Porcelain EX-3 OBA2 (10G), Noritake Super Porcelain EX-3 OBA2 (50G), Noritake Super Porcelain EX-3 OBA2 (200G), Noritake Super Porcelain EX-3 OBA3 (10G), Noritake Super Porcelain EX-3 OBA3 (50G), Noritake Super Porcelain EX-3 OBA3 (200G), Noritake Super Porcelain EX-3 OBA3.5 (10G), Noritake Super Porcelain EX-3 OBA3.5 (50G), Noritake Super Porcelain EX-3 OBA3.5 (200G), Noritake Super Porcelain EX-3 OBA4 (10G), Noritake Super Porcelain EX-3 OBA4 (50G), Noritake Super Porcelain EX-3 OBA4 (200G), Noritake Super Porcelain EX-3 OBB1 (10G), Noritake Super Porcelain EX-3 OBB1 (50G), Noritake Super Porcelain EX-3 OBB1 (200G), Noritake Super Porcelain EX-3 OBB2 (10G), Noritake Super Porcelain EX-3 NC4O (200G), Noritake Super Porcelain EX-3 ND2O (10G), Noritake Super Porcelain EX-3 ND2O (50G), Noritake Super Porcelain EX-3 ND2O (200G), Noritake Super Porcelain EX-3 ND3O (10G), Noritake Super Porcelain EX-3 ND3O (50G), Noritake Super Porcelain EX-3 ND3O (200G), Noritake Super Porcelain EX-3 ND4O (10G), Noritake Super Porcelain EX-3 ND4O (50G), Noritake Super Porcelain EX-3 ND4O (200G), Noritake Super Porcelain EX-3 EW0O (10G), Noritake Super Porcelain EX-3 EW0O (50G), Noritake Super Porcelain EX-3 EW0O (200G), Noritake Super Porcelain EX-3 EWO (10G), Noritake Super Porcelain EX-3 EWO (50G), Noritake Super Porcelain EX-3 EWO (200G), Noritake Super Porcelain EX-3 NP1.5O (10G), Noritake Super Porcelain EX-3 NP1.5O (50G), Noritake Super Porcelain EX-3 NP1.5O (200G), Noritake Super Porcelain EX-3 NP2.5O (10G), Noritake Super Porcelain EX-3 NP2.5O (50G), Noritake Super Porcelain EX-3 NP2.5O (200G), Noritake Super Porcelain EX-3 NW0O (10G), Noritake Super Porcelain EX-3 NW0O (50G), Noritake Super Porcelain EX-3 NW0O (200G), Noritake Super Porcelain EX-3 NW0.5O (10G), Noritake Super Porcelain EX-3 NW0.5O (50G), Noritake Super Porcelain EX-3 NW0.5O (200G), Noritake Super Porcelain EX-3 OM GRAY (10G), Noritake Super Porcelain EX-3 OM ORANGE (10G), Noritake Super Porcelain EX-3 OM PINK (10G), Noritake Super Porcelain EX-3 MA1 (10G), Noritake Super Porcelain EX-3 MA1 (50G), Noritake Super Porcelain EX-3 MA2 (10G), Noritake Super Porcelain EX-3 MA2 (50G), Noritake Super Porcelain EX-3 MA3 (10G), Noritake Super Porcelain EX-3 MA3 (50G), Noritake Super Porcelain EX-3 MA3.5 (10G), Noritake Super Porcelain EX-3 MA3.5 (50G), Noritake Super Porcelain EX-3 MA4 (10G), Noritake Super Porcelain EX-3 MA4 (50G), Noritake Super Porcelain EX-3 MB1 (10G), Noritake Super Porcelain EX-3 MB1 (50G), Noritake Super Porcelain EX-3 MB2 (10G), Noritake Super Porcelain EX-3 MB2 (50G), Noritake Super Porcelain EX-3 MB3 (10G), Noritake Super Porcelain EX-3 MB3 (50G), Noritake Super Porcelain EX-3 MB4 (10G), Noritake Super Porcelain EX-3 MB4 (50G), Noritake Super Porcelain EX-3 MC2 (10G), Noritake Super Porcelain EX-3 MC2 (50G), Noritake Super Porcelain EX-3 MC4 (10G), Noritake Super Porcelain EX-3 MC4 (50G), Noritake Super Porcelain EX-3 MD3 (10G), Noritake Super Porcelain EX-3 MD3 (50G), Noritake Super Porcelain EX-3 MD4 (10G), Noritake Super Porcelain EX-3 MD4 (50G), Noritake Super Porcelain EX-3 MNP1.5 (10G), Noritake Super Porcelain EX-3 MNP1.5 (50G), Noritake Super Porcelain EX-3 MNP2.5 (10G), Noritake Super Porcelain EX-3 MNP2.5 (50G), Noritake Super Porcelain EX-3 MNW0 (10G), Noritake Super Porcelain EX-3 MNW0 (50G), Noritake Super Porcelain EX-3 MNW0.5 (10G), Noritake Super Porcelain EX-3 MNW0.5 (50G), Noritake Super Porcelain EX-3 M CLEAR (10G), Noritake Super Porcelain EX-3 M CLEAR (50G), Noritake Super Porcelain EX-3 M ORANGE (10G), Noritake Super Porcelain EX-3 M ORANGE (50G), Noritake Super Porcelain EX-3 M PEACH (10G), Noritake Super Porcelain EX-3 M PEACH (50G), Noritake Super Porcelain EX-3 MDL (10G), Noritake Super Porcelain EX-3 MDL (50G), Noritake Super Porcelain EX-3 MRP (10G), Noritake Super Porcelain EX-3 MRP (50G), Noritake Super Porcelain EX-3 A1B (10G), Noritake Super Porcelain EX-3 A1B (50G), Noritake Super Porcelain EX-3 A1B (200G), Noritake Super Porcelain EX-3 A2B (10G), Noritake Super Porcelain EX-3 A2B (50G), Noritake Super Porcelain EX-3 A2B (200G), Noritake Super Porcelain EX-3 A3B (10G), Noritake Super Porcelain EX-3 A3B (50G), Noritake Super Porcelain EX-3 A3B (200G), Noritake Super Porcelain EX-3 A3.5B (10G), Noritake Super Porcelain EX-3 A3.5B (50G), Noritake Super Porcelain EX-3 A3.5B (200G), Noritake Super Porcelain EX-3 A4B (10G), Noritake Super Porcelain EX-3 A4B (50G), Noritake Super Porcelain EX-3 A4B (200G), Noritake Super Porcelain EX-3 B1B (10G), Noritake Super Porcelain EX-3 B1B (50G), Noritake Super Porcelain EX-3 B1B (200G), Noritake Super Porcelain EX-3 B2B (10G), Noritake Super Porcelain EX-3 B2B (50G), Noritake Super Porcelain EX-3 B2B (200G), Noritake Super Porcelain EX-3 B3B (10G), Noritake Super Porcelain EX-3 B3B (50G), Noritake Super Porcelain EX-3 B3B (200G), Noritake Super Porcelain EX-3 B4B (10G), Noritake Super Porcelain EX-3 B4B (50G), Noritake Super Porcelain EX-3 B4B (200G), Noritake Super Porcelain EX-3 C1B (10G), Noritake Super Porcelain EX-3 C1B (50G), Noritake Super Porcelain EX-3 C1B (200G), Noritake Super Porcelain EX-3 C2B (10G), Noritake Super Porcelain EX-3 C2B (50G), Noritake Super Porcelain EX-3 C2B (200G), Noritake Super Porcelain EX-3 C3B (10G), Noritake Super Porcelain EX-3 C3B (50G), Noritake Super Porcelain EX-3 C3B (200G), Noritake Super Porcelain EX-3 C4B (10G), Noritake Super Porcelain EX-3 C4B (50G), Noritake Super Porcelain EX-3 C4B (200G), Noritake Super Porcelain EX-3 D2B (10G), Noritake Super Porcelain EX-3 D2B (50G), Noritake Super Porcelain EX-3 D2B (200G), Noritake Super Porcelain EX-3 D3B (10G), Noritake Super Porcelain EX-3 D3B (50G), Noritake Super Porcelain EX-3 D3B (200G), Noritake Super Porcelain EX-3 D4B (10G), Noritake Super Porcelain EX-3 D4B (50G), Noritake Super Porcelain EX-3 D4B (200G), Noritake Super Porcelain EX-3 NA1B (10G), Noritake Super Porcelain EX-3 NA1B (50G), Noritake Super Porcelain EX-3 NA1B (200G), Noritake Super Porcelain EX-3 NA2B (10G), Noritake Super Porcelain EX-3 NA2B (50G), Noritake Super Porcelain EX-3 NA2B (200G), Noritake Super Porcelain EX-3 NA3B (10G), Noritake Super Porcelain EX-3 NA3B (50G), Noritake Super Porcelain EX-3 NA3B (200G), Noritake Super Porcelain EX-3 NA3.5B (10G), Noritake Super Porcelain EX-3 NA3.5B (50G), Noritake Super Porcelain EX-3 NA3.5B (200G), Noritake Super Porcelain EX-3 NA4B (10G), Noritake Super Porcelain EX-3 NA4B (50G), Noritake Super Porcelain EX-3 NA4B (200G), Noritake Super Porcelain EX-3 NB1B (10G), Noritake Super Porcelain EX-3 NB1B (50G), Noritake Super Porcelain EX-3 NB1B (200G), Noritake Super Porcelain EX-3 NB2B (10G), Noritake Super Porcelain EX-3 NB2B (50G), Noritake Super Porcelain EX-3 NB2B (200G), Noritake Super Porcelain EX-3 NB3B (10G), Noritake Super Porcelain EX-3 NB3B (50G), Noritake Super Porcelain EX-3 NB3B (200G), Noritake Super Porcelain EX-3 NB4B (10G), Noritake Super Porcelain EX-3 NB4B (50G), Noritake Super Porcelain EX-3 NB4B (200G), Noritake Super Porcelain EX-3 NC1B (10G), Noritake Super Porcelain EX-3 NC1B (50G), Noritake Super Porcelain EX-3 NC1B (200G), Noritake Super Porcelain EX-3 NC2B (10G), Noritake Super Porcelain EX-3 NC2B (50G), Noritake Super Porcelain EX-3 NC2B (200G), Noritake Super Porcelain EX-3 NC3B (10G), Noritake Super Porcelain EX-3 NC3B (50G), Noritake Super Porcelain EX-3 NC3B (200G), Noritake Super Porcelain EX-3 NC4B (10G), Noritake Super Porcelain EX-3 NC4B (50G), Noritake Super Porcelain EX-3 NC4B (200G), Noritake Super Porcelain EX-3 ND2B (10G), Noritake Super Porcelain EX-3 ND2B (50G), Noritake Super Porcelain EX-3 ND2B (200G), Noritake Super Porcelain EX-3 ND3B (10G), Noritake Super Porcelain EX-3 ND3B (50G), Noritake Super Porcelain EX-3 ND3B (200G), Noritake Super Porcelain EX-3 ND4B (10G), Noritake Super Porcelain EX-3 ND4B (50G), Noritake Super Porcelain EX-3 ND4B (200G), Noritake Super Porcelain EX-3 EW00B (10G), Noritake Super Porcelain EX-3 EW00B (50G), Noritake Super Porcelain EX-3 EW00B (200G), Noritake Super Porcelain EX-3 EW0B (10G), Noritake Super Porcelain EX-3 EW0B (50G), Noritake Super Porcelain EX-3 EW0B (200G), Noritake Super Porcelain EX-3 EWB (10G), Noritake Super Porcelain EX-3 EWB (50G), Noritake Super Porcelain EX-3 EWB (200G), Noritake Super Porcelain EX-3 EWYB (10G), Noritake Super Porcelain EX-3 EWYB (50G), Noritake Super Porcelain EX-3 EWYB (200G), Noritake Super Porcelain EX-3 NP1.5B (10G), Noritake Super Porcelain EX-3 NP1.5B (50G), Noritake Super Porcelain EX-3 NP1.5B (200G), Noritake Super Porcelain EX-3 NP2.5B (10G), Noritake Super Porcelain EX-3 NP2.5B (50G), Noritake Super Porcelain EX-3 NP2.5B (200G), Noritake Super Porcelain EX-3 NW0B (10G), Noritake Super Porcelain EX-3 NW0B (50G), Noritake Super Porcelain EX-3 NW0B (200G), Noritake Super Porcelain EX-3 NW0.5B (10G), Noritake Super Porcelain EX-3 NW0.5B (50G), Noritake Super Porcelain EX-3 NW0.5B (200G), Noritake Super Porcelain EX-3 1110B (10G), Noritake Super Porcelain EX-3 1110B (50G), Noritake Super Porcelain EX-3 1110B (200G), Noritake Super Porcelain EX-3 1120B (10G), Noritake Super Porcelain EX-3 1120B (50G), Noritake Super Porcelain EX-3 1120B (200G), Noritake Super Porcelain EX-3 2015B (10G), Noritake Super Porcelain EX-3 2015B (50G), Noritake Super Porcelain EX-3 2015B (200G), Noritake Super Porcelain EX-3 2025B (10G), Noritake Super Porcelain EX-3 2025B (50G), Noritake Super Porcelain EX-3 2025B (200G), Noritake Super Porcelain EX-3 2110B (10G), Noritake Super Porcelain EX-3 2110B (50G), Noritake Super Porcelain EX-3 2110B (200G), Noritake Super Porcelain EX-3 2120B (10G), Noritake Super Porcelain EX-3 2120B (50G), Noritake Super Porcelain EX-3 2120B (200G), Noritake Super Porcelain EX-3 2130B (10G), Noritake Super Porcelain EX-3 2130B (50G), Noritake Super Porcelain EX-3 2130B (200G), Noritake Super Porcelain EX-3 2215B (10G), Noritake Super Porcelain EX-3 2215B (50G), Noritake Super Porcelain EX-3 2215B (200G), Noritake Super Porcelain EX-3 2225B (10G), Noritake Super Porcelain EX-3 2225B (50G), Noritake Super Porcelain EX-3 2225B (200G), Noritake Super Porcelain EX-3 3015B (10G), Noritake Super Porcelain EX-3 3015B (50G), Noritake Super Porcelain EX-3 3015B (200G), Noritake Super Porcelain EX-3 3025B (10G), Noritake Super Porcelain EX-3 3025B (50G), Noritake Super Porcelain EX-3 3025B (200G), Noritake Super Porcelain EX-3 3110B (10G), Noritake Super Porcelain EX-3 3110B (50G), Noritake Super Porcelain EX-3 3110B (200G), Noritake Super Porcelain EX-3 3120B (10G), Noritake Super Porcelain EX-3 POnA3.5 (6G), Noritake Super Porcelain EX-3 POnA4 (6G), Noritake Super Porcelain EX-3 POnB1 (6G), Noritake Super Porcelain EX-3 POnB2 (6G), Noritake Super Porcelain EX-3 POnB3 (6G), Noritake Super Porcelain EX-3 POnB4 (6G), Noritake Super Porcelain EX-3 POnC1 (6G), Noritake Super Porcelain EX-3 POnC2 (6G), Noritake Super Porcelain EX-3 POnC3 (6G), Noritake Super Porcelain EX-3 POnC4 (6G), Noritake Super Porcelain EX-3 POnD2 (6G), Noritake Super Porcelain EX-3 POnD3 (6G), Noritake Super Porcelain EX-3 POnD4 (6G), Noritake Super Porcelain EX-3 POEW0 (6G), Noritake Super Porcelain EX-3 POEW (6G), Noritake Super Porcelain EX-3 PONP1.5 (6G), Noritake Super Porcelain EX-3 PONP2.5 (6G), Noritake Super Porcelain EX-3 PONW0 (6G), Noritake Super Porcelain EX-3 PONW0.5 (6G), Noritake Super Porcelain EX-3 POBA (6G), Noritake Super Porcelain EX-3 NP BONDER (6G), Noritake Super Porcelain EX-3 PO WHITE (3G), Noritake Super Porcelain EX-3 PO GRAY (3G), Noritake Super Porcelain EX-3 PO ORANGE (3G), Noritake Super Porcelain EX-3 PO EARTH BROWN (3G), Noritake Super Porcelain EX-3 PO REDDISH BROWN (3G), Noritake Super Porcelain EX-3 PO YELLOW (3G), Noritake Super Porcelain EX-3 PO BLUE (3G), Noritake Super Porcelain EX-3 PO PINK (3G), Noritake Super Porcelain EX-3 UPnA1 (6G), Noritake Super Porcelain EX-3 UPnA2 (6G), Noritake Super Porcelain EX-3 UPnA3 (6G), Noritake Super Porcelain EX-3 UPnA3.5 (6G), Noritake Super Porcelain EX-3 UPnA4 (6G), Noritake Super Porcelain EX-3 UPnB1 (6G), Noritake Super Porcelain EX-3 UPnB2 (6G), Noritake Super Porcelain EX-3 UPnB3 (6G), Noritake Super Porcelain EX-3 UPnB4 (6G), Noritake Super Porcelain EX-3 UPnC1 (6G), Noritake Super Porcelain EX-3 UPnC2 (6G), Noritake Super Porcelain EX-3 UPnC3 (6G), Noritake Super Porcelain EX-3 UPnC4 (6G), Noritake Super Porcelain EX-3 UPnD2 (6G), Noritake Super Porcelain EX-3 UPnD3 (6G), Noritake Super Porcelain EX-3 UPnD4 (6G), Noritake Super Porcelain EX-3 UPEW0 (6G), Noritake Super Porcelain EX-3 UPEW (6G), Noritake Super Porcelain EX-3 UPNP1.5 (6G), Noritake Super Porcelain EX-3 UPNP2.5 (6G), Noritake Super Porcelain EX-3 UPNW0 (6G), Noritake Super Porcelain EX-3 UPNW0.5 (6G), Noritake Super Porcelain EX-3 UP WHITE (3G), Noritake Super Porcelain EX-3 UP GRAY (3G), Noritake Super Porcelain EX-3 UP ORANGE (3G), Noritake Super Porcelain EX-3 UP EARTH BROWN (3G), Noritake Super Porcelain EX-3 UP REDDISH BROWN (3G), Noritake Super Porcelain EX-3 UP YELLOW (3G), Noritake Super Porcelain EX-3 UP BLUE (3G), Noritake Super Porcelai | Diamant Plus | 2024-02-28T00:00:00.000+01:00 | Kuraray Noritake Dental Inc. 300 Higashiyama, Miyoshi-cho, Miyoshi Aichi 470-0293, Japan | 102-2951EU, 102-2952EU, 102-2953EU, 102-2961EU, 102-2962EU, 102-2963EU, 102-2971EU, 102-2972EU, 102-2973EU, 102-2981EU, 102-2982EU, 102-2983EU, 102-2991EU, 102-2992EU, 102-2993EU, 102-3001EU, 102-3002EU, 102-3003EU, 102-3011EU, 102-3012EU, 102-3013EU, 102-3021EU, 102-3022EU, 102-3023EU, 102-3031EU, 102-3032EU, 102-3033EU, 102-3041EU, 102-3042EU, 102-3043EU, 102-3051EU, 102-3052EU, 102-3053EU, 102-3061EU, 102-3062EU, 102-3063EU, 102-3071EU, 102-3072EU, 102-3073EU, 102-3081EU, 102-3082EU, 102-3083EU, 102-3091EU, 102-3092EU, 102-3093EU, 102-3101EU, 102-3102EU, 102-3103EU, 102-3111EU, 102-3112EU, 102-3113EU, 102-3122EU, 102-3123EU, 102-3131EU, 102-3132EU, 102-3133EU, 102-3141EU, 102-3142EU, 102-3143EU, 102-3151EU, 102-3152EU, 102-3153EU, 102-3161EU, 102-3162EU, 102-3163EU, 102-3171EU, 102-3172EU, 102-3173EU, 102-3181EU, 102-3182EU, 102-3183EU, 102-3191EU, 102-3192EU, 102-3193EU, 102-3201EU, 102-3202EU, 102-3203EU, 102-3211EU, 102-3212EU, 102-3213EU, 102-3221EU, 102-3222EU, 102-3223EU, 102-3231EU, 102-3232EU, 102-3233EU, 102-3241EU, 102-3242EU, 102-3243EU, 102-3251EU, 102-3252EU, 102-3261EU, 102-3262EU, 102-3271EU, 102-3272EU, 102-3281EU, 102-3282EU, 102-3291EU, 102-3292EU, 102-3301EU, 102-3302EU, 102-3311EU, 102-3312EU, 102-3321EU, 102-3322EU, 102-3331EU, 102-3332EU, 102-3341EU, 102-3342EU, 102-3351EU, 102-3352EU, 102-3361EU, 102-3362EU, 102-3371EU, 102-3372EU, 102-3381EU, 102-3382EU, 102-3391EU, 102-3392EU, 102-3401EU, 102-3402EU, 102-3411EU, 102-3412EU, 102-3421EU, 102-3422EU, 102-3431EU, 102-3432EU, 102-3441EU, 102-3442EU, 102-3451EU, 102-3461EU, 102-3471EU, 102-3481EU, 102-3491EU, 102-3501EU, 102-3511EU, 102-3521EU, 102-3531EU, 102-3541EU, 102-3551EU, 102-3561EU, 102-3571EU, 102-3581EU, 102-3591EU, 102-3601EU, 102-3611EU, 102-3621EU, 102-3631EU, 102-3641EU, 102-3651EU, 102-3661EU, 102-3674EU, 102-3681EU, 102-3691EU, 102-3701EU, 102-3711EU, 102-3721EU, 102-3731EU, 102-3741EU, 102-3751EU, 102-3761EU, 102-3771EU, 102-3781EU, 102-3791EU, 102-3801EU, 102-3811EU, 102-3821EU, 102-3831EU, 102-3841EU, 102-3851EU, 102-3861EU, 102-3871EU, 102-3872EU, 102-3881EU, 102-3882EU, 102-3891EU, 102-3901EU, 102-3911EU, 102-3921EU, 102-3931EU, 102-3941EU, 102-3951EU, 102-4422EU, 102-4432EU, 102-4442EU, 126-0011EU, 126-0252EU, 126-0031EU, 126-0042EU, 126-0071EU, 126-0081EU, 126-0111EU, 126-0122EU, 126-0131EU, 102-4541EU, 102-4542EU, 102-4543EU, 102-4551EU, 102-4552EU, 102-4553EU, 102-3121EU, 102-4571EU, 102-4572EU, 102-4573EU, 102-4581EU, 102-4582EU, 102-4583EU, 211-0769EU, 211-0779EU, 102-2562EU, 102-2563EU, 102-2571EU, 102-2572EU, 102-2573EU, 102-2581EU, 102-2582EU, 102-2583EU, 102-2591EU, 102-2592EU, 102-2593EU, 102-2601EU, 102-2602EU, 102-2603EU, 102-2611EU, 102-2612EU, 102-2613EU, 102-2621EU, 102-2622EU, 102-2623EU, 102-2631EU, 102-2632EU, 102-2633EU, 102-2641EU, 102-2642EU, 102-2643EU, 102-2651EU, 102-2652EU, 102-2653EU, 102-2661EU, 102-2662EU, 102-2663EU, 102-2671EU, 102-2672EU, 102-2673EU, 102-2681EU, 102-2682EU, 102-2683EU, 102-2691EU, 102-2692EU, 102-2693EU, 102-2701EU, 102-2702EU, 102-2703EU, 102-2711EU, 102-2712EU, 102-2713EU, 102-2721EU, 102-2722EU, 102-2723EU, 102-2731EU, 102-2732EU, 102-2733EU, 102-2741EU, 102-2742EU, 102-2743EU, 102-2751EU, 102-2752EU, 102-2753EU, 102-2761EU, 102-2762EU, 102-2763EU, 102-2771EU, 102-2772EU, 102-2773EU, 102-2781EU, 102-2782EU, 102-2783EU, 102-2791EU, 102-2792EU, 102-2793EU, 102-2801EU, 102-2802EU, 102-2803EU, 102-2811EU, 102-2812EU, 102-2813EU, 102-2821EU, 102-2822EU, 102-2823EU, 102-2831EU, 102-2832EU, 102-2833EU, 102-2841EU, 102-2842EU, 102-2843EU, 102-2851EU, 102-2852EU, 102-2853EU, 102-2861EU, 102-2862EU, 102-2863EU, 102-2871EU, 102-2872EU, 102-2873EU, 102-2881EU, 102-2882EU, 102-2883EU, 102-2891EU, 102-2892EU, 102-2893EU, 102-2901EU, 102-2902EU, 102-2903EU, 102-2911EU, 102-2912EU, 102-2913EU, 102-2921EU, 102-2922EU, 102-2923EU, 102-2931EU, 102-2932EU, 102-2933EU, 102-2941EU, 102-2942EU, 102-2943EU, 102-1311EU, 102-1312EU, 102-1313EU, 102-1321EU, 102-1322EU, 102-1323EU, 102-1331EU, 102-1332EU, 102- | Klasa IIa | Porcelan dentar per ura dhe protreza dentare | Pajisje dentare
16062 | Elecsys Cortisol III Urine, Elecsys Cortisol III, CalSet Cortisol III Urine, PreciControl Cortisol Urine | E v i t a | 2024-02-27T00:00:00.000+01:00 | Roche Diagnostics GmbH Sandhofer Strasse 116 68305 Mannheim Germany | 09290915190, 07682808190, 09290940190, 06687776190 | In vitro | Reagent per matjen e Kortizolit ne Urine, Kalibratori i reagentit, Kontrolli i reagentit | Pajisje te diagnostifikimit in vitro
16041 | BenchMark ULTRA Instrument, Kit, accessory 1, ULTRA, Kit, accessory 2, ULTRA, Assembly, waste container and cart | E v i t a | 2024-02-27T00:00:00.000+01:00 | Ventana Medical Systems Inc. 1910 E Innovation Park Drive Tucson, AZ 85755, USA | 05342716001 / 750-600, 05424585001 / 1697400, 05424577001 / 2505700, 05250986001 / 1650800 | In vitro | Pajisje per automatike per ngjyrimin e slideve te mostrave histologjike dhe citologjike per ekzaminime imunohistokimike, imunocitokimike dhe hibridizimin in-situ, Kiti me aksesore 1, Kiti me aksesore 2, Kiti i bidonit te mbeturinave | Pajisje te diagnostifikimit in vitro
16056 | BenchMark ULTRA PLUS Instrument, BenchMark ULTRA PLUS Accessory Kit, BenchMark ULTRA PLUS Bottle ship kit, BenchMark ULTRA PLUS Assy, Waste Containers and Cart | E v i t a | 2024-02-27T00:00:00.000+01:00 | Ventana Medical Systems Inc. 1910 E Innovation Park Drive Tucson, AZ 85755, USA | 09576797001, 08706905001, 08706956001, 08270635001 | In vitro | Pajisje per automatike per ngjyrimin e slideve te mostrave histologjike dhe citologjike per ekzaminime imunohistokimike, imunocitokimike dhe hibridizimin in-situ, Kiti me aksesore, Kiti i bidonave, Kiti I bidonit te mbeturinave | Pajisje te diagnostifikimit in vitro
16063 | Sterile Hypodermic Disposable Syringes Syringe 1ml IT-02 Syringe 2ml IT-03 Syringe 2.5ml IT-04 Syringe 3ml IT-05 Syringe 5ml IT-06 Syringe 10ml IT-07 Syringe 20ml IT-08 Syringe 50ml IT-09 Needle IT -10 | EUROMED | 2024-02-27T00:00:00.000+01:00 | Nubeno Healthcare Private Limited Plot No.10 A, Sector No.-23, Mihan Nagpur, Maharashtra, - 441108, INDIA. | Sterile Hypodermic Disposable Syringes Syringe 1ml IT-02 Syringe 2ml IT-03 Syringe 2.5ml IT-04 Syringe 3ml IT-05 Syringe 5ml IT-06 Syringe 10ml IT-07 Syringe 20ml IT-08 Syringe 50ml IT- | Klasa IIa | Shiringa Hipodermike me dha pa age | Pajisje nje perdorimeshe
16040 | Sterile Hypodermic Needle.1 HYPODERMIC NEEDLE-16G IT-23 2 HYPODERMIC NEEDLE-17G IT-24 3 HYPODERMIC NEEDLE-18G IT-25 4 HYPODERMIC NEEDLE--19G IT-26 5 HYPODERMIC NEEDLE-20G IT-27 6 HYPODERMIC NEEDLE-21G IT-28 7 HYPODERMIC NEEDLE-22G IT-29 8 HYPODERMIC NEEDLE-23G IT-30 9 HYPODERMIC NEEDLE-24G IT-31 10 HYPODERMIC NEEDLE-25G IT-32 11 HYPODERMIC NEEDLE-26G IT-33 | EUROMED | 2024-02-27T00:00:00.000+01:00 | Nubeno Healthcare Private Limited Plot No.10 A, Sector No.-23, Mihan Nagpur, Maharashtra, - 441108, INDIA. | Sterile Hypodermic Needle.1 HYPODERMIC NEEDLE-16G IT-23 2 HYPODERMIC NEEDLE-17G IT-24 3 HYPODERMIC NEEDLE-18G IT-25 4 HYPODERMIC NEEDLE--19G IT-26 5 HYPODERMIC NEEDLE-20G IT-27 6 HYPOD | Klasa IIa | Age hipodermike njeperdorimeshme | Pajisje nje perdorimeshe
16057 | Sterile Single Insulin Syringe.1 Insulin Syringe 40U Single Pack IT-75 2 Insulin Syringe 100U Single Pack IT-76 3 Insulin Syringe 40U Multi Pack IT-77 4 Insulin Syringe 100U Multi Pack IT-78 | EUROMED | 2024-02-27T00:00:00.000+01:00 | Nubeno Healthcare Private Limited Plot No.10 A, Sector No.-23, Mihan Nagpur, Maharashtra, - 441108, INDIA. | Sterile Single Insulin Syringe.1 Insulin Syringe 40U Single Pack IT-75 2 Insulin Syringe 100U Single Pack IT-76 3 Insulin Syringe 40U Multi Pack IT-7 | Klasa IIa | Shiringa per administrimin e Insulines | Pajisje nje perdorimeshe
16058 | Universal nano-hybrid restorative material, Polofil NHT /Syringe 3 x 4 g mixed shades,Bondfix bottle 2ml, Polofil NHT / Syringe 4 g A1, Polofil NHT / Syringe 4 g A2, Polofil NHT / Syringe 4 g A3, Polofil NHT / Syringe 4 g A3.5, Polofil NHT / Syringe 4 g B2, Polofil NHT / Syringe Sample, Polofil NHT / Syringe 4 g OA2 | EURODENTA | 2024-02-27T00:00:00.000+01:00 | VOCO GmbH Anton-Flettner-Str.1-3 27472 Cuxhaven Germany | NA, 2371, 2373, 2374, 2375, 2376, 2377, 2378, 2379 | , Klasa IIa | N/A, Kompozit nano-hybrid | Pajisje dentare
16042 | USB FOOTSWITCH 3 BUTTON, TVTR Probe Holder, Small Probe Holder, PROBE CABLE HANGER, Upper Rear Storage Tray, Rear Basket, Rear Handle Cable Hook, Side Drawer, Ultrasound Probe Rack, Ethernet Protection Cable, Powervar144k120v MG UPS, Powervar144k 230V MG UPS, UPS Document kit, Ocean shipment packing material 2, DESTINATION SET UK, DESTINATION SET S AFRICA, DESTINATION SET ISRAEL, DESTINATION SET SWISS , DESTINATION SET DENMARK, DESTINATION SET ITALY, Power Cord 220V for EU, PWR CORD DK STD C13 GRY, PWR SPLY CRD EUROPE KOREA, PWR SPLY CRD UK IRELAND, PWR SPLY CRD SWITZERLAND, PWR SPLY CRD DENMARK HOSPITAL GRADE, Volume Navigation, VNav Stand (Offboard), VNav Probe sensors, VNav NEEDLE TRACKING, VNav VirtuTRAX Starter Kit, VNav Virtual Tracker sensor(=OmniTrax Sensor), VNav Needle Tracking storage insert, VNav Needle Tracking Kit - 18/20g or less, VNav ETRAX 12 14G ST KT, VNav ETRAX 14 16G ST KT, VNav Active Tracker kit, VNav MR Active Tracker, Vscan Air CL Cl Kit (most Europe), Vscan Air CL G1 Kit (UK, Hongkong), C3-10 VNav Holder Starter Kit, IC5-9 V NAV BRACKET, 9L Vol Navigation Bracket, M5S V NAV BRACKET, ML6-15 M BPSY TRU3D SKIT, M5Sc-D Biopsy Bracket, L3-12-D Biopsy Kit, ML6-15 Biopsy Starter Kit, 9L BIO GUIDE STARTER KIT, C2-7 Biopsy Kit, C2-7 Biopsy Kit Stainless, Cl-6-D Verza Biopsy Starter Kit, Cl-6-D Biopsy Starter Kit, Cl-6-D UP2 Biopsy Kit Software Option, IC5-9-D Needle guide, IC5-9-D Reusable Biopsy Guide, E8C E721 E8C-RS IC5-9H MTZ Biopsy Kit, RAB6-D BIOPSY STARTER KIT, RAB BIOPSY STARTER KIT, RIC5-9-D Biopsy Guide, RIC STERILE NEEDLE GUIDE, Shear Wave Elastography, UGAP, Hepatic Assistant - SWE-UGAP, Omni View, HDlive, STIC, TUI, VCI-Static, VOCAL II, SonoNT SonoIT, Compare Assistant, Thyroid Productivity, Breast Productivity, Probe check, Auto Preset Assistant, Auto Abdominal Color Assistant, Voice Control, Software DVR, LOGIQ SRI HD Type 2, LOGIO KOIOS 2.x INSTALL, Koios Breast Activation for LOGIQ, KOIOS 3.x INSTALL, Koios Thyroid Activation for LOGIQ, DICOM, Gel Warmer, CW Donnler, CW Pencil Probe Connector, Real-Time 4D, Battery Pack, Battery Pack extended, Vscan Air Holder & Charger, Internal Universal Video Converter, ECG Option, ECG CABLE - AHA STYLE, FC389, ECG CABLE SET, ECG Cables IEC Style, Pwr supply noise filter, SONY UP-D25MD Color PRINTER, SONY UPD898DC BW Printer Kit(H46002BB + H43272LC), BW Printer Install Kit, BW Printer, UP-D898DC, WLAN-Bluetooth Combi Dongle, WLAN Module, L3-12-D, L6-24-D, 9L-D, Cl-6-D, Cl-6VN-D, C3-10-D, C2-7-D, C2-7VN-D, IC5-9-D, RAB6-D, RIC5-9-D, P2D, P6D, Adv. Security, Coded Contrast, Cardiac AFI (=Cardiac Strain), Report Writer, TVI, Auto EF, Stress Echo, Trice, LOGIO Apps, Scan Assistant, AUTO IMT, B Steer+, B-FLOW, FLOW QA (=Color Quantification, Q-Analysis), Measure Assist Breast, Measure Assist OB, ELASTOGRAPHY (=Strain Elastography), ELASTO QA (=Elasto Quantification Analysis), LOGIQ Totus, LOGIQ Totus(ref. LOGIQ Totus HDU), M5Sc-D, 6S-D, 12S-D, ML6-15-D | MONTAL | 2024-02-28T00:00:00.000+01:00 | GE Ultrasound Korea, Ltd. 9, Sunhwan-ro 214beon-gil, Jungwon-gu, Seongnam-si, Gyeonggi-do 13204, Republic of Korea SRN: KR-MF-000001860 | H46732LF, H43352LE, H46302LB, H44412LA, H46002BT, H46002BC, H46002BA, H46002BS, E8363JF, H43272LJ, H4913UP, H4921UP, H46512LJ, H40252LY, H46712LM, H46712LN, H46712LR, H46712LS, H46712LT, H46722LD, H46342LZ, H46692LK, H48502AW, H48512AF, H48512AJ, H48532AY, H46002BW, H4908NS, H4913PS, H4910NT, H4910NY, H4911NG, H4913NS, H4913NT, H4913NU, H4913NV, H4913AT, H4915MT, H45611CL, H45611CS, H40482LF, H4908NF, H4908NB, H4908NM, H40432LK, H45561FC, H48302AA, H40432LJ, H4906BK, H40482LK, H40482LL, H4917VB, H4913BB, H4921UB, E8385MJ, H40412LN, E8013AT, H48681ML, H46701AE, H46721R, H48681GF, H46004BN, H46004BP, H46004BR, H46004BS, H43952LB, H46004BT, H46004BW, H46004BY, H46004BZ, H46005BA, H46005BB, H46005BC, H46005BD, H46005BE, H46162LR, H46162LW, H46162LS, H46162LY, H46162LZ, H4919KI, H4922BA, H4921KY, H4922TA, H46003BT, H46003BB, H46003BA, H46002BZ, H46003BP, H46003BR, H46003BS, H46003BK, H46003BN, H46002BY, H4910EC, H45521AL, H4911JC, H46162LH, H4911JT, H46102LS, H46002BB, H43272LC, H46003BL, H46003BM, H48062AA, H4920HF, H40442LM, H40472LT, H40472LW, H40482LB, H46422LM, H46422LN, H40422LK, H48681MG, H48651MS, H4830JE, H4830JG, H46003BW, H46003BY, H46162LK, H46003BZ, H43942LZ, H43952LA, H46004BA, H46004BB, H46004BC, H46004BD, H46004BE, H46004BF, H46004BG, H46004BH, H46004BJ, H46004BK, H46004BL, H46004BM, 5926013 / LOGIQ Totus, 5943511 / LOGIQ Totus HDU, H46202LA, H46222LT, H44901AE, H45021RR, H45021RT, H40452LG | Klasa IIa | Është një sistem diagnostikues me ultratinguj i destinacionit të përgjithshme i destinuar për imazhe me ultratinguj, matje, shfaqje dhe analiza te lëngjeve të trupit të njeriut. | Pajisje diagnostikuese dhe terapeutike me rezatim
15903 | Torque Wrenches /Precise Adjustable Torque Wrench, Torque Wrenches /30Ncm Torque Wrench, Drivers -4mm Square Connection/.050 Hex Driver,Tapered ,Short, Drivers -4mm Square Connection/.050 Hex Driver,Tapered ,Long, Adaptors/Wrench Adaptor for NobelBiocare, Adaptors/Wrench Adaptor for ITI/Straumann | EURODENTA | 2024-02-27T00:00:00.000+01:00 | ITL DENTAL, 31 Peters Canyon , Irvine , California 92606, USA | ATWP, GTW30, HTT, HTLT, NA, ITIA | Klasa I | Intrumenta per implante dentare | Pajisje dentare
15926 | ALFA-FIX, ALFA-FLEX, L88-LED-M, PRIMA-FIX, PRIMA-FLEX | FINSO Albania | 2024-02-28T00:00:00.000+01:00 | RIMSA P. LONGONI SRL, Via Monterosa 18/20/22 - 20831 SEREGNO (MB) - ITALY | ALFA-FIX, ALFA-FLEX, L88-LED-M, PRIMA-FIX, PRIMA FLEX | Klasa I | Llampe ekzaminimi per diagnostikim | Pajisje elektromekanike
16074 | SCREEN 1 COCAINA | GENIUS SHPK | 2024-02-28T00:00:00.000+01:00 | SCREEN ITALIA s.r.l. via dell'Artigianato, 16 - 06089 - Torgiano - (Perugia) | SC-0043-25, SC-0081-25, SC-0753-25, SC-1002-40, SC-0012-40, SC-0715-20, SC-0609-40, SC-0692-25, SC-1026-25, SC-1019-40, SC-0722-40, SC-0739-40, SC-0982-40, SC-0999-25, SC-0470-25, SC-0494-10, SC-0562-25, SC-0555-20, SC-1187-25, SC-0425-40, SC-0432-40, SC-0845-25, SC-0647-25, SC-0456-25, SC-0807-25, SC-0654-25, SC-0791-25, SC-0760-40, SC-1781-25, SC-1170-20, SC-1194-01, SC-0821-25, SC-0838-25, SC-0906-100, SC-0913-100, SC-0920-100, SC-0937-01, SC-0944-01, SC-0951-01, SC-2122-25, SC-0784-40, SC-2139-25, SC-2115-25, SC-2146-25, SC-2078-25, SC-1828-25, SC-2061-25, SC-1798-25, SC-2030-25, SC-2085-25, SC-1774-25, SC-0487-25, SC-2047-25, SC-2092-25, SC-0630-25, SC-0708-25, SC-1330-20, SC-1347-20, SC-1477-20, SC-1361-20, SC-1385 -20, SC-1408-20, SC-1460-20, SC-1484-20, SC-1378-20, SC-1316 -20, SC-1354-20, SC-1583-20, SC-1590-20, SC-0135-25, SC-0159-25, SC-0418-25, SC-0234-25, SC-0180-25, SC-0227-25, SC-0746-40, SC-0616-25, SC-0661-25, SC-0272-25, SC-0289-25, SC-0302-25, SC-0296-25, SC-0104-25, SC-0326-25, SC-0203-25, SC-0142-25, SC-1224-25, SC-0678-25, SC-1491-01, SC-1392-20, SC-0036-25, SC-0029-25, SC-0067-25, SC-0098-25, SC-0449-25, SC-0333-25, SC-0111-25, SC-0128-25, SC-0166-25, SC-0173-25, SC-0210-25, SC-0241-25, SC-0258-25, SC-0265-25, SC-0319-25, SC-0364-25, SC-0357-25, SC-0340-25, SC-0517-20, SC-0975-25, SC-0524-10, SC-0531-25, SC-0548-25, SC-0623-20, SC-0883-25, SC-0777-25, SC-0463-10, SC-0401-25, SC-0050-25, SC-0074-25, SC-0197-25 | In vitro | REAGENTE DIAGNOSTIFIKUES IN VITRO QE PERDOREN PER DIAGNOSTIFIKIMIN E KOKAINES NE ORGANIZEM , REAGENTE DIAGNOSTIFIKUES IN VITRO, QE PERDOREN PER DIAGNOSTIFIKIMIN E SUBSTANCAVE OPIOIDIKE NE URINE. , REAGENTE DIAGNOSTIFIKUES IN VITRO, TEST I SHPEJTE QE PERDOREN PER DIAGNOSTIFIKIMIN E PH NE VAGINE, REAGENTE DIAGNOSTIFIKUES IN VITRO, QE PERDOREN PER DIAGNOSTIFIKIMIN E NIVELIT TE ALKOLIT., REAGENTE DIAGNOSTIFIKUES IN VITRO, QE PERDOREN PER DIAGNOSTIFIKIMIN E ETHYL GLUCURONIDE NE URINE , REAGENTE DIAGNOSTIFIKUES IN VITRO, TESTE TE SHPEJTA QE PERDOREN PER DIAGNOSTIFIKIMIN E BAKTERIES STREKTOKOKUS, REAGENTE DIAGNOSTIFIKUES IN VITRO, TESTE TE SHPEJTA QE PERDOREN PER DIAGNOSTIFIKIMIN E ANTITRUPAVE TE H.PYLORI NE ORGANIZEM , REAGENTE DIAGNOSTIFIKUES IN VITRO, TESTE TE SHPEJTA QE PERDOREN PER DIAGNOSTIFIKIMIN E VIRUSIT ROTAVIRUS., REAGENTE DIAGNOSTIFIKUES IN VITRO, TESTE QE PERDOREN PER DIAGNOSTIFIKIMIN E NIVELIT TE COTININE NE LENGUN ORAL., REAGENTE DIAGNOSTIFIKUES IN VITRO, TESTE TE SHPEJTA QE PERDOREN PER DIAGNOSTIFIKIMIN E NIVELIT TE COTININE NE URINE OSE GJAK., REAGENTE DIAGNOSTIFIKUES IN VITRO, TESTE TE SHPEJTA QE PERDOREN PER DIAGNOSTIFIKIMIN ANTITRUPAR E BAKTERIT TREPONEMA PALLIDUM, I CILI SHKAKTON SIFILIDEN. , REAGENTE DIAGNOSTIFIKUES IN VITRO, TESTE TE SHPEJTA QE PERDOREN PER DIAGNOSTIFIKIMIN E SEMUNDJES TUBERKULOSI, REAGENTE DIAGNOSTIFIKUES IN VITRO, QE PERDOREN PER DIAGNOSTIFIKIMIN E DEMTIMEVE TE MUSKUJVE TE ZEMRES., REAGENTE DIAGNOSTIFIKUES IN VITRO, TESTE TE SHPEJTA QE PERDOREN PER DIAGNOSTIFIKIMIN E NIVELIT TE PROCALCITONIN NE GJAK, REAGENTE DIAGNOSTIFIKUES IN VITRO, TESTE TE SHPEJTA QE PERDOREN PER DIAGNOSTIFIKIMIN E CLOSTRIDIUM NE MOSTRAT E FECES., REAGENTE DIAGNOSTIFIKUES IN VITRO, TESTE TE SHPEJTA QE PERDOREN PER DIAGNOSTIFIKIMIN E TOXINAVE A DHE B TE CLOSTRIDIUM NE MOSTRAT E FECES., REAGENTE DIAGNOSTIFIKUES IN VITRO, TESTE TE SHPEJTA QE PERDOREN PER DIAGNOSTIFIKIMIN E ANTITRUPAVE IGM TE HEPATITIT A., REAGENTE DIAGNOSTIFIKUES IN VITRO, TESTE TE SHPEJTA QE PERDOREN PER DIAGNOSTIFIKIMIN E PARAZITIT GIARDIA LAMBLIA, REAGENTE DIAGNOSTIFIKUES IN VITRO, TESTE TE SHPEJTA QE PERDOREN PER DIAGNOSTIFIKIMIN E PARAZITIT GONORREA, REAGENTE DIAGNOSTIFIKUES IN VITRO, TESTE TE SHPEJTA QE PERDOREN PER KONFIRMIMIN E SHTATZANISE., REAGENTE DIAGNOSTIFIKUES IN VITRO, TESTE TE SHPEJTA QE PERDOREN PER DIAGNOSTIFIKIMIN E PRANISE SE ANTITRUPAVE IGM DHE IGG NE GJAK., REAGENTE DIAGNOSTIFIKUES IN VITRO, TESTE TE SHPEJTA QE PERDOREN PER DIAGNOSTIFIKIMIN E PRANISE SE MONONUCLEOSI ., REAGENTE DIAGNOSTIFIKUES IN VITRO, TESTE TE SHPEJTA QE PERDOREN PER DIAGNOSTIFIKIMIN E PRENISE SE ADENOVIRUS, REAGENTE DIAGNOSTIFIKUES IN VITRO, TESTE QE PERDOREN PER DIAGNOSTIFIKIMIN E PRANISE SE ADULTERZIONE, REAGENTE DIAGNOSTIFIKUES IN VITRO, TESTE TE SHPEJTA QE PERDOREN PER DIAGNOSTIFIKIMIN E PRANISE SE ANTIGJENEVE MYCOPLASMA NE URINE ., REAGENTE DIAGNOSTIFIKUES IN VITRO, TESTE TE SHPEJTA QE PERDOREN PER DIAGNOSTIFIKIMIN E PRANISE SE VITAMINES D, REAGENTE DIAGNOSTIFIKUES IN VITRO, TESTE TE SHPEJTA QE PERDOREN PER DIAGNOSTIFIKIMIN E PRANISE SE ZIKA NS1, REAGENTE DIAGNOSTIFIKUES IN VITRO, TESTE QE PERDOREN PER DIAGNOSTIFIKIMIN E PRANISE SE AMFETAMINA NE URINE, REAGENTE DIAGNOSTIFIKUES IN VITRO, TESTE QE PERDOREN PER DIAGNOSTIFIKIMIN E DROGERAVE NE FLOKE, PROGRAM KOMPJUTERIK, SOFTWARE QE MUND TE INSTALOHET NE CDO KOMPJUTER DHE BEN TE MUNDUR LEXIMIN DHE INTERPRETIMIN E REZULTATEVE TE REAGENTEVE IN VITRO TE NDRYSHME TE LINJES SCREEN ITALIA SRL, REAGENTE DIAGNOSTIFIKUES IN VITRO, TESTE TE SHPEJTA QE PERDOREN PER DIAGNOSTIFIKIMIN E DISA DROGERAVE NE ORGANIZEM , REAGENTE DIAGNOSTIFIKUES IN VITRO, TESTE QE PERDOREN PER DIAGNOSTIFIKIMIN E KOMPONENTEVE TE NDRYSHEM TE URINES , REAGENTE DIAGNOSTIFIKUES IN VITRO, TESTE QE PERDOREN PER DIAGNOSTIFIKIMIN E KOMPONENTEVE TE NDRYSHEM TE URINES , REAGENTE DIAGNOSTIFIKUES IN VITRO, APARAT QE PERDORET PER MATJEN E PARAMETRAVE TE URINES, REAGENTE DIAGNOSTIFIKUES IN VITRO, TESTE TE SHPEJTA QE PERDOREN PER TE VLERESUAR KONCENTRIMIN E SPERMATOZOIDEVE NE SPERMEN E NJE PERSONI., REAGENTE DIAGNOSTIFIKUES IN VITRO, TESTE TE SHPEJTA QE PERDOREN PER DIAGNOSTIFIKIMIN E DROGES TRICICLI, ANTIDEPRESIV, REAGENTE DIAGNOSTIFIKUES IN VITRO, TESTE TE SHPEJTA QE PERDOREN PER DIAGNOSTIFIKIMIN E DROGERAVE NE URINE, REAGENTE DIAGNOSTIFIKUES IN VITRO, APARAT PER TE KONTROLLUAR PRANINE E DROGERAVE NE URINE, REAGENTE DIAGNOSTIFIKUES IN VITRO, PER DIAGNOSTIFIKIMIN E PRANISE SE DROGERAVE NE URINE , REAGENTE DIAGNOSTIFIKUES IN VITRO, TESTE QE PERDOREN PER DIAGNOSTIFIKIMIN E FENTANIL NE URINE, REAGENTE DIAGNOSTIFIKUES IN VITRO, TESTE QE PERDOREN PER DIAGNOSTIFIKIMIN E SUBSTANCES MDPV NE URINE., REAGENTE DIAGNOSTIFIKUES IN VITRO, TESTE QE PERDOREN PER DIAGNOSTIFIKIMIN E OSSICODONE NE URINE, REAGENTE DIAGNOSTIFIKUES IN VITRO, TESTE QE PERDOREN PER DIAGNOSTIFIKIMIN E PROPOSSIFENE NE URINE, REAGENTE DIAGNOSTIFIKUES IN VITRO, TESTE TE SHPEJTA QE PERDOREN PER DIAGNOSTIFIKIMIN E DISA DROGERAVE NE URINE., REAGENTE DIAGNOSTIFIKUES IN VITRO, TESTE QE PERDOREN PER DIAGNOSTIFIKIMIN E BARBITURICI NE ORGANIZEM., REAGENTE DIAGNOSTIFIKUES IN VITRO, TESTE QE PERDOREN PER DIAGNOSTIFIKIMIN E MDMA/ECSTASY NE ORGANIZEM., REAGENTE DIAGNOSTIFIKUES IN VITRO, TESTE QE PERDOREN PER DIAGNOSTIFIKIMIN E TRAMADOLOOne NE ORGANIZEM., REAGENTE DIAGNOSTIFIKUES IN VITRO, TESTE TE SHPEJTA QE PERDOREN PER DIAGNOSTIFIKIMIN E PERDORIMET TE DROGREAVE NE URINE., REAGENTE DIAGNOSTIFIKUES IN VITRO, TESTE TE SHPEJTA QE PERDOREN PER DIAGNOSTIFIKIMIN PRANINE E BAKTERIT LEGIONELLA., MUKOZEN E RRUGES ASPIRATORE., REAGENTE DIAGNOSTIFIKUES IN VITRO, TESTE QE PERDOREN PER DIAGNOSTIFIKIMIN E NIVELIT TE ALBUMINURIA NE URINE., REAGENTE DIAGNOSTIFIKUES IN VITRO, TESTE QE PERDOREN PER DIAGNOSTIFIKIMIN E NIVELIT TE HBA1C NE GJAK., REAGENTE DIAGNOSTIFIKUES IN VITRO, TESTE QE PERDOREN PER DIAGNOSTIFIKIMIN E NIVELIT TE CK-MB NE GJAK, REAGENTE DIAGNOSTIFIKUES IN VITRO, TESTE QE PERDOREN PER DIAGNOSTIFIKIMIN E NIVELIT TE CPR NE GJAK, REAGENTE DIAGNOSTIFIKUES IN VITRO, TESTE QE PERDOREN PER DIAGNOSTIFIKIMIN E NIVELIT TE HORMONIT FSH NE GJAK., REAGENTE DIAGNOSTIFIKUES IN VITRO, TESTEQE PERDOREN PER IDENTIFIKIMIN E VIRUSEVE A DHE B , REAGENTE DIAGNOSTIFIKUES IN VITRO, TESTE QE PERDOREN PER DIAGNOSTIFIKIMIN E NIVELIT TE HORMONEVE LH., REAGENTE DIAGNOSTIFIKUES IN VITRO, TESTE QE PERDOREN PER DIAGNOSTIFIKIMIN E NIVELIT TE MIOBLOBINES NE GJAK., REAGENTE DIAGNOSTIFIKUES IN VITRO, TESTE QE PERDOREN PER DIAGNOSTIFIKIMIN E NIVELIT TE HORMONIT TSH NE GJAK., REAGENTE DIAGNOSTIFIKUES IN VITRO, TESTE QE PERDOREN PER DIAGNOSTIFIKIMIN E GJAKUT TE FSHEHUR NE FECE. , REAGENTE DIAGNOSTIFIKUES IN VITRO, TESTE QE PERDOREN PER DIAGNOSTIFIKIMIN E NIVELIT TE CEA NE GJAK., REAGENTE DIAGNOSTIFIKUES IN VITRO, TESTE QE PERDOREN PER DIAGNOSTIFIKIMIN E NIVELIT TE D-DOMER NE GJAK., REAGENTE DIAGNOSTIFIKUES IN VITRO, TESTE QE PERDOREN PER DIAGNOSTIFIKIMIN E NIVELIT TE TROPONIN I NE GJAK., REAGENTE DIAGNOSTIFIKUES IN VITRO, TESTE TE SHPEJTA QE PERDOREN PER IDENTIFIKIMIN E DISA DROGERAVE (7)OSE ME SHUME NE URINE OSE NE GJAK., REAGENTE DIAGNOSTIFIKUES IN VITRO, TESTE TE SHPEJTA QE PERDOREN PER IDENTIFIKIMIN E DISA DROGERAVE (8) OSE ME SHUME NE URINE OSE NE GJAK., REAGENTE DIAGNOSTIFIKUES IN VITRO, TESTE TE SHPEJTA QE PERDOREN PER IDENTIFIKIMIN E DISA DROGERAVE (8) NE URINE OSE NE GJAK., REAGENTE DIAGNOSTIFIKUES IN VITRO, TESTE TE SHPEJTA QE PERDOREN PER IDENTIFIKIMIN E DISA DROGERAVE (10) NE URINE OSE NE GJAK., REAGENTE DIAGNOSTIFIKUES IN VITRO, TESTE TE SHPEJTA QE PERDOREN PER DIAGNOSTIFIKIMIN E ANTITRUPAVE TE TETANUS NE GJAK., REAGENTE DIAGNOSTIFIKUES IN VITRO, TESTE TE SHPEJTA QE PERDOREN PER DIAGNOSTIFIKIMIN E ANTIGJENIT H.PYLORI NE MUKOZEN E STOMAKUT., REAGENTE DIAGNOSTIFIKUES IN VITRO, TESTE TE SHPEJTA QE PERDOREN PER DIAGNOSTIFIKIMIN E PERDORIMIT TE MALIARIA P.F, REAGENTE DIAGNOSTIFIKUES IN VITRO, TESTE TE SHPEJTA QE PERDOREN PER IDENTIFIKIMIN E DISA DROGERAVE (10+) OSE ME SHUME NE URINE., REAGENTE DIAGNOSTIFIKUES IN VITRO, TESTE TE SHPEJTA QE PERDOREN PER IDENTIFIKIMIN E DISA DROGERAVE (10+) OSE ME SHUME NE URINE , REAGENTE DIAGNOSTIFIKUES IN VITRO, TESTE TE SHPEJTA QE PERDOREN PER IDENTIFIKIMIN E DISA DROGERAVE (12+) OSE ME SHUME NE URINE , REAGENTE DIAGNOSTIFIKUES IN VITRO, TESTE TE SHPEJTA QE PERDOREN PER IDENTIFIKIMIN E DISA DROGERAVE NE URINE , REAGENTE DIAGNOSTIFIKUES IN VITRO, TESTE TE SHPEJTA QE PERDOREN PER IDENTIFIKIMIN E DISA DROGERAVE (12) OSE ME SHUME NE URINE OSE NE GJAK, REAGENTE DIAGNOSTIFIKUES IN VITRO, TESTE TE SHPEJTA QE PERDOREN PER IDENTIFIKIMIN E DISA DROGERAVE (7+) OSE ME SHUME NE URINE , REAGENTE DIAGNOSTIFIKUES IN VITRO, TESTE TE SHPEJTA QE PERDOREN PER IDENTIFIKIMIN E DISA DROGERAVE (12+) OSE ME SHUME NE URINE, REAGENTE DIAGNOSTIFIKUES IN VITRO, TESTE TE SHPEJTA QE PERDOREN PER IDENTIFIKIMIN E DISA DROGERAVE (7+) OSE ME SHUME NE URINE, REAGENTE DIAGNOSTIFIKUES IN VITRO, TESTE TE SHPEJTA QE PERDOREN PER DIAGNOSTIFIKIMIN E NOROVIRUS NE STOMAK, INSTRUMENT DIAGNOSTIFIKUES IN VITRO, ANALIZUES QE BAZOHET NE IDENTIFIKIMIN E FLUORESHENCES QE DEL GJATE NJE IMUNOANALIZE ME NDERVEPRIMIN E ANTIGJENIT DHE ANTITRUPAVE PER LEXIM KUANTITATIV DHE KUALITATIV, PER TESTET E SHPEJTA SCREEN TEST., REAGENTE DIAGNOSTIFIKUES IN VITRO, TESTE QE PERDOREN PER DIAGNOSTIFIKIMIN E NIVELIT TE PROCALCITONINES NE GJAK., REAGENTE DIAGNOSTIFIKUES IN VITRO, TESTE QE PERDOREN PER DIAGNOSTIFIKIMIN E PRANISE SE BENZODIAZEPINE NE URINE., REAGENTE DIAGNOSTIFIKUES IN VITRO, TESTE QE PERDOREN PER DIAGNOSTIFIKIMIN E PRANISE SE BUPRENORFINA NE URINE, REAGENTE DIAGNOSTIFIKUES IN VITRO, TESTE QE PERDOREN PER DIAGNOSTIFIKIMIN E PRANISE SE KETAMINA NE URINE, REAGENTE DIAGNOSTIFIKUES IN VITRO, TESTE QE PERDOREN PER DIAGNOSTIFIKIMIN E MARUJUANA NE URINE, REAGENTE DIAGNOSTIFIKUES IN VITRO, TESTE TE SHPEJTA QE PERDOREN PER DIAGNOSTIFIKIMIN E DISA LLOJEVE TE DROGERAVE NE ORAL FLUID., REAGENTE DIAGNOSTIFIKUES IN VITRO, TESTE TE SHPEJTA QE PERDOREN PER DIAGNOSTIFIKIMIN E PRANISE SE DROGERAVE NE URINE , REAGENTE DIAGNOSTIFIKUES IN VITRO, TESTE TE SHPEJTA QE PERDOREN PER DIAGNOSTIFIKIMIN E PRANISE SE DROGERAVE NE ORAL FLUID , REAGENTE DIAGNOSTIFIKUES IN VITRO, TESTE TE SHPEJTA QE PERDOREN PER DIAGNOSTIFIKIMIN E PRANISE SE ANTITRUPAVE IGG DHE IGM NE TRUP., REAGENTE DIAGNOSTIFIKUES IN VITRO, TESTE TE SHPEJTA QE PERDOREN PER DIAGNOSTIFIKIMIN E NIVELIT TE CPR NE GJAK., REAGENTE DIAGNOSTIFIKUES IN VITRO, TESTE QE PERDOREN PER DIAGNOSTIFIKIMIN E PRANISE SE ANTIGJENIT CRYPTOSPORIDIUM NE MOSTRAT E FECEVE., REAGENTE DIAGNOSTIFIKUES IN VITRO, TESTE TE SHPEJTA QE PERDOREN PER DIAGNOSTIFIKIMIN E ANTITRUPAVE TE DENGUE NE GJAK., REAGENTE DIAGNOSTIFIKUES IN VITRO, TESTE TE SHPEJTA QE PERDOREN PER DIAGNOSTIFIKIMIN E PRANISE SE ANTIGJENIT NS1 NE GJAK., REAGENTE DIAGNOSTIFIKUES IN VITRO, TESTE TE SHPEJTA QE PERDOREN PER DIAGNOSTIFIKIMIN E INFEKTIMIT ME VIRURIN A DHE B, REAGENTE DIAGNOSTIFIKUES IN VITRO, TESTE TE SHPEJTA QE PERDOREN PER DIAGNOSTIFIKIMIN E FECE GJAK OKULT NE ORGANIZEEM, REAGENTE DIAGNOSTIFIKUES IN VITRO, TESTE TE SHPEJTA QE PERDOREN PER DIAGNOSTIFIKIMIN E CALPROTECTINES NE ORGANIZEEM, REAGENTE DIAGNOSTIFIKUES IN VITRO, TESTE TE SHPEJTA QE PERDOREN PER DIAGNOSTIFIKIMIN E CAMPYLOBACTER NE ORGANIZEM, REAGENTE DIAGNOSTIFIKUES IN VITRO, TESTE QE PERDOREN PER DIAGNOSTIFIKIMIN E PRANISE SE DROGERAVE K2-SPICE, REAGENTE DIAGNOSTIFIKUES IN VITRO, TESTE QE PERDOREN PER DIAGNOSTIFIKIMIN E PRANISE SE DROGERAVE K2-SPICE-S, REAGENTE DIAGNOSTIFIKUES IN VITRO, TESTE QE PERDOREN PER DIAGNOSTIFIKIMIN E PRANISE SE DROGERAVE METADONE, REAGENTE DIAGNOSTIFIKUES IN VITRO, TESTE TE SHPEJTA QE PERDOREN PER DIAGNOSTIFIKIMIN E PRANISE SE DISA LLOJEVE TE DROGERAVE NE URINE. | Pajisje te diagnostifikimit in vitro
One step drug test card, SCREEN 1 OPPIACEI
One step drug test card, SCREEN TEST PH VAGINALE
Vaginal Ph Rapid Test, ETIL PROFESSIONAL
Saliva Alcohol Test Strip, SCREEN ALCOL TEST ETG
Ethyl Glucuronide Test Panel, SCREEN TEST STREP A
Streptococcus A Rapid Test, SCREEN TEST H.PYLORI AB
H.pylori Antibody Rapid Test, SCREEN TEST ROTAVIRUS
Rotavirus Rapid Test, SCREEN TEST NICOTINA-S
Cotinine Oral Fluid Drug Test Card, SCREEN TEST NICOTINA
Cotinine Rapid Test Panel, SCREEN TEST SIFILIDE
Syphilis Rapid Test, SCREEN TEST TUBERCULOSI
Tuberculosis Rapid Test, SCREEN MIOG./TROP./CK-MB
Myoglobin/ CK-MB/Troponin I Combo Test, SCREEN TEST PROCALCITONINA
Procalcitonin (PCT) Rapid Test, SCREEN TEST CLOSTRIDIUM
Clostridium difficile GDH Rapid Test, SCREEN TEST CLOSTRIDIUM A+B
Clostridium Difficile Toxin A+Toxin B Rapid Test, SCREEN TEST EPATITE A – HAV
HAV IGM Rapid Test, SCREEN TEST GIARDIA LAMBLIA
Giardia Lamblia Rapid Test, SCREEN TEST GONORREA
Gonorrhea Rapid Test, SCREEN TEST HCG
Pregnancy Rapid Test (10 NG), SCREEN TEST HCG
Pregnancy Rapid Test (25 NG), SCREEN HSV 1/2 IGM
HSV 1/2 IgM Rapid Test, SCREEN TEST MONONUCLEOSI
Mononucleosis Rapid Test, SCREEN TEST ADENOVIRUS
Adenovirus Rapid Test, SCREEN TEST ADULTERAZIONE
Adulteration Strips, SCREEN TEST MYCOPLASMA
Mycoplasma Pneumoniae Antigen Test, SCREEN TEST VITAMINA D
Vitamin D Rapid Test, SCREEN TEST ZIKA
Zika NS1 Rapid Test, SCREEN 1 AMFETAMINA
One step drug test card, SCREEN DROGA TEST CAPELLO
Multi Drug Test Hair, SCREEN READER SOFTWARE
Rapid Test Reader Software, SCREEN 7+AD
Multi Drug Rapid Test Panel, SCREEN 8 +AD
Multi Drug Rapid Test Panel, SCREEN GENERIC URINA 10
Urinalysis Reagent Strips, SCREEN GENERIC TEST URINA 11
Urinalysis Reagent Strips, SCREEN GENERIC URINA 12
Urinalysis Reagent Strips, SCREEN ANALYSIS METER 10
Urine Analysis Reader, SCREEN ANALYSIS METER 11
Urine Analysis Reader, SCREEN ANALYSIS METER 12
Urine Analysis Reader, SCREEN 2
Multi Line Drug Rapid Test Cassette, SCREEN TEST FAMILY SPERM
Sperm Concentration Rapid Test, SCREEN 1 ANTIDEPRESSIVI TRICICLI
One Step Drug Test Card, SCREEN 13
Multi Drug Rapid Test Panel, SCREEN 8
Multi line Drug Rapid Test Cassette, SCREEN 1 ABP
One Step Drug Test Dipstick, SCREEN 1 FENTANIL
One Step Drug Test Card, SCREEN 1 MDPV
One Step Drug Test Dipstick, SCREEN 1 OSSICODONE
One Step Drug Test Card, SCRREEN 1 PROPOSSIFENE
One Step Drug Test Card, SCREEN 3
Multi Drug Rapid Test Panel, SCREEN 1 BARBITURICI
One Step Drug Test Card, SCREEN 1 MDMA/ECSTASY
One Step Drug Test Card, SCREEN 1 TRAMADOLO
One Step Drug Test Card, SCREEN 6
Multi Drug Rapid Test Panel, SCREEN TEST LEGIONELLA
Legionella Pneumophila Rapid Test, SCREEN TEST PNEUMOCOCCO
S. Pneumoniae Antigen Rapid Test, SCREEN IFA TEST MICROALBUMINURIA
Fluorescence Immunoassay Microalbumin, SCREEN IFA TEST HBA1C
Fluorescence Immunoassay Hba1c, SCREEN IFA TEST CK-MB
Fluorescence Immunoassay CK-MB, SCREEN IFA TEST CRP
Fluorescence Immunoassay C-reactive Protein, SCREEN IFA TEST FSH
Fluorescence Immunoassay Follicle Stimulating Hormone Test (FSH), SCREEN IFA TEST INFLUENZA A/B
Fluorescence Immunoassay Influenza A/B, SCREEN IFA TEST LH
Fluorescence Immunoassay Hormone LH, SCREEN IFA TEST MIOGLOBINA
Fluorescence Immunoassay Myoglobin, SCREEN IFA TEST TSH
Fluorescence Immunoassay Thyroid Stimulating Hormone, SCREEN IFA TEST FOB
Fluorescence Immunoassay Fecal Occult Blood, SCREEN IFA TEST CEA
Fluorescence Immunoassay Carcinoembryonic Antigen, SCREEN IFA TEST D-DIMERO
Fluorescence Immunoassay D-Dimer, SCREEN IFA TEST TROPONINA I
Fluorescence Immunoassay Troponin I, SCREEN 7 + AD
Multi Drug Rapid Test Panel, SCREEN 8 + AD
Multi Drug Rapid Test Panel, SCREEN 8+AD
Multi Drug Rapid Test Panel, SCREEN 10
Multi Drug Rapid Test Panel, SCREEN 8
Multi Drug Rapid Test Panel, SCREEN TEST TETANO
Tetanus Rapid Test, SCREEN TEST H.PYLORI AG
H.pylori Antigen Rapid Test, SCREEN TEST MALARIA
Malaria P.F. /P.V. Rapid Test, SCREEN CUP 10 + A + AD
Multi Drug Rapid Test Cup, SCREEN CUP 12 + A + AD
Multi Drug Rapid Test Cup, SCREEN 5
Multi Drug Rapid Test Panel, SCREEN 12
Multi Drug Rapid Test Panel, SCREEN CUP 8+AD
Multi Drug Rapid Test Cup, SCREEN CUP 7+AD
Multi Drug Rapid Test Cup, SCREEN CUP 7+ADU
Multi Drug Rapid Test Cup, SCREEN TEST NOROVIRUS
Norovirus Rapid Test, SCREEN IFA ANALYZER SMART
Fluorescence Immunoassay Analyzer, SCREEN IFA ANALYZER
Fluorescence Immunoassay Analyzer, SCREEN IFA TEST PROCALCITONINA
Fluorescence Immunoassay Procalcitonin, SCREEN 1 BENZODIAZEPINE
One step drug test card, SCREEN 1 BUPRENORFINA
One step drug test card, SCREEN 1 KETAMINA
One step drug test card, SCREEN 1 MARIJUANA
One step drug test card, SCREEN MIDSTREAM 6-S
Multi Drug Rapid Test Oral Fluid, SCREEN MIDSTREAM 6-S-MED
Multi Drug Rapid Test Oral Fluid, SCREEN 5
Multi Line Drug Rapid Test Cassette, SCREEN 8
Multi Line Drug Rapid Test Cassette, SCREEN 9
Multi Line Drug Rapid Test Cassette, SCREEN 10
Multi Line Drug Rapid Test Cassette, SCREEN 12
Multi Line Drug Rapid Test Cassette, SCREEN MIDSTREAM 6-S2
Multi Drug Rapid Test Oral Fluid, SCREEN MIDSTREAM 6-S3
Multi Drug Rapid Test Oral Fluid, SCREEN MIDSTREAM 6-S4
Multi Drug Rapid Test Oral Fluid, SCREEN TEST CHIKUNGUNYA
Chikungunya IGG/IGM Rapid Test, SCREEN TEST CRP
C-Reactive Protein Rapid Test, SCREEN TEST CRYPTOSPORIDIUM
Cryptosporidium Antigen Test, SCREEN TEST DENGUE COMBO
Dengue Combo Rapid Test, SCREEN TEST DENGUE NS1
Dengue NS1 Rapid Test, SCREEN TEST FLU A/B
Influenza A+B Rapid Test, SCREEN TEST FOB
Fecal Occult Blood Rapid Test, SCREEN TEST CALPROTECTINA
Calprotectin Rapid Test, SCREEN TEST CAMPYLOBACTER
Campylobacter Rapid Test, SCREEN 1 K2-SPICE -S
One Step Saliva Drug Test Card, SCREEN 1 K2-SPICE
One Step Drug Test Card, SCREEN 1 METADONE
One step drug test card, SCREEN CUP 8 + A + AD
Multi Drug Rapid Test Cup
16004 | Immuno Control Set | GENIUS SHPK | 2024-02-28T00:00:00.000+01:00 | Sentinel CH. SpA - Milan, Italy, Via Robert Koch 2, 20152 | 11211A | In vitro | Reagent diagnostifikues in vitro qe perdoret per te verifikuar performancen e nje analize te synuar per matjen sasiore te proteinave plazmatike ne nje mostre klinike, nepermjet teknologjise se instrumenteve kimike klinike dhe imunokimike te Beckman Coulter d.o.o. | Pajisje te diagnostifikimit in vitro
16043 | Lp(a) Ultra | GENIUS SHPK | 2024-02-28T00:00:00.000+01:00 | Sentinel CH. SpA - Milan, Italy, Via Robert Koch 2, 20152 | 11504D | In vitro | Reagent diagnostifikues in vitro qe sherben per te punuar analizen e lipoproteines A lipide nepermjet metodes kinetike colorimetrike, enzime e cila gjendet ne trupit e njeriut dhe nivelet e larta te saj jane tregues per semundje te ndryshme nepermjet teknologjise se instrumenteve te Beckman Coulter d.o.o. | Pajisje te diagnostifikimit in vitro
16059 | Clin Chem Cal | GENIUS SHPK | 2024-02-28T00:00:00.000+01:00 | Sentinel CH. SpA - Milan, Italy, Via Robert Koch 2, 20152 | 16550 | In vitro | Reagent diagnostifikues in vitro qe perdoret per te vendosur pikat e references te njohura per analizen alfa-amilazes pankreatike per zbulimin sasiore, nepermjet metodes enzimatike colorimetrike nepermjet teknologjise se instrumenteve kimike klinike dhe imunokimike te Beckman Coulter d.o.o. | Pajisje te diagnostifikimit in vitro
16005 | Clin Chem Control 1 | GENIUS SHPK | 2024-02-28T00:00:00.000+01:00 | Sentinel CH. SpA - Milan, Italy, Via Robert Koch 2, 20152 | 16150 | In vitro | Reagent diagnostifikues in vitro qe perdoret per te vendosur pikat e references te njohura per nje numer analizash te synuara per zbulimin cilesor dhe/ose sasiore te nje ose me shume analiteve kimike klinik, nepermjet metodes kinetike colorimetrike nepermjet teknologjise se instrumenteve kimike klinike dhe imunokimike te Beckman Coulter d.o.o. | Pajisje te diagnostifikimit in vitro
16006 | DEFIBRILLATOR / MONITOR | MONTAL | 2024-02-28T00:00:00.000+01:00 | Mediana Co., Ltd. 132, Donghwagongdan-ro, Munmak-eup, Wonju-si, Gangwon-do, 26365, Republic of Korea | D100 | Klasa IIb | Eshtë pajisje mjekesore qe sherben per monitorimin e funksinimit te zemres se pacientit dhe per dergimin e goditjes elektrike ne rastet e nje aritmie te rrezikshme ose te nje arresti te papritur kardiak | Instrumenta shumeperdorimeshe
16064 | G6PD Reagent | GENIUS SHPK | 2024-02-28T00:00:00.000+01:00 | Sentinel CH. SpA - Milan, Italy, Via Robert Koch 2, 20152 | BCS180954 | In vitro | Reagent diagnostifikues in vitro qe perdoret per percaktimin sasior te aktivitetit te Glucoze-6-fosfatdehidrogenazes (G6PD) ne mostrat e gjakut te plote, nepermjet teknologjise se instrumenteve kimike klinike dhe imunokimike te Beckman Coulter d.o.o. | Pajisje te diagnostifikimit in vitro
16044 | G6PD Control Intermediate | GENIUS SHPK | 2024-02-28T00:00:00.000+01:00 | Sentinel CH. SpA - Milan, Italy, Via Robert Koch 2, 20152 | BCS180958 | In vitro | Reagent diagnostifikues in vitro qe perdoret per te kontrolluar performancen dhe vlerat sasiore per analizen e Glucoze-6-fosfatdehidrogenazes (G6PD) me mostrat e gjakut te plote, ne teknologjine e instrumenteve kimike klinike dhe imunokimike te Beckman Coulter d.o.o. | Pajisje te diagnostifikimit in vitro
16060 | G6PD Control Normal | GENIUS SHPK | 2024-02-28T00:00:00.000+01:00 | Sentinel CH. SpA - Milan, Italy, Via Robert Koch 2, 20152 | BCS180957 | In vitro | Reagent diagnostifikues in vitro qe perdoret per te kontrolluar performancen dhe vlerat sasiore per analizen e Glucoze-6-fosfatdehidrogenazes (G6PD) me mostrat e gjakut te plote, ne teknologjine e instrumenteve kimike klinike dhe imunokimike te Beckman Coulter d.o.o. | Pajisje te diagnostifikimit in vitro
16065 | G6PD Control Set | GENIUS SHPK | 2024-02-28T00:00:00.000+01:00 | Sentinel CH. SpA - Milan, Italy, Via Robert Koch 2, 20152 | BCS180956 | In vitro | Reagent diagnostifikues in vitro qe perdoret per te kontrolluar performancen dhe vlerat sasiore per analizen e Glucoze-6-fosfatdehidrogenazes (G6PD) me mostrat e gjakut te plote, ne teknologjine e instrumenteve kimike klinike dhe imunokimike te Beckman Coulter d.o.o. | Pajisje te diagnostifikimit in vitro
16007 | Dornier Medilas H Solvo 35 with wired foot switch, Dornier Medilas H Solvo 35 with wireless foot switch | AGS Corporation | 2024-02-27T00:00:00.000+01:00 | Dornier MedTech GmbH, Argelsrieder Feld 7, 82234 Wessling, Germany | K2014600, K2014700 | Klasa IIb | Laser per thyerjen e gureve ne disa pjese te ndryshme te trupit, si veshka, ureter, etj., i cili perdoret tek pacientet ne Urologji | Tjeter
16045 | G6PD Control Deficient | GENIUS SHPK | 2024-02-28T00:00:00.000+01:00 | Sentinel CH. SpA - Milan, Italy, Via Robert Koch 2, 20152 | BCS180959 | In vitro | Reagent diagnostifikues in vitro qe perdoret per te kontrolluar performancen dhe vlerat sasiore per analizen e Glucoze-6-fosfatdehidrogenazes (G6PD) me mostrat e gjakut te plote, ne teknologjine e instrumenteve kimike klinike dhe imunokimike te Beckman Coulter d.o.o. | Pajisje te diagnostifikimit in vitro
16066 | ACE Liquid | GENIUS SHPK | 2024-02-28T00:00:00.000+01:00 | Sentinel CH. SpA - Milan, Italy, Via Robert Koch 2, 20152 | 1767001 | In vitro | Reagent diagnostifikues in vitro qe perdoret per percaktimin sasior te Enzimes Konvertuese te Angiotensines (ACE) ne serumin dhe plazmen e njeriut, nepermjet teknologjise se instrumenteve kimike klinike dhe imunokimike te Beckman Coulter d.o.o. | Pajisje te diagnostifikimit in vitro
16008 | ACE Control Set | GENIUS SHPK | 2024-02-28T00:00:00.000+01:00 | Sentinel CH. SpA - Milan, Italy, Via Robert Koch 2, 20152 | 1667001 | In vitro | Reagent diagnostifikues in vitro qe perdoret per te kontrolluar performancen dhe vlerat sasiore per analizen e Enzimes Konvertuese te Angiotensines (ACE) ne serumin dhe plazmen e njeriut, ne teknologjine e instrumenteve kimike klinike dhe imunokimike te Beckman Coulter d.o.o. | Pajisje te diagnostifikimit in vitro
16067 | ACE Calibrator | GENIUS SHPK | 2024-02-28T00:00:00.000+01:00 | Sentinel CH. SpA - Milan, Italy, Via Robert Koch 2, 20152 | 1665001 | In vitro | Reagent diagnostifikues in vitro qe perdoret per te kalibruar vlerat sasiore per analizen e Enzimes Konvertuese te Angiotensines (ACE) ne serumin dhe plazmen e njeriut, ne teknologjine e instrumenteve kimike klinike dhe imunokimike te Beckman Coulter d.o.o. | Pajisje te diagnostifikimit in vitro
16046 | Standard Hemoglobin Calibrator | GENIUS SHPK | 2024-02-28T00:00:00.000+01:00 | Sentinel CH. SpA - Milan, Italy, Via Robert Koch 2, 20152 | BCS761 | In vitro | Reagent diagnostifikues in vitro qe perdoret per te kalibruar vlerat sasiore per analizen e hemoglobines ne serumin dhe plazmen e njeriut, ne teknologjine e instrumenteve kimike klinike dhe imunokimike te Beckman Coulter d.o.o. | Pajisje te diagnostifikimit in vitro
16068 | Total Bile Acids Liquid | GENIUS SHPK | 2024-02-28T00:00:00.000+01:00 | Sentinel CH. SpA - Milan, Italy, Via Robert Koch 2, 20152 | 1700201 | In vitro | Reagent diagnostifikues in vitro qe perdoret per punimin e analizes te TBA, matjen sasiore te acidit te bimeve ne shperndarje TBA- Total Bile Acids, zakonisht ne plazmen e gjakut nepermjet teknologjise se instrumenteve kimike klinike dhe imunokimike te Beckman Coulter d.o.o. | Pajisje te diagnostifikimit in vitro
16009 | Total Bile Acids Control Set | GENIUS SHPK | 2024-02-28T00:00:00.000+01:00 | Sentinel CH. SpA - Milan, Italy, Via Robert Koch 2, 20152 | 1600201 | In vitro | Reagent diagnostifikues in vitro qe perdoret per te kontrolluar performancen dhe vlerat sasiore te analizes te TBA, te acidit te bimeve ne shperndarje TBA- Total Bile Acids, me mostrat e gjakut te plote, ne teknologjine e instrumenteve kimike klinike dhe imunokimike te Beckman Coulter d.o.o. | Pajisje te diagnostifikimit in vitro
16069 | Lp(a) Cal Set | GENIUS SHPK | 2024-02-28T00:00:00.000+01:00 | Sentinel CH. SpA - Milan, Italy, Via Robert Koch 2, 20152 | 11522D | In vitro | Reagent diagnostifikues in vitro qe sherben per te kalibruar vlerat, per analizen e lipoproteines A lipide nepermjet metodes kinetike colorimetrike, enzime e cila gjendet ne trupit e njeriut dhe nivelet e larta te saj jane tregues per semundje te ndryshme nepermjet teknologjise se instrumenteve te Beckman Coulter d.o.o. | Pajisje te diagnostifikimit in vitro
16047 | Lp(a) Control Set | GENIUS SHPK | 2024-02-28T00:00:00.000+01:00 | Sentinel CH. SpA - Milan, Italy, Via Robert Koch 2, 20152 | 1152201 | In vitro | Reagent diagnostifikues in vitro qe sherben per te kontrolluar vlerat, ne punimin e analizes te lipoproteines A lipide nepermjet metodes kinetike colorimetrike, enzime e cila gjendet ne trupit e njeriut dhe nivelet e larta te saj jane tregues per semundje te ndryshme nepermjet teknologjise se instrumenteve te Beckman Coulter d.o.o. | Pajisje te diagnostifikimit in vitro
15927 | Dental implant instrument, manual/.050 One-piece Hex Driver, Long, Dental implant instrument, manual/Straight Parallel Pin, Dental implant instrument, manual/20 Degree Angled Parallel Pin, Dental implant instrument, manual/30 Degree Angled Parallel Pin, Dental implant instrument, manual/Implant Spacer/Depth Probe, Dental implant instrument, manual/One-piece 3.0 Trial Implant, Dental implant instrument, manual/Surgical Driver, Dental implant instrument, manual/External 3.5mm Insertion Tool, Dental implant instrument, manual/External 4.0mm Insertion Tool, Dental implant instrument, manual/External 5/6.0mm Insertion Tool, Dental implant instrument, manual/Ratchet & Hand Wrench Extender, Dental implant instrument, manual/4mm Square Drive Extender, Dental implant instrument, manual/Clinical O-Ring, Silicone (pack of 12), Dental implant instrument, manual/.050 Hex Driver, Long, Dental implant instrument, manual/.050 Hex Driver Extra Long, Dental implant instrument, manual/Hand Wrench, Dental implant instrument, manual/3.5mm Ratchet Adapter, Dental implant instrument, manual/External 3.5/4.0mm Hex Adapter, AFS, Dental implant instrument, manual/External 5.0mm Hex Adapter, AFS, Dental implant instrument, manual/One-piece 3.0 Ratchet Adapter, Dental implant instrument, manual/Overdenture Ratchet Adapter, Dental implant instrument, manual/4.0/5.0/6.0mm Ratchet Adapter, Dental implant instrument, manual/Multi-unit Straight Abutment Try-in for CONELOG, Ø3.3mm, Dental implant instrument, manual/Multi-unit Straight Abutment Try-in for CONELOG, Ø3.8/4.3mm, Dental implant instrument, manual/Multi-unit 17° Angled Abutment Try-in for CONELOG, Ø3.3mm, Type A, Dental implant instrument, manual/Multi-unit 17° Angled Abutment Try-in for CONELOG, Ø3.8/4.3mm, Type A, Dental implant instrument, manual/Multi-unit 17° Angled Abutment Try-in for CONELOG, Ø3.3mm, Type B, Dental implant instrument, manual/Multi-unit 17° Angled Abutment Try-in for CONELOG, Ø3.8/4.3mm, Type B, Dental implant instrument, manual/Multi-unit 30° Angled Abutment Try-in for CONELOG, Ø3.3mm, Type A, Dental implant instrument, manual/Multi-unit 30° Angled Abutment Try-in for CONELOG, Ø3.8/4.3mm, Type A, Dental implant instrument, manual/Multi-unit 30° Angled Abutment Try-in for CONELOG, Ø3.3mm, Type B, Dental implant instrument, manual/Multi-unit 30° Angled Abutment Try-in for CONELOG, Ø3.8/4.3mm, Type B, Dental implant instrument, manual/Tack Driver, Manual, Dental implant instrument, manual/Tack Driver Tip, Manual, Dental implant instrument, manual/CGS Depth Handle, Dental implant instrument, manual/CGS Fixation Pin, Dental implant instrument, manual/CGS Implant Mount, Dental implant instrument, manual/CGS Screw-retained Implant-level Driver 5.8mm, Dental implant instrument, manual/CGS Screw-retained Implant-level Driver 5.8mm, 4.5mm Platform, Dental implant instrument, manual/CGS Screw-retained Implant-Level Driver 4.6mm, Dental implant instrument, manual/CGS Screw-retained Implant-level Driver 4.6mm, 3.5mm Platform, Dental implant instrument, manual/CGS Screw-retained Implant-level 3.8mm, Dental implant instrument, manual/CGS Screw-retained Implant-level 3.8mm, 3.0mm Platform, Dental implant instrument, manual/Precision Angled Driver, Manual, Long, Dental implant instrument, manual/Precision Angled Driver, 4mm Square, Long, Dental implant instrument, manual/Precision Angled Driver, 4mm Square, Extra Long, Dental implant instrument, manual/5.7mm Tissue Groomer, Dental implant instrument, manual/4.5mm Tissue Groomer, Dental implant instrument, manual/Internal Abutment-level Driver, Ratchet, Dental implant instrument, manual/Internal Implant Clean-Out Tap Tool, Dental implant instrument, manual/Hex Adapter, Abutment for Screw, Dental implant instrument, manual/Hex Adapter, Multi-unit, Manual, Dental implant instrument, manual/Hex Adapter, Multi-unit, 4mm Square, Dental implant instrument, manual/3.5mm Tissue Groomer, Dental implant instrument, manual/5.7mm Implant-level Driver, Ratchet, Dental implant instrument, manual/Simple Solutions 4.5mm Surgical Trial Abutment, Dental implant instrument, manual/3.5/4.5mm Implant-level Driver, Ratchet, Dental implant instrument, manual/HD Implant-level Driver, Ratchet, 5.7mm, Dental implant instrument, manual/Tapered 3.0 Depth Gauge, Dental implant instrument, manual/Tapered Depth Gauge HD, 3.0mm, Dental implant instrument, manual/Tapered Depth Gauge HD, 3.4mm, Dental implant instrument, manual/3.8mm Tapered Depth Gauge, Dental implant instrument, manual/Tapered Depth Gauge HD, 3.8mm, Dental implant instrument, manual/4.6mm Tapered Depth Gauge, Dental implant instrument, manual/Tapered Depth Gauge HD, 4.6mm, Dental implant instrument, manual/5.8mm Tapered Depth Gauge, Dental implant instrument, manual/Tapered Depth Gauge HD, 5.8mm, Dental implant instrument, manual/3.0mm Implant-level Driver, 4mm Square, Dental implant instrument, manual/3.0mm Implant-level Driver Long, 4mm Square, Dental implant instrument, manual/3.0mm Implant-level Driver, 4mm Square, Regular, Dental implant instrument, manual/3.0mm Tissue Groomer, Dental implant instrument, manual/5.7mm Try-in Multi-unit Straight Abutment, Dental implant instrument, manual/5.7mm Try-in Multi unit Abutment, 17-degree, Dental implant instrument, manual/5.7mm Try-in Multi-unit Abutment, 30-degree, Dental implant instrument, manual/4.5mm Try-in Multi-unit Straight Abutment, Dental implant instrument, manual/4.5mm Try-in Multi-unit Abutment, 17-degree, Dental implant instrument, manual/4.5mm Try-in Multi-unit Abutment, 30-degree, Dental implant instrument, manual/3.5mm Try-in Multi-unit Straight Abutment, Dental implant instrument, manual/3.5mm Try-in Multi-unit Abutment, 17-degree, Dental implant instrument, manual/3.5mm Try-in Multi-unit Abutment, 30-degree, Dental implant instrument, manual/3.0mm Try-in Multi-unit Straight Abutment, Dental implant instrument, manual/3.0mm Try-in Multi-unit Abutment, 17-degree, Dental implant instrument, manual/3.0mm Try-in Multi-unit Abutment, 30-degree, Dental implant instrument, manual/HD Implant-level Driver, Ratchet, 3.5/4.5mm, Dental implant instrument, manual, replacement component/Internal Handpiece & Ratchet Snap Ring, Dental implant instrument, manual, replacement component/Square Drive Snap Ring, Dental implant instrument, manual, replacement component/Snap Ring for Implant-level Drivers, Dental implant laboratory processing device/Processing O-Ring, Buna (pack of 12), Dental implant osteotome/Tapered Implant Site Dilator, Offset, 2.0mm, Dental implant osteotome/Tapered Implant Site Dilator, Offset, 2.5mm, Dental implant osteotome/Tapered Implant Site Dilator, Offset, 2.8mm, Dental implant osteotome/Tapered Implant Site Dilator, Offset, 3.2mm, Dental implant osteotome/Tapered Implant Site Dilator, Offset, 3.7mm, Dental implant osteotome/Tapered Implant Site Dilator, Offset, 4.1mm, Dental implant osteotome/Tapered Implant Site Dilator, Offset, 4.7mm, Dental implant osteotome/Tapered Implant Site Dilator, Offset, 5.4mm, Dental implant osteotome/Tapered Offset Site Dilator Kit, Dental implant osteotome/Tapered Ridge Expander, 3.0mm, Dental implant osteotome/Tapered Ridge Expander, 3.4mm, Dental implant osteotome/Tapered Ridge Expander, 3.8mm, Dental implant osteotome/Tapered Ridge Expander, 4.2mm, Dental implant osteotome/Tapered Ridge Expander, 4.6mm, Dental implant surgical drill guide/CGS Drill Guide, 5.8mm Implant, 2.0mm Drill, Dental implant surgical drill guide/CGS Drill Guide, 5.8mm Implant, 2.5mm Drill, Dental implant surgical drill guide/CGS Drill Guide, 5.8mm Implant, 3.2mm Drill, Dental implant surgical drill guide/CGS Drill Guide, 5.8mm Implant, 3.7mm Drill, Dental implant surgical drill guide/CGS Drill Guide, 5.8mm Implant, 4.1mm Drill, Dental implant surgical drill guide/CGS Drill Guide, 5.8mm Implant, 4.7mm Drill, Dental implant surgical drill guide/CGS Drill Guide, 5.8mm Implant, 5.4mm Drill, Dental implant surgical drill guide/CGS Drill Guide, 4.6mm Implant, 2.0mm Drill, Dental implant surgical drill guide/CGS Drill Guide, 4.6mm Implant, 2.5mm Drill, Dental implant surgical drill guide/CGS Drill Guide, 4.6mm Implant, 3.2mm Drill, Dental implant surgical drill guide/CGS Drill Guide, 4.6mm Implant, 3.7mm Drill, Dental implant surgical drill guide/CGS Drill Guide, 4.6mm Implant, 4.1mm Drill, Dental implant surgical drill guide/CGS Drill Guide, 3.8mm Implant, 2.0mm Drill, Dental implant surgical drill guide/CGS Drill Guide, 3.8mm Implant, 2.5mm Drill, Dental implant surgical drill guide/CGS Drill Guide, 3.4mm Implant, 2.8mm Drill, Dental implant surgical drill guide/CGS Drill Guide, 3.8mm Implant, 3.2mm Drill, Dental Implant Instrument Devices, Dental implant impression device/External 3.5mm Ball-top Screw, Dental implant impression device/External 4.0/5.0/6.0mm Ball-top Screw, Dental implant impression device/External Long Bar Ret. Cpg Scr f/ AFS (5 pk), Dental implant impression device/External 3.5/4.0mm Indirect Transfer Coping, AFS, Dental implant impression device/Ball Attachment Protective Disk, Dental implant impression device/Direct Pick-up Coping, Abutment for Screw, Dental implant impression device/Indirect Transfer Coping, Abutment for Screw, Dental implant impression device/Custom Block-out Screw, Dental implant impression device/Simple Solutions 5.7mm Impression Cap, 4.0mm, Dental implant impression device/Simple Solutions 5.7mm Impression Cap, 5.5mm, Dental implant impression device/Simple Solutions 5.7mm (WP) Restorative Pack, 4.0mm, Dental implant impression device/Simple Solutions 5.7mm (WP) Restorative Pack, 5.5mm, Dental implant impression device/Simple Solutions 5.7mm Surgical Trial Abutment, Dental implant impression device/Simple Solutions 4.5mm Impression Cap, 4.0mm, Dental implant impression device/Simple Solutions 4.5mm Impression Cap, 5.5mm, Dental implant impression device/Simple Solutions 4.5mm (RP) Restorative Pack, 4.0mm, Dental implant impression device/Simple Solutions 4.5mm (RP) Restorative Pack, 5.5mm, Dental implant impression device/Simple Solutions 3.5mm Impression Cap, 4.0mm, Dental implant impression device/Simple Solutions 3.5mm Impression Cap, 5.5mm, Dental implant impression device/Simple Solutions 3.5mm (NP) Restorative Pack, 4.0mm, Dental implant impression device/Simple Solutions 3.5mm (NP) Restorative Pack, 5.5mm, Dental implant instrument, manual/Abutment for Screw Clean-out Tap Tool, Dental implant instrument, manual/3.5mm Implant Clean-out Tap Tool, Dental implant instrument, manual/4/5/6mm Implant Cleanout Tap Tool, Dental implant instrument, manual/Ratchet, Dental implant instrument, manual/Manual Hex Driver, Short, Dental implant instrument, manual/.050 One-piece Hex Driver | EURODENTA | 2024-02-29T00:00:00.000+01:00 | BioHorizons Implant Systems, Inc. 2300 Riverchase Center , Birmingham ,AL 35244 USA | 135-451, 144-100, 144-200, 144-230, 144-300, 144-400, 150-000, 153-000, 154-000, 155-000, 300-205, 300-206, 300-350, 300-351, 300-354, 300-400, 303-200, 304-210, 305-210, 330-200, 330-200OS, 345-200, BC2255.33TRY, BC2255.43TRY, BC2256.33TRY, BC2256.43TRY, BC2257.33TRY, BC2257.43TRY, BC2258.33TRY, BC2258.43TRY, BC2259.33TRY, BC2259.43TRY, BSMTDR, BSMTDRT, CGS-DH, CGS-FP, CGS-IM, CGS-PBIDR, CGS-PGBIDR, CGS-PGIDR, CGS-PYGIDR, CGS-PYIDR, CGS-TP3IDR, PADM14, PADS14, PADS19, PBTG, PGTG, PRA, PXCT, PXHA, PXMUHAM, PXMUHAR, PYTG, SBIDR, SGSTA, SYGIDR, TBIDR, TDG2030, TDG2030HD, TDG2034HD, TDG2038, TDG2038HD, TDG2046, TDG2046HD, TDG2058, TDG2058HD, TP3IDR, TP3IDRL, TP3IDRR, TP3TG, TRYPBMU, TRYPBMU17, TRYPBMU30, TRYPGMU, TRYPGMU17, TRYPGMU30, TRYPYMU, TRYPYMU17, TRYPYMU30, TRYTP3MU, TRYTP3MU17, TRYTP3MU30, TYGIDR, PHRSR, PSDSR, PXIDSR, 260-220, TOD2020, TOD2025, TOD2028, TOD2032, TOD2037, TOD2041, TOD2047, TOD2054, TODKIT, TODKIT2, TRE30, TRE34, TRE38, TRE42, TRE46, CGS-DGB20, CGS-DGB25, CGS-DGB32, CGS-DGB37, CGS-DGB41, CGS-DGB47, CGS-DGB54, CGS-DGG20, CGS-DGG25, CGS-DGG32, CGS-DGG37, CGS-DGG41, CGS-DGY20, CGS-DGY25, CGS-DGY28, CGS-DGY32, N/A, 213-235, 214-235, 222-111, 254-200, BCPD, PXABDC, PXABIC, PXMUASL, SBPIC40, SBPIC55, SBRP40, SBRP55, SBSTA, SGPIC40, SGPIC55, SGRP40, SGRP55, SYPIC40, SYPIC55, SYRP40, SYRP55, 122-170, 123-001, 124-001, 130-000, 135-251, 135-351 | Klasa I | Instrumente per implante dentare, N/A | Pajisje dentare
16076 | AutoTac System oral reconstruction devices, Procedure kit/AutoTac System Kit, Implant tacks packages/AutoTac Titanium Tack Vial, pkg of 5 , Implant tacks packages/AutoTac Titanium Tacks, pkg of 21 & Cassette, Procedure handle and handle maintenance devices/AutoTac Delivery Handle, Procedure handle and handle maintenance devices/AutoTac Hex Key, Procedure handle and handle maintenance devices/AutoTac Spare Parts Kit, Procedure handle and handle maintenance devices/AutoTac Drive Mechanism Parts Kit, Procedure kit device carrier replacements/AutoTac Instrumentation Tray, Procedure kit device carrier replacements/AutoTac Autoclavable Tack Cassette | EURODENTA | 2024-02-29T00:00:00.000+01:00 | BioHorizons Implant Systems, Inc. 2300 Riverchase Center , Birmingham ,AL 35244 USA | N/A, 400-270, 400-240, 400-260, 400-200, 400-000, 400-001, 400-002, 400-060, 400-248 | , Klasa IIb, Klasa IIa, Klasa I | N/A, Pajisje dentare per rikonstruksionin oral | Pajisje dentare
15928 | Trays& Lids, Case Basic Instruments 1/4, Trays & Lids, Case Femoral Instruments, Empty, Trays & Lids, Case Femoral Trials, Empty, Trays & Lids, Case Tibial Instruments, Empty, Trays & Lids, Case Tray Stems, Trays & Lids, Case Femoral Trials, Trays & Lids, Case Assembling Instruments, Trays & Lids, Instrument Tray Speed Pin, Trays & Lids, MIS Instrument Case, Trays & Lids, Easy Tray, 76mm, Trays & Lids, Easy Tray Lid Plastic, Trays & Lids, Easy Tray Lid Plastic Half, Trays & Lids, Silicon Mat 8mm, Trays & Lids, Case Instruments, Trays & Lids, Case Tibial Instruments TC CS, Trays & Lids, Case Patellar Instruments, Trays & Lids, Case , Trays & Lids, Tray to Case 21000675, Trays & Lids, Case Tibial Trials, Empty, Trays & Lids, Case Reamer Shell Standard, Trays & Lids, Case NAV, Trays & Lids, Case Accessories, Trays & Lids, Basic Case I, Trays & Lids, Basic Case II, Trays & Lids, Case Reamer Shell optional, Trays & Lids, Case 1/2 Basic Instruments, Trays & Lids, Case 2/2 Basic Instruments, Trays & Lids, Case Setting Modules, Trays & Lids, Case 1/2 Trial Instruments, Trays & Lids, Case 2/2 Trial Instruments, Trays & Lids, Collar Case , Trays & Lids, Box Small, Empty, Trays & Lids, General Instruments, Trays & Lids, Impaction/Extraction Instruments, Trays & Lids, Tray Trial Inserts, Trays & Lids, Tray Instruments, Trays & Lids, Tray Reamers, Trays & Lids, Case Femoral Prep, Empty, Trays & Lids, Case Spacers/Gen. Inst, Empty, Trays & Lids, Case Tibial Prep, Empty, Trays & Lids, Case BCS/CR, Empty, Trays & Lids, Case Fem/Tib Trials R, Empty, Trays & Lids, Case Fem/Tib Trials L, Empty, Trays & Lids, Small Box | LAYO | 2024-02-28T00:00:00.000+01:00 | Smith&Nephew Orthopaedics AG, Oberneuhofstrasse 10d, 6340 Baar, Switzerland | 75002198, 75005069, 75005070, 75005071, 75005463, 75005464, 75005466, 75005469, 75006463, 75007312, 75007656, 75007661, 75007665, 75007679, 75017292, 75018085, 75018088, 75100213, 75100214, 75100385, 75100386, 75100392, 75100511, 75100512, 75100513, 75100514, 75100515, 75100531, 75101168, 75101169, 75102018, 75102019, 75102020, 75102199, 75102387, 75102458, 75102459, 75102462, 75103077, 75103078, 75103085, 75103086, 75103087, 75103088, 75103089, 75103090, 75103108 | Klasa I | Pajisje mjekësore, Instrumenta Shumëpërdorimësh, tabaka dhe tasa për qëllime klinike | Instrumenta shumeperdorimeshe
16010 | ARCHITECT Thyroglobulin Reagent Kit 1 x 100 Tests 5P20-25, ARCHITECT Thyroglobulin Reagent Kit 1 x 500 Tests 5P20-35 | PEGASUS. | 2024-02-29T00:00:00.000+01:00 | Abbott GmbH Max Planck Ring 2 65205 Wiesbaden Germany | 5P20-25, 5P20-35 | In vitro | Jane reagente qe perdoren per analizen sasiore te tireoglobulines ne gjak me sistemin Architect | Pajisje te diagnostifikimit in vitro
16077 | EOLO, AEROSOL THERAPY EQUIPMENT | CFO PHARMA | 2024-02-29T00:00:00.000+01:00 | CA-MI S.R.L., VIA UGO LA MALFA N.13 - FRAZIONE PILASTRO -43013 LANGHIRANO (PR), ITALIA | 300400 | Klasa IIa | APARAT AEROSOLI PER TERAPI TE KOMBINUARA ME SOLUCION FIZIOLOGJIK, ANTIBIOTIKE, APO KORTIZONIK. SHERBEN PER TE ZGJERUAR RRUGET E FRYMEMARRJES NE RASTET E BLLOKIMEVE TE NDRYSHME | Tjeter
16084 | STA® - Stachrom® Protein C | BIOMEDICA ALBANIA DISTRIBUTION | 2024-03-04T00:00:00.000+01:00 | DIAGNOSTICA STAGO - 3, allee Theresa 92600, Asnieres-Seine, FRANCE | 671 | In vitro | Reagent laboratorik per perdorim ne analiza laboratorike | Pajisje te diagnostifikimit in vitro
16011 | Protective and absorbent plaster with/without hyaluronic acid | F A R M A T E CH | 2024-02-29T00:00:00.000+01:00 | Eurosirel SpA Viale Europa, 30-20047 Cusago (MI) - Italy | n/a | Klasa IIa | Ankerplaste mbrojtese dhe absorbuese me ose pa acid hialuronik | Tjeter
16078 | Dental implant surgical drill, reusable /Tapered HD Drill, 4.7mm, Dental implant surgical drill, reusable /Tapered 5.4mm Width Increasing Drill, Dental implant surgical drill, reusable /Tapered HD Drill, 5.4mm, Dental implant surgical drill, reusable /Tapered HD Drill, Extended Shank, 2.0mm, Dental implant surgical drill, reusable /Tapered HD Drill, Extended Shank, 2.5mm, Dental implant surgical drill, reusable /Tapered HD Drill, Extended Shank, 2.8mm, Dental implant surgical drill, reusable /Tapered HD Drill, Extended Shank, 3.2mm, Dental implant surgical drill, reusable /Tapered HD Drill, Extended Shank, 3.7mm, Dental implant surgical drill, reusable /Tapered HD Drill, Extended Shank, 4.1mm, Dental implant surgical drill, reusable /Tapered HD Drill, Extended Shank, 4.7mm, Dental implant surgical drill, reusable /Tapered HD Drill, Extended Shank, 5.4mm, Dental implant surgical drill, reusable /TSG 5.8mm Drill #1, Dental implant surgical drill, reusable /TSG 5.8mm DriIl#2, Dental implant surgical drill, reusable /TSG 5.8mm Drill #3, Dental implant surgical drill, reusable /TSG 5.8mm Drill, Dense Bone, Dental implant surgical drill, reusable /TSG 4.6mm Drill#1, Dental implant surgical drill, reusable /TSG 4.6mm Drill#2, Dental implant surgical drill, reusable /TSG 4.6mm Drill #3, Dental implant surgical drill, reusable /TSG 4.6mm Drill, Dense Bone, Dental implant surgical drill, single use /Tapered Short HD Starter Drill, 2.2/3.2mm, Single Use, Dental implant surgical drill, single use /Tapered Short HD 4.6 Intermediate Drill, 2.8/3.65mm, Single Use, Dental implant surgical drill, single use /Tapered Short HD 4.6 Final Drill, 4.5mm, Single Use, Dental implant surgical drill, single use /Tapered Short HD 5.8 Intermediate Drill, 3.6/4.65mm, Single | EURODENTA | 2024-02-29T00:00:00.000+01:00 | BioHorizons Implant Systems, Inc. 2300 Riverchase Center , Birmingham ,AL 35244 USA | TSD2047HD, TSD2054, TSD2054HD, TSD4020HD, TSD4025HD, TSD4028HD, TSD4032HD, TSD4037HD, TSD4041HD, TSD4047HD, TSD4054HD, TSGB1, TSGB2, TSGB3, TSGBDB, TSGG1, TSGG2, TSGG3, TSGGDB, TDS32HDSU, TDS37HDSU, TDS41HDSU, TDS47HDSU, TDS54HDSU, TSD2020HDSU, TSD2025HDSU, TSD2028HDSU, TSD2032HDSU, TSD2037HDSU, TSD2041 HDSU, TSD2047HDSU, TSD2054HDSU, 122-113, 122-114, 122-115, 122-116, PBBP, PBDBP, PGBP, PGDBP, PYBP, PYDBP, TP3BP, TP3DBP, 124-000, 125-000, PCBD35, TP3CBD, TSC2030HD, TSC2034HD, TSC2038HD, TSC2046HD, TSC2058HD, TSC2030HDSU, TSC2034HDSU, TSC2038HDSU, TSC2046HDSU, TSC2058HDSU, 122-900, 123-300, 124-300, 125-300, 126-300, PT35, PT40, PT50, PT60, TST2030HD, TST2034HD, TST2038, TST2038HD, TST2046, TST2046HD, TST2058, TST2058HD, TST2030HDSU, TST2034HDSU, TST2038HDSU, TST2046HDSU, TST2058HDSU, 133-000, 133-000OS, 133-100, 145-100, CGS-4SC, PXMUHAH, 134-350, 134-450, CGS-PBIDH, CGS-PBIDHS, CGS-PGBIDH, CGS-PGBIDHS, CGS-PGIDH, CGS-PGIDHS, CGS-PYGIDH, CGS-PYGIDHS, CGS-PYIDH, CGS-PYIDHS, CGS-TP3IDH, CGS-TP3IDHS, PADH14, PADHH, PHA, SBIDH, SYGIDH, TBIDH, TP3IDH, TP3IDHR, TSGB60, TSGB75, TSGG60, TSGG75, TYGIDH, 122-800, 160-500, CGS3000, CGS4000, PROS3000, TSGKIT, TSK2021, TSK3000, TSK4000, TSKHDUS, 122-200, CGS-BTP, CGS-GTP, CGS-YTP, PBTP, PGTP, PYTP, DE-ISO, GD-2024, GD-2517, GD-2521, GD-2524, GD-2528, GD-2821, GD-2824, GD-2828, GD-3217, GD-3221, GD-3224, GD-3228, GD-3717, GD-3721, GD-3724, GD-3728, GD-4117, GD-4121, GD-4124, GD-4128, GD-4517, GD-4521, GD-4524, GD-4528, PD-15, TD-20, TD-25, TD-28, TD-32, TD-37, TD-41, TD-45, BP-GY, BP-YW, CBD-33, CBD-38, CBD-42, CBD-50, GS-4SC, HD-ISO, ID-GY-ISO, ID-YW-ISO, MU-HAH, IL-GK, IL-SK, GS-TP-GN, GS-TP-YW, TSD2025HD, TSD2028HD, TSD2032, TSD2032HD, TSD2037, TSD2037HD, TSD2041, TSD2041HD, TSD2047, N/A, 122-106, TIMSRB, 122-107, 122-110, 122-108, 122-100, 122-015, 122-017, 122-021, 122-024, 122-028, 122-103, 122-104, 122-12507, 122-12509, 122-125105, 122-12512, 122-12515, 122-225, 122-230, 122-232, 122-237, 122-242, 122-247, 122-252, 122-403, 122-425, 122-425105, 122-42512, 122-42515, 122-52012, 122-52015, 122-52018, 122-525, 123-000, 126-000, BTD3209, BTD3210, BTD3212, BTD3709, BTD3710, BTD3712, CGS-2517, CGS-2521, CGS-2524, CGS-2528, CGS-2817, CGS-2821, CGS-2824, CGS-2828, CGS-3217, CGS-3221, CGS-3224, CGS-3228, CGS-3717, CGS-3721, CGS-3724, CGS-3728, CGS-4117, CGS-4121, CGS-4124, CGS-4128, CGS-4717, CGS-4721, CGS-4724, CGS-4728, CGS-5417, CGS-5421, CGS-5424, CGS-5428, PCBD40, PCBD50, PCBD60, SBCD50, SBCD60, SGCD40, SGCD50, SYCD35, SYCD40, TDS32HD, TDS37HD, TDS41HD, TDS47HD, TDS54HD, TIMD7007, TIMD7009, TIMD7010, TIMD8007, TIMD8009, TIMD8010, TSC2038, TSC2046, TSC2058, TSD2020, TSD2020HD, TSD2025, TSD202507HD, TSD202509HD, TSD202510HD, TSD202512HD, TSD202515HD | , Klasa IIa | N/A, Pajisje kirurgjikale per implante dentare | Pajisje dentare
Use, Dental implant surgical drill, single use /Tapered Short HD 5.8 Final Drill, 5.4mm, Single Use, Dental implant surgical drill, single use /Tapered HD Drill, 2.0mm, Single Use, Dental implant surgical drill, single use /Tapered HD Drill, 2.5mm, Single Use , Dental implant surgical drill, single use /Tapered HD Drill, 2.8mm, Single Use, Dental implant surgical drill, single use/Tapered HD Drill, 3.2mm, Single Use, Dental implant surgical drill, single use/Tapered HD Drill, 3.7mm, Single Use, Dental implant surgical drill, single use/Tapered HD Drill, 4.1mm, Single Use, Dental implant surgical drill, single use/Tapered HD Drill, 4.7mm, Single Use, Dental implant surgical drill, single use/Tapered HD Drill, 5.4mm, Single Use, Dental implant surgical bone profiler, reusable/External Bone Profiler, 3.5mm, Dental implant surgical bone profiler, reusable/External Bone Profiler, 4mm, Dental implant surgical bone profiler, reusable/External Bone Profiler, 5mm, Dental implant surgical bone profiler, reusable/External Bone Profiler, 6mm, Dental implant surgical bone profiler, reusable/Internal 5.7mm Bone Profiling Bur and Guide, Dental implant surgical bone profiler, reusable/5.7mm Deep Bone Profiler, Dental implant surgical bone profiler, reusable/Internal 4.5mm Bone Profiling Bur and Guide, Dental implant surgical bone profiler, reusable/4.5mm Deep Bone Profiler, Dental implant surgical bone profiler, reusable/Internal 3.5mm Bone Profiling Bur and Guide, Dental implant surgical bone profiler, reusable/3.5mm Deep Bone Profiler, Dental implant surgical bone profiler, reusable/3.0mm Bone Profiler & Guide, Dental implant surgical bone profiler, reusable/3.0mm Deep Bone Profiler, Dental implant surgical bone profiler, reusable/3.5mm Crestal Bone Drill, Dental implant surgical bone profiler, reusable/4mm Crestal Bone Drill, Dental implant surgical bone profiler, reusable/5mm Crestal Bone Drill, Dental implant surgical bone profiler, reusable/6mm Crestal Bone Drill, Dental implant surgical bone profiler, reusable/Internal 3.5mm Crestal Bone Drill, Dental implant surgical bone profiler, reusable/Internal 4.0mm Crestal Bone Drill, Dental implant surgical bone profiler, reusable/Internal 5.0mm Crestal Bone Drill, Dental implant surgical bone profiler, reusable/Internal 6.0mm Crestal Bone Drill, Dental implant surgical bone profiler, reusable/3.0mm Crestal Bone Drill, Dental implant surgical bone profiler, reusable/Tapered Crestal Bone Drill HD, 3.0mm, Dental implant surgical bone profiler, reusable/Tapered Crestal Bone Drill HD, 3.4mm, Dental implant surgical bone profiler, reusable/Tapered 3.8mm Crestal Bone Drill, Dental implant surgical bone profiler, reusable/Tapered Crestal Bone Drill HD, 3.8mm, Dental implant surgical bone profiler, reusable/Tapered 4.6mm Crestal Bone Drill, Dental implant surgical bone profiler, reusable/Tapered Crestal Bone Drill HD, 4.6mm, Dental implant surgical bone profiler, reusable/Tapered 5.8mm Crestal Bone Drill, Dental implant surgical bone profiler, reusable/Tapered Crestal Bone Drill HD, 5.8mm, Dental implant bone profiler, single use/Tapered Crestal Bone Drill HD, 3.0mm, Single Use, Dental implant bone profiler, single use/Tapered Crestal Bone Drill HD, 3.4mm, Single Use, Dental implant bone profiler, single use/Tapered Crestal Bone Drill HD, 3.8mm, Single Use, Dental implant bone profiler, single use/Tapered Crestal Bone Drill HD, 4.6mm, Single Use, Dental implant bone profiler, single use/Tapered Crestal Bone Drill HD, 5.8mm, Single Use, Dental implant bone tap, reusable /OP/OD 3.0mm Bone Tap, Dental implant bone tap, reusable /External 3.5mm D3 Bone Tap, Dental implant bone tap, reusable /External 4.0mm D3 Bone Tap, Dental implant bone tap, reusable /External 5.0mm D3 Bone Tap, Dental implant bone tap, reusable /External 6.0mm D3 Bone Tap, Dental implant bone tap, reusable /Internal / Single-stage 3.5mm Bone Tap, Dental implant bone tap, reusable /Internal / Single-stage 4.0mm Bone Tap, Dental implant bone tap, reusable /Internal / Single-stage 5.0mm Bone Tap, Dental implant bone tap, reusable/ lnternal / Single-stage 6.0mm Bone Tap, Dental implant bone tap, reusable /Tapered Bone Tap HD, 3.0mm, Dental implant bone tap, reusable /Tapered Bone Tap HD, 3.4mm, Dental implant bone tap, reusable /Tapered 3.8mm Bone Tap, Dental implant bone tap, reusable /Tapered BoneTap HD, 3.8mm, Dental implant bone tap, reusable /Tapered 4.6mm Bone Tap, Dental implant bone tap, reusable /Tapered BoneTap HD, 4.6mm, Dental implant bone tap, reusable /Tapered 5.8mm Bone Tap, Dental implant bone tap, reusable /Tapered Bone Tap HD, 5.8mm, Dental implant bone tap, single use/Tapered Bone Tap HD, 3.0mm, Single Use, Dental implant bone tap, single use/Tapered Bone Tap HD, 3.4mm, Single Use, Dental implant bone tap, single use/Tapered Bone Tap HD, 3.8mm, Single Use, Dental implant bone tap, single use/Tapered Bone Tap HD, 4.6mm, Single Use, Dental implant bone tap, single use/Tapered Bone Tap HD, 5.8mm, Single Use, Dental implant surgical driver, reusable /3.0mm Handpiece Adapter, Dental implant surgical driver, reusable /Overdenture Handpiece Adapter, Dental implant surgical driver, reusable /3.5mm Handpiece Adapter, Dental implant surgical driver, reusable /4/5/6mm Handpiece Adapter, Dental implant surgical driver, reusable /CGS Driver 4mm Square Drive Converter, Dental implant surgical driver, reusable /Hex Adapter, Multi-unit, Handpiece, Dental implant surgical driver, reusable /0.050 Handpiece Hex Driver, Dental implant surgical driver, reusable /0.050 Handpiece Hex Driver, Long, Dental implant surgical driver, reusable /CGS Implant-level Handpiece Driver, 5.8mm, Dental implant surgical driver, reusable /CGS Implant-level Driver, 5.8mm, Dental implant surgical driver, reusable /CGS Implant-level Handpiece Driver, 5.8mm, 4.5mm Platform, Dental implant surgical driver, reusable /CGS Implant-level Driver 5.8mm, 4.5mm Platform, Dental implant surgical driver, reusable /CGS Implant-level Handpiece Driver, 4.6mm, Dental implant surgical driver, reusable /CGS Implant-level Driver, 4.6mm, Dental implant surgical driver, reusable /CGS Implant-level Handpiece Driver, 4.6mm, 3.5mm Platform, Dental implant surgical driver, reusable /CGS Implant-level Driver 4.6mm, 3.5mm Platform, Dental implant surgical driver, reusable /CGS Implant-level Handpiece Driver, 3.8mm, Dental implant surgical driver, reusable /CGS Implant-level Driver, 3.8mm, Dental implant surgical driver, reusable /CGS Implant-level Handpiece Driver, 3.8mm, 3.0mm Platform, Dental implant surgical driver, reusable /CGS Implant-level Driver, 3.0mm, Dental implant surgical driver, reusable /Precision Angled Driver, Handpiece, Long, Dental implant surgical driver, reusable /Int. Abut-level Driver, Hex-chuck Handpiece, Dental implant surgical driver, reusable /Internal Abutment-level Driver, Handpiece, Dental implant surgical driver, reusable /5.7mm Implant-level Driver, Handpiece, Dental implant surgical driver, reusable /3.5/4.5mm Implant-level Driver, Handpiece, Dental implant surgical driver, reusable /HD Implant-level Driver, Handpiece, 5.7mm, Dental implant surgical driver, reusable /3.0mm Implant-level Driver, Handpiece, Dental implant surgical driver, reusable /3.0mm Implant-level Driver, Handpiece, Regular, Dental implant surgical driver, reusable /TSG Implant Driver, 5.8 X 6.0, Dental implant surgical driver, reusable /TSG Implant Driver, 5.8 X 7.5, Dental implant surgical driver, reusable /TSG Implant Driver, 4.6 X 6.0, Dental implant surgical driver, reusable /TSG Implant Driver, 4.6 X 7.5, Dental implant surgical driver, reusable /HD Implant-level Driver, Handpiece, 3.5/4.5mm, Dental implant surgical kit, reusable/Internal / Single-stage Surgical Kit Complete, Dental implant surgical kit, reusable/The External System Surgical Kit, Dental implant surgical kit, reusable/Guided Surgery Kit, Dental implant surgical kit, reusable/Prosthetic Instrumentation Kit, Enhanced, Dental implant surgical kit, reusable/Tapered Short Guided Surgery Kit, Dental implant surgical kit, reusable/Tapered Internal Surgical Kit, Dental implant surgical kit, reusable/Tapered Internal HD Surgical Kit, Dental implant surgical kit, reusable/Tapered HD Upgrade Set, Dental implant surgical tissue punch, reusable/3.0mm Tissue Punch, Dental implant surgical tissue punch, reusable/CGSTissue Punch, 5.8mm, Dental implant surgical tissue punch, reusable/CGSTissue Punch, 4.6mm, Dental implant surgical tissue punch, reusable/CGS Tissue Punch, 3.8mm, Dental implant surgical tissue punch, reusable/Internal 5.7mm Tissue Punch, Dental implant surgical tissue punch, reusable/Internal 4.5mm Tissue Punch, Dental implant surgical tissue punch, reusable/3.5mm Tissue Punch, Dental implant surgical drill extender, reusable/Drill Extender, Dental implant surgical drill, reusable/Guided Drill, Grey, 2.0 x 24mm, Dental implant surgical drill, reusable/Guided Drill, Grey, 2.5 x 17mm, Dental implant surgical drill, reusable/Guided Drill, Grey, 2.5 x 21mm, Dental implant surgical drill, reusable/Guided Drill, Grey, 2.5 x 24mm, Dental implant surgical drill, reusable/Guided Drill, Grey, 2.5 x 28mm, Dental implant surgical drill, reusable/Guided Drill, Purple, 2.8 x 21mm, Dental implant surgical drill, reusable/Guided Drill, Purple, 2.8 x 24mm, Dental implant surgical drill, reusable/Guided Drill, Purple, 2.8 x 28mm, Dental implant surgical drill, reusable/Guided Drill, Yellow, 3.2 x 17mm, Dental implant surgical drill, reusable/Guided Drill, Yellow, 3.2 x 21mm, Dental implant surgical drill, reusable/Guided Drill, Yellow, 3.2 x 24mm, Dental implant surgical drill, reusable/Guided Drill, Yellow, 3.2 x 28mm, Dental implant surgical drill, reusable/Guided Drill, Green, 3.7 x 17mm, Dental implant surgical drill, reusable/Guided Drill, Green, 3.7 x 21mm, Dental implant surgical drill, reusable/Guided Drill, Green, 3.7 x 24mm, Dental implant surgical drill, reusable/Guided Drill, Green, 3.7 x 28mm, Dental implant surgical drill, reusable/Guided Drill, Red, 4.1 x 17mm, Dental implant surgical drill, reusable/Guided Drill, Red, 4.1 x 21mm, Dental implant surgical drill, reusable/Guided Drill, Red, 4.1 x 24mm, Dental implant surgical drill, reusable/Guided Drill, Red, 4.1 x 28mm, Dental implant surgical drill, reusable/Guided Drill, Blue, 4.5 x 17mm, Dental implant surgical drill, reusable/Guided Drill, Blue, 4.5 x 21mm, Dental implant surgical drill, reusable/Guided Drill, Blue, 4.5 x 24mm, Dental implant surgical drill, reusable/Guided Drill, Blue, 4.5 x 28mm, Dental implant surgical drill, reusable/Pilot Drill, 1.5mm, Dental implant surgical drill, reusable/Tapered Surgical Drill, Grey, 2.0mm, Dental implant surgical drill, reusable/Tapered Surgical Drill, Grey, 2.5mm, Dental implant surgical drill, reusable/Tapered Surgical Drill, Purple, 2.8mm, Dental implant surgical drill, reusable/Tapered Surgical Drill, Yellow, 3.2mm, Dental implant surgical drill, reusable/Tapered Surgical Drill, Green, 3.7mm, Dental implant surgical drill, reusable/Tapered Surgical Drill, Red, 4.1mm, Dental implant surgical drill, reusable/Tapered Surgical Drill, Blue, 4.5mm, Dental implant surgical bone profiler, reusable/Grey Bone Profiler, Dental implant surgical bone profiler, reusable/Yellow Bone Profiler, Dental implant surgical bone profiler, reusable/Tapered Crestal Bone Drill, Grey, 3.3mm, Dental implant surgical bone profiler, reusable/Tapered Crestal Bone Drill, Yellow, 3.8mm, Dental implant surgical bone profiler, reusable/Tapered Crestal Bone Drill, Green, 4.2mm, Dental implant surgical bone profiler, reusable/Tapered Crestal Bone Drill, Blue, 5.0mm, Dental implant surgical driver, reusable/Guided Surgery Driver 4mm Square Drive Converter, Dental implant surgical driver, reusable/.050 Hex Driver, Handpiece, Dental implant surgical driver, reusable/Grey Implant Driver, Handpiece, Regular, Dental implant surgical driver, reusable/Yellow Implant Driver, Handpiece, Regular, Dental implant surgical driver, reusable/Multi-unit Handpiece Hex Adapter, Dental implant surgical kit, reusable/Intra-Lock Guided Kit, Dental implant surgical kit, reusable/Intra-Lock Surgical Kit, Dental implant surgical tissue punch, reusable/Guided Surgery Tissue Punch, Green, Dental implant surgical tissue punch, reusable/Guided Surgery Tissue Punch, Yellow, Dental implant surgical drill, reusable /Tapered HD Drill, 2.5mm, Dental implant surgical drill, reusable /Tapered HD Drill, 2.8mm, Dental implant surgical drill, reusable /Tapered 3.2mm Width Increasing Drill, Dental implant surgical drill, reusable /Tapered HD Drill, 3.2mm, Dental implant surgical drill, reusable /Tapered 3.7mm Width Increasing Drill, Dental implant surgical drill, reusable /Tapered HD Drill, 3.7mm, Dental implant surgical drill, reusable /Tapered 4.1mm Width Increasing Drill, Dental implant surgical drill, reusable /Tapered HD Drill, 4.1mm, Dental implant surgical drill, reusable /Tapered 4.7mm Width Increasing Drill, Dental Implant Surgical Devices, Dental implant surgical bone burs, reusable /#6 Round Bur, Dental implant surgical bone burs, reusable /Tapered IM 5.0mm Round Bur, Dental implant surgical bone burs, reusable/ One-piece 3.0 Prepping Bur, Dental implant surgical bone burs, reusable /2.0mm Lindemann Bone Cutter, Dental implant surgical bone burs, reusable /#8 Surgical Bur, Dental implant surgical drill extender, reusable /Drill Extender, Dental implant surgical drill, reusable /1.5mm Starter Drill, Dental implant surgical drill, reusable /2.0 x 17mm CGS Pilot Drill, Dental implant surgical drill, reusable /2.0 x 21mm CGS Pilot Drill, Dental implant surgical drill, reusable /2.0 x 24mm CGS Pilot Drill, Dental implant surgical drill, reusable /2.0 x 28mm CGS Pilot Drill, Dental implant surgical drill, reusable /Starter Drill, Dental implant surgical drill, reusable /OP/OD Alignment Drill, Dental implant surgical drill, reusable /2.5mm x 7mm Depth Drill, Dental implant surgical drill, reusable /2.5mm x 9mm Depth Drill, Dental implant surgical drill, reusable /2.5 x 10.5mm Depth Drill, Dental implant surgical drill, reusable /2.5 x 12mm Depth Drill, Dental implant surgical drill, reusable /2.5 x 15mm Depth Drill, Dental implant surgical drill, reusable /2.5mm Surgical Depth Drill, Dental implant surgical drill, reusable /3.0mm Width Increasing Drill, Dental implant surgical drill, reusable /3.4mm Width Increasing Drill, Dental implant surgical drill, reusable /3.9mm Width Increasing Drill, Dental implant surgical drill, reusable /4.4mm Width Increasing Drill, Dental implant surgical drill, reusable /4.9mm Width Increasing Drill, Dental implant surgical drill, reusable /5.4mm Width Increasing Drill, Dental implant surgical drill, reusable /2.0mm Starter Drill - Extended Shank, Dental implant surgical drill, reusable /2.5mm Depth Drill, Extended Shank, Dental implant surgical drill, reusable /2.5 x 10.5mm Depth Drill - Extended Shank, Dental implant surgical drill, reusable /2.5 x 12mm Depth Drill - Extended Shank, Dental implant surgical drill, reusable /2.5 x 15mm Depth Drill - Extended Shank, Dental implant surgical drill, reusable /OP/OD 2.0 x 12mm Depth Drill, Dental implant surgical drill, reusable /OP/OD 2.0 x 15mm Depth Drill, Dental implant surgical drill, reusable/ OP/OD 2.0 x 18mm Depth Drill, Dental implant surgical drill, reusable/ OP/OD 2.5mm Finishing Drill, Dental implant surgical drill, reusable/ 3.5mm Crestal Bone Drill, Dental implant surgical drill, reusable /4mm Crestal Bone Drill, Dental implant surgical drill, reusable /5mm Crestal Bone Drill, Dental implant surgical drill, reusable /6mm Crestal Bone Drill, Dental implant surgical drill, reusable /3.2 x 9mm Length Drill, Dental implant surgical drill, reusable /3.2 x 10.5mm Length Drill, Dental implant surgical drill, reusable /3.2 x 12mm Length Drill, Dental implant surgical drill, reusable /3.7 x 9mm Length Drill, Dental implant surgical drill, reusable /3.7 x 10.5mm Length Drill, Dental implant surgical drill, reusable /3.7 x 12mm Length Drill, Dental implant surgical drill, reusable /CGS Drill, 2.5 x 17mm, Dental implant surgical drill, reusable /CGS Drill, 2.5 x 21mm, Dental implant surgical drill, reusable /CGS Drill, 2.5 x 24mm, Dental implant surgical drill, reusable /CGS Drill, 2.5 x 28mm, Dental implant surgical drill, reusable /CGS Drill, 2.8 x 17mm, Dental implant surgical drill, reusable /CGS Drill, 2.8 x 21mm, Dental implant surgical drill, reusable /CGS Drill, 2.8 x 24mm, Dental implant surgical drill, reusable /CGS Drill, 2.8 x 28mm, Dental implant surgical drill, reusable /CGS Drill, 3.2 x 17mm, Dental implant surgical drill, reusable /CGS Drill, 3.2 x 21mm, Dental implant surgical drill, reusable /CGS Drill, 3.2 x 24mm, Dental implant surgical drill, reusable /CGS Drill, 3.2 x 28mm, Dental implant surgical drill, reusable /CGS Drill, 3.7 x 17mm, Dental implant surgical drill, reusable /CGS Drill, 3.7 x 21mm, Dental implant surgical drill, reusable /CGS Drill, 3.7 x 24mm, Dental implant surgical drill, reusable /CGS Drill, 3.7 x 28mm, Dental implant surgical drill, reusable /CGS Drill, 4.1 x 17mm, Dental implant surgical drill, reusable /CGS Drill, 4.1 x 21mm, Dental implant surgical drill, reusable /CGS Drill, 4.1 x 24mm, Dental implant surgical drill, reusable /CGS Drill, 4.1 x 28mm, Dental implant surgical drill, reusable /CGS Drill, 4.7 x 17mm, Dental implant surgical drill, reusable /CGS Drill, 4.7 x 21mm, Dental implant surgical drill, reusable /CGS Drill, 4.7 x 24mm, Dental implant surgical drill, reusable /CGS Drill, 4.7 x 28mm, Dental implant surgical drill, reusable /CGS Drill, 5.4 x 17mm, Dental implant surgical drill, reusable /CGS Drill, 5.4 x 21mm, Dental implant surgical drill, reusable /CGS Drill, 5.4 x 24mm, Dental implant surgical drill, reusable/ CGS Drill, 5.4 x 28mm, Dental implant surgical drill, reusable /Internal 3.5mm Crestal Bone Drill, Dental implant surgical drill, reusable /Internal 4.0mm Crestal Bone Drill, Dental implant surgical drill, reusable /Internal 5.0mm Crestal Bone Drill, Dental implant surgical drill, reusable /Internal 6.0mm Crestal Bone Drill, Dental implant surgical drill, reusable /Single-stage 5.0mm Counter-sink Drill, 5.7mm platform, Dental implant surgical drill, reusable /Single-stage 6.0mm Counter-sink Drill, 5.7mm platform, Dental implant surgical drill, reusable /Single-stage 4.0mm Counter-sink Drill, 4.5mm platform, Dental implant surgical drill, reusable /Single-stage 5.0mm Counter-sink Drill, 4.5mm platform, Dental implant surgical drill, reusable /Single-stage 3.5mm Counter-sink Drill, 3.5mm platform, Dental implant surgical drill, reusable /Single-stage 4.0mm Counter-sink Drill, 3.5mm platform, Dental implant surgical drill, reusable /Tapered Short HD Starter Drill, 2.2/3.2mm, Dental implant surgical drill, reusable /Tapered Short HD 4.6 Intermediate Drill, 2.8/3.65mm, Dental implant surgical drill, reusable /Tapered Short HD 4.6 Final Drill, 4.15mm, Dental implant surgical drill, reusable /Tapered Short HD 5.8 Intermediate Drill, 3.6/4.65mm, Dental implant surgical drill, reusable /Tapered Short HD 5.8 Final Drill, 5.4mm, Dental implant surgical drill, reusable /Tapered IM 7 x 7.5mm Drill, Dental implant surgical drill, reusable /Tapered IM 7 x 9.0mm Drill, Dental implant surgical drill, reusable /Tapered IM 7 x 10.5mm Drill, Dental implant surgical drill, reusable /Tapered IM 8 x 7.5mm Drill, Dental implant surgical drill, reusable /Tapered IM 8 x 9.0mm Drill, Dental implant surgical drill, reusable /Tapered IM 8 x 10.5mm Drill, Dental implant surgical drill, reusable /3.0mm Crestal Bone Drill, Dental implant surgical drill, reusable /Tapered Crestal Bone Drill HD, 3.0mm, Dental implant surgical drill, reusable /Tapered Crestal Bone Drill HD, 3.4mm, Dental implant surgical drill, reusable /Tapered 3.8mm Crestal Bone Drill, Dental implant surgical drill, reusable /Tapered Crestal Bone Drill HD, 3.8mm, Dental implant surgical drill, reusable /Tapered 4.6mm Crestal Bone Drill, Dental implant surgical drill, reusable /Tapered Crestal Bone Drill HD, 4.6mm, Dental implant surgical drill, reusable /Tapered 5.8mm Crestal Bone Drill, Dental implant surgical drill, reusable /Tapered Crestal Bone Drill HD, 5.8mm, Dental implant surgical drill, reusable /Tapered 2.0mm Starter Drill, Dental implant surgical drill, reusable /Tapered HD Drill, 2.0mm, Dental implant surgical drill, reusable /Tapered 2.5mm Drill, Dental implant surgical drill, reusable /2.5mm Tapered HD Depth Drill, 7.5mm Stop, Dental implant surgical drill, reusable /2.5mm Tapered HD Depth Drill, 9mm Stop, Dental implant surgical drill, reusable /2.5mm Tapered HD Depth Drill, 10.5mm Stop, Dental implant surgical drill, reusable /2.5mm Tapered HD Depth Drill, 12mm Stop, Dental implant surgical drill, reusable /2.5mm Tapered HD Depth Drill, 15mm Stop
16079 | Sterile Irrigation Set M-M W&H/Nobel Biocare, Sterile Irrigation Set M-M ATR HYG, Sterile Irrigation Set Elcomed Hygi, Sterile Irrigation Set M-M Acteon HYG, Sterile Irrigation Set Piezo Touch, Sterile Irrigation Set Anthogyr HYG, Sterile Irrigation Set Nouvag/Straumann SM12, Sterile Irrigation Set Satelec, Sterile Irrigation Set M-M Intrasurge, Sterile Irrigation Set Piezo II Mectron, Sterile Irrigation Set Aseptico, Sterile Irrigation Set Saeshin/ De Giorgi, Sterile Irrigation Set NSK Surgic Pro HYGI, Sterile Irrigation Set Master/Expertsurg, Sterile Irrigation Set M-M Surgic XT, Sterile Irrigation Set M-M Chiropro/Hersel, Sterile Irrigation Set Universel Hygitch | Amber Dental | 2024-02-29T00:00:00.000+01:00 | HYGITECH 55 Avenue Foch, 75116 Paris, France | HY-110001, HY-110003, HY-110005, HY-110007, HY-110009, HY-110011, HY-110014, HY-110016, HY-110018, HY-110020, HY-110022, HY-110026, HY-110028, HY-110032, HY-110034, HY-110042, HY-110054 | Klasa IIa | Set per perdorim gjate nderhyrjeve kirurgjikale | Pajisje dentare
16012 | Silicone Resuscitators kit adult | FINSO Albania | 2024-03-01T00:00:00.000+01:00 | GIMA S.p.A Via Marconi 1, 20060 Gessate (MI) - Italy | 34244 | Klasa IIa | Reanimatore transparente te bere nga silikoni | Instrumenta shumeperdorimeshe
15904 | Sterile Preloaded hydrophobic intraocular lenses ARTIS VP, Sterile Preloaded hydrophobic intraocular lenses ARTIS PL E, Sterile Preloaded hydrophobic intraocular lenses ARTIS Y PL, Sterile Preloaded hydrophobic intraocular lenses ARTIS PL M, Sterile Preloaded hydrophobic intraocular lenses ARTIS SIBIOSE, Sterile Preloaded hydrophobic intraocular lenses EAZ-Y, Sterile hydrophobic intraocular lenses LUCIS, Sterile hydrophobic intraocular lenses CLARE, Sterile hydrophobic intraocular lenses CRISTAL, Sterile hydrophobic intraocular lenses REVERSO monofocal, Sterile hydrophobic intraocular lenses REVERSO multifocal, Sterile hydrophobic intraocular lenses ASK, Sterile hydrophobic intraocular lenses QUATUOREVO | ORMAMED | 2024-02-29T00:00:00.000+01:00 | Cristalens Industries: 4, Rue Louis de Broglie, 22300 Lannion/France | Cilinder From +0.75D to +6.00D by 0.75D Power From +9D to +36D by 0.5D, Addition From +2.00D to +6.00 by 0.75D Power From +9D to +36D by 0.5D, Addtion Mid plus Power from +9D to +36D by 0.5D, Addtion Mid plus Cylinder from 0.0D to +3.75D by 0.25D Power from +9D to +36D by 0.5D, From 0D to +36D by 0.5D, From -10D to +31D by 0.5D, From +9D to +31D by 0.5D, From -6D to +6D by 0.5D, Addition From +1.50D to +3.50D by 0.5D Power from -3D to +3D by 0.5D | Klasa IIb | Lente Intraokulare | Pajisje nje perdorimeshe
16085 | Arthrex Synergy Console, Synergy Footswitch, APOLLO RF 90 DEGREE MULTIPORT ABLATOR, Apollo RF™ MP50, Aspirating Ablator 50°, Multi-Port, Apollo RF XL90, Aspirating Ablator 90 Extra Larger, Apollo RF Hook, Non-Aspirating 90 degrees, Apollo RF® i90, Aspiration Ablator 90°, Apollo RF™ H50, Aspirating Ablator 50°, Apollo RF® SJ50, Aspirating Ablator 50, short, OPES ABLATOR, 90 DEG.TOOTHBRUSH, LOW PROFILE, OPES ASPIRATING ABLATOR 3MM 90 DEG LOW PROFILE, OPES ASPIRATING ABLATOR TOOTHBRUSH 90 DEG LP, ARTHREX COOLCUT-50 ABLATOR, COOLCUT HOOK ELECTRODE, COOLCUT MENISCECTOMY-45 DEG, COOLCUT MENISCECTOMY-90 DEG, COOLCUT -30 NON-ASPIRATING, COOLCUT -50 NON-ASPIRATING, COOLCUT 90 NON-ASPIRATING, COOLCUT 30 ASPIRATING, ARTHREX COOLCUT-90 ABLATOR, COOLCUT BALL ELECTRODE, COOLCUT BALL ELECTRODE, 45 DEG, COOLCUT SMALL JOINT BALL, COOLCUT 45 DEG SMALL JOINT BALL, COOLCUT SMALL JOINT ABLATOR, 45 DEG, COOLCUT SMALL JOINT ABLATOR, 90 DEG, DISPOSABLE PENCIL KIT, DISPOSABLE SPLIT ADULT RETURN ELECTRODE W CABLE, ARTHROSCOPY ELECTRODE, HOOK 90 DEGREE, CoolCut Caliblator | OrthoNet 360 | 2024-03-01T00:00:00.000+01:00 | Arthrex, Inc. 1370 Creekside Boulevard Naples, FL 34108 USA | AR-9800, AR-9800-F, AR-9811, AR-9815, AR-9821, AR-9825, AR-9831, AR-9835, AR-9845, AR-9705-90, AR-9703A-90, AR-9705A-90, AR-9803A-50, AR-9801, AR-9802M-45, AR-9802M-90, AR-9803-30, AR-9803-50, AR-9803-90, AR-9803A-30, AR-9803A-90, AR-9808, AR-9808-45, AR-9808SJ, AR-9808SJ-45, AR-9809SJ-45, AR-9809SJ-90, AR-9610, AR-9610SGP, AR-9606H-90, AR-9802C | Klasa IIb | Elektrobisturi te cilat perdoren per rezeksionin e indeve gjate kirurgjive | Pajisje te implantueshme jo aktive
16086 | Arthrex ACP® Kit Series I, Arthrex ACP® Double Syringe, Arthrex Angel® cPRP & BMA Kit, cPRP Processing Set, Arthrex Angel System, Angel® Concentrated Platelet Rich Plasma (cPRP) System, Arthrex Angel® PRP Kit, Thrombinator™ System for use with Arthrex PRP Systems, Arthrex ACP® Double Syringe (Croma Edition), Arthrex ACP® Double Syringe (PCT Edition), Counterweight for the Centrifugation of ACP-Double Syringe, Arthrex ACP™ Sleeve for Counterweight ABS-10026, Arthrex ACP™ Counterweight for Centrifugation of ACP Double Syringe, 15ml, Waste Collection Bag, Funnel, Mixing Syringe, 3cc with Luer Cap, Mixing Syringe, 14cc with Luer Cap, Scoring Cutter for 10mm Round Cartiform, Scoring Cutter for 20mm Round Cartiform, Delivery System, BioCartilge ® Hip, GraftNet™ Tissue Collector, IntraOsseous BioPlasty® (IOBP®), Core Decompression & Delivery Kit, IntraOsseous BioPlasty® (IOBP®), Core Decompression & Delivery Kit - Knee Closed Tip, IntraOsseous BioPlasty® (IOBP®), Core Decompression & Delivery Kit - Foot & Ankle Open Tip, IntraOsseous BioPlasty® (IOBP®), Core Decompression & Delivery Kit - Hip Closed Tip, IntraOsseous BioPlasty (IOBP), Core Decompression & Delivery Kit-Hip Open Tip, IntraOsseous BioPlasty (IOBP), Core Decompression & Delivery Kit-Knee Open Tip, Delivery System, BioCartilage®, Large with 4.5" Tuohy Needle, Obturator, 3cc Mixing Syringe, Female Luer | OrthoNet 360 | 2024-03-01T00:00:00.000+01:00 | Arthrex, Inc. 1370 Creekside Boulevard Naples, FL 34108 USA | ABS-10011, ABS-10014, ABS-10072, ABS-10064, ABS-10066, ABS-10066R, ABS-10071, ABS-10080, ABS-10014-C, ABS-10014-E, ABS-10026, ABS-10026-15, ABS-10027, AR-6431, ABS-1003, ABS-1004, ABS-2000, ABS-1101-10S, ABS-1101-20S, ABS-1000-H, ABS-1050, ABS-2000-OT, ABS-2000-CT, ABS-2020-OT, ABS-2010-CT, ABS-2010-OT, ABS-2001-OT, ABS-1000-L, ABS-1000-S, AR-1101THK-13, AR-1101THK-8, AR-1101TH-13OT, AR-1101TH-8OT, AR-1101TH-13CT, AR-1101TH-8CT, ABS-10013-B, ABS-10013-E, ABS-10062-TH8CT, ABS-10062-TH8OT, ABS-10062-TH13CT, ABS-10062-TH13OT, ABS-10062K-TH8CT, ABS-10062K-TH8OT, ABS-10062K-TH13CT, ABS-10062K-TH13OT, AR-1001-TH-PWR, ABS-10017 | Klasa IIa | Pajisje per trajtimin, centifugimin e gjakut dhe palces kockore | Pajisje te implantueshme jo aktive
Cap, Funnel, Foam Tip Applicator, and Fat Pad Retractor, Delivery System, BioCartilage®, Small with 3.0" Tuohy Needle, Obturator, 3cc Mixing Syringe, Female Luer
Cap, Funnel, Foam Tip Applicator, and Fat Pad Retractor, Vortex™ Threaded Bone Marrow Recovery System, 13G, Vortex™ Threaded Bone Marrow Recovery System, 8G, Vortex™ Threaded Bone Marrow Recovery Needle, 13G, Open Tip, Vortex™ Threaded Bone Marrow Recovery Needle, 8G, Open Tip, Vortex™ Threaded Bone Marrow Recovery Needle, 13G, Closed Tip, Vortex™ Threaded Bone Marrow Recovery Needle, 8G, Closed Tip, ACP Max™ PRP System, ACP Max™ PRP System (PCT), BMA kit, 8G closed tip, w/o ACD-A, BMA kit, 8G open tip, w/o ACD-A, BMA kit, 13G closed tip, w/o ACD-A, BMA kit, 13G open tip, w/o ACD-A, BMA and Angel processing kit, 8G closed tip, w/o ACD-A, BMA and Angel processing kit, 8G open tip, w/o ACD-A, BMA and Angel processing kit, 13G closed tip, w/o ACD-A, BMA and Angel processing kit, 13G open tip, w/o ACD-A, BMA needle adapter, ACP Max Counterbalance
16087 | 2.4 VOLAR DRP NARROW LT 3H STRL, 2.4 VOLAR DRP NARROW LT 5H, 2.4 VOLAR DRP NARROW LT 5H STRL, 2.4 VOLAR DRP NARROW LT 7H STRL, 2.4 VOLAR DRP NARROW RT 3H, 2.4 VOLAR DRP NARROW RT 3H STRL, 2.4 VOLAR DRP NARROW RT 5H, 2.4 VOLAR DRP NARROW RT 5H STRL, 2.4 VOLAR DRP NARROW RT 7H STRL, 2.4 VOLAR DRP STANDARD LT 3H, 2.4 VOLAR DRP STANDARD LT 3H STRL, 2.4 VOLAR DRP IMP SYSTEM, STANDARD LT 3H, 2.4 VOLAR DRP STANDARD LT 5H, 2.4 VOLAR DRP STANDARD LT 5H STRL, 2.4 VOLAR DRP STANDARD LT 7H STRL, 2.4 VOLAR DRP STANDARD LT 9H STRL, 2.4 VOLAR DRP STANDARD RT 3H, 2.4 VOLAR DRP STANDARD RT 3H STRL, 2.4 VOLAR DRP IMP SYSTEM, STANDARD RT 3H, 2.4 VOLAR DRP STANDARD RT 5H, 2.4 VOLAR DRP STANDARD RT 5H STRL, 2.4 VOLAR DRP STANDARD RT 7H STRL, 2.4 VOLAR DRP STANDARD RT 9H STRL, 2.4 VOLAR DRP WIDE LT 3H, 2.4 VOLAR DRP WIDE LT 3H STRL, 2.4 VOLAR DRP WIDE LT 5H, Cortical Locking Screw 3.5 X 85mm, Cortical Non Locking Screw 3.5 X 85mm, Cortical Non Locking Screw 3.5 X 85mm, Sterile, Cortical Locking Screw 3.5 X 85mm, Sterile, Cortical Locking Screw 3.5 X 90mm, Cortical Non Locking Screw 3.5 X 90mm, Cortical Non Locking Screw 3.5 X 90mm, Sterile, Cortical Locking Screw 3.5 X 90mm, Sterile, Vented Cannulated Locking Screw, 4 x 24mm, Sterile, Vented Cannulated Locking Screw, 4 x 26mm, Sterile, Vented Cannulated Locking Screw, 4 x 28mm, Sterile, Vented Cannulated Locking Screw, 4 x 30mm, Sterile, Vented Cannulated Locking Screw, 4 x 32mm, Sterile, Vented Cannulated Locking Screw, 4 x 34mm, Sterile, Vented Cannulated Locking Screw, 4 x 36mm, Sterile, Vented Cannulated Locking Screw, 4 x 38mm, Sterile, Vented Cannulated Locking Screw, 4 x 40mm, Sterile, Vented Cannulated Locking Screw, 4 x 42mm, Sterile, Vented Cannulated Locking Screw, 4 x 44mm, Sterile, Vented Cannulated Locking Screw, 4 x 46mm, Sterile, Vented Cannulated Locking Screw, 4 x 48mm, Sterile, Vented Cannulated Locking Screw, 4 x 50mm, Sterile, Vented Cannulated Locking Screw, 4 x 52mm, Sterile, Vented Cannulated Locking Screw, 4 x 54mm, Sterile, Vented Cannulated Locking Screw, 4 x 56mm, Sterile, Low Profile Screw™, Cannulated, Blunt Tip, 4 x 24 mm, Low Profile Screw, Cannulated, Blunt Tip 4 x 24 mm, SS, Sterile, Low Profile Screw™, Cannulated, Blunt Tip, 4 x 26 mm, Low Profile Screw, Cannulated, Blunt Tip 4 x 26 mm, SS, Sterile, Low Profile Screw™, Cannulated, Blunt Tip, 4 x 28 mm, Low Profile Screw, Cannulated, Blunt Tip 4 x 28 mm, SS, Sterile, Low Profile Screw™, Cannulated, Blunt Tip, 4 x 30 mm, Low Profile Screw, Cannulated, Blunt Tip 4 x 30 mm, SS, Sterile, Low Profile Screw™, Cannulated, Blunt Tip, 4 x 32 mm, Low Profile Screw, Cannulated, Blunt Tip 4 x 32 mm, SS, Sterile, Low Profile Screw™, Cannulated, Blunt Tip, 4 x 34 mm, Low Profile Screw, Cannulated, Blunt Tip 4 x 34 mm, SS, Sterile, Low Profile Screw™, Cannulated, Blunt Tip, 4 x 36 mm, Low Profile Screw, Cannulated, Blunt Tip 4 x 36 mm, SS, Sterile, Low Profile Screw™, Cannulated, Blunt Tip, 4 x 38 mm, Low Profile Screw, Cannulated, Blunt Tip 4 x 38 mm, SS, Sterile, Low Profile Screw™, Cannulated, Blunt Tip, 4 x 40 mm, Low Profile Screw, Cannulated, Blunt Tip 4 x 40 mm, SS, Sterile, Low Profile Screw™, Cannulated, Blunt Tip, 4 x 42 mm, Low Profile Screw, Cannulated, Blunt Tip 4 x 42 mm, SS, Sterile, Low Profile Screw™, Cannulated, Blunt Tip, 4 x 44 mm, Low Profile Screw, Cannulated, Blunt Tip 4 x 44 mm, SS, Sterile, Low Profile Screw™, Cannulated, Blunt Tip, 4 x 46 mm, Low Profile Screw, Cannulated, Blunt Tip 4 x 46 mm, SS, Sterile, Low Profile Screw™, Cannulated, Blunt Tip, 4 x 48 mm, Low Profile Screw, Cannulated, Blunt Tip 4 x 48 mm, SS, Sterile, Low Profile Screw™, Cannulated, Blunt Tip, 4 x 50 mm, Low Profile Screw, Cannulated, Blunt Tip 4 x 50 mm, SS, Sterile, Low Profile Screw™, Cannulated, Blunt Tip, 4 x 55 mm, Low Profile Screw, Cannulated, Blunt Tip 4 x 55 mm, SS, Sterile, Low Profile Screw™, Cannulated, Blunt Tip, 4 x 60 mm, Low Profile Screw, Cannulated, Blunt Tip 4 x 60 mm, SS, Sterile, CANN SCREW, 3.75 X 26MM, PARTIALLY THREADED, CANNULATED SCREW, 3.75 X 26MM, FULLY THREADED, Cannulated Screw, FT, 3.75 x 26 mm, Sterile, CANN SCREW, 3.75 X 28MM, PARTIALLY THREADED, CANNULATED SCREW, 3.75 X 28MM, FULLY THREADED, Cannulated Screw, FT, 3.75 x 28 mm, Sterile, CANNULATED SCREW, 3.75 X 30MM, PARTIALLY THREADED, CANNULATED SCREW 3.75 X 30MM, FULLY THREADED, Cannulated Screw, FT, 3.75 x 30 mm, Sterile, CANNULA.SCREW, STERILE PARTIAL THREAD 3.75X30MM, CANNULATED SCREW, 3.75 X 32MM, PARTIALLY THREADED, CANNULATED SCREW 3.75 X 32MM, FULLY THREADED, Cannulated Screw, FT, 3.75 x 32 mm, Sterile, CANNULA.SCREW, STERILE PARTIAL THREAD 3.75X32MM, CANN SCREW, 3.75 X 34MM PARTIALLY THREADED, CANNULATED SCREW 3.75 X 34MM, FULLY THREADED, 2.4 VOLAR DRP WIDE LT 5H STRL, 2.4 VOLAR DRP WIDE LT 7H STRL, 2.4 VOLAR DRP WIDE RT 3H, 2.4 VOLAR DRP WIDE RT 3H STRL, 2.4 VOLAR DRP WIDE RT 5H, 2.4 VOLAR DRP WIDE RT 5H STRL, 2.4 VOLAR DRP WIDE RT 7H STRL, 2.4 VOLAR DRP IMP SYSTEM, NARROW LT 3H, 2.4 VOLAR DRP IMP SYSTEM, NARROW RT 3H, Low Profile Screw™ Cortical 2.3 x 10 mm, LAG SCREW, CANNULATED, TITANIUM, 2.3 X 10MM, Low Profile Cortical Screw, 2.3 mm x 10.0 mm, Titanium, sterile, Low Profile Cortical Screw, 2.3 mm x 10 mm, Titanium, sterile, Low Profile Screw™, Cortical, 2.3 x 11 mm, Low Profile Cortical Screw, 2.3 mm x 11 mm, Titanium, sterile, Low Profile Screw ™, Cortical, 2.3 x 12 mm, LAG SCREW, CANNULATED, TITANIUM, 2.3 X 12MM, Low Profile Cortical Screw, 2.3 mm x 12.0 mm, Titanium, sterile, Low Profile Cortical Screw, 2.3 mm x 12 mm, Titanium, sterile, Low Profile Screw™, Cortical, 2.3 x 13 mm, Low Profile Cortical Screw, 2.3 mm x 13 mm, Titanium, sterile, Low Profile Screw™, Cortical, 2.3 x 14 mm, LAG SCREW, CANNULATED, TITANIUM, 2.3 X 14MM, Low Profile Cortical Screw, 2.3 mm x 14.0 mm, Titanium, sterile, Low Profile Cortical Screw, 2.3 mm x 14 mm, Titanium, sterile, Low Profile Screw™, Cortical, 2.3 x 15 mm, Low Profile Cortical Screw, 2.3 mm x 15 mm, Titanium, sterile, Low Profile Screw™, Cortical, 2.3 x 16 mm, LAG SCREW, CANNULATED, TITANIUM, 2.3 X 16MM, Low Profile Cortical Screw, 2.3 mm x 16.0 mm, Titanium, sterile, Low Profile Cortical Screw, 2.3 mm x 16 mm, Titanium, sterile, Low Profile Screw™, Cortical, 2.3 x 17 mm, Low Profile Cortical Screw, 2.3 mm x 17 mm, Titanium, sterile, Low Profile Screw™, Cortical, 2.3 x 18 mm, LAG SCREW, CANNULATED, TITANIUM, 2.3 X 18MM, Low Profile Cortical Screw, 2.3 mm x 18.0 mm, Titanium, sterile, Low Profile Cortical Screw, 2.3 mm x 18 mm, Titanium, sterile, Low Profile Screw™, Cortical, 2.3 x 19 mm, Low Profile Cortical Screw, 2.3 mm x 19 mm, Titanium, sterile, Low Profile Screw™, Cortical, 2.3 x 20 mm, LAG SCREW, CANNULATED, TITANIUM, 2.3 X 20MM, Low Profile Cortical Screw, 2.3 mm x 20.0 mm, Titanium, sterile, Low Profile Cortical Screw, 2.3 mm x 20 mm, Titanium, sterile, Low Profile Screw™, Cortical, 2.3 x 21 mm, Low Profile Cortical Screw, 2.3 mm x 21 mm, Titanium, sterile, Low Profile Screw™, Cortical, 2.3 x 22 mm, LAG SCREW, CANNULATED, TITANIUM, 2.3 X 22MM, Low Profile Cortical Screw, 2.3 mm x 22.0 mm, Titanium, sterile, Low Profile Cortical Screw, 2.3 mm x 22 mm, Titanium, sterile, Low Profile Screw™, Cortical, 2.3 x 23 mm, Low Profile Cortical Screw, 2.3 mm x 23 mm, Titanium, sterile, Low Profile Screw™, Cortical, 2.3 x 24 mm, LAG SCREW, CANNULATED, TITANIUM, 2.3 X 24MM, Low Profile Cortical Screw, 2.3 mm x 24.0 mm, Titanium, sterile, Low Profile Cortical Screw, 2.3 mm x 24 mm, Titanium, sterile, Low Profile Screw, Cortical, 2.3 x 25 mm, Ti, Nonsterile, Low Profile Cortical Screw, 2.3 mm x 25 mm, Titanium, sterile, Low Profile Screw, Cortical, 2.3 x 26 mm, Ti, Nonsterile, LAG SCREW, CANNULATED, TITANIUM, 2.3 X 26MM, Low Profile Cortical Screw, 2.3 mm x 26.0 mm, Titanium, sterile, Low Profile Cortical Screw, 2.3 mm x 26 mm, Titanium, sterile, Low Profile Screw, Cortical, 2.3 x 27 mm, Ti, Nonsterile, Low Profile Cortical Screw, 2.3 mm x 27 mm, Titanium, sterile, Low Profile Screw, Cortical, 2.3 x 28 mm, Ti, Nonsterile, LAG SCREW, CANNULATED, TITANIUM, 2.3 X 28MM, Low Profile Cortical Screw, 2.3 mm x 28.0 mm, Titanium, sterile, Low Profile Cortical Screw, 2.3 mm x 28 mm, Titanium, sterile, Low Profile Screw, Cortical, 2.3 x 29 mm, Ti, Nonsterile, Low Profile Cortical Screw, 2.3 mm x 29 mm, Titanium, sterile, Low Profile Screw, Cortical, 2.3 x 30 mm, Ti, Nonsterile, LAG SCREW, CANNULATED, TITANIUM, 2.3 X 30MM, Low Profile Cortical Screw, 2.3 mm x 30.0 mm, Titanium, sterile, Low Profile Cortical Screw, 2.3 mm x 30 mm, Titanium, sterile, PEEKPower, Locking Screw for HTO Plate, 5.0 mm x 16.0 mm, PEEKPOWER,HTO LOCK SCRW,STRL5.0MMX16MM, PEEKPower, Locking Screw for HTO Plate, 5.0 mm x 20.0 mm, PEEKPOWER,HTO LOCK SCRW,STRL5.0MMX20MM, PEEKPower, Locking Screw for HTO Plate, 5.0 mm x 24.0 mm, PEEKPOWER,HTO LOCK SCRW,STRL5.0MMX24MM, PEEKPower, Locking Screw for HTO Plate, 5.0 mm x 26.0 mm, PEEKPOWER,HTO LOCK SCRW,STRL5.0MMX26MM, PEEKPower, Locking Screw for HTO Plate, 5.0 mm x 28.0 mm, PEEKPOWER,HTO LOCK SCRW,STRL5.0MMX28MM, PEEKPower, Locking Screw for HTO Plate, 5.0 mm x 30.0 mm, PEEKPOWER,HTO LOCK SCRW,STRL5.0MMX30MM, PEEKPower, Locking Screw for HTO Plate, 5.0 mm x 32.0 mm, PEEKPOWER,HTO LOCK SCRW,STRL5.0MMX32MM, PEEKPower, Locking Screw for HTO Plate, 5.0 mm x 34.0 mm, PEEKPOWER,HTO LOCK SCRW,STRL5.0MMX34MM, PEEKPower, Locking Screw for HTO Plate, 5.0 mm x 36.0 mm, PEEKPOWER,HTO LOCK SCRW,STRL5.0MMX36MM, PEEKPower, Locking Screw for HTO Plate, 5.0 mm x 38.0 mm, PEEKPOWER,HTO LOCK SCRW,STRL5.0MMX38MM, PEEKPower, Locking Screw for HTO Plate, 5.0 mm x 40.0 mm, PEEKPOWER,HTO LOCK SCRW,STRL5.0MMX40MM, PEEKPower, Locking Screw for HTO Plate, 5.0 mm x 42.0 mm, PEEKPOWER,HTO LOCK SCRW,STRL5.0MMX42MM, PEEKPower, Locking Screw for HTO Plate, 5.0 mm x 44.0 mm, PEEKPOWER,HTO LOCK SCRW,STRL5.0MMX44MM, PEEKPower, Locking Screw for HTO Plate, 5.0 mm x 46.0 mm, PEEKPOWER,HTO LOCK SCRW,STRL5.0MMX46MM, PEEKPower, Locking Screw for HTO Plate, 5.0 mm x 48.0 mm, PEEKPOWER,HTO LOCK SCRW,STRL5.0MMX48MM, PEEKPower, Locking Screw for HTO Plate, 5.0 mm x 50.0 mm, PEEKPOWER,HTO LOCK SCRW,STRL5.0MMX50MM, PEEKPower, Locking Screw for HTO Plate, 5.0 mm x 55.0 mm, PEEKPOWER,HTO LOCK SCRW,STRL5.0MMX55MM, PEEKPower, Locking Screw for HTO Plate, 5.0 mm x 60.0 mm, PEEKPOWER,HTO LOCK SCRW,STRL5.0MMX60MM, PEEKPower, Locking Screw for HTO Plate, 5.0 mm x 65.0 mm, PEEKPOWER,HTO LOCK SCRW,STRL5.0MMX65MM, PEEKPower, Locking Screw for HTO Plate, 5.0 mm x 70.0 mm, PEEKPOWER,HTO LOCK SCRW,STRL5.0MMX70MM, PEEKPower, Locking Screw for HTO Plate, 5.0 mm x 75.0 mm, PEEKPOWER,HTO LOCK SCRW,STRL5.0MMX75MM, PEEKPower, Locking Screw for HTO Plate, 5.0 mm x 80.0 mm, PEEKPOWER,HTO LOCK SCRW,STRL5.0MMX80MM, PEEKPower, Locking Screw for HTO Plate, 5.0 mm x 85.0 mm, PEEKPOWER,HTO LOCK SCRW,STRL5.0MMX85MM, PEEKPower, Locking Screw for HTO Plate, 5.0 mm x 90.0 mm, PEEKPOWER,HTO LOCK SCRW,STRL5.0MMX90MM, PEEKPower, Cortical Compression Screw for HTO Plate, 4.5 mm x 24 mm, PEEKPower, Cortical Compression Screw for HTO Plate, 4.5 mm x 28 mm, PEEKPower, Cortical Non-Locking Screw for HTO Plate, 4.5mm x XXmm,sterile, PEEKPower, Cortical Compression Screw for HTO Plate, 4.5 mm x 32 mm, PEEKPower, Cortical Compression Screw for HTO Plate, 4.5 mm x 36 mm, PEEKPower, Cortical Compression Screw for HTO Plate, 4.5 mm x 40 mm, PEEKPower, Cortical Compression Screw for HTO Plate, 4.5 mm x 44 mm, PEEKPower, Cortical Compression Screw for HTO Plate, 4.5 mm x 48 mm, Low Profile Cancellous Screw, 6.5 x 25mm, PEEKPower, Cortical Compression Screw for HTO Plate, 4.5 mm x 52 mm, Low Profile Cancellous Screw, 6.5 x 30mm, Low Profile Cancellous Screw, 6.5 x 35mm, Low Profile Cancellous Screw, 6.5 x 40mm, Soft Bone Locking Screw 4.0 X 24mm, Soft Bone Locking Screw 4.0 X 24mm, Sterile, Soft Bone Locking Screw 4.0 X 26mm, Soft Bone Locking Screw 4.0 X 26mm, Sterile, Soft Bone Locking Screw 4.0 X 28mm, Soft Bone Locking Screw 4.0 X 28mm, Sterile, Soft Bone Locking Screw 4.0 X 30mm, Soft Bone Locking Screw 4.0 X 30mm, Sterile, Soft Bone Locking Screw 4.0 X 32mm, Soft Bone Locking Screw 4.0 X 32mm, Sterile, Soft Bone Locking Screw 4.0 X 34mm, Soft Bone Locking Screw 4.0 X 34mm, Sterile, Soft Bone Locking Screw 4.0 X 36mm, Soft Bone Locking Screw 4.0 X 36mm, Sterile, Soft Bone Locking Screw 4.0 X 38mm, Soft Bone Locking Screw 4.0 X 38mm, Sterile, Soft Bone Locking Screw 4.0 X 40mm, Soft Bone Locking Screw 4.0 X 40mm, Sterile, Soft Bone Locking Screw 4.0 X 42mm, Soft Bone Locking Screw 4.0 X 42mm, Sterile, Soft Bone Locking Screw 4.0 X 44mm, Soft Bone Locking Screw 4.0 X 44mm, Sterile, Soft Bone Locking Screw 4.0 X 46mm, Soft Bone Locking Screw 4.0 X 46mm, Sterile, Soft Bone Locking Screw 4.0 X 48mm, Soft Bone Locking Screw 4.0 X 48mm, Sterile, Soft Bone Locking Screw 4.0 X 50mm, Soft Bone Locking Screw 4.0 X 50mm, Sterile, Soft Bone Locking Screw 4.0 X 52mm, Soft Bone Locking Screw 4.0 X 52mm, Sterile, Soft Bone Locking Screw 4.0 X 54mm, Soft Bone Locking Screw 4.0 X 54mm, Sterile, Soft Bone Locking Screw 4.0 X 56mm, Soft Bone Locking Screw 4.0 X 56mm, Sterile, Soft Bone Locking Screw 4.0 X 58mm, Soft Bone Locking Screw 4.0 X 58mm, Sterile, Soft Bone Locking Screw 4.0 X 60mm, Soft Bone Locking Screw 4.0 X 60mm, Sterile, Soft Bone Locking Screw 4.0 X 65mm, Soft Bone Locking Screw 4.0 X 65mm, Sterile, Soft Bone Locking Screw 4.0 X 70mm, Soft Bone Locking Screw 4.0 X 70mm, Sterile, Soft Bone Locking Screw 4.0 X 75mm, Soft Bone Locking Screw 4.0 X 75mm, Sterile, Soft Bone Locking Screw 4.0 X 80mm, Soft Bone Locking Screw 4.0 X 80mm, Sterile, Soft Bone Locking Screw 4.0 X 85mm, Soft Bone Locking Screw 4.0 X 85mm, Sterile, Soft Bone Locking Screw 4.0 X 90mm, Soft Bone Locking Screw 4.0 X 90mm, Sterile, Cortical Locking Screw 3.5 X 16mm, Cortical Non Locking Screw 3.5 X 16mm, Cortical Non Locking Screw 3.5 X 16mm, Sterile, Cortical Locking Screw 3.5 X 16mm, Sterile, Cortical Locking Screw 3.5 X 18mm, Cortical Non Locking Screw 3.5 X 18mm, Cortical Non Locking Screw 3.5 X 18mm, Sterile, Cortical Locking Screw 3.5 X 18mm, Sterile, Cortical Locking Screw 3.5 X 20mm, Cortical Non Locking Screw 3.5 X 20mm, Cortical Non Locking Screw 3.5 X 20mm, Sterile, Cortical Locking Screw 3.5 X 20mm, Sterile, Cortical Locking Screw 3.5 X 22mm, Cortical Non Locking Screw 3.5 X 22mm, Cortical Non Locking Screw 3.5 X 22mm, Sterile, Cortical Locking Screw 3.5 X 22mm, Sterile, Cortical Locking Screw 3.5 X 24mm, Cortical Non Locking Screw 3.5 X 24mm, Cortical Non Locking Screw 3.5 X 24mm, Sterile, Cortical Locking Screw 3.5 X 24mm, Sterile, Cortical Locking Screw 3.5 X 26mm, Cortical Non Locking Screw 3.5 X 26mm, Cortical Non Locking Screw 3.5 X 26mm, Sterile, Cortical Locking Screw 3.5 X 26mm, Sterile, Cortical Locking Screw 3.5 X 28mm, Cortical Non Locking Screw 3.5 X 28mm, Cortical Non Locking Screw 3.5 X 28mm, Sterile, Cortical Locking Screw 3.5 X 28mm, Sterile, Cortical Locking Screw 3.5 X 30mm, Cortical Non Locking Screw 3.5 X 30mm, Cortical Non Locking Screw 3.5 X 30mm, Sterile, Cortical Locking Screw 3.5 X 30mm, Sterile, Cortical Locking Screw 3.5 X 32mm, Cortical Non Locking Screw 3.5 X 32mm, Cortical Non Locking Screw 3.5 X 32mm, Sterile, Cortical Locking Screw 3.5 X 32mm, Sterile, Cortical Locking Screw 3.5 X 34mm, Cortical Non Locking Screw 3.5 X 34mm, Cortical Non Locking Screw 3.5 X 34mm, Sterile, Cortical Locking Screw 3.5 X 34mm, Sterile, Cortical Locking Screw 3.5 X 36mm, Cortical Non Locking Screw 3.5 X 36mm, Cortical Non Locking Screw 3.5 X 36mm, Sterile, Cortical Locking Screw 3.5 X 36mm, Sterile, Cortical Locking Screw 3.5 X 38mm, Cortical Non Locking Screw 3.5 X 38mm, Cortical Non Locking Screw 3.5 X 38mm, Sterile, Cortical Locking Screw 3.5 X 38mm, Sterile, Cortical Locking Screw 3.5 X 40mm, Cortical Non Locking Screw 3.5 X 40mm, Cortical Non Locking Screw 3.5 X 40mm, Sterile, Cortical Locking Screw 3.5 X 40mm, Sterile, Cortical Locking Screw 3.5 X 42mm, Cortical Non Locking Screw 3.5 X 42mm, Cortical Non Locking Screw 3.5 X 42mm, Sterile, Cortical Locking Screw 3.5 X 42mm, Sterile, Cortical Locking Screw 3.5 X 44mm, Cortical Non Locking Screw 3.5 X 44mm, Cortical Non Locking Screw 3.5 X 44mm, Sterile, Cortical Locking Screw 3.5 X 44mm, Sterile, Cortical Locking Screw 3.5 X 46mm, Cortical Non Locking Screw 3.5 X 46mm, Cortical Non Locking Screw 3.5 X 46mm, Sterile, Cortical Locking Screw 3.5 X 46mm, Sterile, Cortical Locking Screw 3.5 X 48mm, Cortical Non Locking Screw 3.5 X 48mm, Cortical Non Locking Screw 3.5 X 48mm, Sterile, Cortical Locking Screw 3.5 X 48mm, Sterile, Cortical Locking Screw 3.5 X 50mm, Cortical Non Locking Screw 3.5 X 50mm, Cortical Non Locking Screw 3.5 X 50mm, Sterile, Cortical Locking Screw 3.5 X 50mm, Sterile, Cortical Locking Screw 3.5 X 52mm, Cortical Non Locking Screw 3.5 X 52mm, Cortical Non Locking Screw 3.5 X 52mm, Sterile, Cortical Locking Screw 3.5 X 52mm, Sterile, Cortical Locking Screw 3.5 X 54mm, Cortical Non Locking Screw 3.5 X 54mm, Cortical Non Locking Screw 3.5 X 54mm, Sterile, Cortical Locking Screw 3.5 X 54mm, Sterile, Cortical Locking Screw 3.5 X 56mm, Cortical Non Locking Screw 3.5 X 56mm, Cortical Non Locking Screw 3.5 X 56mm, Sterile, Cortical Locking Screw 3.5 X 56mm, Sterile, Cortical Locking Screw 3.5 X 58mm, Cortical Non Locking Screw 3.5 X 58mm, Cortical Non Locking Screw 3.5 X 58mm, Sterile, Cortical Locking Screw 3.5 X 58mm, Sterile, Cortical Locking Screw 3.5 X 60mm, Cortical Non Locking Screw 3.5 X 60mm, Cortical Non Locking Screw 3.5 X 60mm, Sterile, Cortical Locking Screw 3.5 X 60mm, Sterile, Cortical Locking Screw 3.5 X 65mm, Cortical Non Locking Screw 3.5 X 65mm, Cortical Non Locking Screw 3.5 X 65mm, Sterile, Cortical Locking Screw 3.5 X 65mm, Sterile, Cortical Locking Screw 3.5 X 70mm, Cortical Non Locking Screw 3.5 X 70mm, Cortical Non Locking Screw 3.5 X 70mm, Sterile, Cortical Locking Screw 3.5 X 70mm, Sterile, Cortical Locking Screw 3.5 X 75mm, Cortical Non Locking Screw 3.5 X 75mm, Cortical Non Locking Screw 3.5 X 75mm, Sterile, Cortical Locking Screw 3.5 X 75mm, Sterile, Cortical Locking Screw 3.5 X 80mm, Cortical Non Locking Screw 3.5 X 80mm, Cortical Non Locking Screw 3.5 X 80mm, Sterile, Cortical Locking Screw 3.5 X 80mm, Sterile, Posterolateral Anatomic Distal Fibula Plate, SS, Left, 4H, Posterolateral Anatomic Distal Fibula Plate, Left, 4 Hole, Posterolateral Anatomic Distal Fibula Plate, SS, Left, 6H, Posterolateral Anatomic Distal Fibula Plate, Left, 6 Hole, Posterolateral Anatomic Distal Fibula Plate, SS, Left, 8H, Posterolateral Anatomic Distal Fibula Plate, Left, 8 Hole, Posterolateral Anatomic Distal Fibula Plate, SS, Left, 10H, Posterolateral Anatomic Distal Fibula Plate, Left, 10 Hole, Posterolateral Anatomic Distal Fibula Plate, SS, Left, 12H, Posterolateral Anatomic Distal Fibula Plate, SS, Left, 14H, Posterolateral Anatomic Distal Fibula Plate, SS, Right, 4H, Posterolateral Anatomic Distal Fibula Plate, Right, 4 Hole, Posterolateral Anatomic Distal Fibula Plate, SS, Right, 6H, Posterolateral Anatomic Distal Fibula Plate, Right, 6 Hole, Posterolateral Anatomic Distal Fibula Plate, SS, Right, 8H, Posterolateral Anatomic Distal Fibula Plate, Right, 8 Hole, Posterolateral Anatomic Distal Fibula Plate, SS, Right, 10H, Posterolateral Anatomic Distal Fibula Plate, Right, 10 Hole, Posterolateral Anatomic Distal Fibula Plate, SS, Right, 12H, Posterolateral Anatomic Distal Fibula Plate, SS, Right, 14H, Anterolateral Distal Tibia Plate, SS, Right, 4H, Anterolateral Distal Tibia Plate, Right , 4 Hole, Anterolateral Distal Tibia Plate, SS, Right, 5H, Anterolateral Distal Tibia Plate, SS, Right, 6H, Posterolateral Anatomic Distal Fibula Plate, Right, Ti, 6 Hole, Sterile, Posterolateral Anatomic Distal Fibula Plate, Right, Ti, 8 Hole, Sterile, Posterolateral Anatomic Distal Fibula Plate, Right, Ti, 10 Hole, Sterile, Posterolateral Distal Fibula Plate, Locking, Ti, 4 Hole, Posterolateral Distal Fibula Plate, Locking, Ti, 5 Hole, Posterolateral Distal Fibula Plate, Locking, Ti, 6 Hole, Posterolateral Distal Fibula Plate, Locking, Ti, 8 Hole, Posterolateral Distal Fibula Plate, Locking, Ti, 10 Hole, Posterolateral Distal Fibula Plate, Locking, Ti, 4 Hole, Sterile, Posterolateral Distal Fibula Plate, Locking, Ti, 5 Hole, Sterile, Posterolateral Distal Fibula Plate, Locking, Ti, 6 Hole, Sterile, Posterolateral Distal Fibula Plate, Locking, Ti, 8 Hole, Sterile, Posterolateral Distal Fibula Plate, Locking, Ti, 10 Hole, Sterile, ProStop Arthroeresis Subtalar Implant, 7 x 12 mm, ProStop Arthroeresis Subtalar Implant, 8 x 14 mm, ProStop Arthroeresis Subtalar Implant, 9 x 14 mm, ProStop Arthroeresis Subtalar Implant, 10 x 14 mm, ProStop Arthroeresis Subtalar Implant, 11 x 16 mm, ProStop Arthroeresis Subtalar Implant, 12 x 16 mm, Dorsal Distal Radius Plate, Ti, Narrow, Left, 4H, Dorsal Distal Radius Plate, Ti, Narrow, Left, 4 H, Sterile, Dorsal Distal Radius Plate, Narrow, Right, 4H, Dorsal Distal Radius Plate, Ti, Narrow, Right, 4 H, Sterile, Dorsal Distal Radius Plate, Ti, Standard, Left 4H, Dorsal Distal Radius Plate, Ti, Standard, Left, 4 H, Sterile, Dorsal Distal Radius Plate, Standard, Right, 4H, Dorsal Distal Radius Plate, Ti, Standard, Right, 4 H, Sterile, Radial Styloid Plate, 5 Hole, Radial Styloid Plate, 5 Hole, Ti, Sterile, Wrist Spanning Plate, 9 Hole, Plate, Wrist Spanning, 9 Hole, Ti, Sterile, Volar Distal Radius Hook Plate, 4 Hole, Volar Distal Radius Hook Plate, 4 Hole, Titanium, Sterile, Volar Distal Radius Hook Plate, 6 Hole, Volar Distal Radius Hook Plate, 6 Hole, Titanium, Sterile, VOLAR DISTAL RADIUS Narrow, 3H, Volar Distal Radius Plate, Narrow, Left, 3 Hole, Ti, Sterile, VOLAR DISTAL RADIUS PLATE, TI, NARROW, LEFT 5H, Volar Distal Radius Plate, Narrow, Left, 5 Hole, Ti, Sterile, Volar Distal Radius Plate, Narrow, Left, 7 Hole, Ti, Sterile, Volar Distal Radius Plate, Narrow, Left, 9 Hole, Sterile, Volar Distal Radius Plate, Narrow, Right, 3 Hole, Ti, Sterile, VOLAR DISTAL RADIUS Narrow, 5H, Volar Distal Radius Plate, Narrow, Right, 5 Hole, Sterile, Volar Distal Radius Plate, Narrow, Right, 7 Hole, Sterile, Volar Distal Radius Plate, Narrow, Right, 9 Hole, Sterile, Volar Distal Radius Plate, Standard, Left, 3 Hole, Sterile, VOLAR DISTAL RADIUS Standard, 5H, Volar Distal Radius Plate, Standard, Left, 5 Hole, Ti, Sterile, Volar Distal Radius Plate, Standard, Left, 7 Hole, Ti, Sterile, Volar Distal Radius Plate, Standard, Left, 9 Hole, Ti, Sterile, VOLAR DISTAL RADIUS Standard, 3H, Volar Distal Radius Plate, Standard, Right, 3 Hole, Sterile, Volar Distal Radius Plate, Standard, Right, 5 Hole, Sterile, Volar Distal Radius Plate, Standard, Right, 7 Hole, Sterile, Volar Distal Radius Plate, Standard, Right, 9 Hole, Ti, Sterile, Volar Distal Radius Plate, Wide, Left, 3 Hole, Ti, Sterile, Volar Distal Radius Plate, Wide, Left, 5 Hole, Ti, Sterile, Volar Distal Radius Plate, Wide, Left, 7 Hole, Ti, Sterile, Volar Distal Radius Plate, Wide, Left, 9 Hole, Ti, Sterile, VOLAR DISTAL RADIUS Wide, 3H, Volar Distal Radius Plate, Wide, Right, 3 Hole, Sterile, VOLAR DISTAL RADIUS Wide, 5H, Volar Distal Radius Plate, Wide, Right, 5 Hole, Ti, Sterile, Volar Distal Radius Plate, Wide, Right, 7 Hole, Ti, Sterile, Volar Distal Radius Plate, Wide, Right, 9 Hole, Ti, Sterile, 2.4 VOLAR DRP NARROW LT 3H, Anterolateral Distal Tibia Plate, Right , 6 Hole, Anterolateral Distal Tibia Plate, SS, Right, 7H, Anterolateral Distal Tibia Plate, SS, Right, 8H, Anterolateral Distal Tibia Plate, Right , 8 Hole, Anterolateral Distal Tibia Plate, SS, Right, 9H, Anterolateral Distal Tibia Plate, SS, Right, 10H, Anterolateral Distal Tibia Plate, Right , 10 Hole, Anterolateral Distal Tibia Plate, SS, Right, 11H, Anterolateral Distal Tibia Plate, SS, Right, 12H, Anterolateral Distal Tibia Plate, Right , 12 Hole, Anterolateral Distal Tibia Plate, SS, Right, 13H, Anterolateral Distal Tibia Plate, SS, Right, 14H, Anterolateral Distal Tibia Plate, Right , 14 Hole, Anterolateral Distal Tibia Plate, SS, Right, 15H, Anterolateral Distal Tibia Plate, SS, Right, 16H, Anterolateral Distal Tibia Plate, Right , 16 Hole, Anterolateral Distal Tibia Plate, SS, Right, 17H, Anterolateral Distal Tibia Plate, SS, Right, 18H, Anterolateral Distal Tibia Plate, Right , 18 Hole, Medial Distal Tibia Plate, SS, Left, 4H, Medial Distal Tibia Plate, Left, 4 Hole, Medial Distal Tibia Plate, SS, Left, 5H, Medial Distal Tibia Plate, SS, Left, 6H, Medial Distal Tibia Plate, Left, 6 Hole, Medial Distal Tibia Plate, SS, Left, 7H, Medial Distal Tibia Plate, SS, Left, 8H, Medial Distal Tibia Plate, Left, 8 Hole, Medial Distal Tibia Plate, SS, Left, 9H, Medial Distal Tibia Plate, SS, Left, 10H, Medial Distal Tibia Plate, Left, 10 Hole, Medial Distal Tibia Plate, SS, Left, 11H, Medial Distal Tibia Plate, SS, Left, 12H, Medial Distal Tibia Plate, Left, 12 Hole, Medial Distal Tibia Plate, SS, Left, 13H, Medial Distal Tibia Plate, SS, Left, 14H, Medial Distal Tibia Plate, Left, 14 Hole, Medial Distal Tibia Plate, SS, Left, 15H, Medial Distal Tibia Plate, SS, Left, 16H, Medial Distal Tibia Plate, Left, 16 Hole, Medial Distal Tibia Plate, SS, Right, 4H, Medial Distal Tibia Plate, Right, 4 Hole, Medial Distal Tibia Plate, SS, Right, 5H, Medial Distal Tibia Plate, SS, Right, 6H, Medial Distal Tibia Plate, Right, 6 Hole, Medial Distal Tibia Plate, SS, Right, 7H, Medial Distal Tibia Plate, SS, Right, 8H, Medial Distal Tibia Plate, Right, 8 Hole, Medial Distal Tibia Plate, SS, Right, 9H, Medial Distal Tibia Plate, SS, Right, 10H, Medial Distal Tibia Plate, Right, 10 Hole, Medial Distal Tibia Plate, SS, Right, 11H, Medial Distal Tibia Plate, SS, Right, 12H, Medial Distal Tibia Plate, Right, 12 Hole, Medial Distal Tibia Plate, SS, Right, 13H, Medial Distal Tibia Plate, SS, Right, 14H, Medial Distal Tibia Plate, Right, 14 Hole, Medial Distal Tibia Plate, SS, Right, 15H, Medial Distal Tibia Plate, SS, Right, 16H, Medial Distal Tibia Plate, Right, 16 Hole, Posterior Distal Tibia Plate, SS, 3H, Posterior Distal Tibia Plate, 3 Hole, Posterior Distal Tibia Plate, SS, 4H, Posterior Distal Tibia Plate, SS, 5H, Posterior Distal Tibia Plate, 5 Hole, Posterior Distal Tibia Plate, SS, 6H, Posterior Distal Tibia Plate, SS, 7H, Posterior Distal Tibia Plate, 7 Hole, Posterior Distal Tibia Plate, SS, 8H, Posterior Distal Tibia Plate, SS, 9H, Posterior Distal Tibia Plate, 9 Hole, Posterior Distal Tibia Plate, SS, 10H, Posterior Distal Tibia Plate, SS, 11H, Posterior Distal Tibia Plate, SS, 12H, Posterior Distal Tibia Plate, SS, 13H, Posterior Pilon Fusion Plate, 3H, Posterior Pilon Fusion Plate, 4H, Posterior Pilon Fusion Plate, 5H, Posterior Pilon Fusion Plate, 6H, Posterior Pilon Fusion Plate, 7H, Posterior Pilon Fusion Plate, 8H, Posterior Pilon Fusion Plate, 9H, Posterior Pilon Fusion Plate, 10H, Posterior Pilon Fusion Plate, 11H, Posterior Pilon Fusion Plate, 12H, Posterior Pilon Fusion Plate, 13H, Posterior Pilon Fusion Plate, 14H, Posterior Pilon Fusion Plate, 15H, Posterior Pilon Fusion Plate, 3 Hole, Sterile, Posterior Pilon Fusion Plate, 4 Hole, Sterile, Posterior Pilon Fusion Plate, 5 Hole, Sterile, Posterior Pilon Fusion Plate, 6 Hole, Sterile, Posterior Pilon Fusion Plate, 7 Hole, Sterile, Posterior Pilon Fusion Plate, 8 Hole, Sterile, Posterior Pilon Fusion Plate, 9 Hole, Sterile, Posterior Pilon Fusion Plate, 10 Hole, Sterile, Posterior Pilon Fusion Plate, 11 Hole, Sterile, Posterior Pilon Fusion Plate, 12 Hole, Sterile, Posterior Pilon Fusion Plate, 13 Hole, Sterile, Posterior Pilon Fusion Plate, 14 Hole, Sterile, Posterior Pilon Fusion Plate, 15 Hole, Sterile, Postero Dist Fib Plt, SS, 4H, Posterolateral Distal Fibula Plate, 4 Hole, Postero Dist Fib Plt, SS, 5H, Posterolateral Distal Fibula Plate, 5 Hole, Postero Dist Fib Plt, SS, 6H, Posterolateral Distal Fibula Plate, 6 Hole, Postero Dist Fib Plt, SS, 7H, Postero Dist Fib Plt, SS, 8H, Posterolateral Distal Fibula Plate, 8 Hole, Postero Dist Fib Plt, SS, 9H, Postero Dist Fib Plt, SS, 10H, 2.7mm Straight Plate, SS, 2H, 2.7 mm Straight Plate, 2 Hole, 2.7mm Straight Plate, SS, 3H, 2.7 mm Straight Plate, 3 Hole, 2.7mm Straight Plate, SS, 4H, 2.7 mm Straight Plate, 4 Hole, 2.7mm Straight Plate, SS, 5H, 2.7 mm Straight Plate, 5 Hole, 2.7mm Straight Plate, SS, 6H, 2.7mm Straight Plate, SS, 7H, 2.7mm Straight Plate, SS, 8H, 2.7mm Straight Plate, SS, 9H, 2.7mm Straight Plate, SS, 10H, WASHER, 13MM, TITANIUM, Washer, 13 mm, Titanium, Sterile, Anetrior TT Ankle Fusion Plate, Left, Ankle Fusion Plate, Anterior TT, Left, 4-Hole, Ankle Fusion Plate, Anterior TT, Left, 4-Hole, Sterile, Ankle Fusion Plate, Anterior TT, Left, 5-Hole, Ankle Fusion Plate, Anterior TT, Left, 5-Hole, Sterile, Ankle Fusion Plate, Anterior TT, Left, 6-Hole, Ankle Fusion Plate, Anterior TT, Left, 6-Hole, Sterile, Ankle Fusion Plate, Anterior TT, Left, Ti, Sterile, Anetrior TT Ankle Fusion Plate, Right, Ankle Fusion Plate, Anterior TT, Right, 4-Hole, Ankle Fusion Plate, Anterior TT, Right, 4-Hole, Sterile, Ankle Fusion Plate, Anterior TT, Right, 5-Hole, Ankle Fusion Plate, Anterior TT, Right, 5-Hole, Sterile, Ankle Fusion Plate, Anterior TT, Right, 6-Hole, Ankle Fusion Plate, Anterior TT, Right, 6-Hole, Sterile, Ankle Fusion Plate, Anterior TT, Right, Ti, Sterile, Ankle Fusion Plate, Short Anterior TT, 3-Hole, Ankle Fusion Plate, Short Anterior TT, 4-Hole, Ankle Fusion Plate, Anterior TT, Short Talar Neck, 4H, Ankle Fusion Plate, Short Anterior TT, 4-Hole, Sterile, Ankle Fusion Plate, Minimally Invasive Anterior TT, Ankle Fusion Plate, Minimally Invasive Anterior TT, Sterile, Later Tibiotalocalcaneal Plate, Left, Ankle Fusion Plate, Posterior TTC, Left, Ti, Sterile, Posterior Tibiotalocalcaneal Plate, Right, Ankle Fusion Plate, Posterior TTC, Right, Ti Sterile, Lateral Tibiotalar Plate (TT), Ankle Fusion Plate, Lateral TT, 4-Hole, Ankle Fusion Plate, Lateral TT, 4-Hole, Sterile, Ankle Fusion Plate, Lateral TT, 5-Hole, Ankle Fusion Plate, Lateral TT, 5-Hole, Sterile, Ankle Fusion Plate, Lateral TT, 6-Hole, Ankle Fusion Plate, Lateral TT, 6-Hole, Sterile, Lateral Tibiotalocalcaneal Plate (TTC), Ankle Fusion Plate, Lateral TTC, 4-Hole, Ankle Fusion Plate, Lateral TTC, 4-Hole, Sterile, Ankle Fusion Plate, Lateral TTC, 5-Hole, Ankle Fusion Plate, Lateral TTC, 5-Hole, Sterile, Ankle Fusion Plate, Lateral TTC, 6-Hole, Ankle Fusion Plate, Lateral TTC, 6-Hole, Sterile, Ankle Fusion Plate, Lateral TTC, 3 Hole, Ti, Sterile, Locking Distal Fibula Plate, Left, 3 Hole, Ti, Non-Sterile, Locking Distal Fibula Plate, Left, 4 Hole, Ti, Non-Sterile, Locking Distal Fibula Plate, Left, 4 Hole, Ti, Sterile, Locking Distal Fibula Plate, Left, 5 Hole, Ti, Non-Sterile, Locking Distal Fibula Plate, Left, 5 Hole, Ti, Sterile, Locking Distal Fibula Plate, Left, 6 Hole, Ti, Non-Sterile, Locking Distal Fibula Plate, Left, 6 Hole, Ti, Sterile, Locking Distal Fibula Plate, Left, 7 Hole, Ti, Non-Sterile, Locking Distal Fibula Plate, Left, 8 Hole, Ti, Non-Sterile, Locking Distal Fibula Plate, Left, 8 Hole, Ti, Sterile, Locking Distal Fibula Plate, Left, 10 Hole, Ti, Non-Sterile, Locking Distal Fibula Plate, Left, 10 Hole, Ti, Sterile, Locking Distal Fibula Plate, Left, 12 Hole, Ti, Non-Sterile, Locking Distal Fibula Plate, Left, 12 Hole, Ti, Sterile, Locking Distal Fibula Plate, Left, 14 Hole, Ti, Non-Sterile, Locking Distal Fibula Plate, Left, 14 Hole, Ti, Sterile, Locking Distal Fibula Plate, Right, 3 Hole, Ti, Non-Sterile, Locking Distal Fibula Plate, Right, 4 Hole, Ti, Non-Sterile, Locking Distal Fibula Plate, Right, 4 Hole, Ti, Sterile, Locking Distal Fibula Plate, Right, 5 Hole, Ti, Non-Sterile, Locking Distal Fibula Plate, Right, 5 Hole, Ti, Sterile, Locking Distal Fibula Plate, Right, 6 Hole, Ti, Non-Sterile, Locking Distal Fibula Plate, Right, 6 Hole, Ti, Sterile, Locking Distal Fibula Plate, Right, 7 Hole, Ti, Non-Sterile, Locking Distal Fibula Plate, Right, 8 Hole, Ti, Non-Sterile, Locking Distal Fibula Plate, Right, 8 Hole, Ti, Sterile, Locking Distal Fibula Plate, Right, 10 Hole, Ti, Non-Sterile, Locking Distal Fibula Plate, Right, 10 Hole, Ti, Sterile, Locking Distal Fibula Plate, Right, 12 Hole, Ti, Non-Sterile, Locking Distal Fibula Plate, Right, 12 Hole, Ti, Sterile, Locking Distal Fibula Plate, Right, 14 Hole, Ti, Non-Sterile, Locking Distal Fibula Plate, Right, 14 Hole, Ti, Sterile, 3.5 Locking Straight Plate, Ti, 4H, Locking Straight Plate, 4 Hole, Ti, Sterile, 3.5 Locking Straight Plate, Ti, 6H, Locking Straight Plate, 6 Hole, Ti, Sterile, 3.5 Locking Straight Plate, Ti, 7H, Locking Straight Plate, 7 Hole, Ti, Sterile, 3.5 Locking Straight Plate, Ti, 8H, Locking Straight Plate, 8 Hole, Ti, Sterile, 3.5 Locking Straight Plate, Ti, 10H, Locking Straight Plate, 10 Hole, Ti, Sterile, 3.5 Locking Straight Plate, Ti, 12H, Locking Straight Plate, 12 Hole, Ti, Sterile, Posterolateral Distal Tibia Plate, Ti, Left, 4H, Posterola | OrthoNet 360 | 2024-03-01T00:00:00.000+01:00 | Arthrex, Inc. 1370 Creekside Boulevard Naples, FL 34108 USA | AR-8924VNL-03S, AR-8924VNL-05, AR-8924VNL-05S, AR-8924VNL-07S, AR-8924VNR-03, AR-8924VNR-03S, AR-8924VNR-05, AR-8924VNR-05S, AR-8924VNR-07S, AR-8924VSL-03, AR-8924VSL-03S, AR-8924VSL-03DS, AR-8924VSL-05, AR-8924VSL-05S, AR-8924VSL-07S, AR-8924VSL-09S, AR-8924VSR-03, AR-8924VSR-03S, AR-8924VSR-03DS, AR-8924VSR-05, AR-8924VSR-05S, AR-8924VSR-07S, AR-8924VSR-09S, AR-8924VWL-03, AR-8924VWL-03S, AR-8924VWL-05, AR-14485, AR-14485NL, AR-14485NLS, AR-14485S, AR-14490, AR-14490NL, AR-14490NLS, AR-14490S, AR-14624S, AR-14626S, AR-14628S, AR-14630S, AR-14632S, AR-14634S, AR-14636S, AR-14638S, AR-14640S, AR-14642S, AR-14644S, AR-14646S, AR-14648S, AR-14650S, AR-14652S, AR-14654S, AR-14656S, AR-5051-24, AR-5051-24S, AR-5051-26, AR-5051-26S, AR-5051-28, AR-5051-28S, AR-5051-30, AR-5051-30S, AR-5051-32, AR-5051-32S, AR-5051-34, AR-5051-34S, AR-5051-36, AR-5051-36S, AR-5051-38, AR-5051-38S, AR-5051-40, AR-5051-40S, AR-5051-42, AR-5051-42S, AR-5051-44, AR-5051-44S, AR-5051-46, AR-5051-46S, AR-5051-48, AR-5051-48S, AR-5051-50, AR-5051-50S, AR-5051-55, AR-5051-55S, AR-5051-60, AR-5051-60S, AR-7000-26, AR-7000-26FT, AR-7000-26FTS, AR-7000-28, AR-7000-28FT, AR-7000-28FTS, AR-7000-30, AR-7000-30FT, AR-7000-30FTS, AR-7000-30S, AR-7000-32, AR-7000-32FT, AR-7000-32FTS, AR-7000-32S, AR-7000-34, AR-7000-34FT, AR-8924VWL-05S, AR-8924VWL-07S, AR-8924VWR-03, AR-8924VWR-03S, AR-8924VWR-05, AR-8924VWR-05S, AR-8924VWR-07S, AR-8924VNL-03DS, AR-8924VNR-03DS, AR-13120T-10, AR-13120T-10C, AR-13120T-10CS, AR-13120T-10S, AR-13120T-11, AR-13120T-11S, AR-13120T-12, AR-13120T-12C, AR-13120T-12CS, AR-13120T-12S, AR-13120T-13, AR-13120T-13S, AR-13120T-14, AR-13120T-14C, AR-13120T-14CS, AR-13120T-14S, AR-13120T-15, AR-13120T-15S, AR-13120T-16, AR-13120T-16C, AR-13120T-16CS, AR-13120T-16S, AR-13120T-17, AR-13120T-17S, AR-13120T-18, AR-13120T-18C, AR-13120T-18CS, AR-13120T-18S, AR-13120T-19, AR-13120T-19S, AR-13120T-20, AR-13120T-20C, AR-13120T-20CS, AR-13120T-20S, AR-13120T-21, AR-13120T-21S, AR-13120T-22, AR-13120T-22C, AR-13120T-22CS, AR-13120T-22S, AR-13120T-23, AR-13120T-23S, AR-13120T-24, AR-13120T-24C, AR-13120T-24CS, AR-13120T-24S, AR-13120T-25, AR-13120T-25S, AR-13120T-26, AR-13120T-26C, AR-13120T-26CS, AR-13120T-26S, AR-13120T-27, AR-13120T-27S, AR-13120T-28, AR-13120T-28C, AR-13120T-28CS, AR-13120T-28S, AR-13120T-29, AR-13120T-29S, AR-13120T-30, AR-13120T-30C, AR-13120T-30CS, AR-13120T-30S, AR-13416T, AR-13416TS, AR-13420T, AR-13420TS, AR-13424T, AR-13424TS, AR-13426T, AR-13426TS, AR-13428T, AR-13428TS, AR-13430T, AR-13430TS, AR-13432T, AR-13432TS, AR-13434T, AR-13434TS, AR-13436T, AR-13436TS, AR-13438T, AR-13438TS, AR-13440T, AR-13440TS, AR-13442T, AR-13442TS, AR-13444T, AR-13444TS, AR-13446T, AR-13446TS, AR-13448T, AR-13448TS, AR-13450T, AR-13450TS, AR-13455T, AR-13455TS, AR-13460T, AR-13460TS, AR-13465T, AR-13465TS, AR-13470T, AR-13470TS, AR-13475T, AR-13475TS, AR-13480T, AR-13480TS, AR-13485T, AR-13485TS, AR-13490T, AR-13490TS, AR-13524T, AR-13524TS, AR-13528T, AR-13528TS, AR-13532T, AR-13532TS, AR-13536T, AR-13536TS, AR-13540T, AR-13540TS, AR-13544T, AR-13544TS, AR-13548T, AR-13548TS, AR-1355, AR-13552T, AR-13552TS, AR-1356, AR-1357, AR-1358, AR-14324, AR-14324S, AR-14326, AR-14326S, AR-14328, AR-14328S, AR-14330, AR-14330S, AR-14332, AR-14332S, AR-14334, AR-14334S, AR-14336, AR-14336S, AR-14338, AR-14338S, AR-14340, AR-14340S, AR-14342, AR-14342S, AR-14344, AR-14344S, AR-14346, AR-14346S, AR-14348, AR-14348S, AR-14350, AR-14350S, AR-14352, AR-14352S, AR-14354, AR-14354S, AR-14356, AR-14356S, AR-14358, AR-14358S, AR-14360, AR-14360S, AR-14365, AR-14365S, AR-14370, AR-14370S, AR-14375, AR-14375S, AR-14380, AR-14380S, AR-14385, AR-14385S, AR-14390, AR-14390S, AR-14416, AR-14416NL, AR-14416NLS, AR-14416S, AR-14418, AR-14418NL, AR-14418NLS, AR-14418S, AR-14420, AR-14420NL, AR-14420NLS, AR-14420S, AR-14422, AR-14422NL, AR-14422NLS, AR-14422S, AR-14424, AR-14424NL, AR-14424NLS, AR-14424S, AR-14426, AR-14426NL, AR-14426NLS, AR-14426S, AR-14428, AR-14428NL, AR-1442 | Klasa IIb | Pllaka, vida dhe stepler te implantueshme te cilat perdoren per trajtimin kirurgjikal te frakturave te ndryshme | Pajisje te implantueshme jo aktive
16088 | Pump Mounting Screw, 1/4"‐20 3/4"Thumb, DUALWAVE ARTHROSCOPY FLUID MANAGEMENT System, DUALWAVE REMOTE, DUALWAVE FOOT PEDAL, Synergy Continous Wave 4 Arthroscopic Pump, Y‐Inflow Tubing 7.0 mm, Suction Tubing, TUBING ADAPTER, 'Y' DOUBLE SPIKED (10‐BOX), TUBING, EXTENSION 6FT. (20‐BOX), Y‐Inflow Tubing 7.0 mm (nonsterile), MAIN PUMP TUBING, One Piece Main Pump and Patient Extension Tubing for AR‐6450, AR‐6475 and AR‐6480, One Piece Main Pump and Patient Extension Tubing with Care Lock Bag Connection for AR‐6450, | OrthoNet 360 | 2024-03-01T00:00:00.000+01:00 | Arthrex, Inc. 1370 Creekside Boulevard Naples, FL 34108 USA | AR‐6477‐01, AR‐6480, AR‐6482, AR‐6483, AR‐6485, AR‐6200, AR‐6200A, AR‐6215, AR‐6220, ZB‐6200, AR‐6410, AR‐6415, AR‐6415CL, AR‐6411, AR‐6421, AR‐6420, AR‐6420CL, AR‐6430, AR‐6435, ZB‐6425, AR‐6425, AR‐6437, AR‐6436, ZB‐6415, AR‐4004T, AR‐6412, AR‐6414, AR‐4004, AR‐4004P | Klasa IIa | Tuba dhe pompa artroskopike te cilat jane pjese perberese e instrumentave artroskopik | Pajisje te implantueshme jo aktive
AR‐6475 and AR‐6480, ReDeuce PUMP TUBING W/CONNECTOR, 8' LONG, ReDeuce PATIENT TUBING W/CONNECTOR, 8' LONG, Main Pump Tubing for AR‐6450, AR‐6475 and AR‐6480, Main Pump Tubing with Care Lock Bag Connection for AR‐6450, AR‐6475 and AR‐6480, DUALWAVE OUTFLOW CASSETTE/TUBE SET, DUALWAVE Outflow Tube Set, Patient Extension Tubing with Luer Lock Connection (nonsterile), Patient Extension Tubing with Luer Lock Connection, Inflow/Outflow Single Use, EU, Inflow/Outflow Single Use, One Piece Main Pump and Patient Extension Tubing for AR‐6450, AR‐6475 and AR‐6480
(nonsterile), Arthrovac Suction Tubing, Gravity Tubing, Gravity Tubing, 4 Spike, ArthroVac™ Floor Suction System, Reusable, ArthroVac™ Felt Pads for Floor Suction System
16013 | 4K Laproscope, 0°, 5.5 x 300 mm, Hi-Mag , 4K Laproscope, Ext Length, 0°, 5.5 x 424 mm, Hi-Mag , 4K Laproscope, 30°, 5.5 x 300 mm, Hi-Mag , 4K Laproscope, Ext Length, 30°, 5.5 x 424 mm, Hi-Mag , 4K Laproscope, 45°, 5.5 x 302 mm, Hi-Mag , 4K Laproscope, Ext Length, 45°, 5.5 x 425 mm, Hi-Mag , C-Mount Arthroscope 30°, 1.9 mm x 58 mm , C-Mount Arthroscope, 30°, 2.4mm x 72 mm , C-Mount Arthroscope 70°, 2.4 mm x 75 mm , C-Mount Arthroscope, 30°, 2.7 mm x 72 mm Length , C-Mount Arthroscope, 70°, Ø 2.7 mm x 74 mm Length , C-Mount Arthroscope, 30 degrees, 3 x 138 mm, HD , C-Mount Arthroscope, 70 degrees, 3 x 138 mm, HD , C-Mount Endoscope, 0°, 4 x 152.5 mm , C-Mount Arthroscope, 30°, Ø 4.0 mm x 152.5 mm Length , C-Mount Hip Arthroscope, 30°, 3.5 mm x 202 mm , C-Mount Arthroscope, 30°, Reverse Light Post, 4 x 152.5 mm , 4K C-Mount Arthroscope, 30°, 4 mm x 152.5 mm , C-Mount Arthroscope, 70°, Ø 4.0 mm x 155.5 mm Length , C-Mount Hip Arthroscope, 70°, 3.5 mm x 206 mm , 4K C-Mount Arthroscope, 70°, 4 mm x 156 mm , 4K C-MOUNT ARTHROSCOPE,30°,4.8 x 152.5MM , 4K C-MOUNT ARTHROSCOPE, 70°, 4.8 x 156MM , 4K C-Mount Arhtroscope, 30°, 5 x 160 mm , 4K C-Mount Arthroscope, 70°, 5 x 162 mm , Sheath, HI-Flow, w/Stabilizer, Q-Lock, 2 Stopcock , Sheath Body, for 1.9 mm Scope Sheath System , Sheath System, 2 Stopcock for 2.7 mm Scope , Sheath Body, for 3 mm Scope Sheath System , I/O Sheath Set for Synergy 3 mm Scope; Part A & B , Inner Sheath for In/Outflow Synergy 3 mm Scope Sheath , Outer Sheath for In/Outflow Synergy 3 mm Scope Sheath , Sheath System, 1 Stopcock for 4 mm Scope , Inner Sheath for In/Outflow Synergy 4mm Scope Sheath , Outer Sheath for In/Outflow Synergy 4 mm Scope Sheath , Sheath Body, High-Flow, Fenestration, for 3 mm Scope Sheath System , Sheath System High-Flow, Fenestration, 1 Stopcock for 3 mm Scope , Sheath System, High-Flow, Fenestration, 2 Stopcock for 3 mm Scope , Sheath Body, High-Flow, Fenestration, for 4 mm Scope Sheath System , Sheath Body, High-Flow, Fenestration, for 4 mm Hip Scope Sheath System , Sheath System, High-Flow, Fenestration, 2 Stopcock for 3.5 mm Hip Scope , SHEATH, HF, 1 STOPCOCK FOR 3MM SCOPE , SHEATH, HF, 2 STOPCOCK FOR 3MM SCOPE , SHEATH, 1 STOPCOCK FOR 1.9MM SCOPE , SHEATH, 2 STOPCOCK FOR 1.9MM SCOPE , SHEATH, 1 STOPCOCK FOR 2.4MM SCOPE , SHEATH, 2 STOPCOCK FOR 2.4MM SCOPE , SHEATH, 1 STOPCOCK FOR 2.7MM SCOPE , SHEATH, 2 STOPCOCK FOR 2.7MM SCOPE , SHEATH, 1 STOPCOCK FOR 3MM SCOPE , SHEATH, 2 STOPCOCK FOR 3MM SCOPE , Sheath, HF, 1 Stopcock for 4mm Scope , Sheath, HF, 2 Stopcock for 4mm Scope , SHEATH,HF,TAP/FEN,1 STPCK FOR 3MM SCOPE , SHEATH,HF,TAP/FEN,2 STPCK FOR 3MM SCOPE , SHEATH,HF,TAP/FEN,1 STPCK FOR 4MM SCOPE , SHTH,HIP,TAP/FEN 1 STPCK F/3.5MM HIP SCP , SHEATH,HF,TAP/FEN,2 STPCK FOR 4MM SCOPE , SHTH,HIP,TAP/FEN 2 STPCK F/3.5MM HIP SCP , SHEATH, HF, TAP/FEN, 1 STOPCOCK FOR 4.8 MM SCOPE , SHEATH, HF, TAP/FEN, 2 STOPCOCK FOR 4.8 MM SCOPE , Sheath, Fenestrated, 1 Stopcock for 4mm Scope , Sheath, Fenestrated, 2 Stopcock for 4mm Scope , CONICAL OBTURATOR F/TAP/ FEN HF 4.8MM SCOPE SHEATH , Bridge System, Sealed, 1 Stopcock for 4.0 mm Scope , Sealed Bridge for 4.0 mm Scope, 2 Stopcock , Bridge for 3.0 mm Scope, 1 Stopcock , Bridge for 3.0 mm Scope, 2 Stopcock , Bridge for 4.0 mm Scope, 1 Stopcock , Bridge System, 1 Stopcock, for 3.5 mm Hip Scope , Bridge for 4.0 mm Scope, 2 Stopcock , Bridge for 3.5 mm Hip Scope, 2 Stopcock , Bridge, XL, Quick Connect, 1 Stopcock for 3.5mm Hip Scope , Bridge, XL, Quick Connect, 2 Stopcock for 3.5mm Hip Scope , METAL CANNULA, 3.0MM , METAL CANNULA, 4.5MM , METAL CANNULA, 4.75MM , METAL CANNULA, 5.0MM , METAL CANNULA, 5.5MM , METAL CANNULA, 6.5MM , Metal Cannula, XL, Hip, 4.5 mm , Metal Cannula, XL, Hip, 5.0 mm , Metal Cannula, XL, Hip, 5.5 mm , Metal Cannula, XL, Hip, 6.5 mm , Metal Cannula, Fenestrated, 2.0mm , METAL CANNULA, FENESTRATED, 4.5MM , METAL CANNULA, FENESTRATED, 4.75MM , METAL CANNULA, FENESTRATED, 5.0MM , METAL CANNULA, FENESTRATED, 5.5MM , METAL CANNULA, FENESTRATED, 6.5MM , Switching Stick, 4 mm , 15 INCH SWITCHING STICK , 18 INCH SWITCHING STICK , SWITCHING STICK, LONG, NON-CANNULATED, 3.5 MM x 15" , SWITCHING STICK, LONG, NON-CANNULATED, 3.5 MM x 18" , SWITCHING STICK 4.8mm x 15in , SWITCHING STICK 4.6mm x 15in , SWITCHING STICK 3.0mm x 15in , SWITCHING STICK 3.3mm x 10in , SWITCHING STICK, EXTRA LONG, 4MM , Switching Stick Inserter , Obturator Conical for 3.0 mm HF Scope Sheath System , Trocar Sharp for 3.0 mm HF Scope Sheath System , Obturator Conical, Low-Pro for 3.0 mm HF Scope Sheath System , Obturator conical for 3.0 mm HF Scope Sheath System , Sharp Trocar for 3.0 mm HF Scope Sheath System , Obturator Conical, Low-Pro, for 3 mm HF Scope Sheath System , Obturator Conical for 1.9 mm Scope Sheath System , Trocar Sharp, for 1.9 mm Scope Sheath System , Obturator Conical, Low-Pro, for 1.9 mm Scope Sheath System , Obturator Conical for 2.4 mm Scope Sheath System , Trocar Sharp, for 2.4 mm Scope Sheath System , Obturator Conical, Low-Pro, for 2.4 mm Sheath System , Obturator Conical, for 2.7 mm Scope Sheath System , Trocar Sharp, for 2.7 mm Scope Sheath System , Obturator Conical, Low-Pro, for 2.7 mm Scope Sheath System , Obturator Conical for 3.0 mm Scope Sheath System , Trocar Sharp, for 3.0 mm Scope Sheath System , Conical Obturator for In/Outflow Synergy 3 mm Scope Sheath , Sharp Trocar Trocar for In/Outflow Synergy 3mm Scope Sheath , Obturator Conical, Low-Pro, for 3.0 mm Scope Sheath System , Obturator Conical, for 4 mm Scope Sheath System , Obturator Conical, for 3.5 mm Hip HF Scope Sheath System , Trocar Sharp, for 4.0 mm HF Scope Sheath System , Trocar Sharp, for 3.5 mm Hip HF Scope Sheath System , Obturator Cannulated, for 4 mm HF Scope Sheath System , Obturator Cannulated , for 3,5 mm HF Scope Sheath System , Obturator Blunt, for 4.0 mm HF Scope Sheath System , Obturator conical for 4.0 mm Scope Sheath System I/O , Obturator Conical, Low-Pro, for 4.0 mm Sheath System , Obturator Conical, Low-Pro, for 3.5 mm HIP HF Scope Sheath System , Obturator Conical for 4.0 mm Scope Sheath System , Trocar Sharp for 4.0 mm Scope Sheath System , Obturator Conical, Low-Pro, for 4 mm Scope Sheath System , Conical Obturator for Fen 4mm Scope Sheath w/ Handle , Sharp Trocar for Fen 4mm Scope Sheath w/ Handle , Conical Obturator for Fen 4mm Scope Sheath , CONICAL OBTURATOR FOR TAP/FEN HF 4.8MM SCOPE SHEATH W/ HANDLE , SHARP TROCAR FOR TAP/FEN HF 4.8MM SCOPE SHEATH W/ HANDLE , CANNULATED OBTURATOR FOR TAP/FEN HF 4.8MM SCOPE SHEATH W/HANDLE , BLUNT OBTURATOR FOR 3.0MM METAL CANNULA , BLUNT OBTURATOR FOR 4.5MM METAL CANNULA , BLUNT OBTURATOR FOR 4.75MM METAL CANNULA , BLUNT OBTURATOR FOR 5.0MM METAL CANNULA , BLUNT OBTURATOR FOR 5.5MM METAL CANNULA , BLUNT OBTURATOR FOR 6.5MM METAL CANNULA , Cannulated Obturator, XL, Hip, 4.5 mm , Cannulated Obturator, XL, Hip, 5.0 mm , Cannulated Obturator, XL, Hip, 5.5 mm , Cannulated Obturator, XL, Hip, 6.5 mm , TROCAR FOR 3.0MM METAL CANNULA , TROCAR FOR 4.5MM METAL CANNULA , TROCAR FOR 4.75MM METAL CANNULA , TROCAR FOR 5.0MM METAL CANNULA , TROCAR FOR 5.5MM METAL CANNULA , TROCAR FOR 6.5MM METAL CANNULA , SWITCHING STICK, LONG, CANNULATED , SWITCHING STICK, LONG, CANNULATED, 3.5 MM x 15" , INFLOW/OUTFLOW SHEATH SET F/STORZ 4MM SCOPE , CONICAL OBTURATOR F/ IN/OUT STORZ 4MM SCOPE SHEATH , SHEATH, HI-FLOW, TAP/FEN, 2 STOPCOCKS F/ STORZ 4MM SCOPE , SHEATH, HI-FLOW, TAP/FEN, 1 STOPCOCK F/ STORZ 4MM SCOPE , CONICAL OBTURATOR,F/TAP/FEN HF 4MM STORZ SCOPE SHEATH , TROCAR FOR TAP/FEN HF 4MM STORZ SCOPE SHEATH , CANNULATED OBTURATOR FOR TAP/FEN HF 4MM STORZ SCOPE SHEATH , BLUNT FOR TAP/FEN HF 4MM STORZ SCOPE SHEATH , METAL CANNULA, 4.5MM, W/ DAM , METAL CANNULA, 5.0MM, W/ DAM , METAL CANNULA, 5.5MM, W/ DAM , BLUNT OBTURATOR FOR 4.5MM METAL CANNULA W/DAM , BLUNT OBTURATOR FOR 5.0MM METAL CANNULA W/DAM , BLUNT OBTURATOR FOR 5.5MM METAL CANNULA W/DAM , BRIDGE,2 STOPCOCKS,FOR 4MM STORZ SCOPE , BRIDGE,HIP,2 STOPCOCKS,FOR 4MM STORZ SCOPE , BRIDGE,FOR SEALED CANNULA,1 STOPCOCK,4MM STORZ SCOPE , BRIDGE,FOR SEALED CANNULA,2 STOPCOCK,4MM STORZ SCOPE , INNER SHEATH FOR 4mm STORZ SCOPE, PART A , OUTER SHEATH FOR 4mm STORZ SCOPE, PART B , INFLOW STOPCOCK FOR INFLOW SHEATH , OUTFLOW STOPCOCK FOR OUTFLOW SHEATH , Stopcock, Single, Spare, for Synergy HD3 Sheath , Stopcock, Double, Spare, for Synergy HD3 Sheath , 4K Synergy UHD4 Trimano Camera Holder , HD SynergyUHD4 Camera Head, autoclavable , HD Synergy UHD4 C-Mount Camera Head, autoclavable , HD Synergy UHD4 C-Mount Camera Head, 0 degree, autoclavable , Camera Head, Synergy HD4K , Camera Head, Synergy HD4K, C-MT , 4K Synergy UHD4 C-Mount Camera Head, 0 degree, autoclavable , 4K Synergy UHD4 C-Mount w/20 foot cable, autoclavable , 4K Synergy UHD4 C-Mount Broadband Camera Head, autoclavable , 4K Synergy UHD4 Ultra, Autoclavable , 4K Synergy UHD4 Ultra C-Mount, Autoclavable , Starfish Scope Rotation Attachment , Arthrex C-MNT Starfish Scope Rotation Attachment , CCU Arthrex Synergy UHD4, Matrix , CCU Arthrex Synergy UHD4 , Synergy System Integration Cable Kit , CCU, Arthrex Synergy UHD4, Matrix, HCRI (For China Only) , CCU, Arthrex Synergy UHD4, HCRI (For China Only) , C-Mount Wrench, Synergy , NanoScope Console , NanoScope™ Handpiece , NanoScope Sheath Accessory Kit , Nano Needle Scope, 125 mm , Nano Needle Scope, 180 mm , Nano Needle Scope, 250 mm , NanoScopic Release System Centerline with NanoNeedle Scope ECTR System , NanoBiter Straight Tip, Straight Shaft, Disposable , NanoBiter 15° Up Tip, 15° Up Curved Shaft, Disposable , NanoGrasper Tip, Straight Shaft, Disposable , NanoBiter Straight Tip, 70mm, Disposable , Nano Arthroscopy Suction Punch, 70mm Flat Tip , Nano Arthroscopy Suction Punch, 130mm Bullet Tip , Nano Arthroscopy Suction Punch, 70mm Scoop Tip , Nano Arthroscopy Suction Punch, 70mm Bullet Tip , Nano Arthroscopy Suction Punch, 130mm Flat Tip , Nano Arthroscopy Suction Punch, 130mm Scoop Tip , NanoScissor Tip, 70mm, Disposable , NanoScissor Tip, Straight Shaft, Disposable , NanoBiter 15° Up Tip, 70mm, Disposable , NanoGrasper Tip, 70mm, Disposable , NanoScope Probe , NanoGrip, NanoScope Optics Handle , NanoNeedle Scope Diagnostic Sheath Kit, 125mm , NanoNeedle Scope High-Flow Operative Sheath Kit 125mm , NanoNeedle Scope High-Flow Operative Sheath Kit (with Crown Tip and Fenestration Cutout), 125 mm , NanoNeedle Scope (High-Flow Operative Elbow Access) Sheath Kit 125 mm , NanoNeedle Scope Diagnostic Sheath Kit 180 mm , NanoNeedle Scope High-Flow Operative Sheath Kit 180 mm , NanoNeedle Scope (Diagnostic Hip Access) Sheth Kit 180 mm , NanoNeedle Scope (High-Flow Operative Hip Access) Sheath Kit 180 mm , NanoNeedle Scope High-Flow Operative Sheath Kit (with Crown Tip & Fenestration Cutout) 180 mm , NanoNeedle Scope Working Cannula, 50 mm Working Length with 50 mm Working Length Sheath and Blunt Tip | OrthoNet 360 | 2024-03-01T00:00:00.000+01:00 | Arthrex, Inc. 1370 Creekside Boulevard Naples, FL 34108 USA | AR-3352-5500 , AR-3352-5500L , AR-3352-5530 , AR-3352-5530L , AR-3352-5545 , AR-3352-5545L , AR-3355-1930 , AR-3355-2430 , AR-3355-2470 , AR-3355-2730 , AR-3355-2770 , AR-3355-3030 , AR-3355-3070 , AR-3355-4000 , AR-3355-4030 , AR-3355-4030H , AR-3355-4030R , AR-3355-4031 , AR-3355-4070 , AR-3355-4070H , AR-3355-4071 , AR-3355-5230 , AR-3355-5270 , AR-3355-5430 , AR-3355-5470 , AR-3016Q , AR-3370-1900 , AR-3370-2702 , AR-3370-3000 , AR-3370-3003 , AR-3370-3003A , AR-3370-3003B , AR-3370-4001 , AR-3370-4003A , AR-3370-4003B , AR-3371-0300 , AR-3371-0301 , AR-3371-0302 , AR-3371-4000 , AR-3371-4000H , AR-3371-4002H , AR-3372-0301 , AR-3372-0302 , AR-3372-1901 , AR-3372-1902 , AR-3372-2401 , AR-3372-2402 , AR-3372-2701 , AR-3372-2702 , AR-3372-3001 , AR-3372-3002 , AR-3372-4001 , AR-3372-4002 , AR-3373-0301 , AR-3373-0302 , AR-3373-4001 , AR-3373-4001H , AR-3373-4002 , AR-3373-4002H , AR-3373-5001 , AR-3373-5002 , AR-3374-4001 , AR-3374-4002 , AR-3375-5007 , AR-3380-0401 , AR-3380-0402 , AR-3380-3001 , AR-3380-3002 , AR-3380-4001 , AR-3380-4001H , AR-3380-4002 , AR-3380-4002H , AR-3380-4003H , AR-3380-4004H , AR-3420-3.0 , AR-3420-4.5 , AR-3420-4.75 , AR-3420-5.0 , AR-3420-5.5 , AR-3420-6.5 , AR-3420H-4.5 , AR-3420H-5.0 , AR-3420H-5.5 , AR-3420H-6.5 , AR-3425-3.0 , AR-3425-4.5 , AR-3425-4.75 , AR-3425-5.0 , AR-3425-5.5 , AR-3425-6.5 , AR-3020 , AR-3020-01 , AR-3020-02 , AR-3020-03 , AR-3020-04 , AR-3020-05 , AR-3020-07 , AR-3020-08 , AR-3020-09 , AR-3026 , AR-3027 , AR-3375-0301 , AR-3375-0302 , AR-3375-0307 , AR-3375-0311 , AR-3375-0312 , AR-3375-0317 , AR-3375-1901 , AR-3375-1902 , AR-3375-1907 , AR-3375-2401 , AR-3375-2402 , AR-3375-2407 , AR-3375-2701 , AR-3375-2702 , AR-3375-2707 , AR-3375-3001 , AR-3375-3002 , AR-3375-3005 , AR-3375-3006 , AR-3375-3007 , AR-3375-4001 , AR-3375-4001H , AR-3375-4002 , AR-3375-4002H , AR-3375-4003 , AR-3375-4003H , AR-3375-4004 , AR-3375-4005 , AR-3375-4007 , AR-3375-4007H , AR-3375-4011 , AR-3375-4012 , AR-3375-4017 , AR-3375-4021 , AR-3375-4022 , AR-3375-4027 , AR-3375-5001 , AR-3375-5002 , AR-3375-5003 , AR-3421-3.0 , AR-3421-4.5 , AR-3421-4.75 , AR-3421-5.0 , AR-3421-5.5 , AR-3421-6.5 , AR-3421H-4.5 , AR-3421H-5.0 , AR-3421H-5.5 , AR-3421H-6.5 , AR-3422-3.0 , AR-3422-4.5 , AR-3422-4.75 , AR-3422-5.0 , AR-3422-5.5 , AR-3422-6.5 , AR-6520-15 , AR-6520-16 , AR-3300 , AR-3301 , AR-3320-01 , AR-3320-02 , AR-3321 , AR-3322 , AR-3323 , AR-3324 , AR-3415-4.5 , AR-3415-5.0 , AR-3415-5.5 , AR-3416-4.5 , AR-3416-5.0 , AR-3416-5.5 , AR-3490-02 , AR-3490-03 , AR-3491-01 , AR-3491-02 , AR-3300A , AR-3300B , AR-3370-0007 , AR-3370-0005 , AR-3370-0001 , AR-3370-0002 , AR-3210-0011 , AR-3210-0018 , AR-3210-0021 , AR-3210-0022 , AR-3210-0023 , AR-3210-0025 , AR-3210-0026 , AR-3210-0028 , AR-3210-0029 , AR-3210-0030 , AR-3210-0031 , AR-3210-0032 , AR-3370-0006 , AR-3370-0008 , AR-3200-0020 , AR-3200-0021 , AR-3200-1040 , AR-3200-0022 , AR-3200-0023 , AR-3355-0001 , AR-3200-0030 , AR-3210-0040 , AR-3210-0041 , AR-3210-0043 , AR-3210-0044 , AR-3210-0045 , AR-8850DS , AR-10911D , AR-10922D , AR-10913D , AR-10915D , AR-10901D , AR-10902D , AR-10920F-1 , AR-10921F-1 , AR-10922F-1 , AR-10930F-1 , AR-10931F-1 , AR-10932F-1 , AR-10920F , AR-10921F , AR-10922F , AR-10930F , AR-10931F , AR-10932F , AR-10903D , AR-10905D , AR-10911D-1 , AR-10922D-1 , AR-10913D-1 , AR-10915D-1 , AR-10901D-1 , AR-10902D-1 , AR-10903D-1 , AR-10905D-1 , AR-10100N , AR-1090NH , AR-1090NH-1 , AR-3210-0050 , AR-3210-0051 , AR-3210-0052, AR-3210-0053 , AR-3210-0054 , AR-3210-0055 , AR-3210-0056 , AR-3210-0057 , AR-3210-0058, AR-3210-0059, AR-3210-0063, AR-3200-0025 , AR-3210-0033 , AR-3200-1018 , AR-3351-1001 , AR-3351-1031 , AR-3351-1046 , AR-3352-5501 , AR-3352-5531 , AR-3352-5546 , AR-3350-3030 , AR-3350-3070 , AR-3350-3530 , AR-3350-3570 , AR-3350-4030 , AR-3350-4030H , AR-3350-4030R , AR-3350-4031 , AR-3350-4070 , AR-3350-4070H , AR-3350-4071 , AR-3350-5030 , AR-3350-5070 , AR-3350-5230 , AR-3350-5270 , AR-3350-5430 , AR-3350-5470 , AR-33 | Klasa IIa | Kamera (optike) e perdorshme ne kirurgjite ortopedike | Pajisje te implantueshme jo aktive
Obturator, NanoNeedle Scope Working Cannula, 15 mm Working Length with 15 mm Working Length Sheath and Blunt Tip
Obturator, SynergyID Console , 4K SynergyID Camera Head, Autoclavable , SynergyID Laser Light Source , 4K Laparoscope, 0° 10 x 330 mm, NIR , 4K Laparoscope, 30° 10 x 330 mm, NIR , 4K Laparoscope, 45° 10 x 333 mm, NIR , 4K Laparoscope, 0°, 5.5 x 300 mm, Hi-Mag, NIR , 4K Laparoscope, 30°, 5.5 x 300 mm, Hi-Mag, NIR , 4K Laparoscope, 45°, 5.5 x 302 mm, Hi-Mag, NIR , Arthroscope 30°, 3 mm x 138 mm HD , Arthroscope 70°, 3 mm x 140 mm, HD , Sheathless Arthroscope, 30°, 3 mm x 153 mm, HD , Sheathless Arthroscope, 70°, 3 mm x 153 mm, HD , Arthroscope, 30°, 4 mm x 152.5 mm, HD , Hip Arthroscope, 30°, 3.5 mm x 205 mm, HD , Arthroscope 30°, 4 mm x 152.5 mm, HD, Reverse Light Post , 4K Arthroscope, 30°, 4 mm x 152.5 mm , Arthroscope 70°, 4 mm x 156 mm, HD , Hip Arthroscope 70°, 3.5 mm x 205 mm, HD , 4K Arthroscope, 70°, 4 mm x 156 mm , Sheathless Arthroscope, 30°, 4 mm x 134 mm, HD , Sheathless Arthroscope 70°,4 mm x 138 mm, HD , 4K ARTHROSCOPE, 30°, 4.8 MM x 152.5 MM , 4K ARTHROSCOPE, 70°, 4.8 MM x 156 MM , 4K Sheathless Endoscope, 30°, 5.2 x 160 mm , 4K Sheathless Endoscope, 70°, 5.2 x 162 mm , 4K Laparoscope 0°, 10 mm x 330 mm, HD , 4K Laparoscope 0°, 10 mm x 455 mm, Extended Length , 4K Laparoscope 30°, 10 mm x 330 mm, HD , 4K Laparoscope 30°, 10 mm x 455 mm, Extended Length , 4K Laparoscope 45°, 10 mm x 333.5 mm, HD , 4K Laparoscope 45°, 10 mm x 459 mm, HD, Extended Length , Laparoscope 0°, 3 mm x 207 mm, HD , Laparoscope 30°, 3 mm x 207 mm, HD , Laparoscope 0°, 5.5 mm x 300 mm, HD , Laparoscope 0°, 5.5 mm x 424 mm, HD, Extended Length , Laparoscope 30°, 5.5 mm x 300 mm, HD , Laparoscope 30°, 5.5 mm x 424 mm, HD, Extended Length , Laparoscope 45°, 5.5 mm x 302 mm, HD , Laparoscope 45°, 5.5 mm x 425 mm, HD, Extended Length , Arthroscope, 0°, 4 mm x 174 mm, HD , Arthroscopy, 30°, 4.0 mm x 175 mm, HD , Endoscope, 30°, 4 x 175 mm, HD, Reverse Light Post , Arthroscope, 45°, 4 mm x 176 mm, HD , Endoscope, 45°, 4 x 175 mm, HD, Reverse Light Post , Arthroscopy 70°, 4.0 mm x 175 mm, HD , Endoscope, 70°, 4 x 177 mm, HD, Reverse Light Post , Arthroscope 30°, 1.9 mm x 58 mm , Arthroscope 30°, 2.4 mm x 72 mm , Arthroscope 70°, 2.4 mm x 75 mm , Arthroscope 30°, 2.7 mm x 72 mm , Arthroscope 70°, 2.7 mm x 75 mm , Centerline Carpal Tunnel Scope 30°, 2.9 mm x 133 mm
16090 | Non-active dental devices, F&A MerFill Nano - universal nano-hybrid restorative composite, syringe 4 g. Shades: Al; Al-O; A2; A2-O; A3; A3-O; A3.5; A3.5-O; XBW(Extra Bleach White); BW (Bleach White); BI; B2; B3; C2; D2; I; IOP; SWOP | Ameis Dent | 2024-03-01T00:00:00.000+01:00 | F&A Medical AS., LLC - Vintergata 19, 3048 Drammen, Norway | n/a | Klasa IIa | Kompozit per mbaushje dentare, aplikim ne dentistri | Pajisje dentare
(Super Wrute Opaquer); UO (Universal Opaquer)., F&A MerFill Micro - universal micro-
hybride restorative composite, syr. 4g. Shades· A,l· Al-O·'-A2,· A2-O·' A3·'A3-O·' A3.5; A3.5-O; XBW (Extra Bleach White); BW (Bleach White); BI; B2; B3; C2; D2; I;
IOP; SWOP (Super White Opaquer); UO (Universal Opaquer)., F&A MerFill Paint- Universal LC flowable composite paints for esthetic restorations, syringe 3 g. Shades: Brown, Ochre, White, Blue-Grey, Black., F&A MerFill BULK - high-filled light- curing composite for posterior teeth, syringe 4
g. Shades Al, A2, A3, U (Universal)., F&A MerFill-RAJNBOW- colored, light- cured composite with a pearl shine or fluorescence effect for filling of milk teeth. Shades: Green-Fluo, Pink fluo, Purple-Fluo,
Lime-Fluo, Orange-Fluo, Green-Pearl, Pink-
Pearl, Blue-Pearl, Golden-Pearl, Clear Red, White, svrin!!e 3 g., F&A MerFill Flo - ilowable multipurpose composite, syringe 3 g. Shades: Al, A2, AJ, I, A3,5, B2, UO, Red GUM., F &A MerFill Flo HY - flowable multipurpose restorative composite, High Viscosity, Shades: Al, A2,A3,I, A3,5, Bl; B2, UO, SWOP (Super White Opaquer)., F&A MerFill Line - light-curing single- component liner containing Calcium Hydroxide, fluorides and hydroxyapatite,
syringe Jg., F&A MerFill Bond SE - self-cw-ing universal adhesive. Bottle 6 ml., F &A MerFill Bond SE - self-curing universal adhesive, syringe 3 ml., F &A Mer Fill Bond - Universal One- component denting/enamel LC bonding agent. Bottle 5 ml., F&A Phospho 5-Antiseptic Etching Gel (37
% orthophosphoric acid), syringe 5 ml., F&A Phospho IO - Antiseptic Etching Gel (3 7 % orthophosphoric acid), syringe 10 ml., F &A Relief 5 - Gel lubricant for lubrication of the tool during instrumental or ultrasonic removal of tartar, syringe 5 ml. Flavorings: Cherry, Strawberry., F&A Relief 30 - Gel lubricant for lubrication of the tool during instrumental or ultrasonic removal of tartar, bottle 30 ml. Flavorings: Cherry, Strawberry., F &A Biflu 10 - The improved fluoride varnish & dentinal tube sealant, bottle l O ml., F&A Bitlu LC - Light curing fluoride varnish & dentinal tube sealant, syringe 3 g., F&A Fisfil- light-curing pit and fissure
sealant with fluoride release. Shades: White, Clear. Syringe 3 g., F&A Zurc CaPF - Two-component gel with amorphous calcium phosphate and fluoride for tooth
remineralization. Kit 2 x 5 ml syringes
(10.6g)., F &A Calcipaste- calcium hydroxide paste for root canal treatment and pulp capping, syringe 2 ml., F&A Metro - Gel lubricant for lubrication of the tool during root canal tooling, syringe 2 ml., F&A MetroLur- Lubricant Gel Lubricant for Instrumental and Ultrasonic Treatment of Periodontal Pockets, syringe 2 ml., F&A Endogil -TC- Gel lubricant for lubrication of the tool during root canal tooling, syringe 2 ml., F&A Dcsobtur - solvent for root canal desobturation, bottle 9 ml., F &A Chela Liquid - Chemical reaming and cleaning of root canals, bottle 9 ml., F&A Chela Gel- Gel lubricant for lubrication of the tool during root canal tooling, syringe 5 ml., F&A Dexamer - root canal sealer, powder 20
g., F&A Hemostat Gel - Gel lubricant for lubrication of the tool during instrumental
retraction of lhe gums when removing silicone
prints, syringe 5 ml., F&A Duacem- two-component reinforced LC and Self-Cured composite luting cement. Kit: 4 syringes of2 g. Shade: CHM (Chameleon)., F&A Duacem Small Kit - two-component reinforced LC and Self-Cured composite luting cement. Small kit: 2 syringes of 2 g. Shade CHM (Chameleon)., F&A FIBER BULK KIT #1 - fiberglass bulks, 0.7 x I .4 x 30 mm, 12 pcs , F&A FIBER BULK KIT #2 - fiberglass bulks, l x 4 x 30 mm, 4 pcs. , F&A FIBER BULK KIT #3 - fiberglass bulks, 1.4 x 30 mm, 6 pcs, circular section. , F&A Shield - UV protective shield., F&A ENDO Tips - atraumatic plastic tips for root canal irrigation 5 pcs / bag. , F&A FIBER ROPE - fiberglass rope 3 mm, 3 x 9 cm. , F&A-FIBER ROPE- fiberglass rope 1.5 mm,
3 x 9 cm. , F&A-FIBER TAPE - fiberglass tape 2 mm, 3x 9 cm. , F&A-FIBER TAPE - fiberglass tape 3 mm, 3x 9 CM.
16101 | Impianto Konic PL-2P Φ3.75 L 10mm, Impianto 2P Φ3.75 L10, Monocone inclinato 15° 2P, Impianto 2P Φ5 L8, Monocone dritto 2P, Impianto 2P Φ4.25 L.08 | VISION MEDICAL GROUP | 2024-03-05T00:00:00.000+01:00 | NORMADENT s.a.s. - Via Ferrucci, 18 - 20811 Cesano Maderno (MB) - Italia | A03-0002, A03-0015, A03-0009, A03-0014, A03-0005 | Klasa IIb | Implante Dentare | Pajisje dentare
15973 | Intraoral Scanner/ IS 3600 I/O 3D Scanner / 6568745, Intraoral Scanner/IS 3700 I/O 3D Scanner/ 5941307, Intraoral Scanner/IS 3800 I/O 3D Scanner/5943063 | MSE | 2024-03-05T00:00:00.000+01:00 | DEXIS, Dental Imaging Technologies Corporation , 450 Commerce Drive Quakertown, PA 18951 U.S.A | 6568745, 5941307, 5943063 | Klasa I | Skaner intraoral, per perfitime imazherike intraorale | Pajisje dentare
16117 | Dental implant prosthetic abutment screw /Precision Angled Screw, Dental implant prosthetic abutment, angled /3.45mm x 15 Degree Angled Abutment, Dental implant prosthetic abutment, angled /4.0mm x 15 Degree Angled Abutment, Dental implant prosthetic abutment, angled /External 5.0mm Angled Abutment, Hexed, Dental implant prosthetic abutment, angled /External 3.5mm Angled Esthetic Abutment, Hexed, Dental implant prosthetic abutment, angled /External 4.0mm Angled Esthetic Abutment, Hexed, Dental implant prosthetic abutment, angled /External 5.0mm Angled Esthetic Abutment, Hexed, Dental implant prosthetic abutment, angled /5.0mm x 15 Degree Angled Abutment, Dental implant prosthetic abutment, angled /5.7mm Angled Contour Abutment, Dental implant prosthetic abutment, angled /Internal 5.7mm Angled Esthetic Abutment, Dental implant prosthetic abutment, angled /Internal 5.7mm Angled Esthetic Abutment, Laser-Lok, Dental implant prosthetic abutment, angled /Internal 5.7mm Regular Emergence Angled Abutment, Dental implant prosthetic abutment, angled /5.7mm 15 Degree Angled Esthetic Abutment, Dental implant prosthetic abutment, angled /5.7mm 20 Degree Angled Abutment (Regular Emergence), Dental implant prosthetic abutment, angled /4.5mm Angled Contour Abutment, Dental implant prosthetic abutment, angled /Internal 4.5mm Angled Esthetic Abutment, Dental implant prosthetic abutment, angled /Internal 4.5mm Angled Esthetic Abutment, Laser-Lok, Dental implant prosthetic abutment, angled /Internal 4.5mm Regular Emergence Angled Abutment, Dental implant prosthetic abutment, angled /4.5mm 15 Degree Angled Esthetic Abutment, Dental implant prosthetic abutment, angled /4.5mm 20 Degree Angled Abutment (Regular Emergence), Dental implant prosthetic abutment, angled /3.5mm Angled Contour Abutment, Dental implant prosthetic abutment, angled /Internal 3.5mm Angled Esthetic Abutment, Dental implant prosthetic abutment, angled /Internal 3.5mm Angled Esthetic Abutment, Laser-Lok, Dental implant prosthetic abutment, angled /Internal 3.5mm Regular Emergence Angled Abutment, Dental implant prosthetic abutment, angled /3.5mm 15 Degree Angled Esthetic Abutment, Dental implant prosthetic abutment, angled /3.5mm 20 Degree Angled Abutment (Regular Emergence), Dental implant prosthetic abutment, angled /Tissue Level 5.7mm Angled Abutment, Dental implant prosthetic abutment, angled /Tissue Level 4.5mm Angled Abutment, Dental implant prosthetic abutment, angled /Tissue Level 3.5mm Angled Abutment, Dental implant prosthetic abutment, angled /3.0mm Angled Contour Abutment, Dental implant prosthetic abutment, angled /3.0mm Angled Esthetic Abutment, Dental implant prosthetic abutment, angled /3.0mm Angled Esthetic Abutment, Laser-Lok, Dental implant prosthetic abutment, angled /3.0mm 15 Degree Angled Esthetic Abutment, Dental implant prosthetic abutment, angled overdenture/External Abutment for Screw, 3.5 x 5mm, 17 Degree Angle, Dental implant prosthetic abutment, angled overdenture/External Abutment for Screw, 4.0 x 5mm, 15 Degree Angle, Dental implant prosthetic abutment, angled overdenture/External Abutment for Screw, 4.0 x 5mm, 25 Degree Angle, Dental implant prosthetic abutment, angled overdenture/External Abutment for Screw, 5.0 x 5mm, 15 Degree Angle, Dental implant prosthetic abutment, angled overdenture/BioHorizons Multi-unit 17° Angled Abutment for CONELOG,Ø3.3 x 2mm (GH),Type A, Dental implant prosthetic abutment, angled overdenture/BioHorizons Multi-unit 17° Angled Abutment for CONELOG,Ø 3.3 x 3mm (GH),Type A, Dental implant prosthetic abutment, angled overdenture/BioHorizons Multi-unit 17° Angled Abutment for CONELOG, Ø3.3 x4mm (GH), Type A, Dental implant prosthetic abutment, angled overdenture/BioHorizons Multi-unit 17° Angled Abutment for CONELOG,Ø3.8/4.3 x 2mm (GH), Type A, Dental implant prosthetic abutment, angled overdenture/BioHorizons Multi-unit 17° Angled Abutment for CONELOG, Ø3.8/4.3 x 3mm (GH), Type A, Dental implant prosthetic abutment, angled overdenture/BioHorizons Multi-unit 17° Angled Abutment for CONELOG, Ø3.8/4.3 x 4mm (GH), Type A, Dental implant prosthetic abutment, angled overdenture/BioHorizons Multi-unit 17° Angled Abutment for CONELOG, Ø3.3 x 2mm (GH),Type B, Dental implant prosthetic abutment, angled overdenture/BioHorizons Multi-unit 17° Angled Abutment for CONELOG, Ø3.3 x 3mm (GH),Type B, Dental implant prosthetic abutment, angled overdenture/BioHorizons Multi-unit 17° Angled Abutment for CONELOG, Ø3.3 x 4mm (GH),Type B, Dental implant prosthetic abutment, angled overdenture/BioHorizons Multi-unit 17° Angled Abutment for CONELOG, Ø3.8/4.3 x 2mm (GH), Type B, Dental implant prosthetic abutment, angled overdenture/BioHorizons Multi-unit 17° Angled Abutment for CONELOG, Ø3.8/4.3 x 3mm (GH), Type B, Dental implant prosthetic abutment, angled overdenture/BioHorizons Multi-unit 17° Angled Abutment for CONELOG, Ø3.8/4.3 x 4mm (GH), Type B, Dental implant prosthetic abutment, angled overdenture/BioHorizons Multi-unit 30° Angled Abutment for CONELOG, Ø3.3 x 2mm (GH),Type A, Dental implant prosthetic abutment, angled overdenture/BioHorizons Multi-unit 30° Angled Abutment for CONELOG, Ø3.3 x 3mm (GH),Type A, Dental implant prosthetic abutment, angled overdenture/BioHorizons Multi-unit 30° Angled Abutment for CONELOG, Ø3.3 x 4mm (GH),Type A, Dental implant prosthetic abutment, angled overdenture/BioHorizons Multi-unit 30° Angled Abutment for CONELOG,Ø3.8/4.3 x 2mm (GH), Type A, Dental implant prosthetic abutment, angled overdenture/BioHorizons Multi-unit 30° Angled Abutment for CONELOG, Ø3.8/4.3 x 3mm (GH), Type A, Dental implant prosthetic abutment, angled overdenture/BioHorizons Multi-unit 30° Angled Abutment for CONELOG, Ø3.8/4 3 x 4mm (GH), Type A, Dental implant prosthetic abutment, angled overdenture/BioHorizons Multi-unit 30° Angled Abutment for CONELOG, Ø3.3 x 2mm (GH),Type B, Dental implant prosthetic abutment, angled overdenture/BioHorizons Multi-unit 30° Angled Abutment for CONELOG, Ø3.3 x 3mm (GH),Type B, Dental implant prosthetic abutment, angled overdenture/BioHorizons Multi-unit 30° Angled Abutment for CONELOG, Ø3.3 x 4mm (GH),Type B, Dental implant prosthetic abutment, angled overdenture/BioHorizons Multi-unit 30° Angled Abutment for CONELOG,Ø3.8/4.3 x 2mm (G+B93H), Type B, Dental implant prosthetic abutment, angled overdenture/BioHorizons Multi-unit 30° Angled Abutment for CONELOG, Ø3.8/4.3 x 3mm (GH), Type B, Dental implant prosthetic abutment, angled overdenture/BioHorizons Multi-unit 30° Angled Abutment for CONELOG, Ø3.8/4.3 x 4mm (GH), Type B, Dental implant prosthetic abutment, angled overdenture/Internal 5.7mm Angled AFS, 15 Degree, Dental implant prosthetic abutment, angled overdenture/Internal 4.5mm Angled AFS, 15 Degree, Dental implant prosthetic abutment, angled overdenture/Internal 4.5mm Angled AFS, 25 Degree, Dental implant prosthetic abutment, angled overdenture/4.5mm Multi-unit Abutment, 17-degree, 2.25mm Collar, Dental implant prosthetic abutment, angled overdenture/4.5mm Multi-unit Abutment, 17-degree, 3mm Collar, Dental implant prosthetic abutment, angled overdenture/4.5mm Multi-unit Abutment, 17-degree, 4mm Collar, Dental Implant Prosthetic Abutment Devices, Dental implant prosthetic abutment screw /2mm Final Abutment Screw, Dental implant prosthetic abutment screw /1.25mm Final Abutment Screw, Dental implant prosthetic abutment screw /3.5mm Short Abutment Screw, for 7mm, Dental implant prosthetic abutment screw /External 3.5mm Abutment Screw, Dental implant prosthetic abutment screw /External 3.5mm Ceramic Abutment Screw, Dental implant prosthetic abutment screw /4/5/6mm Short Abutment Screw, for 7mm, Dental implant prosthetic abutment screw /External 4.0/5.0/6.Omm Abutment Screw, Dental implant prosthetic abutment screw /External 4.0/5.0/6.Omm Ceramic Abutment Screw, Dental implant prosthetic abutment screw /External Short Bar Ref. Coping Screw, AFS (5 pk), Dental implant prosthetic abutment screw /External 3.5mm Direct Pick-up Screw, Dental implant prosthetic abutment screw /External 4/5/6.Omm Direct Pick-up Screw, Dental implant prosthetic abutment screw /Cover Cap, Abutment for Screw, Dental implant prosthetic abutment screw /Screw (regular), Abutment for Screw (5 pack), Dental implant prosthetic abutment screw /Screw (long), Abutment for Screw (5 pk), Dental implant prosthetic abutment screw /Internal Abutment Screw, Dental implant prosthetic abutment screw /Internal Abutment Screw (pack of 25), Dental implant prosthetic abutment screw /Abutment Screw, Multi-unit Abutment, Dental implant prosthetic abutment screw /Abutment Screw, Multi-unit Abutment (pack of 25), Dental implant prosthetic abutment screw /Cover Cap, Multi-unit, Dental implant prosthetic abutment screw /Multi-unit Contoured Cover Cap (pack of 2), Dental implant prosthetic abutment screw /Prosthetic Screw, Multi-unit, Long (pack of 5), Dental implant prosthetic abutment screw /Prosthetic Screw, Multi-unit, Regular (pack of 5), Dental implant prosthetic abutment screw /Prosthetic Screw, Multi-unit, Regular, Dental implant prosthetic abutment screw /Prosthetic Screw, Multi-unit, Regular (pack of 25), Dental implant prosthetic abutment screw /Prosthetic Screw, Multi-unit, Small (pack of 5), Dental implant prosthetic abutment screw /Prosthetic Screw, Multi-unit, Small, Dental implant prosthetic abutment, overdenture attachment/Overdenture Ball Attachment Set, Dental implant prosthetic abutment, overdenture attachment/ODSecure Assortment Kit (2 pack), Dental implant prosthetic abutment, overdenture attachment/ODSecure Housing Cap (2 pack), Dental implant prosthetic abutment, overdenture attachment/ODSecure Retention Cap Insert (Clear)(Standard)(4 pack), Dental implant prosthetic abutment, overdenture attachment/ODSecure Retention Cap Insert (Pink)(Soft)(4 pack), Dental implant prosthetic abutment, overdenture attachment/ODSecure Retention Cap Insert (Violet)(Strong)(4 pack), Dental implant prosthetic abutment, overdenture attachment/ODSecure Retention Cap Insert (Yellow)(X-Soft)(4 pack), Dental implant prosthetic abutment, overdenture attachment/ODSecure Xtend Housing Cap (2 pack), Dental implant prosthetic abutment, overdenture abutment healing cap /Simple Solutions 5.7mm Healing Cap, 4.0mm, Dental implant prosthetic abutment, overdenture abutment healing cap /Simple Solutions 5.7mm Healing Cap, 5.5mm, Dental implant prosthetic abutment, overdenture abutment healing cap /Simple Solutions 4.5mm Healing Cap, 4.0mm, Dental implant prosthetic abutment, overdenture abutment healing cap /Simple Solutions 4.5mm Healing Cap, 5.5mm, Dental implant prosthetic abutment, overdenture abutment healing cap /Simple Solutions 3.5mm Healing Cap, 4.0mm, Dental implant prosthetic abutment, overdenture abutment healing cap /Simple Solutions 3.5mm Healing Cap, 5.5mm, Dental implant prosthetic abutment, straight overdenture/Internal 3.0mm Ball Abutment, 1mm Collar, Dental implant prosthetic abutment, straight overdenture/Internal 3.0mm Ball Abutment, 3mm Collar, Dental implant prosthetic abutment, straight overdenture/Internal 3.0mm, Ball Abutment, 5mm Collar, Dental implant prosthetic abutment, straight overdenture/3.0mm Multi-unit Abutment, Straight 1mm Collar, Dental implant prosthetic abutment, straight overdenture/3.0mm Multi-unit Abutment, Straight 2mm Collar, Dental implant prosthetic abutment, straight overdenture/3.0mm Multi-unit Abutment, Straight 2mm Collar with Laser-Lok, Dental implant prosthetic abutment, straight overdenture/3.0mm Multi-unit Abutment, Straight 3mm Collar, Dental implant prosthetic abutment, straight overdenture/3.0mm Multi-unit Abutment, Straight 3mm Collar with Laser-Lok, Dental implant prosthetic abutment, straight overdenture/ODSecure Abutment Internal Kit 3.0 Platform, Omm Cuff, Dental implant prosthetic abutment, straight overdenture/ODSecure Abutment Internal Kit 3.0 Platform, 1mm Cuff, Dental implant prosthetic abutment, straight overdenture/ODSecure Abutment Internal Kit 3.0 Platform, 2mm Cuff, Dental implant prosthetic abutment, straight overdenture/ODSecure Abutment Internal Kit 3.0 Platform, 3mm Cuff, Dental implant prosthetic abutment, straight overdenture/ODSecure Abutment Internal Kit 3.0 Platform, 4mm Cuff, Dental implant prosthetic abutment, straight overdenture/ODSecure Abutment Internal Kit 3.0 Platform, 5mm Cuff, Dental implant prosthetic abutment, straight overdenture/ODSecure Abutment Internal Kit 3.0 Platform, 6mm Cuff, Dental implant prosthetic abutment, straight temporary /Easy Ti Temp Abutment, 5.7mm, Hexed, Laser-Lok, Dental implant prosthetic abutment, straight temporary /Easy Ti Temp Abutment, 5.7mm, Non-hexed, Laser-Lok, Dental implant prosthetic abutment, straight temporary /5.7mm PEEK Temporary Cylinder, Hexed, Dental implant prosthetic abutment, straight temporary /5.7mm PEEK Temporary Cylinder, Non-Hexed, Dental implant prosthetic abutment, straight temporary /Internal 5.7 Plastic Temporary Abutment, Dental implant prosthetic abutment, straight temporary /Internal 5.7mm Titanium Temporary Abutment, Hexed, Dental implant prosthetic abutment, straight temporary /Internal 5.7mm Titanium Temporary Abutment, Non-hexed, Dental implant prosthetic abutment, straight temporary /4.5mm Custom Temporary Abutment, 1mm Height, Dental implant prosthetic abutment, straight temporary /4.5mm Custom Temporary Abutment, 1mm Height, Laser-Lok, Dental implant prosthetic abutment, straight temporary /4.5mm Custom Temporary Abutment, 3mm Height, Dental implant prosthetic abutment, straight temporary /4.5mm Custom Temporary Abutment, 3mm Height, Laser-Lok, Dental implant prosthetic abutment, straight temporary /Easy Ti Temp Abutment, 4.5mm, Hexed, Laser-Lok, Dental implant prosthetic abutment, straight temporary /Easy Ti Temp Abutment, 4.5mm, Non-hexed, Laser-Lok, Dental implant prosthetic abutment, straight temporary /4.5mm PEEK Temporary Cylinder, Hexed, Dental implant prosthetic abutment, straight temporary /4.5mm PEEK Temporary Cylinder, Non-Hexed, Dental implant prosthetic abutment, straight temporary /Internal 4.5 Plastic Temporary Abutment, Dental implant prosthetic abutment, straight temporary /Internal 4.5mm Titanium Temporary Abutment, Hexed, Dental implant prosthetic abutment, straight temporary/ Internal 4.5mm Titanium Temporary Abutment, Non-hexed, Dental implant prosthetic abutment, straight temporary/3.5mm Custom Temporary Abutment, 1mm Height, Dental implant prosthetic abutment, straight temporary/3.5mm Custom Temporary Abutment, 1 mm Height, Laser-Lok , Dental implant prosthetic abutment, straight temporary/3.5mm Custom Temporary Abutment, 3mm Height , Dental implant prosthetic abutment, straight temporary/3.5mm Custom Temporary Abutment, 3mm Height, Laser-Lok , Dental implant prosthetic abutment, straight temporary/Easy Ti Temp Abutment, 3.5mm, Hexed, Laser-Lok, Dental implant prosthetic abutment, straight temporary/Easy Ti Temp Abutment, 3.5mm, Non-hexed, Laser-Lok , Dental implant prosthetic abutment, straight temporary/3.5mm PEEK Temporary Cylinder, Hexed, Dental implant prosthetic abutment, straight temporary/3.5mm PEEK Temporary Cylinder, Non-Hexed, Dental implant prosthetic abutment, straight temporary/Internal 3.5 Plastic Temporary Abutment, Dental implant prosthetic abutment, straight temporary/Internal 3.5mm Titanium Temporary Abutment, Hexed , Dental implant prosthetic abutment, straight temporary/Internal 3.5mm Titanium Temporary Abutment, Non-hexed , Dental implant prosthetic abutment, straight temporary/3.0mm Two-piece Custom Temporary Abutment, 1 mm Height , Dental implant prosthetic abutment, straight temporary/3.0mm Custom Temporary Abutment, 1mm Height, Laser-Lok , Dental implant prosthetic abutment, straight temporary/3.0mm Two-piece Custom Temporary Abutment, 3mm Height , Dental implant prosthetic abutment, straight temporary/3.0mm Custom Temporary Abutment, 3mm Height, Laser-Lok, Dental implant prosthetic abutment, straight temporary/Easy Ti Temp Abutment, 3.0mm, Hexed, Laser-Lok, Dental implant prosthetic abutment, straight temporary/Easy Ti Temp Abutment, 3.0mm, Non-hexed, Laser-Lok, Dental implant prosthetic abutment, straight temporary/3.0mm PEEK Temporary Cylinder, Hexed, Dental implant prosthetic abutment, straight temporary/3.0mm PEEK Temporary Cylinder, Non-Hexed , Dental implant prosthetic abutment, straight temporary/3.0mm Plastic Temporary Abutment, Dental implant prosthetic abutment, straight temporary/3.0mm Titanium Temporary Abutment, Hexed, Dental implant prosthetic abutment, straight temporary/3.0mm Titanium Temporary Abutment, Non-hexed , Dental implant prosthetic abutment, overdenture attachment/O-Rings Black, Standard Retention (pack of 5) , Dental implant prosthetic abutment, overdenture attachment/O-Rings Red, Low Retention (pack of 5) , Dental implant prosthetic abutment, overdenture attachment/O-Ring Attachment Set, Dental implant prosthetic abutment, overdenture attachment/Clinical O-Ring, Silicone {pack of 12), Dental implant prosthetic abutment, overdenture attachment/O-Ring Encapsulator (pack of 2), Dental implant prosthetic abutment, overdenture attachment/O-ring Kit, Dental implant prosthetic abutment, overdenture attachment/Attachment Housings - Titanium (2 Pack) , Dental implant prosthetic abutment, overdenture attachment/Ball Attachment Set, Dental implant prosthetic abutment, overdenture attachment/Black Nylon Insert - Minimal Retention (2 pk), Dental implant prosthetic abutment, overdenture attachment/Green Nylon Insert, Clinical - Elastic (2 Pack), Dental implant prosthetic abutment, overdenture attachment/Pink Nylon Insert, Clinical - Soft (2 Pack), Dental implant prosthetic abutment, overdenture attachment/White Nylon Insert, Standard Retention (2 Pack), Dental implant prosthetic abutment, overdenture attachment/Yellow Nylon Insert-Extra Soft Reten.(2 pk), Dental implant prosthetic abutment, angled overdenture/4.5mm Multi-unit Abutment, 30-degree, 3mm Collar, Dental implant prosthetic abutment, angled overdenture/4.5mm Multi-unit Abutment, 30-degree, 4mm Collar, Dental implant prosthetic abutment, angled overdenture/4.5mm Multi-unit Abutment, 30-degree, 5mm Collar, Dental implant prosthetic abutment, angled overdenture/Internal 3.5mm Angled AFS, 17.5 Degree, Dental implant prosthetic abutment, angled overdenture/3.5mm Multi-unit Abutment, 17-degree, 2.25mm Collar, Dental implant prosthetic abutment, angled overdenture/3.5mm Multi-unit Abutment, 17-degree, 3mm Collar, Dental implant prosthetic abutment, angled overdenture/3.5mm Multi-unit Abutment, 17-degree, 4mm Collar, Dental implant prosthetic abutment, angled overdenture/3.5mm Multi-unit Abutment, 30-degree, 3mm Collar, Dental implant prosthetic abutment, angled overdenture/3.5mm Multi-unit Abutment, 30-degree, 4mm Collar, Dental implant prosthetic abutment, angled overdenture/3.5mm Multi-unit Abutment, 30-degree, 5mm Collar, Dental implant prosthetic abutment, angled overdenture/3.0mm Multi-unit Abutment, 17-degree, 2.25mm Collar, Dental implant prosthetic abutment, angled overdenture/3.0mm Multi-unit Abutment, 17-degree, 3mm Collar, Dental implant prosthetic abutment, angled overdenture/3.0mm Multi-unit Abutment, 30-degree, 3mm Collar, Dental implant prosthetic abutment, angled overdenture/3.0mm Multi-unit Abutment, 30-degree, 4mm Collar, Dental implant prosthetic abutment, angled temporary /Internal 4.5mm Plastic Angled Temporary Abutment (Regular Emergence), Dental implant prosthetic abutment, angled temporary /Internal 3.5mm Plastic Angled Temporary Abutment (Regular Emergence), Dental implant prosthetic abutment, angled temporary /Internal 3.0mm Plastic Angled Temporary Abutment (Regular Emergence), Dental implant prosthetic abutment, custom /3.45 x 1mm Custom Prepable Abutment, Dental implant prosthetic abutment, custom /4.0 x 1mm Custom Prepable Abutment, Dental implant prosthetic abutment, custom /5.0 x 1mm Custom Prepable Abutment, Dental implant prosthetic abutment, custom /Internal 5.7mm Bulk Prep Abutment, Dental implant prosthetic abutment, custom /Internal 5.7mm Laser-Lok Custom Ti Abutment, Dental implant prosthetic abutment, custom /5.7mm Custom Milled Abutment, Dental implant prosthetic abutment, custom /5.7mm Custom Milled Abutment, without screw (uses PXMUAS), Dental implant prosthetic abutment, custom /5.7mm Hybrid Abutment Base, Dental implant prosthetic abutment, custom /5.7mm Hybrid Abutment Base, 2mm Collar Height, Dental implant prosthetic abutment, custom /5.7mm Hybrid Abutment Base, Non-Hexed, Dental implant prosthetic abutment, custom /Internal 5.7mm Titanium Base Abutment, Dental implant prosthetic abutment, custom /Internal 5.7mm Laser-Lok Titanium Base Abutment, Dental implant prosthetic abutment, custom /Internal 4.5mm Bulk Prep Abutment, Dental implant prosthetic abutment, custom /Internal 4.5mm Laser-Lok Custom Ti Abutment, Dental implant prosthetic abutment, custom /4.5mm Custom Milled Abutment, Dental implant prosthetic abutment, custom /4.5mm Custom Milled Abutment, without screw (uses PXMUAS), Dental implant prosthetic abutment, custom /4.5mm Hybrid Abutment Base, Dental implant prosthetic abutment, custom /4.5mm Hybrid Abutment Base, 2mm Collar Height, Dental implant prosthetic abutment, custom /4.5mm Hybrid Abutment Base, Non-Hexed, Dental implant prosthetic abutment, custom /Internal 4.5mm Titanium Base Abutment, Dental implant prosthetic abutment, custom /Internal 4.5mm Laser-Lok Titanium Base Abutment, Dental implant prosthetic abutment, custom /Gold Coping, Abutment for Screw, Dental implant prosthetic abutment, custom /Internal 3.5mm Bulk Prep Abutment, Dental implant prosthetic abutment, custom /Plastic Coping, Abutment for Screw, Dental implant prosthetic abutment, custom /Gold Coping, Multi-unit, Dental implant prosthetic abutment, custom /Plastic Coping, Multi-unit, Dental implant prosthetic abutment, custom /Passive Fit Coping, Multi-unit, Dental implant prosthetic abutment, custom /Titanium Coping, Multi-unit, Dental implant prosthetic abutment, custom /Internal 3.5mm Laser-Lok Custom Ti Abutment, Dental implant prosthetic abutment, custom /3.5mm Custom Milled Abutment, Dental implant prosthetic abutment, custom /3.5mm Custom Milled Abutment, without screw (uses PXMUAS), Dental implant prosthetic abutment, custom /3.5mm Hybrid Abutment Base, Dental implant prosthetic abutment, custom /3.5mm Hybrid Abutment Base, 2mm Collar Height, Dental implant prosthetic abutment, custom /3.5mm Hybrid Abutment Base, Non-Hexed, Dental implant prosthetic abutment, custom /Internal 3.5mm Titanium Base Abutment, Dental implant prosthetic abutment, custom /Internal 3.5mm Laser-Lok Titanium Base Abutment, Dental implant prosthetic abutment, custom /Tissue Level 5.7mm Hybrid Abutment Base, Hexed, Dental implant prosthetic abutment, custom /Tissue Level 4.5mm Hybrid Abutment Base, Hexed, Dental implant prosthetic abutment, custom /Tissue Level 3.5mm Hybrid Abutment Base, Hexed, Dental implant prosthetic abutment, custom /3.0mm Custom Ti Abutment, Dental implant prosthetic abutment, custom /3.0mm Laser-Lok Custom Ti Abutment, Dental implant prosthetic abutment, custom /3.0mm Custom Milled Abutment, Dental implant prosthetic abutment, custom /3.0mm Custom Milled Abutment, without screw (uses PXMUAS), Dental implant prosthetic abutment, custom/ 3.0mm Hybrid Abutment Base, Dental implant prosthetic abutment, custom /3.0mm Hybrid Abutment Base, 2mm Collar Height, Dental implant prosthetic abutment, custom/3.0mm Hybrid Abutment Base, Non-Hexed, Dental implant prosthetic abutment, custom/3.0mm Titanium Base Abutment, Dental implant prosthetic abutment, custom/3.0mm Laser-Lok Titanium Base Abutment, Dental implant prosthetic abutment, custom cast /3.45mm Plastic Castable Abutment, Hexed, Dental implant prosthetic abutment, custom cast /4.0mm Hexed Plastic Cast Abutment, Dental implant prosthetic abutment, custom cast /4.0mm Non-hexed Plastic Cast Abutment, Dental implant prosthetic abutment, custom cast /3.5mm Plastic Custom Cast Abutment, Non-hexed, Dental implant prosthetic abutment, custom cast /3.5mm Plastic Custom Cast Abutment, Hexed, Dental implant prosthetic abutment, custom cast /3.5mm Gold/Plastic Cust. Cast Abutment, Hexed, Dental implant prosthetic abutment, custom cast /3.5mm Gold/Plastic Cust. Cast Abutment, Non-hexed, Dental implant prosthetic abutment, custom cast /4.0mm Plastic Custom Cast Abutment, Non-hexed, Dental implant prosthetic abutment, custom cast /4.0mm Plastic Custom Cast Abutment, Hexed, Dental implant prosthetic abutment, custom cast /4.0mm Gold/Plastic Cust. Cast Abutment, Hexed, Dental implant prosthetic abutment, custom cast /4.0mm Gold/Plastic Cust. Cast Abutment, Non-hexed, Dental implant prosthetic abutment, custom cast /5.0mm Plastic Custom Cast Abutment, Non-hexed, Dental implant prosthetic abutment, custom cast /5.0mm Plastic Custom Cast Abutment, Hexed, Dental implant prosthetic abutment, custom cast /5.0mm Gold/Plastic Cust. Cast Abutment, Hexed, Dental implant prosthetic abutment, custom cast /5.0mm Gold/Plastic Cust. Cast Abutment, Non-hexed, Dental implant prosthetic abutment, custom cast /6.0mm Plastic Custom Cast Abutment, Non-hexed, Dental implant prosthetic abutment, custom cast /6.0mm Plastic Custom Cast Abutment, Hexed, Dental implant prosthetic abutment, custom cast /6.0mm Gold/Plastic Cust. Cast Abutment, Hexed, Dental implant prosthetic abutment, custom cast /6.0mm Gold/Plastic Cust. Cast Abutment, Non-hexed, Dental implant prosthetic abutment, custom cast /5.0mm Hexed Plastic Cast Abutment, Dental implant prosthetic abutment, custom cast /5.0mm Non-hexed Plastic Cast Abutment, Dental implant prosthetic abutment, custom cast /Internal 5.7 Custom Cast Abutment, Hexed, Dental implant prosthetic abutment, custom cast /Internal 5.7 Custom Cast Abutment, Non-hexed, Dental implant prosthetic abutment, custom cast /5.7 Plastic Custom Cast Abutment, Hexed, Dental implant prosthetic abutment, custom cast /5.7 Plastic Custom Cast Abutment, Non-hexed, Dental implant prosthetic abutment, custom cast /Internal 4.5mm Custom Cast Abutment, Hexed, Dental implant prosthetic abutment, custom cast /Internal 4.5 Custom Cast Abutment, Non-hexed, Dental implant prosthetic abutment, custom cast /4.5 Plastic Custom Cast Abutment, Hexed, Dental implant prosthetic abutment, custom cast /4.5 Plastic Custom Cast Abutment, Non-hexed, Dental implant prosthetic abutment, custom cast /Internal 3.5 Custom Cast Abutment, Hexed, Dental implant prosthetic abutment, custom cast /Internal 3.5 Custom Cast Abutment, Non-hexed, Dental implant prosthetic abutment, custom cast /3.5 Plastic Custom Cast Abutment, Hexed, Dental implant prosthetic abutment, custom cast /3.5 Plastic Custom Cast Abutment, Non-hexed, Dental implant prosthetic abutment, custom cast /Tissue Level 5.7mm Custom Cast Abutment, Hexed, Dental implant prosthetic abutment, custom cast /Tissue Level 5.7mm Custom Cast Abutment, Non-Hexed, Dental implant prosthetic abutment, custom cast /Tissue Level 4.5mm Custom Cast Abutment, Hexed, Dental implant prosthetic abutment, custom cast /Tissue Level 4.5mm Custom Cast Abutment, Non-Hexed, Dental implant prosthetic abutment, custom cast /Tissue Level 3.5mm Custom Cast Abutment, Hexed, Dental implant prosthetic abutment, custom cast /Tissue Level 3.5mm Custom Cast Abutment, Non-Hexed, Dental implant prosthetic abutment, custom cast /3.0mm Custom Cast Abutment, Hexed, Dental implant prosthetic abutment, custom cast /3.0mm Custom Cast Abutment, Non-hexed, Dental implant prosthetic abutment, straight /External 3.5mm 3inOne Abutment, Hexed, Dental implant prosthetic abutment, straight /External 4.0mm 3inOne Abutment, Hexed, Dental implant prosthetic abutment, straight /External 5.0mm 3inOne Abutment, Hexed, Dental implant prosthetic abutment, straight /External 6.0mm 3inOne Abutment, Hexed, Dental implant prosthetic abutment, straight /External 3.5mm Straight Esthetic Abutment, Hexed, Dental implant prosthetic abutment, straight /External 4.0mm Straight Esthetic Abutment, Hexed, Dental implant prosthetic abutment, straight /External 5.0mm Straight Esthetic Abutment, Hexed, Dental implant prosthetic abutment, straight /External 3.5mm Titanium Abutment, Non-hexed, Dental implant prosthetic abutment, straight /External 3.5mm Titanium Abutment, Hexed, Dental implant prosthetic abutment, straight /External 4.0mm Titanium Abutment, Non-hexed, Dental implant prosthetic abutment, straight /External 4.0mm Titanium Abutment, Hexed, Dental implant prosthetic abutment, straight /External 5.0mm Titanium Abutment, Non-hexed, Dental implant prosthetic abutment, straight /External 5.0mm Titanium Abutment, Hexed, Dental implant prosthetic abutment, straight /BioHorizons Multi-unit Straight Abutment for CONELOG, Ø3.3 x 2mm (GH), Dental implant prosthetic abutment, straight /BioHorizons Multi-unit Straight Abutment for CONELOG, Ø3.3 x 3mm (GH), Dental implant prosthetic abutment, straight /BioHorizons Multi-unit Straight Abutment for CONELOG, Ø3.3 x 4mm (GH), Dental implant prosthetic abutment, straight /BioHorizons Multi-unit Straight Abutment for CONELOG, Ø3.8/4.3 x 2mm (GH), Dental implant prosthetic abutment, straight /BioHorizons Multi-unit Straight Abutment for CONELOG, Ø3.8/4.3 x 3mm (GH), Dental implant prosthetic abutment, straight /BioHorizons Multi-unit Straight Abutment for CONELOG, Ø3.8/4.3 x 4mm (GH), Dental implant prosthetic abutment, straight /Hybridge Restoration Kit, Dental implant prosthetic abutment, straight /Internal 5.7 plat Simp Sol Abut4.0 hgt, 0.8 Collar, Laser-Lok, Dental implant prosthetic abutment, straight /Internal 5.7 plat Simp Sol Abut4.0 hgt, 1.8 Collar, Laser-Lok, Dental implant prosthetic abutment, straight /Internal 5.7 plat Simp Sol Abut4.0 hgt, 2.8 Collar, Laser-Lok, Dental implant prosthetic abutment, straight /Internal 5.7 plat Simp Sol Abut 5.5 hgt, 0.8 Collar, Laser-Lok, Dental implant prosthetic abutment, straight /Internal 5.7 plat Simp Sol Abut 5.5 hgt, 1.8 Collar, Laser-Lok, Dental implant prosthetic abutment, straight /Internal 5.7 plat Simp Sol Abut 5.5 hgt, 2.8 Collar, Laser-Lok, Dental implant prosthetic abutment, straight /5.7mm Dual Purpose Contour Abutment, Dental implant prosthetic abutment, straight /Internal 5.7 Narrow Emergence Abutment, Dental implant prosthetic abutment, straight /Internal 5.7 Regular Emergence 3inOne Abutment, Dental implant prosthetic abutment, straight/ 5.7mm Straight Contour Abutment, Dental implant prosthetic abutment, straight /Internal 5.7mm Straight Esthetic Abutment, Dental implant prosthetic abutment, straight /Internal 5.7mm Straight Esthetic Abutment, 3mm Buccal, Dental implant prosthetic abutment, straight /Internal 5.7mm Straight Esthetic Abutment, 3mm Buccal, Laser-Lok, Dental implant prosthetic abutment, straight /Internal 5.7mm Straight Esthetic Abutment, Laser-Lok, Dental implant prosthetic abutment, straight /5.7mm Dual Purpose Abutment (Regular Emergence), Dental implant prosthetic abutment, straight /5.7mm Straight Abutment, 3mm Buccal, Dental implant prosthetic abutment, straight /Internal 4.5 plat Simp Sol Abut 4.0 hgt, 0.8 Collar, Laser-Lok, Dental implant prosthetic abutment, straight /Internal 4.5 plat Simp Sol Abut 4.0 hgt, 1.8 Collar, Laser-Lok, Dental implant prosthetic abutment, straight /Internal 4.5 plat Simp Sol Abut4.0 hgt, 2.8 Collar, Laser-Lok, Dental implant prosthetic abutment, straight /Internal 4.5 plat Simp Sol Abut 5.5 hgt, 0.8 Collar, Laser-Lok, Dental implant prosthetic abutment, straight /Internal 4.5 plat Simp Sol Abut 5.5 hgt, 1.8 Collar, Laser-Lok, Dental implant prosthetic abutment, straight /Internal 4.5 plat Simp Sol Abut 5.5 hgt, 2.8 Collar, Laser-Lok, Dental implant prosthetic abutment, straight /4.5mm Dual Purpose Contour Abutment, Dental implant prosthetic abutment, straight /Internal 4.5 Narrow Emergence Abutment, Dental implant prosthetic abutment, straight /Internal 4.5 Narrow Emergence Abutment, Laser-Lok, Dental implant prosthetic abutment, straight /Internal 4.5 Regular Emergence 3inOne Abutment, Dental implant prosthetic abutment, straight /4.5mm Straight Contour Abutment, Dental implant prosthetic abutment, straight /4.5mm Straight Contour Abutment (3mm buccal height), Dental implant prosthetic abutment, straight /Internal 4.5mm Straight Esthetic Abutment, Dental implant prosthetic abutment, straight /Internal 4.5mm Straight Esthetic Abutment, 3mm Buccal, Dental implant prosthetic abutment, straight /Internal 4.5mm Straight Esthetic Abutment, 3mm Buccal, Laser-Lok, Dental implant prosthetic abutment, straight /Internal 4.5mm Straight Esthetic Abutment, Laser-Lok, Dental implant prosthetic abutment, straight /4.5mm Dual | EURODENTA | 2024-03-05T00:00:00.000+01:00 | BioHorizons Implant Systems, Inc. 2300 Riverchase Center , Birmingham ,AL 35244 USA | PXPAS, 1031/2907, 2031/2907, 215-400, 223-313, 224-313, 225-313, 5031/2907, PBACA, PBAEA, PBAEAL, PBRAA, PBSAEA, PBSRAA, PGACA, PGAEA, PGAEAL, PGRAA, PGSAEA, PGSRAA, PYACA, PYAEA, PYAEAL, PYRAA, PYSAEA, PYSRAA, SBAA, SGAA, SYAA, TP3ACA, TP3AEA, TP3AEAL, TP3SAEA, AFS355-17, AFS405-15, AFS405-25, AFS505-15, BC2256.3320, BC2256.3330, BC2256.3340, BC2256.4320, BC2256.4330, BC2256.4340, BC2257.3320, BC2257.3330, BC2257.3340, BC2257.4320, BC2257.4330, BC2257.4340, BC2258.3320, BC2258.3330, BC2258.3340, BC2258.4320, BC2258.4330, BC2258.4340, BC2259.3320, BC2259.3330, BC2259.3340, BC2259.4320, BC2259.4330, BC2259.4340, PBAFS15, PGAFS15, PGAFS25, PGMU172, PGMU173, PGMU174, N/A, 2905, 2907, 130-050, 130-300, 130-400, 140-050, 140-300, 140-400, 222-110, 243-320, 244-320, PXABCC, PXABS, PXABSL, PXAS, PXAS25, PXMUAS, PXMUAS25, PXMUCC, PXMUCCC, PXMUPSL, PXMUPSR, PXMUPSR1, PXMUPSR25, PXMUPSS, PXMUPSS1, MBAS, ODS-CAK, ODS-HCPM, ODSRC-C, ODSRC-P, ODSRC-V, ODSRC-Y, ODS-XH, SBPHC40, SBPHC55, SGPHC40, SGPHC55, SYPHC40, SYPHC55, TP3BA1, TP3BA3, TP3BA5, TP3MU1, TP3MU2, TP3MU2L, TP3MU3, TP3MU3L, TP3ODSK0, TP3ODSK1, TP3ODSK2, TP3ODSK3, TP3ODSK4, TP3ODSK5, TP3ODSK6, PBETHL, PBETNL, PBPTC, PBPTCN, PBRTA, PBTTH, PBTTN, PGCTA1, PGCTAIL, PGCTA3, PGCTA3L, PGETHL, PGETNL, PGPTC, PGPTCN, PGRTA, PGTTH, PGTTN, PYCTA1, PYCTA1 L, PYCTA3, PYCTA3L, PYETHL, PYETNL, PYPTC, PYPTCN, PYRTA, PYTTH, PYTTN, TP3CTA1, TP3CTA1L, TP3CTA3, TP3CTA3L, TP3ETHL, TP3ETNL, TP3PTC, TP3PTCN, TP3TA, TP3TTH, TP3TTN, 2621, 2622, 260-100, 260-210, 260-300, 2620N, BCAHT, BCAS, BCIB, BCIG, BCIP, BCIW, BCIY, PGMU303, PGMU304, PGMU305, PYAFS17, PYMU172, PYMU173, PYMU174, PYMU303, PYMU304, PYMU305, TP3MU172, TP3MU173, TP3MU303, TP3MU304, PGRATA, PYRATA, TP3RATA, 10821/2907, 20821/2907, 50821/2907, PBBPA, PBBPAL, PBCMA, PBCMAX, PBHYB, PBHYB2, PBHYBN, PBTB, PBTBL, PGBPA, PGBPAL, PGCMA, PGCMAX, PGHYB, PGHYB2, PGHYBN, PGTB, PGTBL, PXABGC, PYBPA, PXABPC, PXMUGC, PXMUPC, PXMUPFC, PXMUTC, PYBPAL, PYCMA, PYCMAX, PYHYB, PYHYB2, PYHYBN, PYTB, PYTBL, SBHYB, SGHYB, SYHYB, TP3BPA, TP3BPAL, TP3CMA, TP3CMAX, TP3HYB, TP3HYB2, TP3HYBN, TP3TB, TP3TBL, 1022/2905, 2022/2905, 2023/2905, 233-210, 233-217, 233-227, 233-228, 234-210, 234-217, 234-227, 234-228, 235-210, 235-217, 235-227, 235-228, 236-210, 236-217, 236-227, 236-228, 5022/2905, 5023/2905, PBCAH, PBCAN, PBPCAH, PBPCAN, PGCAH, PGCAN, PGPCAH, PGPCAN, PYCAH, PYCAN, PYPCAH, PYPCAN, SBCAH, SBCAN, SGCAH, SGCAN, SYCAH, SYCAN, TP3CAH, TP3CAN, 203-311, 204-411, 205-511, 206-611, 223-314, 224-314, 225-314, 233-214, 233-215, 234-214, 234-215, 235-214, 235-215, BC2255.3320, BC2255.3330, BC2255.3340, BC2255.4320, BC2255.4330, BC2255.4340, HYBRIDGE, PB4008L, PB4018L, PB4028L, PB5508L, PB5518L, PB5528L, PBDPCA, PBNEA, PBREA, PBSCA, PBSEA, PBSEA3, PBSEA3L, PBSEAL, PBSREA, PBSSEA3, PG4008L, PG4018L, PG4028L, PG5508L, PG5518L, PG5528L, PGDPCA, PGNEA, PGNEAL, PGREA, PGSCA, PGSCA3, PGSEA, PGSEA3, PGSEA3L, PGSEAL, PGSREA, PGSSEA3, PY4008L, PY4018L, PY4028L, PY5508L, PY5518L, PY5528L, PYDPCA, PYNEA, PYNEAL, PYREA, PYSCA, PYSCA3, PYSEA, PYSEA3, PYSEA3L, PYSEAL, PYSREA, PYSSEA3, SBAP40, SBAP55, SGAP40, SGAP55, SYAP40, SYAP55, SYHYBXD, TP3DPCA, TP3SA, TP3SCA, TP3SCA3, TP3SEA, TP3SEA3, TP3SEA3L, TP3SEAL, TP3SSEA, TP3SSEA3, TP3WSEA3, TP3WSEA3L, 224-315, 225-315, 226-315, PBRCA, PGRCA, PYRCA, 263-002, 263-004, 263-006, 264-002, 264-004, 264-006, 265-002, 265-004, 265-006, AFS353, AFS354, AFS403, AFS404, AFS503, AFS504, C2273.3310, C2273.3320, C2273.3330, C2273.3340, C2273.3810, C2273.3820, C2273.3830, C2273.3840, C2273.3850, C2273.4310, C2273.4320, C2273.4330, C2273.4340, C2273.4350, C2273.5010, C2273.5020, C2273.5030, C2273.5040, C2273.5050, PBAFS1, PBAFS3, PBBA1, PBBA3, PBMU1, PBMU172, PBMU173, PBMU2, PBMU3, PBMU303, PBMU304, PBODSKO, PBODSK1, PBODSK2, PBODSK3, PBODSK4, PBODSKS, PBODSK6, PGAFS1, PGAFS3, PGAFS5, PGBA1, PGBA3, PGBAS, PGMU1, PGMU2, PGMU2L, PGMU3, PGMU3L, PGMU4, PGMU4L, PGMUS, PGODSKO, PGODSK1, PGODSK2, PGODSK3, PGODSK4, PGODSKS, PGODSK6, PXIFO, PYAFS1, PYAFS3, PYAFS | Klasa IIb, , Klasa IIa | Pajisje mbeshtetese te protezave te implanteve dentare, N/A | Pajisje dentare
16091 | Model B31060 Connector Plug Kit | O.E.S DISTRIMED | 2024-03-04T00:00:00.000+01:00 | Medtronic, Inc. 710 Medtronic Parkway Minneapolis MN 55432 USA | B31060 | Klasa III | Aksesor,spine qe perdoret per te mbuluar nje prize te papedorur të neurostimulatorit dy kanalesh | Pajisje nje perdorimeshe
16118 | lntraSpin centrifuge, instruments, & ancillary items, Centrifuge/lntraSpin Centrifuge, 110 volts , Centrifuge/lntraSpin Centrifuge, 220 volts, Centrifuge instruments/Dual Biomaterial Carrier Spatula, Centrifuge instruments/Dual Biomaterial Packer, Centrifuge instruments/Surgical Tissue Forceps , Centrifuge ancillary items/lntraSpin Fuse 110v, Centrifuge ancillary items/lntraSpin Fuse 220v, Centrifuge ancillary items/Intra Spin Hex Keys, 110v & 220v, Centrifuge ancillary items/lntraSpin Power Cord, 110v , Centrifuge ancillary items/lntraSpin Power Cord, 220v, Centrifuge ancillary items/Intra Spin Rotor, 110v & 220v, Centrifuge ancillary items/lntraSpin Tube Holder Replacement | EURODENTA | 2024-03-05T00:00:00.000+01:00 | BioHorizons Implant Systems, Inc. 2300 Riverchase Center , Birmingham ,AL 35244 USA | N/A, IS110Z, IS220Z, BDBCZ, BDBPZ, BSTFZ, BFUSE110Z, BFUSE220Z, BHEXZ, BPOWER110Z, BPOWER220Z, BROTORZ, BTUBEHOLDZ | , Klasa I, Klasa IIa | N/A, Centrifuge IntraSpin, instrumente dhe mjete ndihmese | Pajisje dentare
16119 | Parietex™ Hydrophylic 2D Mesh, Parietex™ Hydrophylic 3D Mesh, Parietex™ Hydrophylic Anatomical Mesh | O.E.S DISTRIMED | 2024-03-04T00:00:00.000+01:00 | Sofradim Production 116 avenue du Formans 01600 Trevoux France | TEC1309, TEC1510, TEC1515, TEC2020, TEC3030, TECR1410O, TECR1510, TECR1515, TECR3030, TECR1004D, TEC1410P5, TECR1410DP2, TET1309, TET1510, TET1515, TET2020, TET3030, TET1309D, TECT1309AR, TECT1309AL, TECT1510AR, TECT1510AL, TECT1612AR, TECT1612AL, TECT1510ADPR, TECT1510ADPL, TECT1510ADP2R, TECT1510ADP2L | Klasa III | Mesha hidrofilike per riforcim te indeve te murit abdominal | Pajisje nje perdorimeshe
16080 | EEG Sensor, RD SedLine EEG, RD SedLine EEG sensor, Ped, RD SedLine Pediatric Training | Farma Net Albania | 2024-03-21T00:00:00.000+01:00 | Masimo Corporation 52 Discovery, Irvine, CA 92618, USA | 2479, 4248, 4329, 4549, 4316, 2480, 3637, 4298 | Klasa I | The SedLine sensor electrodes are applied directly to the | Pajisje anestezie dhe respiratore
| Kit, RD SedLine Training Kit, SedLine Patient Cable, RD SedLine | [5 empty] | patient's skin to enable recording of the electrophysiologic signals
(such as EEG)., The SedLine patient cables have the same indications for use as the sensors.
16120 | Adhesive Abutments, Esthetic CAD/CAM 58710, Esthetic CAD/CAM 58711, Esthetic CAD/CAM 58712, Esthetic CAD/CAM 58713, Esthetic CAD/CAM 58714, Esthetic CAD/CAM 58715, Esthetic CAD/CAM 58716, Esthetic CAD/CAM 58717, Esthetic CAD/CAM 58718, Esthetic CAD/CAM 58719, Esthetic CAD/CAM 58720, Esthetic CAD/CAM 58721, Esthetic CAD/CAM 58722, Esthetic CAD/CAM 58723, Esthetic CAD/CAM 58724, Esthetic CAD/CAM 58725, Esthetic CAD/CAM 58726, Esthetic CAD/CAM 58727, Esthetic CAD/CAM 58728, Esthetic CAD/CAM 58729, Esthetic CAD/CAM 58730, Esthetic CAD/CAM 58731, Esthetic CAD/CAM 58732, Esthetic CAD/CAM 58733, Esthetic CAD/CAM 58734, Esthetic CAD/CAM 58735, Esthetic CAD/CAM 58736, Esthetic CAD/CAM 58737, Esthetic CAD/CAM 58738, Esthetic CAD/CAM 58739, Esthetic CAD/CAM 58740, Esthetic CAD/CAM 58741, Esthetic CAD/CAM 58742, Esthetic CAD/CAM 58743, Esthetic CAD/CAM 58744, Esthetic CAD/CAM 58745, Esthetic CAD/CAM 58746, Esthetic CAD/CAM 58747, Esthetic CAD/CAM 58748, Esthetic CAD/CAM 58749, Esthetic CAD/CAM 58750, Esthetic CAD/CAM 58751, Esthetic CAD/CAM 58752, Esthetic CAD/CAM 58753, Esthetic CAD/CAM 58754, Esthetic CAD/CAM 58755, Esthetic CAD/CAM 58756, Esthetic CAD/CAM 58757, Esthetic CAD/CAM 58758, Esthetic CAD/CAM 58759, Esthetic CAD/CAM 58760, Esthetic CAD/CAM 58761, Esthetic CAD/CAM 58762, Esthetic CAD/CAM 58763, Esthetic CAD/CAM 58764, Esthetic CAD/CAM 58765, Esthetic CAD/CAM 58766, Esthetic CAD/CAM 58767, Esthetic CAD/CAM 58768, Esthetic CAD/CAM 58769, Esthetic CAD/CAM 58770, Esthetic CAD/CAM 58771, Esthetic CAD/CAM 58772, Esthetic CAD/CAM 58773, Esthetic CAD/CAM 58774, Esthetic CAD/CAM 58775, Esthetic CAD/CAM 58776, Esthetic CAD/CAM 58777, Esthetic CAD/CAM 58778, Esthetic CAD/CAM 58779, Esthetic CAD/CAM 58780, Esthetic CAD/CAM 58781, Esthetic CAD/CAM 58782, Esthetic CAD/CAM 58783, Esthetic CAD/CAM 58784, Esthetic CAD/CAM 58785, Esthetic CAD/CAM 58786, PScrew Esthetic CAD/CAM 58787 | Dorina Mele CO | 2024-03-11T00:00:00.000+01:00 | BEGO Implant Systems GmbH & Co. KG, Wilhelm-Herbst-Str. 1, 28359 Bremen, Deutschland | N/A, 58710, 58711, 58712, 58713, 58714, 58715, 58716, 58717, 58718, 58719, 58720, 58721, 58722, 58723, 58724, 58725, 58726, 58727, 58728, 58729, 58730, 58731, 58732, 58733, 58734, 58735, 58736, 58737, 58738, 58739, 58740, 58741, 58742, 58743, 58744, 58745, 58746, 58747, 58748, 58749, 58750, 58751, 58752, 58753, 58754, 58755, 58756, 58757, 58758, 58759, 58760, 58761, 58762, 58763, 58764, 58765, 58766, 58767, 58768, 58769, 58770, 58771, 58772, 58773, 58774, 58775, 58776, 58777, 58778, 58779, 58780, 58781, 58782, 58783, 58784, 58785, 58786, 58787 | Klasa IIb | Lidhes metalik qe vendoset ne implantin dentar per te bere lidhjen me kuroren | Pajisje dentare
15985 | CAD Positioner, Esthetic CADP 58848, Esthetic CADP 58849, Esthetic CADP 58850, Esthetic CADP 58851, Esthetic CADP 58852, Esthetic CADP 58853, Esthetic CADP 58854, Esthetic CADP 58855, Esthetic CADP 58856, Esthetic CADP 58857, Esthetic CADP 58858 | Dorina Mele CO | 2024-03-11T00:00:00.000+01:00 | BEGO Implant Systems GmbH & Co. KG, Wilhelm-Herbst-Str. 1, 28359 Bremen, Deutschland | N/A, 58848, 58849, 58850, 58851, 58852, 58853, 58854, 58855, 58856, 58857, 58858 | Klasa I | Instrument per pozicionimin e implanteve dentare | Pajisje dentare
15986 | Impression Sets, Esthetic OTI 58923, Esthetic OTI 58925, Esthetic OTI 58926, Esthetic OTI 58927, Esthetic OTI 58928, Esthetic OTI 58929, Esthetic OTI 58930, Esthetic OTI 58931, Esthetic OTI 58932, Esthetic OTI 58933, Esthetic OTI 58934, Esthetic CTI 58941, Esthetic CTI 58942, Esthetic CTI 58943, Esthetic CTI 58944, Esthetic CTI 58945, Esthetic CTI 58946, Esthetic CTI 58947, Esthetic CTI 58948, Esthetic CTI58949, Esthetic CTI 58950, Esthetic CTI 58951, Esthetic CTI 58952 | Dorina Mele CO | 2024-03-11T00:00:00.000+01:00 | BEGO Implant Systems GmbH & Co. KG, Wilhelm-Herbst-Str. 1, 28359 Bremen, Deutschland | N/A, 58923, 58924, 58925, 58926, 58927, 58928, 58929, 58930, 58931, 58932, 58933, 58934, 58941, 58942, 58943, 58944, 58945, 58946, 58947, 58948, 58949, 58950, 58951, 58952 | Klasa I | Material per marrje mase | Pajisje dentare
15974 | Dental Implant Instrument Devices, Dental implant impression device/Titanium Base Block-out Screw, Dental implant instrument, manual/Clean-out Tap Tool, Dental implant instrument, manual/Guided Surgery Depth Stop Handle, Dental implant instrument, manual/Guided Surgery Fixation Pin , Dental implant instrument, manual/Guided Surgery Grey Implant Driver, Dental implant instrument, manual/Guided Surgery Yellow Implant Driver, Dental implant instrument, manual/.050 Hex Driver, 4mm Square, Long , Dental implant instrument, manual/.050 Hex Driver, 4mm Square, Short, Dental implant instrument, manual/.050 Hex Driver, Manual , Dental implant instrument, manual/Hand Wrench , Dental implant instrument, manual/Grey Implant Driver, 4mm Square, Regular , Dental implant instrument, manual/Yellow Implant Driver, 4mm Square, Regular, Dental implant instrument, manual/Multi-unit Manual Hex Adapter , Dental implant instrument, manual/Multi-unit 4mm Square Hex Adapter, Dental implant instrument, manual/Straight Parallel Pin, Dental implant instrument, manual/Ratchet , Dental implant instrument, manual/Ratchet and Hand Wrench Extender, Dental implant surgical drill guide/Drill Guide, Green, 2.5mm Drill , Dental implant surgical drill guide/Drill Guide, Green, 3.2mm Drill, Dental implant surgical drill guide/Drill Guide, Green, 3.7mm Drill , Dental implant surgical drill guide/Drill Guide, Green, 4.1 mm Drill, Dental implant surgical drill guide/Drill Guide, Green, 4.5mm Drill , Dental implant surgical drill guide/Drill Guide, Yellow, 2.5mm Drill , Dental implant surgical drill guide/Drill Guide, Yellow, 2.8mm Drill, Dental implant surgical drill guide/Drill Guide, Yellow, 3.2mm Drill | EURODENTA | 2024-03-05T00:00:00.000+01:00 | BioHorizons Implant Systems, Inc. 2300 Riverchase Center , Birmingham ,AL 35244 USA | N/A, TB-BS, CTT, GS-DH, GS-FP, GS-GY-ID, GS-YW-ID, HD-4MML, HD-4MMS, HD-MAN, HW-4MM, ID-GY-4MM, ID-YW-4MM, MU-HAM, MU-HAR, PP-2025, R-4MM, RE-4MM, DG-GN-25, DG-GN-32, DG-GN-37, DG-GN-41, DG-GN-45, DG-YW-25, DG-YW-28, DG-YW-32 | , Klasa I | N/A, Instrumente per implante dentare | Pajisje dentare
16102 | Dental Implants & Dental Implant Surgical Healing, Endosseous dental implants/Fusion 3.3 x 10.5mm Implant, Grey Platform, Ossean, Blossom, Endosseous dental implants/Fusion 3.3 x 12mm Implant, Grey Platform, Ossean, Blossom, Endosseous dental implants/Fusion 3.3 x 15mm Implant, Grey Platform, Ossean, Blossom, Endosseous dental implants/Fusion 3.8 x 9mm Implant, Grey Platform, Ossean, Blossom, Endosseous dental implants/Fusion 3.8 x 10.5mm Implant, Grey Platform, Ossean, Blossom, Endosseous dental implants/Fusion 3.8 x 12mm Implant, Grey Platform, Ossean, Blossom, Endosseous dental implants/Fusion 3.8 x 15mm Implant, Grey Platform, Ossean, Blossom, Endosseous dental implants/Fusion 4.2 x 9mm Implant, Yellow Platform, Ossean, Blossom, Endosseous dental implants/Fusion 4.2 x 10.5mm Implant, Yellow Platform, Ossean, Blossom, Endosseous dental implants/Fusion 4.2 x 12mm Implant, Yellow Platform, Ossean, Blossom, Endosseous dental implants/Fusion 4.2 x 15mm Implant, Yellow Platform, Ossean, Blossom, Endosseous dental implants/Fusion 5.0 x 7.5mm Implant, Yellow Platform, Ossean, Blossom, Endosseous dental implants/Fusion 5.0 x 9mm Implant, Yellow Platform, Ossean, Blossom, Endosseous dental implants/Fusion 5.0 x 10.5mm Implant, Yellow Platform, Ossean, Blossom, Endosseous dental implants/Fusion 5.0 x 12mm Implant, Yellow Platform, Ossean, Blossom, Endosseous dental implants/Fusion 5.0 x 15mm Implant, Yellow Platform, Ossean, Blossom, Endosseous dental implant surgical healing abutments/Grey Healing Abutment, Narrow, 3mm Height, Endosseous dental implant surgical healing abutments/Grey Healing Abutment, Narrow, 5mm Height, Endosseous dental implant surgical healing abutments/Grey Healing Abutment, Regular, 3mm Height, Endosseous dental implant surgical healing abutments/Grey Healing Abutment, Regular, 5mm Height, Endosseous dental implant surgical healing abutments/Yellow Healing Abutment, Regular, 3mm Height, Endosseous dental implant surgical healing abutments/Yellow Healing Abutment, Regular, 5mm Height, Endosseous dental implant surgical healing abutments/Yellow Healing Abutment, Wide, 3mm Height, Endosseous dental implant surgical healing abutments/Yellow Healing Abutment, Wide, 5mm Height, Endosseous dental implant surgical healing cover caps/Grey Cover Screw, Endosseous dental implant surgical healing cover caps/Yellow Cover Screw | EURODENTA | 2024-03-05T00:00:00.000+01:00 | BioHorizons Implant Systems, Inc. 2300 Riverchase Center , Birmingham ,AL 35244 USA | N/A, IL-3310, IL-3312, IL-3315, IL-3809, IL-3810, IL-3812, IL-3815 , IL-4209, IL-4210, IL-4212, IL-4215, IL-5007, IL-5009, IL-5010, IL-5012, IL-5015, HA-GY-N3, HA-GY-N5, HA-GY-R3, HA-GY-R5, HA-YW-R3, HA-YW-R5, HA-YW-W3, HA-YW-W5, CS-GY, CS-YW | , Klasa IIb | N/A, Implante dentare dhe trajtimi sherues kirurgjikal I implantit dentar | Pajisje dentare
15987 | Dental Implant Class I Devices/Intra-Lock Surgical Tray, Dental Implant Class I Devices/Intra-Lock Guided Tray, Dental Implant Class I Devices/Intra-Lock Prosthetic Tray , Dental Implant Class I Devices/3.5mm Direct Pick-up Coping, Non-hexed, Dental Implant Class I Devices/3.5mm Direct Pick-up Coping, Hexed, Dental Implant Class I Devices/4.0mm Direct Pick-up Coping, Non-hexed , Dental Implant Class I Devices/4.0mm Direct Pick-up Coping, Hexed , Dental Implant Class I Devices/5.0mm Direct Pick-up Coping, Non-hexed, Dental Implant Class I Devices/5.0mm Direct Pick-up Coping, Hexed, Dental Implant Class I Devices/6.0mm Direct Pick-up Coping, Non-hexed, Dental Implant Class I Devices/6.0mm Direct Pick-up Coping, Hexed , Dental Implant Class I Devices/3.45mm Transfer Coping, Dental Implant Class I Devices/4.0mm Transfer Coping , Dental Implant Class I Devices/5.0mm Transfer Coping , Dental Implant Class I Devices/Overdenture Impression Coping (2 pack) , Dental Implant Class I Devices/Grey Impression Coping, Open Tray, Regular, Hexed, Dental Implant Class I Devices/Grey Impression Coping, Open Tray, Regular, Non-hexed , Dental Implant Class I Devices/Yellow Impression Coping, Open Tray, Narrow, Non-hexed, Dental Implant Class I Devices/Yellow Impression Coping, Open Tray, Regular, Hexed , Dental Implant Class I Devices/Yellow Impression Coping, Open Tray, Wide, Hexed , Dental Implant Class I Devices/Impression Coping Screw , Dental Implant Class I Devices/Impression Coping Screw, Long , Dental Implant Class I Devices/Multi-unit Direct Pick-up Coping, Dental Implant Class I Devices/Multi-unit Indirect Transfer Coping, Dental Implant Class I Devices/Contour Abutment, Ball-top Screw, Dental Implant Class I Devices/Titanium Base Waxing Sleeve (pack of 3) , Dental Implant Class I Devices/External 3.5mm Implant Analog , Dental Implant Class I Devices/External 4.0mm Implant Analog, Dental Implant Class I Devices/External 5.0mm Implant Analog , Dental Implant Class I Devices/External 6.0mm Implant Analog , Dental Implant Class I Devices/Internal 5. 7 Ball Abutment Analog , Dental Implant Class I Devices/Internal 3.5/4.Smm Ball-Top Abutment Analog , Dental Implant Class I Devices/Internal 3.0mm Ball-top Abutment Analog , Dental Implant Class I Devices/Multi-unit Abutment Replica, Dental Implant Class I Devices/Multi-unit Protection Analog (pack of 5) , Dental Implant Class I Devices/Overdenture Analog (2 pack), Dental Implant Class I Devices/Grey Implant Analog , Dental Implant Class I Devices/Yellow Implant Analog , Dental Implant Class I Devices/Guided Surgery Disposable Depth Stop , Dental Implant Class I Devices/Fixation Pin Sleeve (pack of 10) , Dental Implant Class I Devices/Guided Cylinder, Pilot (pack of 10) , Dental Implant Class I Devices/Guided Cylinder, Yellow (pack of 10), Dental Implant Class I Devices/Guided Cylinder, Green (pack of 10), Dental Implant Class I Devices/Overdenture Increased Angle Lab Processing Insert (4 pack) , Dental Implant Class I Devices/Overdenture Lab Process Insert (Black) (4 Pack) , Dental Implant Class I Devices/Overdenture Castable Male (2 pack) , Dental Implant Class I Devices/Multi-unit Angled Abutment Carrier (pack of 3) , Dental Implant Class I Devices/Overdenture Block-Out Spacer (4 pack) , Dental Implant Class I Devices/Overdenture Cap Insert/Extractor Tool, Dental Implant Class I Devices/Grey Polishing Protector, Single Use, Dental Implant Class I Devices/Yellow Polishing Protector, Single Use , Dental Implant Class I Devices/Round Stainless-Steel Bowl, Dental Implant Class I Devices/Surgical Curved Scissors , Dental Implant Class I Devices/Rectangular Stainless-Steel Bowl , Dental Implant Class I Devices/Xpression Box, Dental Implant Class I Devices/Guided Surgery Drill Guide Handle , Dental Implant Class I Devices/Piston for Xpression Box , Dental Implant Class I Devices/Grey Snap Scan Body, 8mm Height , Dental Implant Class I Devices/Grey Snap Scan Body, 11mm Height, Dental Implant Class I Devices/Yellow Snap Scan Body, 8mm Height, Dental Implant Class I Devices/Yellow Snap Scan Body, 11mm Height | EURODENTA | 2024-03-11T00:00:00.000+01:00 | BioHorizons Implant Systems, Inc. 2300 Riverchase Center , Birmingham ,AL 35244 USA | IL-ST, IL-GT , IL-PT, 243-321, 243-331, 244-321, 244-331, 245-321, 245-331, 246-321, 246-331, 1430/2021, 2430/2021, 5430/2021, OD-IC, IC-GY-ORH, IC-GY-ORN, IC-YW-ONN, IC-YW-ORH, IC-YW-OWH, IC-S, IC-SL, MU-DC, MU-IC, CA-BS, TB-WS, 293-000, 294-000, 295-000, 296-000, PBBAA, PYGBAA, TP3BAA, MU-AR , MU-PA , OD-A, IA-GY, IA-YW, GS-DDS, GS-FPS, GS-GC-P, GS-GC-YW, GS-GC-GN, OD-IAPI, OD-PI-B, OD-CM, MU-AAC, OD-BOS, OD-CT, PP-GY-SU, PP-YW-SU, BRSSMTZ, BSCSZ, BSSSMTZ, CTRZ, GS-DGH, PXBZ, SB-GY-8, SB-GY-11, SB-YW-8, SB-YW-11 | Klasa I | Pajisje per implante dentare | Pajisje dentare
16103 | ParietexTM Composite Parastomal Mesh | O.E.S DISTRIMED | 2024-03-11T00:00:00.000+01:00 | Sofradim Production 116 avenue du Formans 01600 Trevoux France | PCOPM15H35, PCOPM15H50 | Klasa III | Mesh parastomale per riparimin e hernies | Pajisje nje perdorimeshe
16014 | Mobile Radiographic Units | BIOMETRIC ALBANIA | 2024-03-11T00:00:00.000+01:00 | BMI Biomedical International s.r.l. - Adresa: Via E. Fermi, 52 Q/R, 24035 - Curno (BG) - Italy | JOLLY 30 Plus DR (BM6005DR (115V); BM6002DR (230V) | Klasa IIb | Njesi Radiografike e levizshme | Produkte per institucione te kujdesit shendetesor
16104 | Contact Wolrd, Contact Lite, Contact Lite Comfort, Format C Plus, Ultra Performance E, Ultra P)erformance A, Superior, Exellence, Ultimate Comfort, Aria, Aria Smart Ritter R400, Ritter R400 Smart | Diamant Plus | 2024-03-11T00:00:00.000+01:00 | Ritter Concept GmbH - Freirburger Strasse 45, 88400 Biberach, Germany | n/a | Klasa IIa | Poltrone dentare | Pajisje dentare
16105 | X0016,LIAISON XL CUVETTES | AESKULAP | 2024-03-12T00:00:00.000+01:00 | DiaSorin Italia S.p.A,Via Crescentino, snc,13040 Saluggia (VC),Italy | X0016,LIAISON XL CUVETTES | In vitro | Material konsiumi kuveta per pajisje laboratorike | Pajisje laboratori
16048 | Curasept Biosmalto Toothpaste Sensitive Teeth 75 ml (CS02370) | F A R M A T E CH | 2024-03-13T00:00:00.000+01:00 | Curasept S.p.A. Via G.Parini 19, 21047 Saronno (VA) - Italy | CS02370 | Klasa I | Paste dhembesh per dhembe te ndjeshem | Tjeter
16015 | Reusable Value Bulb Electrode 6/set, Clamp Limb AHA Value 4/set, Clamp Limb IEC Value 4/set | MONTAL | 2024-03-11T00:00:00.000+01:00 | SHENZHEN LAUNCH ELECTRICAL CO. LTD. BUILDING F, ZHONGGANGXING INDUSTRIAL ESTATE ZHANGGE COMMUNITY, GUANIAN STREET, LONGHUA NEW DISTRICT, SHENZHEN 518110, CHINA | 2104783-001, 2104784-001, 2104785-001 | Klasa I | Elektroda te riperdorshme per elektrokardiograf ne formen e nje bulbi me vakum per perdorim ne pjesen e kraharorit te pacientit. Set prej 6 cope, Elektroda te riperdorshme per elektrokardiograf të standardit AHA ne formen e nje kapseje qe vendoset ne gjymtyret e pacientit. Set pre 4 cope, Elektroda te riperdorshme per elektrokardiograf të standardit IEC ne formen e nje kapseje qe vendoset ne gjymtyret e pacientit. Set pre 4 cope | Instrumenta shumeperdorimeshe
16049 | Curasept Biosmalto Caries, Erosion &amp; Abrasion Toothpaste (CS-02350) | F A R M A T E CH | 2024-03-13T00:00:00.000+01:00 | Curasept S.p.A. Via G.Parini 19, 21047 Saronno (VA) - Italy | CS02350 | Klasa I | Paste dhembesh per mbrojtjen e dhembeve nga kariesi,erozioni dhe abrazioni | Tjeter
16050 | Curasept Biosmalto Caries, Erosion &amp; Abrasion Mouthwash (CS-02353) | F A R M A T E CH | 2024-03-13T00:00:00.000+01:00 | Curasept S.p.A. Via G.Parini 19, 21047 Saronno (VA) - Italy | CS02353 | Klasa I | Shpelares goje per mbrojtjen nga kariesi, erozioni dhe abrazioni | Tjeter
15988 | Dental Implant Class I Devices /Guided Surgery Tray, Dental Implant Class I Devices /Drill Block, 12-Position, Dental Implant Class I Devices /Prosthetic Tray, Small, Dental Implant Class I Devices /Prosthetic Instrumentation Tray, Dental Implant Class I Devices /Tapered Short Guided Tray, Dental Implant Class I Devices /Tapered Internal HD Surgical Tray, Dental Implant Class I Devices /Tapered HD Plate, Dental Implant Class I Devices /ODSecure Impression Coping (2 pack), Dental Implant Class I Devices /5.7mm Narrow Direct Pick-up Coping, Hexed, Dental Implant Class I Devices /5.7mm Narrow Direct Pick-up Coping, Non-hexed, Dental Implant Class I Devices /5.7mm Narrow Indirect Scoop Coping, Dental Implant Class I Devices /Snap Coping, 5.7mm, Narrow, Dental Implant Class I Devices /PEEK Scan Abutment, 5.7mm, Dental Implant Class I Devices /5.7mm Regular Direct Pick-up Coping, Hexed, Dental Implant Class I Devices /5.7mm Regular Indirect Scoop Coping, Dental Implant Class I Devices /Snap Coping, 5.7mm, Regular, Dental Implant Class I Devices /Snap Scan Body, 5.7mm, Dental Implant Class I Devices /5.7mm Snap Scan Body, 11mm, Dental Implant Class I Devices /5.7mm Snap Scan Body, 8mm, Dental Implant Class I Devices /4.5mm Narrow Direct Pick-up Coping, Hexed, Dental Implant Class I Devices /4.5mm Narrow Direct Pick-up Coping, Non-hexed, Dental Implant Class I Devices /4.5mm Narrow Indirect Scoop Coping, Dental Implant Class I Devices /Snap Coping, 4.5mm, Narrow, Dental Implant Class I Devices /PEEK Scan Abutment, 4.5mm, Dental Implant Class I Devices /4.5mm Regular Direct Pick-up Coping, Hexed, Dental Implant Class I Devices /4.5mm Regular Indirect Scoop Coping, Dental Implant Class I Devices /Snap Coping, 4.5mm, Regular, Dental Implant Class I Devices /Snap Scan Body, 4.5mm, Dental Implant Class I Devices /4.5mm Snap Scan Body, 11mm, Dental Implant Class I Devices /4.5mm Snap Scan Body, 8mm, Dental Implant Class I Devices /Internal 4.5 Wide Direct Pick-up Coping, Hexed, Dental Implant Class I Devices /4.5mm Wide Indirect Scoop Coping, Dental Implant Class I Devices /Snap Coping, 4.5mm, Wide, Dental Implant Class I Devices /Internal Ball-top Screw, Dental Implant Class I Devices /Internal Direct Coping Screw, Dental Implant Class I Devices /Internal Direct Coping Screw, Extra Long, Dental Implant Class I Devices /Internal Direct Coping Screw, Shallow Hex, Dental Implant Class I Devices /Multi-unit Direct Pick-up Coping, Dental Implant Class I Devices /Indirect Transfer Coping, Multi-unit, Dental Implant Class I Devices /Indirect Scoop Coping Screw, Dental Implant Class I Devices /3.5mm Narrow Direct Pick-up Coping, Hexed, Dental Implant Class I Devices /3.5mm Narrow Direct Pick-up Coping, Non-hexed, Dental Implant Class I Devices /3.5mm Narrow Indirect Scoop Coping, Dental Implant Class I Devices /Snap Coping, 3.5mm, Narrow, Dental Implant Class I Devices /PEEK Scan Abutment, 3.5mm, Dental Implant Class I Devices /3.5mm Regular Direct Pick-up Coping, Hexed, Dental Implant Class I Devices /3.5mm Regular Indirect Scoop Coping, Dental Implant Class I Devices /Snap Coping, 3.5mm, Regular, Dental Implant Class I Devices /Snap Scan Body, 3.5mm, Dental Implant Class I Devices /3.5mm Snap Scan Body, 11mm, Dental Implant Class I Devices /3.5mm Snap Scan Body, 8mm, Dental Implant Class I Devices /3.5mm Wide Direct Pick-up Coping, Hexed, Dental Implant Class I Devices /3.5mm Wide Indirect Scoop Coping, Dental Implant Class I Devices /Snap Coping, 3.5mm, Wide, Dental Implant Class I Devices /Tissue Level 5.7mm Direct Pick-up Coping, Hexed, Dental Implant Class I Devices /Tissue Level 5.7mm Direct Pick-up Coping Non-hexed, Dental Implant Class I Devices /Tissue Level 4.5mm Direct Pick-up Coping, Hexed, Dental Implant Class I Devices /Tissue Level 4.5mm Direct Pick-up Coping, Non-hexed, Dental Implant Class I Devices /Tissue Level 3.5mm Direct Pick-up Coping, Hexed, Dental Implant Class I Devices /Tissue Level 3.5mm Direct Pick-up Coping, Non-hexed, Dental Implant Class I Devices /3.0mm Direct Pickup Coping, Hexed, Dental Implant Class I Devices /3.0mm Direct Pickup Coping, Long, Hexed, Dental Implant Class I Devices /3.0mm Direct Pickup Coping, Non-hexed, Dental Implant Class I Devices /3.0mm Indirect Scoop Coping, Dental Implant Class I Devices /PEEK Scan Abutment, 3.0mm, Dental Implant Class I Devices /Snap Coping, 3.0mm, Regular, Dental Implant Class I Devices /Snap Scan Body, 3.0mm, Dental Implant Class I Devices /3.0mm Snap Scan Body, 11mm, Dental Implant Class I Devices /3.0mm Snap Scan Body, 8mm, Dental Implant Class I Devices /3.0mm Wide Indirect Scoop Coping, Dental Implant Class I Devices /Snap Coping, 3.0mm, Wide, Dental Implant Class I Devices /ODSecure Analog (2 pack), Dental Implant Class I Devices /Internal 5.7 Implant Analog, Dental Implant Class I Devices /Internal S.7mm Implant Analog (Pack of 25), Dental Implant Class I Devices /Internal 4.5 Implant Analog, Dental Implant Class I Devices /Internal 4.5mm Implant Analog (Pack of 25), Dental Implant Class I Devices /Abutment Replica, Multi-unit, Dental Implant Class I Devices /Abutment Replica, Multi-unit (Pack of 25), Dental Implant Class I Devices /Protection Analogs, Multi-unit (Pack of 5), Dental Implant Class I Devices /Internal 3.5mm Implant Analog, Dental Implant Class I Devices /Internal 3.5mm Implant Analog (Pack of 25), Dental Implant Class I Devices /Tissue Level 5.7mm Implant Analog, Dental Implant Class I Devices /Tissue Level 4.5mm Implant Analog, Dental Implant Class I Devices /Tissue Level 3.5mm Implant Analog, Dental Implant Class I Devices /3.0mm Implant Analog, Dental Implant Class I Devices /3.0mm Implant Analog (Pack of 25), Dental Implant Class I Devices /5.8mm CGS Master Cylinder (Pack of 10), Dental Implant Class I Devices /CGS Disposable Depth Stop, Dental Implant Class I Devices/4.6mm CGS Master Cylinder (Pack of 10), Dental Implant Class I Devices/Pilot Drill Sleeve, 4mm (Pack of 10), Dental Implant Class I Devices/Pilot Drill Sleeve, 6mm (Pack of 10), Dental Implant Class I Devices/3.8mm CGS Master Cylinder (Pack of 10), Dental Implant Class I Devices/TSG 5.8mm Master Cylinder (Pack of 10), Dental Implant Class I Devices/TSG 4.6mm Master Cylinder (Pack of 10), Dental Implant Class I Devices/ODSecure Castable Male (2 pack), Dental Implant Class I Devices/ODSecure Lab Process Insert (Black) (4 pack), Dental Implant Class I Devices/ODSecure Xtend Lab Process Insert (Black) (4 pack), Dental Implant Class I Devices/Internal 5.7mm Titanium Base Waxing Sleeve, Indexed (Pack of 3), Dental Implant Class I Devices/Internal 4.5mm Titanium Base Waxing Sleeve, Indexed (Pack of 3), Dental Implant Class I Devices/Hybrid Abutment Base Waxing Sleeve, Large (Pack of 3), Dental Implant Class I Devices/Hybrid Abutment Base Waxing Sleeve, Small (Pack of 3), Dental Implant Class I Devices/Easy Ti Temp Abutment Pick-up Sleeve (Pack of 3), Dental Implant Class I Devices/Easy Ti Temp Abutment Sleeve (Pack of 3), Dental Implant Class I Devices/Internal 3.0/3.5mm Titanium Base Waxing Sleeve, Indexed(Pack of 3), Dental Implant Class I Devices/Easy Ti Abutment Pick-up Sleeve, 3.0mm (Pack of 3), Dental Implant Class I Devices/Easy Ti Abutment Sleeve, 3.0mm (Pack of 3), Dental Implant Class I Devices/AS123 Assembly, Dental Implant Class I Devices/BioHorizons Multi-unit Delivery Handle (Pack of 2), Dental Implant Class I Devices/CGS Quick Connect Handle, Dental Implant Class I Devices/Tray Grommet, Size G1 (Small) (Pack of 5), Dental Implant Class I Devices/Tray Grommet, Size G2 (Medium) (Pack of 3), Dental Implant Class I Devices/Tray Grommet, Size G3 (Large) (Pack of 3), Dental Implant Class I Devices/Tray Grommet, Size G4 (Extra Large) (Pack of 4), Dental Implant Class I Devices/Tray Grommet, Size G5 (Medium) (Pack of 3), Dental Implant Class I Devices/Tray Tool Holder Set (Ratchet), Dental Implant Class I Devices/Tray Tool Holder Set (Prosthetics), Dental Implant Class I Devices/Tray Tool Holder Set (CGS), Dental Implant Class I Devices/Angled Multi-unit Abutment Carrier (Pack of 3), Dental Implant Class I Devices/ODSecure Block-Out Spacer (4 pack), Dental Implant Class I Devices/ODSecure Cap Insert/Extract Tool, Dental Implant Class I Devices/0-Ring .087 x .020 Silicone, Dental Implant Class I Devices/O-Ring .087 x .063 Silicone, Dental Implant Class I Devices/O-Ring .089 x .024, EPDM, Dental Implant Class I Devices/O-Ring .154 x .032 Silicone, Dental Implant Class I Devices/O-Ring 100 x 040, Silicone, Red, Dental Implant Class I Devices/O-Ring 128 x 025, Silicone, Red, Dental Implant Class I Devices/Internal 5.7mm Platform Analog Handle, Dental Implant Class I Devices/5.7mm Single Use Polishing Protector, Dental Implant Class I Devices/Internal 5.7mm Laser-Lok Protective Sleeve, Dental Implant Class I Devices/4.5mm Single Use Polishing Protector, Dental Implant Class I Devices/Internal 4.5mm Laser-Lok Protective Sleeve, Dental Implant Class I Devices/Internal 3.5/4.Smm Platform Analog Handle, Dental Implant Class I Devices/3.5mm Single Use Polishing Protector, Dental Implant Class I Devices/Internal 3.5mm Laser-Lok Protective Sleeve, Dental Implant Class I Devices/3.0mm Analog Handle, Dental Implant Class I Devices/3.0mm Single Use Polishing Protector, Dental Implant Class I Devices/Internal 3.0mm Laser-Lok Protective Sleeve, Dental Implant Class I Devices/Tapered Internal HD Radiographic Implant Template, Dental Implant Class I Devices/Tapered Short Radiographic Implant Template, Dental Implant Class I Devices/Tapered Pro Radiographic Implant Template, Dental Implant Class I Devices/Multi-unit Titanium Scan Body, Dental Implant Class I Devices/Titanium Scan Body, 3.0mm, Dental Implant Class I Devices/Titanium Scan Body, 3.5mm, Dental Implant Class I Devices/Titanium Scan Body, 4.5mm, Dental Implant Class I Devices/Titanium Scan Body, 5.7mm | EURODENTA | 2024-03-11T00:00:00.000+01:00 | BioHorizons Implant Systems, Inc. 2300 Riverchase Center , Birmingham ,AL 35244 USA | CGS3500, DB12, PROS1500, PROS2500, TSGT, TSK3500, TSKHDP, ODSIC, PBNDC, PBNDCN, PBNISC, PBNSC, PBPSA, PBRDC, PBRISC, PBRSC, PBSSB, PBSSB11, PBSSB8, PGNDC, PGNDCN, PGNISC, PGNSC, PGPSA, PGRDC, PGRISC, PGRSC, PGSSB, PGSSB11, PGSSB8, PGWDC, PGWISC, PGWSC, PXBT, PXDCS, PXDCSL, PXDCSS, PXMUDPC, PXMUIC, PXSS, PYNDC, PYNDCN, PYNISC, PYNSC, PYPSA, PYRDC, PYRISC, PYRSC, PYSSB, PYSSB11, PYSSB8, PYWDC, PYWISC, PYWSC, SBDCH, SBDCN, SGDCH, SGDCN, SYDCH, SYDCN, TP3DC, TP3DCL, TP3DCN, TP3ISC, TP3PSA, TP3RSC, TP3SSB, TP3SSB11, TP3SSB8, TP3WISC, TP3WSC, ODSA, PBIA, PBIA25, PGIA, PGIA25, PXMUAR, PXMUAR25, PXMUPA, PYIA, PYIA25, SBIA, SGIA, SYIA, TP3IA, TP3IA25, CGS-BMC-10, CGS-DDS, CGS-GMC-10, CGS-PS4-10, CGS-PS6-10, CGS-YMC-10, TSGBMC-10, TSGGMC-10, ODSCM, ODS-PM, ODS-XPM, PBTBWSI, PGTBWSI, PHYBWSL, PHYBWSS, PXETPS, PXETS, PYTBWSI, TP3ETPS, TP3ETS, 300-100, BCMUCA, CGS-QCH, MSTG1, MSTG2, MSTG3, MSTG4, MSTGS, MSTTHD, MSTTHPROS, MSTTHQCH, MUCA, ODS-BS, ODSCT, 0-RING .087 X .020, O-RING .087 X .063, O-RING .089 X .024, O-RING .154 X .032, O-RING 100 X 040 S, O-RING 128 X 025 S, PBAH, PBSUPP, PBTBLS, PGSUPP, PGTBLS, PYGAH, PYSUPP, PYTBLS, TP3AH, TP3SUPP, TP3TBLS, L01033, L01035, L01065, PXMUTSB, TP3TSB, PYTSB, PGTSB, PBTSB | Klasa I | Pajisje per implante dentare | Pajisje dentare
16016 | MC-INTOSH BLADE N.3 - adults | O.E.S DISTRIMED | 2024-03-11T00:00:00.000+01:00 | GIMA S.p.A. Via Marconi, 1 20060 Gessate (MI) –Italy | 34320 | Klasa I | Lama per laringoskop per adult | Pajisje nje perdorimeshe
16017 | MC-INTOSH BLADE N.4 - adults/large | O.E.S DISTRIMED | 2024-03-11T00:00:00.000+01:00 | GIMA S.p.A. Via Marconi, 1 20060 Gessate (MI) –Italy | 34321 | Klasa I | Lama per laringoskop per adult te gjera | Pajisje nje perdorimeshe
16018 | MC-INTOSH BLADE N. 5 - adults/extra large | O.E.S DISTRIMED | 2024-03-11T00:00:00.000+01:00 | GIMA S.p.A. Via Marconi, 1 20060 Gessate (MI) –Italy | 34322 | Klasa I | Lama per laringoskop per adult extra te gjera | Pajisje nje perdorimeshe
16051 | 3 MOTORS PEDIATRIC HOSPITAL BED / HOSPITAL EQUIPMENT, BABY CRIB / HOSPITAL EQUIPMENT, 4 MOTORS HOSPITAL BED / HOSPITAL EQUIPMENT, 4 MOTORS PEDIATRIC HOSPITAL BED / HOSPITAL EQUIPMENT, 4 MOTORS BARIATRIC HOSPITAL BED / HOSPITAL EQUIPMENT, 5 MOTORS HOSPITAL BED / HOSPITAL EQUIPMENT, HYDRAULIC HOSPITAL BED / HOSPITAL EQUIPMENT, MANUAL HOSPITAL BED / HOSPITAL EQUIPMENT, MANUAL PEDIATRIC HOSPITAL BED / HOSPITAL EQUIPMENT, CEILING MOUNTED SURGICAL LIGHT / HOSPITAL EQUIPMENT, EXAMINATION COUCH / HOSPITAL EQUIPMENT, OPERATING THEATER TABLE / HOSPITAL EQUIPMENT, DELIVERY CHAIR / HOSPITAL EQUIPMENT, GYNECOLOGIC EXAMINATION COUCH / HOSPITAL EQUIPMENT, BLOOD DONOR CHAIR / HOSPITAL EQUIPMENT, PATIENT TRANSFER CHAIR / HOSPITAL EQUIPMENT, CHEMOTHERAPY AND SKIN CARE CHAIR / HOSPITAL EQUIPMENT, 2 MOTORS HOSPITAL BED / HOSPITAL EQUIPMENT, 2 MOTORS PEDIATRIC HOSPITAL BED / HOSPITAL EQUIPMENT, 3 MOTORS HOSPITAL BED / HOSPITAL EQUIPMENT, STACKABLE PATIENT TRANSPORT CHAIR / HOSPITAL EQUIPMENT, NEGATOSCOPE / HOSPITAL EQUIPMENT, PROCTOLOGY TABLE / HOSPITAL EQUIPMENT, HYDRAULIC STRETCHER / HOSPITAL EQUIPMENT, PATIENT TRANSFER STRETCHER / HOSPITAL EQUIPMENT, IV STAND / HOSPITAL EQUIPMENT, WHEELCHAIR / HOSPITAL EQUIPMENT, ANTIDECUBITUS MATTRESS / HOSPITAL EQUIPMENT | E v i t a | 2024-03-13T00:00:00.000+01:00 | Probona Hastane Ekipmanları İç ve Dış. Tic. Ltd. Şti 15 Temmuz Mah. Gülbahar Cad. Nurolpark Güneşli No:45, D-1 Blok, D:231, Bağcılar –Istanbul, Türkiye | MYS-5320Y, MYS-5330N, MYS-5330NE, MYS-5330Y, MYS-550P, MYS-511A, MYS-511N, MS-911N, MS-9410N, MS-9420N, MS-9530N, MS-7410Y, MYS-5410NE, MS-4000, MS-4001, MS-7420Y, MS-4002E-H, MS-7430Y, MS-4003FL, MYS-5400L, MYS-5410N, MYS-5410Y, MYS-5420BYT, MYS-5420N, MYS-5420NE, MYS-5420Y, MYS-5430N, MYS-5510N, MYS-5520N, MYS-5520NE, MYS-5530N, MYS-5535N, MYS-5545NE, MYS-540N, MYS-5510B, MYS-5550NE, MYS-5310G, MYS-501BN, MYS-502BN, MYS-502N4, MYS-503N, MYS-503N4, MS-913N, MYS-513N, MYS-STE1, MYS-STE2, MYS-STE3, MYS-720, MYS-721, MYS-722, MYS-STG, MS-623, MS-9230, MYS-8230N, MS-823, MYS-723, MS-6024, MS-7240, MYS-724, MYS-923, MS-618, MS-8000K, MS-918, MYS-618K, MYS-718, MYS-818, MS-9050, MYS-1050N, MYS-931, MS-9210N, MS-7210Y, MS-2000, MYS-5210NE, MS-2001FL, MYS-5200B, MYS-5200BN, MYS-5210N, MS-513MN, MYS-520N, MS-9320Y, MS-9330N, MS-9330Y, MS-7310Y, MS-3000, MS-3002E-H, MS-7320Y, MS-3001M, MYS-5320NE, MS-3003FL, MYS-5310B, MYS-5320N, MYS-1050P, MYS-663N, MYS-664N, MYS-665N, MYS-666N, MYS-50, MS-6050, MS-6000AC, MS-6500, MS-90500, MS-9000H, MS-9500, MYS-550B, MYS-600, MYS-650, MYS-950, MYS-800, MYS-850, MYS-850NPT, MYS-K4061, MYS-K4062, MYS-0801, MYS-0804, MYS-0805, MYS-100S | Klasa I | Pajisje terapeutike spitalore per uljen ose pozicionimin shtrire te pacjenteve gjate fazes se ekzaminimit ose trajtimit, Pajisje terapeutike spitalore per uljen ose pozicionimin shtrire te bebeve gjate fazes se ekzaminimit ose trajtimit, Pajisje qe siguron ndricimin e duhur gjate procedurave operative dhe diagnostike, Pajisje që prodhon dritë në një ekran per shikimin dhe leximin me te qarte te grafive, Stative serumi per mbajtjen e serumeve gjate trajtimit IV, Pajisje terapeutike spitalore per uljen e pacjenteve gjate fazes se ekzaminimit ose trajtimit, Dyshek antidekupidues per parandalimin e plagëve antidekubitale te pacientët e shtrirë në shtrat | Tjeter
15989 | Disposable adhesive surface electrode 35x45 mm.150cm cable,DIN42802 connector, Disposable adhesive surface electrode 20x25 mm.150cm cable,DIN42802 connector | O.E.S DISTRIMED | 2024-03-11T00:00:00.000+01:00 | Spes Medica S.p.A.Via Buccari 21 – 16153 Genova (Ge) Italy | DENIG15026, DENIL15026 | Klasa I | Elektroda adezive njeperdorimeshe per Neurodiagnostikim,Kardiologji dhe Elektrostimulim | Pajisje nje perdorimeshe
16106 | Cellagon 3 Hematology Analyzer | O.E.S DISTRIMED | 2024-03-11T00:00:00.000+01:00 | Diagon Kft. Baross u.48-52. Budapest H-1047 Hungary | g-Cell3 | In vitro | Analizator hematologjik | Pajisje te implantueshme aktive
15990 | Flow Sensor, nasal/oral, white keyhole 1m, Piezo Snore Sensor for Sonata with 1m lead with keyhole white connector, Inductive Interface Buckle, Abdomen, Key Connector 1m, Inductive Interface Buckle, Thorax, Key Connector 1m, RIP Interface Cable Abdomen for Sonata 1m, RIP Interface Cable Thorax for Sonata 1m, Effort Belt RIP, Size L, 90cm blue, Effort Belt RIP, Size S, 40cm Child, blue, Effort Belt RIP, Size M, 60cm blue, Effort Belt RIP, Size XL, 120cm blue, Effort Belt RIP, Size XXL, 150cm blue, Female Snap Connector / Safety DIN (4pk of 50 units), Silver Cup Electrode 260 cm (10 Color/Pack) / Safety DIN Connectors, Adult Reusable Inductive System Kit / Nox Compatible, Velcro Straps for Nomad Chest Inductive Buckle (Pack of 25), Inductive Interface Buckle, Adult for disposable RIP belts, Inductive Interface Buckle, Abdomen Adult for disposable RIP belts with key connector, Inductive Interface Buckle, Chest Adult for disposable RIP belts with key connector, Disposable cannula filter – 0.1 micron, Thermocouple Flow Sensor - Adult / Key Connector, Adult Disposable Pre-Cut Inductive Belt, 120cm, Adult Disposable Starter Kit / Night One Compatible, Adult Disposable Refill Kit, 2ft Adult Nasal Pressure Cannula w/ Filter (Box/25), Adult Nox Compatible Disposable Starter Kit, Adult Disposable Refill Kit / Nox Compatible, 7ft Adult ThermoCan™ Cannula, with Filter Connector / Nox Compatible, 2ft Adult ThermoCan System Kit / Nox Compatible, 7ft Child EtCO2 ThermoCan System Kit / Alice 5 Compatible, 7ft Child EtCO2 ThermoCan System Kit / Key Connector, 200cm, 7ft Child EtCO2 ThermoCan System Kit / Alice 6 Compatible, 7ft Child EtCO2 ThermoCan System Kit / Safety DIN Connector, Piezo Respiratory Effort Sensor Kit - Abdomen for Embla / Key Connector, Piezo Respiratory Effort Sensor Kit - Chest for Embla / Key Connector, ThermoCan Interface cable Child (Thermistor), RIP-Adapter cable thorax / abdomen, Snap Electrode Cable 180cm / (3 Color/Pack) / Safety DIN Connectors, Disposable Snore Interface Cable, Thermocouple Flow Sensor - Adult / Safety KEY Connectors, Piezo Snore Sensor for Alice 6, Thermistor Flow Sensor for Alice 6+Hanger, DC Pressure Sensor / Alice 6 Compatible, Reusable Inductive Effort Belt - NightOne Compatible, ThermoCan™ Interface Cable, Adult / Embla Dx Series, Pediatric Thermocouple Flow Sensor 78in/200cm - Key connector, ThermoCan 7-Ft Adult Thermal Cannula / Female Luer, ThermoCan 2-Ft Adult Thermal Cannula / Female Luer, Reusable Inductive Effort Belt Kit (set of two belts) - Nox, ThermoCan 7-Ft Pediatric Thermal Cannula - Single Luer, ThermoCan 2-Ft Pediatric Thermal Cannula - Single Luer, Electret Snore Sensor for Medatec (150 cm) - Key Connector, Electret Snore Sensor for Medatec (45 cm) - Key Connector, ThermoCan Interface cable Pediatric (Thermistor) / Key Connector - 90cm, ThermoCan 7-Ft Adult Thermal Cannula (Box of 50 Units), ThermoCan 2-Ft Adult Thermal Cannula (Box of 50 Units), Disposable Premature Inductive Belt (20- pack), ThermoCan 7-Ft Pediatric Thermal Cannula (Box of 50 Units), ThermoCan 2-Ft Pediatric Thermal Cannula - Single Luer (Box of 50 Units), 2-Ft Pediatric Nasal Pressure Monitoring Cannula (Box of 50 Units), Thermocouple Flow Sensor - Adult / Safety DIN Connectors - 80 cm, Reusable Inductive Effort Belt-Female buckles, Reusable Inductive Effort Belt-Female buckles-XL, Plastic Coated Silver Cup Electrode 180 cm (10/Pack), RIP Interface Cable 60cm - Abdomen / Key Connector, RIP Interface Cable 60cm - Chest / Key Connector, Piezo Crystal Effort Sensor - Double Buckle / Safety DIN Connectors, 60cm, Piezo Crystal Effort Sensor, 60 cm Kit - Double Buckle, ThermoCan Interface cable Pediatric (Thermocouple) / Safety DIN Connectors, ThermoCan Interface cable Pediatric (Thermistor) / Key, Inductive Interface Buckle, Abdomen - Safety DIN Connector, Inductive Interface Buckle, Chest - Safety DIN Connector, Inductive Interface Buckle, Universal - Alice 6 Compatible, Inductive Interface Buckle, Abdomen - Key Connector, 8ft, Inductive Interface Buckle, Chest - Key Connector, 8ft, Inductive Interface Buckle, Abdomen - Alice 5 Compatible, Inductive Interface Buckle, Chest - Alice 5 Compatible, Inductive Interface Buckle, Abdomen - Key Connector, 1.5ft, Inductive Interface Buckle, Chest - Key Connector, 1.5ft, Nox - compatible abdomen cable, Plastic Coated Gold Cup Electrode 150 cm (10/Pack) / 1.5 Safety DIN connector Rev 2.0, Gold Cup Electrode 180 cm (12 Color/Pack) / Safety DIN Connectors, 7-Ft Adult Nasal Pressure Monitoring Cannula w/Filter, Airflow Thermistor - 200 cm / Mono Connector / NeuroSoft, ThermoCan 2-Ft Adult Thermal Cannula (60 Units), 7-Ft Adult Nasal Pressure Monitoring Cannula (60 Units), Inductive Interface Buckle, Abdomen - Nomad, Inductive Interface Buckle, Chest - Nomad, Key connector extension cable - Abdomen (Yellow) / 200cm, Key connector extension cable - Thorax (Blue) / 200cm, Electret Snore Sensor for Compumedics Grael, Medium Velstretch® Band 1.5", Piezo Film Effort Sensor Kit - Double Loop – 3 Belts / Safety DIN Connectors, Disposable Inductive Belt, 120cm (20-pack), Disposable Inductive Kit, Adult / Safety DIN Connector, Disposable Inductive Kit, Adult / Alice 6 Compatible, Disposable Inductive Kit, Adult / Key Connector, Disposable Flow Sensor Interface Cable / Safety Din Connector, SNAP Cannula (Large), Multi - Press - Flow Output Cable/ Safety DIN Connector, Nox Filter Connector, 2ft Adult Nasal Cannula with Filter Connector / Nox Compatible, 2ft Adult ThermoCan™ Cannula, with Filter Connector / Nox Compatible, DC Body Position Sensor for Compumedics Grael, DC Body Position Sensor kit / Compumedics Grael, Inductive Interface Buckle – Nox Compatible, 2-Ft Adult Nasal + Oral Pressure Monitoring Cannula with Filter Connector, ThermoCan Interface cable (Thermocouple) / Key Connector (90 cm), ThermoCan Interface cable Child (Thermocouple) / Key Connector (90 cm), ThermoCan Interface cable Child (Thermocouple) / Safety DIN Connectors (90 cm), Thermocouple Flow Sensor - Adult / Safety DIN Connectors (90 cm), Thermocouple Flow Sensor - Adult / Safety DIN Connectors + Hanger (90 cm), Child Thermocouple Flow Sensor - Safety DIN Connectors (90 cm), Thermocouple Flow Sensor - Adult / Key Connector (90 cm), Thermocouple Flow Sensor - Adult / Key Connector + Hanger (90 cm), Child Thermocouple Flow Sensor - Key Connector (90 cm), Nox Inductive Interface Buckle Set + 2 packs of 9007-L120-NX, Adult ETCo2 ThermoCan Cannula, Reusable Inductive System, Adult - Key Connector, Disposable Inductive Belt- child (20-pack), Thermistor Flow Sensor for MiniScreen & SleepDoc Port + Hanger, Piezo Snore Sensor for MiniScreen & SleepDoc Port, ThermoCan Interface cable Pediatric (Thermistor) for MiniScreen & SleepDoc Port, ThermoCan Interface cable Pediatric (Thermistor), Thermistor Flow Sensor for MiniScreen & SleepDoc Port + Hanger (200 cm), NightOne Inductive Interface Buckle Set, Large Buckle Band, Disposable Inductive Belt, 150cm (50-pack), Inductive Interface Buckle (Abdomen), Child / Safety DIN, Inductive Interface Buckle (Chest), Child / Safety DIN, Disposable Inductive System Kit, Child / Alice 6 Compatible, Disposable Inductive System Kit, Child / Safety DIN Connectors, Disposable Inductive System Kit, Child / Key Connector, Inductive Interface Buckle, Abdomen, Child - Key Connector, Inductive Interface Buckle, Chest, Child - Key Connector, Inductive Interface Buckle, Universal, Child - Alice 6 Compatible, Thermistor Flow Sensor for Sonata, Piezo Snore Sensor for Sonata, Inductive Interface Buckle, Abdomen for Sonata, Inductive Interface Buckle, Chest for Sonata, RIP Interface Cable Abdomen for Sonata, RIP Interface Cable Chest for Sonata, Respiratory Effort Piezo Sensor -Kit-Medatec Design, 7 Ft Adult Nasal + Oral Pressure Monitoring Cannula (Box of 25), 2 Ft Adult Nasal + Oral Pressure Monitoring Cannula (Box of 25), 7 Ft Pediatric Nasal Pressure Monitoring Cannula (Box of 25), 2 Ft Pediatric Nasal Pressure Monitoring Cannula (Box of 25), 7 Ft Adult Nasal Pressure Monitoring Cannula (Box of 25), 2 Ft Adult Nasal Pressure Monitoring Cannula (Box of 25), ThermoCan 7 Ft Adult Thermal Cannula (Box of 25), ThermoCan 2 Ft Adult Thermal Cannula (Box of 25), 7 Ft Pediatric Nasal Pressure Capnography Monitoring Cannula (Box of 25), Adult ETCo2 ThermoCan 7 fT Cannula, Dual Lumen (Box of 25), ThermoCan 7 Ft Small Child Thermal Cannula, Dual Lumen ETCo2 (Box of 25), ThermoCan 7 Ft Child Thermal Cannula, Dual Lumen EtCo2 (Box of 25), Disposable Cannula Filter (Box of 25), 7 Ft Pediatric Nasal Pressure Monitoring Cannula w/Filter (Box of 25), 7 Ft Adult Nasal Pressure Cannula w/ filter (Box of 25), 2 Ft Adult Nasal Cannula w/ attachable filter (Box of 25), Disposable Inductive System Kit / Night One Compatible, Disposable Inductive System Kit, Adult XL / Alice 6, Disposable Inductive System Kit, Adult XL / Safety DIN, Reusable Inductive Effort Belt, Disposable Inductive System Kit / Nomad Compatible, Disposable Inductive System Kit, 90cm / Key Connector, Flow Sensor, nasal/oral, white keyhole 2m, Snore Sensor, white keyhole 2m, Actimeter, white keyhole 2m, 7-Ft Pediatric Nasal Pressure Monitoring Cannula w/ filter, RIP Interface Cable 200cm - Abdomen / Key Connector, RIP Interface Cable 200cm - Chest / Key Connector, Thermistor Flow Sensor for Alice 6, ThermoCan Interface cable 90 cm (Thermistor) / Key Connector, DC Body Position Sensor for Netlink, DC Body Position Sensor Kit for Netlink, ThermoCan Interface cable (Thermistor) for Alice 6, Y Splitter Cable for Alice 6, Actimeter for Alice 6, Actimeter kit for Alice 6, DC Body Position Sensor for Alice 6, DC Body Position Sensor Kit for Alice 6, RIP Interface Cable Chest / Abdomen for Alice 6, XactTrace snap sensor cable – Abdomen, XactTrace snap sensor cable – Thorax, ThermoCan 2-Ft Adult Thermal Cannula, 7-Ft Pediatric Nasal Pressure Capnography Monitoring Cannula, ThermoCan 7-Ft Pediatric Thermal Cannula, 7-Ft Infant Nasal Pressure Capnography Monitoring Cannula, Gold Cup Electrode 120 cm (10 Color/Pack) / Safety DIN Connectors, ThermoCan Interface cable Pediatric (Thermistor) for Sandman SD20, ThermoCan Interface cable Pediatric (Thermistor) for Alice 5, ThermoCan Interface cable Pediatric (Thermistor) / Key Connector, ThermoCan Interface cable Pediatric (Thermistor) for Alice 6, Deluxe small, NK KIT7, DC body position Sensor / 1.5mm Connector, AC Pressure Sensor PLUS for Alice 5, Piezo Crystal Effort Sensor - Double Buckle / Binder Connector, Piezo Crystal Effort Sensor Kit- Double Buckle / Binder Connector, Piezo Snore Sensor / Safety DIN connectors, Piezo Snore Sensor - 60 cm / Key Connector, Thermocouple Flow Sensor - Adult / Safety DIN Connectors +Hanger, Thermistor Flow Sensor (Key Connector), Airflow Thermistor - 90 cm / Key Connector + Hanger, ThermoCan Interface cable (Thermistor) for Alice 5, ThermoCan Interface cable (Thermocouple) / Safety DIN Connectors, PVDF Effort Sensor - Double loop / Safety DIN connectors, Piezo Respiratory Effort Sensor - Double Buckle for Alice 5, Limb Movement sensor Kit (one sensor + two Limbs) / Safety Din Connectors, Inductive Plethysmography Kit - Pediatric Blue, ThermoCan Interface cable (Thermistor) for PDX, Multi-Press (AC/DC Pressure Flow/ Snore Sensor) Kit, Output Cable 1/8" Male, Velstretch Band 1" (Small & Infant), Multiple use Inductive Plethysmography Band - X-Large (1 unit), Multiple use Inductive Plethysmography Band - XX-Large (1 unit), Disposable Inductive Belt, 120cm (1 unit), Disposable Inductive Belt, 150cm (1 unit), Belt Set, XX-Small (20 cm/8 inch - Black), Belt Set, X-Small (30 cm/12 inch - Yellow), Multiple Use Inductive Plethysmography Band - X-Large (2/Pa, Multiple Use Inductive Plethysmography Band - Large (2/Pack, ThermoCan Starter Kit - PDX, AC Pressure Sensor Kit - Safety DIN Connectors, AC Pressure Sensor Kit - Pediatric - Safety DIN Connectors, AC Pressure Sensor Kit - Pediatric - Key Connector, DC Body Position Sensor Kit, SUM Channel, Reusable Inductive Kit, Velstretch Band 1.5" (X-Large & Large), ThermoCan™ Kit, Adult, 78in, Touchproof Connector, ThermoCan Interface Cable, 78in, Key Connector, ThermoCan Interface Cable, 90cm (Thermistor) - Key Connector, PSG Transducer Kit, Adult, Keyed connectors, Alice 5 Compatible, BLUE Semi-Reusable Inductive Kit, Alice 5 Compatible, Semi-Reusable Inductive Kit, Semi-Reusable Inductive System - Blue - Alice 5 - Pediatric, Alice 5 Compatible, Reusable Inductive System, SleepSense Airflow Large, Easyflow Medium Sensor-Single, Easyflow Infant Sensor, 2 Channel Thermocouple Flow Sensor (Dual Oral, Adult) 78'' (200 cm), TP Connectors, Adult HSAT Nomad Disposable Starter Kit 1, Adult HSAT Nomad Disposable Refill Kit 1, Adult HSAT Nomad Disposable Starter Kit 2, Adult Nomad HSAT Disposable Refill Kit 2, NK Adult In-Lab Disposable Starter Kit, NK Adult In-lab Disposable Refill Kit, 7 Ft Adult Nasal + Oral Pressure Monitoring Cannula with Filter (box/50), Electret Snore Sensor for Medatec, Piezo Crystal effort Sensor Kit- Medatec Design, Piezo Crystal effort Sensor Kit - Velcro® - Medatec Design, Film Resp Sensor EB0021 MCC, Body Position Sensor - Kit - Medatec Design, Piezo Crystal Effort, Respiratory Effort Piezo Sensor, DC Power Supply (Europe) for Items 14835 and 14837, Thermistor flow Sensor/Safety pins- Medatec design 80cm, Thermistor flow Sensor/Safety pins- Medatec design, Leg Movement Sensor / Medatec Design, Actimeter Sensor 455-5830-00 Rev 4, Disposable Respiratory Effort Belt, 25m Soft Loop Belt roll, Piezo Crystal Effort Sensor Kit - Double Loop - Safety DIN Connectors, Piezo Film Effort Sensor Kit - Double Loop / Binder Connector, Piezo Film Effort Sensor Kit - Double Loop / Binder Connector / With cannulas, GVB KIT2, NIHON KOHDEN Nomad Sensor Kit, NIHON KOHDEN Nomad Sensor Kit w/ Limb Movement, 7-Ft Adult Nasal + Oral Pressure Monitoring Cannula, 7-Ft Pediatric Nasal Pressure Monitoring Cannula, 2-Ft Pediatric Nasal Pressure Monitoring Cannula, 2-Ft Pediatric Nasal Pressure Monitoring Cannula w/ filter, 7-Ft Adult Nasal Pressure Monitoring Cannula, 2-Ft Adult Nasal Pressure Monitoring Cannula, 7-Ft Adult Nasal Pressure Monitoring Cannula with Cupped Oral Prong, 2-Ft Adult Nasal + Oral Pressure Monitoring Cannula with Cupped Oral Prong, Microphone Snore / Safety DIN connectors, Snap Electrode Cable 260cm / (10 /Pack) / Safety DIN, Reusable Inductive Kit - Adult for Alice 6, Snore Sensor, Touchproof Connectors, Piezo Snore Sensor, 2 Channel Thermistor Flow Sensor (Dual Oral, Adult), Touchproof Connectors, 2 Channel Thermistor Flow Sensor (Dual Oral, Pediatric), Touchproof Connectors, 2 Channel Thermistor Flow Sensor (Adult), Touchproof Connectors, Airflow Thermistor 23.5in/60cm, Embla Systems, Key Connector, Airflow Thermocouple, Touchproof Connectors, Adult, Body Position Sensor Kit, Piezo Film Effort Sensor, Touchproof Connectors, Adult, Loop Style, 1.5", Piezo Film Effort Sensor, Touchproof Connectors, Low Amplitude, Adult, Loop Style, 1.5", Body Position Sensor - Reusable, Body Position Sensor - SLP, SD32, Thermistor Flow Sensor Interface Box - Safety DIN Connector, Thermistor Flow Sensor - Key Connector, Inductive Interface Cable - Abdomen,, AC/DC Pressure Flow/Snore Sensor, Output Cable, Piezo Film Effort Sensor Kit, Touchproof Connectors, Adult, Loop Connectors, Adult, Loop Style, 1.5", Piezo Film Effort Sensor Kit, Touchproof Connectors, Low Amplitude Connectors Adult, Loop Style, 1.5", Body Position Sensor Kit - Reusable, Body Position Sensor Kit - SLP, SD32, Thermistor Kit, Reusable Inductive Kit (Adult), AC/DC Pressure Flow/Snore Sensor Kit, Electret Snore Sensor for Medatec (150 cm), DC Body Position Sensor / Safety DIN connectors, Trackit Screener Sensor Kit, Inductive Belt Interface Cable, Female to Female Luer Lock Connector, R40 Sleep Kit, DC Body Position Sensor Kit / Safety DIN connectors, Female Safety DIN connector to "Key" Adapter, Female to Female Luer Lock Adaptor (5 pack), DC Pressure Sensor Kit / 1/8" Male plug kit (EU), Breath Sensor Cable – 23" Passive, Breath Sensor Cable – 78" Passive, ThermoCan 7-Ft Adult Thermal Cannula (60 Units), ThermoCan 7-Ft Pediatric Thermal Cannula Small (60 Units), ThermoCan Interface cable 90cm (Thermocouple) / Safety DIN Connectors, ThermoCan Interface Cable, 78in, Touchproof Connector, ThermoCan Interface cable, 78in, Key Connector, ThermoCan Interface Cable, 33.5in, Key Connector, ThermoCan Thermal Cannula, Adult, 7ft, ThermoCan Thermal Cannula, Adult, 2ft, Disposable Cannula Filter (60 Units), Thermocouple Airflow Sensor, Two Channel Oral/Nasal, Pediatric, 78" (200cm), TP Connectors, Black Snap lead wire (no connector), Disposable Inductive Belt, 150cm (20-pack), XactTrace RIP Processor Sensor, Abdomen, 78"(200cm) cable, 1.5mm female touchproof connectors, XactTrace RIP Processor Sensor, Thorax, 78"(200cm) cable, 1.5mm female touchproof connectors, Snap Electrode Cables 300cm / (Black) / Safety DIN (2/Pack), Snap Electrode Cables 300cm / (White) / Safety DIN (2/Pack), ThermoCan Starter Kit – Alice 5 Compatible, ThermoCan Starter Kit – Safety DIN Connectors, ThermoCan Starter Kit – Key Connector, ThermoCan Starter Kit – Key Connector, 90cm, ThermoCan Starter Kit – Alice 6 Compatible, Large Buckle Band, Looped 1", Piezo Snore Sensor for F&G, SUM Channel, Blue Semi-Reusable Inductive Kit, SUM Channel, Blue Semi-Reusable Inductive Kit Pediatric/Infant, Reusable Inductive Effort Belt for Nox, Piezo Film Effort Sensor Double Loop / Binder Connector, Elastic 3 layers shaped ankle band UBL / neoprene / Velcro loop, Multiple use Inductive Plethysmography Band - X-Large (1 unit) - White, Multiple use Inductive Plethysmography Band - XX-Large (1 unit) - White, Multiple use Inductive Plethysmography Band - Small (1 unit) - White, Multiple use Inductive Plethysmography Band - Medium (1 unit) - White, Multiple use Inductive Plethysmography Band - Large (1 unit) - White, Multiple use Inductive Plethysmography Band - Neonatal (1 unit), Multiple use Inductive Plethysmography Band - Small (1 unit) - Blue, Multiple use Inductive Plethysmography Band - Medium (1 unit) - Blue, Multiple use Inductive Plethysmography Band - Large (1 unit) - Blue, Multiple use Inductive Plethysmography Band - X-Large (1 unit) - Blue, Multiple use Inductive Plethysmography Band - XX-Large (1 unit) - Blue, Multiple use Inductive Plethysmography Band - Small (1 unit), Multiple use Inductive Plethysmography Band - Medium (1 unit), Multiple use Inductive Plethysmography Band - Large (1 unit), Inductive Interface Cable - Chest / key Connector, Multi - Press - Output Cable/ 1/8" Female, Multi - Press - Output Cable/ 3/32" male, Respiratory pressure / flow sensor, Respiratory Flow Sensor - Adult, Respiratory Effort Sensor, Respiratory Flow Sensor - Medium, Respiratory Effort Sensor Kit, Actimeter Sensor for Alice 5, Multi-Press (AC/DC Pressure Flow/ Snore Sensor) Kit, Output Cable 6-4 Modular, Thermistor Flow Sensor for PDX, Actimeter kit for Alice 5, Electret Snore Sensor / Polymasam, Piezo Crystal Effort Sensor - Double Buckle / for SNAP, Piezo Crystal Effort Sensor Kit - Double Buckle for SNAP, Reusable Inductive Effort Belt (2-pack), Reusable Inductive Effort Belt (10 couple), Inductive Plethysmography Kit - Adult Blue, Inductive Plethysmography Kit - Adult X- Large Blue, Inductive Plethysmography Kit - Adult, Inductive Plethysmography Kit - Adult X- Large, Inductive Plethysmography Kit w/SUM Channel, Inductive Plethysmography Kit (Pediatric) w/SUM Channel, Nihon Kohden Nomad Sensor Kit, DC Pressure Sensor Kit / 2.5 Mono plug, DC Pressure Sensor / 2.5 Mono plug, Nicolet Effort Sensor Amplifier, Airflow Thermistor - 20 Inch/ Key Connector, 2-Ft Adult Nasal + Oral Pressure Monitoring Cannula, 2-Ft Adult Nasal + Oral Pressure Monitoring Cannula w/ filter, 7-Ft Adult Nasal + Oral Pressure Monitoring Cannula w/ filter, 2-Ft Adult Nasal Pressure Monitoring Cannula w/ filter, 7-Ft Adult Nasal Pressure Monitoring Cannula w/ filter, Body Position Sensor / Key Connector, Snoring Sensor 23.5 inch/ 60cm / Key Connector, Snoring Sensor 78 inch / Key Connector, Snoring Sensor / Safety DIN connectors, Airflow Thermistor/ Safety DIN Connectors, Airflow Thermistor 78 Inch / Key connector, Airflow Thermocouple / Safety DIN Connectors, Airflow Thermistor - 23.5Inch / Key Connector, Body Position Kit S4000/4500 / Key connector, Body Position Kit - AC / Safety DIN Connectors, DC Body Position Sensor / 2.5 Mono plug, Elastic Strap - Respiratory Effort, Elastic Strap - Body Position, Piezo Resp Effort Kit - Thorax / Key connector, Piezo Resp Effort Kit - Abdomen / Key connector, Piezo Resp Effort Kit / Safety DIN Connectors, Body Position Kit - DC / Safety DIN Connectors, Piezo Limb Movement Sensor / Safety DIN Connectors, 60" Snap Lead Wires, 96" Snap Lead Wires, NK Kit Sleepsense Sensor, AC pressure sensor, Thermistor Flow Sensor for Sandman SD 20, Breath Sensor Cable for Sandman SD 32, Pediatric Airflow Sensor/ Safety DIN connectors for Alice 5, Inductive Interface Cable - Abdomen / Safety DIN connectors, Breath Sensor Cable for Sandman SD 20, Multiple use Inductive Plethysmography Band - Small (2/Pack), Multiple use Inductive Plethysmography Band - Medium (2/Pack), Multiple use Inductive Plethysmography Band - Large (2/Pack), Multiple use Inductive Plethysmography Band - X-Large (2/Pack), Multiple use Inductive Plethysmography Band - XX-Large (2/Pack), Breath Sensor Cable 78in/200cm, Embla Key Connector, Reusable Inductive Effort Belt Kit, Reusable Inductive Kit - Alice 5, Semi-Reusable Inductive Kit - Alice 5, Semi-Reusable Inductive Kit - Blue - Alice 5, Reusable Inductive Kit - Adult, Pediatric Airflow Sensor - Key connector, Male Safety DIN connector to 'Key' Adapter, Pediatric Airflow Sensor 78in/200cm Key connector, DC Body Position Sensor / 1/8" Female Plug for Sandman SD 32, Piezo Resp Effort Sensor / Safety DIN Connectors, 1/8" Female Connector to Safety DIN connector Adapter, RIP - Interface Thorax, RIP - Interface Abdomen, RIP belts size L, RIP belts size XL, Pediatric Thermocouple Flow Sensor - for Somnomedics, Multi-RIP with Cables (Two Channels + Sum) - Adult Kit, ThermoCan Interface cable for Alice 5, ThermoCan Interface cable, Chest effort belt / Small (70cm), Chest effort belt / Small (90cm), Chest effort belt / Small (120cm), Chest effort belt / Small (150cm), 2 mm Pin 180 cm (6 Color/Pack) / Safety DIN Connectors, ThermoCan Interface cable (Thermistor) / Safety DIN Connectors, ThermoCan Interface cable (Thermistor) / Key Connector, ThermoCan Interface cable (Thermistor) for Sandman SD 20, 11 Silver Cup Electrodes Male 2 mm Pin, Thermocouple Flow Sensor - Adult / Key Connector +Hanger Short, Inductive Interface Cable - Chest Without Battery, Limb Movement Sensor Kit (Two Sensors 150cm + Two Limbs) / Key Connector, Patient Safety RIP Belt, 2-Ft Adult Nasal Pressure Monitoring Cannula (Box of 50), 7-Ft Adult Nasal Pressure Monitoring Cannula (Box of 50), 2-Ft Adult Nasal Pressure Monitoring Cannula w/ filter (Box of 50), Inductive Plethysmography Kit - Pediatric, RIP Belt, SleepView Monitor Small 40cm Length, RIP Belt, SleepView Monitor Medium 60cm Length, RIP Belt, SleepView Monitor Large 90cm Length, RIP Belt, SleepView Monitor XLarge 120cm Length, RIP Belt, SleepView Monitor XXLarge 133cm Length, Snap Electrode Cable 180cm (10 Color/Pack) / 2 mm pin, Thermistor flow sensor (Compumedics P Series™), Snoring Sensor - 21" / Safety DIN connectors, Airflow Thermocouple - 21" / Safety DIN Connectors, Airflow Thermistor 78 Inch / Key Connector, ThermoCan 7-Ft Adult Thermal Cannula, Limb Movement Sensor / Key Connector (150cm), Limb Movement Sensor Kit (One sensor- 150cm + Two Limb) / Key Connector (150cm), Disposable Thermocouple Kit (Medium) / Safety DIN Connectors, Disposable Flow Sensors - Medium (20/ Pack) / Safety DIN Connectors, Disposable Flow Sensors - Infant (20/ Pack) / Safety DIN Connectors, Piezo Respiratory Effort Sensor Kit - Double Buckle for Alice 5 / Safety Din Connectors, Piezo Respiratory Effort Sensor Kit - Double Buckle for Alice 4, Piezo Respiratory Effort Sensor Kit - Double Buckle for Alice 3, Abdominal Effort Sensor Belt Kit / Key Connector, Limb Movement Sensor Kit (Two Limbs) / Key Connector, Limb Movement Sensor Kit (One Limb) / Key Connector, Flex Sensor Kit / Din Safety Connectors, Body Position Sensor Kit for Sandman SD 20, DC Body Position Sensor Kit / 1/8" Female Plug, DC Body Position Sensor Kit / 1/8" Male Plug, Body Position Sensor for Embla / Key Connector, DC Body Position Sensor Kit for Embla / 5 Pin Male Connector, DC Body Position Sensor Kit for Embla / Safety DIN Connectors, DC Body Position Sensor Kit for Alice 5, DC Body Position Sensor Kit / Safety DIN Connectors, DC Body Position Sensor Kit for Alice 4, DC Body Position Sensor Kit for Alice 3, AC Body Position Sensor Kit / Safety DIN Connectors, DC Pressure Sensor Kit / 1/8" Male plug, AC Pressure Sensor Kit, Silver Cup Electrode L150 Kit (Male 2 mm), Silver Cup Electrode L180 Kit (Male 2 mm), Silver Cup Electrode 180 cm (10 Color/Pack) / Safety DIN Connectors, Silver Cup Electrode 150 cm (10 Color/Pack) / Safety DIN Connectors, Silver Cup Electrode 120 cm (10 Color/Pack) / Safety DIN Connectors, Gold Cup Electrode 180 cm (10 Color/Pack) / Safety DIN Connectors, Gold Cup Electrode 150 cm (10 Color/Pack) / Safety DIN Connectors, Medium Buckle Band 1", Inductive Interface Cable for Embletta, Thermistor Flow Sensor + Hanger for Somnomedics, Body Position Sensor FOR Somnomedics, Sleepsense Airflow, Large, Dynamic Snore Sensor / Safety Din Connectors, DC Body Position Sensor, Flow Sensor Cable, Inductive Interface Cable - Chest / Safety DIN Connectors, Silver Cup Electrode 180 cm / Safety DIN Connectors, Silver Cup Electrode 150 cm / Safety DIN Connectors, Cable Photic Trigger / Touchproof, Thermistor Flow Sensor for Sandman SD 20 + Hanger, Oral Thermocouple / Key Connector, 7-Ft Adult Nasal + Oral Pressure Monitoring Cannula (5-pack), RIP belt tester, 7-Ft Pediatric Nasal Pressure Monitoring Cannula (5-pack), 7-Ft Adult Nasal Pressure Monitoring Cannula (5-pack), 2-Ft Pediatric Nasal Pressure Monitoring Cannula (5-pack), 2-Ft Adult Nasal Pressure Monitoring Cannula (5-pack), Cannula Disposable Filter (5-pack), Thermistor Flow Sensor / Key Connector + Hanger, Nihon Kohden Nomad Sensor Kit w/ Limb Movement, Piezo Crystal Effort Sensor - Velcro® Tab / 2.5 mono connector, 2-Ft Adult Nasal + Oral Pressure Monitoring Cannula (Box of 50), 7-Ft Adult Nasal Pressure Monitoring Cannula Female Connector (5-pack), 2-Ft Adult Nasal + Oral Pressure Monitoring Cannula w/ filter (Box of 50), 7-Ft Adult Nasal + Oral Pressure Monitoring Cannula w/ filter (Box of 50), 2-Ft Pediatric Nasal Pressure Cannula (Box of 50) Monitoring, 2-Ft Pediatric Nasal Pressure Monitoring Cannula w/ filter (Box of 50), 7-Ft Pediatric Nasal Pressure Monitoring Cannula w/ filter (Box of 50), 2 ft Adult Nasal Pressure Monitoring Cannula w/ filter (Box of 50), 7-Ft Adult Nasal Pressure Monitoring Cannula Female Connector (Box of 50), 7-Ft Adult Nasal Pressure Monitoring Cannula w/ filter (Box of 50), Small 23" Velstretch band 1.5, Piezo Snoring Sensor / 1 mm Connector, Piezo Snoring Sensor / 1.5mm Connectors, Piezo Snoring Sensor / 1 mm Connctor 70cm, Piezo Crystal effort Sensor - Double Buckle / 1mm Connector, Reusable Thermocouple air flow sensor / Nasal/Oral-Adult /1mm Connector, Reusable Thermocouple air flow sensor / Nasal/Oral-Adult/1.5mm Connectors, Reusable Thermocouple air flow sensor / Nasal/Oral-Adult /1mm Connector 90cm, Pressure Transducer Airflow and Snore Signals TP 1mm Connector AC Channels, DC body position Sensor / 1mm Connector, Piezo limb movement Sensor kit / 1mm Connector, Piezo limb movement Sensor kit / 1.5 mm Connectors, Piezo limb movement Sensor / 1mm Connectors 150cm, Inductive Interface Cable - Abdomen / 1mm Connector, Interface for Inductive effort band (Abdomen) 1.5mm Connectors, Inductive Interface Cable - Abdomen / 1mm Connector/ Short, Inductive Interface cable - Thorax /1 mm Connector, Interface for Inductive effort band (Thorax) 1.5mm Connectors, Inductive Interface cable - Thorax /1 mm Connector / Short, Piezo Crystal effort Sensor Kit- Double Buckle / 1mm Connector, Piezo limb movement Sensor Kit / 1mm Connectors 150cm, DC Body Position Sensor Kit / 1mm Connector, SPHINX Sensor Kit, Silver Cup Electrode 120 cm / Safety DIN Connectors, Piezo Crystal Effort Sensor - Double Buckle / PM, Braid of Silver Cup Electrodes Male 2 mm Pin, Piezo Crystal Effort Sensor Kit for Sensormedics Ampstar- Double Buckle, DC Body Position Sensor kit / Compumedics E series, 7ft Adult Nasal + Oral Pressure Monitoring Cannula (5/pack), Male to Male Luer Adapter (10 Pcs), Sandman Pocket Starter Kit, Oral Thermal Flow Sensor / Key Connector, Disposable Flow Sensor Cable, Piezo Crystal Effort Sensor for Sensormedics Ampstar- Double Buckle, SUM- Abdomen Cable, SUM- Chest Cable, SUM- Output Cable, 501-0206-1: SMALL(S) = 40 cm LENGTH, 501-0206-2: MEDIUM(M) = 60 cm LENGTH, 501-0206-3: LARGE(L) = 90 cm LENGTH, 501-0206-4: EXTRA LARGE(XL) = 120 cm LENGTH, 501-0206-5: EXTRA EXTRA LARGE(XXL) = 133 cm LENGTH, 7 ft Adult Nasal + Oral Pressure Monitoring Cannula (2x boxes of 25), 7 ft Infant Nasal Pressure Monitoring Cannula (2 x boxes of 25), 7 ft Pediatric Nasal Pressure Monitoring Cannula (2 x boxes of 25), 7 ft Adult Nasal Pressure Monitoring Cannula with Filter (5 / pack), 7 ft Adult Nasal Pressure Monitoring Cannula (Box of 50), 2 ft Adult Nasal Pressure Monitoring Cannula (5 / pack), 7 ft Pediatric Nasal Pressure Monitoring Cannula (5 / pack), 2 ft Adult Nasal Pressure Monitoring Cannula with Filter (5 / pack), Cannula Disposable Filter (5/Pack), Plastic Coated Gold Cup Electrode 150 cm / 1.5 Safety DIN connector (10/pack), Snap Electrode Cable 180 cm /2 mm pin, AC Pressure Sensor Plus, Multi-Press (AC/DC Pressure Flow/Snore Sensor), UARS Flex Disposable Sensors (10 pack), S.M Connector to Safety, Thermistor Flow Sensor for Somnomedics, Multi - Rip Kit, Thermocouple Flow Sensor - Adult / Safety DIN Connectors+Hanger, Multi-Press -Output Cable, INDUCTIVE BELT KIT - ST3, Gold Cup Electrode (Male 2 mm), Piezo Crystal effort Sensor Kit - Double Buckle (P Series™), Piezo Crystal effort Sensor - Double Buckle (P Series™), Plastic Coated Gold Cup Electrode 180 cm / 1.5 Safety DIN connector (10/Pack), Snap Electrode Cable 180 cm / (10 Color/Pack) / Safety DIN Connectors, Snap Electrode Cable 150 cm / (2 Color/Pack) / Safety DIN Connectors, Stud Clip 180 cm (6 Color/Pack) / Safety DIN Connectors, Snap Electrode Cable 260 cm / (6 Color/Pack) / Safety DIN Connectors, Safety DIN connector to 'Key' Adapter, Inductive Interface Cable, short - Abdomen, Inductive Interface Cable, short - Chest, Thermistor Flow Sensor for Alice 3+Hanger, Thermistor Flow Sensor for Alice 5+Hanger, Multi-Press -Output Cable /6-4 Modular, 2 ft Pediatric Nasal Pressure Monitoring Cannula (5/pack), AC pressure sensor Plus Kit, Braid of Six Snap Electrode Cable 180 cm / Safety DIN Connectors, Thermocouple Flow Sensor - Adult / PM, Multi-Press (AC/DC Pressure Flow/ Snore Sensor) Kit + Output Cable/ 1/8" Male, Multi-Press (AC/DC Pressure Flow/ Snore Sensor) Kit + Output Cable/ 1/8" Female, Multi-Press (AC/DC Pressure Flow/ Snore Sensor) Kit + Output Cable/ 3/32" male, Multiple use Inductive Band - X-Large (2/pack), Multiple use Inductive Band - Large (2/pack), Airflow Thermistor - 90 cm / Key Connector+Hanger, GVB KIT1, Inductive Interface cable - Thorax / Safety DIN connectors, Inductive Interface cable - Abd. / Safety DIN connectors, Inductive Interface Cable - Chest / Safety DIN Connectors for Nomics, Cable Photic Trigger Jack O/P, Piezo Crystal Effort Sensor - Double Buckle / PL connector, Disposable Thermocouple Kit (Infant) / Safety DIN Connectors, Multiple use Inductive Plethysmography Band - Neonatal (2/pack), Thermocouple Flow Sensor - Adult / Key Connector + Hanger, Inductive Interface Cable - Abdomen / Key Connector, Inductive Interface Cable - Chest / Key Connector, Set of 2 X Male Safety DIN connector to SNAP Adapter, Thermocouple Flow Sensor - Adult / Key Connector +Hanger, Limb Movement Sensor Kit (Two Limbs) / Key Connector Leg Color Label, Body position Sensor (Cadwell® Easy II), Body position Sensor Kit (Cadwell® Easy II), Female SNAP Adapter, Multiple use Inductive Plethysmography Band - Small (2/Pack)-Blue, Multiple use Inductive Plethysmography Band - Medium (2/Pack)-Blue, Multiple use Inductive Plethysmography Band - Large (2/Pack)-Blue, Multiple use Inductive Plethysmography Band - X-Large (2/Pack)-Blue, Multiple use Inductive Plethysmography Band - XX-Large (2/Pack)-Blue, Snore Sensor for Sandman Poc | MONTAL | 2024-03-11T00:00:00.000+01:00 | S.L.P. Ltd. 62 Anilevitz St., Tel-Aviv, 6706016, Israel SRN: IL-MF-000016600 | 930320, 930321, 930400, 930401, 930403, 930404, 930323, 930411, 930412, 930413, 930414, PS076-200, 5003-L260-KIT, 9010NX-Kit, 1352NO-25, 9241-M, 9111S-BI, 9112S-BI, 15829, 1389-LN-Kit-2, 1472CF, 9007-L120-25, 9206-Kit, 9206DR-Kit, 15805-2-FT-25, 9205-Kit, 9205DR-Kit, 15807-NX, 1475S-Kit, 1474P-Kit, 1477P-Kit, 1483P-Kit, 1475P-Kit, 1368-Kit-M, 1369-Kit-M, 1474P-M, 929320, 930324, 5004-L180-KIT-3, 1281, 1490, 1267-LO, 1466-H-LO, 1262-LO, 14860, 9010N1, 1484, 1402P, 15808, 15808-2, 9010NX-2, 9008-L120, 15816, 15816-2, MMICA-KYL, MMICA-KY, 1477P-S, 15807-50, 15807-2-50, 9009, 15814-50, 15816-2-50, 15804-2-50, 1472S, 9020, 9021, 5222-L180-Kit, 9141-OSG, 9142-OSG, 1370S, 1370S-KIT, NA-1475P, NA-1477P, 9111, 9112, 9154A6, 9251, 9252, 9111A5, 9112A5, 9241, 9242, 9011NX, 5223-L150-KIT-W, 5019-L180-12, 15805-FT-C, 1468-NS, 15807-2-60, 15805-60, 9111NO, 112NO, 9341, 9342, 1270, 1339, 1389-3B-KIT, 9006-L120, 9107-Kit, 9107A6-Kit, 9207-Kit, 1415V2REVB, 10-SN10021, PS14850, 15819, 15805-2-NX, 15807-2-NX, 1562, 1562-KIT, 9255, 15802-2-NX, 9007-L120-NX, 9007-L150-NX, 1475S-A1, 1475P-S-A1, 1475P-S, 1401S, 1401S-H, 1401P-S, 1401S-A1, 1401S-H-A1, 1401SP-A1, 9255-KIT, 15818, 9010E-Kit, 9000C, 200-0861, 200-0930, 200-0866, 474P-M, 00-0861/01, 9256, 1352NO, 9007-L150-50, 9111P, 9112P, 9154A6P-KIT, 9107P-KIT, 9207P-KIT, 9251P, 9252P, 9154A6P, 1466-H-LW, 1267-LW, 9251-LW, 9252-LW, 9151-LW, 9152-LW, 601012, 15802-25-K, 15802-2-25-K, 15804-25-K, 15804-2-25-K, 15805-25-K, 15805-2-25-K, 15807-25-K, 15807-2-25-K, 15811-25-K, 15818-25-K, 15813-25-K, 15814-25-K, 15809-25-K, 15805-FT-25-K, 15804-FT-25-K, 15805-2-FT-25-K, 9107XL-KIT, 9107A6XL-KIT, 9256-KIT, 9010-AMB, 9010-AMB-Kit, 9010Z, 9107NO-Kit, 9242-Kit, 930405, 930406, 930407, 15804-FT, 9151S, 9152S, 1466, 1466-H, 1482, 1583, 1583-KIT, 1267, 1483, 1727, 1777, 1777-KIT, 1584, 1584-KIT, 9153A6, 11521, 11522, 15807-2, 15811, 15813, 15810, 5019-L120-KIT, 1478P, 1474P, 1475P, 1477P, 1483P, 9010S, NK KIT7, 1564V2-BITMED, 14833, 1375-INS, 1375-INS-KIT, 1250-CA, 1262-CA, 1268-CA, 1401-CA, 1401-H-CA, 1422-H-CA, 1450S-CA, 1468-H-CA, 1461-CA, 1474-CA, 1475-CA, 1477-CA, 14830-CA, 9101-CA, 9102-CA, 1370-CA, 1389-CA, 1399-CA, 1770-CA, 1370-CA-Kit, 1389-CA-Kit, 1399-CA-Kit, 1770-CA-Kit, 9151-CA, 9152-CA, 15814, 9100EB-Kit, 9100PB-Kit, 1580H, 1479, 14845-kit, 1340-Kit, 1342-Kit, 4140087-UDI, 4140114-UDI, 9007-L120-UDI, 9007-L150-UDI, 9002-L20-UDI, 9002-L30-UDI, 9002N-L120-UDI, 9002N-L90-UDI, 1479-Kit, 14830G-Kit, 14830P-G-Kit, 14838P-Kit, 1575G-Kit, 9210-Kit, NA-1340-Kit, NA-1342-Kit, NA-1475-Kit, NA-1477-Kit, NA-1482-Kit, PSGA-T-4, 9100A5B-Kit, 9100A5-Kit, 9100A5BP-Kit, 9010A5-Kit, 1426-UDI, 1427-UDI, 1428-UDI, 1434, Nomad-DISP-1, Nomad-Refill-1, Nomad-DISP-2, Nomad-Refill-2, NK-Inlab-1, NK-Inlab-Refill-1, 15802-FT-50, MMICA-1, 1310-M, 1388-M, 13891, 1564-M, 601010, 601010S, 601011, 6020, 1410CE, 1415, 3008, 300X, 6011, 5830, 1347, 1551, 1387G-KIT, 1389-SR-Kit, 1389-SR-Kit-C, GVB KIT1, GVB KIT2, NK-KIT3, NK-KIT4, 15804, 15804-2, 15804-2-FT, 15805, 15805-2, 15806, 15806-2, 1216, 5004-L260-Kit, 9010A6-Kit, NA-1216, NA-1262, NA-1434, NA-1435, NA-1442, NA-1468, NA-1472, NA-1585-Kit, NA-1389, NA-1389G, NA-1575, NA-1576, NA-1450B, NA-1450S, NA-9010, NA-9101, NA-9102, NA-14840, NA-PS14840, NA-1389-KIT, NA-1389G-KIT, NA-1575-KIT, NA-1576-KIT, NA-1450-KIT, NA-9010-KIT, NA-14840-KIT, NA-1340, NA-1341, NA-1550, MMICA-2, 1585, L14-1222-KIT, 9103-CL, 15815, 1358, 1585-Kit, PS065, P0079, 14835G-Kit, 1420447, 1420448, 15807-60, 15813-60, 1475S, NA-1475, NA-1477, NA-1482, NA-15807, NA-15807-2, 15809-60, 1435, PS005C, 9007-L120, 9007-L150, 1389-LN-Kit, 1421048, 1421047, 5004-L300-KIT2-B, 5004-L300-KIT2-W, 1474-Kit, 1475-Kit, 1477-Kit, 1482-Kit, 1483-Kit, 920321, 1350SN, 460928, 9212B-Kit, 9212PB-Kit, 9010NX, 1389-LN, 1729, 9002-L120-UDI, 9002-L150-UDI, 9002-L40-UDI, 9002-L60-UDI, 9002-L90-UDI, 9002S- UDI, 9003-L40-UDI, 9003-L60-UDI, 9003-L90-UDI, 9003-L120-UDI, 9003-L150-UDI, 4140090-UDI, 4140089-UDI, 4140088-UDI, 9102SP, 1771SP, 1771 | Klasa I | Janë sensorë fiziologjikë për diagnostikimin e çregullimeve të gjumit | Instrumenta shumeperdorimeshe
16107 | Endosseous dental implants/Tapered Tissue Level Implant, 3.0 x 10.5mm, 3.5 platform, Endosseous dental implants/Tapered Tissue Level Implant, 3.0 x 12mm, 3.5 platform, Endosseous dental implants/Tapered Tissue Level Implant, 3.8 x 7.5mm, 3.5 platform, Endosseous dental implants/Tapered Tissue Level Implant, 3.8 x 9mm, 3.5 platform, Endosseous dental implants/Tapered Tissue Level Implant, 3.8 x 10.5mm, 3.5 platform, Endosseous dental implants/Tapered Tissue Level Implant, 3.8 x 12mm, 3.5 platform, Endosseous dental implant surgical healing abutments/Micro-Lok 3.45 x 2mm Straight Profile Healing Head, Endosseous dental implant surgical healing abutments/Micro-Lok 4.0 x 2mm Straight Profile Healing Head, Endosseous dental implant surgical healing abutments/Micro-Lok 4.0 x 4mm Straight Profile Healing Head, Endosseous dental implant surgical healing abutments/Micro-Lok 5.0 x 2mm Straight Profile Healing Head, Endosseous dental implant surgical healing abutments/Micro-Lok 5.0 x 4mm Straight Profile Healing Head, Endosseous dental implant surgical healing abutments/External 3.5mm x 3mm Straight Healing Abutment, Endosseous dental implant surgical healing abutments/External 3.5mm x 4.5mm Straight Healing Abutment, Endosseous dental implant surgical healing abutments/External 4.0mm x 3mm Straight Healing Abutment, Endosseous dental implant surgical healing abutments/External 4.0mm x 4.5mm Straight Healing Abutment, Endosseous dental implant surgical healing abutments/External 4.0mm x 6mm Straight Healing Abutment, Endosseous dental implant surgical healing abutments/External 5.0mm x 3mm Straight Healing Abutment, Endosseous dental implant surgical healing abutments/External 5.0mm x 4.5mm Straight Healing Abutment, Endosseous dental implant surgical healing abutments/External 5.0mm x 6mm Straight Healing Abutment, Endosseous dental implant surgical healing abutments/External 6.0mm x 3mm Straight Healing Abutment, Endosseous dental implant surgical healing abutments/External 6.0mm x 4.5mm Straight Healing Abutment, Endosseous dental implant surgical healing abutments/External 6.0mm x 6mm Straight Healing Abutment, Endosseous dental implant surgical healing abutments/External 3.5mm x 3mm Flared Healing Abutment, Endosseous dental implant surgical healing abutments/External 3.5mm x 4.5mm Flared Healing Abutment, Endosseous dental implant surgical healing abutments/External 3.5mm x 6mm Flared Healing Abutment, Endosseous dental implant surgical healing abutments/External 4.0mm x 3mm Flared Healing Abutment, Endosseous dental implant surgical healing abutments/External 4.0mm x 4.5mm Flared Healing Abutment, Endosseous dental implant surgical healing abutments/External 4.0mm x 6mm Flared Healing Abutment, Endosseous dental implant surgical healing abutments/External 5.0mm x 3mm Flared Healing Abutment, Endosseous dental implant surgical healing abutments/External 5.0mm x 4.5mm Flared Healing Abutment, Endosseous dental implant surgical healing abutments/External 5.0mm x 6mm Flared Healing Abutment, Endosseous dental implant surgical healing abutments/External 6.0mm x 3mm Flared Healing Abutment, Endosseous dental implant surgical healing abutments/External 6.0mm x 4.5mm Flared Healing Abutment, Endosseous dental implant surgical healing abutments/External 6.0mm x 6mm Flared Healing Abutment, Endosseous dental implant surgical healing abutments/Internal 5.7 plat Simp Sol Healing Abut, 0.8 Collar, Laser-Lok, Endosseous dental implant surgical healing abutments/Internal 5.7 plat Simp Sol Healing Abut, 1.8 Collar, Laser-Lok, Endosseous dental implant surgical healing abutments/Internal 5.7 plat Simp Sol Healing Abut, 2.8 Collar, Laser-Lok, Endosseous dental implant surgical healing abutments/Internal 5.7 Narrow Emergence Healing Abutment, 1mm Height, Endosseous dental implant surgical healing abutments/Internal 5.7 Narrow Healing Abutment, 2mm Height, Endosseous dental implant surgical healing abutments/Internal 5.7 Narrow Emergence Healing Abutment, 3mm Height, Endosseous dental implant surgical healing abutments/Internal 5.7 Narrow Emergence Healing Abutment, 3mm Collar, Laser-Lok, Endosseous dental implant surgical healing abutments/Internal 5.7 Narrow Emergence Healing Abutment, 5mm Height, Endosseous dental implant surgical healing abutments/Internal 5.7 Narrow Emergence Healing Abutment, 5mm Collar, Laser-Lok, Endosseous dental implant surgical healing abutments/Internal 5.7 Regular Healing Abutment, 2mm Height, Endosseous dental implant surgical healing abutments/Internal 5.7 Regular Emergence Healing Abutment, 3mm Height, Endosseous dental implant surgical healing abutments/Internal 5.7 Regular Emergence Healing Abutment, 3mm Collar, Laser-Lok, Endosseous dental implant surgical healing abutments/Internal 5.7 Regular Emergence Healing Abutment, 5mm Height, Endosseous dental implant surgical healing abutments/Internal 5.7 Regular Emergence Healing Abutment, 5mm Collar, Laser-Lok, Endosseous dental implant surgical healing abutments/Internal 5.7 \/Vide Healing Abutment, 3mm Height, Endosseous dental implant surgical healing abutments/Internal 5.7 Wide Healing Abutment, 5mm Height, Endosseous dental implant surgical healing abutments/Internal 4.5 plat Simp Sol Healing Abut, 0.8 Collar, Laser-Lok, Endosseous dental implant surgical healing abutments/Internal 4.5 plat Simp Sol Healing Abut, 1.8 Collar, Laser-Lok, Endosseous dental implant surgical healing abutments/Internal 4.5 plat Simp Sol Healing Abut, 2.8 Collar, Laser-Lok, Endosseous dental implant surgical healing abutments/Internal 4.5 Narrow Emergence Healing Abutment, 1mm Height, Endosseous dental implant surgical healing abutments/Internal 4.5 Narrow Healing Abutment, 2mm Height, Endosseous dental implant surgical healing abutments/Internal 4.5 Narrow Emergence Healing Abutment, 3mm Height, Endosseous dental implant surgical healing abutments/lnternal 4.5 Narrow Emergence Healing Abutment, 3mm Collar, Laser-Lok, Endosseous dental implant surgical healing abutments/Internal 4.5 Narrow Emergence Healing Abutment, 5mm Height, Endosseous dental implant surgical healing abutments/Internal 4.5 Narrow Emergence Healing Abutment, 5mm Collar, Laser-Lok, Endosseous dental implant surgical healing abutments/Internal 4.5 Regular Healing Abutment, 2mm Height, Endosseous dental implant surgical healing abutments/Internal 4.5 Regular Emergence Healing Abutment, 3mm Height, Endosseous dental implant surgical healing abutments/Internal 4.5 Regular Emergence Healing Abutment, 3mm Collar, Laser-Lok, Endosseous dental implant surgical healing abutments/Internal 4.5 Regular Emergence Healing Abutment, 5mm Height, Endosseous dental implant surgical healing abutments/Internal 4.5 Regular Emergence Healing Abutment, 5mm Collar, Laser-Lok, Endosseous dental implant surgical healing abutments/Internal 4.5 Wide Emergence Healing Abutment, 3mm Height, Endosseous dental implant surgical healing abutments/Internal 4.5 Wide Emergence Healing Abutment, 3mm Collar, Laser-Lok, Endosseous dental implant surgical healing abutments/Internal 4.5 Wide Emergence Healing Abutment, 5mm Height, Endosseous dental implant surgical healing abutments/Internal 4.5 Wide Emergence Healing Abutment, 5mm Collar, Laser-Lok, Endosseous dental implant surgical healing abutments/Denture retention screw for Two-piece Healing Abutment, 3mm High, Endosseous dental implant surgical healing abutments/lnternal 3.5 plat Simp Sol Healing Abut, 0.8 Collar, Laser-Lok, Endosseous dental implant surgical healing abutments/Internal 3.5 plat Simp Sol Healing Abut, 1.8 Collar, Laser-Lok, Endosseous dental implant surgical healing abutments/lnternal 3.5 plat Simp Sol Healing Abut, 2.8 Collar, Laser-Lok, Endosseous dental implant surgical healing abutments/Internal 3.5 Narrow Emergence Healing Abutment, 1mm Height, Endosseous dental implant surgical healing abutments/Internal 3.5 Narrow Healing Abutment, 2mm Height, Endosseous dental implant surgical healing abutments/lnternal 3.5 Narrow Emergence Healing Abutment, 3mm Height, Endosseous dental implant surgical healing abutments/Internal 3.5 Narrow Emergence Healing Abutment, 3mm Collar, Laser-Lok, Endosseous dental implant surgical healing abutments/Internal 3.5 Narrow Emergence Healing Abutment, 5mm Height, Endosseous dental implant surgical healing abutments/Internal 3.5 Narrow Emergence Healing Abutment, 5mm Collar, Laser-Lok, Endosseous dental implant surgical healing abutments/Internal Implant RBT 3.5 x 9mm, 3.5 Platform, Endosseous dental implant surgical healing abutments/Internal Implant RBT 3.5 x 10.5mm, 3.5 Platform, Endosseous dental implant surgical healing abutments/Internal Implant RBT 3.5 x 12mm, 3.5 Platform, Endosseous dental implant surgical healing abutments/Internal Implant RBT 3.5 x 15mm, 3.5 Platform, Endosseous dental implant surgical healing abutments/Internal 3.5 Regular Healing Abutment, 2mm Height, Endosseous dental implant surgical healing abutments/Internal 3.5 Regular Emergence Healing Abutment, 3mm Height, Endosseous dental implant surgical healing abutments/Internal 3.5 Regular Emergence Healing Abutment, 3mm Collar, Laser-Lok, Endosseous dental implant surgical healing abutments/Internal 3.5 Regular Emergence Healing Abutment, 5mm Height, Endosseous dental implant surgical healing abutments/Internal 3.5 Regular Emergence Healing Abutment, 5mm Collar, Laser-Lok, Endosseous dental implant surgical healing abutments/Internal 3.5 \/Vide Emergence Healing Abutment, 3mm Height, Endosseous dental implant surgical healing abutments/Internal 3.5 Wide Emergence Healing Abutment, 3mm Collar, Laser-Lok, Endosseous dental implant surgical healing abutments/Internal 3.5 Wide Emergence Healing Abutment, 5mm Height, Endosseous dental implant surgical healing abutments/Internal 3.5 Wide Emergence Healing Abutment, 5mm Collar, Laser-Lok, Endosseous dental implant surgical healing abutments/Tissue Level 5.7mm Healing Abutment, 2mm, Endosseous dental implant surgical healing abutments/Tissue Level 5.7mm Healing Abutment, 3mm, Endosseous dental implant surgical healing abutments/Tissue Level 5.7mm Healing Abutment, 4mm, Endosseous dental implant surgical healing abutments/Tissue Level 4.5mm Healing Abutment, 2mm, Endosseous dental implant surgical healing abutments/Tissue Level 4.5mm Healing Abutment, 3mm, Endosseous dental implant surgical healing abutments/Tissue Level 4.5mm Healing Abutment, 4mm, Endosseous dental implant surgical healing abutments/Tissue Level 3.5mm Healing Abutment, 2mm, Endosseous dental implant surgical healing abutments/Tissue Level 3.5mm Healing Abutment, 3mm, Endosseous dental implant surgical healing abutments/Tissue Level 3.5mm Healing Abutment, 4mm, Endosseous dental implant surgical healing abutments/Tissue Level 3.5mm two-piece Healing Abutment, 3mm high, Endosseous dental implant surgical healing abutments/3.0mm Healing Abutment, 2mm Height, Endosseous dental implant surgical healing abutments/3.0mm Healing Abutment, 3mm Height, Endosseous dental implant surgical healing abutments/3.0mm Healing Abutment, 3mm Collar, Laser-Lok, Endosseous dental implant surgical healing abutments/3.0mm Healing Abutment, 5mm Height, Endosseous dental implant surgical healing abutments/3.0mm Healing Abutment, 5mm Collar, Laser-Lok, Endosseous dental implant surgical healing abutments/3.0mm Narrow Healing Abutment, 2mm Height, Endosseous dental implant surgical healing abutments/3.0mm Narrow Healing Abutment, 3mm Height, Endosseous dental implant surgical healing abutments/3.0mm Narrow Healing Abutment, 5mm Height, Endosseous dental implant surgical healing abutments/3.0mm Extra Wide Healing Abutment, 3mm Height, Endosseous dental implant surgical healing abutments/3.0mm Wide Emergence Healing Abutment, 3mm Height, Endosseous dental implant surgical healing abutments/3.0mm Wide Emergence Healing Abutment, 3mm Collar, Laser-Lok, Endosseous dental implant surgical healing abutments/3.0mm Extra Wide Healing Abutment, 5mm Height, Endosseous dental implant surgical healing abutments/3.0mm Wide Emergence Healing Abutment, 5mm Height, Endosseous dental implant surgical healing abutments/3.0mm Wide Emergence Healing Abutment, 5mm Collar, Laser-Lok, Endosseous dental implant surgical healing cover caps/External 3.5mm Cover Screw, Endosseous dental implant surgical healing cover caps/External 4.0mm Cover Screw, Endosseous dental implant surgical healing cover caps/External 5.0mm Cover Screw, Endosseous dental implant surgical healing cover caps/External 6.0mm Cover Screw, Endosseous dental implant surgical healing cover caps/Internal 5.7 CoverCap, Endosseous dental implant surgical healing cover caps/Internal 4.5 CoverCap, Endosseous dental implant surgical healing cover caps/Internal 3.5 CoverCap, Endosseous dental implant surgical healing cover caps/3.0mm CoverCap, Dental Implants & Dental Implant Surgical Healing Abutments/Cover Caps, Endosseous dental implants/External Implant RBT, D3 Threadform 3.5 x 7mm, Endosseous dental implants/External Implant RBT, D3 Threadform 3.5 x 9mm, Endosseous dental implants/External Implant RBT, D3 Threadform 3.5 x 10.5mm, Endosseous dental implants/External Implant RBT, D3 Threadform 3.5 x 12mm, Endosseous dental implants/External Implant RBT, D3 Threadform 3.5 x 15mm, Endosseous dental implants/External Implant RBT, D3 Threadform 4.0 x 7mm, Endosseous dental implants/External Implant RBT, D3 Threadform 4.0 x 9mm, Endosseous dental implants/External Implant RBT, D3 Threadform 4.0 x 10.5mm, Endosseous dental implants/External Implant RBT, D3 Threadform 4.0 x 12mm, Endosseous dental implants/External Implant RBT, D3 Threadform 4.0 x 15mm, Endosseous dental implants/External Implant RBT, D3 Threadform 5.0 x 7mm, Endosseous dental implants/External Implant RBT, D3 Threadform 5.0 x 9mm, Endosseous dental implants/External Implant RBT, D3 Threadform 5.0 x 10.5mm, Endosseous dental implants/External Implant RBT, D3 Threadform 5.0 x 12mm, Endosseous dental implants/External Implant RBT, D3 Threadform 5.0 x 15mm, Endosseous dental implants/External Implant RBT, D3 Threadform 6.0 x 7mm, Endosseous dental implants/External Implant RBT, D3 Threadform 6.0 x 9mm, Endosseous dental implants/External Implant RBT, D3 Threadform 6.0 x 10.5mm, Endosseous dental implants/External Implant RBT, D3 Threadform 6.0 x 12mm, Endosseous dental implants/External Implant RBT, D3 Threadform 6.0 x 15mm, Endosseous dental implants/3.8mm x 9mm Tapered Pro Implant, Laser-Lok, RBT, Endosseous dental implants/3.8mm x 10.5mm Tapered Pro Implant, Laser-Lok, RBT, Endosseous dental implants/3.8mm x 12mm Tapered Pro Implant, Laser-Lok, RBT, Endosseous dental implants/3.8mm x 15mm Tapered Pro Implant, Laser-Lok, RBT, Endosseous dental implants/3.8mm x 18mm Tapered Pro Implant, Laser-Lok, RBT, Endosseous dental implants/4.2mm x 9mm Tapered Implant Mountless, Laser-Lok, RBT, Endosseous dental implants/4.2mm x 10.5mm Tapered Implant Mountless, Laser-Lok, RBT, Endosseous dental implants/4.2mm x 12mm Tapered Implant Mountless, Laser-Lok, RBT, Endosseous dental implants/4.2mm x 15mm Tapered Implant Mountless, Laser-Lok, RBT, Endosseous dental implants/4.2mm x 18mm Tapered Implant Mountless, Laser-Lok, RBT, Endosseous dental implants/4.6mm x 9mm Tapered Pro Implant, Laser-Lok, RBT, Endosseous dental implants/4.6mm x 10.5mm Tapered Pro Implant, Laser-Lok, RBT, Endosseous dental implants/4.6mm x 12mm Tapered Pro Implant, Laser-Lok, RBT, Endosseous dental implants/4.6mm x 15mm Tapered Pro Implant, Laser-Lok, RBT, Endosseous dental implants/4.6mm x 18mm Tapered Pro Implant, Laser-Lok, RBT, Endosseous dental implants/5.2mm x 9mm Tapered Pro Implant, Laser-Lok, RBT, Endosseous dental implants/5.2mm x 10.5mm Tapered Pro Implant, Laser-Lok, RBT, Endosseous dental implants/5.2mm x 12mm Tapered Pro Implant, Laser-Lok, RBT, Endosseous dental implants/5.2mm x 15mm Tapered Pro Implant, Laser-Lok, RBT, Endosseous dental implants/lnternal Implant RBT, Laser-Lok 5.0 x 9mm, 5.7 Platform, Endosseous dental implants/lnternal Implant RBT, Laser-Lok 5.0 x 10.5mm, 5.7 Platform, Endosseous dental implants/Internal Implant RBT, Laser-Lok 5.0 x 12mm, 5.7 Platform, Endosseous dental implants/Internal Implant RBT, Laser-Lok 5.0 x 15mm, 5.7 Platform, Endosseous dental implants/Internal Implant RBT, Laser-Lok 6.0 x 9mm, 5.7 Platform, Endosseous dental implants/Internal Implant RBT, Laser-Lok 6.0 x 10.5mm, 5.7 Platform, Endosseous dental implants/Internal Implant RBT, Laser-Lok 6.0 x 12mm, 5.7 Platform, Endosseous dental implants/Internal Implant RBT, Laser-Lok 6.0 x 15mm, 5.7 Platform, Endosseous dental implants/lnternal Implant RBT, Laser-Lok 4.0 x 9mm, 4.5 Platform, Endosseous dental implants/lnternal Implant RBT, Laser-Lok 4.0 x 10.5mm, 4.5 Platform, Endosseous dental implants/Internal Implant RBT, Laser-Lok 4.0 x 12mm, 4.5 Platform, Endosseous dental implantsTapered Internal Implant, 5.8 x 7.5mm, Mountless, RBT+Laser-Lok, Endosseous dental implants/Tapered Internal Implant, 5.8 x 9mm, Mountless, RBT+Laser-Lok, Endosseous dental implants/Tapered Internal Implant, 5.8 x 10.5mm, Mountless, RBT+Laser-Lok, Endosseous dental implants/Tapered Internal Implant, 5.8 x 12mm, Mountless, RBT+Laser-Lok, Endosseous dental implants/Tapered Internal Implant, 5.8 x 15mm, Mountless, RBT+Laser-Lok, Endosseous dental implants/Tapered Internal Plus Implant, 3.8mm x 9mm, 3.0 Platform, Laser-Lok, Endosseous dental implants/Tapered Internal Plus Implant, 3.8mm x 10.5mm, 3.0 Platform, Laser-Lok, Endosseous dental implants/Tapered Internal Plus Implant, 3.8mm x 12mm, 3.0 Platform, Laser-Lok, Endosseous dental implants/Tapered Internal Plus Implant, 3.8mm x 15mm, 3.0 Platform, Laser-Lok, Endosseous dental implants/Tapered Internal Plus Implant, 4.6mm x 7.5mm, 3.5 Platform, Laser-Lok, Endosseous dental implants/Tapered Internal Plus Implant, 4.6mm x 9mm, 3.5 Platform, Laser-Lok, Endosseous dental implants/Tapered Internal Plus Implant, 4.6mm x 10.5mm, 3.5 Platform, Laser-Lok, Endosseous dental implants/Tapered Internal Plus Implant, 4.6mm x 12mm, 3.5 Platform, Laser-Lok, Endosseous dental implants/Tapered Internal Plus Implant, 4.6mm x 15mm, 3.5 Platform, Laser-Lok, Endosseous dental implants/Tapered Internal Plus Implant, 5.8mm x 7.5mm, 4.5 Platform, Laser-Lok, Endosseous dental implants/Tapered Internal Plus Implant, 5.8mm x 9mm, 4.5 Platform, Laser-Lok, Endosseous dental implants/Tapered Internal Plus Implant, 5.8mm x 10.5mm, 4.5 Platform, Laser-Lok, Endosseous dental implants/Tapered Internal Plus Implant, 5.8mm x 12mm, 4.5 Platform, Laser-Lok, Endosseous dental implants/Tapered Internal Plus Implant, 5.8mm x 15mm, 4.5 Platform, Laser-Lok, Endosseous dental implants/Tapered Internal Implant RBT 3.8 x 9mm, 3.5 Platform, Endosseous dental implants/Tapered Internal Implant RBT 3.8 x 10.5mm, 3.5 Platform, Endosseous dental implants/Tapered Internal Implant RBT 3.8 x 12mm, 3.5 Platform, Endosseous dental implants/Tapered Internal Implant RBT 3.8 x 15mm, 3.5 Platform, Endosseous dental implants/Tapered Internal Implant RBT 4.6 x 7.5mm, 4.5 Platform, Endosseous dental implants/Tapered Internal Implant RBT 4.6 x 9mm, 4.5 Platform, Endosseous dental implants/Tapered Internal Implant RBT 4.6 x 10.5mm, 4.5 Platform, Endosseous dental implants/Tapered Internal Implant RBT 4.6 x 12mm, 4.5 Platform, Endosseous dental implants/Tapered Internal Implant RBT 4.6 x 15mm, 4.5 Platform, Endosseous dental implants/Tapered Internal Implant RBT 5.8 x 7.5mm, 5.7 Platform, Endosseous dental implants/Tapered Internal Implant RBT 5.8 x 9mm, 5.7 Platform, Endosseous dental implants/Tapered Internal Implant RBT 5.8 x 10.5mm, 5.7 Platform, Endosseous dental implants/Tapered Internal Implant RBT 5.8 x 12mm, 5.7 Platform, Endosseous dental implants/Tapered Internal Implant RBT 5.8 x 15mm, 5.7 Platform, Endosseous dental implants/Laser-Lok 3.0 Implant, 10.5mm, Endosseous dental implants/Laser-Lok 3.0 Implant, 12mm, Endosseous dental implants/Laser-Lok 3.0 Implant, 15mm, Endosseous dental implants/Tapered Internal Implant, RBT, 3.4 x 9mm, Endosseous dental implantsTapered Internal Implant, RBT, 3.4 x 10.5mm, Endosseous dental implants/Tapered Internal Implant, RBT, 3.4 x 12mm, Endosseous dental implants/Tapered Internal Implant, RBT, 3.4 x 15mm, Endosseous dental implants/Tapered Internal Implant, 3.8 x 9mm, Mountless, RBT, Endosseous dental implants/Tapered Internal Implant, 3.8 X 10.5mm, Mountless, RBT, Endosseous dental implants/Tapered Internal Implant, 3.8 X 12mm, Mountless, RBT, Endosseous dental implants/Tapered Internal Implant, 3.8 X 15mm, Mountless, RBT, Endosseous dental implants/Tapered Internal Implant, 4.6 X 7.5mm, Mountless, RBT, Endosseous dental implants/Tapered Internal Implant, 4.6 X 9mm, Mountless, RBT, Endosseous dental implants/Tapered Internal Implant, 4.6 X 10.5mm, Mountless, RBT, Endosseous dental implants/Tapered Internal Implant, 4.6 X 12mm, Mountless, RBT, Endosseous dental implants/Tapered Internal Implant, 4.6 X 15mm, Mountless, RBT, Endosseous dental implants/Tapered Internal Implant, 5.8 X 7.5mm, Mountless, RBT, Endosseous dental implants/Tapered Internal Implant, 5.8 X 9mm, Mountless, RBT, Endosseous dental implants/Tapered Internal Implant, 5.8 X 10.5mm, Mountless, RBT, Endosseous dental implants/Tapered Internal Implant, 5.8 X 12mm, Mountless, RBT, Endosseous dental implants/Tapered Internal Implant, 5.8 X 15mm, Mountless, RBT, Endosseous dental implants/Tapered Platform Switch Implant, 3.8 x 9mm, RBT, Endosseous dental implants/Tapered Platform Switch Implant, 3.8 x 10.5mm, RBT, Endosseous dental implants/Tapered Platform Switch Implant, 3.8 x 12mm, RBT, Endosseous dental implants/Tapered Platform Switch Implant, 3.8 x 15mm, RBT, Endosseous dental implants/Tapered Platform Switch Implant, 4.6 x 7.5mm, RBT, Endosseous dental implants/Tapered Platform Switch Implant, 4.6 x 9mm, RBT, Endosseous dental implants/Tapered Platform Switch Implant, 4.6 x 10.5mm, RBT, Endosseous dental implants/ Tapered Platform Switch Implant, 4.6 x 12mm, RBT, Endosseous dental implants/Tapered Platform Switch Implant, 4.6 x 15mm, RBT, Endosseous dental implants/Tapered Platform Switch Implant, 5.8 x 7.5mm, RBT, Endosseous dental implants/Tapered Platform Switch Implant, 5.8 x 9mm, RBT, Endosseous dental implants/Tapered Platform Switch Implant, 5.8 x 10.5mm, RBT, Endosseous dental implants/Tapered Platform Switch Implant, 5.8 x 12mm, RBT, Endosseous dental implants/Tapered Platform Switch Implant, 5.8 x 15mm, RBT, Endosseous dental implants/Tapered Short Implant, Laser-Lok, 4.6 x 6.0mm, 3.5mm Platform, Endosseous dental implants/Tapered Short Implant, Laser-Lok, 4.6 x 7.5mm, 3.5mm Platform, Endosseous dental implants/Tapered Short Implant, Laser-Lok, 5.8 x 6.0mm, 4.5mm Platform, Endosseous dental implants/Tapered Short Implant, Laser-Lok, 5.8 x 7.5mm, 4.5mm Platform, Endosseous dental implants/Tapered Tissue Level Implant, 5.8 x 7.5mm, 5.7 platform, Endosseous dental implants/Tapered Tissue Level Implant, 5.8 x 9mm, 5.7 platform, Endosseous dental implants/Tapered Tissue Level Implant, 5.8 x 10.5mm, 5.7 platform, Endosseous dental implants/Tapered Tissue Level Implant, 5.8 x 12mm, 5.7 platform, Endosseous dental implants/Tapered Tissue Level Implant, 4.6 x 7.5mm, 4.5 platform, Endosseous dental implants/Tapered Tissue Level Implant, 4.6 x 9mm, 4.5 platform, Endosseous dental implants/Tapered Tissue Level Implant, 4.6 x 10.5mm, 4.5 platform, Endosseous dental implants/Tapered Tissue Level Implant, 4.6 x 12mm, 4.5 platform, Endosseous dental implants/Internal Implant RBT, Laser-Lok 4.0 x 15mm, 4.5 Platform, Endosseous dental implants/Internal Implant RBT, Laser-Lok 3.5 x 9mm, 3.5 Platform, Endosseous dental implants/Internal Implant RBT, Laser-Lok 3.5 x 10.5mm, 3.5 Platform, Endosseous dental implants/Internal Implant RBT, Laser-Lok 3.5 x 12mm, 3.5 Platform, Endosseous dental implants/Internal Implant RBT, Laser-Lok 3.5 x 15mm, 3.5 Platform, Endosseous dental implants/Internal Implant HA 5.0 x 9mm, 5.7 Platform, Endosseous dental implants/Internal Implant HA 5.0 x 10.5mm, 5.7 Platform, Endosseous dental implants/Internal Implant HA 5.0 x 12mm, 5.7 Platform, Endosseous dental implants/Internal Implant, Full Laser-Lok Collar, 6.0mm x 9mm, 5.7 Platform, Endosseous dental implants/Internal Implant, Full Laser-Lok Collar, 6.0mm x 10.5mm, 5.7 Platform, Endosseous dental implants/Internal Implant RBT 5.0 x 9mm, 5.7 Platform, Endosseous dental implants/Internal Implant RBT 5.0 x 10.5mm, 5.7 Platform, Endosseous dental implants/Internal Implant RBT 5.0 x 12mm, 5.7 Platform, Endosseous dental implants/Internal Implant RBT 5.0 x 15mm, 5.7 Platform, Endosseous dental implants/Internal Implant RBT 6.0 x 9mm, 5.7 Platform, Endosseous dental implants/Internal Implant RBT 6.0 x 10.5mm, 5.7 Platform, Endosseous dental implants/Internal Implant RBT 6.0 x 12mm, 5.7 Platform, Endosseous dental implants/Internal Implant RBT 6.0 x 15mm, 5.7 Platform, Endosseous dental implants/Internal Implant HA 4.0 x 9mm, 4.5 Platform, Endosseous dental implants/Internal Implant HA 4.0 x 10.5mm, 4.5 Platform, Endosseous dental implants/Internal Implant HA 4.0 x 12mm, 4.5 Platform, Endosseous dental implants/Internal Implant HA 4.0 x 15mm, 4.5 Platform, Endosseous dental implants/Internal Implant RBT 4.0 x 9mm, 4.5 Platform, Endosseous dental implants/Internal Implant RBT 4.0 x 10.5mm, 4.5 Platform, Endosseous dental implants/Internal Implant RBT 4.0 x 12mm, 4.5 Platform, Endosseous dental implants/Internal Implant RBT 4.0 x 15mm, 4.5 Platform, Endosseous dental implants/Tapered PTG Implant, Laser-Lok, RBT, 4.2 x 15mm, 3.5 Plat, Endosseous dental implants/Tapered PTG Implant, Laser-Lok, RBT, 4.2 x 18mm, 3.5 Plat, Endosseous dental implants/Internal Implant HA 3.5 x 9mm, 3.5 Platform, Endosseous dental implants/Internal Implant HA 3.5 x 10.5mm, 3.5 Platform, Endosseous dental implants/Internal Implant HA 3.5 x 12mm, 3.5 Platform, Endosseous dental implants/Internal Implant, Full Laser-Lok Collar, 3.5mm x 9mm, 3.5 Platform, Endosseous dental implants/Internal Implant, Full Laser-Lok Collar, 3.5mm x 10.5mm, 3.5 Platform, Endosseous dental implants/Internal Implant, Full Laser-Lok Collar, 3.5mm x 12mm, 3.5 Platform, Endosseous dental implants/Tapered IM Implant 7mm x 7.5mm, Laser-Lok, RBT, Endosseous dental implants/Tapered IM Implant 7mm x 9mm, Laser-Lok, RBT, Endosseous dental implants/Tapered IM Implant 7mm x 10.5mm, Laser-Lok, RBT, Endosseous dental implants/Tapered IM Implant 8mm x 7.5mm, Laser-Lok, RBT, Endosseous dental implants/Tapered IM Implant 8mm x 9mm, Laser-Lok, RBT, Endosseous dental implants/Tapered IM Implant 8mm x 10.5mm, Laser-Lok, RBT, Endosseous dental implants/Tapered Internal Implant, 4.6 X 7.5mm, Laser-Lok Complete, Endosseous dental implants/Tapered Internal Implant, 4.6 X 9mm, Laser-Lok Complete, Endosseous dental implants/Tapered Internal Implant, 5.8 X 7.5mm, Laser-Lok Complete, Endosseous dental implants/Tapered Internal Implant, 5.8 X 9mm, Laser-Lok Complete, Endosseous dental implants/Tapered Internal Implant RBT, Laser-Lok 3.8 x 9mm, 3.5 Platform, Endosseous dental implants/Tapered Internal Implant RBT, Laser-Lok 3.8 x 10.5mm, 3.5 Platform, Endosseous dental implants/Tapered Internal Implant RBT, Laser-Lok 3.8 x 12mm, 3.5 Platform, Endosseous dental implants/Tapered Internal Implant RBT, Laser-Lok 3.8 x 15mm, 3.5 Platform, Endosseous dental implants/Tapered Internal Implant RBT, Laser-Lok 4.6 x 7.5mm, 4.5 Platform, Endosseous dental implants/Tapered Internal Implant RBT, Laser-Lok 4.6 x 9mm, 4.5 Platform, Endosseous dental implants/Tapered Internal Implant RBT, Laser-Lok 4.6 x 10.5mm, 4.5 Platform, Endosseous dental implants/Tapered Internal Implant RBT, Laser-Lok 4.6 x 12mm, 4.5 Platform, Endosseous dental implants/Tapered Internal Implant RBT, Laser-Lok 4.6 x 15mm, 4.5 Platform, Endosseous dental implants/Tapered Internal Implant RBT, Laser-Lok 5.8 x 7.5mm, 5.7 Platform, Endosseous dental implants/Tapered Internal Implant RBT, Laser-Lok 5.8 x 9mm, 5.7 Platform, Endosseous dental implants/Tapered Internal Implant RBT, Laser-Lok 5.8 x 10.5mm, 5.7 Platform, Endosseous dental implants/Tapered Internal Implant RBT, Laser-Lok 5.8 x 12mm, 5.7 Platform, Endosseous dental implants/Tapered Internal Implant RBT, Laser-Lok 5.8 x 15mm, 5.7 Platform, Endosseous dental implants/Tapered Internal Implant, 3.0 x 10.5mm, Mountless, RBT+Laser-Lok, Endosseous dental implants/Tapered Internal Implant, 3.0 x 12mm, Mountless, RBT+Laser-Lok, Endosseous dental implants/Tapered Internal Implant, 3.0 x 15mm, Mountless, RBT+Laser-Lok, Endosseous dental implants/Tapered Internal Implant, RBT, Laser-Lok, 3.4 x 9mm, Endosseous dental implants/Tapered Internal Implant, RBT, Laser-Lok, 3.4 x 10.5mm, Endosseous dental implants/Tapered Internal Implant, RBT, Laser-Lok, 3.4 x 12mm, Endosseous dental implants/Tapered Internal Implant, RBT, Laser-Lok, 3.4 x 15mm, Endosseous dental implants/Tapered Internal Implant, RBT, Laser-Lok, 3.4 x 18mm, Endosseous dental implants/Tapered Internal Implant, 3.8 x 9mm, Mountless, RBT+Laser-Lok, Endosseous dental implants/Tapered Internal Implant, 3.8 x 10.5mm, Mountless, RBT+Laser-Lok, Endosseous dental implants/Tapered Internal Implant, 3.8 x 12mm, Mountless, RBT+Laser-Lok, Endosseous dental implants/Tapered Internal Implant, 3.8 x 15mm, Mountless, RBT+Laser-Lok, Endosseous dental implants/Tapered Internal Implant, 3.8 x 18mm, Mountless, RBT+Laser-Lok, Endosseous dental implants/Tapered Internal Implant, 4.6 x 7.5mm, Mountless, RBT+Laser-Lok, Endosseous dental implants/Tapered Internal Implant, 4.6 x 9mm, Mountless, RBT+Laser-Lok, Endosseous dental implants/Tapered Internal Implant, 4.6 x 10.5mm, Mountless, RBT+Laser-Lok, Endosseous dental implants/Tapered Internal Implant, 4.6 x 12mm, Mountless, RBT+Laser-Lok, Endosseous dental implants/Tapered Internal Implant, 4.6 x 15mm, Mountless, RBT+Laser-Lok, Endosseous dental implants/Tapered Internal Implant, 4.6 x 18mm, Mountless, RBT+Laser-Lok | EURODENTA | 2024-03-11T00:00:00.000+01:00 | BioHorizons Implant Systems, Inc. 2300 Riverchase Center , Birmingham ,AL 35244 USA | TTLY3010, TTLY3012, TTLY3807, TTLY3809, TTLY3810, TTLY3812, 10032, 20042, 20044, 50052, 50054, 204-303, 204-304, 204-403, 204-404, 204-406, 204-503, 204-504, 204-506, 204-603, 204-604, 204-606, 212-303, 212-304, 212-306, 212-403, 212-404, 212-406, 212-503, 212-504, 212-506, 212-603, 212-604, 212-606, PBHA08L, PBHA18L, PBHA28L, PBNHA1, PBNHA2, PBNHA3, PBNHA3L, PBNHA5 , PBNHA5L, PBRHA2, PBRHA3, PBRHA3L, PBRHA5, PBRHA5L, PBWHA3, PBWHA5, PGHA08L, PGHA18L, PGHA28L, PGNHA1, PGNHA2, PGNHA3, PGNHA3L, PGNHA5, PGNHA5L, PGRHA2, PGRHA3, PGRHA3L, PGRHA5, PGRHA5L, PGWHA3, PGWHA3L, PGWHA5, PGWHA5L, PXDRS, PYHA08L, PYHA18L, PYHA28L, PYNHA1, PYNHA2, PYNHA3, PYNHA3L, PYNHA5, PYNHA5L, PYR3509, PYR35105, PYR3512, PYR3515, PYRHA2, PYRHA3, PYRHA3L, PYRHA5, PYRHA5L, PYWHA3, PYWHA3L, PYWHA5 , PYWHA5L, SBHA20, SBHA30, SBHA40, SGHA20, SGHA30, SGHA40, SYHA20, SYHA30, SYHA40, SYTPHA30, TP3HA2, TP3HA3, TP3HA3L, TP3HA5, TP3HA5L, TP3NHA2, TP3NHA3, TP3NHA5, TP3EWHA3, TP3WHA3, TP3WHA3L, TP3EWHA5, TP3WHA5, TP3WHA5L, 103-900, 104-900, 105-900, 106-900, PBCC, PGCC, PYCC, TP3CC, N/A, 3507D3, 3509D3, 35105D3, 3512D3, 3515D3, 4007D3, 4009D3, 40105D3, 4012D3, 4015D3, 5007D3, 5009D3, 50105D3, 5012D3, 5015D3, 6007D3, 6009D3, 60105D3, 6012D3, 6015D3, BTA3809, BTA3810, BTA3812, BTA3815, BTA3818, BTA4209, BTA4210, BTA4212, BTA4215, BTA4218, BTA4609, BTA4610, BTA4612, BTA4615, BTA4618, BTA5209, BTA5210, BTA5212, BTA5215, LPBR5009, LPBR50105, LPBR5012, LPBR5015, LPBR6009, LPBR60105, LPBR6012, LPBR6015, LPGR4009, LPGR40105, LPGR4012, TLX5807, TLX5809, TLX5810, TLX5812, TLX5815, TLXP3809, TLXP3810, TLXP3812, TLXP3815, TLXP4607, TLXP4609, TLXP4610, TLXP4612, TLXP4615, TLXP5807, TLXP5809, TLXP5810, TLXP5812, TLXP5815, TMR3809, TMR3810, TMR3812, TMR3815, TMR4607, TMR4609, TMR4610, TMR4612, TMR4615, TMR5807, TMR5809, TMR5810, TMR5812, TMR5815, TP3105L, TP312L, TP315L, TRX3409, TRX3410, TRX3412, TRX3415, TRX3809, TRX3810, TRX3812, TRX3815, TRX4607, TRX4609, TRX4610, TRX4612, TRX4615, TRX5807, TRX5809, TRX5810, TRX5812, TRX5815, TRXP3809, TRXP3810, TRXP3812, TRXP3815, TRXP4607, TRXP4609, TRXP4610, TRXP4612, TRXP4615, TRXP5807, TRXP5809, TRXP5810, TRXP5812, TRXP5815, TSL4606, TSL4607, TSL5806, TSL5807, TTLB5807, TTLB5809, TTLB5810, TTLB5812, TTLG4607, TTLG4609, TTLG4610, TTLG4612, LPGR4015, LPYR3509, LPYR35105, LPYR3512, LPYR3515, PBH5009, PBH50105, PBH5012, PBLX6009, PBLX60105, PBR5009, PBR50105, PBR5012, PBR5015, PBR6009, PBR60105, PBR6012, PBR6015, PGH4009, PGH40105, PGH4012, PGH4015, PGR4009, PGR40105, PGR4012, PGR4015, PTG4215, PTG4218, PYH3509, PYH35105, PYH3512, PYLX3509, PYLX35105, PYLX3512, TIM7007, TIM7009, TIM7010, TIM8007, TIM8009, TIM8010, TL4607, TL4609, TL5807, TL5809, TLR3809, TLR3810, TLR3812, TLR3815, TLR4607, TLR4609, TLR4610, TLR4612, TLR4615, TLR5807, TLR5809, TLR5810, TLR5812, TLR5815, TLX3010, TLX3012, TLX3015, TLX3409, TLX3410, TLX3412, TLX3415, TLX3418, TLX3809, TLX3810, TLX3812, TLX3815, TLX3818, TLX4607, TLX4609, TLX4610, TLX4612, TLX4615, TLX4618 | , Klasa IIb | N/A, Pajisje per implante dentare | Pajisje dentare
16019 | Dental Implant Class I Devices /Guided Surgery Tray, Dental Implant Class I Devices /Drill Block, 12-Position, Dental Implant Class I Devices /Prosthetic Tray, Small, Dental Implant Class I Devices /Prosthetic Instrumentation Tray, Dental Implant Class I Devices /Tapered Short Guided Tray, Dental Implant Class I Devices /Tapered Internal HD Surgical Tray, Dental Implant Class I Devices /Tapered HD Plate, Dental Implant Class I Devices /ODSecure Impression Coping (2 pack), Dental Implant Class I Devices /5.7mm Narrow Direct Pick-up Coping, Hexed, Dental Implant Class I Devices /5.7mm Narrow Direct Pick-up Coping, Non-hexed, Dental Implant Class I Devices /5.7mm Narrow Indirect Scoop Coping, Dental Implant Class I Devices /Snap Coping, 5.7mm, Narrow, Dental Implant Class I Devices /PEEK Scan Abutment, 5.7mm, Dental Implant Class I Devices /5.7mm Regular Direct Pick-up Coping, Hexed, Dental Implant Class I Devices /5.7mm Regular Indirect Scoop Coping, Dental Implant Class I Devices /Snap Coping, 5.7mm, Regular, Dental Implant Class I Devices /Snap Scan Body, 5.7mm, Dental Implant Class I Devices /5.7mm Snap Scan Body, 11mm, Dental Implant Class I Devices /5.7mm Snap Scan Body, 8mm, Dental Implant Class I Devices /4.5mm Narrow Direct Pick-up Coping, Hexed, Dental Implant Class I Devices /4.5mm Narrow Direct Pick-up Coping, Non-hexed, Dental Implant Class I Devices /4.5mm Narrow Indirect Scoop Coping, Dental Implant Class I Devices /Snap Coping, 4.5mm, Narrow, Dental Implant Class I Devices /PEEK Scan Abutment, 4.5mm, Dental Implant Class I Devices /4.5mm Regular Direct Pick-up Coping, Hexed, Dental Implant Class I Devices /4.5mm Regular Indirect Scoop Coping, Dental Implant Class I Devices /Snap Coping, 4.5mm, Regular, Dental Implant Class I Devices /Snap Scan Body, 4.5mm, Dental Implant Class I Devices /4.5mm Snap Scan Body, 11mm, Dental Implant Class I Devices /4.5mm Snap Scan Body, 8mm, Dental Implant Class I Devices /Internal 4.5 Wide Direct Pick-up Coping, Hexed, Dental Implant Class I Devices /4.5mm Wide Indirect Scoop Coping, Dental Implant Class I Devices /Snap Coping, 4.5mm, Wide, Dental Implant Class I Devices /Internal Ball-top Screw, Dental Implant Class I Devices /Internal Direct Coping Screw, Dental Implant Class I Devices /Internal Direct Coping Screw, Extra Long, Dental Implant Class I Devices /Internal Direct Coping Screw, Shallow Hex, Dental Implant Class I Devices /Multi-unit Direct Pick-up Coping, Dental Implant Class I Devices /Indirect Transfer Coping, Multi-unit, Dental Implant Class I Devices /Indirect Scoop Coping Screw, Dental Implant Class I Devices /3.5mm Narrow Direct Pick-up Coping, Hexed, Dental Implant Class I Devices /3.5mm Narrow Direct Pick-up Coping, Non-hexed, Dental Implant Class I Devices /3.5mm Narrow Indirect Scoop Coping, Dental Implant Class I Devices /Snap Coping, 3.5mm, Narrow, Dental Implant Class I Devices /PEEK Scan Abutment, 3.5mm, Dental Implant Class I Devices /3.5mm Regular Direct Pick-up Coping, Hexed, Dental Implant Class I Devices /3.5mm Regular Indirect Scoop Coping, Dental Implant Class I Devices /Snap Coping, 3.5mm, Regular, Dental Implant Class I Devices /Snap Scan Body, 3.5mm, Dental Implant Class I Devices /3.5mm Snap Scan Body, 11mm, Dental Implant Class I Devices /3.5mm Snap Scan Body, 8mm, Dental Implant Class I Devices /3.5mm Wide Direct Pick-up Coping, Hexed, Dental Implant Class I Devices /3.5mm Wide Indirect Scoop Coping, Dental Implant Class I Devices /Snap Coping, 3.5mm, Wide, Dental Implant Class I Devices /Tissue Level 5.7mm Direct Pick-up Coping, Hexed, Dental Implant Class I Devices /Tissue Level 5.7mm Direct Pick-up Coping Non-hexed, Dental Implant Class I Devices /Tissue Level 4.5mm Direct Pick-up Coping, Hexed, Dental Implant Class I Devices /Tissue Level 4.5mm Direct Pick-up Coping, Non-hexed, Dental Implant Class I Devices /Tissue Level 3.5mm Direct Pick-up Coping, Hexed, Dental Implant Class I Devices /Tissue Level 3.5mm Direct Pick-up Coping, Non-hexed, Dental Implant Class I Devices /3.0mm Direct Pickup Coping, Hexed, Dental Implant Class I Devices /3.0mm Direct Pickup Coping, Long, Hexed, Dental Implant Class I Devices /3.0mm Direct Pickup Coping, Non-hexed, Dental Implant Class I Devices /3.0mm Indirect Scoop Coping, Dental Implant Class I Devices /PEEK Scan Abutment, 3.0mm, Dental Implant Class I Devices /Snap Coping, 3.0mm, Regular, Dental Implant Class I Devices /Snap Scan Body, 3.0mm, Dental Implant Class I Devices /3.0mm Snap Scan Body, 11mm, Dental Implant Class I Devices /3.0mm Snap Scan Body, 8mm, Dental Implant Class I Devices /3.0mm Wide Indirect Scoop Coping, Dental Implant Class I Devices /Snap Coping, 3.0mm, Wide, Dental Implant Class I Devices /ODSecure Analog (2 pack), Dental Implant Class I Devices /Internal 5.7 Implant Analog, Dental Implant Class I Devices /Internal 5.7mm Implant Analog (Pack of 25), Dental Implant Class I Devices /Internal 4.5 Implant Analog, Dental Implant Class I Devices /Internal 4.5mm Implant Analog (Pack of 25), Dental Implant Class I Devices /Abutment Replica, Multi-unit, Dental Implant Class I Devices /Abutment Replica, Multi-unit (Pack of 25), Dental Implant Class I Devices /Protection Analogs, Multi-unit (Pack of 5), Dental Implant Class I Devices /Internal 3.5mm Implant Analog, Dental Implant Class I Devices /Internal 3.5mm Implant Analog (Pack of 25), Dental Implant Class I Devices /Tissue Level 5.7mm Implant Analog, Dental Implant Class I Devices /Tissue Level 4.5mm Implant Analog, Dental Implant Class I Devices /Tissue Level 3.5mm Implant Analog, Dental Implant Class I Devices /3.0mm Implant Analog, Dental Implant Class I Devices /3.0mm Implant Analog (Pack of 25), Dental Implant Class I Devices /5.8mm CGS Master Cylinder (Pack of 10), Dental Implant Class I Devices /CGS Disposable Depth Stop, Dental Implant Class I Devices/4.6mm CGS Master Cylinder (Pack of 10), Dental Implant Class I Devices/Pilot Drill Sleeve, 4mm (Pack of 10), Dental Implant Class I Devices/Pilot Drill Sleeve, 6mm (Pack of 10), Dental Implant Class I Devices/3.8mm CGS Master Cylinder (Pack of 10), Dental Implant Class I Devices/TSG 5.8mm Master Cylinder (Pack of 10), Dental Implant Class I Devices/TSG 4.6mm Master Cylinder (Pack of 10), Dental Implant Class I Devices/ODSecure Castable Male (2 pack), Dental Implant Class I Devices/ODSecure Lab Process Insert (Black) (4 pack), Dental Implant Class I Devices/ODSecure Xtend Lab Process Insert (Black) (4 pack), Dental Implant Class I Devices/Internal 5.7mm Titanium Base Waxing Sleeve, Indexed (Pack of 3), Dental Implant Class I Devices/Internal 4.5mm Titanium Base Waxing Sleeve, Indexed (Pack of 3), Dental Implant Class I Devices/Hybrid Abutment Base Waxing Sleeve, Large (Pack of 3), Dental Implant Class I Devices/Hybrid Abutment Base Waxing Sleeve, Small (Pack of 3), Dental Implant Class I Devices/Easy Ti Temp Abutment Pick-up Sleeve (Pack of 3), Dental Implant Class I Devices/Easy Ti Temp Abutment Sleeve (Pack of 3), Dental Implant Class I Devices/Internal 3.0/3.5mm Titanium Base Waxing Sleeve, Indexed(Pack of 3), Dental Implant Class I Devices/Easy Ti Abutment Pick-up Sleeve, 3.0mm (Pack of 3), Dental Implant Class I Devices/Easy Ti Abutment Sleeve, 3.0mm (Pack of 3), Dental Implant Class I Devices/AS123 Assembly, Dental Implant Class I Devices/BioHorizons Multi-unit Delivery Handle (Pack of 2), Dental Implant Class I Devices/CGS Quick Connect Handle, Dental Implant Class I Devices/Tray Grommet, Size G1 (Small) (Pack of 5), Dental Implant Class I Devices/Tray Grommet, Size G2 (Medium) (Pack of 3), Dental Implant Class I Devices/Tray Grommet, Size G3 (Large) (Pack of 3), Dental Implant Class I Devices/Tray Grommet, Size G4 (Extra Large) (Pack of 4), Dental Implant Class I Devices/Tray Grommet, Size G5 (Medium) (Pack of 3), Dental Implant Class I Devices/Tray Tool Holder Set (Ratchet), Dental Implant Class I Devices/Tray Tool Holder Set (Prosthetics), Dental Implant Class I Devices/Tray Tool Holder Set (CGS), Dental Implant Class I Devices/Angled Multi-unit Abutment Carrier (Pack of 3), Dental Implant Class I Devices/ODSecure Block-Out Spacer (4 pack), Dental Implant Class I Devices/ODSecure Cap Insert/Extract Tool, Dental Implant Class I Devices/0-Ring .087 x .020 Silicone, Dental Implant Class I Devices/O-Ring .087 x .063 Silicone, Dental Implant Class I Devices/O-Ring .089 x .024, EPDM, Dental Implant Class I Devices/O-Ring .154 x .032 Silicone, Dental Implant Class I Devices/O-Ring 100 x 040, Silicone, Red, Dental Implant Class I Devices/O-Ring 128 x 025, Silicone, Red, Dental Implant Class I Devices/Internal 5.7mm Platform Analog Handle, Dental Implant Class I Devices/5.7mm Single Use Polishing Protector, Dental Implant Class I Devices/Internal 5.7mm Laser-Lok Protective Sleeve, Dental Implant Class I Devices/4.5mm Single Use Polishing Protector, Dental Implant Class I Devices/Internal 4.5mm Laser-Lok Protective Sleeve, Dental Implant Class I Devices/Internal 3.5/4.5mm Platform Analog Handle, Dental Implant Class I Devices/3.5mm Single Use Polishing Protector, Dental Implant Class I Devices/Internal 3.5mm Laser-Lok Protective Sleeve, Dental Implant Class I Devices/3.0mm Analog Handle, Dental Implant Class I Devices/3.0mm Single Use Polishing Protector, Dental Implant Class I Devices/Internal 3.0mm Laser-Lok Protective Sleeve, Dental Implant Class I Devices/Tapered Internal HD Radiographic Implant Template, Dental Implant Class I Devices/Tapered Short Radiographic Implant Template, Dental Implant Class I Devices/Tapered Pro Radiographic Implant Template, Dental Implant Class I Devices/Multi-unit Titanium Scan Body, Dental Implant Class I Devices/Titanium Scan Body, 3.0mm, Dental Implant Class I Devices/Titanium Scan Body, 3.5mm, Dental Implant Class I Devices/Titanium Scan Body, 4.5mm, Dental Implant Class I Devices/Titanium Scan Body, 5.7mm | EURODENTA | 2024-03-11T00:00:00.000+01:00 | BioHorizons Implant Systems, Inc. 2300 Riverchase Center , Birmingham ,AL 35244 USA | CGS3500, DB12, PROS1500, PROS2500, TSGT, TSK3500, TSKHDP, ODSIC, PBNDC, PBNDCN, PBNISC, PBNSC, PBPSA, PBRDC, PBRISC, PBRSC, PBSSB, PBSSB11, PBSSB8, PGNDC, PGNDCN, PGNISC, PGNSC, PGPSA, PGRDC, PGRISC, PGRSC, PGSSB, PGSSB11, PGSSB8, PGWDC, PGWISC, PGWSC, PXBT, PXDCS, PXDCSL, PXDCSS, PXMUDPC, PXMUIC, PXSS, PYNDC, PYNDCN, PYNISC, PYNSC, PYPSA, PYRDC, PYRISC, PYRSC, PYSSB, PYSSB11, PYSSB8, PYWDC, PYWISC, PYWSC, SBDCH, SBDCN, SGDCH, SGDCN, SYDCH, SYDCN, TP3DC, TP3DCL, TP3DCN, TP3ISC, TP3PSA, TP3RSC, TP3SSB, TP3SSB11, TP3SSB8, TP3WISC, TP3WSC, ODSA, PBIA, PBIA25, PGIA, PGIA25, PXMUAR, PXMUAR25, PXMUPA, PYIA, PYIA25, SBIA, SGIA, SYIA, TP3IA, TP3IA25, CGS-BMC-10, CGS-DDS, CGS-GMC-10, CGS-PS4-10, CGS-PS6-10, CGS-YMC-10, TSGBMC-10, TSGGMC-10, ODSCM, ODS-PM, ODS-XPM, PBTBWSI, PGTBWSI, PHYBWSL, PHYBWSS, PXETPS, PXETS, PYTBWSI, TP3ETPS, TP3ETS, 300-100, BCMUCA, CGS-QCH, MSTG1, MSTG2, MSTG3, MSTG4, MSTG5, MSTTHD, MSTTHPROS, MSTTHQCH, MUCA, ODS-BS, ODSCT, 0-RING .087 X .020, O-RING .087 X .063, O-RING .089 X .024, O-RING .154 X .032, O-RING 100 X 040 S, O-RING 128 X 025 S, PBAH, PBSUPP, PBTBLS, PGSUPP, PGTBLS, PYGAH, PYSUPP, PYTBLS, TP3AH, TP3SUPP, TP3TBLS, L01033, L01035, L01065, PXMUTSB, TP3TSB, PYTSB, PGTSB, PBTSB | Klasa I | Pajisje per implante dentare | Pajisje dentare
16108 | Semi-Automatic Biochemistry Analyzer , Coagulometer | O.E.S DISTRIMED | 2024-03-11T00:00:00.000+01:00 | Sinnowa Medical Science &Technology.,LTD Qilin Industrial Park,Nanjing,China | BS-3000M, BS-3000P, CL-2000 | In vitro | Analizator ,per analizimin e parametrave biokimik ne mostra biologjike, Koagulometer per matjen e koagulimit te gjakut | Tjeter
16020 | Adhesive electrodes for Neurodiagnostic,Cardiology and electrostimulation /Disposable adhesive surface electrode 20x25 mm.250cm cable,DIN42802 connector | O.E.S DISTRIMED | 2024-03-11T00:00:00.000+01:00 | Spes Medica S.p.A.Via Buccari 21 – 16153 Genova (Ge) Italy | DENIL25026 | Klasa I | Elektroda adezive njeperdorimeshe per Neurodiagnostikim,Kardiologji dhe Elektrostimulim | Pajisje nje perdorimeshe
15991 | Box Cutter, X-Large, 17 mm, Box Cutter, X-Large, 20 mm, Ball Rasp, Long, Tap for RetroFusion Screw, TRIM-IT Bone Tap, 2.7 mm, Bone Tap, 3.5 mm, PCL Curved Curette, Closed End, PCL Straight Curette, Closed End, ALIGNMENT PIN, 2.7 mm Extended Bio-Compression Cannulated Dilator Tap 26 mm, 2.7 mm Bio-Compression Screw Dilator Tap, 2.7 mm Bio-Compression Screw Cannulated Dilator Tap, Bio-Compression Cannulated Dilator Tap, 16 mm, Bio-Compression Cannulated Dilator Tap, 18 mm, Bio-Compression Cannulated Dilator Tap, 22 mm, Bio-Compression Cannulated Dilator Tap, 24 mm, Bio-Compression Cannulated Dilator Tap, 26 mm, Collateral Ligament Rasp, iBalance UKA, Tibial Keel Punch, iBalance PHJ, Femoral Peg Drill, 0.312, Graft Post Assembly, Curette, 2, 7 in. Long, Straight Tip, Curette, 3-0, 7 in. Long, 45 Tip, Curette, 4-0, 7 in. Long, 45 Tip, Countersink, for 2.5 mm HCS, Countersink, for 3.0 mm HCS, Countersink, for 4.3 mm HCS, Countersink, for 6.5 mm HCS, COBB Elevator, 9 mm Width, Howarth Elevator, Cup Curette, 45 Shaft, Osteotome, Angled Up, 5.5 mm, Osteotome, Straight, 5.5 mm, Cup Curette, Ankle Arthroscopy, Small Straight, Cup Curette, Ankle Arthroscopy, Small Angled, Ring Curette, Ankle Arthroscopy, Reverse Angled, Chondral Pick, Ankle Arthroscopy, 30 Degree, Chondral Pick, Ankle Arthroscopy, 60 Degree, Osteotome, Ankle Arthroscopy, Straight, Osteotome, Ankle Arthroscopy, Curved, Cobb Elevator, Ankle Arthroscopy, Elevator, Ankle Arthroscopy, Blunt, Elevator, Ankle Arthroscopy, Sharp, Ring Curette, Ankle Arthroscopy, Straight, Ring Curette, Ankle Arthroscopy, Angled, Chondral Pick, 30, Chondral Pick, 60, Chondral Pick, Concave, 90, Chondral Pick, Straight, Strike Plate Attachment, Strike Plate Handle, Osteotome, Angled, Osteotome, Straight, Osteotome, Straight, Large, Curette, Straight, Double Ended, Curette, Curved, Double Ended, Cup Curette, Large, Straight, Cup Curette, Large, Angled, Cup Curette, Large, Curved Shaft, Cup Curette, Double Ended, 2 mm3 mm, Ring Curette, Large, Straight, Ring Curette, Small, Reverse Angle, Cup Curette, 9mm, Countersink, Cannulated, 6.7 mm, Bone Tap, 6.7 mm (Mini Hudson), Cup Curette, Straight Shaft, 6 mm, Cup Curette, Curved Shaft, 6 mm, Osteotome, Angled Up, 12 mm, Osteotome, Straight, 12 mm, Solid Bone Tap, 4.75 mm, Univers Revers Central Screw Tap for Universal Baseplate Impactor, Arthrex ECLIPSE and UNIVERS Orientation Pin for Resection Guide, Univers Revers T-Handle - Hudson Connect, Glenoid Keel Punch, Arthrex UNIVERSII Humeral Broach with Slot, 5 mm, Univers APEX Humeral Broach, 5 mm, Arthrex UNIVERSII Humeral Broach with Slot 6 mm, Arthrex UNIVERSII Humeral Broach with Slot, 7 mm, Arthrex UNIVERSII Humeral Broach with Slot, 8 mm, Arthrex UNIVERSII Humeral Broach with Slot, 9 mm, Arthrex UNIVERSII Humeral Broach with Slot, 10 mm, Arthrex UNIVERSII Humeral Broach with Slot, 11 mm, Arthrex UNIVERSII Humeral Broach with Slot, 12 mm, Arthrex UNIVERSII Humeral Broach with Slot, 13 mm, Arthrex UNIVERSII Humeral Broach with Slot, 14 mm, Arthrex UNIVERSII Humeral Broach with Slot, 15 mm, Broach, Pegged Glenoid, Punch, Pegged Glenoid, Arthrex ALL POLY GLENOID Punch, AnaToemic Punch with Handle, Arthrex UNIVERS REVERS Rasp, Size 5, Spear, for Bio-FASTak, Trocar and Blunt Tip Obturator, Ring Curette, Small, Angled, Ring Curette, Small, Straight, Cobb Elevator, OCD Elevator, Blunt, OCD Elevator, Sharp, Tamp, Bone Graft, Cannula, Bone Graft, Probe, Double Ended, 4 mm5 mm, Cup Curette, Curved Shaft, 100 mm Long, Cup Curette, Curved, 220 mm Shaft, Cup Curette, Straight Shaft, 100 mm Long, Ring Curette, Curved Shaft, 100 mm Long, Ring Curette, Straight Shaft, 100 mm Long, Chondro Pick, Straight 40 Tip, Chondro Pick, 220 mm Shaft, Chondral Pick, Concave, 90 Tip, Chondro Pick, 90 Degree, 220 mm Shaft, Chondro Pick, Convex, 60 Tip, Chondro Pick, 60 Degree, 220 mm Shaft, DynaNite Staple Alignment Pin, SM, Reusable, DynaNite Staple Alignment Pin, MD, Reusable, DynaNite Staple Alignment Pin, LG SuperMX, Reusable, DynaNite Staple Parallel Drill Guide, 9 11 mm, DynaNite Staple Parallel Drill Guide, 13 15 mm, DynaNite Staple Parallel Drill Guide, 15 18 mm, DynaNite Staple Parallel Drill Guide, 20 25 mm, Countersink, 2.0 2.4mm, Cannulated, Countersink, 3.0mm, Cannulated, 4.0 mm Beveled FT Driver, Cannulated, Short, T15 Hexalobe, PARS Tendon Elevator, Rasp and Blunt Elevator Small, Rasp and Blunt Elevator Medium, Combi-Elevator Straight and Curved Ends, Sharp, Collared Pin, 6 mm, Collared Pin, 8 mm, Collared Pin, 10 mm, Collared Pin, 12 mm, Syndesmosis Probe, 2.5 3.0 mm, Bone Tap, 4 mm, Countersink, Cannulated 4.0 mm, Bone Tap, Cannulated, 4.0 mm, Freer Elevator, Periosteal Elevator, 6 mm, Curved Blade, Sharp Hook, Weber Clamp, McGlamry Metatarsal Elevator, Cannulated Countersink, 4.56.7 mm Screw (Mini Hudson), Countersink, Cannulated, 4.5 mm, Bone Tap, 4.5 mm (Mini Hudson), Universal Trocar, Countersink, 2.4 mm, Countersink, 3.0 mm, Countersink 3.5 4.0 mm, Elevator, Sayre, 9 mm x 6.5 Long, Elevator, Key, 38 x 7.5 Long, Bone Tap, 3.5 x 100 mm, Sub-Muscular Tissue Elevator, QC, Chisel, Straight, 14mm, Chisel, Curved, 14mm, Chisel, Curved, 7mm, Chisel, Straight, 7mm, Cart, ACP, Articulating Probe, Joint Space Guide, Atraumatic Hamstring Harvester, Atraumatic Hamstring Harvester with FlushPort, ZebraProbe, ZebraProbe Plus, ZebraProbe with Flushport, ZebraProbe Plus with Flushport, FiberWire Suture Scissor, FiberWire Suture Scissor, Small, Scissor, Serrated Tooth Straight Tip, 2.75mm x 100mm Straight Shaft, Scissor, Serrated Tooth Straight Tip, 2.75mm x 100mm Straight Shaft with FlushPort, Articulating Paddle Elevator, Articulating Hook Elevator, FastThread Screw Tap, 8 mm, FastThread Screw Tap, 9 mm, FastThread Screw Tap, 10 mm, FastThread Screw Tap, 6 mm, Quick Connect, FastThread Screw Tap, 7 mm, Quick Connect, FastThread Screw Tap, 8 mm, Quick Connect, FastThread Screw Tap, 9 mm, Quick Connect, FastThread Screw Tap, 10 mm, Quick Connect, Flexible FastThread Screw Tap, 6 mm, Quick Connect, Flexible FastThread Screw Tap, 7 mm, Quick Connect, Flexible FastThread Screw Tap, 8 mm, Quick Connect, Flexible FastThread Screw Tap, 9 mm, Quick Connect, Flexible FastThread Screw Tap, 10 mm, Quick Connect, iBalance PFJ, IM Drill, iBalance PFJ, Trochlear Reamer Size 3, iBalance TKA, Patella Cement Clamp, iBalance UKA SportsPlasty, Tibial Keel Punch, Trocar, for Inflow Cannula, Reusable Obturator for AR-6530, AR-6566 or AR-6530N, Reusable Obturator for AR-6535, Reusable Obturator for AR-6540 and AR-6575-09, Reusable Obturator for AR-6550, AR-6567, AR-6570 or AR-6570F, Reusable Obturator for AR-6560, AR-6562, AR-6564 or AR-6560F, Allograft Workstation, UNIVERS APEX Humeral Reamer Size 7, UNIVERS APEX Humeral Reamer Size 6, UNIVERS APEX Humeral Broach Size 6, UNIVERS APEX Humeral Broach Size 7, UNIVERS APEX Humeral Broach Size 8, UNIVERS APEX Humeral Broach Size 9, UNIVERS APEX Humeral Broach Size 10, UNIVERS APEX Humeral Broach Size 11, UNIVERS APEX Humeral Broach Size 12, UNIVERS APEX Humeral Broach Size 13, UNIVERS APEX Humeral Broach Size 14, UNIVERS APEX Humeral Broach Size 15, Univers VaultLock Augmented Glenoid Broach, Univers VaultLock Augmented Glenoid Broach Base, 15 Right, Univers VaultLock Augmented Glenoid Broach Base, 15 Left, Univers VaultLock Augmented Glenoid Broach Base, 25 Right, Univers VaultLock Augmented Glenoid Broach Base, 25 Left, Univers VaultLock Glenoid Broach Base, Anatomic Secondary Glenoid Impactor, Univers VaultLock Augmented Glenoid Angled Reamer Sleeve, 15 Defect, Univers VaultLock Augmented Glenoid Angled Reamer Sleeve, 25 Defect, Glenoid Scrapette, Claw Revitalizer 140 mm, 20 Spikes, Claw Revitalizer 80 mm, 7 Spikes, ACL Graft Shaper, PCL, Rasp, TunnelNotchplasty Rasp, Shoulder Debridement Rasp, SLAP Rasp, Rasp, 220 mm Shaft, Glenoid Rasp, Bankart Rasp, 90, Low Profile Osteotome Short, 5 mm, Low Profile Osteotome Short, 10 mm, Low Profile Osteotome Short, 12 mm, Countersink, 2.3 mm, AO, Low Profile Plate & Screw System, Cannulated Countersink, 2.3 mm, Bone Tap, 2.3 mm, AO, Low Profile Plate & Screw System, Tap, for Bio-FASTak, Osteotomy Pin, Key Elevator, 34, PEEKPower HTO Plate Bone Spreader, Posterior Elevator, Shoulder Tissue Elevator, 15, Osteotome for Open Wedge Osteotomy, 10 mm, Osteotome for Open Wedge Osteotomy, 15 mm, Osteotome for Open Wedge Osteotomy, 20 mm, Osteotome for Open Wedge Osteotomy, 25 mm, Osteotome for Open Wedge Osteotomy, 30 mm, Shoulder Tissue Elevator, 30, Hinge Pin, Medial Osteotome, Beveled, Tissue Elevator, 15 Degree, 220 mm Shaft, Tissue Elevator, 30 Degree, 220 mm Shaft, Anchor Drill, AO Connection, Bone Tap, Cortical, Tissue Elevator, 15 Down, 30 Left, Tissue Elevator, 30 Down, Debridement Rasp, D-Curette, 5.4 mm, Ball Tip Rasp, 40 degree, Curette, Double Sided, 5.4 mm, Tissue Elevator, 15 Up, Standard, Tissue Elevator, 30 Up, Standard, Tissue Elevator, 15 Down, Tissue Elevator, 15 Down, 30 Right, Ball Tip Rasp, 40, Chondro Pick, Angled, Curette, Round, Double Sided, 5.4 mm, Elevator, Standard Design, 15, Elevator, Standard Design, 30, Bone Cutting Forceps, Tenodesis Screw Tap, 4 x 10 mm, Tenodesis Screw Tap, 4.75 x 15 mm, Tenodesis Screw Tap, 5.5 x 15 mm, Tenodesis Screw Tap, 6.25 x 15 mm, Tenodesis Screw Tap, 7 x 23 mm, Biceps Tenodesis Punch, Biceps Tenodesis Punch Tip Diameter 6.5 mm, Biceps Tenodesis Punch Tip Diameter 7.5 mm, Biceps Tenodesis Punch Tip Diameter 8 mm, Tenodesis Screw Tap, 7 x 10 mm, SwiveLock Bone Tap, 3.5 mm, SwiveLock Bone Tap, 4.75 mm, Tenodesis Screw Tap, 8 x 12 mm, Guidewire, 1.6 mm, Ankle Distractor, Hip Chondro Pick, 90, Chondro Pick, 20, Chondro Pick, 40, Chondro Pick, 60, Chondro Pick, 25, Curved Tip, Chondro Pick, 35, Curved Tip, Chondro Osteotome, Chondro Curette, Small Joint Osteotome, angled up, Small Joint Osteotome, Straight, Notchplasty and Graft Harvester Osteotome, 5 mm wide, Tunnel Notcher, Tunnel Notcher for Bio-Interference Screw, Reusable Biceps Autograft Tissue Compression PlatesInset Size: 22 mm by 27 mm, PunchTap, for 5 mm Bio-Corkscrew, PunchTap, for 3.7 mm Bio-Corkscrew Anchor, Punch for 4.75 mm Knotless Corkscrew, PunchTap for 4.75 mm Knotless Corkscrew, PunchTap, for 4.5 mm Corkscrew FT, PunchTap, for 4.75 mm Corkscrew FT, Punch, 3.9 mm Knotless Corkscrew, Punch Tap for 3.9 mm Knotless Corkscrew, Graft Workstation Stationary Posts, Graft Workstation Adjustable Post, Graft Workstation Holding Posts for AR-1950, Patellar Tendon, Soft Tissue Clamps, Adjustable, Soft Tissue Clamps, Fixed, Dovetail Meniscal Allograft Workstation Holding Post, Bio-TransFix Extractor, Tap, 6 mm, BioComposite Interference Screw, Quick Connect, Tap, 7 mm, BioComposite Interference Screw, Quick Connect, Tap, 8 mm, BioComposite Interference Screw, Quick Connect, Tap, 9 mm, BioComposite Interference Screw, Quick Connect, Tap, 10 mm, BioComposite Interference Screw, Quick Connect, Tap, 11 mm, BioComposite Interference Screw, Quick Connect, Tap, 12 mm, BioComposite Interference Screw, Quick Connect, Screw Tap, BioComposite, Flexible, 7 mm, Screw Tap, BioComposite, Flexible, 8 mm, Screw Tap, BioComposite, Flexible, 9 mm, Screw Tap, BioComposite, Flexible, 10 mm, SwiveLock Coring Punch, Percutaneous Pinning, Sharp Trocar, 1.6 mm, Percutaneous Pinning, Sharp Trocar, 2.8 mm, Biologic TSR Humeral Graft Prep Fixture, 35 mm, Biologic TSR Humeral Graft Prep Fixture, 40 mm, GraftPro Post, Cutting Board Replacement for AR-2950, GraftPro Button Holder, GraftPro Graft Clamp for Cleaning Board, GraftPro Graft Prep Board, GraftPro Cutting Board, Replacement, GraftPro Recess Bumper, Replacement, GraftPro GraftLink Attachment, GraftPro Soft Tissue Clamp, GRAFTLINK PREP ATTACHMENT, Punch, Slender Straight Tip, 2.75mm x 100mm Straight Shaft, Punch, Slender Straight Tip, 2.75mm x 100mm Straight Shaft with FlushPort, Punch, Large Straight Tip, 2.75mm x 100mm Straight Shaft, Punch, Large Straight Tip, 2.75mm x 100mm Straight Shaft with FlushPort, Punch, Standard 45 Right Angled Tip, 2.75mm x 100mm Straight Shaft, Punch, Standard 45 Right Angled Tip, 2.75mm x 100mm Straight Shaft with FlushPort, Punch, Standard 45 Left Angled Tip, 2.75mm x 100mm Straight Shaft, Punch, Standard 45 Left Angled Tip, 2.75mm x 100mm Straight Shaft with FlushPort, Punch, for 2.6 FiberTak and DR Suture Anchors, Tensioning Device Post, Allograft OATS Workstation, Allograft OATS Workstation Cheater Bar, Allograft OATS Workstation V-Block, Allograft OATS Workstation Spacer, .50 x .25, Allograft OATS Workstation Vice Spacer, .50 x .50, Harvester, Allograft OATS, Recipient, 8 mm, Harvester, Allograft OATS, Recipient, 10 mm, Harvester, Allograft OATS, Recipient, 12 mm, Harvester, Allograft OATS, Recipient, 14 mm, Harvester, Allograft OATS, Recipient, 15 mm, Harvester, Allograft OATS, Recipient, 16 mm, Harvester, Allograft OATS, Recipient, 18 mm, Harvester, Allograft OATS, Recipient, 20 mm, Harvester, Allograft OATS, Recipient, 22.5 mm, Harvester, Allograft OATS, Recipient, 25 mm, Harvester, Allograft OATS, Recipient, 27.5 mm, Harvester, Allograft OATS, Recipient, 30 mm, Scoring Device, Large, 14 mm, Scoring Device, Large, 17 mm, Scoring Device, Large, 20 mm, Scoring Device, Medium, 14 mm, Scoring Device, Medium, 17 mm, Scoring Device, Medium, 20 mm, Scoring Device, Small, 14 mm, Scoring Device, Small, 17 mm, Scoring Device, X-Large, 17 mm, Scoring Device, X-Large, 20 mm, Collared Pin, Allograft OATS, 22 mm, Oblong Cutter, Large, 14 mm, Oblong Cutter, Large, 17 mm, Oblong Cutter, Large, 20 mm, Oblong Cutter, Medium, 14 mm, Oblong Cutter, Medium, 17 mm, Oblong Cutter, Medium, 20 mm, Oblong Cutter, Small, 14 mm, Oblong Cutter, Small, 17 mm, Oblong Cutter, X-Large, 17 mm, Oblong Cutter, X-Large, 20 mm, Box Cutter, Large, 14 mm, Box Cutter, Large, 17 mm, Box Cutter, Large, 20 mm, Box Cutter, Medium, 14 mm, Box Cutter, Medium, 17 mm, Box Cutter, Medium, 20 mm, Box Cutter, Small, 14 mm, Box Cutter, Small, 17 mm, Curved Mini Scorpion DX with FlushPort, Mini Scorpion DX with FlushPort, Bending Iron for Low Profile Plates, Universal Bending Iron, Osteotomy Plates, Osteotomy Plate Bender, Fastener & Lock Washer, Collet Nut, Hinge Pin Aimer, Opening Jack, Back Arm, Opening Jack, Front Arm, Opening Jack, Fastener, Opening Jack, Turn Key, Pin Fixation Nut for AR-1399 Driver, Pliers, Plate Bending, Replacement O-Ring, Stout Wire Cutters, Bending Tool, Cannula, Cannula Bending Tool, 8G (4.3 mm) 10G (3.5 mm), Chuck Key, Plate Bending Iron, Distal Radius, Attachment Screw, RT, VOLAR DRP, Attachment Screw, LT, VOLAR DRP, Cutter, QuickFix Screw, 2 mm, Cutter, QuickFix Screw, 3 mm, Bending Iron, Bending Iron, Plate, Attachment Screw, Aiming Guide, Attachment Screw, Percutaneous Guide, Plate Cutter, Curved Cut, Mesh Plates, Arthrex UNIVERS II Stem Extractor Replacement Screw, Pressurizer, Pegged Glenoid, Center Pillar, VIP Glenoid Targeter, Titanium Shaft, VIP Glenoid Targeter, Handle, VIP Glenoid Targeter, Capture Nut, VIP Glenoid Targeter, Locking Nut, VIP Glenoid Targeter, Size 10 Leg, VIP Glenoid Targeter, Size 11 Leg, VIP Glenoid Targeter, Size 12 Leg, VIP Glenoid Targeter, Size 13 Leg, VIP Glenoid Targeter, Size 14 Leg, VIP Glenoid Targeter, Size 15 Leg, VIP Glenoid Targeter, Size 16 Leg, VIP Glenoid Targeter, Size 17 Leg, VIP Glenoid Targeter, Size 18 Leg, VIP Glenoid Targeter, Size 19 Leg, VIP Glenoid Targeter, Size 20 Leg, VIP Glenoid Targeter, Size 21 Leg, VIP Glenoid Targeter, Size 22 Leg, VIP Glenoid Targeter, Size 23 Leg, VIP Glenoid Targeter, Size 24 Leg, VIP Glenoid Targeter, Size 25 Leg, VIP 3D BASE, ArthrexVIP Web Portal, Grasper, Straight Loose Body Tip, 4.2 mm, 220 mm Straight Shaft with SR Handle, Grasper, Straight Loose Body Tip, 4.2 mm, 220 mm Straight Shaft, SR Handle with Flus, Grasper, Straight Loose Body Tip, 4.2 mm, 220 mm Straight Shaft, with WishBone Ha, Grasper, Hook Tip, 4.2 mm, 220 mm Straight Shaft with NR Handle, Grasper, Hook Tip, 4.2 mm, 220 mm Straight Shaft, NR Handle with FlushPort, Grasper, Hook Tip, 4.2 mm, 220 mm Straight Shaft with SR Handle, Grasper, Hook Tip, 4.2 mm, 220 mm Straight Shaft, SR Handle with FlushPort, Grasper, Alligator Hook Tip, 4.2 mm, 220 mm Straight Shaft, with WishBone Handle, Suture Cutter, 4.2 mm X 220 mm, Open Ended, Left Notch, Suture Cutter, 4.2 mm X 220 mm, Open Ended, Left Notch with FlushPort, Suture Cutter, 4.2 mm X 220 mm, Open Ended, Left Notch, with WishBone Handle, SCR Guide, SCR Guide with FlushPort, KingFisher 220 mm, with SR Handle, KingFisher 220 mm, SR Handle with FlushPort, KingFisher 220 mm, with WishBone Handle, FiberWire Grasper 220 mm, with SR Handle, FiberWire Grasper 220 mm, SR Handle with FlushPort, FiberWire Grasper 220 mm, with WishBone Handle, Punch, for 5.0 mm and 6.5 mm Bio-Corkscrew, Cutting, Punch, for 5.0 mm and 6.5 mm Bio-Corkscrew, Punch, for 4.5 mm PushLock and 4.5 mm Corkscrew FT, Punch, for 3.5 mm PushLock, PunchTap, for 5.5 mm Corkscrew FT and 5.5 mm, Punch with Cortical Tap for 5.5 mm Corkscrew & SwiveLock, Punch, for use with all 5.5 & 6.5 mm Corkscrew FT, Bio-SutureTak Punch, Penetrator Suture Retriever, 15 Up Curved, Penetrator Suture Retriever, 15 Up Curved with FlushPort, FiberTape Penetrator, 15 Up Curved with SR Handle, FiberTape Penetrator, 15 Up Curved, SR Handle with FlushPort, Penetrator Suture Retriever, Straight, Penetrator Suture Retriever, Straight with FlushPort, FiberTape Penetrator, Straight Shaft, with SR Handle, FiberTape Penetrator, Straight Shaft, SR Handle with FlushPort, FiberTape Penetrator, Straight Shaft, with WishBone Handle, FiberTape Penetrator, 15 Up Curved Shaft, with WishBone Handle, Penetrator Suture Retriever, 15 Up Curved, 220 mm, with SR Handle, Penetrator Suture Retriever, 15 Up Curved, 220 mm, SR Handle with FlushPort, Penetrator Suture Retriever, 15 Up Curved, 220 mm, with WishBone Handle, Penetrator Suture Retriever, 15 Up Curved, 220 mm, WishBone Handle with FlushP, PunchTap for 4.75 mm SwiveLock, Punch, Small Joint Standard Straight Tip, 2.75mm Straight Shaft, Punch, Small Joint Standard Straight Tip, 2.75mm Straight Shaft with FlushPort, Grasper, Small Joint Pointed Straight Tip, 2.75mm Straight Shaft with NR Handle, Grasper, Small Joint Pointed Straight Tip, 2.75mm Straight Shaft, NR Handle with Flush, Grasper, Small Joint Pointed Straight Tip, 2.75mm Straight Shaft with SR Handle, Grasper, Small Joint Pointed Straight Tip, 2.75mm Straight Shaft, SR Handle with Flush, Grasper, Small Joint Blunt Straight Tip, 2.75mm Straight Shaft with NR Handle, Grasper, Small Joint Blunt Straight Tip, 2.75mm Straight Shaft, NR Handle with FlushPo, Grasper, Small Joint Blunt Straight Tip, 2.75mm Straight Shaft with SR Handle, Grasper, Small Joint Blunt Straight Tip, 2.75mm Straight Shaft, SR Handle with FlushPo, Punch, Small Joint Standard 15 Up Tip, 2.75mm Straight Shaft, Punch, Small Joint Standard 15 Up Tip, 2.75mm Straight Shaft with FlushPort, Punch, Small Joint Large 15 Up Tip, 2.75mm Straight Shaft, Punch, Small Joint Large 15 Up Tip, 2.75mm Straight Shaft with FlushPort, FiberTape Cerclage Curved Passing Hook, Reusable, FiberTape Cerclage Blunt Medium Passing Hook, Reusable, FiberTape Cerclage Blunt Large Passing Hook, Reusable, Worm Curving Suture Passer, Knee Scorpion, Compression Screw Cannulated Drill Bit, 26 mm, Viper Suture Passer, Meniscal Viper, Straight, Small, Meniscal Viper, Straight, Medium, NeedlePunch II Push Rod, NeedlePunch II, NeedlePunch II Push Rod, 16 mm, NeedlePunch II, 16 mm, Scorpion Suture Passer, Scorpion Suture Passer with FlushPort, Scorpion Suture Passer, Humpback, 16 mm, SCORPION-multifire, Humpback, SCORPION-multifire, FastPass SCORPION-multifire, FastPass SCORPION-multifire with FlushPort, FastPass Scorpion, FastPass Scorpion with FlushPort, Labral Scorpion, Curved Scorpion, Curved Scorpion with FlushPort, Labral Scorpion with FlushPort, Labral Scorpion QL, Labral Scorpion QL with FlushPort, FastPass Scorpion SL-MF, FastPass Scorpion SL-MF with FlushPort, Hip Labral Scorpion with FlushPort, CapsuleClose Scorpion with FlushPort, Punch, Small Joint Rotary 90 Right Tip, 2.75mm Straight Shaft, Punch, Small Joint Rotary 90 Right Tip, 2.75mm Straight Shaft, with FlushPort, Punch, Small Joint Rotary 90 Left Tip, 2.75mm Straight Shaft, Punch, Small Joint Rotary 90 Left Tip, 2.75mm Straight Shaft, with FlushPort, Mini DX Suture Retriever, Mini DX Suture Retriever with FlushPort, Punch, Small Joint Standard 45 Right Tip, 2.75mm Straight Shaft, Punch, Small Joint Standard 45 Right Tip, 2.75mm Straight Shaft with FlushPort, Punch, Small Joint Standard 45 Left Tip, 2.75mm Straight Shaft, Punch, Small Joint Standard 45 Left Tip, 2.75mm Straight Shaft with FlushPort, Mini Suture Retriever, 2.75mm x 100mm Straight, Mini Suture Retriever, 2.75mm x 100mm Straight with FlushPort, Grasper, Alligator Hook Tip, 2.75mm x 100mm Straight Shaft with SR Handle, Grasper, Alligator Hook Tip, 2.75mm x 100mm Straight Shaft, SR Handle with FlushPor, Grasper, Pointed Straight Tip, 2.75mm x 100mm Straight Shaft with SR Handle, Grasper, Pointed Straight Tip, 2.75mm x 100mm Straight Shaft, SR Handle with FlushP, Grasper, Pointed Straight Tip, 2.75mm x 100mm 25 Down Curved Shaft with SR Hand, Grasper, Pointed Straight Tip, 2.75mm x 100mm 25 Down Curved Shaft, SR Handle wi, Micro FiberTape Retriever, 2.75mm x 100mm, with SR Handle, Micro FiberTape Retriever, 2.75mm x 100mm, SR Handle with FlushPort, MegaBiter, Straight Tip, 5.5MM x 2.5MM, MegaBiter, Straight Tip, Left Cut, 5.5MM, MegaBiter, Straight Tip, Right Cut, 5.5MM, MegaBiter, Curved Tip, 5.5MM x 2.5MM, FiberTape Tendon Compression Bridge Suture Tensioner, PCL Suture Pusher, Single-Hole Knot Pusher, Knot Pusher, Closed End, Knot Pusher, Closed End, 220 mm Shaft, Bankart Viper, Plication Viper, Hip Labral Scorpion, CapsuleClose Scorpion, Graft Spreader, AC Joint TightRope Application Sleeve & Pusher & Obturator, AC Joint TightRope Application Sleeve, AC Joint TightRope Application Sleeve Pusher, Coracoid Passer, Left Shoulder, Coracoid Passer, Right Shoulder, SutureLasso SD Shaft. 25 Tight Left Curve, Reusable, SutureLasso SD Shaft. 25 Tight Right Curve, Reusable, SutureLasso SD Shaft. 30 Straight, Reusable, SutureLasso SD Shaft, 45 Left Curve, Reusable, SutureLasso SD Shaft, 45 Right Curve, Reusable, SutureLasso SD Shaft. 90 Straight, Reusable, SutureLasso SD Shaft, 90 Left Curve, Reusable, SutureLasso SD Shaft. 90 Right Curve, Reusable, SutureLasso SD Shaft, 90 Tight Straight, Reusable, SutureLasso SD Shaft, Crescent, Reusable, Needle Catcher, FiberTape Cerclage Tensioner, Reusable, FiberTape Cerclage Passing Hook, Medium, Reusable, FiberTape Cerclage Passing Hook, Large, Reusable, FiberTape Cerclage Straight Medium Passing Hook, Reusable, FiberTape Cerclage Straight Large Passing Hook, Reusable, FiberTape Cerclage Trochanteric Passing Hook, Reusable, FiberTape Cerclage Left Offset Passing Hook, Reusable, FiberTape Cerclage Right Offset Passing Hook, Reusable, Punch, WideBiter Straight Tip, 3.4 mm 30 Right Curved Shaft, with WishBone Han, Punch, WideBiter Straight Tip, 3.4 mm 30 Left Curved Shaft, Punch, WideBiter Straight Tip, 3.4 mm 30 Left Curved Shaft with FlushPort, Punch, WideBiter Straight Tip, 3.4 mm 30 Left Curved Shaft, with WishBone Handl, Punch, WideBiter Inverted Straight Tip, 3.4 mm 15 Up Curved Shaft, Punch, WideBiter Inverted Straight Tip, 3.4 mm 15 Up Curved Shaft, with WishBone, RetroDrill Grasper, Punch, Standard 15 Up Tip, 3.4 mm Straight Shaft, Punch, Standard 15 Up Tip, 3.4 mm Straight Shaft with FlushPort, Punch, Standard 15 Up Tip, 3.4 mm Straight Shaft, with WishBone Handle, Punch, Standard 15 Up Tip, 3.4 mm 15 Up Curved Shaft, Punch, Standard 15 Up Tip, 3.4 mm 15 Up Curved Shaft with FlushPort, Punch, Standard 15 Up Tip, 3.4 mm 30 Right Curved Shaft, Punch, Standard 15 Up Tip, 3.4 mm 30 Right Curved Shaft with FlushPort, Punch, Standard 15 Up Tip, 3.4 mm 30 Left Curved Shaft, Punch, Standard 15 Up Tip, 3.4 mm 30 Left Curved Shaft with FlushPort, Punch, Slender Straight Tip, 3.4 mm Straight Shaft, Punch, Slender Straight Tip, 3.4 mm Straight Shaft with FlushPort, Punch, Slender Straight Tip, 3.4 mm Straight Shaft, with WishBone Handle, Punch, Slender Straight Tip, 3.4 mm 15 Up Curved Shaft, Punch, Slender Straight Tip, 3.4 mm 15 Up Curved Shaft with FlushPort, Punch, Slender Straight Tip, 3.4 mm 30 Right Curved Shaft, Punch, Slender Straight Tip, 3.4 mm 30 Right Curved Shaft with FlushPort, Punch, Slender Straight Tip, 3.4 mm 30 Right Curved Shaft, with WishBone Handle, Punch, Slender Straight Tip, 3.4 mm 30 Left Curved Shaft, Punch, Slender Straight Tip, 3.4 mm 30 Left Curved Shaft with FlushPort, Scissor, Serrated Tooth Straight Tip, 3.4 mm Straight Shaft, Scissor, Serrated Tooth Straight Tip, 3.4 mm Straight Shaft with FlushPort, Scissor, Serrated Tooth Straight Tip, 3.4 mm Straight Shaft, with WishBone Handle, Scissor, Right Curved Tip, 3.4 mm Straight Shaft, Scissor, Right Curved Tip, 3.4 mm Straight Shaft with FlushPort, Scissor, Right Curved Tip, 3.4 mm Straight Shaft, with WishBone Handle, Scissor, Left Curved Tip, 3.4 mm Straight Shaft, Scissor, Left Curved Tip, 3.4 mm Straight Shaft with FlushPort, Scissor, Left Curved Tip, 3.4 mm Straight Shaft, with WishBone Handle, Punch, Capsular, Inverted Scoop Tip, 3.4 mm Straight Shaft, Punch, WideBiter Capsular, Inverted Scoop Tip, 3.4 mm Straight Shaft, Punch, WideBiter Capsular, Inverted Scoop Tip, 3.4 mm Straight Shaft with FlushPort, Punch, Large Straight Tip, 3.4 mm Straight Shaft, Punch, Large Straight Tip, 3.4 mm Straight Shaft with FlushPort, Punch, Large Straight Tip, 3.4 mm Straight Shaft, with WishBone Handle, Punch, Large Straight Tip, 3.4 mm 15 Up Curved Shaft, Punch, Large Straight Tip, 3.4 mm 15 Up Curved Shaft with FlushPort, Punch, Large Straight Tip, 3.4 mm 30 Right Curved Shaft, Punch, Large Straight Tip, 3.4 mm 30 Right Curved Shaft with FlushPort, Punch, Large Straight Tip, 3.4 mm 30 Right Curved Shaft, with WishBone Handle, Punch, Large Straight Tip, 3.4 mm 30 Left Curved Shaft, Punch, Large Straight Tip, 3.4 mm 30 Left Curved Shaft with FlushPort, Punch, Large Straight Tip, 3.4 mm 30 Left Curved Shaft, with WishBone Handle, Punch, WideBiter 15 Up Tip, 3.4 mm Straight Shaft, Punch, WideBiter 15 Up Tip, 3.4 mm Straight Shaft with FlushPort, Punch, WideBiter 15 Up Tip, 3.4 mm Straight Shaft, with WishBone Handle, Punch, WideBiter 15 Up Tip, 3.4 mm 15 Up Curved Shaft, Punch, WideBiter 15 Up Tip, 3.4 mm 15 Up Curved Shaft with FlushPort, Punch, WideBiter 15 Up Tip, 3.4 mm 15 Up Curved Shaft, with WishBone Handle, Punch, WideBiter 15 Up Tip, 3.4 mm 30 Right Curved Shaft, Punch, WideBiter 15 Up Tip, 3.4 mm 30 Right Curved Shaft with FlushPort, Punch, WideBiter 15 Up Tip, 3.4 mm 30 Left Curved Shaft, Punch, WideBiter 15 Up Tip, 3.4 mm 30 Left Curved Shaft with FlushPort, Suture Cutter, 4.2 mm Straight Shaft, Suture Cutter, 4.2 mm Straight Shaft with FlushPort, Suture Cutter, 4.2 mm Straight Shaft, with WishBone Handle, Suture Cutter, 4.2 mm Straight Shaft, WishBone Handle with FlushPort, Punch, Medium Straight Tip, 3.4 mm Straight Shaft, Punch, Medium Straight Tip, 3.4 mm Straight Shaft with FlushPort, Punch, Medium Straight Tip, 3.4 mm 15 Up Curved Shaft, Punch, Medium Straight Tip, 3.4 mm 15 Up Curved Shaft with FlushPort, Punch, Medium Straight Tip, 3.4 mm 15 Up Curved Shaft, with WishBone Handle, Punch, Medium Straight Tip, 3.4 mm 30 Right Curved Shaft, Punch, Medium Straight Tip, 3.4 mm 30 Right Curved Shaft with FlushPort, Punch, Medium Straight Tip, 3.4 mm 30 Left Curved Shaft, Punch, Medium Straight Tip, 3.4 mm 30 Left Curved Shaft with FlushPort, Punch, Medium 15 Up Tip, 3.4 mm Straight Shaft, Punch, Medium 15 Up Tip, 3.4 mm Straight Shaft with FlushPort, Punch, Medium 15 Up Tip, 3.4 mm 15 Up Curved Shaft, Punch, Medium 15 Up Tip, 3.4 mm 15 Up Curved Shaft with FlushPort, Punch, Medium 15 Up Tip, 3.4 mm 15 Up Curved Shaft, with WishBone Handle, Punch, Medium 15 Up Tip, 3.4 mm 30 Right Curved Shaft, Punch, Medium 15 Up Tip, 3.4 mm 30 Right Curved Shaft with FlushPort, Punch, Medium 15 Up Tip, 3.4 mm 30 Left Curved Shaft, Punch, Medium 15 Up Tip, 3.4 mm 30 Left Curved Shaft with FlushPort, Punch, Medium 15 Up Tip, 3.4 mm 30 Left Curved Shaft, with WishBone Handle, Punch, Meniscal WideBiter Right Tip, 3.4 mm Straight Shaft, Punch, Meniscal WideBiter Right Tip, 3.4 mm Straight Shaft with FlushPort, Punch, Meniscal WideBiter Left Tip, 3.4 mm Straight Shaft, Punch, Meniscal WideBiter Left Tip, 3.4 mm Straight Shaft with FlushPort, Punch, Meniscal WideBiter Right Tip, 3.4 mm 15 Right Curved Shaft, Punch, Meniscal WideBiter Right Tip, 3.4 mm 15 Right Curved Shaft with FlushPort, Punch, Meniscal WideBiter Left Tip, 3.4 mm 15 Left Curved Shaft, Punch, Meniscal WideBiter Left Tip, 3.4 mm 15 Left Curved Shaft with FlushPort, Punch, Slender 45 Right Angled Tip, 3.4 mm Straight Shaft, Punch, Slender 45 Left Angled Tip, 3.4 mm Straight Shaft, Punch, Slender 45 Right Angled Tip, 3.4 mm 15 Right Curved Shaft, Punch, Slender 45 Left Angled Tip, 3.4 mm 15 Left Curved Shaft, Punch, Slender 45 Left Angled Tip, 3.4 mm 15 Left Curved Shaft with FlushPort, Punch, Standard 45 Right Angled Tip, 3.4 mm Straight Shaft, Punch, Standard 45 Right Angled Tip, 3.4 mm Straight Shaft with FlushPort, Punch, Standard 45 Left Angled Tip, 3.4 mm Straight Shaft, Punch, Standard 45 Left Angled Tip, 3.4 mm Straight Shaft with FlushPort, Punch, Standard 45 Right Angled Tip, 3.4 mm 15 Right Curved Shaft, Punch, Standard 45 Right Angled Tip, 3.4 mm 15 Right Curved Shaft with FlushPort, Punch, Standard 45 Left Angled Tip, 3.4 mm 15 Left Curved Shaft, Punch, Standard 45 Left Angled Tip, 3.4 mm 15 Left Curved Shaft with FlushPort, Grasper, Blunt Straight Tip, 3.4 mm Straight Shaft with NR Handle, Grasper, Blunt Straight Tip, 3.4 mm Straight Shaft, NR Handle with FlushPort, Grasper, Blunt Straight Tip, 3.4 mm Straight Shaft with SR Handle, Grasper, Blunt Straight Tip, 3.4 mm Straight Shaft, SR Handle with FlushPort, Grasper, Blunt Straight Tip, 3.4 mm Straight Shaft, with WishBone Handle, Grasper, Blunt Straight Tip, 3.4 mm 15 Up Curved Shaft with NR Handle, Grasper, Blunt Straight Tip, 3.4 mm 15 Up Curved Shaft, NR Handle with FlushPort, Grasper, Blunt Straight Tip, 3.4 mm 15 Up Curved Shaft with SR Handle, Grasper, Blunt Straight Tip, 3.4 mm 15 Up Curved Shaft, SR Handle with FlushPort, Grasper, Blunt Straight Tip, 3.4 mm 15 Up Curved Shaft, with WishBone Handle, Punch, Standard Reverse Straight Tip, 3.4 mm Straight Shaft, Punch, Standard Reverse Straight Tip, 3.4 mm Straight Shaft, with WishBone Handle, Punch, Medium Reverse Straight Tip, 3.4 mm Straight Shaft, Punch, Medium Reverse Straight Tip, 3.4 mm Straight Shaft, with WishBone Handle, Back Grasper with NR Handle, Back Grasper with SR Handle, Back Grasper with WishBone Handle, Suture Retriever, Straight Tip, 3.4 mm Straight Shaft, Suture Retriever, Straight Tip, 3.4 mm Straight Shaft with FlushPort, Suture Retriever, Straight Tip, 3.4 mm Straight Shaft, with WishBone Handle, Suture Retriever, Straight Tip, 3.4 mm Straight Shaft, WishBone Handle with FlushPo, Suture Retriever, Straight Tip, 3.4 mm 15 Up Curved Shaft, Suture Retriever, Straight Tip, 3.4 mm 15 Up Curved Shaft with FlushPort, Suture Retriever, Straight Tip, 3.4 mm 15 Up Curved Shaft, with WishBone Handle, Punch, Standard Reverse 15 Up Tip, 3.4 mm Straight Shaft, Punch, Standard Reverse 15 Up Tip, 3.4 mm Straight Shaft, with WishBone Handle, Punch, Medium Reverse 15 Up Tip, 3.4 mm Straight Shaft, Punch, Medium Reverse 15 Up Tip, 3.4 mm Straight Shaft, with WishBone Handle, Suture Retriever, 45 Right Tip, 3.4 mm Straight Shaft, Suture Retriever, 45 Left Tip, 3.4 mm Straight Shaft, Grasper, Alligator Hook Tip, 3.4 mm Straight Shaft with NR Handle, Grasper, Alligator Hook Tip, 3.4 mm Straight Shaft, NR Handle with FlushPort, Grasper, Alligator Hook Tip, 3.4 mm Straight Shaft with SR Handle, Grasper, Alligator Hook Tip, 3.4 mm Straight Shaft, SR Handle with FlushPort, Grasper, Alligator Hook Tip, 3.4 mm Straight Shaft, with WishBone Handle, Grasper, Alligator Hook Tip, 3.4 mm 15 Up Curved Shaft with NR Handle, Grasper, Alligator Hook Tip, 3.4 mm 15 Up Curved Shaft, NR Handle with FlushPort, Grasper, Alligator Hook Tip, 3.4 mm 15 Up Curved Shaft with SR Handle, Grasper, Alligator Hook Tip, 3.4 mm 15 Up Curved Shaft, SR Handle with FlushPort, Grasper, Pointed Straight Tip, 3.4 mm Straight Shaft with NR Handle, Grasper, Pointed Straight Tip, 3.4 mm Straight Shaft, NR Handle with FlushPort, Grasper, Pointed Straight Tip, 3.4 mm Straight Shaft with SR Handle, Grasper, Pointed Straight Tip, 3.4 mm Straight Shaft, SR Handle with FlushPort, Grasper, Pointed Straight Tip, 3.4 mm Straight Shaft, with WishBone Handle, Grasper, Pointed Straight Tip, 3.4 mm 15 Up C | OrthoNet 360 | 2024-03-11T00:00:00.000+01:00 | Arthrex, Inc. 1370 Creekside Boulevard Naples, FL 34108 USA | AR-4092CX-17, AR-4092CX-20, AR-4130H, AR-4157T, AR-4161TB, AR-4162TB, AR-5013, AR-5014, AR-5024P, AR-5025ETBC-26, AR-5025TB, AR-5025TBC, AR-5025TBC-16, AR-5025TBC-18, AR-5025TBC-22, AR-5025TBC-24, AR-5025TBC-26, AR-5506, AR-601-TKBR, AR-602-42, AR-7006, AR-7799-2, AR-7799-3-0, AR-7799-4-0, AR-8610CS-25, AR-8610CS-30, AR-8610CS-43, AR-8610CS-65, AR-8640, AR-8650-06, AR-8650-07, AR-8650-08, AR-8650-09, AR-8655-02, AR-8655-03, AR-8655-04, AR-8655-05, AR-8655-06, AR-8655-08, AR-8655-09, AR-8655-10, AR-8655-11, AR-8655-12, AR-8655-14, AR-8655-15, AR-8656-01, AR-8656-02, AR-8656-03, AR-8656-04, AR-8656-10, AR-8656-11, AR-8656-20, AR-8656-21, AR-8656-22, AR-8656-30, AR-8656-31, AR-8656-32, AR-8656-33, AR-8656-34, AR-8656-35, AR-8656-40, AR-8656-41, AR-8963-18, AR-8967CSF, AR-8967TC, AR-8970-11, AR-8970-12, AR-8970-13, AR-8970-14, AR-8980-04, AR-9165TDG, AR-9202, AR-9202-15H, AR-9214, AR-9231-05, AR-9231-05S, AR-9231-06, AR-9231-07, AR-9231-08, AR-9231-09, AR-9231-10, AR-9231-11, AR-9231-12, AR-9231-13, AR-9231-14, AR-9231-15, AR-9233, AR-9234, AR-9274, AR-9500PH, AR-9510-05, AR-1325, AR-8656-42, AR-8656-43, AR-8656-50, AR-8656-51, AR-8656-52, AR-8656-70, AR-8656-71, AR-8656-80, AR-8660, AR-8660H, AR-8661, AR-8662, AR-8663, AR-8670, AR-8670H, AR-8671, AR-8671H, AR-8672, AR-8672H, AR-8717AP-01-RU, AR-8717AP-02-RU, AR-8717AP-03-RU, AR-8717G-01, AR-8717G-02, AR-8717G-03, AR-8717G-04, AR-8737-23, AR-8737-24, AR-8741-42S, AR-8860J-01, AR-8880-01, AR-8880-02, AR-8880-03, AR-8900CP, AR-8901CP, AR-8902CP, AR-8903CP, AR-8925P, AR-8930M, AR-8935T, AR-8940T, AR-8943-05, AR-8943-06, AR-8943-19, AR-8943-20, AR-8943-21, AR-8943-24, AR-8944M, AR-8945CS, AR-8945CSF, AR-8945TC, AR-8946-06, AR-8950-01, AR-8950-02, AR-8950-03, AR-8954-05, AR-8954-06, AR-8963-02, AR-8963-10, AR-8963-14, AR-8963-15, AR-8963-16, AR-8963-17, ABS-10100, AR-10100, AR-10200, AR-10300, AR-10300F, AR-10500, AR-10501, AR-10500F, AR-10501F, AR-11796, AR-11797, AR-31140, AR-31140F, AR-8630, AR-8631, AR-4020HT-08, AR-4020HT-09, AR-4020HT-10, AR-4020T-06, AR-4020T-07, AR-4020T-08, AR-4020T-09, AR-4020T-10, AR-4020TF-06, AR-4020TF-07, AR-4020TF-08, AR-4020TF-09, AR-4020TF-10, AR-602-6, AR-602-18, AR-602-19, AR-603-85, AR-611-9, AR-6502, AR-6531Q, AR-6536Q, AR-6541Q, AR-6546Q, AR-6549Q, AR-6563Q, AR-7001, AR-9202-01HS, AR-9202-25HS, AR-9231-06S, AR-9231-07S, AR-9231-08S, AR-9231-09S, AR-9231-10S, AR-9231-11S, AR-9231-12S, AR-9231-13S, AR-9231-14S, AR-9231-15S, AR-9233AG, AR-9233AG-15R, AR-9233AG-15L, AR-9233AG-25R, AR-9233AG-25L, AR-9233-VL, AR-9241-00, AR-9297-15, AR-9297-25, AR-9601, ABS-10090, ABS-10091, AR-1234, AR-1264, AR-1282, AR-1282L, AR-1309, AR-1309H, AR-1312, AR-1312-90, AR-13203-05, AR-13203-10, AR-13203-12, AR-13220, AR-13220C, AR-13222T, AR-1324TB, AR-13306-02, AR-13336, AR-1340T, AR-13411-01, AR-13411-02, AR-1342-15, AR-13421W-10, AR-13421W-15, AR-13421W-20, AR-13421W-25, AR-13421W-30, AR-1342-30, AR-13424-03, AR-13429-01, AR-1342H-15, AR-1342H-30, AR-13434-02, AR-13437, AR-1344-15, AR-1344-1530L, AR-1344-1530R, AR-1344-30, AR-1344-DR, AR-1344-LC, AR-1344-MR, AR-1344-P, AR-1344-RC, AR-1344SE-15, AR-1344SE-30, AR-1345-15, AR-1345-30, AR-1345-1530L, AR-1345-1530R, AR-1345-DR, AR-1345-LC, AR-1345-MR, AR-1345-P, AR-1345-RC, AR-1345SE-15, AR-1345SE-30, AR-1367F, AR-1540T, AR-1547T, AR-1555T, AR-1562T, AR-1570T, AR-1662PB, AR-1662PB-6.5, AR-1662PB-7.5, AR-1662PB-8, AR-1670T, AR-1678-03, AR-1678-04, AR-1680T, AR-1714-05, AR-1753, AR-1761, AR-1762, AR-1763, AR-1764, AR-1765, AR-1767, AR-1768, AR-1770, AR-1771, AR-1830, AR-1844, AR-1845, AR-19085, AR-1920PTB, AR-1920PTB-37, AR-1927KPB-475, AR-1927KPTB-475, AR-1927PTB-45, AR-1927PTB-475, AR-1941P, AR-1941PTB, AR-1951, AR-1953, AR-1959, AR-1967A, AR-1967F, AR-1970-2A, AR-1970-2B, AR-1973E, AR-1998CT-06, AR-1998CT-07, AR-1998CT-08, AR-1998CT-09, AR-1998CT-10, AR-1998CT-11, AR-1998CT-12, AR-1998CTF-07, AR-1998CTF-08, AR-1998CTF-09, AR-1998CTF-10, AR-2324P, AR-2527-01, AR-2527-02, AR-2875G-35, AR-2875G-40, AR-2950AP, AR-2950B, AR-295 | Klasa I | Instrumenta te ndryshem te cilet perdoren ne kirurgjite artroskopike. | Instrumenta shumeperdorimeshe
16109 | Dornier Laser Fiber Cables Lightguide, Dornier Laser Fiber Cables Lightguide SingleFlex High Energy, Dornier Laser Fiber Cables Lightguide SmartFlex High Energy, Dornier Laser Fiber Cables Lightguide SmartFlex, Dornier Laser Fiber Cables Lightguide SingleFlex, Dornier Laser Fiber Cables Lightguide HeatFlex High Energy, Dornier Laser Fiber Cables Lightguide GentleFlex, Dornier Laser Fiber Cables Lightguide GentleFlex High Energy, Dornier Laser Fiber Cables Lightguide Thulio Performance, Dornier Laser Fiber Cables Lightguide HeatFlex | AGS Corporation | 2024-03-11T00:00:00.000+01:00 | Dornier MedTech America, Inc. 1155 Roberts Boulevard Suite 100 Kennesaw, Georgia 30144 USA | K2016364, K2016371, K2013509, K2013064 / HOL600S, K2016365, HOL600SBX, K2015441 / HOL600SHE, K2015442 / HOL600RHE, K2016580, K2013153 / HOL600R, HOL600RBX, K2014235, K2016372, K2013065 / HOL1000S, K2016366, HOL1000SBX, K2015443 / HOL1000SHE, K2015444 / HOL1000RHE, K2016581, K2013154 / HOL1000R, HOL1000RBX, K2014236, K2016373, K2014290/ HOL200SBT, HOL200SBTBX, K2016361, K2016368, K2016370, K2013508, K2013063 / HOL400S, K2016363, HOL400SBX, K2015439 / HOL400SHE, K2015440 / HOL400RHE, K2016579, K2013152 / HOL400R, HOL400RBX, K2014234, K2013156, K2015435 / HOL200SHE, K2016360, K2016478 / HOL200SBTHE, K2016367, K2015436 / HOL200RHE, K2016577, K2013062 / HOL270S, K2016362, HOL270SBX, K2015437 / HOL270SHE, K2015438 / HOL270RHE, K2016578, K2013151 / HOL270R, HOL270RBX, K2014232, K2013161 / HOL200S, HOL200SBX, K2013162 / HOL200R, HOL200RBX | Klasa IIa | Fiber qe perdoret ne Laser per trajtimin e prostates dhe per thyerjen e gureve ne disa pjese te ndryshme te trupit, si veshka, ureter, etj | Tjeter
16021 | Surgical Instruments, reusable ISR01F1 - IST02F1 | EUROMED | 2024-03-12T00:00:00.000+01:00 | FEG Textiltechnik Forschungs- und Entwicklungsgesellschaft mbH Prager Ring 70 52070 Aachen Germany | Surgical Instruments, reusable ISR01F1 - IST02F1 | Klasa I | DynaMesh® -ISR01F1: Instrument për akses në rrjetë retrosimfizeale dhe për akses transvaginal në rrjetë transgluteale. DynaMesh® -IST02F1: Komplet instrumentesh i përbërë nga 2 instrumente (ana e djathtë dhe e majtë) për akses transvaginal në rrjetën e transobturatorit dhe për akses në transobturator. | Instrumenta shumeperdorimeshe
16110 | GC Modeling Liquid/GC Modelling Liquid, Refill 6ml, GC Modeling Liquid/GC Composite Modelling Kit | EURODENTA | 2024-03-12T00:00:00.000+01:00 | GC Europe N.V Research Park Interleuvenlaan 33 Leuven B-3001 Belgium | 900743/10003387, 012243/10001380, 900744/10003388, 012244/10001381 | Klasa IIa | Likid per modelimin e porcelanit | Pajisje dentare
1x GC Modelling Liquid 6ml, 2x Gradia Brush
Holder, 5x Gradia Brush Flat, 5x Gradia Brush
Round, 1x Mixing pad, GC Modeling Liquid/GC Modelling Liquid, Refill 6m
16081 | Dental thermoplastic materials , Occlusion help, Erkolen, Erkoplast PLA, Handling PLA, prebite Dott. Pelosi / | BIO-TECH ALBANIA | 2024-03-21T00:00:00.000+01:00 | Erkodent Erich Kopp GmbH Siemensstr. 3, 72285 Pfalzgrafenweiler, Germany | na | Klasa I | Materiale termoplastike dentare. | Pajisje dentare
prebite Dott. Pelosi up, Model SL-protrusion
16082 | Single use brushes for dental applications, Disposable brushes/Disposable brushes for dental brush holder,100 pcs. | EURODENTA | 2024-03-21T00:00:00.000+01:00 | VOCO GmbH Anton-Flettner-Str.1-3 27472 Cuxhaven Germany | N/A, 2309 | , Klasa I | N/A, Furca njeperdorimshe per aplikime dentare | Pajisje dentare
16092 | Application cannulae, Application cannulae/30 X type 47, Application cannulae/50 X type 48, Application cannulae/100 X type 44, Application cannulae/100 X type 40, Application cannulae/100 X type 41, Application cannulae/100 X type 45, Application cannulae/100 X type 46, Application cannulae/100 X type 43, Application cannulae/30 X type 42 | EURODENTA | 2024-03-21T00:00:00.000+01:00 | VOCO GmbH Anton-Flettner-Str.1-3 27472 Cuxhaven Germany | N/A, 2131, 2132, 2144, 2145, 2146, 2147, 2148, 2167, 2310 | , Klasa I | N/A, Kanjula per aplikim | Pajisje dentare
16093 | Denture Base Resin, TERA HARZ DENTURE /THD-C500, TERA HARZ DENTURE /THD-C1000, TERA HARZ DENTURE /THD-LP500, TERA HARZ DENTURE /THD-LP1000, TERA HARZ DENTURE /THD-P500, TERA HARZ DENTURE /THD-P1000, TERA HARZ DENTURE /THD-CP500, TERA HARZ DENTURE /THD-CP1000, TERA HARZ DENTURE /TFDH-C-500, TERA HARZ DENTURE /TFDH-C-1000, TERA HARZ DENTURE /TFDH-W-500, TERA HARZ DENTURE /TFDH-W-1000, TERA HARZ DENTURE /TFDH-LP-500, TERA HARZ DENTURE /TFDH-LP-1000, TERA HARZ DENTURE /TFDH-P-500, TERA HARZ DENTURE /TFDH-P-1000, TERA HARZ DENTURE /TFDH-DP-500, TERA HARZ DENTURE /TFDH-DP-1000, TERA HARZ DENTURE /TFDH-BP-500, TERA HARZ DENTURE /TFDH-BP-1000 | EURODENTA | 2024-03-21T00:00:00.000+01:00 | Graphy Inc. #603, # 617, Ace Gasan Forhu , 225 ,Gasan digital 1-ro, Geumcheon-gu , Seoul , Republic of Korea | N/A, 08800142100406, 08800142100413, 08800142100420, 08800142100437, 08800142100444, 08800142100451, 08800142100468, 08800142100475, 08800142100505, 08800142100512, 08800142100529, 08800142100536, 08800142100543, 08800142100550, 08800142100567, 08800142100574, 08800142100581, 08800142100598, 08800142100482, 08800142100499 | , Klasa I | N/A, REZINA PER PROTEZAT E DHEMBEVE | Pajisje dentare
16083 | Dental Surgical Guide Resin, TERA HARZ SG / SG-100 | EURODENTA | 2024-03-21T00:00:00.000+01:00 | Graphy Inc. #603, # 617, Ace Gasan Forhu , 225 ,Gasan digital 1-ro, Geumcheon-gu , Seoul , Republic of Korea | N/A, 08800142100307 | , Klasa I | N/A, Rezine per guida kirurgjikale | Pajisje dentare
16094 | Cable for electrosurgical unit | GREEMED | 2024-03-21T00:00:00.000+01:00 | Erbe Elektromedizin GmbH, Waldhörnlestraße 17, 72072 Tübingen, Germany | 20132-046, 20132-158, 20132-227, 20132-228, 20132-249, 20183-066, 20192-094, 20192-097, 20192-099, 20192-101, 20192-104, 20192-110, 20192-113, 20192-117, 20192-119, 20192-125, 20192-127, 20192-129, 20192-130, 20192-132, 20192-133, 20192-134, 20192-135, 20196-045, 20196-047, 20196-048, 20196-053, 20196-055, 20:t96-057, 20196-059, 20196-060, 20196-061, 20196-062, 20196-063, 20196-064, 20196-065, 20196-066, 20196-067, 20196-106, 20196-107, 20196-115, 20196-118, 20196-119, 20196-121, 20196-124, 20196-127, 20196-129, 20196-130, 21196-115, 21196-118, 21196-119 | Klasa I | Kabell per pajisje kriokirurgjikale | Tjeter
16095 | Return electrode cable | GREEMED | 2024-03-21T00:00:00.000+01:00 | Erbe Elektromedizin GmbH, Waldhörnlestraße 17, 72072 Tübingen, Germany | 20194-070, 20194-075, 20194-077, 20194-078, 20194-079 | Klasa I | Kabell elektrode | Tjeter
15365 | Evolut PRO+ 23mm Transcatheter Aortic Valve, Evolut PRO+ 26mm Transcatheter Aortic Valve, Evolut PRO+ 29mm Transcatheter Aortic Valve, Evolut PRO+ 34mm Transcatheter Aortic Valve, Evolut PRO+ 23-29mm Delivery Catheter System, Evolut PRO+ 34mm Delivery Catheter System, Evolut PRO+ 23-29mm Loading System, Evolut PRO+ 34mm Loading System | O.E.S DISTRIMED |  | Medtronic CoreValve LLC 1851 Deere Avenue Santa Ana,CA 92705 USA | EVPROPLUS-23, EVPROPLUS-26, EVPROPLUS-29, EVPROPLUS-34, D-EVPROP23-29, D-EVPROP34, L-EVPROP23-29, L-EVPROP34 | Klasa III | Pajisje e indikuar për lehtësimin e stenozës së aortës në pacientët me sëmundje simptomatike të zemrës,perdorim ne kardiologji | Pajisje te implantueshme aktive
16096 | Cerebral Filter, Peripheral X-ray Filter, Standard mattress for Azurion series 7, Neuro mattress for Azurion series 7, Cardio mattress for Azurion series 7, Standard mattress for Azurion series 5, Neuro mattress for Azurion series 5, Cardio mattress for Azurion series 5, Standard mattress for Azurion series 3, Neuro mattress for Azurion series 3, Cardio mattress for Azurion series 3, Patient Straps, Arm support board, Head Support, Ratchet Compressor, Height-adjustable arm support, Shoulder support board, Neuro Wedge, Leg Support Board, Viewpad Cardio, Viewpad Vascular, XperGuide laser tool | Health & Light | 2024-03-26T00:00:00.000+01:00 | Philips Medical Systems Nederland BV/ Veenpluis 6 5684 PC Best/ The Netherlands | 989600133624, 989600032416, 459801110203, 459801110233, 459801110213, 459801609353, 459801609373, 459801609363, 459801110245, 459801110285, 459801110255, 989600204536, 459800759033, 459800748073, 459800722203, 459800752114, 459800828553, 459800797903, 300007038332, 459800678155, 459800678185, 300011230531 | Klasa I | Permiresues imazhi gjate procedurave Neuro-angiografike, Filter per minimizimin e levizjeve te pacientit gjate procedurave angiografike periferike te uleta, Dyshek standard per Azurion Seria 7, Dyshek Neuro per Azurion Seria 7, Dyshek Cardio per Azurion Seria 7, Dyshek standard per Azurion Seria 5, Dyshek Neuro per Azurion Seria 5, Dyshek Cardio per Azurion Seria 5, Dyshek standard per Azurion Seria 3, Dyshek Neuro per Azurion Seria 3, Dyshek Cardio per Azurion Seria 3, Kapese pacienti, Mbajtese krahu, Majtese koke, Imobilizues pacienti per uljen e artefakteve te imazheve gjate procedurave angiografike, Suport krahu me lartesi te rregullueshme, Mbajtese shpatulle, Jastek per pozicionimin e duhur te pacientit gjate ekzaminimit, Mabjtese kembe, Kontroll i funksioneve dhe te imazhit Kardiak dhe procesim , Kontroll i funksioneve dhe te imazhit Vaskular dhe procesim , Lazer ndihmes per pozicionimin e vendit ku do te futet agja ne lekure dhe aisistim i operatorit per orientimin dhe mbajtjen e ages ne pozicionin korrekt | Tjeter
16097 | Respiratory Therapy Device - resi | INNOVUS PHARMA | 2024-03-26T00:00:00.000+01:00 | Anel AG-Weyermannsstrasse 12 CH-3008 Bern Switzerland | N/A | Klasa I | resi- OPEP - Pajisje per Terapi Respiratore | Tjeter
16098 | C-MAC Video Laryngoscope MIL #1, C-MAC Video Laryngoscope MAC #3, C-MAC Video Laryngoscope MAC #4, C-MAC Video Laryngoscope MAC #2, C-MAC Video Laryngoscope MIL #3, C-MAC Video Laryngoscope D-BLADE, Ped, C-MAC Video Laryngoscope MIL #2, C-MAC Video Laryngoscope MAC #3, C-MAC Video Laryngoscope D-BLADE, C-MAC Video Laryngoscope MIL #0, C-MAC Video Laryngoscope MAC #0, C-MAC Video Laryngoscope D-BLADE, Ped. | MONTAL | 2024-03-26T00:00:00.000+01:00 | KARL STORZ SE & Co. KG, Dr. -Karl-Storz-Strasse 34, 78532 Tuttlingen, Germany SRN: DE-MF-000005723 | 8403DXC , 8403EXC , 8403GXC , 8403AX , 8403AXC , 8403BXC , 8403HX , 8403KXC , 8403NXC , 8403BX , 8403HXP , 8403MXC , 8404AX , 8404AXC , 8404BX , 8404BXC , 8404HX , 8404DXC , 8404EXC , 8404GXC , 8404KXC , 8404MXC , 8404HXP | Klasa I | Video laringoskopët përdoren për vizualizimin e rrugëve të frymëmarrjes dhe kordave vokale gjatë intubimit endotrakeal dhe për inspektimin dhe ekzaminimin e traktit të sipërm respirator. | Instrumenta shumeperdorimeshe
16111 | Impression Material, Italgin chromatic alginate, Impression Material, Silibest, Impression Material, Sililight, Impression Material, Catalyst Gel, Impression Material, Silibox, Impression Material, Silikit, Impression Material, Vinylbest, Impression Material, Vinylight, Impression Material, Vinylmono, Impression Material, Vinylbite, Impression Material, Vinylheavy, Impression Material, Vinylkit | MARLEN/E | 2024-03-29T00:00:00.000+01:00 | BMS Dental, Via M.Buonarroti 21/23/25 Zona Ind; 56033 Capannoli (PI)-Italy | 4.019, 4.135A, 4.136A, 4.137 60ML, 4.13536, 4.13536K, 4.187, 4.188, 4.189, 4.19, 4.191, 4.KITA | Klasa I | Material per marrje mase | Pajisje dentare
16112 | EndoComfort | MOTO-MANIA | 2024-03-26T00:00:00.000+01:00 | BRIEF Srls Via Caduti del Lavoro, 6 25016 Ghedi (BS) – Italy | EndoComfort | Klasa I | Endocomfort Mbajtese instrumenta endodontik | Pajisje dentare
16113 | Guttacleaner | MOTO-MANIA | 2024-03-26T00:00:00.000+01:00 | BRIEF Srls Via Caduti del Lavoro, 6 25016 Ghedi (BS) – Italy | Guttacleaner | Klasa I | Guttacleaner,INSTRUMENT PER DEZIFEKTIMINE GUTAPERKAVE | Pajisje dentare
16114 | Devices for Upper Airways Protection, TUSSEVAL SCIROPPO DM TOSSE GRASSA e SECCA – ADULTI, TUSSEVAL SCIROPPO DM TOSSE e GOLA – BAMBINI | AULONA FARM INVESTIMENTS | 2024-03-26T00:00:00.000+01:00 | Zeta Farmaceutici S.p.A Via Mentana, n. 38-36100, Vincenza | N/A, VVTU005, VVTU006 | Klasa IIa | Pajisje e cila përdoret në trajtimin e çrregullimeve të rrugëve të sipërme të frymëmarrjes. Përdoret në trajtimin e kollës dhe në rast irritimi të fytit., TUSSEVAL SCIROPPO DM TOSSE GRASSA e SECCA ADULTI vepron: në kollën e thatë duke qetësuar irritimin dhe duke e reduktuar shpeshtësinë e kollitjes; në kollën e lagësht, favorizon nxjerrjen e mukusit., TUSSEVAL SCIROPPO DM TOSSE e GOLA BAMBINI përdoret në trajtimin e çrregullimeve të rrugëve të sipërme të frymëmarrjes. Përdoret në trajtimin e kollës dhe në rast irritimi të fytit. | Tjeter
16115 | Impactor Part for Handle, Reducer Part for Impactor Small, Neck Adaptor f. Monobloc Stem, Insert Adaptor f. Monobloc Stem, Head / Liner Inserter, Drill Guide 06.0, Peg Impactor straight, Peg Impactor curved, Peg Impactor offset, T-Handle, Peg Extractor, Screwdriver with Handle 3.5, Pen Ball Screwdriver, Shell Positioner, Handle Adaptor 22mm Insert, Handle Adaptor 28mm Insert, Shell Holder Handle NAV, Trial Insert NAV 43 / 22, Trial Insert NAV 45 / 22, Trial Insert NAV 47 / 22, Trial Insert NAV 49 / 22, Trial Insert NAV 51 / 22, Trial Insert NAV 53 / 22, Trial Insert NAV 55 / 22, Trial Insert NAV 57 / 22, Trial Insert NAV 59 / 22, Trial Insert NAV 61 / 22, Trial Insert NAV 63 / 22, Trial Insert NAV 65 / 22, Trial Insert NAV 67 / 22, Screw Driver 3.5 with Wrench SW15, Easy Tray Lid Plastic, Case Reamer Shell Standard, Case Nav POLARCUP, Case Accessories POLARCUP 10, Basic Case I POLARCUP 10, Basic Case II POLARCUP 10, Case Reamer Shell optional, Trial Shell Handle NAV, Flange Cutter, Extractor PE-Insert, Reducer Part for Impactor, Handle for Impactor | LAYO | 2024-03-29T00:00:00.000+01:00 | Smith&Nephew Orthopaedics AG, Oberneuhofstrasse 10d, 6340Baar, SWITZERLAND | 75023346, 75023714, 75017087, 75017088, 75017089, 75017130, 75017131, 75017132, 75100195, 75023347, 75023350, 75017137, 75000647, 75023819, 75000649, 75000650, 75000648, 75023356, 75023357, 75023358, 75023359, 75023360, 75023361, 75023362, 75023363, 75023364, 75023365, 75023366, 75023367, 75023368, 75023818, 75007661, 75100511, 75100512, 75100513, 75100514, 75100515, 75100531, 75023343, 75017081, 75017083, 75023344, 75023345 | Klasa I | Instrumenta mjekësore shumëpërdorimëshe, të cilat përdoren gjatë procedurave kirurgjikale për implantimin e protezave koksofemorale, në shërbimin e ortopedisë. | Instrumenta shumeperdorimeshe
16116 | GI Genius/CB-17-08 System | O.E.S DISTRIMED | 2024-03-29T00:00:00.000+01:00 | Linkverse s.r.l. Via Ostiense 131/L 00154 Roma Italy | CB1708-EU | Klasa I | Moduli i endoskopisë inteligjente GI Genius™ per zbulimin e polipeve kolorektale përmes vizualizimit të përmirësuar gjatë kolonoskopisë. | Tjeter
16075 | EndoButton Direct Fixation Device, 8mm, EndoButton CL Ultra, 15mm, EndoButton CL Ultra, 20mm, EndoButton CL Ultra, 25mm, EndoButton CL Ultra, 30mm, EndoButton CL Ultra, 35mm, EndoButton CL Ultra, 40mm, EndoButton CL Ultra, 45mm, EndoButton CL Ultra, 50mm, EndoButton CL Ultra, 55mm, EndoButton CL Ultra, 60mm, EndoButton Twin Bridge Fixation Device, EndoButton Direct Fixation Device with Sutures, 6mm, EndoButton Direct Fixation Device with Sutures, 7mm, EndoButton Direct Fixation Device with Sutures, 8mm, EndoButton Direct Fixation Device with Sutures, 10mm, EndoButton CL-BTB Fixation Button with 15mm Continuous Suture Loop, EndoButton CL-BTB Fixation Button with 10mm Continuous Suture Loop, EndoButton Fixation Button, 4mm x 12mm, EndoButton CL -20mm, Fixation Button with 20mm Continuous Suture Loop, EndoButton CL -25mm, Fixation Button with 25mm Continuous Suture Loop, EndoButton CL -30mm, Fixation Button with 30mm Continuous Suture Loop, EndoButton CL -35mm, Fixation Button with 35mm Continuous Suture Loop, EndoButton CL -40mm, Fixation Button with 40mm Continuous Suture Loop, EndoButton CL -45mm, Fixation Button with 45mm Continuous Suture Loop, EndoButton CL -50mm, Fixation Button with 50mm Continuous Suture Loop, EndoButton CL -15mm, Fixation Button with 15mm Continuous Suture Loop, EndoButton CL -55mm, Fixation Button with 55mm Continuous Suture Loop, EndoButton CL -60mm, Fixation Button with 60mm Continuous Suture Loop, EndoButton CL-BTB -20mm, Fixation Button with 20mm Continuous Suture Loop, EndoButton CL-BTB -25mm, Fixation Button with 25mm Continuous Suture Loop, EndoButton CL-BTB -30mm, Fixation Button with 30mm Continuous Suture Loop, EndoButton CL-BTB -35mm, Fixation Button with 35mm Continuous Suture Loop, EndoButton CL-BTB -40mm, Fixation Button with 40mm Continuous Suture Loop, EndoButton CL-BTB -45mm, Fixation Button with 45mm Continuous Suture Loop, EndoButton CL-BTB -50mm, Fixation Button with 50mm Continuous Suture Loop, EndoButton CL-BTB -55mm, Fixation Button with 55mm Continuous Suture Loop, EndoButton CL-BTB -60mm, Fixation Button with 60mm Continuous Suture Loop, XTENDOBUTTON Fixation Device, 5.5mm x 20mm, Round XTENDOBUTTON; 15mm Ø, Oval XTENDOBUTTON; 9mm x 16mm, Round XTENDOBUTTON; 17mm Ø, 7.5mm, Oval XTENDOBUTTON; 11mm x 18mm, 7.5mm, Round XTENDOBUTTON; 21mm Ø, 10mm, Oval XTENDOBUTTON; 15mm x 21mm, 10mm, EndoButton 25mm, CL Fixation Device, EndoButton 30mm, CL Fixation Device, EndoButton 45mm, CL Fixation Device, EndoButton Direct Fixation Device, 6mm | LAYO |  | Smith&Nephew, Inc. - Endoscopy Division 150 Minuteman Road Andover Massachusetts 01810-1031 USA | 72201209, 72200146, 72200147, 72200148, 72200149, 72200150, 72200151, 72200152, 72200153, 72200154, 72200155, 72202073, 72202981, 72202982, 72202983, 72202985, 72203330, 72203331, 013186, 7207323, 7207324, 7207325, 7207326, 7207327, 7207328, 7207329, 7209352, 7209353, 7209354, 7210080, 7210081, 7210082, 7210083, 7210084, 7210085, 7210086, 7210087, 7210088, 72200134, 71935601, 71935604, 71935602, 71935605, 71935603, 71935606, 72200839, 72200840, 72200843, 72201207 | Klasa IIb | Pajisje mjekësore, Implante ortopedike, që përdoren në shërbimin e ortopedisë me qëllim riparimin e nyjeve, si një mbështetje për kockat dhe kërcet. | Pajisje te implantueshme aktive
16121 | Temporary Titanium Abutments, Esthetic TTiA 58655, Esthetic TTiA 58656, Esthetic TTiA 58657, Esthetic TTiA 58658, Esthetic TTiA 58659, Esthetic TTiA 58660, Esthetic TTiA 58661, Esthetic TTiA 58662, Esthetic TTiA 58663, Esthetic TTiA 58664, Esthetic TTiA 58665, Esthetic TTiA 58666, Esthetic TTiA 58667, Esthetic TTiA 58668, Esthetic TTiA 58669, Esthetic TTiA 58670, Esthetic TTiA 58671, Esthetic TTiA 58672, Esthetic TTiA 58673, Esthetic TTiA 58674, Esthetic TTiA 58675, Esthetic TTiA 58676, Esthetic TTiA 58677, Esthetic TTiA 58678, Esthetic TTiA 58679, Esthetic TTiA 58680, Esthetic TTiA 58681, Esthetic TTiA 58682, Esthetic TTiA 58683, Esthetic TTiA 58684, Esthetic TTiA 58685, Esthetic TTiA 58686, Esthetic TTiA 58687, Esthetic TTiA 58688, Esthetic TTiA 58689, Esthetic TTiA 58690, Esthetic TTiA 58691, Esthetic TTiA 58692, Esthetic TTiA 58693, Esthetic TTiA 58694, Esthetic TTiA 58695, Esthetic TTiA 58696, Esthetic TTiA 58697, Esthetic TTiA 58698, Esthetic TTiA 58699, Esthetic TTiA 58700, Esthetic TTiA 58701, Esthetic TTiA 58702, Esthetic TTiA 58704, Esthetic TTiA 58705, Esthetic TTiA 58706, Esthetic TTiA 58707, Esthetic TTiA 58708, Esthetic TTiA 58709 | Dorina Mele CO | 2024-03-11T00:00:00.000+01:00 | BEGO Implant Systems GmbH & Co. KG, Wilhelm-Herbst-Str. 1, 28359 Bremen, Deutschland | N/A, 58655, 58656, 58657, 58658, 58659, 58660, 58661, 58662, 58663, 58664, 58665, 58666, 58667, 58668, 58669, 58670, 58671, 58672, 58673, 58674, 58675, 58676, 58677, 58678, 58679, 58680, 58681, 58682, 58683, 58684, 58685, 58686, 58687, 58688, 58689, 58690, 58691, 58692, 58693, 58694, 58695, 58696, 58697, 58698, 58699, 58700, 58701, 58702, 58703, 58704, 58705, 58706, 58707, 58708, 58709 | Klasa IIb | Konektore te perkohshem prej titaniumi per implantet dentare | Pajisje dentare
16122 | Esthetic TiAA 58833, Esthetic TiAA 58834, Esthetic TiAA 58835, Esthetic TiAA 58836, Esthetic TiAA 58837, Esthetic TiAA 58838, Esthetic TiAA 58839, Esthetic TiAA 58840, Esthetic TiAA 58841, Esthetic TiAA 58842, Esthetic TiAA 58843, Esthetic TiAA 58844, Esthetic TiAA 58845, Esthetic TiAA 58846, Esthetic TiAA 58847, Esthetic CADP 58848, Esthetic CADP 58849, Esthetic CADP 58850, Esthetic CADP 58851, Esthetic CADP 58852, Esthetic CADP 58853, Esthetic CADP 58854, Esthetic CADP 58855, Esthetic CADP 58856, Esthetic CADP 58857, Esthetic CADP 58858, BEGO Semados® RSXPro 58866, BEGO Semados® RSXPro 58867, BEGO Semados® RSXPro 58868, BEGO Semados® RSXPro 58869, BEGO Semados® RSXPro 58870, BEGO Semados® RSXPro 58871, BEGO Semados® RSXPro 58872, BEGO Semados® RSXPro 58873, BEGO Semados® RSXPro 58874, BEGO Semados® RSXPro 58875, BEGO Semados® RSXPro 58876, BEGO Semados® RSXPro 58877, BEGO Semados® RSXPro 58878, BEGO Semados® RSXPro 58879, BEGO Semados® RSXPro 58880, BEGO Semados® RSXPro 58881, BEGO Semados® RSXPro 58882, BEGO Semados® RSXPro 58883, BEGO Semados® RSXPro 58884, BEGO Semados® RSXPro 58885, BEGO Semados® RSXPro 58886, BEGO Semados® RSXPro 58887, Esthetic TiAA 58890, Esthetic TiAA 58891, Esthetic TiAA 58892, Esthetic TiAA 58893, Esthetic TiAA 58894, Esthetic TiAA 58895, Esthetic TiAA 58896, Esthetic TiAA 58897, Esthetic TiAA 58898, Esthetic TiAA 58899, Esthetic TiAA 58900, Esthetic TiAA 58901, Esthetic TiAA 58902, Esthetic TiAA 58903, Esthetic TiAA 58904, Esthetic TiAA 58905, Esthetic TiAA 58906, Esthetic TiAA 58907, Esthetic TiAA 58908, Esthetic TiAA 58909, Esthetic TiAA 58910, Esthetic TiAA 58911, Esthetic TiAA 58912, Esthetic TiAA 58913, Esthetic TiAA 58914, Esthetic TiAA 58915, Esthetic TiAA 58916, Esthetic TiAA 58917, Esthetic TiAA 58918, ESTHETIC TiAA 58919, Titanium Abutments, long term, Esthetic TiA 58788, Esthetic TiA 58789, Esthetic TiA 58790, Esthetic TiA 58791, Esthetic TiA 58792, Esthetic TiA 58793, Esthetic TiA 58794, Esthetic TiA 58795, Esthetic TiA 58796, Esthetic TiA 58797, Esthetic TiA 58798, Esthetic TiA 58799, Esthetic TiA 58800, Esthetic TiA 58801, Esthetic TiA 58802, Esthetic TiA 58803, Esthetic TiA 58804, Esthetic TiA 58805, Esthetic TiA 58806, Esthetic TiA 58807, Esthetic TiA 58808, Esthetic TiA 58809, Esthetic TiA 58810, Esthetic TiA 58811, Esthetic TiA 58812, Esthetic TiA 58813, Esthetic TiA 58814, Esthetic TiA 58815, Esthetic TiA 58816, Esthetic TiA 58817, Esthetic TiAA 58818, Esthetic TiAA 58819, Esthetic TiAA 58820, Esthetic TiAA 58821, Esthetic TiAA 58822, Esthetic TiAA 58823, Esthetic TiAA 58824, Esthetic TiAA 58825, Esthetic TiAA 58826, Esthetic TiAA 58827, Esthetic TiAA 58828, Esthetic TiAA 58829, Esthetic TiAA 58830, Esthetic TiAA 58831, Esthetic TiAA 58832 | Dorina Mele CO | 2024-03-11T00:00:00.000+01:00 | BEGO Implant Systems GmbH & Co. KG, Wilhelm-Herbst-Str. 1, 28359 Bremen, Deutschland | 58833, 58834, 58835, 58836, 58837, 58838, 58839, 58840, 58841, 58842, 58843, 58844, 58845, 58846, 58847, 58848, 58849, 58850, 58851, 58852, 58853, 58854, 58855, 58856, 58857, 58858, 58866, 58867, 58868, 58869, 58870, 58871, 58872, 58873, 58874, 58875, 58876, 58877, 58878, 58879, 58880, 58881, 58882, 58883, 58884, 58885, 58886, 58887, 58890, 58891, 58892, 58893, 58894, 58895, 58896, 58897, 58898, 58899, 58900, 58901, 58902, 58903, 58904, 58905, 58906, 58907, 58908, 58909, 58910, 58911, 58912, 58913, 58914, 58915, 58916, 58917, 58918, 58919, N/A, 58788, 58789, 58790, 58791, 58792, 58793, 58794, 58795, 58796, 58797, 58798, 58799, 58800, 58801, 58802, 58803, 58804, 58805, 58806, 58807, 58808, 58809, 58810, 58811, 58812, 58813, 58814, 58815, 58816, 58817, 58818, 58819, 58820, 58821, 58822, 58823, 58824, 58825, 58826, 58827, 58828, 58829, 58830, 58831, 58832 | Klasa IIb | Lidhes prej titaniumi qe vendoset ne implantin dentar per te bere lidhjen me kuroren, afatgjate | Pajisje dentare
16123 | Corn Plasters | F A R M A T E CH | 2024-03-11T00:00:00.000+01:00 | DO. TOBELL SRL, Via dell' Artigianato 32, 36030 Sarcedo (VI) - Italy | n/a | Klasa IIa | Ankerplaste kunder kallove ne kembe | Tjeter
16124 | Voluson Signature 18, Voluson Signature 20, Cl-5 Biopsy Starter Kit, Cl-5-D Probe, C2-9-D Probe, Cl-6-D Probe, C2-9 Biopsy Starter Kit, Cl-6-D Biopsy Starter Kit, E8C REUSABLE BIOPSY KIT, E721 STARTER KIT, IC5-9-D Probe, 12L-RS Biopsy Starter Kit, ML6-15 Biopsy Starter Kit, 11L-D PROBE, 9L-D PROBE, ML6-15-D PROBE, 9L BIO GUIDE STARTER KIT, M5Sc-D PROBE, M5S BIOPSY KIT, PEC63 BIOPSY KIT FOR RIC5-9, RIC5-9-D PROBE, RAB6-D Probe, RAB6-D BIOPSY STARTER KIT, RIC STERILE Needle Guide, RIC STERILE Needle Guide with Latex Cov, Vscan Air CL C1 Kit with Vscan Air Charger, Vscan Air CL G1 Kit with Vscan Air Charger, Vscan Air CL I1 Kit with Vscan Air Charger, Vscan Air Activation Kit EU, 3D/4D Package, HDlive, HDlive Silhouette , Advanced VCI with OmniView , SonoGyn , Advanced STIC , SonoAVC , SonoVCADheart , Inversion , VOCAL , Coded Contrast Imaging , Recording Module SW-DVR , Radiantflow , SlowFlowHD , SonoPelvicFloor 2.0 , SonoCNS , SonoLyst , SonoLystLive , fetalHS , Elastography , Shearwave Elastography , B-Flow , XTD , Scan Assistant , 4th Probe Port Activation , VscanAir Activation , Ophthalmic Artery , Advanced Security , Premium Security , Voluson Signature eDelivery , Voluson Remote Updates , AYURI Device Management , VoiceCommand , Perspective Rendering , Labor & Delivery Package , 4DView 18 , CW Hardware Option , ECG, external USB , ECG cable - AHA , Ultrasound ECG cable (IEC) , Rear Handle Cable Hook , Rear Basket, Side Drawer, Rear Tray User Interface, Gel warmer, Horizontal TV Probe Holder, Vertical TV Probe Holder Inserts - Right Side, Horizontal IC5-9 TV Probe Holder Insert, Internal Universal Video Converter (UVC), Battery Pack, Battery Pack, extended, BW Printer Kit, 1 TB SSD for LPC & Field, 1 TB SSD for Make Center, CW Hardware Option, ECG, external USB, B&W Printer Digital (SONY, UP-D898DC), Color Printer Digital (SONY, UP-D25MD), Network Printer EU, Wireless Kit Color Printer, Wireless Display Solution: EU, UAE, Wireless Display Solution: ANZ, TWN, SGP, THA, MYS, Wireless Display Solution: India, Ethernet protection cable, Bluetooth adapter kit, Vscan air charger installation kit, USB WIFI dongle EU installation kit, Pwr supply noise filter, USB FOOTSWITCH 3 BUTTON, PWR CORD DK HSP C13 RED, PWR CORD DK STD CI3 GRY, Power Cord 220V for EU, Destination Set - UK, Destination Set - South Africa, Destination Set - Israel, Destination Set - Switzerland, Destination Set - Australia/New Zealand, Destination Set - India, Destination Set - Italy, High glossy Paper BW Print, PAPER LARGE FOR COLOR PRINTER, COLOR PRINT PACK UPC-21 S, Isolated USB connector, ISOLATION TRANSFORMER, UPS 220V-240V, Barcode-Scanner, Ext. Patient Monitor Set, Voluson Cleaning Cloth, Digital Expert Hardware Kit (includes Microsoft Surface Tablet), Tablet including Digital Expert and International Kit, Dig Exp Full Kit 10 Course Int Kit, Dig Exp Full Kit 10 Cour | MONTAL | 2024-03-11T00:00:00.000+01:00 | GE Ultrasound Korea, Ltd. 9, Sunhwan-ro 214beon-gil, Jungwon-gu, Seongnam-si, Gyeonggi-do 13204, Republic of Korea SRN: KR-MF-000001860 | 5928500 / Voluson Signature 18, 5926010 / Voluson Signature 20, H43482LF, H43482LE, H40432LE, H40452LE, H40462LN, H40472LT, H4913BA, H4913BB, H40412LN, E8385MJ, H40442LK, H40432LC, H40432LJ, H40432LN, H40442LM, H40452LG, H4906BK, H44901AE, H45561FC, H46721R, H4865IMS, H48681MG, H48681ML, H4868IGF, H48691Z, H45611ZM, H45611ZN, H45611ZP, H46006BA, H46006BE, H46006BF, H46006BG, H46006BH, H46006BJ, H46006BK, H46006BL, H46006BM, H46006BN, H46006BP, H46006BR, H46006BS, H46006BT, H46006BW, H46006BY, H46006BZ, H46007BB, H46007BC, H46007BD, H46007BE, H46007BF, H46007BG, H46007BH, H46007BJ, H46007BK, H46007BL, H46007BM, H46007BN, H46007BP, H46007BR, H46007BS, H46007BT, H46007BW, H46008BC, H46008BD, H48701YF, H43262LB, H43262LJ, H46102LW, H46102LZ, H46002BA, H46002BC, H46002BD, H46002BE, H46002BF, H46002BG, H46002BH, H46002BJ, H46002BN, H46002BP, H46002BR, H46102LS, H43262LH, H43272LE, H43272LC, H44642LW, H48701EZ, H48711KZ, H43262LL, H43262LS, H43262LT, H43272LJ, H43502LT, H46002BK, H46002BM, H46162LH, H46732LF, H46712LT, H46692LK, H46342LZ, H46712LM, H46712LN, H46712LR, H46712LS, H46712LZ, H46722LB, H46722LD, H46811A, H46851B, H46861B, H46972LZ, H48671WN, H48691PE, H48701JH, H48701WK, H43222LZ, E8390AA, E8390AD, H4920AS, H4920DS | Klasa IIa | Jane pajisje ultrasound qe sherbejne per marrjen e imazhit per qellime diagnostike duke perfshire matjet ne imazhet e fituara | Pajisje diagnostikuese dhe terapeutike me rezatim
16125 | Oxymixer HF, Oxymixer LF y accesorios / Oxymixer configuration, configurable Oxymixer/ MP04200/ D-DR-B-KONF, Oxymixer HF, Oxymixer LF y accesorios /Oxymixer High Flow / MP04201 / D-DR-B-HF-SET, Oxymixer HF, Oxymixer LF y accesorios /Oxymixer High Flow with monitor /MP04202 / D-DR-B-HF-M-SET, Oxymixer HF, Oxymixer LF y accesorios / Oxymixer Low Flow / MP 04203 / D-DR-B-LF-SET, Oxymixer HF, Oxymixer LF y accesorios /Oxymixer Low Flow with monitor /MP04204 /D-DR-B-LF-M-SET, Oxymixer HF, Oxymixer LF y accesorios /Oxymixer Low Flow 15L/min / MP04229 / D-DR-LF-BS, Oxymixer HF, Oxymixer LF y accesorios /Oxymixer flow meter 0-3L / MP04213 / D-B-FL-3, Oxymixer HF, Oxymixer LF y accesorios / Oxymixer flow meter 0-6L / MP04214 /D-B-FL-6, Oxymixer HF, Oxymixer LF y accesorios /Oxymixer flow meter 0-15L /MP04215 / D-B-FL-15, Oxymixer HF, Oxymixer LF y accesorios /Oxymixer flow meter 0-32L / MP04216/ D-B-FL-32, Oxymixer HF, Oxymixer LF y accesorios /Oxymixer flow meter 0-85L / MP04217 / D-B-FL-85, Oxymixer HF, Oxymixer LF y accesorios /Oxymixer oxygen monitor/ MP04225 / D-B-02-M-ST, Oxymixer HF, Oxymixer LF y accesorios /Oxymixer sound damper 9/16" / MP04218 / D-B-DK-9/16, Oxymixer HF, Oxymixer LF y accesorios /Oxymixer sound damper 22 mm and 15 mm / MP04219 / D-B-DK-22, Oxymixer HF, Oxymixer LF y accesorios /T- piece sensor / MP04223 / D-BB-O2-MKII, Oxymixer HF, Oxymixer LF y accesorios /Oxymixer adapt. 9/16 to 15/22 / MP05305 / D-EM019887, Oxymixer HF, Oxymixer LF y accesorios /Oxymixer adapter 9/16 to 6mm / MP13004 / D-EM001334 | MSE | 2024-01-18T00:00:00.000+01:00 | DEHAS Medical Systems GmbH, Wesloer DEHAS Medical Systems GmbH. Wesloer Straße 112, 23568 Lübeck ALMANIA | MP04200/ D-DR-B-KONF, MP04201 / D-DR-B-HF-SET, MP04202 / D-DR-B-HF-M-SET, MP 04203 / D-DR-B-LF-SET, MP04204 /D-DR-B-LF-M-SET, MP04229 / D-DR-LF-BS, MP04213 / D-B-FL-3, MP04214 /D-B-FL-6, MP04215 / D-B-FL-15, MP04216/ D-B-FL-32, MP04217 / D-B-FL-85, MP04225/ D-B-02-M-ST, MP04218 / D-B-DK-9/16, MP04219 / D-B-DK-22, MP04223 / D-BB-O2-MKII, MP05305 / D-EM019887, MP13004 / D-EM001334 | Klasa IIb | Oksimikser konfigurim, Oksimikser me rrjedhje te larte, Oksimikser me rrjedhje te larte me monitor, Oksimixer me rrjedhje te ulet, Oksimixer me rrjedhje te ulet dhe me monitor, Okimikser me rrjedhje te ulet 15 l/min, Matësi i rrjedhës së oksimikserit 0-3L, Oksimikser me monitor, Oksimikser /amortizues zhurme, Oksimikser /amortizues zhurme 22 mm 15 mm, Sensor, Adapter | Tjeter
16126 | STA® - VWF: Ag Calibrator | BIOMEDICA ALBANIA DISTRIBUTION | 2024-03-04T00:00:00.000+01:00 | DIAGNOSTICA STAGO - 3, allee Theresa 92600, Asnieres-Seine, FRANCE | 520 | In vitro | Reagent laboratorik per perdorim ne analiza laboratorike | Pajisje te diagnostifikimit in vitro
16127 | RADIFOCUS Guide Wire M Non-Vascular | BIOMETRIC ALBANIA | 2024-03-04T00:00:00.000+01:00 | TERUMO EUROPE N.V. - Adresa: Interleuvenlaan 40, 3001 Leuven, Belgium | NV-PS35153M, NV-PA38153M , NV-GS25123M, NV-GA38153M, NV-PA35183M, NV-PS35263M, NV-PS38183M, NV-PS38153M, NV-PS35403M, NV-PS35183M, NV-PS35153M1, NV-PS35083M, NV-PS25453M, NV-PS18453M , NV-PA35403M, NV-PA35263M, NV-PA35153M, NV-PA25453M , NV-PA25153M, NV-PA18453M, NV-PA18153M, NV-GS38153M, NV-GS35453M, NV-GS35403M, NV-GS35263M, NV-GS35183M, NV-GS35153M, NV-GS35123M, NV-GS32403M, NV-GS32263M, NV-GS32153M, NV-GS25153M, NV-GS18153M, NV-GA35453M, NV-GA35403M, NV-GA35263M, NV-GA35183M, NV-GA35153M, NV-GA35123M, NV-GA35083M, NV-GA32403M, NV-GA32263M, NV-GA32153M, NV-GA25153M, NV-GA18153M | Klasa IIa | Tela udhezues per procedura jo-vaskulare ne endurologji. | Produkte per institucione te kujdesit shendetesor
16128 | Sagittal Saw Blade 70mm x 13mm x 1.37mm, Sagittal Saw Blade 75mm x 13mm x 1.37mm, Sagittal Saw Blade 75mm x 19mm x 0.89mm, Sagittal Saw Blade 90mm x 19mm x 0.89mm, Sagittal Saw Blade 90mm x 19mm x 1.19mm, Sagittal Saw Blade 75mm x 19mm x 1.27mm, Sagittal Saw Blade 90mm x 19mm x 1.27mm, Sagittal Saw Blade 75mm x 25mm x 0.89mm, Sagittal Saw Blade 90mm x 25mm x 0.89mm, Sagittal Saw Blade 90mm x 25mm x 1.27mm, Sagittal Saw Blade 90mm x 25mm x 1.47mm, ROUND BURR, HL, 8 FLUTE,4.0MM X 19CM, Round Burr, Retractable, HL, 4.0 mm x 18 cm, BONE CUTTER, HL, 4.2MM X 19CM, CURVED BONE CUTTER, 4.20MM X 18CM, DISSECTOR, CURVED, HL, 4.2MM X 19CM, EXCALIBUR, CURVED, HL, SABRETOOTH, CURVED, HL, 4.2MM X 19CM, Torpedo™ Shaver, Curved, Hip Length 4.2 mm x19 cm, DISSECTOR, HL, 4.2MM X 19CM, EXCALIBUR, HL, 4.2MM X 19CM, SABRETOOTH, HL, 4.2MM X 19CM, Torpedo, 4.2mm x 19cm, Bone Cutter, Convex Curved, HL, 4.2mm, Dissector Convex, CRV, HL 4.2 x 19, Excalibur Convex CRV, HL, 4.2 x 19, Sabretooth Convex CRV HL4.2x19, CABLE, POWER, DUALWAVE‐ SHAVER, 4', CABLE, POWER, DUALWAVE‐ SHAVER, 8', ROUND BURR, HL, 8 FLUTE 5.0MM X 19CM, Round Burr, Retractable, HL, 5.0 mm x 18 cm, Burr, Round, Concave, HL, 8 Flute, Burr, Round, Covex, HL, 8 Flute, Round Burr, Retractable, HL, 5.5 mm x 18 cm, SABRE, SJ, 2.0MM X 7CM, SABRE, SJ 2.0MM X 7CM, SJ ROUND BURR, 2.85 MM X 7 CM, BURR, OVAL, SJ, DIA 2.85MM X 7 CM, DISSECTOR, SJ, 3.0MM X 7CM, DISSECTOR, SJ 3.0MM X 7CM, BURR, OVAL,SJ, 10 FLUTE,3.0MM X 7CM, BUR,OVAL,SJ,10 FLUT,3.0MMX 7CM, ROUND BURR, SJ, 8 FLUTE,3.0MM X 7CM, SABRE, SJ, 3.0MM X 7CM, Torpedo, 3.0 mm, 7 cm, Torpedo™ Shaver, Small Joint 3.5mm x 7cm, SJ OVAL BURR, 3.85 MM X 7CM, 4MM HOODLESS SHEATH OVAL BUR, PRC, 4MM OVAL PRC BUR 8 FLUTES, 4MM, 8 FLUTES ROUND BUR, PRC, Torpedo, 4.0mm x 7cm, POWERPICK, 30 DEG, 1.5MM X 13CM, POWERPICK, 30 DEG, POWERPICK, 45 DEG, 1.5MM X 13CM, POWERPICK, 45 DEG, ADAPTEUR POWER SYSTEM CONTROL CONSOLE, APSII CONTROL CONSOLE, SYNERGY RESECTION SHAVER CONSOLE, APSII FOOTSWITCH, STANDARD, APSII FOOTSWITCH, GAS PEDAL, Footswitch for APS II Shaver System and DualWave Pump, low profile, APS II FOOTSWITCH, MULTIFUNCTION, WIRELESS, APS II FOOTSWITCH, MULTIFUNCTION, CORDED, Synergy Resection™ Wireless Footswitch Kit, Synergy Resection™ Wireless Footswitch, Synergy Resection™ Wireless Footswtich Receiver, APSII REPLACEMENT CABLE, APSII SHAVER HANDPIECE, FOOTSWITCH CONTROL, APS II SHAVER HANDPIECE,FOOTSWITCH CONTROL, SHAVER HP, APSII, HAND CONTROL, SHAVER HP, ASPII, HAND CONTROL, BACKHAND, Synergy Resection HP, SJ, O‐Ring, Removable Valve Synergy Resection HP, SJ (Replacement Part), Removable Valve Synergy Resection HP, SJ (Replacement Part), REMOVABLE VALVE, AR‐8330 SERIES SHAVER HANDPIECES, O‐RING, REMOVABLE VALVE, AR‐8330 SERIES SHAVER HP, Synergy HP, Synergy, Handcontrol, Synergy HP, Synergy, Handcontrol, Backhand, APSII CANNULATED DRILL HANDPIECE FOOTSWITCH, Curved Dissector, DISSECTOR, 3.5MM X 13CM, Reciprocating Rasp 3.5mm, POWERASP, 3.5MM X 13CM, SABRETOOTH, 3.5MM X 13CM, BONE CUTTER, 3.8 MM X 13CM, DOUBLECUT, 3.8MM X 13CM, DISSECTOR, 3.8 MM X 13 CM, END CUTTER, 3.8 MM X 13 CM, EXCALIBUR, 3.8 MM X 13 CM, SABRE, 3.8 MM X 13 CM, SABRETOOTH, 3.8 MM X 13 CM, SLOTTED WHISKER, 3.8 MM X 13 CM, BONE CUTTER, 3.85 MM X 12.5 CM, FULL RADIUS RESECTOR, AGGRESSIVE,3.85MMX12.5CM, Burr, Oval, 10 Flute Small Hub 3.5mm x 7cm, PowerRasp Small Hub 3.5mm x 7cm (5 Pack), PowerRasp Small Hub 3.5mm x 7cm (Single Pack), Burr, Round, 8 Flute Small Hub 3.5mm x 7cm, Sabre, Small Hub 3.0mm x 7cm, Torpedo™ Shaver, SJ Small Hub 3.5 mm x 7cm, Excalibur 4.0mm x 13 cm, SERRATED TOOTH RESECTOR,3.85 MM X 12.5 CM, OVAL BURR, 3.85 MM X 12.5 CM, ROUND BURR, LR, 3.85 MM X 12.5 CM, ROUND BURR, LR, 3.85 MM X 12.5 CM, UNSTERILE, SLOTTED WHISKER, 3.85 MMX 12.5 MM, BONE CUTTER, 4.0MM X 13CM, BONE CUTTER, 4.0MM X 13CM, Bone Cutter Curved 4.0x13, DoubleCut Curved 4.0x13, DISSECTOR, CURVED 4.0 MMX 13 CM, EXCALIBUR, CURVED 4.0MM x 13 CM, CLEARCUT ROUND BURR, 8 FLUTE, 4.0MM X 13CM, SABRE, CURVED 4.0 MM X 13 CM, CLEARCUT SLAP BURR, 6 FLUTE, 4.0MM X 13CM, SABRETOOTH, CURVED 4.0 MM X 13 CM, Curved Torpedo, 4mm, BURR, TR, CLEARCUT, 6 FLUTE, 4.0MM, DOUBLECUT, 4.0 MM X 13 CM, DISSECTOR, 4.0MM X 13CM, EXCALIBUR, 4.0MM X 13CM, HOODLESS SHEATH, OVAL BURR, 4.0 MM, OVAL BURR, 8 FLUTE, 4.0MM X 13CM, BURR, OVAL, 8 FLUTE 4.0MM X 13CM, Reciprocating Rasp 4.0mm, ROUND BURR, 8 FLUTE, 4.0MM X 13CM, SABRE, 4.0MM X 13CM, SABRETOOTH, 4.0MM X 12.5CM, TORPEDO, 4.0 MM, TORPEDO, 4.0MM X 13CM, BONE CUTTER, 4.20 MM X 12.5 CM, CLEARCUT SLAP BURR, 6 FLUTE, 4.5MM X 13CM, BURR, TR, CLEARCUT, 6 FLUTE, 4.5MM, TAPERED BURR, 4.85 MM X 12.5 CM, ROUND BURR, LR, 4.85 MM X 12.5 CM, ROUND BURR, LR, 4.85 MM X 12.5 CM, UNSTERILE, BONE CUTTER, 5.0MM X 13CM, BONE CUTTER,5.0MM X 13CM, BLURR 5.0MM, CLEARCUT OVAL BURR, 8 FLUTE, 5.0MM X 13CM, CLEARCUT OVAL BURR, 6 FLUTE, 5.0MM X 13CM, CLEARCUT OVAL BURR, 12 FLUTE, 5.0MM X 13CM, CLEARCUT ROUND BURR, 8 FLUTE, 5.0MM X 13CM, DISSECTOR, 5.0MM X 13CM, END CUTTER, 5.0MM X 13CM, EXCALIBUR, 5.0MM X 13CM, FLUSHCUT OVAL BURR, 8 FLUTE, 5.0MM X 13CM, FLUSHCUT OVAL BURR, 6 FLUTE, 5.0MM X 13CM, FLUSHCUT OVAL BURR, 12 FLUTE, 5.0MM X 13CM, HOODLESS SHEATH, OVAL / TAPERED BURR, 5.0 MM, OVAL BURR, 8 FLUTE, 5.0MM X 13CM, BURR, OVAL, 8 FLUTE 5.0MM X 13CM, ROUND BURR, 8 FLUTE, 5.0MM X 13CM, FlushCut Oval Burr, Retractable, 5.0 mm x 13 cm, SABRE, 5.0MM X 13CM, SABRETOOTH, 5.0MM X 13CM, SLOTTED WHISKER, 5.0MM X 13CM, TAPERED BURR, 12 FLUTE, 5.0MM X 13CM, Torpedo, 5.0mm x 13cm, TORPEDO, 5.0MM X 13 CM, BONE CUTTER, 5.5MM X 13CM, CLEARCUT OVAL BURR, 8 FLUTE, 5.5MM X 13CM, CLEARCUT OVAL BURR, 6 FLUTE, 5.5MM X 13CM, CLEARCUT OVAL BURR, 12 FLUTE, 5.5MM X 13CM, CLEARCUT ROUND BURR, 8 FLUTE, 5.5MM X 13CM, DOUBLECUT, 5.5MM X 13CM, DISSECTOR, 5.5MM X 13CM, EXCALIBUR, 5.5MM X 13CM, FLUSHCUT OVAL BURR, 8 FLUTE, 5.5MM X 13CM, FLUSHCUT OVAL BURR, 6 FLUTE, 5.5MM X 13CM, FLUSHCUT OVAL BURR, 12 FLUTE, 5.5MM X 13CM, HOODLESS SHEATH, OVAL / TAPERED BURR, 5.5 MM, OVAL BURR, 12 FLUTE, 5.5MM X 13CM, Reciprocating Rasp 5.5mm, POWERASP, 5.5MM X 13CM, ROUND BURR, 8 FLUTE, 5.5MM X 13CM, FlushCut Oval Burr, Retractable, 5.5 mm x 13 cm, SABRE, 5.5MM X 13CM, SABRETOOTH, 5.5MM X 13CM, TAPERED BURR, 12 FLUTE, 5.5MM X 13CM, FULL RADIUS RESECTOR AGGRESSIVE 5.85MMX12.5CM, 5.85MM X 12.5CM FLUSH CUT BUR, ROUND BURR, LR, 5.85 MM X 12.5 CM, ROUND BURR, LR, 5.85 MM X 12.5 CM, UNSTERILE, PowerPick, SJ, SMALL HUB, 0°, Powerpick™, 0°, 4 mm Drill Depth, Small Hub, 1.0 mm x 7 cm, 1 pk, PowerPick Instrument, 45° 4mm Drill Depth Small Hub 1.0mm (Single Pack), PowerPick Instrument, 45° 4mm Drill Depth Small Hub 1.0mm Multi Pack), Sabre, Small Hub 2.0mm x 7cm, Nano Oval Burr, 10 Flute, Small Hub (update to Nano Oval Burr, 10 Flute), Nano Sabre Small Hub, Dissector, Small Hub 3.0mm x 7cm, Burr, Oval, 10 Flute, Small Hub 3.0mm x 7cm, Burr, Round, 10 Flute Small Hub 3.0mm x 7cm, Sabre, 3.0mm x 7 cm, Dissector, Small Hub 3.5mm x 7cm, Arthrex 3mm SutureTak ShaverDrill (Multi Pack), Arthrex 3mm SutureTak ShaverDrill (SinglePack), SAW BLADE, HALL STYLE, 7MM DEPTH STOP, SAW BLADE, SYNTHES WITH DEPTH STOP, SAW BLADE, SYNTHES 60 X 27 MM, SAW BLADE, STRYKER STYLE7MM DEPTH STOP, GRAFT HARVESTING KIT, STRYKER STYLE, SAW BLADE, ARTHREX STYLE, ShaverDrill™ Disposables Kit for SutureTak® AnchorNULL, 3.0 mm Knotless SutureTak® ShaverDrill™ Device, Hard Bone, ShaverDrill™ Disposables Kit for Knotless SutureTak® Anchor Hard Bone, DRILLSAW HIGHSPEED 200, ARTHREX AR‐200 CONSOLE, CANNULATED ADAPTER for AR‐200, HANDLE FOR AR‐200, MOTOR WITH CABLE 3.5M, MOTOR W.CABLE 3.5M, ISO COUPLING, SPRAYCLIP FOR AR‐200, ShaverDrill™ for 2.4 mm PushLock®, ShaverDrill™ for 2.4 mm PushLock® Anchor, Hard Bone, Arthrex 2.9 PushLock ShaverDrill (Multi Pack), Arthrex 2.9 PushLock ShaverDrill (Single Pack), ShaverDrill™ Disposables Kit for Short 2.9 mm PushLock® Anchor, ShaverDrill™ Disposables Kit for Short 2.9 mm PushLock® AnchorHard Bone, Short 2.9 mm PushLock® ShaverDrill ™ Device, Hard Bone, Arthrex AR‐300 Handpiece, Charging Station for AR‐300/AR‐600 Batteries, Flex for AR‐300/600 ‐ Australia, Flex for AR‐300/600 ‐ Brazil, Flex for AR‐300/600 ‐ Switzerland, Flex for AR‐300/600 ‐ Denmark, Flex for AR‐300/600 ‐ Europe, Flex for AR‐300/600 ‐ United Kingdom, 300 SAGITTAL SAW BLADE 40X14X0.6 mm, 300 SAGITTAL SAW BLADE 40X9.5X0.6 mm, Sagittal Saw Blade for Arthrex 300 25 x 9.4 x 0.7 mm, 300 SAGITTAL SAW BLADE 25X9.4X0.6, 300 SAGITTAL SAW BLADE 25X5.5X0.6 mm, 300 SAGITTAL SAW BLADE 16X5.5X0.6 mm, 300 RECIPROCATING SAW BLADE 15 x 6 x 0.6 mm, 300 RECIPROCATING SAW BLADE 25 x 6 x 0.6 mm, 300 RECIPROCATING SAW BLADE 40 x 6 x 0.6 mm, 300 SAGITTAL BLADE STERILE 41 X 14 X .60MM, 300 SAGITTAL SAW BLADE, 41 X 14 X .60MM, 300 SAGITTAL BLADE STERILE 41 X 9.4 X .55MM, 300 SAGITTAL SAW BLADE, 41 X 9.4 X .55MM, 300 SAGITTAL BLADE STERILE 25 X 9.4 X .60MM, 300 SAGITTAL SAW BLADE, 25 X 9.4 X .60MM, 300 SAGITTAL BLADE STERILE 25 X 9.4 X .55MM, 300 SAGITTAL SAW BLADE, 25 X 9.4 X .55MM, 300 SAGITTAL BLADE STERILE 25 X 5.5 X .60MM, 300 SAGITTAL SAW BLADE, 25 X 5.5 X .60MM, 300 SAGITTAL BLADE STERILE 16 X 5.5 X .55MM, 300 SAGITTAL SAW BLADE, 16 X 5.5 X .55MM, 300 SAG BLD, STRL, 17 X 9.4 X .55 WITH STOP, SAW BLADE, 300 SAGITTAL, 18.5 x 10 x .55 MM, SAW BLADE, 300 SAGITTAL, 12 x 5.5 x .55 MM, 300 SAGITTAL SAW BLADE, ANGLED 19 x 10 x 0.6MM, 300 RECIP BLADE STERILE 15 X 5.5 X .60MM, 300 RECIP SAGITTAL SAW 15 X 5.5 X .60MM, 300 RECIP BLADE STERILE 25 X 5.5 X .60MM, 300 RECIP SAGITTAL SAW 25 X .60MM, 300 RECIP BLADE STERILE 40 X 6.0 X .60MM, 300 RECIP SAGITTAL SAW 40 X .60MM, Aseptic Transfer Kit for AR‐300, Burr Attachment 2.35 mm, Burr, straight, 13.0 mm, diam. 2.0 mm, BURR, STRAIGHT 8 MM, DIA. 2 MM, BURR, STRAIGHT 12 MM, DIA. 2.2 MM, BURR, CONICAL 12 MM, DIA. 2.2 MM, Burr, conical, 13.0 mm, diam. 2.9 mm, BURR, STRAIGHT 13 MM, DIA. 2.9 MM, BURR, OVAL 15 MM, DIA. 5 MM, Drill Attachment for Ø2,35 and 2750rpm, Burr, straight, 19.5 mm, diam. 2.0 mm, BURR, STRAIGHT 20 MM, DIA. 3.1 MM, Cannulated Adapter, Drill Attachment ‐ Style AO 1.300rpm, Drill Attachment ‐ Style AO 2700rpm, Drill Jacobs Chuck 0‐4.0 mm, Drill Keyless Chuck 0‐3.0 mm, Drill Keyless Chuck 2.0–4.5 mm, Elongation Handle, Replacement Key for Hybrid Chuck for AR‐300, Replacement Key for Jacobs Chuck for AR‐300, Battery Pack for AR‐300 Li‐Ion, Li‐Ion Battery Housing for AR‐300, Pin Driver Attachment 1.0‐2.4 mm, Reamer Attachment ‐ Style AO, ROUND BURR, STERILE 125 MM, DIA. 2.7 MM, Round Burr, 165 mm dia 4, ROUND BURR, STERILE 125 MM, DIA. 7 MM, Round Burr w/flat tip 165 dia7, Reamer Jacobs Chuck 0‐4.0 mm, Saw Attachment ‐ Sagittal, Saw Attachment ‐ Reciprocating, Wire Driver Attachment 0.6‐1.6 mm, Flexible 1.8 mm ShaverDrill™ for FiberTak® Soft Anchor with Flexible Obturator, Sharp, 2.6 mm ShaverDrill™ for FiberTak® Soft Anchor, DrillSaw Sports 400 System, Handpiece, DrillSaw Sports 400 System, Aseptic Transfer Kit for AR‐400, DrillSaw Sports 400 System Aseptic Transfer Kit for AR‐400, DrillSaw Sports 400 System Attachment, Burr 2.35 mm, DrillSaw Sports 400 System, Drill Attachment, Style AO, Drill Attachment ‐ Harris, Attachment – Dynamic Hip Screw, Drill Jacobs Chuck 0 ‐ 4.0 mm, DrillSaw Sports 400 System, Drill Jacobs Chuck, 0‐7.4 mm, Drill Jacobs Chuck Hybrid 0‐5.0 mm, Drill Jacobs Chuck Hybrid 0‐7.4 mm, DrillSaw Sports 400 System, Drill Keyless Chuck, 0.6‐7.4 mm, Drill Saw Sports 4oo SystemDedicated Saw Handpiece, Drill Attachment ‐ Trinkle, Drill Attachment –Style Zimmer / Hudson, DrillSaw Sports 400 System Attachment, J‐Latch, 2.35 mm Diameter, Round Shanks, PIN DRIVER ATTACHMENT, 0‐3.2MM, Power Reamer attachment (AO connector), Power Reamer attachment (Hudson connector), Power Reamer attachment (modified trinkle connector), Reamer Attachment ‐ Style AO Protek, Reamer Attachment –Style Hudson, Reamer Jacobs Chuck 0 ‐ 7.4 mm, Reamer Jacobs Chuck Hybrid 0‐7.4 mm, Reamer Attachment –Style Zimmer / Hudson, DrillSaw Sports 400 System, Saw Attachment, Sagittal, Reciprocating Saw attachment, DrillSaw Sport 400™ System Battery Pack, Non‐Sterile for AR‐400, DrillSaw Sports 400™ System, Universal Battery Charger for AR‐400/AR‐300 and AR‐600 Batteries, DrillSaw Sports 400™ System, Universal Battery Charger Charging Bays for AR‐300/600 Batteries, DrillSaw Sports 400™ System, Universal Battery Charger Charging Bays for AR‐400 Batteries, DrillSaw Sports 400 System, Li‐ion Battery Housing for AR‐400, DrillSaw Sports 400 System Li‐Ion Battery Housing for AR‐400, CANNULATED AO ADAPTER, Arthrex AR‐600 Handpiece, Arthrex Power System 600, 90 x 13 x 1.0 mm Sagittal Saw Blade for Arthrex 600, Arthrex Power System 600, 90 x 13 x 1.27 mm Sagittal Saw Blade for Arthrex 600, Arthrex Power System 600, 90 (86) x 19 x 1.27 mm Sagittal Saw Blade for Arthrex 600, Arthrex Power System 600, 90 x 25.4 x 1.0 mm Sagittal Saw Blade for Arthrex 600, Arthrex Power System 600, 90 x 25.4 x 1.19 mm Sagittal Saw Blade for Arthrex 600, Arthrex Power System 600, 90 x 25.4 x 1.27 mm Sagittal Saw Blade for Arthrex 600, Arthrex Power System 600, 90 x 25.4 x 1.47 mm Sagittal Saw Blade for Arthrex 600, Arthrex Power System 600, 90 x 13 x 1.19 mm Sagittal Saw Blade for Arthrex 600, Arthrex Power System 600, 90 x 19 x 1.0 mm Sagittal Saw Blade for Arthrex 600, Arthrex Power System 600, 90 x 19 x 1.37 mm Sagittal Saw Blade for Arthrex 600, Arthrex Power System 600, 105 x 19 x 1.27 mm Sagittal Saw Blade for Arthrex 600, SAGITTAL SPEEDCUT BLADE for AR‐600, 600 RECIPROCATING SAW BLADE 88X13.4X1.1 mm, 600 RECIPROCATING SAW BLADE 52.8X10X1.1 mm, SAW BLADE, 600, Reciprocating, Reciprocating Saw Blade for Arthrex, 600 32.8 x 9.5 x 1.1 mm, RECIPROCATING SAW BLADE F/AR‐600 STERIL, SAGITTAL SAW BLADE 65X46X0.6MM STR, SAW BLADE, 600, SAGITTAL, 65 x 27 x 0.8 MM, SAW BLADE, 600, SAGITTAL, 65 x 18 x 0.8 MM, 600 SAGITTAL SAW BLADE 45 x 9 x 0.6 mm, Sagittal Saw Blade for Arthrex 600 27 x 65 x 1.2 mm, 600 SAGITTAL SAW BLADE 90 X 13 X .90 MM, 600 SAGITTAL SAW BLADE 90 X 13 X 1.27 MM, 600 SAGITTAL SAW BLADE 90 X 19 X 1.27 MM, 600 SAGITTAL SAW BLADE 90 X 25.4 X .90 MM, 600 SAGITTAL SAW BLADE 90 X 25.4 X 1.19 MM, 600 SAGITTAL SAW BLADE 90 X 25.4 X 1.27 MM, 600 SAGITTAL SAW BLADE 90 X 25.4 X 1.47 MM, 600 SAGITTAL SAW BLADE 45 X 8.5 X .38MM, 600 SAGITTAL SAW BLADE 130 X 19 X 1.27 MM, 600 SAG BLD, STRL, 17 X 8.5 X .6 WITH STOP, 600 SAGITTAL SAW BLADE 90 X 19 X 1.0 MM, 600 SAGITTAL SAW BLADE 90 X 19 X 1.37 MM, SAW BLADE, 600, SAGITTAL, WIDE FLARE, 65MM X 27MM X .8MM OFFSET TEETH, 600 RECIPROCATING SAW BLADE 88 X 1.09 MM, 600 RECIPROCATING SAW BLADE 52.8 X 1.09 MM, 600 RECIPROCATING SAW BLADE 73.5 X 1.00 MM, 600 RECIP SAW BLADE, DBL ROW, 15 X4.2 X 13 MM, 600 SAGITTAL BLADE MIS 90 x 13 x 1.0 mm, 600 SAGITTAL BLADE MIS 90X13X1.27 mm, 600 SAGITTAL BLADE MIS 90(86)X19X1.27 mm, 600 SAGITTAL BLADE MIS 90X25.4X1.0 mm, 600 SAGITTAL BLADE MIS 90X25.4X1.19 mm, 600 SAGITTAL BLADE MIS 90X25.4X1.27 mm, 600 SAGITTAL BLADE MIS 90 X 25.4 X 1.4 mm, 600 SAGITTAL BLADE MIS 90X13X1.19 mm, 600 SAGITTAL BLADE MIS 90X19X1.0 mm, 600 SAGITTAL BLADE MIS 90X19X1.37 mm, 600 SAGITTAL BLADE MIS 105X19X1.27 mm, SAGITTAL SPEEDCUT BLADE F/AR‐600 MIS STR, Sagittal Saw Blade for Arthrex 600 MIS, 65 x 46 x 0.6 mm, 600 SAGITTAL BLADE MIS 65X27X0.8 mm, 600 SAGITTAL BLADE MIS 65X18X0.8 mm, 600 SAGITTAL BLADE MIS 45X9X0.6 mm, Adapter for radiolucent angular drive, Aseptic Transfer Kit for AR‐600, Drill Attachment Style AO, Drill Attachment ‐ Style AO Protek, Drill Attachment ‐ Style AO / Trinkle, Reamer Attachment Style DHS, Drill Attachment Style Hudson, Drill Jacobs Chuck 0 ‐ 6.5 mm, Drill Jacobs Chuck Hybrid 0.6‐7.4 mm, Drill Keyless Chuck 0.6‐7.4 mm, Drill Attachment ‐ Style Zimmer / Hudson, Replacement Key for Hybrid Chuck for AR‐600, Replacement Key for Jacobs Chuck for AR‐600, Battery Pack, Li‐Ion for AR‐600, Li‐Ion Battery Housing for AR‐600, Pin Driver Attachment 1.6‐4.0 mm, Pin Driver Attachment 0.8‐4.0 mm, Reamer Attachment Style Hudson, Reamer Jacobs Chuck, Reamer Keyless Chuck, Reamer Attachment ‐ Style Zimmer / Hudson, Saw Attachment Sagittal, Saw Attachment ‐ Sagittal Style AO, SAW ATTACHMENT‐SAG MINIMAL INVASIVE CUTS, Saw Attachment Sagittal for AR‐300 blades, Saw Attachment Reciprocating, ARTHREX POWER SYSTEM 600 STERNUM SAW ATTACHMENT, Sagittal Saw Blade 90mm x 13mm x 0.89mm, Sagittal Saw Blade 90mm x 13mm x 1.19mm, Sagittal Saw Blade 70mm x 13mm x 1.27mm, Sagittal Saw Blade 90mm x 13mm x 1.27mm | OrthoNet 360 | 2024-03-01T00:00:00.000+01:00 | Arthrex, Inc. 1370 Creekside Boulevard Naples, FL 34108 USA | AR‐601‐13137‐070S, AR‐601‐13137‐075S, AR‐601‐19089‐075S, AR‐601‐19089‐090S, AR‐601‐19119‐090S, AR‐601‐19127‐075S, AR‐601‐19127‐090S, AR‐601‐25089‐075S, AR‐601‐25089‐090S, AR‐601‐25127‐090S, AR‐601‐25147‐090S, AR‐6400RBE, AR‐6400RRBE, AR‐6400RRBE‐1, AR‐6420BC, AR‐6420CBC, AR‐6420CDS, AR‐6420CEX, AR‐6420CST, AR‐6420CTD, AR‐6420CTD‐1, AR‐6420DS, AR‐6420EX, AR‐6420ST, AR‐6420TD, AR‐6420XBC, AR‐6420XDS, AR‐6420XEX, AR‐6420XST, AR‐6480‐IC, AR‐6480‐IC8, AR‐6500RBE, AR‐6500RRBE, AR‐6500RRBE‐1, AR‐6500VBE, AR‐6500XBE, AR‐6550RRBE, AR‐6550RRBE‐1, AR‐7200SR, AR‐7200SR‐1, AR‐7285PB, AR‐7285POB, AR‐7300DS, AR‐7300DS‐1, AR‐7300OBT, AR‐7300OBT‐1, AR‐7300RBE, AR‐7300SR, AR‐7300TD, AR‐7350TD, AR‐7350TD‐1, AR‐7385POB, AR‐7400HSO, AR‐7400OBE, AR‐7400RBE, AR‐7400TD, AR‐8150PP‐30, AR‐8150PP‐30‐1, AR‐8150PP‐45, AR‐8150PP‐45‐1, AR‐8150PX‐45, AR‐8150PX‐45‐1, AR‐8230G, AR‐8300, AR‐8305, AR‐8310, AR‐8310GP, AR‐8310SP, AR‐8315, AR‐8315C, AR‐8315W, AR‐8315W‐1, AR‐8315W‐2, AR‐8320C, AR‐8320F, AR‐8330F, AR‐8330H, AR‐8330RH, AR‐8330SJ, AR‐8330SJO, AR‐8330SJV, AR‐8330V, AR‐8330VO, AR‐8332H, AR‐8332RH, AR‐8340F, AR‐8350CDS, AR‐8350DS, AR‐8350PR, AR‐8350PR‐1, AR‐8350ST, AR‐8380BC, AR‐8380DC, AR‐8380DS, AR‐8380EC, AR‐8380EX, AR‐8380SR, AR‐8380ST, AR‐8380SW, AR‐8385BC, AR‐8385EF, AR‐9350OBT, AR‐9350PR, AR‐9350PR‐1, AR‐9350RBT, AR‐9350SR, AR‐9350TD, AR‐9350TD‐1, AR‐D8400EX, AR‐8385ES, AR‐8385POB, AR‐8385RPB, AR‐8385RPBU, AR‐8385SW, AR‐8400BC, AR‐8400BC‐1, AR‐8400CBC, AR‐8400CDC, AR‐8400CDS, AR‐8400CEX, AR‐8400CRE, AR‐8400CSR, AR‐8400CSS, AR‐8400CST, AR‐8400CTD, AR‐8400CTS, AR‐8400DC, AR‐8400DS, AR‐8400DS‐1, AR‐8400EX, AR‐8400EX‐1, AR‐8400HSO, AR‐8400OBE, AR‐8400OBE‐1, AR‐8400PR, AR‐8400RBE, AR‐8400SR, AR‐8400ST, AR‐8400TD, AR‐8400TD‐1, AR‐8420BC, AR‐8450CSS, AR‐8450CTS, AR‐8485PTB, AR‐8485RPB, AR‐8485RPBU, AR‐8500BC, AR‐8500BC‐1, AR‐8500BL, AR‐8500COE, AR‐8500COS, AR‐8500COT, AR‐8500CRE, AR‐8500DS, AR‐8500DS‐1, AR‐8500EC, AR‐8500EX, AR‐8500FOE, AR‐8500FOS, AR‐8500FOT, AR‐8500HSO, AR‐8500OBE, AR‐8500OBE‐1, AR‐8500RBE, AR‐8500RFOE, AR‐8500RFOE‐1, AR‐8500SR, AR‐8500ST, AR‐8500SW, AR‐8500TBT, AR‐8500TD, AR‐8500TD‐1, AR‐8550BC, AR‐8550COE, AR‐8550COS, AR‐8550COT, AR‐8550CRE, AR‐8550DC, AR‐8550DS, AR‐8550EX, AR‐8550FOE, AR‐8550FOS, AR‐8550FOT, AR‐8550HSO, AR‐8550OBT, AR‐8550PR, AR‐8550PR‐1, AR‐8550RBE, AR‐8550RFOE, AR‐8550RFOE‐1, AR‐8550SR, AR‐8550ST, AR‐8550TBT, AR‐8585EF, AR‐8585FBS, AR‐8585RPB, AR‐8585RPBU, AR‐9100PP‐00, AR‐9100PP‐00‐1, AR‐9100PP‐45, AR‐9100PP‐45‐1, AR‐9200SR, AR‐9280NOT, AR‐9280NOT‐1, AR‐9280NSR, AR‐9280NSR‐1, AR‐9300DS, AR‐9300OBT, AR‐9300RBT, AR‐9300SR, AR‐9350DS, AR‐1250LTSR, AR‐1250LTSR‐1, AR‐1821, AR‐1825, AR‐1825L, AR‐1827, AR‐1827S, AR‐1831, AR‐1934DSSK, AR‐1938DSR, AR‐1938DSSK, AR‐200, AR‐200C, AR‐200CA, AR‐200H, AR‐200M, AR‐200M‐ISO, AR‐200SP, AR‐2922DSR‐24, AR‐2922DTSR‐24, AR‐2923DSR, AR‐2923DSR‐1, AR‐2923DSSK, AR‐2923DSSK‐1, AR‐2923DTSK, AR‐2923DTSK‐1, AR‐2923DTSR, AR‐300, AR‐300/600, AR‐300/600F‐AUS, AR‐300/600F‐BR, AR‐300/600F‐CH, AR‐300/600F‐DK, AR‐300/600F‐EU, AR‐300/600F‐UK, AR‐300‐040S, AR‐300‐041S, AR‐300‐042S, AR‐300‐043S, AR‐300‐044S, AR‐300‐045S, AR‐300‐050S, AR‐300‐051S, AR‐300‐052S, AR‐300‐400S, AR‐300‐400‐SJ, AR‐300‐401S, AR‐300‐401‐SJ, AR‐300‐402S, AR‐300‐402‐SJ, AR‐300‐403S, AR‐300‐403‐SJ, AR‐300‐404S, AR‐300‐404‐SJ, AR‐300‐405S, AR‐300‐405‐SJ, AR‐300‐405S‐SJ, AR‐300‐406S, AR‐300‐407S, AR‐300‐408S, AR‐300‐450S, AR‐300‐500S, AR‐300‐500‐SJ, AR‐300‐501S, AR‐300‐501‐SJ, AR‐300‐502S, AR‐300‐502‐SJ, AR‐300ATK, AR‐300B, AR‐300‐B001, AR‐300‐B002, AR‐300‐B003, AR‐300‐B004, AR‐300‐B101, AR‐300‐B102, AR‐300‐B103, AR‐300B‐2, AR‐300‐B201, AR‐300‐B202, AR‐300CA, AR‐300DAO‐1, AR‐300DAO‐2, AR‐300DJ, AR‐300DJH, AR‐300DK30, AR‐300DK45, AR‐300H, AR‐300HKEY, AR‐300KEY, AR‐300L, AR‐300LBH, AR‐300PD24, AR‐300RAO, AR‐300‐RB027S, AR‐300‐RB040, AR‐300‐RB070S, AR‐300‐RB070W, AR‐300RJ, AR‐300SAG, AR‐300SR, AR‐300WD16, AR‐3610NSD‐2, AR‐3657SD, AR‐400, AR‐400ARL, AR‐400ATK, AR‐400ATK‐1, AR‐400B, AR‐400DAO, AR‐400DHA, AR‐400DHS, AR‐400DJ40, AR‐400DJ74, | Klasa IIa | Pajisje rezeksioni per kirurgjite artoskopike | Pajisje te implantueshme jo aktive
16129 | Clinician Programmer Application for Deep Brain Stimulation | O.E.S DISTRIMED | 2024-03-04T00:00:00.000+01:00 | Medtronic, Inc. 710 Medtronic Parkway Minneapolis MN 55432 USA | A610 | Klasa III | Aplikacion qe perdoret nga mjeku klinik per programimin e neurostimulatorit per stimulim te trurit | Pajisje nje perdorimeshe
16130 | ZIRCONIA AND ZIRCONIA COLORS FOR DENTISTRY, ORODENT WHITE MATT 1400 MPa, ORODENT HIGH TRANSLUCENT 1200 MPa, ORODENT BLEACH 1200 MPa, ORODENT PRESHADED 1200 MPa, ORODENT VENUS, ORODENT EOS, ORODENT THOR, ORODENT GOLD 1200 MPa, COLORODENT BASIC, COLORODENT GOLD, COLORODENT SUPERCOLORI | MEDFAU | 2024-03-11T00:00:00.000+01:00 | ORODENT SRL: Via M.G. Agnesi n.8/10 37014 Castelnuovo del Garda (VR) ITALY | na, ZRXXXXH, ZRXXXXT, ZRXXXXT4, ZRXXXXTXX, ZRXXXXUMSXX, ZRXXXXMSXX, ZRXXXXMSTXX, ZRXXXXG1200, ZCXX, ZCXXG, ZCXXXX | Klasa IIa | Material dentar qe perdoret per restaurimet ne goje. | Pajisje dentare
16131 | Esthetic HP 58644, Esthetic HP 58645, Esthetic HP 58646, Esthetic HP 58647, Esthetic HP 58648, Esthetic HP 58649, Esthetic HP 58650, Esthetic HP 58651, Esthetic HP 58652, Esthetic HP 58653, Esthetic HP 58654, Healing Abutments, Esthetic HP 58625, Esthetic HP 58626, Esthetic HP 58627, Esthetic HP 58628, Esthetic HP 58629, Esthetic HP 58630, Esthetic HP 58631, Esthetic HP 58632, Esthetic HP 58633, Esthetic HP 58634, Esthetic HP 58635, Esthetic HP 58636, Esthetic HP 58637, Esthetic HP 58638, Esthetic HP 58639, Esthetic HP 58640, Esthetic HP 58641, Esthetic HP 58642, Esthetic HP 58643 | Dorina Mele CO | 2024-03-11T00:00:00.000+01:00 | BEGO Implant Systems GmbH & Co. KG, Wilhelm-Herbst-Str. 1, 28359 Bremen, Deutschland | 58644, 58645, 58646, 58647, 58648, 58649, 58650, 58651, 58652, 58653, 58654, N/A, 58625, 58626, 58627, 58628, 58629, 58630, 58631, 58632, 58633, 58634, 58635, 58636, 58637, 58638, 58639, 58640, 58641, 58642, 58643 | Klasa IIb | Komponente te perkohshem gjate procedures se vendosjes se implanteve dentare | Pajisje dentare
16132 | Powered Systems& Accessories BLADE 40A2000 NUCLEUS REMOVAL ANG 4.0MM, Powered Systems& Accessories BLADE 40A2500 ANGLED 4.0MM NUCLEOTOMY, Powered Systems& Accessories NUCLEUS REMOVAL SET 40R2000 4.0MM, Powered Systems& Accessories NUCLEUS REM SET 40R2500 4.0MM, Powered Systems& Accessories ADJUSTMENT TOOL 40RAD40 4.0MM, Powered Systems& Accessories BLADE 40S2000 NUCLEUS REMOVAL STR 4.0MM, Powered Systems& Accessories BLADE 40S2500 STRAIGHT 4.0MM NUCLEOTOMY, Powered Systems& Accessories BLADE 45A2000 NUCLEUS REMOVAL ANG 4.5MM, Powered Systems& Accessories BLADE 45A2500 ANGLED 4.5MM NUCLEOTOMY, Powered Systems& Accessories NUCLEUS REMOVAL SET 45R2000 4.5MM, Powered Systems& Accessories NUCLEUS REM SET 45R2500 4.5MM, Powered Systems& Accessories ADJUSTMENT TOOL 45RAD45 4.5MM, Powered Systems& Accessories BLADE 45S2000 NUCLEUS REMOVAL STR 4.5MM, Powered Systems& Accessories BLADE 45S2500 STRAIGHT 4.5MM NUCLEOTOMY, Powered Systems& Accessories 0.5MM ROUND CUTTING BUR,50MM LGTH 5/BX, Powered Systems& Accessories 1.0MM RND CUT. CARBIDE, 6 FLUTES, 5/BX, Powered Systems& Accessories ROUND CUTTING BUR,1.5MM,65MM LGTH 5/BX, Powered Systems& Accessories 2MM ROUND CUT. BUR,65MM LGTH. 5/BX, Powered Systems& Accessories 2MM RND. CUT. BUR,70MM LGTH 5/BX, Powered Systems& Accessories 2.5MM CUTTING BUR,65MM LGTH. 5/BX, Powered Systems& Accessories CUTTING, CARBIDE BUR, 3MM,65MM 5/BX, Powered Systems& Accessories 3MM ROUND CUT. BUR,70MM LGTH. 5/BX, Powered Systems& Accessories 3MM ROUND CUT. BUR,65MM LGTH. 5/BX, Powered Systems& Accessories 3.0MM ROUND CUTTING BUR 8 FLUTES 5/BX, Powered Systems& Accessories CUTTING, CARBIDE BUR,3.5MM,65MM 5/BX, Powered Systems& Accessories 3.5MM RD. CUT. BUR, 70MM,5/BX, Powered Systems& Accessories 3.5MM RND.CUT.BUR.,80MM LGTH 5/BX, Powered Systems& Accessories 4MM RND. CUT. BUR,65MM LGTH 5/BX, Powered Systems& Accessories 4MM ROUND CUTTING BUR,70MM LGTH. 5/BX, Powered Systems& Accessories 4.5MM RND. CUT. BUR,70MM LGTH 5/BX, Powered Systems& Accessories CUTTING, CARBIDE BUR,5MM,65MM 5/BX, Powered Systems& Accessories ROUND CUTTING BUR,5MM, 70MM LGTH. 5/BX, Powered Systems& Accessories 5MM ROUND CUTTING BUR,55MM LGTH. 5/BX, Powered Systems& Accessories 5MM ROUND CUT. BUR,65MM LGTH. 5/BX, Powered Systems& Accessories 5MM ROUND CUTTING BUR,70MM LGTH. 5/BX, Powered Systems& Accessories 5.5MM ROUND CUTTING BUR,65MM LGTH. 5/BX, Powered Systems& Accessories ROUND CUTTING BUR,5.5MM,70MM LGTH. 5/BX, Powered Systems& Accessories 6MM RND. CUT. BUR,55MM LGTH 5/BX, Powered Systems& Accessories 6MM RND. CUT. BUR,65MM LGTH 5/BX, Powered Systems& Accessories 6MM RD. CUT. BUR,70MM,5/BX, Powered Systems& Accessories 6.5MM RND. CUTTING BUR,65MM LGTH. 5/BX, Powered Systems& Accessories 6.5MM RD. CUT. BUR,70MM LGTH 5/BX, Powered Systems& Accessories 7MM RD. CUT. BUR, 70MM,5/BX, Powered Systems& Accessories 3.5MM RND.CRSE. DIAMOND BUR,70MM LGTH 5/BX, Powered Systems& Accessories .7MM RND. CRS. DIAMOND BUR,70MM L. 5/BX, Powered Systems& Accessories 1MM RD.CRS. DIAM BUR,70MM,5/BX, Powered Systems& Accessories 2MM RD.CRS. DIAM BUR,70MM,5/BX, Powered Systems& Accessories 3MM RD.CRS. DIAM BUR,70MM,5/BX, Powered Systems& Accessories 3MM RND. CRSE. DIAMOND BUR,90MM L 5/BX, Powered Systems& Accessories 4MM RD.CRS. DIAM BUR,60MM,5/BX, Powered Systems& Accessories 4MM RND. COARSE DIAMOND BUR,70MM L 5/BX, Powered Systems& Accessories 4MM RND. CRSE. DIAMOND BUR,90MM L 5/BX, Powered Systems& Accessories 5MM ROUND DIAMOND BUR,55MM LGTH. 5/BX, Powered Systems& Accessories 5MM RD.CRS. DIAM BUR,60MM,5/BX, Powered Systems& Accessories 5MM RD.CRS. DIAM BUR,70MM,5/BX, Powered Systems& Accessories 5MM RND.CRSE.DIAMOND BUR,90MM LGTH.5/BX, Powered Systems& Accessories 6MM RD.CRS. DIAM BUR,70MM,5/BX, Powered Systems& Accessories 6.5MM ROUND DIAMOND BUR,55MM LGTH. 5/BX, Powered Systems& Accessories 4.5MM SS CUTTING BUR , 95MM LG 1/EA, Powered Systems& Accessories 7.0MM SS CUTTING BUR , 95MM LG 1/EA, Powered Systems& Accessories 6MM PEAR CUT.BUR"B NOTCH",55MM LGTH 5/BX, Powered Systems& Accessories 1MMX70MM CUTTING BUR,5/BX, Powered Systems& Accessories 1.5 RND CUT BUR,70MM LGTH 5/BX, Powered Systems& Accessories 2MM CUTTING BUR,70MM LGTH. 5/BX, Powered Systems& Accessories 2.5MM CUTTING BUR,70MM LGTH. 5/BX, Powered Systems& Accessories CUTTING, CARBIDE,10 FLUTES,3 5/BX, Powered Systems& Accessories 3.5MM CUTTING BUR,70MM LGTH. 5/BX, Powered Systems& Accessories 4.0MM CUTTING BUR,70MM LGTH. 5/BX, Powered Systems& Accessories 4.5MM CUTTING BUR,70MM LGTH,5/BX, Powered Systems& Accessories CUTTING, CARBIDE, 12 FLUTES, 5 5/BX, Powered Systems& Accessories 6MM ROUND CUT. BUR,65MM LGTH. 5/BX, Powered Systems& Accessories 6MM CUTTING BUR,70MM LGTH. 5/BX, Powered Systems& Accessories 7MM CUTTING BUR,70MM LGTH. 5/BX, Powered Systems& Accessories 7MM CARBIDE CUTTING BUR, 90MM L 5/BX, Powered Systems& Accessories 1.5MM WIREPASS,50MM,5/BX, Powered Systems& Accessories CUTTING BUR,1.0MM,55MM LGTH 5/BX, Powered Systems& Accessories 1MM CUTTING BUR,70MM,5/BX, Powered Systems& Accessories 2MM CUT. BUR,70MM, 5/BX, Powered Systems& Accessories 3MM CUT BUR 70MM.5/BX, Powered Systems& Accessories 3MM CUT BUR 90MM.5/BX, Powered Systems& Accessories BUR,CUTTING,3MM X 72MM 5/BX, Powered Systems& Accessories 4.0MM CUT BUR,50MM,5/BX, Powered Systems& Accessories 4.0MM CUT BUR,60MM,5/BX, Powered Systems& Accessories 4.0MM CUT BUR,65MM,5/BX, Powered Systems& Accessories 4.0MM CUT BUR,70MM,5/BX, Powered Systems& Accessories 4.0MM CUT BUR,90MM,5/BX, Powered Systems& Accessories BUR,CUTTING,4MM X 72MM 5/BX, Powered Systems& Accessories 5.0MM CUT BUR,60MM,5/BX, Powered Systems& Accessories 5.0MM CUT BUR,70MM,5/BX, Powered Systems& Accessories BUR,CUTTING,5MM X 71MM 5/BX, Powered Systems& Accessories 5.5MM CUT BUR,65MM,5/BX, Powered Systems& Accessories 6.0 CUTTING BUR,60MM,5/BX, Powered Systems& Accessories 6.0 CUTTING BUR,70MM,5/BX, Powered Systems& Accessories 6.0 CUTTING BUR,90MM,5/BX, Powered Systems& Accessories BUR,CUTTING,6MM X 69MM 5/PK, Powered Systems& Accessories 7.0 CUTTING BUR,70MM,5/BX, Powered Systems& Accessories 7.0 CUTTING BUR,90MM,5/BX, Powered Systems& Accessories 1MM DIAMOND BUR,70MM,5/BX, Powered Systems& Accessories 1.0MM DIAMOND BUR,70MM LGTH. 5/BX, Powered Systems& Accessories 1.5MM DIAMOND BUR,70MM,5/BX, Powered Systems& Accessories 2.0MM DIAMOND BUR,70MM,5/BX, Powered Systems& Accessories 2.5MM DIAMOND BUR,70MM,5/BX, Powered Systems& Accessories 3.0MM DIAMOND BUR,70MM,5/BX, Powered Systems& Accessories 3.0MM DIAMOND BUR,70MM LG 5/BX, Powered Systems& Accessories BUR,FINE DIAMOND,3MM X 72MM 5/BX, Powered Systems& Accessories 3.5MM DIAMOND BUR,70MM,5/BX, Powered Systems& Accessories 4.0MM DIAMOND BUR,60MM,5/BX, Powered Systems& Accessories 4.0MM DIAMOND BUR,70MM,5/BX, Powered Systems& Accessories 4.0MM DIAMOND BUR,90MM,5/BX, Powered Systems& Accessories BUR,FINE DIAMOND,4MM X 72MM 5/BX, Powered Systems& Accessories 4.5MM DIAMOND BUR,70MM LGTH 5/BX, Powered Systems& Accessories 5MM DIAMOND BUR, 60MM,5/BX, Powered Systems& Accessories 5MM DIAMOND BUR,70MM,5/BX, Powered Systems& Accessories 6MM DIAMOND BUR, 70MM,5/BX, Powered Systems& Accessories .5MM CUTTING BUR, 70MM,5/BX, Powered Systems& Accessories 6.5MM ROUND DIAMOND BUR,70MM LGTH. 5/BX, Powered Systems& Accessories ACCY EA201 IPC FOOT CTRL Y-SPLITTER ROHS, Powered Systems& Accessories MASTER CONSOLE EC300 LEGEND EHS, Powered Systems& Accessories CONSOLE EC300RF IPC REFURB, Powered Systems& Accessories SC1 HANDPIECE ED100, Powered Systems& Accessories ADVANCED FOOT CONTROL, EF200, Powered Systems& Accessories FOOT CONTROL EF200RF IPC REFURB, Powered Systems& Accessories ACCY EF201 IPC FOOT CONTROL, Powered Systems& Accessories MOTOR EM210 LEGEND STYLUS TOUCH, Powered Systems& Accessories MOTOR EM210RF LEGEND STYLUS TOUCH REFURB, Powered Systems& Accessories POLE,LEGEND EHS IRRIGATION BAG 1/EA, Powered Systems& Accessories TUBING,LEGEND EHS IRRIGATION 5/PK, Powered Systems& Accessories CONTROL IRD200 IPC IRRIGATION REMOTE, Powered Systems& Accessories TUBING IRD250 IPC IRRIGATION, Powered Systems& Accessories TUBING IRD300 5PK IPC IRRIGATION, Powered Systems& Accessories TUBING IRD350 5PK TRANSNASAL BUR IRRIG, Powered Systems& Accessories TUBING IRD370 EA IPC LOW PRO IRRIGATION, Powered Systems& Accessories TUBING IRD375 5PK IPC LOW PRO IRRIGATION, Powered Systems& Accessories TOOL DC SD12BA30 LGD 12CM DIST 3.0 BALL, Powered Systems& Accessories TOOL DC SD12BA40 LGD 12CM DIST 4.0 BALL, Powered Systems& Accessories TOOL DC SD12MH25 LGD 12CM DIST 2.5 MH, Powered Systems& Accessories TOOL DC SD12MH25D LGD 12CM DIST 2.5 MH D, Powered Systems& Accessories TOOL DC SD12MH25T LGD 12CM DIST 2.5 MH3F, Powered Systems& Accessories TOOL DC SD12MH30 LGD 12CM DIST 3.0 MH, Powered Systems& Accessories TOOL DC SD12MH30D LGD 12CM DIST 3.0 MH D, Powered Systems& Accessories TOOL DC SD12MH30T LGD 12CM DIST 3.0 MH3F, Powered Systems& Accessories TOOL DC SP12BA30 LGD 12CM PROX 3.0 BALL, Powered Systems& Accessories TOOL DC SP12BA40 LGD 12CM PROX 4.0 BALL, Powered Systems& Accessories TOOL DC SP12MH25 LGD 12CM PROX 2.5 MH, Powered Systems& Accessories TOOL DC SP12MH25D LGD 12CM PROX 2.5 MH D, Powered Systems& Accessories TOOL DC SP12MH25T LGD 12CM PROX 2.5 MH3F, Powered Systems& Accessories TOOL DC SP12MH30 LGD 12CM PROX 3.0 MH, Powered Systems& Accessories TOOL DC SP12MH30D LGD 12CM PROX 3.0 MH D, Powered Systems& Accessories TOOL DC SP12MH30T LGD 12CM PROX 3.0 MH3F, Powered Systems& Accessories TOOL DC SP14BA30 LGD 14CM PROX BND 3.0 BALL, Powered Systems& Accessories TOOL DC SP14BA40 LGD 14CM PROX BND 4.0 BALL, Powered Systems& Accessories TOOL DC SP14MH25 LGD 14CM PROX BND 2.5 MH, Powered Systems& Accessories TOOL DC SP14MH25D LGD 14CM PROX 2.5 MH D, Powered Systems& Accessories TOOL DC SP14MH25T LGD 14CM PROX BND 2.5 MH 3F, Powered Systems& Accessories TOOL DC SP14MH30 LGD 14CM PROX BND 3.0 MH, Powered Systems& Accessories TOOL DC SP14MH30D LGD 14CM PROX 3.0 MH D, Powered Systems& Accessories TOOL DC SP14MH30T LGD 14CM PROX BND 3.0 MH 3F, Powered Systems& Accessories BUR TN30MCD TRANSNASAL 3MM MATCH CRS DMD, Powered Systems& Accessories BUR TN30MFL TRANSNASAL 3MM MATCH FLUTED, Powered Systems& Accessories BUR TN30RCD TRANSNASAL 3MM RND CRS DIAMD, Powered Systems& Accessories BUR TN30RFL TRANSNASAL 3MM RND FLUTED, Powered Systems& Accessories BUR TN40RCD TRANSNASAL 4MM RND CRS DIAMD, Powered Systems& Accessories BUR TN40RFL TRANSNASAL 4MM RND FLUTED, Powered Systems& Accessories BUR TN45RCD TRANSNASAL 4.5MM RND CRS DMD, Powered Systems& Accessories CUTTING BUR,SST,ROUND,64MM X 4MM 1/EA, Powered Systems& Accessories CUTTING BUR,SST,ROUND,51MM X 4.5MM 5/BX, Powered Systems& Accessories CUTTING BUR,SST,RND.,51MM X 4.8MM 5/BX, Powered Systems& Accessories CUTTING BUR,SST,ROUND,64MM X 4.8MM 5/BX, Powered Systems& Accessories CUTTING BUR,SST,ROUND,51MM X 5MM 5/BX, Powered Systems& Accessories CUTTING BUR,SST,ROUND,51MM X 5MM 1/EA, Powered Systems& Accessories CUTTING BUR,SST,ROUND,51MM X 5.5MM 5/BX, Powered Systems& Accessories CUTTING BUR,SST,ROUND,64MM X 5.5MM 5/BX, Powered Systems& Accessories CUTTING BUR,SST,ROUND,51MM X 6MM 5/BX, Powered Systems& Accessories CUTTING BUR,SST,ROUND,51MM X 6MM 1/EA, Powered Systems& Accessories BUR 31146063A INDIGO RND SST CUT 6.0MM, Powered Systems& Accessories CUTTING BUR,SST,ROUND,44MM X 6.5MM 5/BX, Powered Systems& Accessories SSC ROUND CUTTING BUR,51MM,6.5MM 5/BX, Powered Systems& Accessories CUTTING BUR,SST,ROUND,44MM X 7MM 5/BX, Powered Systems& Accessories SSC ROUND CUTTING BUR,51MM LG, 7.0MM 5/BX, Powered Systems& Accessories SSC ROUND CUTTING BUR,51MM,7.0MM 1/BX, Powered Systems& Accessories BUR 31147062A INDIGO RND SST CUT 7.0MM, Powered Systems& Accessories BUR,VISAO CVD CUTTING,98MMX1MM 1/EA, Powered Systems& Accessories BUR,VISAO CVD CUTTING,98MMX1.5MM 1/EA, Powered Systems& Accessories BUR,VISAO STEEL CUT,90X2MM,20DEG 1/EA, Powered Systems& Accessories BUR,VISAO CVD,3MM,90MM L,15DG,1/EA, Powered Systems& Accessories BUR,VISAO CVD,4MM,90MM L,15DG,1/EA, Powered Systems& Accessories BUR,VISAO STEEL CUT,115X1MM,20DEG 1/EA, Powered Systems& Accessories BUR,VISAO STEEL CUT,115X1.5MM,20DEG 1/EA, Powered Systems& Accessories BUR,VISAO STEEL CUT,115X2MM,20DEG 1/EA, Powered Systems& Accessories BUR,VISAO CVD,3MM,115MM L,18DG,1/EA, Powered Systems& Accessories BUR,VISAO CVD,4MM,115MM L,18DG,1/EA, Powered Systems& Accessories BUR,VISAO FINE DIAMD,90X.5MM,20DEG 1/EA, Powered Systems& Accessories BUR,VISAO CVD FINE DIAM.,98MMX.5MM 1/EA, Powered Systems& Accessories BUR,VISAO CVD FINE DIAM.,98MMX.6MM 1/EA, Powered Systems& Accessories BUR,VISAO CVD FINE DIAM.,98MMX1MM 1/EA, Powered Systems& Accessories BUR,VISAO FINE DIAMD,90X1.5MM,20DEG 1/EA, Powered Systems& Accessories BUR,VISAO CVD FINE DIAM.,98MMX1.5MM 1/EA, Powered Systems& Accessories BUR,VISAO FINE DIAMD,90X2MM,20DEG 1/EA, Powered Systems& Accessories BUR,VISAO CVD,3MM,90MM L,15DG,FN DMD 1/EA, Powered Systems& Accessories BUR,VISAO CVD,4MM,90MM L,15DG,FN DMD 1/EA, Powered Systems& Accessories DISP VENTED IRR SPIKE 20/BX, Powered Systems& Accessories DISP NON-VENTED IRR SPIKE 20/BX, Powered Systems& Accessories BUR,VISAO FINE DIAMD,115X1MM,20DEG 1/EA, Powered Systems& Accessories BUR,VISAO FINE DIAMD,115X2MM,20DEG 1/EA, Powered Systems& Accessories BUR,VISAO CVD,3MM,115MM L,18DG,FN DMD 1/EA, Powered Systems& Accessories BUR,VISAO CVD,4MM,115MM L,18DG,FN DMD 1/EA, Powered Systems& Accessories BUR,VISAO CRSE DIAMD,90X2MM,20DEG 1/EA, Powered Systems& Accessories BUR,VISAO CVD,3MM,90MM L,15DG,CRS DMD 1/EA, Powered Systems& Accessories BUR,VISAO CVD,4MM,90MM L,15DG,CRS DMD 1/EA, Powered Systems& Accessories BUR,VISAO CVD CRSE DIAM.,115MMX2MM 1/EA, Powered Systems& Accessories BUR,VISAO CVD,3MM,115MM L,18DG,CRS DMD 1/EA, Powered Systems& Accessories BUR,ULTRA,SST,3MM,STD LGTH. 5/BX, Powered Systems& Accessories BUR,ULTRA,SST,3MM,STD LGTH. 1/EA, Powered Systems& Accessories BUR,VISAO CVD,4MM,115MM L,18DG,CRS DMD 1/EA, Powered Systems& Accessories BUR,ULTRA,SST,4MM,STD LGTH. 5/BX, Powered Systems& Accessories BUR,ULTRA,SST,4MM,STD LGTH. 1/EA, Powered Systems& Accessories BUR,ULTRA,SST,5MM,STD LGTH. 5/BX, Powered Systems& Accessories BUR,ULTRA,SST,5MM,STD LGTH. 1/EA, Powered Systems& Accessories ACORN CUTTG BUR 3.0MM(64MM LG) 1/EA, Powered Systems& Accessories ACORN CUTTG BUR 4.0MM(64MM LG) 1/EA, Powered Systems& Accessories ACORN CUTTG BUR 5.0MM(64MM LG) 1/EA, Powered Systems& Accessories DIAMOND BUR 4.0MM (64MM LG) 1/EA, Powered Systems& Accessories DIAMOND BUR 5.0MM (64MM LG) 1/EA, Powered Systems& Accessories DIAMOND BUR 4.0MM (75MM LG) 1/EA, Powered Systems& Accessories DIAMOND BUR 5.0MM (75MM LG) 1/EA, Powered Systems& Accessories BUR,ULTRA,SST,6MM,STD LGTH. 5/BX, Powered Systems& Accessories BUR,ULTRA,SST,6MM,STD LGTH. 1/EA, Powered Systems& Accessories ULTRA DIAMOND BUR,64MM X 4.0MM 1/EA, Powered Systems& Accessories ULTRA DIAMOND BUR,64MM X 5.0MM 1/EA, Powered Systems& Accessories BUR,ULTRA,SST,7MM,STD LGTH. 5/BX, Powered Systems& Accessories BUR,ULTRA,SST,7MM,STD LGTH. 1/EA, Powered Systems& Accessories BUR,SST PEAR,6MM,STD LENGTH 1/EA, Powered Systems& Accessories BUR,6MM SST PEAR MED LENGTH 1/EA, Powered Systems& Accessories BUR,SST PEAR,6MM,LONG LENGTH 1/EA, Powered Systems& Accessories BUR,CRSE DIAMOND,PEAR,6MM,STD LENGTH 1/EA, Powered Systems& Accessories BUR,CRSE DIAMOND,PEAR,6MM,LONG LENGTH 1/EA, Powered Systems& Accessories BUR,SST OVAL,5.5MM,STD LENGTH 1/EA, Powered Systems& Accessories BUR,5.5MM SST OVAL MED LENGTH 1/EA, Powered Systems& Accessories BUR,SST OVAL,5.5MM,LONG LENGTH 1/EA, Powered Systems& Accessories TUBING SET,HIGH SPEED DRILL COOLANT 1/EA, Powered Systems& Accessories IRR TUBING 3318603 IPC VISAO BUR GRD RC, Powered Systems& Accessories IRRIG SET 3318604E IPC SUCTION W/RC, Powered Systems& Accessories CONN SET 3318605 5PK XPS/IPC SUCT IRRIG, Powered Systems& Accessories CONN SET 3318605E XPS/IPC SUCTION IRRIG, Powered Systems& Accessories COOLING SET 3318606 2PK IPC VISAO, Powered Systems& Accessories COOLING SET 3318606E IPC VISAO, Powered Systems& Accessories MPS POWERFORMA STRAIGHT HDPC ASSEMBLY 1/EA, Powered Systems& Accessories MPS POWERFORMA ANGLE HDPC ASSEMBLY 1/EA, Powered Systems& Accessories PNEUMATIC FOOT CONTROL, Powered Systems& Accessories XCALIBUR IRRIGATION SLEEVE ASSEMBLY 1/EA, Powered Systems& Accessories XCALIBUR HI-SPD. EXT.75MM BUR GUARD,W/O IRR. 1/EA, Powered Systems& Accessories XCALIBUR EXTENDED BUR GUARD, W/IRRIG. 1/EA, Powered Systems& Accessories XCALIBUR HI-SPD. EXT.75MM BUR GUARD,W/IRR. 1/EA, Powered Systems& Accessories XCALIBUR HI-SPD. EXT.64MM BUR GUARD,W/O IRR. 1/EA, Powered Systems& Accessories XCALIBUR HI-SPD. EXT.64MM BUR GUARD,W/IRR. 1/EA, Powered Systems& Accessories XCALIBUR STRAIGHT HANDPIECE ATTACHMENT 1/EA, Powered Systems& Accessories XCALIBUR STRAIGHT HIGH SPD. HDPC. ATTACHMENT 1/EA, Powered Systems& Accessories XCALIBUR ANGLED HIGH SPD. HDPC. ATTACHMENT 1/EA, Powered Systems& Accessories IRRIG.SLEEVE,80K VISAO DRILL 1/EA, Powered Systems& Accessories BUR GUARD,80K VISAO DRILL,W/O IRRIG. 1/EA, Powered Systems& Accessories BUR GUARD,80K VISAO DRILL,WITH IRRIG. 1/EA, Powered Systems& Accessories DRILL,80K VISAO HANDPIECE 1/EA, Powered Systems& Accessories HANDPIECE 3334800LO LOANER VISAO DRILL, Powered Systems& Accessories DRILL,80K VISAO HANDPIECE,IGS 1/EA, Powered Systems& Accessories REVERSE CUT CARBIDE BUR 3.7MM 1/EA, Powered Systems& Accessories ROUND CUTTING BUR 2.3MM 1/EA, Powered Systems& Accessories ROUND CUTTING BUR 3.2MM 1/EA, Powered Systems& Accessories ROUND CUTTING BUR 4.0MM 1/EA, Powered Systems& Accessories ROUND CUTTING BUR 4.8MM 1/EA, Powered Systems& Accessories ROUND CUTTG BUR 3.0MM(64MM LG) 1/EA, Powered Systems& Accessories ROUND CUTTG BUR 4.0MM(64MM LG) 1/EA, Powered Systems& Accessories ROUND CUTTG BUR 5.0MM(64MM LG) 1/EA, Powered Systems& Accessories ROUND CUTTG BUR 3.0MM(75MM LG) 1/EA, Powered Systems& Accessories ROUND CUTTG BUR 4.0MM(75MM LG) 1/EA, Powered Systems& Accessories SPIKE ADAPTER FOR IRR BAG 1/EA, Powered Systems& Accessories BUR 31310584 INDIGO RND STEEL CUT 0.5MM, Powered Systems& Accessories BUR,1MM,STD LENGTH 1/EA, Powered Systems& Accessories BUR 31311056 1MM STD LENGTH, Powered Systems& Accessories BUR,1MM,LONG LENGTH 1/EA, Powered Systems& Accessories BUR,1MM STEEL X-LONG 1/EA, Powered Systems& Accessories BUR 31311084 INDIGO RND STEEL CUT 1.0MM, Powered Systems& Accessories BUR,1.5MM,STD LENGTH 1/EA, Powered Systems& Accessories BUR 31311565 1.5MM STEEL MED LENGTH, Powered Systems& Accessories BUR,1.5MM,LONG LENGTH 1/EA, Powered Systems& Accessories BUR,1.5MM STEEL X-LONG 1/EA, Powered Systems& Accessories BUR 31311583 INDIGO RND STEEL CUT 1.5MM, Powered Systems& Accessories BUR,2MM,STD LENGTH 1/EA, Powered Systems& Accessories BUR 31312065 2MM STEEL MED LENGTH, Powered Systems& Accessories BUR,2MM,LONG LENGTH 1/EA, Powered Systems& Accessories BUR,2MM STEEL X-LONG 1/EA, Powered Systems& Accessories BUR 31312080 INDIGO RND STEEL CUT 2.0MM, Powered Systems& Accessories BUR,2.5MM,STD LENGTH 1/EA, Powered Systems& Accessories BUR 31312565UE ULTRA 2.5MM STL MED LGTH, Powered Systems& Accessories BUR,2.5MM,LONG LENGTH 1/EA, Powered Systems& Accessories BUR,2.5MM STEEL X-LONG 1/EA, Powered Systems& Accessories BUR 31312579 INDIGO RND STEEL CUT 2.5MM, Powered Systems& Accessories BUR,ULTRA,3MM,STD LENGTH 5/PK, Powered Systems& Accessories BUR,ULTRA,3MM,STD LENGTH 1/EA, Powered Systems& Accessories BUR 31313065UE ULTRA 3MM STEEL MED LGTH, Powered Systems& Accessories BUR,ULTRA,3MM,LONG LENGTH 5/PK, Powered Systems& Accessories BUR,ULTRA,3MM,LONG LENGTH 1/EA, Powered Systems& Accessories BUR,ULTRA 3MM STEEL X-LONG 1/EA, Powered Systems& Accessories BUR 31313079 INDIGO RND STEEL CUT 3.0MM, Powered Systems& Accessories BUR,ULTRA,3.5MM,STD LENGTH 5/PK, Powered Systems& Accessories BUR,ULTRA,3.5MM,STD LENGTH 1/EA, Powered Systems& Accessories BUR,ULTRA 3.5MM STEEL MED LGTH 1/EA, Powered Systems& Accessories BUR,ULTRA,3.5MM,LONG LENGTH 5/PK, Powered Systems& Accessories BUR,ULTRA,3.5MM,LONG LENGTH 1/EA, Powered Systems& Accessories BUR,ULTRA 3.5MM STEEL X-LONG 1/EA, Powered Systems& Accessories BUR,ULTRA,4MM,STD LENGTH 5/PK, Powered Systems& Accessories BUR,ULTRA,4MM,STD LENGTH 1/EA, Powered Systems& Accessories BUR,ULTRA,4MM,MED LENGTH 5/PK, Powered Systems& Accessories BUR,ULTRA,4MM,MED LENGTH 1/EA, Powered Systems& Accessories BUR,ULTRA,4MM,LONG LENGTH 5/PK, Powered Systems& Accessories BUR,ULTRA,SST,4MM,LONG LENGTH 1/EA, Powered Systems& Accessories BUR,ULTRA 4MM STEEL X-LONG 1/EA, Powered Systems& Accessories BUR,ULTRA,5MM,STD LENGTH 5/PK, Powered Systems& Accessories BUR,ULTRA,5MM,STD LENGTH 1/EA, Powered Systems& Accessories BUR,ULTRA,5MM,MED LENGTH 5/PK, Powered Systems& Accessories BUR,ULTRA,5MM,MED LENGTH 1/EA, Powered Systems& Accessories BUR,ULTRA,5MM,LONG LENGTH 5/PK, Powered Systems& Accessories BUR,ULTRA,SST,5MM,LONG LENGTH 1/EA, Powered Systems& Accessories BUR,ULTRA,6MM,STD LENGTH 5/PK, Powered Systems& Accessories BUR,ULTRA,6MM,STD LENGTH 1/EA, Powered Systems& Accessories BUR,ULTRA,6MM,MED LENGTH 5/PK, Powered Systems& Accessories BUR,ULTRA,6MM,MED LENGTH 1/EA, Powered Systems& Accessories BUR,ULTRA,6MM,LONG LENGTH 5/PK, Powered Systems& Accessories BUR,ULTRA,SST,6MM,LONG LENGTH 1/EA, Powered Systems& Accessories BUR,ULTRA,7MM,STD LENGTH 5/PK, Powered Systems& Accessories BUR,ULTRA,7MM,STD LENGTH 1/EA, Powered Systems& Accessories BUR,ULTRA,7MM,MED LENGTH 5/PK, Powered Systems& Accessories BUR,ULTRA,7MM,MED LENGTH 1/EA, Powered Systems& Accessories BUR,ULTRA,7MM,LONG LENGTH 5/PK, Powered Systems& Accessories BUR,ULTRA,SST,7MM,LONG LENGTH 1/EA, Powered Systems& Accessories BUR,5MM ACORN STEEL,STD LENGTH 1/EA, Powered Systems& Accessories BUR,5MM STEEL ACORN MED LENGTH 1/EA, Powered Systems& Accessories BUR,6MM ACORN STEEL,STD LENGTH 1/EA, Powered Systems& Accessories BUR,6MM STEEL ACORN MED LENGTH 1/EA, Powered Systems& Accessories BUR,6.9MM ACORN STEEL,STD LENGTH 1/EA, Powered Systems& Accessories BUR,6.9MM STEEL ACORN MED LGTH 1/EA, Powered Systems& Accessories OTO-FLEX DIA KNIFE, 2.3 RD/WH 1/EA, Powered Systems& Accessories OTO-FLEX PERFORATOR 0.35 BLACK 1/EA, Powered Systems& Accessories OTO-FLEX PERFORATOR, 0.5 BLACK 1/EA, Powered Systems& Accessories OTO-FLEX DRILL, 0.6, BLACK 1/EA, Powered Systems& Accessories OTO-FLEX CRURA SAW, 1/EA, Powered Systems& Accessories OTO-FLEX TREPHINE, 0.8 BLACK 1/EA, Powered Systems& Accessories OTO-FLEX CARB BUR, 1.0 ORANGE 1/EA, Powered Systems& Accessories OTO-FLEX CARBIDE BUR, 2.3, RED 1/EA, Powered Systems& Accessories OTO-FLEX CARBIDE BUR, 1.4 GRAY 1/EA, Powered Systems& Accessories OTO-FLEX CARB, BUR 0.5, VIOLET 1/EA, Powered Systems& Accessories OTO-FLEX CARBIDE BUR, 0.6 BLUE 1/EA, Powered Systems& Accessories OTO-FLEX CARBIDE BUR, 0.7 GRN 1/EA, Powered Systems& Accessories OTO-FLEX CARBIDE BUR, 0.8 YELL 1/EA, Powered Systems& Accessories OTO-FLEX BUR, 1.8 BROWN 1/EA, Powered Systems& Accessories OTO-FLEX DIA BUR 1.0 OR/WH 1/EA, Powered Systems& Accessories OTO-FLEX DIA BUR, 2.3, RED/WH 1/EA, Powered Systems& Accessories OTOFLEX 1.4MM DIAM BUR G/W 1/EA, Powered Systems& Accessories OTO-FLEX 1.8MM DIAM BUR B/W 1/EA, Powered Systems& Accessories OTO-FLEX DIA BUR, 0.6, BLUE/WH 1/EA, Powered Systems& Accessories OTO-FLEX DIA BUR, 0.7, GRN/WH 1/EA, Powered Systems& Accessories OTO-FLEX DIA BUR, 0.8, YELL/WH 1/EA, Powered Systems& Accessories 6.4MM RND. CUTTING BUR,95MM LGTH. 1/EA, Powered Systems& Accessories IRRIGATION TUBING - 2000 1/EA, Powered Systems& Accessories IRRIGATION TUBING SET,STERILE, 4/BX, Powered Systems& Accessories IRRIGATION TUBING SET 1/EA, Powered Systems& Accessories TUBING SET, HIGH SPEED DRILL COOLANT 2/BX, Powered Systems& Accessories HYDROBRADER BUR, COARSE GRIT 3/BX, Powered Systems& Accessories FEATHERTOUCH SUCTION RASP TIP,8MM 2/BX, Powered Systems& Accessories FEATHERTOUCH SUCT. RASP TIP,8MM,FINE 2/BX, Powered Systems& Accessories POWEREASE DRIVER, Powered Systems& Accessories DRIVER 2300000LO POWEREASE LOANER, Powered Systems& Accessories IPC CONSOLE, Powered Systems& Accessories CONSOLE 2340000LO POWEREASE IPC LOANER, Powered Systems& Accessories POWEREASE NIM-ECLIIPSE CABLES, Powered Systems& Accessories SKEETER ULTRA-LITE OTO-TOOL 1/EA, Powered Systems& Accessories ACCELERATOR FOOT CONTROL 1/EA, Powered Systems& Accessories HIGH SPD. ACORN CARB. CUT. BUR,64MM LG,1MM 1/EA, Powered Systems& Accessories HIGH SPD. ACORN CARB. CUT. BUR,64MM LG,1.4MM 1/EA, Powered Systems& Accessories HIGH SPD. ACORN CARB. CUT. BUR,64MM LG,2.3MM 1/EA, Powered Systems& Accessories HIGH SPD. ACORN CARB. CUT. BUR,64MM LG,2.7MM 1/EA, Powered Systems& Accessories HIGH SPD. ACORN CARB. CUT. BUR,64MM LG,6.0MM 1/EA, Powered Systems& Accessories CUTTING BUR,SS,ACORN,1MM,64MM L 5/BX, Powered Systems& Accessories CUTTING BUR,SS,ACORN,1.4MM,64MM L 5/BX, Powered Systems& Accessories CUTTING BUR,SS,ACORN,2.3MM,64MM L 5/BX, Powered Systems& Accessories CUTTING BUR,SS,ACORN,2.7MM,64MM L 5/BX, Powered Systems& Accessories SSC ACORN CUTTING BUR,64MM LG,3.7MM 5/BX, Powered Systems& Accessories SSC ACORN CUTTING BUR,64MM LG,4.6MM 5/BX, Powered Systems& Accessories SSC ACORN CUTTING BUR,51MM LG,5.0MM 5/BX, Powered Systems& Accessories SSC ACORN CUTTING BUR,51MM LG,6.0MM 5/BX, Powered Systems& Accessories SSC ACORN CUTTING BUR,51MM LG,6.9MM 5/BX, Powered Systems& Accessories CUTTING BUR,CARB.,ROUND,.5MM,64MM L 1/EA, Powered Systems& Accessories HIGH SPD. ROUND CARB. CUT. BUR,64MM LG,1.0MM 1/EA, Powered Systems& Accessories HIGH SPD. ROUND CARB. CUT. BUR,75MM LG,1.0MM 1/EA, Powered Systems& Accessories HIGH SPD. ROUND CARB. CUT. BUR,75MM LG,1.5MM 1/EA, Powered Systems& Accessories HIGH SPD. ROUND CARB. CUT. BUR,64MM LG,2.0MM 1/EA, Powered Systems& Accessories HIGH SPD. ROUND CARB. CUT. BUR,75MM LG,2.0MM 1/EA, Powered Systems& Accessories HIGH SPD. ROUND CARB. CUT. BUR,51MM LG,5.5MM 1/EA, Powered Systems& Accessories HIGH SPD. ROUND CARB. CUT. BUR,64MM LG,6.0MM 1/EA, Powered Systems& Accessories HIGH SPD. ROUND CARB. CUT. BUR,51MM LG,6.5MM 1/EA, Powered Systems& Accessories HIGH SPD. ROUND CARB. CUT. BUR,51MM LG,7.0MM 1/EA, Powered Systems& Accessories DIAMOND BUR,FINE,ROUND,.5MM,64MM L 1/EA, Powered Systems& Accessories DIAMOND BUR,FINE,ROUND,.5MM,75MM L 1/EA, Powered Systems& Accessories DIAMOND BUR,FINE,ROUND,1MM,64MM L 1/EA, Powered Systems& Accessories BUR,DIAMOND,1.0MM,75MM 1/EA, Powered Systems& Accessories DIAMOND BUR,FINE,ROUND,1.5MM,64MM L 1/EA, Powered Systems& Accessories DIAMOND BUR,FINE,ROUND,1.5MM,75MM L 1/EA, Powered Systems& Accessories BUR,DIAMOND,2.0MM,64MM 1/EA, Powered Systems& Accessories BUR,DIAMOND,2.0MM,75MM 1/EA, Powered Systems& Accessories DIAMOND BUR,FINE,ROUND,2.5MM,64MM L 1/EA, Powered Systems& Accessories DIAMOND BUR,FINE,ROUND,2.5MM,75MM L 1/EA, Powered Systems& Accessories DIAMOND BUR,FINE,ROUND,3MM,64MM L 1/EA, Powered Systems& Accessories BUR,DIAMOND,3.0MM,75MM 1/EA, Powered Systems& Accessories DIAMOND BUR,64MM LG,3.5MM 1/EA, Powered Systems& Accessories DIAMOND BUR,64MM LG,6.0MM 1/EA, Powered Systems& Accessories BUR,ULTRA DIAMOND,1MM,51MM 1/EA, Powered Systems& Accessories BUR,CRSE DIAMOND,1MM,STD LENGTH 1/EA, Powered Systems& Accessories BUR,ULTRA DIAMOND,1MM X 64MM LGTH. 1/EA, Powered Systems& Accessories BUR 31111066 1MM CRS DIAMOND MED LENGTH, Powered Systems& Accessories BUR,CRSE DIAMOND,1MM,LONG LENGTH 1/EA, Powered Systems& Accessories BUR,CRSE DIAMOND,1MMX75MM 1/EA, Powered Systems& Accessories BUR,CRSE DIAMOND,1.5MM,STD LENGTH 1/EA, Powered Systems& Accessories BUR 31111565 1.5MM CRS DIAMD MED LENGTH, Powered Systems& Accessories BUR,CRSE DIAMOND,1.5MM,LONG LENGTH 1/EA, Powered Systems& Accessories BUR,CRSE DIAMOND,1.5MMX75MM 1/EA, Powered Systems& Accessories BUR,ULTRA DIAMOND,2MM,51MM 1/EA, Powered Systems& Accessories BUR,CRSE DIAMOND,2MM,STD LENGTH 1/EA, Powered Systems& Accessories DIAMOND BUR,CRSE,ROUND,2MM,64MM L 1/EA, Powered Systems& Accessories BUR 31112065 2MM CRS DIAMOND MED LENGTH, Powered Systems& Accessories BUR,CRSE DIAMOND,2MM,LONG LENGTH 1/EA, Powered Systems& Accessories BUR,CRSE DIAMOND,2MMX75MM 1/EA, Powered Systems& Accessories BUR,CRSE DIAMOND,2.5MM,STD LENGTH 1/EA, Powered Systems& Accessories BUR 31112565 2.5MM CRS DIAMD MED LENGTH, Powered Systems& Accessories BUR,CRSE DIAMOND,2.5MM,LONG LENGTH 1/EA, Powered Systems& Accessories BUR,CRSE DIAMOND,2.5MMX75MM 1/EA, Powered Systems& Accessories BUR,ULTRA DIAMOND,3MM,51MM 1/EA, Powered Systems& Accessories BUR,CRSE DIAMOND,3MM,STD LENGTH 1/EA, Powered Systems& Accessories BUR,ULTRA DIAMOND,3MM X 64MM LGTH. 1/EA, Powered Systems& Accessories BUR 31113065 3MM CRS DIAMOND MED LENGTH, Powered Systems& Accessories BUR,CRSE DIAMOND,3MM,LONG LENGTH 1/EA, Powered Systems& Accessories BUR,CRSE DIAMOND,3MMX75MM 1/EA, Powered Systems& Accessories BUR,CRSE DIAMOND,3.5MM,STD LENGTH 1/EA, Powered Systems& Accessories BUR,3.5MM CRS DIAMD MED LENGTH 1/EA, Powered Systems& Accessories BUR,CRSE DIAMOND,3.5MM,LONG LENGTH 1/EA, Powered Systems& Accessories BUR,ULTRA DIAMOND,4MM,51MM 1/EA, Powered Systems& Accessories BUR,CRSE DIAMOND,4MM,STD LENGTH 1/EA, Powered Systems& Accessories BUR,4MM CRSE DIAMOND MED LENGTH 1/EA, Powered Systems& Accessories BUR,CRSE DIAMOND,4MM,LONG LENGTH 1/EA, Powered Systems& Accessories BUR,CRSE DIAMOND,4MMX75MM 1/EA, Powered Systems& Accessories BUR,ULTRA DIAMOND,5MM,51MM 1/EA, Powered Systems& Accessories BUR,5MM CRSE DIAMOND MED LENGTH 1/EA, Powered Systems& Accessories BUR,CRSE DIAMOND,5MM,LONG LENGTH 1/EA, Powered Systems& Accessories BUR,CRSE DIAMOND,6MM,STD LENGTH 1/EA, Powered Systems& Accessories BUR,6MM CRSE DIAMOND MED LENGTH 1/EA, Powered Systems& Accessories BUR,CRSE DIAMOND,6MM,LONG LENGTH 1/EA, Powered Systems& Accessories CARBIDE BUR 1MM 1/EA, Powered Systems& Accessories CARBIDE BUR 1.4MM 1/EA, Powered Systems& Accessories CARBIDE BUR 2.3MM 1/EA, Powered Systems& Accessories CARBIDE BUR 3.7MM 1/EA, Powered Systems& Accessories CARBIDE BUR 4.6MM 1/EA, Powered Systems& Accessories CARBIDE BUR 5MM 1/EA, Powered Systems& Accessories CARBIDE BUR 6MM 1/EA, Powered Systems& Accessories CARBIDE BUR 6.9MM 1/EA, Powered Systems& Accessories CARBIDE BUR 2.7 MM 1/EA, Powered Systems& Accessories CROSSCUT TAPER SIDE-CUT BUR 1/EA, Powered Systems& Accessories CARBIDE BUR, 8.5MM 1/EA, Powered Systems& Accessories SSC ACORN CUTTING 51X1.0MM DISP 5/BX, Powered Systems& Accessories SSC ACORN CUTTING 51X1.4MM DISP 5/BX, Powered Systems& Accessories SSC ACORN CUTTING 51X2.3MM DISP 5/BX, Powered Systems& Accessories SSC ACORN CUTTING 51X2.7MM DISP 5/BX, Powered Systems& Accessories SSC ACORN CUTTING 51X3.7MM DISP 5/BX, Powered Systems& Accessories SSC ACORN CUTTING 51X4.6MM DISP 5/BX, Powered Systems& Accessories SSC ACORN CUTTING 44X5.0MM DISP 5/BX, Powered Systems& Accessories SSC ACORN CUTTING 44X6.0MM DISP 5/BX, Powered Systems& Accessories SSC ACORN CUTTING 44X6.9MM DISP 5/BX, Powered Systems& Accessories SSC ACORN CUTTING 75X1.5MM DISP 5/BX, Powered Systems& Accessories SSC ROUND CUTTING 51X0.5MM DISP 5/BX, Powered Systems& Accessories CUTTING BUR,SS,RND,.5MM,51MM 1/EA, Powered Systems& Accessories SSC ROUND CUTTING 51X1.0MM DISP 5/BX, Powered Systems& Accessories CUTTING BUR,SS,RND,1MM,51MM 1/EA, Powered Systems& Accessories SSC ROUND CUTTING 51X1.5MM DISP 5/BX, Powered Systems& Accessories CUTTING BUR,SS,RND,1.5MM,51MM 1/EA, Powered Systems& Accessories SSC ROUND CUTTING 51X2.0MM DISP 5/BX, Powered Systems& Accessories CUTTING BUR,SS,RND,2MM,51MM 1/EA, Powered Systems& Accessories SSC ROUND CUTTING 51X2.5MM DISP 5/BX, Powered Systems& Accessories CUTTING BUR,SS,RND,2.5MM,51MM 1/EA, Powered Systems& Accessories SSC ROUND CUTTING 51X2.3MM DISP 5/BX, Powered Systems& Accessories SSC ROUND CUTTING 51X3.0MM DISP 5/BX, Powered Systems& Accessories CUTTING BUR,SS,RND,3MM,51MM 1/EA, Powered Systems& Accessories SSC ROUND CUTTING 51X3.2MM DISP 5/BX, Powered Systems& Accessories SSC ROUND CUTTING 51X3.5MM DISP 5/BX, Powered Systems& Accessories SSC ROUND CUTTING 51X4.8MM DISP 5/BX, Powered Systems& Accessories SSC ROUND CUTTING 51X5.5MM DISP 5/BX, Powered Systems& Accessories CUTTING BUR,SS,RND,6MM,51MM 1/EA, Powered Systems& Accessories SSC ROUND CUTTING 44X6.5MM DISP 5/BX, Powered Systems& Accessories SSC ROUND CUTTING 64X3.0MM DISP 5/BX, Powered Systems& Accessories SSC ROUND CUTTING 75X3.0MM DISP 5/BX, Powered Systems& Accessories BUR,FINE DIAMOND,0.5MM,STD LENGTH 1/EA, Powered Systems& Accessories BUR 31130566 .5MM FINE DIAMD MED LENGTH, Powered Systems& Accessories BUR,FINE DIAMOND,0.5MM,LONG LENGTH 1/EA, Powered Systems& Accessories BUR 31130684 INDIGO RND FINE DMND 0.6MM, Powered Systems& Accessories BUR 31130884 INDIGO RND FINE DMND 0.8MM, Powered Systems& Accessories BUR | O.E.S DISTRIMED | 2024-03-11T00:00:00.000+01:00 | Medtronic Xomed, Inc.6743 Southpoint Drive North Jacksonville, FL 32216 USA | 40A2000, 40A2500, 40R2000, 40R2500, 40RAD40, 40S2000, 40S2500, 45A2000, 45A2500, 45R2000, 45R2500, 45RAD45, 45S2000, 45S2500, 9025C50, 9027C65, 9028C65, 9029C65, 9029C70, 9030C65, 9031C65, 9031C70, 9032C65, 9032C70, 9033C65, 9033C70, 9033C80, 9035C65, 9035C70, 9036C70, 9037C65, 9037C70, 9038C55, 9038C65, 9038C70, 9039C65, 9039C70, 9041C55, 9041C65, 9041C70, 9042C65, 9042C70, 9043C70, 9088C70, 9091C70, 9092C70, 9094C70, 9095C70, 9095C90, 9096C60, 9096C70, 9096C90, 9097C55, 9097C60, 9097C70, 9097C90, 9098C70, 9101C55, 9116045, 9116070, 9336000, 9386C70, 9387C70, 9388C70, 9389C70, 9390C70, 9391C70, 9392C70, 9393C70, 9394C70, 9396C65, 9396C70, 9398C70, 9398C90, 9481C, 9713C, 9716C, 9746C, 9766C, 9768C, 9769B, 9782C, 9784C, 9785C, 9786C, 9788C, 9789B, 9804C, 9806C, 9809B, 9815C, 9824C, 9826C, 9826D, 9828C, 9829B, 9836C, 9838C, 9846C, 9846D, 9856C, 9866C, 9876C, 9886C, 9886M, 9889B, 9896C, 9904C, 9906C, 9908C, 9909B, 9916C, 9924C, 9926C, 9946C, 9965C, 9985C, EA201, EC300, EC300RF, ED100, EF200, EF200RF, EF201, EM210, EM210RF, IRC500, IRD100, IRD200, IRD250, IRD300, IRD350, IRD370, IRD375, SD12BA30, SD12BA40, SD12MH25, SD12MH25D, SD12MH25T, SD12MH30, SD12MH30D, SD12MH30T, SP12BA30, SP12BA40, SP12MH25, SP12MH25D, SP12MH25T, SP12MH30, SP12MH30D, SP12MH30T, SP14BA30, SP14BA40, SP14MH25, SP14MH25D, SP14MH25T, SP14MH30, SP14MH30D, SP14MH30T, TN30MCD, TN30MFL, TN30RCD, TN30RFL, TN40RCD, TN40RFL, TN45RCD, 31144064AE, 31144551A, 31144851A, 31144864A, 31145051A, 31145051AE, 31145551A, 31145564A, 31146051A, 31146051AE, 31146063, 31146544A, 31146551A, 31147044A, 31147051A, 31147051AE, 31147062, 31151098E, 31151598E, 31152090E, 31153090E, 31154090E, 311710115E, 311715115E, 311720115E, 311730115E, 311740115E, 31180590E, 31180598E, 31180698E, 31181098E, 31181590E, 31181598E, 31182090E, 31183090E, 31184090E, 3118530, 3118535, 311910115E, 311920115E, 311930115E, 311940115E, 31202090E, 31203090E, 31204090E, 312120115E, 312130115E, 31213054U, 31213054UE, 312140115E, 31214053U, 31214053UE, 31215047U, 31215047UE, 3121516, 3121517, 3121518, 3121568, 3121569, 3121584, 3121586, 31216046U, 31216046UE, 3121640, 3121650, 31217045U, 31217045UE, 31236047, 31236058, 31236064, 31246047, 31246064, 31255547, 31255558, 31255566, 3318506E, 3318603, 3318604E, 3318605, 3318605E, 3318606, 3318606E, 3327700, 3327750, 3328200, 3333610, 3333625, 3333630, 3333635, 3333645, 3333655, 3333700, 3333705, 3333755, 3334610, 3334625, 3334635, 3334800, 3334800LO, 3334800T, 3127500, 3127520, 3127525, 3127530, 3127535, 3127653, 3127654, 3127655, 3127754, 3127755, 3128500, 31310584, 31311056, 31311066, 31311071, 31311075, 31311084, 31311555, 31311565, 31311570, 31311575, 31311583, 31312055, 31312065, 31312070, 31312075, 31312080, 31312554, 31312565UE, 31312569, 31312575, 31312579, 31313054U, 31313054UE, 31313065UE, 31313069U, 31313069UE, 31313075UE, 31313079, 31313553U, 31313553UE, 31313565UE, 31313568U, 31313568UE, 31313575UE, 31314053U, 31314053UE, 31314065U, 31314065UE, 31314068U, 31314068UE, 31314075UE, 31315047U, 31315047UE, 31315059U, 31315059UE, 31315066U, 31315066UE, 31316046U, 31316046UE, 31316058U, 31316058UE, 31316063U, 31316063UE, 31317045U, 31317045UE, 31317057U, 31317057UE, 31317062U, 31317062UE, 31325047, 31325056, 31326046, 31326055, 31326945, 31326954, 3155621, 3155623, 3155625, 3155626, 3155627, 3155628, 3155631, 3155632, 3155634, 3155635, 3155636, 3155637, 3155638, 3155639, 3155641, 3155642, 3155643, 3155645, 3155646, 3155647, 3155648, 3170964, 3318501, 3318503, 3318503E, 3318506, 1922100, 1992208, 1992210, 2300000, 2300000LO, 2340000, 2340000LO, 2344000, 3055601, 3055607, 31011064, 31011464, 31012364, 31012764, 31016064, 31031064, 31031464, 31032364, 31032764, 31033764, 31034664, 31035051, 31036051, 31036951, 31060564, 31061064, 31061075, 31061575, 31062064, 31062075, 31065551, 31066064, 31066551, 31067051, 31100564, 31100575, 31101064, 31101075, 31101564, 31101575, 31102064, 31102075, 31102564, 31102575, 31103064, 31103075, 31103564, 31106064, 31111051, 31111056, 3 | Klasa IIa | Sisteme motorike kirurgjikale dhe aksesorët, përdorim në neurokirurgji | Instrumenta shumeperdorimeshe
16133 | SeQuent SCB Rapid Exchange PTCA Ballon Catheter / SeQuent SCB 2.5 x 40 mm, SeQuent SCB Rapid Exchange PTCA Ballon Catheter / SeQuent SCB 2.75 x 40 mm, SeQuent SCB Rapid Exchange PTCA Ballon Catheter / SeQuent SCB 3.5 x 40 mm, SeQuent SCB Rapid Exchange PTCA Ballon Catheter / SeQuent SCB 2.25 x 10 mm, SeQuent SCB Rapid Exchange PTCA Ballon Catheter / SeQuent SCB 3.0 x 10 mm, SeQuent SCB Rapid Exchange PTCA Ballon Catheter / SeQuent SCB 4.0 x 10 mm, SeQuent SCB Rapid Exchange PTCA Ballon Catheter / SeQuent SCB 2.0 x 15 mm, SeQuent SCB Rapid Exchange PTCA Ballon Catheter / SeQuent SCB 3.0 x 15 mm, SeQuent SCB Rapid Exchange PTCA Ballon Catheter / SeQuent SCB 4.0 x 15 mm, SeQuent SCB Rapid Exchange PTCA Ballon Catheter / SeQuent SCB 2.0 x 20 mm, SeQuent SCB Rapid Exchange PTCA Ballon Catheter / SeQuent SCB 2.5 x 20 mm, SeQuent SCB Rapid Exchange PTCA Ballon Catheter / SeQuent SCB 2.75 x 20 mm, SeQuent SCB Rapid Exchange PTCA Ballon Catheter / SeQuent SCB 3.5 x 20 mm, SeQuent SCB Rapid Exchange PTCA Ballon Catheter / SeQuent SCB 2.0 x 25 mm, SeQuent SCB Rapid Exchange PTCA Ballon Catheter / SeQuent SCB 2.75 x 25 mm, SeQuent SCB Rapid Exchange PTCA Ballon Catheter / SeQuent SCB 4.0 x 25 mm, SeQuent SCB Rapid Exchange PTCA Ballon Catheter / SeQuent SCB 2.5 x 30 mm, SeQuent SCB Rapid Exchange PTCA Ballon Catheter / SeQuent SCB 2.75 x 30 mm, SeQuent SCB Rapid Exchange PTCA Ballon Catheter / SeQuent SCB 4.0 x 30 mm, SeQuent SCB Rapid Exchange PTCA Ballon Catheter / SeQuent SCB 2.0 x 35 mm, SeQuent SCB Rapid Exchange PTCA Ballon Catheter / SeQuent SCB 3.0 x 35 mm, SeQuent SCB Rapid Exchange PTCA Ballon Catheter / SeQuent SCB 2.25 x 40 mm, SeQuent SCB Rapid Exchange PTCA Ballon Catheter / SeQuent SCB 3.0 x 40 mm, SeQuent SCB Rapid Exchange PTCA Ballon Catheter / SeQuent SCB 4.0 x 40 mm, SeQuent SCB Rapid Exchange PTCA Ballon Catheter / SeQuent SCB 2.0 x 10 mm, SeQuent SCB Rapid Exchange PTCA Ballon Catheter / SeQuent SCB 2.5 x 10 mm, SeQuent SCB Rapid Exchange PTCA Ballon Catheter / SeQuent SCB 2.75 x 10 mm, SeQuent SCB Rapid Exchange PTCA Ballon Catheter / SeQuent SCB 3.5 x 10 mm, SeQuent SCB Rapid Exchange PTCA Ballon Catheter / SeQuent SCB 2.25 x 15 mm, SeQuent SCB Rapid Exchange PTCA Ballon Catheter / SeQuent SCB 2.5 x 15 mm, SeQuent SCB Rapid Exchange PTCA Ballon Catheter / SeQuent SCB 2.75 x 15 mm, SeQuent SCB Rapid Exchange PTCA Ballon Catheter / SeQuent SCB 3.5 x 15 mm, SeQuent SCB Rapid Exchange PTCA Ballon Catheter / SeQuent SCB 2.25 x 20 mm, SeQuent SCB Rapid Exchange PTCA Ballon Catheter / SeQuent SCB 3.0 x 20 mm, SeQuent SCB Rapid Exchange PTCA Ballon Catheter / SeQuent SCB 4.0 x 20 mm, SeQuent SCB Rapid Exchange PTCA Ballon Catheter / SeQuent SCB 2.25 x 25 mm, SeQuent SCB Rapid Exchange PTCA Ballon Catheter / SeQuent SCB 2.5 x 25 mm, SeQuent SCB Rapid Exchange PTCA Ballon Catheter / SeQuent SCB 3.0 x 25 mm, SeQuent SCB Rapid Exchange PTCA Ballon Catheter / SeQuent SCB 3.5 x 25 mm, SeQuent SCB Rapid Exchange PTCA Ballon Catheter / SeQuent SCB 2.0 x 30 mm, SeQuent SCB Rapid Exchange PTCA Ballon Catheter / SeQuent SCB 2.25 x 30 mm, SeQuent SCB Rapid Exchange PTCA Ballon Catheter / SeQuent SCB 3.0 x 30 mm, SeQuent SCB Rapid Exchange PTCA Ballon Catheter / SeQuent SCB 3.5 x 30 mm, SeQuent SCB Rapid Exchange PTCA Ballon Catheter / SeQuent SCB 2.25 x 35 mm, SeQuent SCB Rapid Exchange PTCA Ballon Catheter / SeQuent SCB 2.5 x 35 mm, SeQuent SCB Rapid Exchange PTCA Ballon Catheter / SeQuent SCB 2.75 x 35 mm, SeQuent SCB Rapid Exchange PTCA Ballon Catheter / SeQuent SCB 3.5 x 35 mm, SeQuent SCB Rapid Exchange PTCA Ballon Catheter / SeQuent SCB 4.0 x 35 mm, SeQuent SCB Rapid Exchange PTCA Ballon Catheter / SeQuent SCB 2.0 x 40 mm | O.E.S DISTRIMED | 2024-03-11T00:00:00.000+01:00 | B.Braun Melsungen AG Carl-Braun-Strabe 1,34212 Melsungen Germany | 5024294, 5024295, 5024296, 5024297, 5024298, 5024250D, 5024251D, 5024252D, 5024253D, 5024254D, 5024255D, 5024256D, 5024257D, 5024258D, 5024259D, 5024260D, 5024261D, 5024262D, 5024263D, 5024264D, 5024265D, 5024266D, 5024267D, 5024268D, 5024269D, 5024270D, 5024271D, 5024272D, 5024273D, 5024274D, 5024275D, 5024276D, 5024277D, 5024278D, 5024279D, 5024280D, 5024281D, 5024282D, 5024283D, 5024284D, 5024285D, 5024286D, 5024287D, 5024288D, 5024289D, 5024290D, 5024291D, 5024292D, 5024293D, 5024294D, 5024295D, 5024296D, 5024297D, 5024298D, 5024250, 5024251, 5024252, 5024253, 5024254, 5024255, 5024256, 5024257, 5024258, 5024259, 5024260, 5024261, 5024262, 5024263, 5024264, 5024265, 5024266, 5024267, 5024268, 5024269, 5024270, 5024271, 5024272, 5024273, 5024274, 5024275, 5024276, 5024277, 5024278, 5024279, 5024280, 5024281, 5024282, 5024283, 5024284, 5024285, 5024286, 5024287, 5024288, 5024289, 5024290, 5024291, 5024292, 5024293 | Klasa III | Balon kateter PTCA per shkembim te shpejte | Pajisje nje perdorimeshe
16134 | Smart E H, Smart E S, Smart P H, Smart P S | Diamant Plus | 2024-03-11T00:00:00.000+01:00 | Ritter Concept GmbH - Freirburger Strasse 45, 88400 Biberach, Germany | n/a | Klasa IIa | Poltrone dentare | Pajisje dentare
16135 | X0015,LIAISON XL Disposable Tips | AESKULAP | 2024-03-12T00:00:00.000+01:00 | DiaSorin Italia S.p.A,Via Crescentino, snc,13040 Saluggia (VC),Italy | X0015,LIAISON XL Disposable Tips | In vitro | Material konsumi per pajisje laboratorike | Pajisje laboratori
16136 | Dental implant system, Surgic Pro2/Surgic Pro2 OPT M, Surgic Pro2/Surgic Pro2 NON-OPT M, Surgic Pro2/Surgic Pro2 OPT, Surgic Pro2/Surgic Pro2 NON-OPT, Surgic Pro2/Link Module, Surgic Pro2/Link Stand2 | EURODENTA | 2024-03-11T00:00:00.000+01:00 | NAKANISHI INC. 700 Shimohinata, Kanuma, Tochigi 322-8666, Japan | N/A, Y1004195, Y1004196, Y1500409, Y1500410, Y1500511, Y1500512, Y1500515, Y1500516, Z1402001, Z1452001 | , Klasa IIa | N/A, Sistem i implanteve dentare | Pajisje dentare
16137 | Cellaclean | O.E.S DISTRIMED | 2024-03-11T00:00:00.000+01:00 | Diagon Kft. Baross u.48-52. Budapest H-1047 Hungary | h73136 | In vitro | Solucion pastrues per analizator | Tjeter
16138 | Cellaton D, Cellalyse | O.E.S DISTRIMED | 2024-03-11T00:00:00.000+01:00 | Diagon Kft. Baross u.48-52. Budapest H-1047 Hungary | h73101, h73102 | In vitro | Diluent hematologjik per analizator, Reagent hematologjik per analizator | Tjeter
16139 | Electrocardiograph | O.E.S DISTRIMED | 2024-03-11T00:00:00.000+01:00 | Edan Instruments,Inc. #15 Jinhui road,Jinsha Community,Kengzi Sub-District,Pingshan District,518122 Shenzhen,P.R.China | SE-301, ISE-301 | Klasa IIa | Elektrokardiograf,pajisje per regjistrim te aktivitetit elektrik të zemrës përmes cikleve të përsëritura kardiake. | Tjeter
16140 | Visit Kit, Surgeon Kit, Implanwear Kit, Implanfield Kit, Protect Kit, Paro Kit, Duo Kit, Start Kit, Protect Plus Kit, Essential Kit, Integral Kit, Easyfield Kit, Universal Kit, Sterile Adhesive Protection Film, Sterile Protection Sleeve | Amber Dental | 2024-03-11T00:00:00.000+01:00 | HYGITECH 55 Avenue Foch, 75116 Paris, France | HY-0381, HY-042, HY-0851, HY-0861, HY-0871, HY-0881, HY-092, HY-098, HY-093, HY-094, HY-0862, HY-0951, HY-05702, HY-138, HY-139 | Is | Kite kirurgjikal per mbrojtje te pergjithshme gjate kirurgjise | Pajisje dentare
16141 | Ambulatory Blood Pressure Monitor | O.E.S DISTRIMED | 2024-03-11T00:00:00.000+01:00 | Edan Instruments,Inc. #15 Jinhui road,Jinsha Community,Kengzi Sub-District,Pingshan District,518122 Shenzhen,P.R.China | SA-10 | Klasa IIa | Monitor ambulator per matjen dhe regjistrimin e presionit të gjakut | Instrumenta shumeperdorimeshe
16142 | Dental Implants / Lance CLEAR pack int. hex. implant Ø3.30 L16mm, NP, Dental Implants / Lance CLEAR pack int. hex. implant Ø3.75 L16mm, SP, Dental Implants / Lance CLEAR pack int. hex. implant Ø4.20 L16mm, SP, Dental Implants / Lance CLEAR pack int. hex. implant Ø5 L16mm, WP, Dental Implants / SEVEN CLEAR pack int. hex. Implant, Ø5.0 L6mm, WP, Dental Implants / SEVEN CLEAR pack int. hex. Implant, Ø6.0 L6mm, WP, Dental Implants / SEVEN CLEAR pack int. hex. Implant, Ø3.75 L8mm, SP, Dental Implants / SEVEN CLEAR pack int. hex. Implant, Ø4.2 L8mm, SP, Dental Implants / SEVEN CLEAR pack int. hex. Implant, Ø5.0 L8mm, WP, Dental Implants / SEVEN CLEAR pack int. hex. Implant, Ø6.0 L8mm, WP, Dental Implants / SEVEN CLEAR pack int. hex. Implant, Ø3.30 L10mm, NP, Dental Implants / SEVEN CLEAR pack int. hex. Implant, Ø3.75 L10mm, SP, Dental Implants / SEVEN CLEAR pack int. hex. Implant, Ø4.2 L10mm, SP, Dental Implants / SEVEN CLEAR pack int. hex. Implant, Ø5.0 L10mm, WP, Dental Implants / SEVEN CLEAR pack int. hex. Implant, Ø6.0 L10mm, WP, Dental Implants / SEVEN CLEAR pack int. hex. Implant, Ø3.30 L11.5mm, NP, Dental Implants / SEVEN CLEAR pack int. hex. Implant, Ø3.75 L11.5mm, SP, Dental Implants / SEVEN CLEAR pack int. hex. Implant, Ø4.2 L11.5mm, SP, Dental Implants / SEVEN CLEAR pack int. hex. Implant, Ø5.0 L11.5mm, WP, Dental Implants / SEVEN CLEAR pack int. hex. Implant, Ø6.0 L11.5mm, WP, Dental Implants / SEVEN CLEAR pack int. hex. Implant, Ø3.30 L13mm, NP, Dental Implants / SEVEN CLEAR pack int. hex. Implant, Ø3.75 L13mm, SP, Dental Implants / SEVEN CLEAR pack int. hex. Implant, Ø4.2 L13mm, SP, Dental Implants / SEVEN CLEAR pack int. hex. Implant, Ø5.0 L13mm, WP, Dental Implants / SEVEN CLEAR pack int. hex. Implant, Ø6.0 L13mm, WP, Dental Implants / SEVEN CLEAR pack int. hex. Implant, Ø3.30 L16mm, NP, Dental Implants / SEVEN CLEAR pack int. hex. Implant, Ø3.75 L16mm, SP, Dental Implants / SEVEN CLEAR pack int. hex. Implant, Ø4.2 L16mm, SP, Dental Implants / SEVEN CLEAR pack int. hex. Implant, Ø5.0 L16mm, WP, Dental Implants / SEVEN CLEAR pack int. hex. Implant, Ø4.2 L18mm, SP, Dental Implants / SEVEN CLEAR pack int. hex. Implant, Ø4.2 L20mm, SP, Dental Implants / M4 internal hex. implant dia. 4.20 L 6mm, Dental Implants / M4 internal hex. implant dia. 5 L 6mm, Dental Implants / M4 internal hex. implant dia. 6 L 6mm, Dental Implants / M4 internal hex. implant dia.3.75 L 8mm, Dental Implants / M4 internal hex. implant dia. 4.20 L 8mm, Dental Implants / M4 internal hex. implant dia. 5 L 8mm, Dental Implants / M4 internal hex. implant dia. 6 L 8mm, Dental Implants / M4 internal hex. implant dia. 3.30 L 10mm, NP, Dental Implants / M4 internal hex. implant dia. 4.20 L 10mm, Dental Implants / M4 internal hex. implant dia. 5 L 10mm, Dental Implants / M4 internal hex. implant dia. 6 L 10mm, Dental Implants / M4 internal hex. implant dia. 3.30 L 11.50mm, NP, Dental Implants / M4 internal hex. implant dia. 3.75 L 11.50mm, Dental Implants / M4 internal hex. implant dia. 4.20 L 11.50mm, Dental Implants / M4 internal hex. implant dia. 5 L 11.50mm, Dental Implants / M4 internal hex. implant dia. 6 L 11.50mm, Dental Implants / M4 internal hex. implant dia. 3.30 L 13mm, NP, Dental Implants / M4 internal hex. implant dia. 3.75 L 13mm, Dental Implants / M4 internal hex. implant dia. 4.20 L 13mm, Dental Implants / M4 internal hex. implant dia. 5 L 13mm, Dental Implants / M4 internal hex. implant dia. 6 L 13mm, Dental Implants / M4 internal hex. implant dia. 3.30 L 16mm, NP, Dental Implants / M4 internal hex. implant dia. 3.75 L 16mm, Dental Implants / M4 internal hex. implant dia. 4.20 L 16mm, Dental Implants / M4 internal hex. implant dia. 5 L 16mm, Dental Implants / M4 internal hex. implant dia. 3.75 L 18mm, Dental Implants / M4 internal hex. implant dia. 4.20 L 18mm, Dental Implants / M4 internal hex. implant dia. 3.75 L 20mm, Dental Implants / M4 internal hex. implant dia. 4.20 L 20mm, Dental Implants / Lance internal hex. implant dia. 3.75 L 8mm, Dental Implants / Lance internal hex. implant dia. 4.20 L 8mm, Dental Implants / Lance internal hex. implant dia. 5 L 8mm, Dental Implants / Lance internal hex. implant dia. 6 L 8mm, Dental Implants / Lance internal hex. implant dia.3.30 L10mm, NP, Dental Implants / Lance internal hex. implant dia. 3.75 L 10mm, Dental Implants / Lance internal hex. implant dia. 4.20 L 10mm, Dental Implants / Lance internal hex. implant dia. 5 L 10mm, Dental Implants / Lance internal hex. implant dia. 6 L 10mm, Dental Implants / Lance internal hex. implant dia.3.30 L11.50mm, NP, Dental Implants / Lance internal hex. implant dia. 3.75 L 11.50mm, Dental Implants / Lance internal hex. implant dia. 4.20 L 11.50mm, Dental Implants / Lance internal hex. implant dia. 5 L 11.50mm, Dental Implants / Lance internal hex. implant dia. 6 L 11.50mm, Dental Implants / Lance internal hex. implant dia. 3.75 L 13mm, Dental Implants / Lance internal hex. implant dia. 4.20 L 13mm, Dental Implants / Lance internal hex. implant dia. 5 L 13mm, Dental Implants / Lance internal hex. implant dia. 6 L 13 mm, Dental Implants / Lance internal hex. implant dia.3.30 L16mm, NP, Dental Implants / Lance internal hex. implant dia. 3.75 L 16mm, Dental Implants / Lance internal hex. implant dia. 4.20 L 16mm, Dental Implants / Lance internal hex. implant dia. 5 L 16mm, Dental Implants / Seven internal hex. implant dia. 4.20 L 6mm, Dental Implants / Seven internal hex. implant dia. 5 L 6mm, Dental Implants / Seven internal hex. implant dia. 6 L 6mm, Dental Implants / Seven internal hex. implant dia. 3.75 L 8mm, Dental Implants / Seven internal hex. implant dia. 4.20 L 8mm, Dental Implants / Seven internal hex. implant dia. 5 L 8mm, Dental Implants / Seven internal hex. implant dia.6 L 8mm, Dental Implants / Seven internal hex. implant dia. 3.30 L 10mm NP, Dental Implants / Seven internal hex. implant dia. 3.75 L 10mm, Dental Implants / Seven internal hex. implant dia. 4.20 L 10mm, Dental Implants / Seven internal hex. implant dia. 5 L 10mm, Dental Implants / Seven internal hex. implant dia.6 L 10mm, Dental Implants / Seven internal hex. implant dia. 3.30 L 11.50mm NP, Dental Implants / Seven internal hex. implant dia. 3.75 L 11.50mm, Dental Implants / Seven internal hex. implant dia. 4.20 L 11.50mm, Dental Implants / Seven internal hex. implant dia. 5 L 11.50mm, Dental Implants / Seven internal hex. implant dia.6 L 11.50mm, Dental Implants / Seven internal hex. implant dia. 3.30 L 13mm NP, Dental Implants / Seven internal hex. implant dia. 3.75 L 13mm, Dental Implants / Seven internal hex. implant dia. 4.20 L 13mm, Dental Implants / Seven internal hex. implant dia. 5 L 13mm, Dental Implants / Seven internal hex. implant dia.6 L 13mm, Dental Implants / Seven internal hex. implant dia. 3.30 L 16mm NP, Dental Implants / Seven internal hex. implant dia. 3.75 L 16mm, Dental Implants / Seven internal hex. implant dia. 4.20 L 16mm, Dental Implants / Seven internal hex. implant dia. 5 L 16mm, Dental Implants / SEVEN internal hex. implant dia. 3.75 L 18mm, Dental Implants / SEVEN internal hex. implant dia. 3.75 L 20mm, Dental Implants / SEVEN internal hex. implant dia. 4.20 L 20mm, Dental Implants / SEVEN XD int. hex. implant D4.2 L6mm , SP, Dental Implants / SEVEN XD int. hex. implant D5 L6mm , WP, Dental Implants / SEVEN XD int. hex. implant D3.75 L8mm , SP, Dental Implants / SEVEN XD int. hex. implant D4.2 L8mm , SP, Dental Implants / SEVEN XD int. hex. implant D5 L8mm , WP, Dental Implants / SEVEN XD int. hex. implant D3.3 L10mm , NP, Dental Implants / SEVEN XD int. hex. implant D3.75 L10mm , SP, Dental Implants / SEVEN XD int. hex. implant D4.2 L10mm , SP, Dental Implants / SEVEN XD int. hex. implant D5 L10mm , WP, Dental Implants / SEVEN XD int. hex. implant D3.3 L11.50mm , NP, Dental Implants / SEVEN XD int. hex. implant D3.75 L11.50mm , SP, Dental Implants / SEVEN XD int. hex. implant D4.2 L11.50mm , SP, Dental Implants / SEVEN XD int. hex. implant D5 L11.50mm , WP, Dental Implants / SEVEN XD int. hex. implant D3.3 L13mm , NP, Dental Implants / SEVEN XD int. hex. implant D3.75 L13mm , SP, Dental Implants / SEVEN XD int. hex. implant D4.2 L13mm , SP, Dental Implants / SEVEN XD int. hex. implant D5 L13mm , WP, Dental Implants / SEVEN XD int. hex. implant D3.3 L16mm , NP, Dental Implants / SEVEN XD int. hex. implant D3.75 L16mm , SP, Dental Implants / SEVEN XD int. hex. implant D4.2 L16mm , SP, Dental Implants / SEVEN XD int. hex. implant D5 L16mm , WP, Dental Implants / V3 coni. con. implant D3.90 L8mm, SP, Dental Implants / V3 coni. con. implant D4.30 L8mm, SP, Dental Implants / V3 coni. con. implant D5 L8mm, SP, Dental Implants / V3 coni. con. implant D3.30 L10mm, NP, Dental Implants / V3 coni. con. implant D3.90 L10mm, SP, Dental Implants / V3 coni. con. implant D4.30 L10mm, SP, Dental Implants / V3 coni. con. implant D5 L10mm, SP, Dental Implants / V3 coni. con. implant D3.30 L11.50mm, NP, Dental Implants / V3 coni. con. implant D3.90 L11.50mm, SP, Dental Implants / V3 coni. con. implant D4.30 L11.50mm, SP, Dental Implants / V3 coni. con. implant D5 L11.50mm, SP, Dental Implants / V3 coni. con. implant D3.30 L13mm, NP, Dental Implants / V3 coni. con. implant D4.30 L13mm, SP, Dental Implants / V3 coni. con. implant D5 L13mm, SP, Dental Implants / V3 coni. con. implant D3.30 L16mm, NP, Dental Implants / V3 coni. con. implant D3.90 L16mm, SP, Dental Implants / V3 coni. con. implant D4.30 L16mm, SP, Dental Implants / V3 coni. con. implant D5 L16mm, SP, Dental Implants / V3 CLEAR pack coni. con. implant D3.90 L8mm, SP, Dental Implants / V3 CLEAR pack coni. con. implant D4.30 L8mm, SP, Dental Implants / V3 CLEAR pack coni. con. implant D5 L8mm, SP, Dental Implants / V3 CLEAR pack coni. con. implant D3.30 L10mm, NP, Dental Implants / V3 CLEAR pack coni. con. implant D3.90 L10mm, SP, Dental Implants / V3 CLEAR pack coni. con. implant D4.30 L10mm, SP, Dental Implants / V3 CLEAR pack coni. con. implant D5 L10mm, SP, Dental Implants / V3 CLEAR pack coni. con. implant D3.30 L11.50mm, NP, Dental Implants / V3 CLEAR pack coni. con. implant D3.90 L11.50mm, SP, Dental Implants / V3 CLEAR pack coni. con. implant D4.30 L11.50mm, SP, Dental Implants / V3 CLEAR pack coni. con. implant D5 L11.50mm, SP, Dental Implants / V3 CLEAR pack coni. con. implant D3.30 L13mm, NP, Dental Implants / V3 CLEAR pack coni. con. implant D3.90 L13mm, SP, Dental Implants / V3 CLEAR pack coni. con. implant D4.30 L13mm, SP, Dental Implants / V3 CLEAR pack coni. con. implant D5 L13mm, SP, Dental Implants / V3 CLEAR pack coni. con. implant D3.30 L16mm, NP, Dental Implants / V3 CLEAR pack coni. con. implant D3.90 L16mm, SP, Dental Implants / V3 CLEAR pack coni. con. implant D4.30 L16mm, SP, Dental Implants / V3 CLEAR pack coni. con. implant D5 L16mm, SP, Dental Implants / Lance external hex. implant dia. 3.75 L 16mm, Dental Implants / Lance external hex. implant dia. 4.20 L 16mm, Dental Implants / Lance external hex. implant dia. 5 L 16mm, Dental Implants / Lance CLEAR pack int. hex. implant Ø3.75 L8mm, SP, Dental Implants / Lance CLEAR pack int. hex. implant Ø4.20 L8mm, SP, Dental Implants / Lance CLEAR pack int. hex. implant Ø5 L8mm, WP, Dental Implants / Lance CLEAR pack int. hex. implant Ø6 L8mm, WP, Dental Implants / Lance CLEAR pack int. hex. implant Ø3.30 L10mm, NP, Dental Implants / Lance CLEAR pack int. hex. implant Ø3.75 L10mm, SP, Dental Implants / Lance CLEAR pack int. hex. implant Ø4.20 L10mm, SP, Dental Implants / Lance CLEAR pack int. hex. implant Ø5 L10mm, WP, Dental Implants / Lance CLEAR pack int. hex. implant Ø6 L10mm, WP, Dental Implants / Lance CLEAR pack int. hex. implant Ø3.30 L11.50mm, NP, Dental Implants / Lance CLEAR pack int. hex. implant Ø3.75 L11.50mm, SP, Dental Implants / Lance CLEAR pack int. hex. implant Ø4.20 L11.50mm, SP, Dental Implants / Lance CLEAR pack int. hex. implant Ø5 L11.50mm, WP, Dental Implants / Lance CLEAR pack int. hex. implant Ø6 L11.50mm, WP, Dental Implants / Lance CLEAR pack int. hex. implant Ø3.30 L13mm, NP, Dental Implants / Lance CLEAR pack int. hex. implant Ø3.75 L13mm, SP, Dental Implants / Lance CLEAR pack int. hex. implant Ø4.20 L13mm, SP, Dental Implants / Lance CLEAR pack int. hex. implant Ø5 L13mm, WP, Dental Implants / Lance CLEAR pack int. hex. implant Ø6 L13mm, WP, Dental Implants / C1 coni. con. implant D3.75 L8mm, SP, Dental Implants / C1 coni. con. implant D4.20 L8mm, SP, Dental Implants / C1 coni. con. implant D5 L8mm, WP, Dental Implants / C1 coni. con. implant D3.30 L10mm, NP, Dental Implants / C1 coni. con. implant D3.75 L10mm, SP, Dental Implants / C1 coni. con. implant D4.20 L10mm, SP, Dental Implants / C1 coni. con. implant D5 L10mm, WP, Dental Implants / C1 coni. con. implant D3.30 L11.5mm, NP, Dental Implants / C1 coni. con. implant D3.75 L11.50mm, SP, Dental Implants / C1 coni. con. implant D4.20 L11.50mm, SP, Dental Implants / C1 coni. con. implant D5 L11.50mm, WP, Dental Implants / C1 coni. con. implant D3.30 L13mm, NP, Dental Implants / C1 coni. con. implant D3.75 L13mm, SP, Dental Implants / C1 coni. con. implant D4.20 L13mm, SP, Dental Implants / C1 coni. con. implant D5 L13mm, WP, Dental Implants / C1 coni. con. implant D3.75 L16mm, SP, Dental Implants / C1 coni. con. implant D4.20 L16mm, SP, Dental Implants / C1 coni. con. implant D5 L16mm, WP, Dental Implants / C1 CLEAR pack coni. con. implant D3.75 L8mm, SP, Dental Implants / C1 CLEAR pack coni. con. implant D4.20 L8mm, SP, Dental Implants / C1 CLEAR pack coni. con. implant D5 L8mm, WP, Dental Implants / C1 CLEAR pack coni. con. implant D3.30 L10mm, NP, Dental Implants / C1 CLEAR pack coni. con. implant D3.75 L10mm, SP, Dental Implants / C1 CLEAR pack coni. con. implant D4.20 L10mm, SP, Dental Implants / C1 CLEAR pack coni. con. implant D5 L10mm, WP, Dental Implants / C1 CLEAR pack coni. con. implant D3.75 L11.50mm, SP, Dental Implants / C1 CLEAR pack coni. con. implant D4.20 L11.50mm, SP, Dental Implants / C1 CLEAR pack coni. con. implant D5 L11.50mm, WP, Dental Implants / C1 CLEAR pack coni. con. implant D3.30 L13mm, NP, Dental Implants / C1 CLEAR pack coni. con. implant D3.75 L13mm, SP, Dental Implants / C1 CLEAR pack coni. con. implant D4.20 L13mm, SP, Dental Implants / C1 CLEAR pack coni. con. implant D5 L13mm, WP, Dental Implants / C1 CLEAR pack coni. con. implant D3.30 L16mm, NP, Dental Implants / C1 CLEAR pack coni. con. implant D3.75 L16mm, SP, Dental Implants / C1 CLEAR pack coni. con. implant D4.20 L16mm, SP, Dental Implants / C1 CLEAR pack coni. con. implant D5 L16mm, WP, Dental Implants / C1 XD coni. con. implant D3.75 L8mm , SP, Dental Implants / C1 XD coni. con. implant D4.2 L8mm , SP, Dental Implants / C1 XD coni. con. implant D5 L08mm , WP, Dental Implants / C1 XD coni. con. implant D3.30 L10mm , NP, Dental Implants / C1 XD coni. con. implant D3.75 L10mm , SP, Dental Implants / C1 XD coni. con. implant D4.2 L10mm , SP, Dental Implants / C1 XD coni. con. implant D5 L10mm , WP, Dental Implants / C1 XD coni. con. implant D3.30 L11.50mm , NP, Dental Implants / C1 XD coni. con. implant D3.75 L11.50mm , SP, Dental Implants / C1 XD coni. con. implant D4.2 L11.50mm , SP, Dental Implants / C1 XD coni. con. implant D5 L11.5mm , WP, Dental Implants / C1 XD coni. con. implant D3.30 L13mm , NP, Dental Implants / C1 XD coni. con. implant D3.75 L13mm , SP, Dental Implants / C1 XD coni. con. implant D4.2 L13mm , SP, Dental Implants / C1 XD coni. con. implant D5 L13mm , WP, Dental Implants / C1 XD coni. con. implant D3.30 L16mm , NP, Dental Implants / C1 XD coni. con. implant D3.75 L16mm , SP, Dental Implants / C1 XD coni. con. implant D4.2 L16mm , SP, Dental Implants / C1 XD coni. con. implant D5 L16mm , WP, Dental Implants / Lance coni. con. implant D3.75 L8mm, SP, Dental Implants / Lance coni. con. implant D4.20 L8mm, SP, Dental Implants / Lance coni. con. implant D5.0 L8mm, WP, Dental Implants / Lance coni. con. implant D3.30 L10mm, NP, Dental Implants / Lance coni. con. implant D3.75 L10mm, SP, Dental Implants / Lance coni. con. implant D4.20 L10mm, SP, Dental Implants / Lance coni. con. implant D5.0 L10mm, WP, Dental Implants / Lance coni. con. implant D3.30 L11.50mm, NP, Dental Implants / Lance coni. con. implant D3.75 L11.50mm, SP, Dental Implants / Lance coni. con. implant D4.20 L11.50mm, SP, Dental Implants / Lance coni. con. implant D5.0 L11.50mm, WP, Dental Implants / Lance coni. con. implant D3.30 L13mm, NP, Dental Implants / Lance coni. con. implant D3.75 L13mm, SP, Dental Implants / Lance coni. con. implant D4.20 L13mm, SP, Dental Implants / Lance coni. con. implant D5.0 L13mm, WP, Dental Implants / Lance coni. con. implant D3.30 L16mm, NP, Dental Implants / Lance coni. con. implant D3.75 L16mm, SP, Dental Implants / Lance coni. con. implant D4.20 L16mm, SP, Dental Implants / Lance coni. con. implant D5.0 L16mm, WP, Dental Implants / Lance CLEAR pack coni. con. implant D3.75 L8mm, SP, Dental Implants / Lance CLEAR pack coni. con. implant D4.20 L8mm, SP, Dental Implants / Lance CLEAR pack coni. con. implant D5.0 L8mm, WP, Dental Implants / Lance CLEAR pack coni. con. implant D3.30 L10mm, NP, Dental Implants / Lance CLEAR pack coni. con. implant D3.75 L10mm, SP, Dental Implants / Lance CLEAR pack coni. con. implant D4.20 L10mm, SP, Dental Implants / Lance CLEAR pack coni. con. implant D5.0 L10mm, WP, Dental Implants / Lance CLEAR pack coni. con. implant D3.30 L11.50mm, NP, Dental Implants / Lance CLEAR pack coni. con. implant D3.75 L11.50mm, SP, Dental Implants / Lance CLEAR pack coni. con. implant D4.20 L11.50mm, SP, Dental Implants / Lance CLEAR pack coni. con. implant D5.0 L11.50mm, WP, Dental Implants / Lance CLEAR pack coni. con. implant D3.30 L13mm, NP, Dental Implants / Lance CLEAR pack coni. con. implant D3.75 L13mm, SP, Dental Implants / Lance CLEAR pack coni. con. implant D4.20 L13mm, SP, Dental Implants / Lance CLEAR pack coni. con. implant D5.0 L13mm, WP, Dental Implants / Lance CLEAR pack coni. con. implant D3.30 L16mm, NP, Dental Implants / Lance CLEAR pack coni. con. implant D3.75 L16mm, SP, Dental Implants / Lance CLEAR pack coni. con. implant D4.20 L16mm, SP, Dental Implants / Lance CLEAR pack coni. con. implant D5.0 L16mm, WP, Dental Implants / Lance external hex. implant dia. 3.75 L 8mm, Dental Implants / Lance external hex. implant dia. 4.20 L 8mm, Dental Implants / Lance external hex. implant dia. 5 L 8mm, Dental Implants / Lance external hex. implant dia.3.30 L10mm, NP, Dental Implants / C1 CLEAR pack coni. con. implant D3.30 L11.5mm, NP, Dental Implants / Lance external hex. implant dia. 4.20 L 10mm, Dental Implants / Lance external hex. implant dia. 5 L 10mm, Dental Implants / Lance external hex. implant dia.3.30 L11.5mm, NP, Dental Implants / Lance external hex. implant dia. 3.75 L 11.50mm, Dental Implants / Lance external hex. implant dia. 4.20 L 11.50mm, Dental Implants / Lance external hex. implant dia. 5 L 11.50mm, Dental Implants / Lance external hex. implant dia.3.30 L13mm, NP, Dental Implants / Lance external hex. implant dia. 3.75 L 13mm, Dental Implants / Lance external hex. implant dia. 4.20 L 13mm, Dental Implants / Lance external hex. implant dia. 5 L 13mm, Dental Implants / Lance external hex. implant dia.3.30 L16mm, NP | KOSLABOR- MEDICAL | 2024-03-13T00:00:00.000+01:00 | MIS Implants Technologies Ltd. - 2015600, Bar Lev Industrial Park, ISRAEL | M5C-16330, M5C-16375, M5C-16420, M5C-16500, M7C-06420, M7C-06500, M7C-06600, M7C-08375, M7C-08420, M7C-08500, M7C-08600, M7C-10330, M7C-10375, M7C-10420, M7C-10500, M7C-10600, M7C-11330, M7C-11375, M7C-11420, M7C-11500, M7C-11600, M7C-13330, M7C-13375, M7C-13420, M7C-13500, M7C-13600, M7C-16330, M7C-16375, M7C-16420, M7C-16500, M7C-18420, M7C-20420, MF4-06420, MF4-06500, MF4-06600, MF4-08375, MF4-08420, MF4-08500, MF4-08600, MF4-10330, MF4-10375, MF4-10420, MF4-10500, MF4-10600, MF4-11330, MF4-11375, MF4-11420, MF4-11500, MF4-11600, MF4-13330, MF4-13375, MF4-13420, MF4-13500, MF4-13600, MF4-16330, MF4-16375, MF4-16420, MF4-16500, MF4-18375, MF4-18420, MF4-20375, MF4-20420, MF5-08375, MF5-08420, MF5-08500, MF5-08600, MF5-10330, MF5-10375, MF5-10420, MF5-10500, MF5-10600, MF5-11330, MF5-11375, MF5-11420, MF5-11500, MF5-11600, MF5-13330, MF5-13375, MF5-13420, MF5-13500, MF5-13600, MF5-16330, MF5-16375, MF5-16420, MF5-16500, MF7-06420, MF7-06500, MF7-06600, MF7-08375, MF7-08420, MF7-08500, MF7-08600, MF7-10330, MF7-10375, MF7-10420, MF7-10500, MF7-10600, MF7-11330, MF7-11375, MF7-11420, MF7-11500, MF7-11600, MF7-13330, MF7-13375, MF7-13420, MF7-13500, MF7-13600, MF7-16330, MF7-16375, MF7-16420, MF7-16500, MF7-18375, MF7-18420, MF7-20375, MF7-20420, MF7-D06420, MF7-D06500, MF7-D08375, MF7-D08420, MF7-D08500, MF7-D10330, MF7-D10375, MF7-D10420, MF7-D10500, MF7-D11330, MF7-D11375, MF7-D11420, MF7-D11500, MF7-D13330, MF7-D13375, MF7-D13420, MF7-D13500, MF7-D16330, MF7-D16375, MF7-D16420, MF7-D16500, V3-08390, V3-08430, V3-08500, V3-10330, V3-10390, V3-10430, V3-10500, V3-11330, V3-11390, V3-11430, V3-11500, V3-13330, V3-13390, V3-13430, V3-13500, V3-16330, V3-16390, V3-16430, V3-16500, V3C-08390, V3C-08430, V3C-08500, V3C-10330, V3C-10390, V3C-10430, V3C-10500, V3C-11330, V3C-11390, V3C-11430, V3C-11500, V3C-13330, V3C-13390, V3C-13430, V3C-13500, V3C-16330, V3C-16390, V3C-16430, V3C-16500, EF5-16375, EF5-16420, EF5-16500, M5C-08375, M5C-08420, M5C-08500, M5C-08600, M5C-10330, M5C-10375, M5C-10420, M5C-10500, M5C-10600, M5C-11330, M5C-11375, M5C-11420, M5C-11500, M5C-11600, M5C-13330, M5C-13375, M5C-13420, M5C-13500, M5C-13600, C1-08375, C1-08420, C1-08500, C1-10330, C1-10375, C1-10420, C1-10500, C1-11330, C1-11375, C1-11420, C1-11500, C1-13330, C1-13375, C1-13420, C1-13500, C1-16330, C1-16375, C1-16420, C1-16500, C1C-08375, C1C-08420, C1C-08500, C1C-10330, C1C-10375, C1C-10420, C1C-10500, C1C-11330, C1C-11375, C1C-11420, C1C-11500, C1C-13330, C1C-13375, C1C-13420, C1C-13500, C1C-16330, C1C-16375, C1C-16420, C1C-16500, C1-D08375, C1-D08420, C1-D08500, C1-D10330, C1-D10375, C1-D10420, C1-D10500, C1-D11330, C1-D11375, C1-D11420, C1-D11500, C1-D13330, C1-D13375, C1-D13420, C1-D13500, C1-D16330, C1-D16375, C1-D16420, C1-D16500, CF5-08375, CF5-08420, CF5-08500, CF5-10330, CF5-10375, CF5-10420, CF5-10500, CF5-11330, CF5-11375, CF5-11420, CF5-11500, CF5-13330, CF5-13375, CF5-13420, CF5-13500, CF5-16330, CF5-16375, CF5-16420, CF5-16500, CF5C-08375, CF5C-08420, CF5C-08500, CF5C-10330, CF5C-10375, CF5C-10420, CF5C-10500, CF5C-11330, CF5C-11375, CF5C-11420, CF5C-11500, CF5C-13330, CF5C-13375, CF5C-13420, CF5C-13500, CF5C-16330, CF5C-16375, CF5C-16420, CF5C-16500, EF5-08375, EF5-08420, EF5-08500, EF5-10330, EF5-10375, EF5-10420, EF5-10500, EF5-11330, EF5-11375, EF5-11420, EF5-11500, EF5-13330, EF5-13375, EF5-13420, EF5-13500, EF5-16330 | Klasa IIb | Implantet dentare për zëvendësimin e dhëmbëve | Pajisje dentare
16143 | 3.9 PEEK Loop N Tack Tenodesis Implant System | OrthoNet 360 | 2024-03-11T00:00:00.000+01:00 | Arthrex, Inc. 1370 Creekside Boulevard Naples, FL 34108 USA | AR-1665PSL-39, AR-1665KPSL, AR-1663PC-8, AR-1922PS, AR-1922PS-1, AR-1922PSM, AR-1922PSM-1, AR-1923PHS, AR-1923PHS-1, AR-1923PS, AR-1923PS-1, AR-1926PHS, AR-1926PS, AR-1926PS-1, AR-1926PSSP, AR-1926PSSP-1, AR-2922PS, AR-2922PS-1, AR-2923PHS, AR-2923PHS-1, AR-2923PS, AR-2923PS-1, AR-2924PHS, AR-2924PHS-1, AR-8825P, AR-8825P-1, AR-1934PF-20-1, AR-1934PF-24, AR-1934PF-24-1, AR-1934PHS-20, AR-1934PS, AR-1934PS-1, AR-1934PS-2, AR-1934PS-2-1, AR-1934PST-2, AR-1934PST-2-1, AR-1938PHS, AR-1938PHS-1, AR-1938PS, AR-1938PS-1, AR-1938PSS, AR-1938PSS-1, AR-1662PSL-7, AR-1662PSL-7-1, AR-1662PSL-8, AR-1662PSL-8-1, AR-1662PSL-9, AR-1662PSL-9-1, AR-2323KPSLC, AR-2323KPSLC-1, AR-2323PSL, AR-2323PSLC, AR-2323PSLC-1, AR-2323PSLC-2, AR-2323PSLC-2-1, AR-2323PSLM, AR-2323PSLM-1, AR-2324KPCT, AR-2324KPCT-1, AR-2324KPCTT, AR-2324KPCTT-1, AR-2324KPSLC, AR-2324KPSLC-1, AR-2324PCT, AR-2324PCT-1, AR-2324PCTT, AR-2324PCTT-1, AR-2324PSLC, AR-2324PSLC-1, AR-2324PSLC-2, AR-2324PSLC-2-1, AR-2324PSLM, AR-2324PSLM-1, AR-2324SLM, AR-2325PSLC, AR-2325PSLC-1, AR-2326PSLC, AR-2326PSLC-1, AR-7324PSL, AR-8978P, AR-8978P-1, AR-8979P, AR-8979P-1, AR-8980P, AR-8980P-1, AR-1928SF-3-1, AR-1928SF-45, AR-1928SF-45-1, AR-1928SFT-2, AR-1928SFT-2-1, AR-1928SNF, AR-1928SNF-2, AR-1928SNF-2-1, AR-1929SF-3, AR-1929SF-3-1, AR-1322-752SF, AR-1322-752SF-1, AR-1322SXF, AR-1324HF, AR-1324HF-1, AR-1324SF, AR-3600, AR-3600-1, AR-3600-2, AR-3600-2-1, AR-3600H, AR-3600H-1, AR-3602, AR-3602-1, AR-3602-2, AR-3602-2-1, AR-3602-2H, AR-3602-2H-1, AR-3602H, AR-3602H-1, AR-3603, AR-3603-1, AR-3603-2, AR-3603-2-1, AR-3630, AR-3630-1, AR-3631, AR-3631-1, AR-3632, AR-3632-1, AR-3632SP, AR-3632SP-1, AR-3633, AR-3633-1, AR-3633SP, AR-3633SP-1, AR-3636, AR-3636-1, AR-3636H, AR-3636H-1, AR-3638, AR-3638-1, AR-3638-2, AR-3638-2-1, AR-3638H, AR-3638H-1, AR-3687, AR-3688, AR-3641, AR-3641-1, AR-3641SP, AR-3641SP-1, AR-3651, AR-3651-1, AR-3651SP, AR-3651SP-1, AR-3651T, AR-3651T-1, AR-3651TSP, AR-3651TSP-1, AR-3651TT, AR-3651TT-1, AR-3651TTSP, AR-3651TTSP-1, AR-3652SP, AR-3652SP-1, AR-3652TSP, AR-3652TSP-1, AR-3652TTSP, AR-3652TTSP-1, AR-3653SP, AR-3653SP-1, AR-3653TSP, AR-3653TSP-1, AR-3653TTSP, AR-3653TTSP-1, AR-3670, AR-3671, AR-3680, AR-3681, AR-8990, AR-8990-1, AR-8990ST, AR-8990ST-1, AR-8990ST-2, AR-8990ST-2-1, AR-8991, AR-8991-1, AR-1778P-CP, AR-2600SBS-6, AR-2600SBS-7, AR-4550P, AR-8826DS, AR-8928P-CP, AR-8978-CP, AR-9400-SBK, AR-1665PPL, AR-1665PSL, AR-1902SF, AR-1902SF-1, AR-1915S, AR-1915S-1, AR-1915SF, AR-1915SF-1, AR-1915SNF, AR-1915SNF-1, AR-1920NSF, AR-1920NSF-1, AR-1920S, AR-1920S-1, AR-1920SF, AR-1920SF-1, AR-1920SNF, AR-1920SNF-1, AR-1925SF, AR-1925SF-1, AR-1927PNF-45, AR-1941PS, AR-1941PS-1, AR-1941PSV, AR-1941PSV-1, AR-1317FT, AR-1317FT-1, AR-1318FT, AR-1318FT-1, AR-1318FT-40, AR-1318FT-40-1, AR-1319FT, AR-1319FT-1, AR-1915FT, AR-1915FT-1, AR-1915FT-2, AR-1915FT-2-1, AR-1927KPS, AR-1927KPS-1, AR-1927PNF, AR-1927PNF-1, AR-1927PSF, AR-1927PSF-1, AR-1927PSF-3, AR-1927PSF-3-1, AR-1927PSF-45, AR-1927PSF-475, AR-1927PSF-475 -1, AR-1927PSF-65, AR-1927PST-475, AR-1927PST-475 -1, AR-1928SF, AR-1928SF-1, AR-1928SF-2, AR-1928SF-2-1, AR-1928SF-3 | Klasa IIb | Implante suture per kirurgjite artroskopike | Pajisje te implantueshme jo aktive
With 3.9 mm PEEK SwiveLock Anchor, Punch, Loop N Tack SwiftStitch Passer and SutureTape FiberLink Suture, 4.75 Knotless PEEK Loop N Tack Tenodesis Implant System
With 4.75 mm PEEK SwiveLock Anchor, Punch, Loop N Tack SwiftStitch Passer and SutureTape FiberLink Suture, PEEK PushLock Tenodesis Anchor, Closed Eyelet, 8 x 13.4 mm, Suture Anchor, PushLock, 4.5 x 24 mm, Suture Anchor, PushLock, 4.5 x 24 mm (1 pack), Suture Anchor, PEEK PushLock SP, 4.5 x 28 mm, Suture Anchor, PEEK PushLock SP, 4.5 x 28 mm (1 pack), Suture Anchor, Hip PushLock, 2.9 x 15.5 mm, Suture Anchor, Hip PushLock, 2.9 x 15.5 mm (1 pack), Suture Anchor, PEEK PushLock, 2.9 x 15.5 mm, Suture Anchor, PEEK PushLock, 2.9 x 15.5 mm (1 pack), Suture Anchor, Hip PushLock, 3.5 X19.5 mm, Suture Anchor, PushLock, 3.5 X19.5 mm, Suture Anchor, PushLock, 3.5 X19.5 mm (1 pack), 3.5 mm Self-Punching PushLock Anchor, PEEK (5pack), 3.5 mm Self-Punching PushLock Anchor, PEEK (1 pack), Suture Anchor, PEEK PushLock, 2.4 x 11 mm, Suture Anchor, PEEK PushLock, 2.4 x 11 mm (1 pack), Suture Anchor, PEEK, Hip PushLock, Short, 2.9 x 12.5 mm, Suture Anchor, PEEK, Hip PushLock, Short, 2.9 x 12.5 mm (1 pack), Suture Anchor, PEEK PushLock, Short, 2.9 x 12.5 mm, Suture Anchor, PEEK PushLock, Short, 2.9 x 12.5 mm (1 pack), Suture Anchor, PEEK, Mini Hip PushLock, 2.4 x 8.9 mm, Suture Anchor, PEEK, Mini Hip PushLock, 2.4 x 8.9 mm (1 pack), Suture Anchor, PEEK, Mini Hip PushLock, 2.5 x 8 mm, Suture Anchor, PEEK, Mini Hip PushLock, 2.5 x 8 mm (1 pack), Suture Anchor Mini SutureTak, 2 x 12 mm, Suture Anchor, PEEK SutureTak with 2 FiberWire, 2.4 x 12.4 mm, Suture Anchor, PEEK SutureTak with 2 FiberWire, 2.4 x 12.4 mm (1 pack), Suture Anchor, PEEK, Mini Hip SutureTak With 1 FiberWire , 2.0 x 8.6 mm, Suture Anchor, PEEK SutureTak with 2 FiberWire, 3.0 x 12.4 mm, Suture Anchor, PEEK SutureTak with 2 FiberWire, 3.0 x 12.4 mm (1 pack), Suture Anchor, PEEK SutureTak with 2 FiberWire and 2 TigerWire, 3 x 12.2 mm, Suture Anchor, PEEK SutureTak with 2 FiberWire and 2 TigerWire, 3 x 12.2 mm (1 pack), PEEK SutureTak Double Loaded with SutureTape Suture With one 1.3 mm blue Suture and one 1.3 mm
black/white Suture, 3 x 14.5 mm, PEEK SutureTak Double Loaded with SutureTape Suture With one 1.3 mm blue Suture and one 1.3 mm
black/white Suture, 3 x 14.5 mm (1 pack), Suture Anchor, PEEK, Knotless Hip SutureTak With 2 Suture, 3 x 12.7 mm, Suture Anchor, PEEK, Knotless Hip SutureTak With 2 Suture, 3 x 12.7 mm (1 pack), Suture Anchor, PEEK SutureTak, Knotless With 2 Suture, 3 x 12.7 mm, Suture Anchor, PEEK SutureTak, Knotless With 2 Suture, 3 x 12.7 mm (1 pack), PEEK Knotless SutureTak Anchor, Open Repair With 2 Suture, 3 x 12.7 mm, PEEK Knotless SutureTak Anchor, Open Repair With 2 Suture, 3 x 12.7 mm (1 pack), Suture Anchor, SwiveLock Tenodesis, PEEK with Fork Tip PEEK Eyelet and 2 FiberWire, 7 x 19.5 mm, Suture Anchor, SwiveLock Tenodesis, PEEK with Fork Tip PEEK Eyelet and 2 FiberWire, 7 x 19.5 mm (1 pack), Suture Anchor, SwiveLock Tenodesis, PEEK with Fork Tip PEEK Eyelet and 2 FiberWire, 8 x 19.5 mm, Suture Anchor, SwiveLock Tenodesis, PEEK with Fork Tip PEEK Eyelet and 2 FiberWire, 8 x 19.5 mm (1 pack), Suture Anchor, SwiveLock Tenodesis, PEEK with Fork Tip PEEK Eyelet and 2 FiberWire, 9 x 19.5 mm, Suture Anchor, SwiveLock Tenodesis, PEEK with Fork Tip PEEK Eyelet and 2 FiberWire, 9 x 19.5 mm (1 pack), PEEK Knotless SwiveLock Suture Anchor, 5.5 x 19.1 mm With Blue 2 Suture, PEEK Knotless SwiveLock Suture Anchor, 5.5 x 19.1 mm With Blue 2 Suture (1 pack), Suture Anchor, PEEK SwiveLock With PEEK Eyelet and 2 FiberWire, 5.5 x 20 mm, Suture Anchor, PEEK SwiveLock C With Closed PEEK Eyelet and 2 FiberWire, 5.5 x 19.1 mm, Suture Anchor, PEEK SwiveLock C With Closed PEEK Eyelet and 2 FibeWire, 5.5 x 19.1 mm(1 pack), PEEK SwiveLock Suture Anchor, Double Loaded With PEEK Eyelet and two 2 TigerTailSutures, 5.5 x 22 mm, PEEK SwiveLock Suture Anchor, Double Loaded With PEEK Eyelet and two 2 TigerTailSutures, 5.5 x 22 mm
(1 pack), Suture Anchor, PEEK SwiveLock SP Self Punching With Titanium Eyelet and 2 FiberWire, Suture Anchor, PEEK SwiveLock SP Self Punching With Titanium Eyelet and 2 FiberWire (1 pack), PEEK Knotless SwiveLock Suture Anchor With Blue FiberTape Loop and White/Black 2 Suture, 4.75 x 19.1
mm, PEEK Knotless SwiveLock Suture Anchor With Blue FiberTape Loop and White/Black 2 Suture, 4.75 x 19.1
mm (1 pack), PEEK Knotless SwiveLock Suture Anchor With White/Black TigerTape Loop and Blue 2 Suture, 4.75 x 19.1
mm, PEEK Knotless SwiveLock Suture Anchor With White/Black TigerTape Loop and Blue 2 Suture, 4.75 x 19.1
mm (1 pack), PEEK Knotless SwiveLock Suture Anchor With Blue 2 Suture, 4.75 x 19.1 mm, PEEK Knotless SwiveLock Suture Anchor With Blue 2 Suture, 4.75 x 19.1 mm (1 pack), Suture Anchor, PEEK SwiveLock With Closed Eyelet and Blue FiberTape Loop, 4.75 x 19.1 mm, Suture Anchor, PEEK SwiveLock With Closed PEEK Eyelet and Blue FiberTape Loop, 4.75 x 19.1 mm (1 pack), Suture Anchor, PEEK SwiveLock With Closed PEEK Eyelet and White/Black TigerTape Loop, 4.75 x 19.1 mm, Suture Anchor, PEEK SwiveLock With Closed PEEK Eyelet and White/Black TigerTape Loop, 4.75 x 19.1 mm
(1 pack), Suture Anchor, PEEK Swivelock C With Closed PEEK Eyelet and 2 FiberWire, 4.75 x 19.1 mm, Suture Anchor, PEEK SwiveLock C With Closed PEEK Eyelet and 2 FiberWire, 4.75 x 19.1 mm (1 pack), PEEK SwiveLock Suture Anchor, Double Loaded With PEEK Eyelet and two 2 TigerTail Sutures, 4.75 x 22 mm, PEEK SwiveLock Suture Anchor, Double Loaded With PEEK Eyelet and two 2 TigerTail Sutures, 4.75 x 22 mm
(1 pack), Suture Anchor, PEEK SwiveLock SP Self Punching With Titanium Eyelet and 2 FiberWire, 4.75 x 24.5 mm, Suture Anchor, PEEK SwiveLock SP Self Punching With Titanium Eyelet and 2 FiberWire, 4.75 x 24.5 mm (1
pack), Suture Anchor, SwiveLock SP Self Punching With 2 FiberWire and Metal Tip Eyelet,, 4.75 x 24.5 mm, Suture Anchor, PEEK SwiveLock, 3.5 x 15.8 mm, Suture Anchor, PEEK SwiveLock, 3.5 x 15.8 mm (1 pack), PEEK SwiveLock Suture Anchor, 3.9 x 17.9 mm, PEEK SwiveLock Suture Anchor, 3.9 x 17.9mm (1 pack), Suture Anchor, SwiveLock Tenodesis, PEEK With Forked Tip PEEK Eyelet, 4.75 x 14 mm, DX SwiveLock SL, with Forked Eyelet 3.5 x 8.5mm, DX SwiveLock SL, with Forked Eyelet 3.5 x 8.5mm (1 pack), DX SwiveLock 3.5 x 13.5mm, DX SwiveLock 3.5 x 13.5mm (1 pack), Suture Anchor, DX Knotless SwiveLock, PEEK-OPTIMA, 4.75 mm With 2 Suture, Suture Anchor, DX SwiveLock, PEEK-OPTIMA, 1-Pack, 4.75 mm With 2 FiberWire, Suture Anchor, Corkscrew FT III With two 2 FiberWire and one 2 TigerWire, 5.5 x 16.3 mm (1 pack), Suture Anchor, Corkscrew FT With 2 FiberWire and 2 TigerWire, 4.5 x 14 mm, Suture Anchor, Corkscrew FT II With two 2 TigerTail, 5.5 x 16.3 mm, Suture Anchor, Corkscrew FT II With two 2 TigerTail, 5.5 x 16.3 mm(1 pack), Suture Anchor, Corkscrew FT With 2 FiberWire and 2 TigerWire, each with two 1/2 Circle Diamond
Point Needles, 5.5 x 15 mm, Suture Anchor, Corkscrew FT With 2 FiberWire and 2 TigerWire, each with two 1/2 Circle Diamond
Point Needles, 5.5 x 16.3 mm, Suture Anchor, Corkscrew FT With 2 FiberWire and 2 TigerWire, each with two 1/2 Circle Diamond, Suture Anchor, Corkscrew FT III With two 2 FiberWire and one 2 TigerWire, 6.5 x 16.3 mm, Suture Anchor, Corkscrew FT III With two 2 FiberWire and one 2 TigerWire, 6.5 x 16.3 mm (1 pack), Suture Anchor, FASTak, Small Bone With 2-0 FiberWire with two 3/8 Circle Taper Point Nedless, 2.4 x 7.5
mm, Suture Anchor, FASTak, Small Bone With 2-0 FiberWire with two 3/8 Circle Taper Point Nedless, 2.4 x 7.5
mm(1 pack), Suture Anchor FASTak, Suture Anchor, FASTak II, With 2 FiberWire and Handle Inserter, 2.8 x 11.7 mm, Bone Anchor, Suture Anchor, FASTak II, With 2 FiberWire and Handle Inserter, 2.8 x 11.7 mm, Bone Anchor (1 pack), Suture Anchor, FASTak II, With 2 FiberWire, 2.8 x 11.7 mm, Bone Anchor, FiberTak Suture Anchor with 2 FiberWire CL (White/Blue), FiberTak Suture Anchor with 2 FiberWire CL (White/Blue) (1 pack), FiberTak Suture Anchor, With 2 FiberWire CL (Double Loaded), FiberTak Suture Anchor, With 2 FiberWire CL (Double Loaded) (1 pack), Hip FiberTak Suture Anchor with 2 FiberWire CL, VE5, Hip FiberTak Suture Anchor with 2 FiberWire CL (1 pack), FiberTak Suture Anchor With 1.3 mm SutureTape (White/Blue), FiberTak Suture Anchor With 1.3 mm SutureTape (White/Blue) (1 pack), FiberTak Suture Anchor, Double Loaded with 1.3 mm SutureTape (White/Black and White/Blue), FiberTak Suture Anchor, Double Loaded with 1.3 mm SutureTape (White/Black and White/Blue) (1 pack), Hip FiberTak Suture Anchor, Double Loaded, with 1.3mm SutureTapes (White/Black and White/Blue), Hip FiberTak Suture Anchor, Double Loaded, with 1.3mm SutureTapes (White/Black and White/Blue) (1 pack), Hip FiberTak Suture Anchor, with 1.3mm SutureTape (White/Blue), 5-pack, Hip FiberTak Suture Anchor, with 1.3mm SutureTape (White/Blue), 1-pack, FiberTak Suture Anchor, Single Loaded with 2 TigerTail (Blue/Black), FiberTak Suture Anchor, Single Loaded with 2 TigerTail (Blue/Black) (1 pack), FiberTak Suture Anchor, Double Loaded with 2 TigerTail (Blue/Black and White/Black), FiberTak Suture Anchor, Double Loaded with 2 TigerTail (Blue/Black and White/Black) - SINGLE PACK, FiberTak RC Suture Anchor, Double Loaded with 2 Fiberwire CL (blue/white, black/white), FiberTak RC Suture Anchor, Double Loaded with 2 Fiberwire CL (blue/white, black/white) single pack, FiberTak RC Suture Anchor, Triple Loaded with 2 Fiberwire CL (blue/white, black/white), FiberTak RC Suture Anchor, Triple Loaded with 2 Fiberwire CL (blue/white, black/white) single pack, FiberTak RC, Double Loaded with SutureTape (blue/white, black/white), FiberTak RC, Double Loaded with SutureTape (blue/white, black/white) - SINGLE PACK, Self-Punching 2.6 FiberTak Suture Anchor, Double Loaded With 1.3mm SutureTape (White/Blue,
White/Black), Self-Punching 2.6 FiberTak Suture Anchor, Double Loaded With 1.3mm SutureTape (White/Blue,
White/Black) (1pack), FiberTak RC, Triple Loaded with SutureTape (blue/white, black/white, white), FiberTak RC, Triple Loaded with SutureTape (blue/white, black/white, white) - SINGLE PACK, Self-Punching 2.6 FiberTak Suture Anchor, Triple Loaded With 1.3 mm SutureTape (White/Blue, Black/White,
Blue), Self-Punching 2.6 FiberTak Suture Anchor, Triple Loaded With 1.3 mm SutureTape (White/Blue, Black/White,
Blue) (1 pack), 1.8 Knotless FiberTak Soft Anchor With 2 Suture, 1.8 Knotless Hip FiberTak Soft Anchor With 2 Suture, Knotless FiberTak Pro, with 2 Suture, Knotless FiberTak Pro, with 2 Suture (single pack), 2.6mm Knotless FiberTak, Double Loaded with 2 Suture, 2.6mm Knotless FiberTak, Double Loaded with 2 Suture (single pack), Knotless Hip FiberTak Suture Anchor with 2 Suture, 5-pack, Knotless Hip FiberTak Suture Anchor with 2 Suture, 1-pack, Knotless Tensionable FiberTak Biceps, Non-bioabsorbable Anchors, Knotless FiberTak Pro, with 5 Suture, Knotless FiberTak Pro, with 5 Suture (single pack), Self-Punching Knotless 2.6 FiberTak Anchor With 5 Suture, Self-Punching Knotless 2.6 FiberTak Anchor With 5 Suture (1 pack), FiberTak DR with LabralTape (white) and TigerTail (blue/black), FiberTak DR with LabralTape (white) and TigerTail (blue/black) - SINGLE PACK, Self-Punching FiberTak DR With LabralTape (White) and 2 TigerTail (Blue/Black), Self-Punching FiberTak DR With LabralTape (White) and 2 TigerTail (Blue/Black) (1 pack), FiberTak DR with LabralTape (white/black) and TigerTail (white/green/black), FiberTak DR with LabralTape (white/black) and TigerTail (white/green/black) - SINGLE PACK, Self-Punching FiberTak DR With LabralTape (White/Black) and 2 TigerTail (White/Green/Black), Self-Punching FiberTak DR With LabralTape (White/Black) and 2 TigerTail (White/Green/Black) (1 pack), FiberTak DR with LabralTape (white/blue) and TigerTail (white/black), FiberTak DR with LabralTape (white/blue) and TigerTail (white/black) - SINGLE PACK, Self-Punching FiberTak DR With LabralTape (White/Blue) and 2 TigerTail (White/Black), Self-Punching FiberTak DR With LabralTape (White/Blue) and 2 TigerTail (White/Black) (1 pack), 2.6 FiberTak RC (White/Black)
Self-Punching, 1. 7 mm TigerTape Loop (White/Black), 1.3 mm SutureTape (White/Blue), 2.6 FiberTak RC (Blue)
Self-Punching, 1.7 mm FiberTape Loop (Blue), 1.3 mm SutureTape (White/Black), 2.6 FiberTak RC (Black/Blue)
Self-Punching, 1.7 mm FiberTape Loop (Black/Blue), 1.3 mm SutureTape (Blue), Knotless FiberTak DR, (White/Black) Self-Punching with 1. 7 mm TigerTape Loop (White/Black) and 2
Suture (Blue), Knotless FiberTak DR, (White/Black) Self-Punching with 1. 7 mm TigerTapeLoop (White/Black) and 2
Suture (Blue), Knotless FiberTak DR, (Blue) Self-Punching with 1. 7 mm FiberTapeLoop (Blue) and 2 Suture (White/Black), Knotless FiberTak DR, (Black/Blue) Self-Punching with 1. 7 mm FiberTapeLoop (Black/Blue) and 2 Suture
(Blue/Black), FiberTak Biceps Implant System, FiberTak Biceps, 1.9mm Drill, Drill Guide and Free Needle, FiberTak Biceps Implant, with 1.3 mm SutureTape (White/Blue, White/Black) with Needles, FiberTak Button Implant system With FiberTak Button Implant, 2.6 mm Drill, Drill Guide, 2 FiberLoop Suture with Straight Needle and Free Needle, FiberTak Button With 2-0 FiberLink Shutting Suture (Blue, White/Black), FiberTak DX Suture Anchor With 1 FiberWire Suture and Needles, FiberTak DX Suture Anchor with 1.3 mm SutureTape With 1.3 mm FiberWire SutureTape (White/Blue) and
Needles, FiberTak DX Suture Anchor, Double-Loaded With 0.9 mm SutureTape (White/Blue, White) with attached
needles (5-Pack), FiberTak DX Suture Anchor, Double-Loaded With 0.9 mm SutureTape (White/Blue, White) with attached
needles (1-Pack), FiberTak DX Suture Anchor, Knotless With 2 Suture and Attached Needle, InternalBrace Implant System, Ligament Augmentation Repair, PEEK, SpeedBridge Implant System with PEEK SwiveLock Anchors With two Anchors with 2 FiberWire Suture, one Anchor with FiberTape Loop Suture, one Anchor with TigerTape Loop Suture, and Punch, SpeedBridge Implant System with PEEK SwiveLock SP Anchors With two 5.5 x 24.5 mm Self Punching Anchors with 2 FiberWire Suture, one 4.75 x 19.1 mm Anchor with FiberTape Loop Suture, one 4.75 x 19.1 mm Anchor with TigerTape Loop Suture, and Punch, Implant System, Meniscal Root Repair with PEEK SwiveLock With 4.75 x 19.1 mm PEEK SwiveLock Suture Anchor, Punch/Tap fro 4.75 mm SwiveLock, Spade Tip Drill, 6 mm FlipCutter II, Knee Scorpion Needle, 8x 3 PassPort Button Cannula, SutureLasso Needle, QuickPass Lasso Wire, two 2-0 FiberStick Suture, 0 FiberLink Suture and 0 TigerLink Suture, Implant Delivery System, Graft Anchor, Implant System, PEEK Achilles SpeedBridge With four PEEK 4.75 mm SwiveLock Suture Anchors, two with 2 FiberWire, one with 2 FiberWire and FiberTape Loop with Needle, one with 2 FiberWire and TigerTape Loop with Needle, Punch/Tap, Punch/Tap with Handle, Drill Guide and Drill Bit, Implant System, Hand/Wrist InternalBrace Ligament Augmentation Repair With two PEEK SwiveLock SL Suture Anchors (3.5 x 8.5 mm), 1.3 mm FiberWire SutureTape with Needle, two 2-0 FiberLoop Sutures with Tapered Needle, 3.0 mm Cannulated Drill Bit, 3.5 mm Cannulated Drill Bit, Drill Guide, 1.35 mm Guidewires, and 2.0/2.5 mm Tendon Sizer, Eclipse SpeedScap Implant System, With three 2.6 mm FiberTak DR Suture Anchors, two 3.9 mm PEEK SwiveLock Suture Anchors, Drill Bits, Free Needle with Nitinol Loop, SutureTape TigerLink and two SutureTapes with Needle, 2.9 PEEK Loop N Tack Tenodesis Implant System
With 2.9 mm PEEK PushLock Anchor (Short), Spear, Trocar, Drill, Loop N Tack SwiftStitch Passer and SutureTape FiberLink Suture, 4.75 PEEK Loop N Tack Tenodesis Implant System
With 4.75 mm SwiveLock Anchor, Punch, Loop N Tack SwiftStitch Passer and SutureTape FiberLink Suture, Suture Anchor, Corkscrew II with 2 FiberWire and 2 TigerWire , Suture Anchor, Corkscrew II with 2 FiberWire and 2 TigerWire (1 pack) , Suture Anchor, Corkscrew With 2 Braided Polyester Suture (1 pack) , Suture Anchor, Corkscrew With 2 FiberWire , Suture Anchor, Corkscrew With 2 FiberWire (1 pack) , Suture Anchor, Corkscrew With Two Size 0 FiberWire each with two 1/2 Circle Diamond Point Needles , Suture Anchor, Corkscrew With Two Size 0 FiberWire each with two 1/2 Circle Diamond Point Needles (1
pack)
Suture Anchor, Corkscrew With attached 2 FiberWire and 2 TigerWire, each with two 1/2 Circle, Diamond Point Needles , Suture Anchor, Corkscrew With attached 2 FiberWire and 2 TigerWire, each with two 1/2 Circle
Diamond Point Needles (1 pack) , Suture Anchor, Corkscrew With 2 Braided Polyester Suture , Suture Anchor, Corkscrew with 2 FiberWire and 2 TigerWire (1 pack) , Suture Anchor Corkscrew With 1 FiberWire and 1 TigerWire, each with two 1/2 Circle Diamond Point
Needles, Ti , Suture Anchor, Corkscrew With 1 FiberWire and 1 TigerWire, each with two 1/2 Circle Diamond Point
Needles (1 pack) , Suture Anchor, Corkscrew with 2 FiberWire and 2 TigerWire , Suture Anchor, PEEK Corkscrew with 1 Fiberwire and 1 TigerWire, each with two 1/2 Circle Diamond
Point Needles , PEEK Knotless Corkscrew Suture Anchor, With 2 Suture, 3.9 x 11.2 mm , PEEK Knotless Corkscrew Suture Anchor, With 2 Suture, 3.9 x 11.2 mm (1 pack) , PEEK, 3.9 mm Knotless Corkscrew with 5 Suture, 3.9 x 11.2 mm , PEEK, 3.9 mm Knotless Corkscrew with 5 Suture, 3.9 x 11.2 mm (1 pack) , Suture Anchor, Nano Corkscrew Fully Threaded, With 3-0 FiberWire Suture with two 1/2 Circle Taper Point
Needles and K-Wires, 1.7 x 5 mm, Bone Anchor , Suture Anchor, Nano Corkscrew Fully Threaded, With 3-0 FiberWire Suture with two 1/2 Circle Taper Point
Needles and K-Wires, 1.7 x 5 mm, Bone Anchor (1 Pack) , Suture Anchor, Micro Corkscrew Fully Threaded, With 2-0 FiberWire Suture and two Needles, Soft Bone K
Wire and Hard Bone K-wire, 2.2 x 4 mm, Bone Anchor , Suture Anchor, Micro Corkscrew Fully Threaded, With 2-0 FiberWire Suture and two Needles, Soft Bone K
Wire and Hard Bone K-wire, 2.2 x 4 mm, Bone Anchor (1 pack) , Suture Anchor , Micro Corkscrew Fully Threaded, With 4-0 FiberWire Suture and two Needles, Soft Bone K
Wire and Hard Bone K-Wire, 2.2 x 4 mm, Bone Anchor , Suture Anchor , Micro Corkscrew Fully Threaded, With 4-0 FiberWire Suture and two Needles, Soft Bone K
Wire and Hard Bone K-Wire, 2.2 x 4 mm, Bone Anchor (1 pack) , Suture Anchor, Mini Corkscrew Fully Threaded, With 2-0 FiberWire Suture and two Needles, Soft Bone K
wire and Hard Bone K-Wire, 2.7 x 7 mm, Bone Anchor , Suture Anchor, Mini Corkscrew Fully Threaded, With 2-0 FiberWire Suture and two Needles, Soft Bone K
wire and Hard Bone K-Wire, 2.7 x 7 mm, Bone Anchor (1 pack) , Suture Anchor, Corkscrew FT With 0 FiberWire, each with Diamond Point Needles, and Guide Wire, 3.5 x10
mm , Suture Anchor, Corkscrew FT With 0 FiberWire, each with Diamond Point Needles, and Guide Wire, 3.5 x10
mm (1 pack) , Suture Anchor, Corkscrew FT With 1 FiberWire with two Tapered Needles and Guide Wire, 3.5 x 10 mm , Suture Anchor, Corkscrew FT With 1 FiberWire with two Tapered Needles and Guide Wire, 3.5 x 10 mm (1
pack), PEEK, Knotless Corkscrew Suture Anchor Single Loaded with 5 suture, 4.75 x 14 mm, Suture Anchor, PEEK Corkscrew FT With 2 FiberWire and 2 TigerWire, each with two Needles, 5.5 x 14.7
mm, Suture Anchor, PEEK Corkscrew FT With 2 FiberWire and 2 TigerWire, each with two Needles, 5.5 x 14.7
mm (1 pack), Suture Anchor, PEEK Corkscrew FT With 2 FiberWire and 2 TigerWire, 5.5 x 14.7 mm, Suture Anchor, PEEK Corkscrew FT With 2 FiberWire and 2 TigerWire, 5.5 x 14.7 mm (1 pack), Suture Anchor, PEEK Corkscrew FT, Tripleplay, Vented With two 2 FiberWire and one 2 TigerWire, 5.5
x14.7 mm, Suture Anchor, PEEK Corkscrew FT, Tripleplay, Vented With two 2 FiberWire and one 2 TigerWire, 5.5
x14.7 mm (1 pack), Suture Anchor, PEEK Corkscrew FT with 2 FiberWire and 2 TigerWire, 4.5 x 14 mm, Suture Anchor, PEEK Corkscrew FT, TriplePlay with three 2 TigerTail , 4.75 x 14 mm, Suture Anchor, PEEK Corkscrew FT, TriplePlay with three 2 TigerTail , 4.75 x 14 mm (1 pack), Suture Anchor, PEEK Corkscrew FT With 2 FiberWireand 2 TigerWire, 6.5 x 14.7 mm, Suture Anchor, PEEK Corkscrew FT, Double Loaded with two 1.3 mm SutureTape, 4.75 x 14 mm, Suture Anchor, Corkscrew FT With 2 FiberWire and 2 TigerWire, 5.5 x 15 mm, Suture Anchor, Corkscrew FT With 2 FiberWire and 2 TigerWire, 5.5 x 15 mm (1 pack), Suture Anchor, Corkscrew FT II With 2 FiberWire and 2 TigerWire, 5.5 x 16.3 mm, Suture Anchor, Corkscrew FT II With 2 FiberWire and 2 TigerWire, 5.5 x 16.3 mm (1 pack), Suture Anchor, Corkscrew FT III With two 2 FiberWire and one 2 TigerWire, 5.5 x 16.3 mm
16144 | G-aenial Universal Injectable/G-ænial Universal Injectable, Syringe 1ml (1.7g),BW, G-aenial Universal Injectable/G-ænial Universal Injectable, Syringe 1ml (1.7g),A1, G-aenial Universal Injectable/G-ænial Universal Injectable, Syringe 1ml (1.7g),A3, G-aenial Universal Injectable/G-ænial Universal Injectable, Syringe 1ml (1.7g),B1, G-aenial Universal Injectable/G-ænial Universal Injectable, Syringe 1ml (1.7g),B2, G-aenial Universal Injectable/G-ænial Universal Injectable, Syringe 1ml (1.7g),CVD, G-aenial Universal Injectable/G-ænial Universal Injectable, Syringe 1ml (1.7g),AO1, G-aenial Universal Injectable/G-ænial Universal Injectable, Syringe 1ml (1.7g),AO2, G-aenial Universal Injectable/G-ænial Universal Injectable, Syringe 1ml (1.7g),AO3, G-aenial Universal Injectable/G-ænial Universal Injectable, Syringe 1ml (1.7g),JE, G-aenial Universal Injectable/G-ænial Universal Injectable, Syringe 1ml (1.7g),AE, G-aenial Universal Injectable/G-ænial Universal Injectable, Syringe 1ml (1.7g),XBW, G-aenial Universal Injectable/G-ænial Universal Injectable, Syringe 1ml (1.7g),A2, G-aenial Universal Injectable/G-ænial Universal Injectable, Syringe 1ml (1.7g),A3.5, G-aenial Universal Injectable/G-ænial Universal Injectable, Syringe 1ml (1.7g),A4, G-aenial Universal Injectable/G-ænial Universal Injectable, Syringe 1ml (1.7g),CV, G-aenial Universal Injectable/G-ænial Universal Injectable, Unitip 15x0.16mL(0.27g), A1, G-aenial Universal Injectable/G-ænial Universal Injectable, Unitip 15x0.16mL(0.27g), A2, G-aenial Universal Injectable/G-ænial Universal Injectable, Unitip 15x0.16mL(0.27g), A3, G-aenial Universal Injectable/G-ænial Universal Injectable, Unitip 15x0.16mL(0.27g), A3.5, G-aenial Universal Injectable/G-ænial Universal Injectable, Unitip 15x0.16mL(0.27g),A4, G-aenial Universal Injectable/G-ænial Universal Injectable, Unitip 15x0.16mL(0.27g),B1, G-aenial Universal Injectable/G-ænial Universal Injectable, Unitip 15x0.16mL(0.27g), B2, G-aenial Universal Injectable/G-ænial Universal Injectable, Unitip 15x0.16mL(0.27g),CV, G-aenial Universal Injectable/G-ænial Universal Injectable, Unitip 15x0.16mL(0.27g), CVD, G-aenial Universal Injectable/G-ænial Universal Injectable, Unitip 15x0.16mL(0.27g), AO1, G-aenial Universal Injectable/G-ænial Universal Injectable, Unitip 15x0.16mL(0.27g), AO2, G-aenial Universal Injectable/G-ænial Universal Injectable, Unitip 15x0.16mL(0.27g), AO3, G-aenial Universal Injectable/G-ænial Universal Injectable, Unitip 15x0.16mL(0.27g),JE, G-aenial Universal Injectable/G-ænial Universal Injectable, Unitip 15x0.16mL(0.27g), AE, G-aenial Universal Injectable/G-ænial Universal Injectable, Unitip 15x0.16mL(0.27g),XBW, G-aenial Universal Injectable/G-ænial Universal Injectable, Unitip 15x0.16mL(0.27g), BW, G-aenial Universal Injectable/G-ænial Universal Injectable (3x)+ G-Premio Bond Kit Promo, G-aenial Universal Injectable/G-ænial Universal Injectable A2 PROMO PACK (2XA2), G-aenial Universal Injectable/G-ænial Universal Injectable A3 PROMO PACK (2XA3) | EURODENTA | 2024-03-12T00:00:00.000+01:00 | GC Europe N.V . Research Park, Interleuvenlaan 33 , Leuven B-3001, Belgium | 901471/10003703, 901472/10003704, 901473/10003705, 901474/10003706, 901475/10003707, 901476/10003708, 901477/10003709, 901478/10003710 , 901479/10003711 , 901480/10003712 , 901481/10003713, 901482/10003714, 901483/10003715, 901484/10003716, 901485/10003717, 901486/10003718 , 901487/10003719, 901488/10003720, 901489/10003721, 901490/10003722 , 901491/10003723 , 901492/10003724, 901493/10003725 , 901494/10003726, 901495/10003727 , 901496/10003728, 901497/10003729, 901498/10003730, 901499/10003731, 901500/10003732 , 901501/10003733, 901502/10003734, 013047/10006896, 013048/10006897, 013049/10006898 , 013050/10006899 , 013051/10006900 , 013052/10006901 , 013053/10006902 , 013054/10006903 , 013055/10006904 , 013056/10006905, 013057/10006906 , 013058/10006907, 013059/10006908 , 013060/10006909 , 013061/10006910, 013062/10006911, 901509/10003741, 901616/10004850 , 901617/10004858 | Klasa IIa | Material kompozit per mbushje | Pajisje dentare
16145 | Dental Superstructures/OT Equator int. hex. kit, gingiva height 1mm, NP, Dental Superstructures/OT Equator int. hex. kit, gingiva height 2mm, NP, Dental Superstructures/OT Equator int. hex. kit, gingiva height 3mm, NP, Dental Superstructures/OT Equator int. hex. kit, gingiva height 4mm, NP, Dental Superstructures/OT Equator int. hex. kit, gingiva height 5mm, NP, Dental Superstructures/Complete prosthetic kit, H2 C6, concave, int. hex., NP, Dental Superstructures/Complete prosthetic kit, H3 C6, concave, int. hex., NP, Dental Superstructures/Complete prosthetic kit, H4 C6, concave, int. hex., NP, Dental Superstructures/Narrow prosthetic kit 1mm , h. 4mm, Dental Superstructures/Narrow prosthetic kit 2mm , h. 4mm, Dental Superstructures/Narrow prosthetic kit 3mm , h. 4mm, Dental Superstructures/Narrow prosthetic kit 4mm , h. 4mm, Dental Superstructures/Narrow prosthetic kit 1mm , h. 6mm, Dental Superstructures/Narrow prosthetic kit 2mm , h. 6mm, Dental Superstructures/Narrow prosthetic kit 3mm , h. 6mm, Dental Superstructures/Narrow prosthetic kit 4mm , h. 6mm, Dental Superstructures/Lockit abutment kit, H1mm, int. hex., SP, Dental Superstructures/Lockit abutment kit, H2mm, int. hex., SP, Dental Superstructures/Lockit abutment kit, H3mm, int. hex., SP, Dental Superstructures/Lockit abutment kit, H4mm, int. hex., SP, Dental Superstructures/Lockit abutment kit, H5mm, int. hex., SP, Dental Superstructures/OT Equator int. hex. kit, gingiva height 1mm, SP, Dental Superstructures/OT Equator int. hex. kit, gingiva height 2mm, SP, Dental Superstructures/OT Equator int. hex. kit, gingiva height 3mm, SP, Dental Superstructures/OT Equator int. hex. kit, gingiva height 4mm, SP, Dental Superstructures/OT Equator int. hex. kit, gingiva height 5mm, SP, Dental Superstructures/Lockit abutment kit, H1mm, int. hex., WP, Dental Superstructures/Lockit abutment kit, H3mm, int. hex., WP, Dental Superstructures/Lockit abutment kit, H5mm, int. hex., WP, Dental Superstructures/OT Equator int. hex. kit, gingiva height 1mm, WP, Dental Superstructures/OT Equator int. hex. kit, gingiva height 3mm, WP, Dental Superstructures/Complete prosthetic kit, H2 C6, concave, int. hex., WP, Dental Superstructures/Complete prosthetic kit, H3 C6, concave, int. hex., WP, Dental Superstructures/Complete prosthetic kit, H4 C6, concave, int. hex., WP, Dental Superstructures/1mm Complete prosthetic kit, h. 4mm, WP, Dental Superstructures/2mm Complete prosthetic kit, h. 4mm, WP, Dental Superstructures/3mm Complete prosthetic kit, h. 4mm, WP, Dental Superstructures/4mm Complete prosthetic kit, h. 4mm, WP, Dental Superstructures/1mm Complete prosthetic kit, h. 6mm, WP, Dental Superstructures/2mm Complete prosthetic kit, h. 6mm, WP, Dental Superstructures/3mm Complete prosthetic kit, h. 6mm, WP, Dental Superstructures/4mm Complete prosthetic kit, h. 6mm, WP, Dental Superstructures/1mm Complete prosthetic kit, h. 8mm, WP, Dental Superstructures/2mm Complete prosthetic kit, h. 8mm, WP, Dental Superstructures/3mm Complete prosthetic kit, h. 8mm, WP, Dental Superstructures/4mm Complete prosthetic kit, h. 8mm, WP, Dental Superstructures/Connect Ø4, anti rotation 20° angulated abutment, Dental Superstructures/LOCKiT extra light male retention cap (blue), Dental Superstructures/CONNECT Ø4, free rotation final esthetic abutment, C=6, Dental Superstructures/Transgingival abutment, H3, C6, concave, int. hex., NP, Dental Superstructures/Transgingival abutment, H4, C6, concave, int. hex., NP, Dental Superstructures/Direct plastic cylinder int. Hex. with hex. NP, Dental Superstructures/Anatomic 1mm transgingival abutment, h. 4mm NP, Dental Superstructures/Anatomic 2mm transgingival abutment, h. 4mm NP, Dental Superstructures/Anatomic 3mm transgingival abutment, h. 4mm NP, Dental Superstructures/Anatomic 4mm transgingival abutment, h. 4mm NP, Anatomic 1mm transgingival abutment, h. 6mm NP, Dental Superstructures/Anatomic 2mm transgingival abutment, h. 6mm NP, Dental Superstructures/Anatomic 3mm transgingival abutment, h. 6mm NP, Dental Superstructures/Anatomic 4mm transgingival abutment, h. 6mm NP, Dental Superstructures/Angled screw channel prosthetic screw, NP, Dental Superstructures/EZ-Base abutment gingiva h.1.5mm, int hex, NP, Dental Superstructures/Ti Base, free rotation, H1.5, C4, concave, int. hex., NP, Dental Superstructures/Ti Base, free rotation, H3, C4, concave, int. hex., NP, Dental Superstructures/Direct gold plastic cylinder without hex. int. hex., NP, Dental Superstructures/Direct gold plastic cylinder with hex. int. hex., NP, Dental Superstructures/Titanium blank Ø9mm, anti rotation, int. hex., NP, Dental Superstructures/Titanium blank, anti rotation, int. hex., NP, Dental Superstructures/Incisor esthetic Ti abutment int. hex., NP, Dental Superstructures/LOCKiT abutment, H1mm, int. hex., NP, Dental Superstructures/LOCKiT abutment, H2mm, int. hex., NP, Dental Superstructures/LOCKiT abutment, H3mm, int. hex., NP, Dental Superstructures/Dental Superstructures/LOCKiT abutment, H4mm, int. hex., NP, Dental Superstructures/LOCKiT abutment, H5mm, int. hex., NP, Dental Superstructures/CONNECT Ø4, free rotation CoCr abutment, Dental Superstructures/CONNECT Ø5.7, free rotation CoCr plastic cylinder, Dental Superstructures/CONNECT Ø4, anti rotation CoCr abutment, Dental Superstructures/CONNECT Ø5.7, anti rotation CoCr plastic cylinder, Dental Superstructures/CONNECT Ø5.7, free rotation final esthetic abutment, C=6, Dental Superstructures/CONNECT Ø4, anti rotation final esthetic abutment, C=6, Dental Superstructures/CONNECT Ø5.7, anti rotation final esthetic abutment, C=6, Dental Superstructures/CONNECT Ø4, free rotation cementing abutment, C=8, Dental Superstructures/CONNECT Ø5.7, free rotation final abutment, C=4, Dental Superstructures/CONNECT Ø4, anti rotation cementing abutment, C=8, Dental Superstructures/CONNECT Ø5.7, anti rotation final abutment, C=4, Dental Superstructures/Plastic healing cap crown height 4 mm, Dental Superstructures/Plastic healing cap crown height 6 mm, Dental Superstructures/Plastic healing cap crown height 8 mm, Dental Superstructures/LOCKiT male retention cap (clear), Dental Superstructures/Gold bar-round, Dental Superstructures/Gold bar-ovoid, Dental Superstructures/LOCKiT extended range male retention cap (green), Dental Superstructures/CONNECT Ø4, healing cap, H=0.5mm, Dental Superstructures/CONNECT Ø5.7, healing cap, H=0.5mm, Dental Superstructures/CONNECT Ø4, healing cap, H=1.5mm, Dental Superstructures/CONNECT Ø5.7, healing cap, H=1.5mm, Dental Superstructures/CONNECT Ø4, healing cap, H=3mm, Dental Superstructures/CONNECT Ø5.7, healing cap, H=3mm, Dental Superstructures/LOCKiT male processing package, Dental Superstructures/LOCKiT light retention male cap (pink), Dental Superstructures/LOCKiT extra light extended range male retention cap (red), Dental Superstructures/Prosthetic screw for connect abutment, Dental Superstructures/Connect abutment angled screw channel prosthetic screw, Dental Superstructures/Spacer micro, Dental Superstructures/Technician screw for connect abutment, Dental Superstructures/CONNECT Ø4, free rotation temporary cylinder, Dental Superstructures/CONNECT Ø5.7, free rotation temporary cylinder, Dental Superstructures/CONNECT Ø4, anti rotation temporary cylinder, Dental Superstructures/Dental Superstructures/CONNECT Ø5.7, anti rotation temporary cylinder, Dental Superstructures/Titanium rider-ovoid, Dental Superstructures/Ti-blank for Amanngirrbach, anti-rotation, int. hex., NP, Dental Superstructures/20 degree angulated abutment Int. hex. Narrow platform, Dental Superstructures/10° angulated abutment, H1mm, int. hex., NP, Dental Superstructures/10° angulated abutment, H2mm, concave, int. hex., NP, Dental Superstructures/20° angulated abutment, H2mm, concave, int. hex., NP, Dental Superstructures/Direct free rotation CoCr plastic cyl., int. hex., NP, Dental Superstructures/Direct anti-rotation CoCr plastic cyl., int. hex., NP, Dental Superstructures/Plastic healing cap crown height 4 mm NP, Dental Superstructures/Plastic healing cap crown height 6 mm NP, Dental Superstructures/Direct plastic cylinder int. Hex. without hex. NP, Dental Superstructures/Transgingival abutment, H2, C6, concave, int. hex., NP, Dental Superstructures/2mm Complete prosthetic kit, h.6mm, WP, Dental Superstructures/3mm Complete prosthetic kit, h.6mm, WP, Dental Superstructures/4mm Complete prosthetic kit, h.6mm, WP, Dental Superstructures/3mm Complete prosthetic kit, h.8mm, WP, Dental Superstructures/4mm Complete prosthetic kit, h.8mm, WP, Dental Superstructures/Screw for angulated multi unit, Dental Superstructures/Esthetic 10 angulated abutment, ext. hex., H1.5, NP, Dental Superstructures/Esthetic 10 angulated abutment, ext. hex., H3, NP, Dental Superstructures/Esthetic 20 angulated abutment, ext. hex., H1.5, NP, Dental Superstructures/Esthetic 20 angulated abutment, ext. hex., H3, NP, Dental Superstructures/Direct free rotation Co Cr, H=1.5, ext. hex., NP, Dental Superstructures/Direct anti rotation Co Cr, H=1.5, ext. hex., NP, Dental Superstructures/Transgingival abutment, H1, C6, ext. hex., NP, Dental Superstructures/Transgingival abutment, H2, C6, ext. hex., NP, Dental Superstructures/Transgingival abutment, H3, C6, ext. hex., NP, Dental Superstructures/Transgingival abutment, H4, C6, ext. hex., NP, Dental Superstructures/Direct cementing post ext. hex., NP, Dental Superstructures/Prosthetic screw ext. hex., NP, Dental Superstructures/Multi unit abutment 1mm, ext. hex., NP, Dental Superstructures/Multi unit abutment 2mm, ext. hex., NP, Dental Superstructures/Multi unit abutment 3mm, ext. hex., NP, Dental Superstructures/Multi unit abutment 4mm, ext. hex., NP, Dental Superstructures/Multi unit abutment 5mm, ext. hex., NP, Dental Superstructures/Ti Base anti rotation, H=1mm, C=4mm, ext. hex., NP, Dental Superstructures/Ti Base anti rotation, H=2mm, C=4mm, ext. hex., NP, Dental Superstructures/Ti Base anti rotation, H=3mm, C=4mm, ext. hex., NP, Dental Superstructures/Ti Base free rotation, H=1mm, C=4mm, ext. hex., NP, Dental Superstructures/Ti Base free rotation, H=2mm, C=4mm, ext. hex., NP, Dental Superstructures/Ti Base free rotation, H=3mm, C=4mm, ext. hex., NP, Dental Superstructures/Temporary free rotation cylinder, H1, ext. hex., NP, Dental Superstructures/Temporary anti rotation cylinder, H1, ext. hex., NP, Dental Superstructures/Multi unit 17 deg. angulated abutment, h. 1mm, ext. hex, SP, Dental Superstructures/Multi unit 30 deg. angulated abutment, h. 1mm, ext. hex, SP, Dental Superstructures/Multi unit abutment 1mm, ext. hex., SP, Dental Superstructures/Multi unit abutment 2mm, ext. hex., SP, Dental Superstructures/Multi unit abutment 3mm, ext. hex., SP, Dental Superstructures/Multi unit abutment 4mm, ext. hex., SP, Dental Superstructures/Multi unit abutment 5mm, ext. hex., SP, Dental Superstructures/Ti Base anti rotation, H=1mm, C=4mm, ext. hex., SP, Dental Superstructures/Ti Base anti rotation, H=2mm, C=4mm, ext. hex., SP, Dental Superstructures/Ti Base anti rotation, H=3mm, C=4mm, ext. hex., SP, Dental Superstructures/Ti Base free rotation, H=1mm, C=4mm, ext. hex., SP, Dental Superstructures/Ti Base free rotation, H=2mm, C=4mm, ext. hex., SP, Dental Superstructures/Ti Base free rotation, H=3mm, C=4mm, ext. hex., SP, Dental Superstructures/Wide dia. 15 degree angulated abutment external hex., Dental Superstructures/Multi unit 17 deg. angulated abutment, h. 1mm, ext. hex, WP, Dental Superstructures/Multi unit 30 deg. angulated abutment, h. 1mm, ext. hex, WP, Dental Superstructures/Wide ball attachment anchor external hex. 1mm, Dental Superstructures/Wide ball attachment anchor external hex. 3mm, Dental Superstructures/Wide ball attachment anchor external hex. 5mm, Dental Superstructures/Direct free rotation Co Cr, H=1.5, ext. hex., WP, Dental Superstructures/Direct anti rotation Co Cr, H=1.5, ext. hex., WP, Dental Superstructures/Anatomic 1mm transgingival abutment h.4mm, WP, Dental Superstructures/Anatomic 2mm transgingival abutment h.4mm, WP, Dental Superstructures/Anatomic 3mm transgingival abutment h.4mm, WP, Dental Superstructures/Anatomic 4mm transgingival abutment h.4mm, WP, Dental Superstructures/Anatomic 1mm transgingival abutment h.6mm, WP, Dental Superstructures/Anatomic 2mm transgingival abutment h.6mm, WP, Dental Superstructures/Anatomic 3mm transgingival abutment h.6mm, WP, Dental Superstructures/Anatomic 4mm transgingival abutment h.6mm, WP, Dental Superstructures/Wide direct conical titanium post external hex., Dental Superstructures/Wide gold plastic cylinder without hex. external hex., Dental Superstructures/Wide gold plastic cylinder with hex. external hex., Dental Superstructures/Wide dia. cementing post external hex., Dental Superstructures/OT Equator ext. hex. connection, gingiva height 3mm, WP, Dental Superstructures/OT Equator ext. hex. connection, gingiva height 5mm, WP, Dental Superstructures/Wide esthetic abutment external hex. 1mm, Dental Superstructures/Wide esthetic 15 angulated abutment external hex. 1mm, Dental Superstructures/Multi unit abutment 1mm, ext. hex., WP, Dental Superstructures/Multi unit abutment 3mm, ext. hex., WP, Dental Superstructures/Ti Base anti rotation, H=1mm, C=4mm, ext. hex., WP, Dental Superstructures/Ti Base anti rotation, H=2mm, C=4mm, ext. hex., WP, Dental Superstructures/Ti Base anti rotation, H=3mm, C=4mm, ext. hex., WP, Dental Superstructures/Ti Base free rotation, H=1mm, C=4mm, ext. hex., WP, Dental Superstructures/Ti Base free rotation, H=2mm, C=4mm, ext. hex., WP, Dental Superstructures/Ti Base free rotation, H=3mm, C=4mm, ext. hex., WP, Dental Superstructures/Direct temporary free rotation cylinder, ext. hex., WP, Dental Superstructures/Direct temporary anti rotation cylinder, ext. hex., WP, Dental Superstructures/Multi unit abutment 1mm, int. hex., NP, Dental Superstructures/Multi unit abutment 2mm, int. hex., NP, Dental Superstructures/Multi unit abutment 3mm, int. hex., NP, Dental Superstructures/Multi unit abutment 4mm, int. hex., NP, Dental Superstructures/Multi unit abutment 5mm, int. hex., NP, Dental Superstructures/Straight Multi unit abutment, H2mm, concave, int. hex., NP, Dental Superstructures/Straight Multi unit abutment, H3mm, concave, int. hex., NP, Dental Superstructures/Straight Multi unit abutment, H4mm, concave, int. hex., NP, Dental Superstructures/Multi unit abutment 1mm, int. hex., SP, Dental Superstructures/Multi unit abutment 2mm, int. hex., SP, Dental Superstructures/Multi unit abutment 3mm, int. hex., SP, Dental Superstructures/Multi unit abutment 4mm, int. hex., SP, Dental Superstructures/Multi unit abutment 5mm, int. hex., SP, Dental Superstructures/Multi unit 17 deg. angulated abut., h. 1mm, int. hex., SP, Dental Superstructures/Multi unit 30 deg. angulated abut., h. 1mm, int. hex., SP, Dental Superstructures/Straight Multi unit abutment, H2mm, concave, int. hex., SP, Dental Superstructures/Straight Multi unit abutment, H3mm, concave, int. hex., SP, Dental Superstructures/Straight Multi unit abutment, H4mm, concave, int. hex., SP, Dental Superstructures/Solid multi-unit 17° angulat. abut., h.1mm, int. hex., SP, Dental Superstructures/Solid multi-unit 17° angulat. abut., h.2mm, int. hex., SP, Dental Superstructures/Solid multi-unit 30° angulat. abut., h.1mm, int. hex., SP, Dental Superstructures/Solid multi-unit 30° angulat. abut., h.2mm, int. hex., SP, Dental Superstructures/Multi unit abutment 1mm, int. hex., WP, Dental Superstructures/Multi unit abutment 3mm, int. hex., WP, Dental Superstructures/Multi unit abutment 5mm, int. hex., WP, Dental Superstructures/Multi unit 17 deg. angulated abut., h. 1mm, int. hex., WP, Dental Superstructures/Multi unit 30 deg. angulated abut., h. 1mm, int. hex., WP, Dental Superstructures/Straight Multi unit abutment, H3mm, concave, int. hex., WP, Dental Superstructures/Straight Multi unit abutment, H5mm, concave, int. hex., WP, Dental Superstructures/Solid multi-unit 17° angulat. abut., h.1mm, int. hex., WP, Dental Superstructures/Solid multi-unit 17° angulat. abut., h.2mm, int. hex., WP, Dental Superstructures/Solid multi-unit 30° angulat. abut., h.1mm, int. hex., WP, Dental Superstructures/Solid multi-unit 30° angulat. abut., h.2mm, int. hex., WP, Dental Superstructures/Ball anchor 15 deg. angulated abutment h.2mm, Dental Superstructures/Ball anchor 25 deg. angulated abutment h.2mm, Dental Superstructures/Double metal housing, Dental Superstructures/Gold ball cap, Dental Superstructures/Ball attachment anchor internal hex. 1mm, Dental Superstructures/Ball attachment anchor internal hex. 2mm NP, Dental Superstructures/Ball attachment anchor internal hex. 2mm, Dental Superstructures/Ball attachment anchor internal hex. 3mm NP, Dental Superstructures/Ball attachment anchor internal hex. 3mm, Dental Superstructures/Ball attachment anchor internal hex. 4mm NP, Dental Superstructures/Ball attachment anchor internal hex. 4mm, Dental Superstructures/Ball attachment anchor internal hex. 5mm, Dental Superstructures/Standard plastic cap for metal housing, Dental Superstructures/Soft plastic cap for metal housing, Dental Superstructures/Plastic ball cap, Dental Superstructures/Titanium ball cap spring standard, Dental Superstructures/Titanium ball cap spring soft, Dental Superstructures/Titanium ball cap, Dental Superstructures/Cover screw Narrow internal hex., Dental Superstructures/Cover screw standard internal hex., Dental Superstructures/Cover screw wide dia. internal hex., Dental Superstructures/Cover screw for int. hex. implant, NP, Dental Superstructures/Cover screw for int. hex. implant, SP, Dental Superstructures/Cover screw for int. hex. implant, WP, Dental Superstructures/Esthetic abutment internal hex. 1mm, Dental Superstructures/Esthetic 15 angulated abutment internal hex. 1mm, Dental Superstructures/Esthetic 25 angulated abutment internal hex. 1mm, Dental Superstructures/Ti-blank for Amanngirrbach, anti-rotation, int. hex., SP, Dental Superstructures/15 degree angulated shoulderless abutment int. hex., Dental Superstructures/15 degree angulated abutment internal hex., Dental Superstructures/25 degree angulated shoulderless abutment int. hex., Dental Superstructures/25 degree angulated abutment internal hex., Dental Superstructures/15° angulated abutment, H2mm, concave, int. hex., SP, Dental Superstructures/15° angulated abutment, H3mm, concave, int. hex., SP, Dental Superstructures/25° angulated abutment, H2mm, concave, int. hex., SP, Dental Superstructures/25° angulated abutment, H3mm, concave, int. hex., SP, Dental Superstructures/Direct free rotation CoCr plastic cyl., int. hex., SP, Dental Superstructures/Direct anti-rotation CoCr plastic cyl., int. hex., SP, Dental Superstructures/Direct plastic cylinder internal hex. without hex., Dental Superstructures/Wide profile direct plastic cylinder without hex., Dental Superstructures/Transgingival abutment, H2, C6, concave, int. hex., SP, Dental Superstructures/Transgingival abutment, H3, C6, concave, int. hex., SP, Dental Superstructures/Transgingival abutment, H4, C6, concave, int. hex., SP, Dental Superstructures/Direct plastic cylinder internal hex. with hex., Dental Superstructures/Wide profile direct plastic cylinder with hex., Dental Superstructures/Anatomic 1mm transgingival abutment, h. 4mm SP, Dental Superstructures/Anatomic 2mm transgingival abutment, h. 4mm SP, Dental Superstructures/Anatomic 3mm transgingival abutment, h. 4mm SP, Dental Superstructures/Anatomic 4mm transgingival abutment, h. 4mm SP, Dental Superstructures/Anatomic 1mm transgingival abutment, h. 6mm SP, Dental Superstructures/Anatomic 2mm transgingival abutment, h. 6mm SP, Dental Superstructures/Anatomic 3mm transgingival abutment, h. 6mm SP, Dental Superstructures/Anatomic 4mm transgingival abutment, h. 6mm SP, Dental Superstructures/Anatomic 1mm transgingival abutment, h. 8mm SP, Dental Superstructures/Anatomic 2mm transgingival abutment, h. 8mm SP, Dental Superstructures/Anatomic 3mm transgingival abutment, h. 8mm SP, Dental Superstructures/Anatomic 4mm transgingival abutment, h. 8mm SP, Dental Superstructures/Narrow profile cementing post, Dental Superstructures/Angled screw channel prosthetic screw, SP, Dental Superstructures/EZ-Base abutment gingiva h.1.5mm, int hex, SP, Dental Superstructures/Ti Base, free rotation, H1.5, C4, concave, int. hex., SP, Dental Superstructures/Ti Base, free rotation, H3, C4, concave, int. hex., SP, Dental Superstructures/Direct gold prosthetic screw internal hex., Dental Superstructures/Direct gold plastic cylinder without hex. internal hex., Dental Superstructures/Gold plastic cylinder with gold screw .non hex, Dental Superstructures/Direct gold plastic cylinder with hex. internal hex., Dental Superstructures/Gold plastic cylinder with gold screw hex, Dental Superstructures/Direct hexed plastic cylinder int. with gold screw, Dental Superstructures/Titanium blank Ø9mm, anti rotation, int. hex., SP, Dental Superstructures/Titanium blank, anti rotation, int. hex., SP, Dental Superstructures/Incisor esthetic Ti abutment int. hex., SP, Dental Superstructures/LOCKiT abutment, H1mm, int. hex., SP, Dental Superstructures/LOCKiT abutment, H2mm, int. hex., SP, Dental Superstructures/LOCKiT abutment, H3mm, int. hex., SP, Dental Superstructures/LOCKiT abutment, H4mm, int. hex., SP, Dental Superstructures/LOCKiT abutment, H5mm, int. hex., SP, Dental Superstructures/Standard cementing post, Dental Superstructures/Friction fit cementing post platform switching, SP, Dental Superstructures/Direct cementing post int. hex. with gold screw, Dental Superstructures/Cementing post, H2, C10, concave, int. hex., SP, Dental Superstructures/OT Equator int. hex. connection, gingiva height 1mm, SP, Dental Superstructures/OT Equator int. hex. connection, gingiva height 2mm, SP, Dental Superstructures/OT Equator int. hex. connection, gingiva height 3mm, SP, Dental Superstructures/OT Equator int. hex. connection, gingiva height 4mm, SP, Dental Superstructures/OT Equator int. hex. connection, gingiva height 5mm, SP, Dental Superstructures/Esthetic abutment internal hex. 3mm, Dental Superstructures/Esthetic 15 angulated abutment internal hex. 3mm, Dental Superstructures/Esthetic 25 angulated abutment internal hex. 3mm, Dental Superstructures/Mini prosthetic screw internal hex., Dental Superstructures/Direct prosthetic screw internal hex., Dental Superstructures/Medium prosthetic screw internal hex., Dental Superstructures/Long prosthetic screw internal hex., Dental Superstructures/Direct prosthetic screw internal hex.painted., Dental Superstructures/Ti Base h. 4mm with hex., int. hex., SP, Dental Superstructures/Ti Base h. 4mm without hex., int. hex., SP, Dental Superstructures/Ti Base, anti rotation, H1.5, C4, concave, int. hex., SP, Dental Superstructures/Ti Base, anti rotation, H3, C4, concave, int. hex., SP, Dental Superstructures/Direct temporary free rotation cylinder, int. hex., SP, Dental Superstructures/Temporary free rotation cylinder, H2, concave, int. hex., SP, Dental Superstructures/Temporary free rotation cylinder, H3, concave, int. hex., SP, Dental Superstructures/Direct temporary anti rotation cylinder, int. hex., SP, Dental Superstructures/Temporary anti rotation cylinder, H2, concave, int. hex., SP, Dental Superstructures/Temporary anti rotation cylinder, H3, concave, int. hex., SP, Dental Superstructures/Temporary plastic abutment, SP, Dental Superstructures/Narrow profile temporary plastic abutment, SP, Dental Superstructures/Direct temporary plastic cylinder internal hex., Dental Superstructures/Wide cementing post, Dental Superstructures/Standard healing cap 3mm height internal hex., Dental Superstructures/Standard healing cap 4mm height internal hex., Dental Superstructures/Standard healing cap 5mm height internal hex., Dental Superstructures/Standard healing cap 6mm height internal hex., Dental Superstructures/Anatomic healing cap 2mm height internal hex., NP, Dental Superstructures/Anatomic healing cap 3mm height internal hex., NP, Dental Superstructures/Anatomic healing cap 3mm height internal hex., Dental Superstructures/Anatomic healing cap 4mm height internal hex., NP, Dental Superstructures/Anatomic healing cap 4mm height internal hex., Dental Superstructures/Anatomic healing cap 5mm height internal hex., NP, Dental Superstructures/Anatomic healing cap 5mm height internal hex., Dental Superstructures/Anatomic healing cap 6mm height internal hex., NP, Dental Superstructures/Anatomic healing cap 6mm height internal hex., Dental Superstructures/Healing cap dia.4.80 h.3mm, int. hex., SP, Dental Superstructures/Healing cap dia.4.80 h.4mm, int. hex., SP, Dental Superstructures/Healing cap dia.4.80 h.5mm, int. hex., SP, Dental Superstructures/Healing cap dia.4.80 h.6mm, int. hex., SP, Dental Superstructures/Healing cap Ø4 H4mm, concave, int. hex., NP, Dental Superstructures/Healing cap Ø4 H5mm, concave, int. hex., NP, Dental Superstructures/Healing cap Ø4 H6mm, concave, int. hex., NP, Dental Superstructures/Narrow healing cap 2mm height internal hex., Dental Superstructures/Narrow healing cap 3mm height internal hex., Dental Superstructures/Narrow healing cap 4mm height internal hex., Dental Superstructures/Narrow healing cap 6mm height internal hex., Dental Superstructures/Narrow healing cap 8mm height internal hex., Dental Superstructures/Healing cap Ø4.8 H4mm, concave, int. hex., SP, Dental Superstructures/Healing cap Ø4.8 H5mm, concave, int. hex., SP, Dental Superstructures/Healing cap Ø4.8 H6mm, concave, int. hex., SP, Dental Superstructures/Healing cap Ø5.5 H4mm, concave, int. hex., WP, Dental Superstructures/Healing cap Ø5.5 H5mm, concave, int. hex., WP, Dental Superstructures/Healing cap Ø5.5 H6mm, concave, int. hex., WP, Dental Superstructures/Wide dia. healing cap 3mm internal hex., Dental Superstructures/Wide dia. anatomic healing cap 3mm height internal hex., Dental Superstructures/Wide dia. healing cap 4mm internal hex., Dental Superstructures/Wide dia. anatomic healing cap 4mm height internal hex., Dental Superstructures/Wide dia. healing cap 5mm internal hex., Dental Superstructures/Wide dia. anatomic healing cap 5mm height internal hex., Dental Superstructures/Complete prosthetic kit, H2 C6, concave, int. hex., SP, Dental Superstructures/Complete prosthetic kit, H3 C6, concave, int. hex., SP, Dental Superstructures/Complete prosthetic kit, H4 C6, concave, int. hex., SP, Dental Superstructures/1mm Complete prosthetic kit, h. 4mm, SP, Dental Superstructures/2mm Complete prosthetic kit, h. 4mm, SP, Dental Superstructures/3mm Complete prosthetic kit, h. 4mm, SP, Dental Superstructures/4mm Complete prosthetic kit, h. 4mm, SP, Dental Superstructures/1mm Complete prosthetic kit, h. 6mm, SP, Dental Superstructures/2mm Complete prosthetic kit, h. 6mm, SP, Dental Superstructures/3mm Complete prosthetic kit, h. 6mm, SP, Dental Superstructures/4mm Complete prosthetic kit, h. 6mm, SP, Dental Superstructures/1mm Complete prosthetic kit, h. 8mm, SP, Dental Superstructures/2mm Complete prosthetic kit, h. 8mm, SP, Dental Superstructures/3mm Complete prosthetic kit, h. 8mm, SP, Dental Superstructures/4mm Complete prosthetic kit, h. 8mm, SP, Dental Superstructures/Lockit abutment kit, H1mm, int. hex., NP, Dental Superstructures/Lockit abutment kit, H2mm, int. hex., NP, Dental Superstructures/Lockit abutment kit, H3mm, int. hex., NP, Dental Superstructures/Lockit abutment kit, H4mm, int. hex., NP, Dental Superstructures/Lockit abutment kit, H5mm, int. hex., NP, Dental Superstructures/CONNECT abutment, H=2mm, Ø4mm, coni. con., WP, Dental Superstructures/CONNECT abutment, H=2mm, Ø5.7mm, coni. con., WP, Dental Superstructures/CONNECT abutment, H=3mm, Ø4mm, coni. con., WP, Dental Superstructures/CONNECT abutment, H=3mm, Ø5.7mm, coni. con., WP, Dental Superstructures/CONNECT abutment, H=4mm, Ø4mm, coni. con., WP, Dental Superstructures/CONNECT abutment, H=4mm, Ø5.7mm, coni. con., WP, Dental Superstructures/Coni. con. 1mm transgingival abutment h.6mm, WP, Dental Superstructures/Coni. con. 2mm transgingival abutment h.6mm, WP, Dental Superstructures/Coni. con. 3mm transgingival abutment h.6mm, WP, Dental Superstructures/Coni. con. 4mm transgingival abutment h.6mm, WP, Dental Superstructures/EZ-Base abutment gingiva h.1.5mm, coni con, WP, Dental Superstructures/Coni. con. direct gold plastic cylinder, WP, Dental Superstructures/Coni. con. direct anti rotation gold plastic cyl., WP, Dental Superstructures/Healing cap Ø6.3x2mm coni. con., WP, Dental Superstructures/Healing cap Ø6.3x3mm coni. con., WP, Dental Superstructures/Healing cap Ø6.3x5mm coni. con., WP, Dental Superstructures/Healing cap Ø5.5x3mm coni. con., WP, Dental Superstructures/Healing cap Ø5.5x4mm coni. con., WP, Dental Superstructures/Healing cap Ø5.5x5mm coni. con., WP, Dental Superstructures/Healing cap Ø5.5x6mm coni. con., WP, Dental Superstructures/Titanium blank Ø9mm, anti rotation, coni. con., WP, Dental Superstructures/Titanium blank, anti rotation, conical connection, WP, Dental Superstructures/EZ-Base for scan, gingiva h.1.5mm, coni. con., WP, Dental Superstructures/LOCKiT abutment, H1mm, coni. con., WP, Dental Superstructures/LOCKiT abutment, H3mm, coni. con., WP, Dental Superstructures/LOCKiT abutment, H5mm, coni. con., WP, Dental Superstructures/Cementing post, 3mm gingiva height, coni. con., WP, Dental Superstructures/OT Equator, gingiva height 1mm, coni. con., WP, Dental Superstructures/OT Equator, gingiva height 3mm, coni. con., WP, Dental Superstructures/Coni. con. standard cementing post, WP, Dental Superstructures/Coni. con. Ti Base h. 4mm anti rotation, WP, Dental Superstructures/Coni. con. Ti Base h. 4mm free rotation, WP, Dental Superstructures/Ti Base anti rotation, gingiva h.1.5mm, coni. con., WP, Dental Superstructures/Ti Base anti rotation, gingiva h.3mm, coni. con., WP, Dental Superstructures/Ti Base free rotation, gingiva h.1.5mm, coni. con., WP, Dental Superstructures/Ti Base free rotation, gingiva h.3mm, coni. con., WP, Dental Superstructures/Direct temporary free rotation cylinder, coni. con., WP, Dental Superstructures/Direct temporary 2mm free rotation cylinder, coni. con., WP, Dental Superstructures/Direct temporary 3mm free rotation cylinder, coni. con., WP, Dental Superstructures/Direct temporary anti rotation cylinder, coni. con., WP., Dental Superstructures/Direct temporary 2mm anti rotation cylinder, coni. con., WP, Dental Superstructures/Anatomic healing cap 3mm height external hex., Dental Superstructures/Anatomic healing cap 4mm height external hex., Dental Superstructures/Anatomic healing cap 5mm height external hex., Dental Superstructures/Anatomic healing cap 6mm height external hex., Dental Superstructures/Healing cap 3mm height, ext. hex., NP, Dental Superstructures/Healing cap 4mm height, ext. hex., NP, Dental Superstructures/Healing cap 5mm height, ext. hex., NP, Dental Superstructures/Healing cap 6mm height, ext. hex., NP, Dental Superstructures/Wide dia. healing cap 3mm external hex., Dental Superstructures/Wide dia. anatomic healing cap 3mm high external hex., Dental Superstructures/Wide dia. healing cap 4mm external hex., Dental Superstructures/Wide dia. anatomic healing cap 4mm high external hex., Dental Superstructures/Wide dia. healing cap 5mm external hex., Dental Superstructures/Wide dia. anatomic healing cap 5mm high external hex., Dental Superstructures/OT Equator kit ext. hex., gingiva height 2mm, SP, Dental Superstructures/OT Equator kit ext. hex., gingiva height 3mm, SP, Dental Superstructures/OT Equator kit ext. hex., gingiva height 4mm, SP, Dental Superstructures/OT Equator kit ext. hex., gingiva height 5mm, SP, Dental Superstructures/OT Equator kit ext. hex., gingiva height 3mm, WP, Dental Superstructures/OT Equator kit ext. hex., gingiva height 5mm, WP, Dental Superstructures/1mm Complete prosthetic kit, h.4mm, WP, Dental Superstructures/2mm Complete prosthetic kit, h.4mm, WP, Dental Superstructures/3mm Complete prosthetic kit, h.4mm, WP, Dental Superstructures/4mm Complete prosthetic kit, h.4mm, WP, Dental Superstructures/1mm Complete prosthetic kit, h.6mm, WP, Dental Superstructures/Direct temporary 3mm anti rotation cylinder, coni. con., WP, Dental Superstructures/Coni. con. temporary plastic abutment, WP, Dental Superstructures/Coni. con. direct temporary plastic cylinder, WP, Dental Superstructures/Ball attachment anchor external hex. 1mm, Dental Superstructures/Ball attachment anchor external hex. 2mm, Dental Superstructures/Ball attachment anchor external hex. 3mm, Dental Superstructures/Ball attachment anchor external hex. 4mm, Dental Superstructures/Ball attachment anchor external hex. 5mm, Dental Superstructures/Cover screw ext. hex., NP | KOSLABOR- MEDICAL | 2024-03-13T00:00:00.000+01:00 | MIS Implants Technologies Ltd. - 2015600, Bar Lev Industrial Park, ISRAEL | MK-NOE1, MK-NOE2, MK-NOE3, MK-NOE4, MK-NOE5, MK-NPC62, MK-NPC63, MK-NPC64, MK-NPK41, MK-NPK42, MK-NPK43, MK-NPK44, MK-NPK61, MK-NPK62, MK-NPK63, MK-NPK64, MK-SLC1, MK-SLC2, MK-SLC3, MK-SLC4, MK-SLC5, MK-SOE1, MK-SOE2, MK-SOE3, MK-SOE4, MK-SOE5, MK-WLC1, MK-WLC3, MK-WLC5, MK-WOE1, MK-WOE3, MK-WPC62, MK-WPC63, MK-WPC64, MK-WPK41, MK-WPK42, MK-WPK43, MK-WPK44, MK-WPK61, MK-WPK62, MK-WPK63, MK-WPK64, MK-WPK81, MK-WPK82, MK-WPK83, MK-WPK84, MM-AN204, MM-BLU10, MM-CC040, MM-CCI40, MN-CPC63, MN-CPC64, MN-CPH13, MN-CPK41, MN-CPK42, MN-CPK43, MN-CPK44, MN-CPK61, MN-CPK62, MN-CPK63, MN-CPK64, MN-E0160, MN-EZB15, MN-FTB15, MN-FTB30, MN-GP010, MN-GPC10, MN-IB091, MN-IB121, MN-IN060, MN-LOC01, MN-LOC02, MN-LOC03, MN-LOC04, MN-LOC05, MM-CCR04, MM-CCR05, MM-CCRI4, MM-CCRI5, MM-CE046, MM-CE056, MM-CEI46, MM-CEI56, MM-CF048, MM-CF054, MM-CFI48, MM-CFI54, MM-CHC40, MM-CHC60, MM-CHC80, MM-CLE10, MM-GB100, MM-GBU10, MM-GRE10, MM-H0540, MM-H0557, MM-H1540, MM-H1557, MM-H3040, MM-H3057, MM-LOC02, MM-PIN10, MM-RED10, MM-S0160, MM-SA160, MM-SM010A, MM-ST160A, MM-TC040, MM-TC041, MM-TC057, MM-TCI40, MM-TCI41, MM-TCI57, MM-TRU10, MN-AGT12, MN-AN020, MN-AT101, MN-AT102, MN-AT202, MN-CC010, MN-CCI10, MN-CHC40, MN-CHC60, MN-CP013, MN-CPC62, EK-WPK62, EK-WPK63, EK-WPK64, EK-WPK83, EK-WPK84, EM-SA001, EN-A1015, EN-A1030, EN-A2015, EN-A2030, EN-CC015, EN-CCI15, EN-CPK61, EN-CPK62, EN-CPK63, EN-CPK64, EN-MAC10, EN-S0160, EN-S1480, EN-S2480, EN-S3480, EN-S4480, EN-S5480, EN-TB010, EN-TB020, EN-TB030, EN-TBF10, EN-TBF20, EN-TBF30, EN-TC013, EN-TCH13, ES-AN171, ES-AN301, ES-S1480, ES-S2480, ES-S3480, ES-S4480, ES-S5480, ES-TB010, ES-TB020, ES-TB030, ES-TBF10, ES-TBF20, ES-TBF30, EW-AN151, EW-AN171, EW-AN301, EW-B1550, EW-B3550, EW-B5550, EW-CC015, EW-CCI15, EW-CPK41, EW-CPK42, EW-CPK43, EW-CPK44, EW-CPK61, EW-CPK62, EW-CPK63, EW-CPK64, EW-CTP10, EW-GP010, EW-GPC10, EW-MAC10, EW-OE350A, EW-OE550A, EW-P0010, EW-P1510, EW-S1480, EW-S3480, EW-TB010, EW-TB020, EW-TB030, EW-TBF10, EW-TBF20, EW-TBF30, EW-TC013, EW-TCH13, MA-N1480, MA-N2480, MA-N3480, MA-N4480, MA-N5480, MA-NC248, MA-NC348, MA-NC448, MA-S1480, MA-S2480, MA-S3480, MA-S4480, MA-S5480, MA-SA171, MA-SA301, MA-SC248, MA-SC348, MA-SC448, MA-SO171, MA-SO172, MA-SO301, MA-SO302, MA-W1480, MA-W3480, MA-W5480, MA-WA171, MA-WA301, MA-WC348, MA-WC548, MA-WO171, MA-WO172, MA-WO301, MA-WO302, MB-AN152, MB-AN252, MB-DMH10, MB-GPS10, MB-N1375, MB-N2330, MB-N2375, MB-N3330, MB-N3375, MB-N4330, MB-N4375, MB-N5375, MB-PPC10, MB-PPR10, MB-SF200, MB-TBS10, MB-TBS20, MB-TTP10, MC1-00330, MC1-00375, MC1-00470, MC3-00330A, MC3-00375A, MC3-00470A, MD-A0010, MD-A1510, MD-A2510, MD-AGT12, MD-AN150, MD-AN151, MD-AN250, MD-AN251, MD-AT152, MD-AT153, MD-AT252, MD-AT253, MD-CC010, MD-CCI10, MD-CP013, MD-CP050, MD-CPC62, MD-CPC63, MD-CPC64, MD-CPH13, MD-CPH50, MD-CPK41, MD-CPK42, MD-CPK43, MD-CPK44, MD-CPK61, MD-CPK62, MD-CPK63, MD-CPK64, MD-CPK81, MD-CPK82, MD-CPK83, MD-CPK84, MD-CTP10, MD-E0220, MD-EZB15, MD-FTB15, MD-FTB30, MD-G0220, MD-GP010, MD-GP0G1, MD-GPC10, MD-GPCG1, MD-GPH13, MD-IB091, MD-IB121, MD-IN060, MD-LOC01, MD-LOC02, MD-LOC03, MD-LOC04, MD-LOC05, MD-MAC10, MD-MACF1, MD-MACG1, MD-MC102, MD-OE137A, MD-OE237A, MD-OE337A, MD-OE437A, MD-OE537A, MD-P0030, MD-P1530, MD-P2530, MD-S0200, MD-S0220, MD-S0222, MD-S0224, MD-S0225, MD-TB001, MD-TB002, MD-TBC15, MD-TBC30, MD-TC013, MD-TC023, MD-TC033, MD-TCH13, MD-TCH23, MD-TCH33, MD-TPA10, MD-TPA12, MD-TPH50, MD-WMAC1, MH-03375, MH-04375, MH-05375, MH-06375, MH-52330, MH-53330, MH-53375, MH-54330, MH-54375, MH-55330, MH-55375, MH-56330, MH-56375, MH-A3375, MH-A4375, MH-A5375, MH-A6375, MH-N0440, MH-N0540, MH-N0640, MH-N2330, MH-N3330, MH-N4330, MH-N6330, MH-N8330, MH-S0448, MH-S0548, MH-S0648, MH-W0455, MH-W0555, MH-W0655, MH-W3500, MH-W3630, MH-W4500, MH-W4630, MH-W5500, MH-W5630, MK-CPC62, MK-CPC63, MK-CPC64, MK-CPK41, MK-CPK42, MK-CPK43, MK-CPK44, MK-CPK61, MK-CPK62, MK-CPK63, MK-CPK64, MK-CPK81, MK-CPK82, MK-CPK83, MK-CPK84, MK-NLC1, MK-NLC2, MK-NLC3, MK-NLC4, MK-NLC5, CW-C204 | Klasa IIb, Klasa IIa | Superstrukturat ,Abatmentet dentare dhe Aksesor te tjera | Pajisje dentare
16146 | External Low Power Pulse Oximeter | MONTAL | 2024-03-19T00:00:00.000+01:00 | Nonin Medical, Inc. 13700 1st Avenue North Plymouth MN 55441-5443 USA | 3012 | Klasa IIb | Pajisje per matjen e saturimit te oksigjenit dhe rahjeve te pulsit me fuqi te vogel | Instrumenta shumeperdorimeshe
16147 | Vanguard Knee Instrumentation - Vanguard™ Provisional Anterior Stabilized Tibial Trial 13mm x 91mm, Vanguard Knee Instrumentation - Vanguard™ Provisional Anterior Stabilized Tibial Trial 14mm x 91mm, Vanguard Knee Instrumentation - Vanguard™ Provisional Anterior Stabilized Tibial Trial 16mm x 91mm, Vanguard Knee Instrumentation - Vanguard™ Provisional Anterior Stabilized Tibial Trial 18mm x 91mm, Vanguard Knee Instrumentation - Vanguard™ Provisional Anterior Stabilized Tibial Trial 20mm x 91mm, Vanguard Knee Instrumentation - Vanguard™ Provisional Anterior Stabilized Tibial Trial 22mm x 91mm, Vanguard Knee Instrumentation - Vanguard™ Provisional Anterior Stabilized Tibial Trial 24mm x 91mm, Vanguard Knee Instrumentation - Maxim Accel Tibial Bearing Trial Cruciate Retaining - 10mm Thick x 59mm | T R I M E D | 2024-03-21T00:00:00.000+01:00 | Biomet Orthopedics, 56 East Bell Drive P.O. Box 587 Warsaw, IN 46581 USA | 32-489163, 32-489164, 32-489166, 32-489168, 32-489170, 32-489172, 32-489174, RD455100, RD455101, RD455102, RD455103, RD455104, RD455110, RD455111, RD455112, RD455113, RD455114, RD455120, RD455121, RD455122, RD455123, RD455124, RD455130, RD455131, RD455132, RD455133, RD455134, RD455140, RD455141, RD455142, RD455143, RD455144, RD455150, RD455151, RD455152, RD455153, RD455154, RD455155, RD455156, RD455157, RD455160, RD455161, RD455162, RD455163, RD455164, RD455165, RD455166, RD455167, RD455170, RD455171, RD455172, RD455173, RD455174, RD455175, RD455176, RD455177, RD455180, RD455181, RD455182, RD455183, RD455184, RD455185, RD455186, RD455187, RD455190, RD455191, RD455192, RD455193, RD455194, RD455195, RD455196, RD455197, RD456050, RD456051, RD456052, RD456053, RD456054, RD456055, RD456056, RD456057, RD456058, RD456060, RD456061, RD456062, RD456063, RD456064, RD456065, RD456066, RD456067, RD456068, 32-488512, 32-488513, 32-488515, 32-488516, 32-488517, 32-488518, 32-488519, 32-489000, 32-489001, 32-489002, 32-489003, 32-489004, 32-489006, 32-489008, 32-489010, 32-489012, 32-489014, 32-489020, 32-489021, 32-489022, 32-489023, 32-489024, 32-489026, 32-489028, 32-489030, 32-489032, 32-489034, 32-489040, 32-489041, 32-489042, 32-489043, 32-489044, 32-489046, 32-489048, 32-489050, 32-489052, 32-489054, 32-489060, 32-489061, 32-489062, 32-489063, 32-489064, 32-489066, 32-489068, 32-489070, 32-489072, 32-489074, 32-489080, 32-489081, 32-489082, 32-489083, 32-489084, 32-489086, 32-489088, 32-489090, 32-489092, 32-489094, 32-489100, 32-489101, 32-489102, 32-489103, 32-489104, 32-489106, 32-489108, 32-489110, 32-489112, 32-489114, 32-489120, 32-489121, 32-489122, 32-489123, 32-489124, 32-489126, 32-489128, 32-489130, 32-489132, 32-489134, 32-489140, 32-489141, 32-489142, 32-489143, 32-489144, 32-489146, 32-489148, 32-489150, 32-489152, 32-489154, 32-489160, 32-489161, 32-489162, 32-486775, 32-486800, 32-486802, 32-486803, 32-486804, 32-486805, 32-486806, 32-486809, 32-486810, 32-486811, 32-486812, 32-486813, 32-486814, 32-486815, 32-486816, 32-486822, 32-486830, 32-486831, 32-486832, 32-486833, 32-486834, 32-486835, 32-486836, 32-486837, 32-486839, 32-486840, 32-486841, 32-486842, 32-486843, 32-486844, 32-486845, 32-486846, 32-486853, 32-486854, 32-486855, 32-486870, 32-486872, 32-486874, 32-486876, 32-486878, 32-486880, 32-486882, 32-486884, 32-486886, 32-486888, 32-487000, 32-487001, 32-487002, 32-487003, 32-487004, 32-487005, 32-487006, 32-487007, 32-487010, 32-487023, 32-487024, 32-487025, 32-487026, 32-487027, 32-487030, 32-487035, 32-487040, 32-487050, 32-487060, 32-487061, 32-487062, 32-487070, 32-487100, 32-487101, 32-487102, 32-487103, 32-487104, 32-487105, 32-487106, 32-487107, 32-487108, 32-487109, 32-487111, 32-487120, 32-487121, 32-487122, 32-487123, 32-487124, 32-487125, 32-487126, 32-487127, 32-487128, 32-487130, 32-487131, 32-487132, 32-487133, 32-487134, 32-487135, 32-487136, 32-487137, 32-487138, 32-487145, 32-487146, 32-487147, 32-487148, 32-487200, 32-487201, 32-487202, 32-487203, 32-487204, 32-487205, 32-487206, 32-487207, 32-487208, 32-487209, 32-487214, 32-487215, 32-487216, 32-487217, 32-487220, 32-487221, 32-487222, 32-487223, 32-487224, 32-487225, 32-487226, 32-487227, 32-487228, 32-487229, 32-487230, 32-487231, 32-487232, 32-487233, 32-487234, 32-487235, 32-487240, 32-487241, 32-487242, 32-487243, 32-487244, 32-487245, 32-487260, 32-487261, 32-487262, 32-487263, 32-487264, 32-487265, 32-487266, 32-487267, 32-487268, 32-487269, 32-487271, 32-487272, 32-487274, 32-487275, 32-487276, 32-487277, 32-487279, 32-487282, 32-487550, 32-487551, 32-487552, 32-487555, 32-487556, 32-487557, 32-487598, 32-487599, 32-487999, 32-488000, 32-488040, 32-488050, 32-488052, 32-488054, 32-488056, 32-488058, 32-488060, 32-488100, 32-488102, 32-488104, 32-488106, 32-488108, 32-488110, 32-488120, 32-488150, 32-488151, 32-488152, 32-488155, 32-488200, 32-488202, 32-488204, 32-488206, 32-488208, 32-488210, 32-488214, 32-488215, 32-488216, 32 | Klasa I, Klasa IIa | Vanguard Knee Instrumentation janë instrumente të destinuara për të lehtësuar implantimin dhe eksplantimin e implanteve përkatëse | Instrumenta shumeperdorimeshe
Wide, Vanguard Knee Instrumentation - Maxim Accel Tibial Bearing Trial Cruciate Retaining - 12mm Thick x 59mm
Wide, Vanguard Knee Instrumentation - Maxim Accel Tibial Bearing Trial Cruciate Retaining - 14mm Thick x 59mm
Wide, Vanguard Knee Instrumentation - Maxim Accel Tibial Bearing Trial Cruciate Retaining - 16mm Thick x 59mm
Wide, Vanguard Knee Instrumentation - Maxim Accel Tibial Bearing Trial Cruciate Retaining - 18mm Thick x 59mm
Wide, Vanguard Knee Instrumentation - Maxim Accel Tibial Bearing Trial Cruciate Retaining - 10mm Thick x 63/67mm
Wide, Vanguard Knee Instrumentation - Maxim Accel Tibial Bearing Trial Cruciate Retaining - 12mm Thick x 63/67mm
Wide, Vanguard Knee Instrumentation - Maxim Accel Tibial Bearing Trial Cruciate Retaining - 14mm Thick x 63/67mm
Wide, Vanguard Knee Instrumentation - Maxim Accel Tibial Bearing Trial Cruciate Retaining - 16mm Thick x 63/67mm
Wide, Vanguard Knee Instrumentation - Maxim Accel Tibial Bearing Trial Cruciate Retaining - 18mm Thick x 63/67mm
Wide, Vanguard Knee Instrumentation - Maxim Accel Tibial Bearing Trial Cruciate Retaining - 10mm Thick x 71/75mm
Wide, Vanguard Knee Instrumentation - Maxim Accel Tibial Bearing Trial Cruciate Retaining - 12mm Thick x 71/75mm
Wide, Vanguard Knee Instrumentation - Maxim Accel Tibial Bearing Trial Cruciate Retaining - 14mm Thick x 71/75mm
Wide, Vanguard Knee Instrumentation - Maxim Accel Tibial Bearing Trial Cruciate Retaining - 16mm Thick x 71/75mm
Wide, Vanguard Knee Instrumentation - Maxim Accel Tibial Bearing Trial Cruciate Retaining - 18mm Thick x 71/75mm
Wide, Vanguard Knee Instrumentation - Maxim Accel Tibial Bearing Trial Cruciate Retaining - 10mm Thick x 79/83mm
Wide, Vanguard Knee Instrumentation - Maxim Accel Tibial Bearing Trial Cruciate Retaining - 12mm Thick x 79/83mm
Wide, Vanguard Knee Instrumentation - Maxim Accel Tibial Bearing Trial Cruciate Retaining - 14mm Thick x 79/83mm
Wide, Vanguard Knee Instrumentation - Maxim Accel Tibial Bearing Trial Cruciate Retaining - 16mm Thick x 79/83mm
Wide, Vanguard Knee Instrumentation - Maxim Accel Tibial Bearing Trial Cruciate Retaining - 18mm Thick x 79/83mm
Wide, Vanguard Knee Instrumentation - Maxim Accel Tibial Bearing Trial Cruciate Retaining - 10mm Thick x 87/91mm
Wide, Vanguard Knee Instrumentation - Maxim Accel Tibial Bearing Trial Cruciate Retaining - 12mm Thick x 87/91mm
Wide, Vanguard Knee Instrumentation - Maxim Accel Tibial Bearing Trial Cruciate Retaining - 14mm Thick x 87/91mm
Wide, Vanguard Knee Instrumentation - Maxim Accel Tibial Bearing Trial Cruciate Retaining - 16mm Thick x 87/91mm
Wide, Vanguard Knee Instrumentation - Maxim Accel Tibial Bearing Trial Cruciate Retaining - 18mm Thick x 87/91mm
Wide, Vanguard Knee Instrumentation - Maxim Accel Tibial Bearing Trial CR LIP / PS / PS+ 10mm Thick x 59mm
Wide, Vanguard Knee Instrumentation - Maxim Accel Tibial Bearing Trial CR LIP / PS / PS+ 12mm Thick x 59mm
Wide, Vanguard Knee Instrumentation - Maxim Accel Tibial Bearing Trial CR LIP / PS / PS+ 14mm Thick x 59mm
Wide, Vanguard Knee Instrumentation - Maxim Accel Tibial Bearing Trial CR LIP / PS / PS+ 16mm Thick x 59mm
Wide, Vanguard Knee Instrumentation - Maxim Accel Tibial Bearing Trial CR LIP / PS / PS+ 18mm Thick x 59mm
Wide, Vanguard Knee Instrumentation - Maxim Accel Tibial Bearing Trial CR LIP / PS / PS+ 20mm Thick x 59mm
Wide, Vanguard Knee Instrumentation - Maxim Accel Tibial Bearing Trial CR LIP / PS / PS+ 22mm Thick x 59mm
Wide, Vanguard Knee Instrumentation - Maxim Accel Tibial Bearing Trial CR LIP / PS / PS+ 24mm Thick x 59mm
Wide, Vanguard Knee Instrumentation - Maxim Accel Tibial Bearing Trial CR LIP / PS / PS+ 10mm Thick x 63/67mm
Wide, Vanguard Knee Instrumentation - Maxim Accel Tibial Bearing Trial CR LIP / PS / PS+ 12mm Thick x 63/67mm
Wide, Vanguard Knee Instrumentation - Maxim Accel Tibial Bearing Trial CR LIP / PS / PS+ 14mm Thick x 63/67mm
Wide, Vanguard Knee Instrumentation - Maxim Accel Tibial Bearing Trial CR LIP / PS / PS+ 16mm Thick x 63/67mm
Wide, Vanguard Knee Instrumentation - Maxim Accel Tibial Bearing Trial CR LIP / PS / PS+ 18mm Thick x 63/67mm
Wide, Vanguard Knee Instrumentation - Maxim Accel Tibial Bearing Trial CR LIP / PS / PS+ 20mm Thick x 63/67mm
Wide, Vanguard Knee Instrumentation - Maxim™ Accel Tibial Bearing Trial CR LIP / PS / PS PLUS – 22mm x
63/67mm, Vanguard Knee Instrumentation - Maxim™ Accel Tibial Bearing Trial CR LIP / PS / PS PLUS – 24mm x
63/67mm, Vanguard Knee Instrumentation - Maxim Accel Tibial Bearing Trial CR LIP / PS / PS+ 10mm Thick x 71/75mm
Wide, Vanguard Knee Instrumentation - Maxim Accel Tibial Bearing Trial CR LIP / PS / PS+ 12mm Thick x 71/75mm
Wide, Vanguard Knee Instrumentation - Maxim Accel Tibial Bearing Trial CR LIP / PS / PS+ 14mm Thick x 71/75mm
Wide, Vanguard Knee Instrumentation - Maxim Accel Tibial Bearing Trial CR LIP / PS / PS+ 16mm Thick x 71/75mm
Wide, Vanguard Knee Instrumentation - Maxim Accel Tibial Bearing Trial CR LIP / PS / PS+ 18mm Thick x 71/75mm
Wide, Vanguard Knee Instrumentation - Maxim Accel Tibial Bearing Trial CR LIP / PS / PS+ 20mm Thick x 71/75mm
Wide, Vanguard Knee Instrumentation - Maxim™ Accel Tibial Bearing Trial CR LIP / PS / PS PLUS – 22mm x
71/75mm, Vanguard Knee Instrumentation - Maxim™ Accel Tibial Bearing Trial CR LIP / PS / PS PLUS – 24mm x
71/75mm, Vanguard Knee Instrumentation - Maxim Accel Tibial Bearing Trial CR LIP / PS / PS+ 10mm Thick x 79/83mm
Wide, Vanguard Knee Instrumentation - Maxim Accel Tibial Bearing Trial CR LIP / PS / PS+ 12mm Thick x 79/83mm
Wide, Vanguard Knee Instrumentation - Maxim Accel Tibial Bearing Trial CR LIP / PS / PS+ 14mm Thick x 79/83mm
Wide, Vanguard Knee Instrumentation - Maxim Accel Tibial Bearing Trial CR LIP / PS / PS+ 16mm Thick x 79/83mm
Wide, Vanguard Knee Instrumentation - Maxim Accel Tibial Bearing Trial CR LIP / PS / PS+ 18mm Thick x 79/83mm
Wide, Vanguard Knee Instrumentation - Maxim Accel Tibial Bearing Trial CR LIP / PS / PS+ 20mm Thick x 79/83mm
Wide, Vanguard Knee Instrumentation - Maxim™ Accel Tibial Bearing Trial CR LIP / PS / PS PLUS – 22mm x
79/83mm, Vanguard Knee Instrumentation - Maxim™ Accel Tibial Bearing Trial CR LIP / PS / PS PLUS – 24mm x
79/83mm, Vanguard Knee Instrumentation - Maxim Accel Tibial Bearing Trial CR LIP / PS / PS+ 10mm Thick x 87/91mm
Wide, Vanguard Knee Instrumentation - Maxim Accel Tibial Bearing Trial CR LIP / PS / PS+ 12mm Thick x 87/91mm
Wide, Vanguard Knee Instrumentation - Maxim Accel Tibial Bearing Trial CR LIP / PS / PS+ 14mm Thick x 87/91mm
Wide, Vanguard Knee Instrumentation - Maxim Accel Tibial Bearing Trial CR LIP / PS / PS+ 16mm Thick x 87/91mm
Wide, Vanguard Knee Instrumentation - Maxim Accel Tibial Bearing Trial CR LIP / PS / PS+ 18mm Thick x 87/91mm
Wide, Vanguard Knee Instrumentation - Maxim Accel Tibial Bearing Trial CR LIP / PS / PS+ 20mm Thick x 87/91mm
Wide, Vanguard Knee Instrumentation - Maxim Accel Tibial Bearing Trial CR LIP / PS / PS+ 22mm Thick x 87/91mm
Wide, Vanguard Knee Instrumentation - Maxim Accel Tibial Bearing Trial CR LIP / PS / PS+ 24mm Thick x 87/91mm
Wide, Vanguard Knee Instrumentation - Vanguard™ Anterior Reference A/P Cutting Block 55mm, Vanguard Knee Instrumentation - Vanguard™ Anterior Reference A/P Cutting Block 60mm, Vanguard Knee Instrumentation - Vanguard™ Anterior Reference A/P Cutting Block 65mm, Vanguard Knee Instrumentation - Vanguard™ Anterior Reference A/P Cutting Block 70mm, Vanguard Knee Instrumentation - Vanguard™ Anterior Reference A/P Cutting Block 75mm, Vanguard Knee Instrumentation - Vanguard™ Anterior Reference A/P Cutting Block 80mm, Vanguard Knee Instrumentation - Vanguard™ Anterior Reference A/P Cutting Block 57.5mm, Vanguard Knee Instrumentation - Vanguard™ Anterior Reference A/P Cutting Block 62.5mm, Vanguard Knee Instrumentation - Vanguard™ Anterior Reference A/P Cutting Block 67.5mm, Vanguard Knee Instrumentation - Vanguard™ Chamfer Anterior Reference Cutting Block 55mm, Vanguard Knee Instrumentation - Vanguard™ Chamfer Anterior Reference Cutting Block 60mm, Vanguard Knee Instrumentation - Vanguard™ Chamfer Anterior Reference Cutting Block 65mm, Vanguard Knee Instrumentation - Vanguard™ Chamfer Anterior Reference Cutting Block 70mm, Vanguard Knee Instrumentation - Vanguard™ Chamfer Anterior Reference Cutting Block 75mm, Vanguard Knee Instrumentation - Vanguard™ Chamfer Anterior Reference Cutting Block 80mm, Vanguard Knee Instrumentation - Vanguard™ Chamfer Anterior Reference Cutting Block 57.5mm, Vanguard Knee Instrumentation - Vanguard™ Chamfer Anterior Reference Cutting Block 62.5mm, Vanguard Knee Instrumentation - Vanguard™ Chamfer Anterior Reference Cutting Block 67.5mm, Vanguard Knee Instrumentation - Vanguard™ Revision Box Chisel, Vanguard Knee Instrumentation - Vanguard™ Revision Tibial Punch, Vanguard Knee Instrumentation - Vanguard™ Offset Positioning Bushing 0mm, Vanguard Knee Instrumentation - Vanguard™ Offset Positioning Bushing 2.5mm, Vanguard Knee Instrumentation - Vanguard™ Instruments Offset Positioning Bushing 5mm, Vanguard Knee Instrumentation - Vanguard™ Offset Reamer Bushing Straight, Vanguard Knee Instrumentation - Vanguard™ Offset Reamer Bushing Angled, Vanguard Knee Instrumentation - Vanguard™ Provisional Anterior Stabilized Tibial Trial 10mm x 59mm, Vanguard Knee Instrumentation - Vanguard™ Provisional Anterior Stabilized Tibial Trial 11mm x 59mm, Vanguard Knee Instrumentation - Vanguard™ Provisional Anterior Stabilized Tibial Trial 12mm x 59mm, Vanguard Knee Instrumentation - Vanguard™ Provisional Anterior Stabilized Tibial Trial 13mm x 59mm, Vanguard Knee Instrumentation - Vanguard™ Provisional Anterior Stabilized Tibial Trial 14mm x 59mm, Vanguard Knee Instrumentation - Vanguard™ Provisional Anterior Stabilized Tibial Trial 16mm x 59mm, Vanguard Knee Instrumentation - Vanguard™ Provisional Anterior Stabilized Tibial Trial 18mm x 59mm, Vanguard Knee Instrumentation - Vanguard™ Provisional Anterior Stabilized Tibial Trial 20mm x 59mm, Vanguard Knee Instrumentation - Vanguard™ Provisional Anterior Stabilized Tibial Trial 22mm x 59mm, Vanguard Knee Instrumentation - Vanguard™ Provisional Anterior Stabilized Tibial Trial 24mm x 59mm, Vanguard Knee Instrumentation - Vanguard™ Provisional Anterior Stabilized Tibial Trial 10mm x 63mm, Vanguard Knee Instrumentation - Vanguard™ Provisional Anterior Stabilized Tibial Trial 11mm x 63mm, Vanguard Knee Instrumentation - Vanguard™ Provisional Anterior Stabilized Tibial Trial 12mm x 63mm, Vanguard Knee Instrumentation - Vanguard™ Provisional Anterior Stabilized Tibial Trial 13mm x 63mm, Vanguard Knee Instrumentation - Vanguard™ Provisional Anterior Stabilized Tibial Trial 14mm x 63mm, Vanguard Knee Instrumentation - Vanguard™ Provisional Anterior Stabilized Tibial Trial 16mm x 63mm, Vanguard Knee Instrumentation - Vanguard™ Provisional Anterior Stabilized Tibial Trial 18mm x 63mm, Vanguard Knee Instrumentation - Vanguard™ Provisional Anterior Stabilized Tibial Trial 20mm x 63mm, Vanguard Knee Instrumentation - Vanguard™ Provisional Anterior Stabilized Tibial Trial 22mm x 63mm, Vanguard Knee Instrumentation - Vanguard™ Provisional Anterior Stabilized Tibial Trial 24mm x 63mm, Vanguard Knee Instrumentation - Vanguard™ Provisional Anterior Stabilized Tibial Trial 10mm x 67mm, Vanguard Knee Instrumentation - Vanguard™ Provisional Anterior Stabilized Tibial Trial 11mm x 67mm, Vanguard Knee Instrumentation - Vanguard™ Provisional Anterior Stabilized Tibial Trial 12mm x 67mm, Vanguard Knee Instrumentation - Vanguard™ Provisional Anterior Stabilized Tibial Trial 13mm x 67mm, Vanguard Knee Instrumentation - Vanguard™ Provisional Anterior Stabilized Tibial Trial 14mm x 67mm, Vanguard Knee Instrumentation - Vanguard™ Provisional Anterior Stabilized Tibial Trial 16mm x 67mm, Vanguard Knee Instrumentation - Vanguard™ Provisional Anterior Stabilized Tibial Trial 18mm x 67mm, Vanguard Knee Instrumentation - Vanguard™ Provisional Anterior Stabilized Tibial Trial 20mm x 67mm, Vanguard Knee Instrumentation - Vanguard™ Provisional Anterior Stabilized Tibial Trial 22mm x 67mm, Vanguard Knee Instrumentation - Vanguard™ Provisional Anterior Stabilized Tibial Trial 24mm x 67mm, Vanguard Knee Instrumentation - Vanguard™ Provisional Anterior Stabilized Tibial Trial 10mm x 71mm, Vanguard Knee Instrumentation - Vanguard™ Provisional Anterior Stabilized Tibial Trial 11mm x 71mm, Vanguard Knee Instrumentation - Vanguard™ Provisional Anterior Stabilized Tibial Trial 12mm x 71mm, Vanguard Knee Instrumentation - Vanguard™ Provisional Anterior Stabilized Tibial Trial 13mm x 71mm, Vanguard Knee Instrumentation - Vanguard™ Provisional Anterior Stabilized Tibial Trial 14mm x 71mm, Vanguard Knee Instrumentation - Vanguard™ Provisional Anterior Stabilized Tibial Trial 16mm x 71mm, Vanguard Knee Instrumentation - Vanguard™ Provisional Anterior Stabilized Tibial Trial 18mm x 71mm, Vanguard Knee Instrumentation - Vanguard™ Provisional Anterior Stabilized Tibial Trial 20mm x 71mm, Vanguard Knee Instrumentation - Vanguard™ Provisional Anterior Stabilized Tibial Trial 22mm x 71mm, Vanguard Knee Instrumentation - Vanguard™ Provisional Anterior Stabilized Tibial Trial 24mm x 71mm, Vanguard Knee Instrumentation - Vanguard™ Provisional Anterior Stabilized Tibial Trial 10mm x 75mm, Vanguard Knee Instrumentation - Vanguard™ Provisional Anterior Stabilized Tibial Trial 11mm x 75mm, Vanguard Knee Instrumentation - Vanguard™ Provisional Anterior Stabilized Tibial Trial 12mm x 75mm, Vanguard Knee Instrumentation - Vanguard™ Provisional Anterior Stabilized Tibial Trial 13mm x 75mm, Vanguard Knee Instrumentation - Vanguard™ Provisional Anterior Stabilized Tibial Trial 14mm x 75mm, Vanguard Knee Instrumentation - Vanguard™ Provisional Anterior Stabilized Tibial Trial 16mm x 75mm, Vanguard Knee Instrumentation - Vanguard™ Provisional Anterior Stabilized Tibial Trial 18mm x 75mm, Vanguard Knee Instrumentation - Vanguard™ Provisional Anterior Stabilized Tibial Trial 20mm x 75mm, Vanguard Knee Instrumentation - Vanguard™ Provisional Anterior Stabilized Tibial Trial 22mm x 75mm, Vanguard Knee Instrumentation - Vanguard™ Provisional Anterior Stabilized Tibial Trial 24mm x 75mm, Vanguard Knee Instrumentation - Vanguard™ Provisional Anterior Stabilized Tibial Trial 10mm x 79mm, Vanguard Knee Instrumentation - Vanguard™ Provisional Anterior Stabilized Tibial Trial 11mm x 79mm, Vanguard Knee Instrumentation - Vanguard™ Provisional Anterior Stabilized Tibial Trial 12mm x 79mm, Vanguard Knee Instrumentation - Vanguard™ Provisional Anterior Stabilized Tibial Trial 13mm x 79mm, Vanguard Knee Instrumentation - Vanguard™ Provisional Anterior Stabilized Tibial Trial 14mm x 79mm, Vanguard Knee Instrumentation - Vanguard™ Provisional Anterior Stabilized Tibial Trial 16mm x 79mm, Vanguard Knee Instrumentation - Vanguard™ Provisional Anterior Stabilized Tibial Trial 18mm x 79mm, Vanguard Knee Instrumentation - Vanguard™ Provisional Anterior Stabilized Tibial Trial 20mm x 79mm, Vanguard Knee Instrumentation - Vanguard™ Provisional Anterior Stabilized Tibial Trial 22mm x 79mm, Vanguard Knee Instrumentation - Vanguard™ Provisional Anterior Stabilized Tibial Trial 24mm x 79mm, Vanguard Knee Instrumentation - Vanguard™ Provisional Anterior Stabilized Tibial Trial 10mm x 83mm, Vanguard Knee Instrumentation - Vanguard™ Provisional Anterior Stabilized Tibial Trial 11mm x 83mm, Vanguard Knee Instrumentation - Vanguard™ Provisional Anterior Stabilized Tibial Trial 12mm x 83mm, Vanguard Knee Instrumentation - Vanguard™ Provisional Anterior Stabilized Tibial Trial 13mm x 83mm, Vanguard Knee Instrumentation - Vanguard™ Provisional Anterior Stabilized Tibial Trial 14mm x 83mm, Vanguard Knee Instrumentation - Vanguard™ Provisional Anterior Stabilized Tibial Trial 16mm x 83mm, Vanguard Knee Instrumentation - Vanguard™ Provisional Anterior Stabilized Tibial Trial 18mm x 83mm, Vanguard Knee Instrumentation - Vanguard™ Provisional Anterior Stabilized Tibial Trial 20mm x 83mm, Vanguard Knee Instrumentation - Vanguard™ Provisional Anterior Stabilized Tibial Trial 22mm x 83mm, Vanguard Knee Instrumentation - Vanguard™ Provisional Anterior Stabilized Tibial Trial 24mm x 83mm, Vanguard Knee Instrumentation - Vanguard™ Provisional Anterior Stabilized Tibial Trial 10mm x 87mm, Vanguard Knee Instrumentation - Vanguard™ Provisional Anterior Stabilized Tibial Trial 11mm x 87mm, Vanguard Knee Instrumentation - Vanguard™ Provisional Anterior Stabilized Tibial Trial 12mm x 87mm, Vanguard Knee Instrumentation - Vanguard™ Provisional Anterior Stabilized Tibial Trial 13mm x 87mm, Vanguard Knee Instrumentation - Vanguard™ Provisional Anterior Stabilized Tibial Trial 14mm x 87mm, Vanguard Knee Instrumentation - Vanguard™ Provisional Anterior Stabilized Tibial Trial 16mm x 87mm, Vanguard Knee Instrumentation - Vanguard™ Provisional Anterior Stabilized Tibial Trial 18mm x 87mm, Vanguard Knee Instrumentation - Vanguard™ Provisional Anterior Stabilized Tibial Trial 20mm x 87mm, Vanguard Knee Instrumentation - Vanguard™ Provisional Anterior Stabilized Tibial Trial 22mm x 87mm, Vanguard Knee Instrumentation - Vanguard™ Provisional Anterior Stabilized Tibial Trial 24mm x 87mm, Vanguard Knee Instrumentation - Vanguard™ Provisional Anterior Stabilized Tibial Trial 10mm x 91mm, Vanguard Knee Instrumentation - Vanguard™ Provisional Anterior Stabilized Tibial Trial 11mm x 91mm, Vanguard Knee Instrumentation - Vanguard™ Provisional Anterior Stabilized Tibial Trial 12mm x 91mm, Vanguard Knee Instrumentation - Series A Patella Protector 3 Post 40mm, Vanguard Knee Instrumentation - Vanguard™ Patella Mill Handle, Vanguard Knee Instrumentation - Vanguard™ Patella Mill Reamer Shaft with Stop, Vanguard Knee Instrumentation - Vanguard™ Patella Sizer – Standard, Vanguard Knee Instrumentation - Vanguard™ Patella Sizer – Thin 28mm, 31mm, 34mm, 37mm, Vanguard Knee Instrumentation - Vanguard™ Patella Mill Modular Cement Clamp Bushing, Vanguard Knee Instrumentation - Vanguard™ Patella Sizer – Thin 25mm – 40mm, Vanguard Knee Instrumentation - Vanguard™ Patella Mill Reamer Shaft, Vanguard Knee Instrumentation - Vanguard™ Patella Reamer 25mm, Vanguard Knee Instrumentation - Vanguard™ Patella Reamer 28mm, Vanguard Knee Instrumentation - Vanguard™ Patella Reamer 31mm, Vanguard Knee Instrumentation - Vanguard™ Patella Reamer 34mm, Vanguard Knee Instrumentation - Vanguard™ Patella Reamer 37mm, Vanguard Knee Instrumentation - Vanguard™ Patella Reamer 40mm, Vanguard Knee Instrumentation - Vanguard™ Patella Reamer 43mm, Vanguard Knee Instrumentation - Vanguard™ Patella Mill 3-Peg Drill Guide, Vanguard Knee Instrumentation - Vanguard™ Patella Mill Bushing 25mm, Vanguard Knee Instrumentation - Vanguard™ Patella Mill Bushing 28mm, Vanguard Knee Instrumentation - Vanguard™ Patella Mill Bushing 31mm, Vanguard Knee Instrumentation - Vanguard™ Patella Mill Bushing 34mm, Vanguard Knee Instrumentation - Vanguard™ Patella Mill Bushing 37mm, Vanguard Knee Instrumentation - Vanguard™ Patella Mill Bushing 40mm, Vanguard Knee Instrumentation - Vanguard™ Patella Mill Bushing 43mm, Vanguard Knee Instrumentation - Vanguard™ Patella Mill Bushing 46mm, Vanguard Knee Instrumentation - Vanguard™ Patella Mill Bushing 52mm, Vanguard Knee Instrumentation - Series A Pegless Patella Mill Grater – 25mm, Vanguard Knee Instrumentation - Series A Pegless Patella Mill Grater – 28mm, Vanguard Knee Instrumentation - Series A Pegless Patella Mill Grater – 31mm, Vanguard Knee Instrumentation - Series A Pegless Patella Mill Grater – 34mm, Vanguard Knee Instrumentation - Series A Pegless Patella Mill Grater – 37mm, Vanguard Knee Instrumentation - Series A Pegless Patella Mill Grater – 40mm, Vanguard Knee Instrumentation - Series A Pegless Patella Mill Grater – 43mm, Vanguard Knee Instrumentation - Vanguard™ Patella Mill Ring 34mm, Vanguard Knee Instrumentation - Vanguard™ Patella Mill Ring 37mm, Vanguard Knee Instrumentation - Vanguard™ Patella Mill Ring 40mm, Vanguard Knee Instrumentation - Vanguard™ Patella Spacer 6.2mm, Vanguard Knee Instrumentation - Vanguard™ Patella Spacer 7.8mm, Vanguard Knee Instrumentation - Vanguard™ Patella Spacer 8.0mm, Vanguard Knee Instrumentation - Vanguard™ Patella Spacer 8.5mm, Vanguard Knee Instrumentation - Vanguard™ Patella Spacer 10.0mm, Vanguard Knee Instrumentation - Vanguard™ 1-Peg Patella Spacer 6.2mm, Vanguard Knee Instrumentation - Vanguard™ 1-Peg Patella Spacer 7.8mm, Vanguard Knee Instrumentation - Vanguard™ 1-Peg Patella Spacer 8.0mm, Vanguard Knee Instrumentation - Vanguard™ 1-Peg Patella Spacer 8.5mm, Vanguard Knee Instrumentation - Vanguard™ 1-Peg Patella Spacer 10.0mm, Vanguard Knee Instrumentation - Vanguard™ Adjustable Distal Cutting Guide, Vanguard Knee Instrumentation - Vanguard™ Distal Cut Block w/ Handles, Vanguard Knee Instrumentation - Vanguard™ Distal Cut Block w/o Handles, Vanguard Knee Instrumentation - Vanguard™ Valgus Wing – 3° Right, Vanguard Knee Instrumentation - Vanguard™ Valgus Wing – 4° Right, Vanguard Knee Instrumentation - Vanguard™ Valgus Wing – 5° Right, Vanguard Knee Instrumentation - Vanguard™ Valgus Wing – 6° Right, Vanguard Knee Instrumentation - Vanguard™ Valgus Wing – 7° Right, Vanguard Knee Instrumentation - Vanguard™ Adjustable Distal Resector Adapter, Vanguard Knee Instrumentation - Vanguard™ Valgus Wing – 3° Left, Vanguard Knee Instrumentation - Vanguard™ Valgus Wing – 4° Left, Vanguard Knee Instrumentation - Vanguard™ Valgus Wing – 5° Left, Vanguard Knee Instrumentation - Vanguard™ Valgus Wing – 6° Left, Vanguard Knee Instrumentation - Vanguard™ Valgus Wing – 7° Left, Vanguard Knee Instrumentation - Vanguard™ Premier™ Modular I/M Rod, Vanguard Knee Instrumentation - Vanguard™ Premier™ I/M Femoral Elevator, Vanguard Knee Instrumentation - Vanguard™ Modular T-Handle, Vanguard Knee Instrumentation - Vanguard™ Adjustable AP Sizer, Vanguard Knee Instrumentation - Vanguard™ Width Checker Sizing Wing 55/57.5, Vanguard Knee Instrumentation - Vanguard™ Width Checker Sizing Wing 60/65, Vanguard Knee Instrumentation - Vanguard™ Width Checker Sizing Wing 67.5/75, Vanguard Knee Instrumentation - Vanguard™ AP-Shift Block, Vanguard Knee Instrumentation - Vanguard™ Femoral Contour Block 55mm, Vanguard Knee Instrumentation - Vanguard™ Femoral Contour Block 57.5mm, Vanguard Knee Instrumentation - Vanguard™ Femoral Contour Block 60mm, Vanguard Knee Instrumentation - Vanguard™ Femoral Contour Block 62.5mm, Vanguard Knee Instrumentation - Vanguard™ Femoral Contour Block 65mm, Vanguard Knee Instrumentation - Vanguard™ Femoral Contour Block 67.5mm, Vanguard Knee Instrumentation - Vanguard™ Femoral Contour Block 70mm, Vanguard Knee Instrumentation - Vanguard™ Femoral Contour Block 75mm, Vanguard Knee Instrumentation - Vanguard™ Femoral Contour Block 80mm, Vanguard Knee Instrumentation - Vanguard™ Femoral Contour Block 72.5mm, Vanguard Knee Instrumentation - Vanguard™ Premier™ One Piece Push Button Cut Block Handle, Vanguard Knee Instrumentation - Vanguard™ A-P Surface Cut Block 55mm, Vanguard Knee Instrumentation - Vanguard™ A-P Surface Cut Block 57.5mm, Vanguard Knee Instrumentation - Vanguard™ A-P Surface Cut Block 60mm, Vanguard Knee Instrumentation - Vanguard™ A-P Surface Cut Block 62.5mm, Vanguard Knee Instrumentation - Vanguard™ A-P Surface Cut Block 65mm, Vanguard Knee Instrumentation - Vanguard™ A-P Surface Cut Block 67.5mm, Vanguard Knee Instrumentation - Vanguard™ A-P Surface Cut Block 70mm, Vanguard Knee Instrumentation - Vanguard™ A-P Surface Cut Block 75mm, Vanguard Knee Instrumentation - Vanguard™ A-P Surface Cut Block 80mm, Vanguard Knee Instrumentation - Vanguard™ Chamfer Surface Block 55mm, Vanguard Knee Instrumentation - Vanguard™ Chamfer Surface Block 57.5mm, Vanguard Knee Instrumentation - Vanguard™ Chamfer Surface Block 60mm, Vanguard Knee Instrumentation - Vanguard™ Chamfer Surface Block 62.5mm, Vanguard Knee Instrumentation - Vanguard™ Chamfer Surface Block 65mm, Vanguard Knee Instrumentation - Vanguard™ Chamfer Surface Block 67.5mm, Vanguard Knee Instrumentation - Vanguard™ Chamfer Surface Block 70mm, Vanguard Knee Instrumentation - Vanguard™ Chamfer Surface Block 75mm, Vanguard Knee Instrumentation - Vanguard™ Chamfer Surface Block 80mm, Vanguard Knee Instrumentation - Vanguard 3 Degree Right Tibial Cut Block, Vanguard Knee Instrumentation - Vanguard 3 Degree Left Tibial Cut Block, Vanguard Knee Instrumentation - Vanguard 5 Degree Right Tibial Cut Block, Vanguard Knee Instrumentation - Vanguard 5 Degree Left Tibial Cut Block, Vanguard Knee Instrumentation - Vanguard™ PS Box Guide 55mm, Vanguard Knee Instrumentation - Vanguard™ PS Box Guide 57.5mm, Vanguard Knee Instrumentation - Vanguard™ PS Box Guide 60mm, Vanguard Knee Instrumentation - Vanguard™ PS Box Guide 62.5mm, Vanguard Knee Instrumentation - Vanguard™ PS Box Guide 65mm, Vanguard Knee Instrumentation - Vanguard™ PS Box Guide 67.5mm, Vanguard Knee Instrumentation - Vanguard™ PS Box Guide 70mm, Vanguard Knee Instrumentation - Vanguard™ PS Box Guide 75mm, Vanguard Knee Instrumentation - Vanguard™ PS Box Guide 80mm, Vanguard Knee Instrumentation - Vanguard™ PS Box Guide 72.5mm, Vanguard Knee Instrumentation - Vanguard™ PS Box Checker, Vanguard Knee Instrumentation - Vanguard™ Open Box Resection Gauge Straight, Vanguard Knee Instrumentation - Vanguard™ PS Closed Box Checker, Vanguard Knee Instrumentation - Vanguard™ PS Box Chisel, Vanguard Knee Instrumentation - Vanguard™ Box Mill Guide 55mm, Vanguard Knee Instrumentation - Vanguard™ Box Mill Guide 57.5mm, Vanguard Knee Instrumentation - Vanguard™ Box Mill Guide 60mm, Vanguard Knee Instrumentation - Vanguard™ Box Mill Guide 62.5mm, Vanguard Knee Instrumentation - Vanguard™ Box Mill Guide 65mm, Vanguard Knee Instrumentation - Vanguard™ Box Mill Guide 67.5mm, Vanguard Knee Instrumentation - Vanguard™ Box Mill Guide 70mm, Vanguard Knee Instrumentation - Vanguard™ Box Mill Guide 75mm, Vanguard Knee Instrumentation - Vanguard™ Box Mill Guide 80mm, Vanguard Knee Instrumentation - Vanguard™ Box Mill Guide 72.5mm, Vanguard Knee Instrumentation - Vanguard™ PS Box Reamer 55 - 60mm, Vanguard Knee Instrumentation - Vanguard™ PS Box Reamer 62.5 - 67.5mm, Vanguard Knee Instrumentation - Vanguard™ PS Box Reamer 70 – 75mm, Vanguard Knee Instrumentation - Vanguard™ PS Box Reamer 80mm, Vanguard Knee Instrumentation - Vanguard™ Angled Box Guide, Vanguard Knee Instrumentation - Vanguard™ PS Box Mill Checker, Vanguard Knee Instrumentation - Vanguard™ Premier™ Box Mill BC Insert 55/57.5, Vanguard Knee Instrumentation - Vanguard™ Premier™ Box Mill BC Insert 60/62.5, Vanguard Knee Instrumentation - Vanguard™ Premier™ Box Mill BC Insert 65/67.5, Vanguard Knee Instrumentation - Vanguard™ Premier™ Box Mill BC Insert 70, Vanguard Knee Instrumentation - Vanguard™ Premier™ Box Mill BC Insert 72.5/75, Vanguard Knee Instrumentation - Vanguard™ Premier™ Box Mill BC Insert 80, Vanguard Knee Instrumentation - Vanguard™ Premier™ Punch Through Trial Plate 59mm, Vanguard Knee Instrumentation - Vanguard™ Premier™ Punch Through Trial Plate 63mm, Vanguard Knee Instrumentation - Vanguard™ Premier™ Punch Through Trial Plate 67mm, Vanguard Knee Instrumentation - Vanguard™ Premier™ Punch Through Trial Plate 71mm, Vanguard Knee Instrumentation - Vanguard™ Premier™ Punch Through Trial Plate 75mm, Vanguard Knee Instrumentation - Vanguard™ Premier™ Punch Through Trial Plate 79mm, Vanguard Knee Instrumentation - Vanguard™ Premier™ Punch Through Trial Plate 83mm, Vanguard Knee Instrumentation - Vanguard™ Premier™ Punch Through Trial Plate 87mm, Vanguard Knee Instrumentation - Vanguard™ Premier™ Punch Through Trial Plate 91mm, Vanguard Knee Instrumentation - Vanguard™ Premier™ Tibial Punch Tower – Modified, Vanguard Knee Instrumentation - Vanguard™ Premier™ Tibial Stem Reamer, Vanguard Knee Instrumentation - Vanguard™ Premier™ Tibial Punch Handle, Vanguard Knee Instrumentation - Vanguard™ Premier™ I Beam Stem Punch, Vanguard Knee Instrumentation - Vanguard™ Premier™ I-Beam Cement Punch / Trial, Vanguard Knee Instrumentation - Vanguard™ Premier™ Cruciate Tibial Punch Head / Trial, Vanguard Knee Instrumentation - Vanguard™ Premier™ Tibial Punch Head, Vanguard Knee Instrumentation - Vanguard™ Tibial Provisional 40mm Finned Stem without Central Taper, Vanguard Knee Instrumentation - Vanguard™ Premier™ Cruciate Punch 59mm, Vanguard Knee Instrumentation - Vanguard™ Premier™ EM Tibial Resector Guide Bottom, Vanguard Knee Instrumentation - Vanguard™ Premier™ EM Tibial Resection Top, Vanguard Knee Instrumentation - Vanguard™ Premier™ EM Over The Top Tibial Resection Guide, Vanguard Knee Instrumentation - Vanguard™ Tibial Resection Block Right, Vanguard Knee Instrumentation - Vanguard™ Tibial Resection Block Left, Vanguard Knee Instrumentation - Vanguard™ Universal Tibial Resection Block, Vanguard Knee Instrumentation - Vanguard™ IM Tibial Guide 6-13, Vanguard Knee Instrumentation - Vanguard™ IM Tibial Resection Guide, Vanguard Knee Instrumentation - Vanguard™ Trial Poly Puller Straight, Vanguard Knee Instrumentation - Vanguard™ Revision Distal Cut Block Standard, Vanguard Knee Instrumentation - Vanguard™ Revision Reamer Power Coupler, Vanguard Knee Instrumentation - Vanguard™ SSK Lateral Template 55mm, Vanguard Knee Instrumentation - Vanguard™ SSK Lateral Template 60mm, Vanguard Knee Instrumentation - Vanguard™ SSK Lateral Template 65mm, Vanguard Knee Instrumentation - Vanguard™ SSK Lateral Template 70mm, Vanguard Knee Instrumentation - Vanguard™ SSK Lateral Template 75mm, Vanguard Knee Instrumentation - Vanguard™ SSK Lateral Template 80, Vanguard Knee Instrumentation - Vanguard™ Revision Cut Block 55mm, Vanguard Knee Instrumentation - Vanguard™ Revision Cut Block 60mm, Vanguard Knee Instrumentation - Vanguard™ Revision Cut Block 65mm, Vanguard Knee Instrumentation - Vanguard™ Revision Cut Block 70mm, Vanguard Knee Instrumentation - Vanguard™ Revision Cut Block 75mm, Vanguard Knee Instrumentation - Vanguard™ Revision Cut Block 80mm, Vanguard Knee Instrumentation - Vanguard™ Flex Shaft Hex Driver 3.5mm, Vanguard Knee Instrumentation - Vanguard™ Revision Distal Augment Spacer 5mm, Vanguard Knee Instrumentation - Vanguard™ Revision Distal Augment Spacer 10mm, Vanguard Knee Instrumentation - Vanguard™ Revision Distal Augment Spacer 15mm, Vanguard Knee Instrumentation - Vanguard™ SSK Starter Screwdriver, Vanguard Knee Instrumentation - Vanguard™ Revision Box Resection Guide 55m, Vanguard Knee Instrumentation - Vanguard™ Revision Box Resection Guide 60mm, Vanguard Knee Instrumentation - Vanguard™ Revision Box Resection Guide 65mm, Vanguard Knee Instrumentation - Vanguard™ Revision Box Resection Guide 70mm, Vanguard Knee Instrumentation - Vanguard™ Revision Box Resection Guide 75mm, Vanguard Knee Instrumentation - Vanguard™ Revision Box Resection Guide 80mm, Vanguard Knee Instrumentation - Vanguard™ Modular Box Chisel Handle Standard, Vanguard Knee Instrumentation - Vanguard™ Revision Box Chisel Small, Vanguard Knee Instrumentation - Vanguard™ Revision Box Chisel Large, Vanguard Knee Instrumentation - Vanguard™ Revision Box Checker Small, Vanguard Knee Instrumentation - Vanguard™ Revision Box Checker Large, Vanguard Knee Instrumentation - Vanguard™ Revision Box Valgus Bushing Small, Vanguard Knee Instrumentation - Vanguard™ Revision Box Valgus Bushing Large, Vanguard Knee Instrumentation - Vanguard™ Revision Trial Plate – size 59, Vanguard Knee Instrumentation - Vanguard™ Revision Trial Plate – size 63, Vanguard Knee Instrumentation - Vanguard™ Revision Trial Plate – size 67, Vanguard Knee Instrumentation - Vanguard™ Revision Trial Plate – size 71, Vanguard Knee Instrumentation - Vanguard™ Revision Trial Plate – size 75, Vanguard Knee Instrumentation - Vanguard™ Revision Trial Plate – size 79, Vanguard Knee Instrumentation - Vanguard™ Revision Trial Plate – size 83, Vanguard Knee Instrumentation - Vanguard™ Revision Trial Plate – size 87, Vanguard Knee Instrumentation - Vanguard™ Revision Trial Plate – size 91, Vanguard Knee Instrumentation - Vanguard™ Revision Augment Cut Block, Vanguard Knee Instrumentation - Vanguard™ Revision Lollipop Augment Cut Guide RM/LL, Vanguard Knee Instrumentation - Vanguard™ Revision Trial Plate Augment Cut Guide Standard, Vanguard Knee Instrumentation - Vanguard™ Revision Lollipop Augment Cut Guide RL/LM, Vanguard Knee Instrumentation - Vanguard™ Revision Universal Revision Mask, Vanguard Knee Instrumentation - Vanguard™ Revision Tibial Stem Mask, Vanguard Knee Instrumentation - Vanguard™ Hybrid Anterior Referencing PS Cut Block – 62.5mm, Vanguard Knee Instrumentation - Vanguard™ Hybrid Anterior Referencing PS Cut Block – 65mm, Vanguard Knee Instrumentation - Vanguard™ Hybrid Anterior Referencing PS Cut Block – 67.5mm, Vanguard Knee Instrumentation - Vanguard™ Hybrid Anterior Referencing PS Cut Block – 70mm, Vanguard Knee Instrumentation - Vanguard™ Hybrid Anterior Referencing PS Cut Block – 75mm, Vanguard Knee Instrumentation - Vanguard™ Hybrid Anterior Referencing PS Cut Block – 80mm, Vanguard Knee Instrumentation - Vanguard™ Hybrid Anterior Referencing PS Cut Block – 72.5mm, Vanguard Knee Instrumentation - Vanguard ™ Microplasty™ Tibial Template 59mm, Vanguard Knee Instrumentation -Vanguard ™ Microplasty™ Tibial Template 63mm, Vanguard Knee Instrumentation - Vanguard ™ Microplasty™ Tibial Template 67mm, Vanguard Knee Instrumentation - Vanguard ™ Microplasty™ Tibial Template 71mm, Vanguard Knee Instrumentation - Vanguard ™ Microplasty™ Tibial Template 75mm, Vanguard Knee Instrumentation - Vanguard ™ Microplasty™ Tibial Template 79mm, Vanguard Knee Instrumentation - Vanguard ™ Microplasty™ Tibial Template 83mm, Vanguard Knee Instrumentation - Vanguard ™ Microplasty™ Tibial Template 87mm, Vanguard Knee Instrumentation - Vanguard ™ Microplasty™ Tibial Template 91mm, Vanguard Knee Instrumentation - Vanguard ™ Microplasty™ I-Beam Mask, Vanguard Knee Instrumentation - Vanguard ™ Microplasty™ Cruciate Punch Mask, Vanguard Knee Instrumentation - Vanguard ™ Microplasty™ I-Beam Punch, Vanguard Knee Instrumentation - Vanguard ™ Microplasty™ Cruciate Punch 40mm, Vanguard Knee Instrumentation - Vanguard ™ Microplasty™ I-Beam Box Chisel, Vanguard Knee Instrumentation - Vanguard ™ Microplasty™ Tibial Resector Guide, Vanguard Knee Instrumentation - Vanguard ™ Microplasty™ Slidex ™ Tibial Stylus, Vanguard Knee Instrumentation - Vanguard ™ Microplasty™ Slidex ™ Tibial Block – Left, Vanguard Knee Instrumentation - Vanguard ™ Microplasty™ Slidex ™ Tibial Block – Right, Vanguard Knee Instrumentation - Vanguard ™ Microplasty™ Slidex ™ Resection Plate – Zero, Vanguard Knee Instrumentation - Vanguard ™ Microplasty™ Slidex ™ Resection Plate – Plus 1mm, Vanguard Knee Instrumentation - Vanguard™ Tibial Stylus, Vanguard Knee Instrumentation - Vanguard™ Narrow Feeler Blade, Vanguard Knee Instrumentation - Vanguard™ 1/4" Universal Drill, Vanguard Knee Instrumentation - Vanguard™ Hex Driver, Vanguard Knee Instrumentation - Vanguard™ Femoral Peg Removal Adapter, Vanguard Knee Instrumentation - Vanguard ™ Femoral Peg Removal Adapter, Vanguard Knee Instrumentation - Vanguard™ Tibial Locking Bar Inserter, Vanguard Knee Instrumentation - Vanguard™ Tibial Trial Handle / Alignment Tower, Vanguard Knee Instrumentation - Vang Instrument Tibial Trial Tray Remover, Vanguard Knee Instrumentation - Vanguard™ Alignment Rod w/ Stop, Vanguard Knee Instrumentation - Vanguard™ Posterior Osteophyte Chisel, Vanguard Knee Instrumentation - Vanguard™ Universal Impactor, Vanguard Knee Instrumentation - Vanguard™ Tibial Poly Impactor, Vanguard Knee Instrumentation - Vanguard™ PS Box Impactor, Vanguard Knee Instrumentation - Vanguard ™ Microplasty™ Femoral Inserter, Vanguard Knee Instrumentation - Vanguard™ Control Impactor, Vanguard Knee Instrumentation - Vanguard™ Slap Hammer, Vanguard Knee Instrumentation - Vanguard™ Premier™ Universal Impactor Head, Vanguard Knee Instrumentation - VNGD TIB POLY IMPACTOR HEAD, Vanguard Knee Instrumentation - Vanguard™ Control Impactor 209 Replacement Pads, Vanguard Knee Instrumentation - Vanguard™ Bone Nail – Small, Vanguard Knee Instrumentation - Vanguard™ Bone Nail – Medium, Vanguard Knee Instrumentation - Vanguard™ Bone Nail – Large, Vanguard Knee Instrumentation - Vanguard™ X-Long Bone Nail, Vanguard Knee Instrumentation - Vanguard™ Quick Release Trocar Pin ⅛, Vanguard Knee Instrumentation - Vanguard™ 1/8" Drill with Stop, Vanguard Knee Instrumentation - Vanguard™ Quick Release Short Drill Chuck, Vanguard Knee Instrumentation - Vanguard™ Bone Nail Holder, Vanguard Knee Instrumentation - Vanguard™ Pin Driver, Vanguard Knee Instrumentation - Vanguard™ 1/8" Quick Release 4" Drill Pin, Vanguard Knee Instrumentation - 1/8 Inch Drill Quick Release Drill Bits, Vanguard Knee Instrumentation - Vanguard™ Patella Saw Guide, Vanguard Knee Instrumentation - Vanguard™ Patella Saw Guide Magnetic Stylus, Vanguard Knee Instrumentation - Patella Caliper Scissor Style, Vanguard Knee Instrumentation - Vanguard™ Patella Clamp Drill Guide Handle, Vanguard Knee Instrumentation - Vanguard™ Patella Modular Cement Clamp Head, Vanguard Knee Instrumentation - Vanguard™ Series A Modular Patella 1 Peg Drill Guide 25mm, Vanguard Knee Instrumentation - Vanguard™ Series A Modular Patella 1 Peg Drill Guide 28mm, Vanguard Knee Instrumentation - Vanguard™ Series A Modular Patella 1 Peg Drill Guide 31mm, Vanguard Knee Instrumentation - Vanguard™ Series A Modular Patella 1 Peg Drill Guide 34mm, Vanguard Knee Instrumentation - Vanguard™ Series A Modular Patella 1 Peg Drill Guide 37mm, Vanguard Knee Instrumentation - Vanguard™ Series A Modular Patella 1 Peg Drill Guide 40mm, Vanguard Knee Instrumentation - Vanguard™ Series A Modular Patella 3 Peg Drill Guide 25mm, Vanguard Knee Instrumentation - Vanguard™ Series A Modular Patella 3 Peg Drill Guide 28mm, Vanguard Knee Instrumentation - Vanguard™ Series A Modular Patella 3 Peg Drill Guide 31mm, Vanguard Knee Instrumentation - Vanguard™ Series A Modular Patella 3 Peg Drill Guide 34mm, Vanguard Knee Instrumentation - Vanguard™ Series A Modular Patella 3 Peg Drill Guide 37mm, Vanguard Knee Instrumentation - Vanguard™ Series A Modular Patella 3 Peg Drill Guide 40mm, Vanguard Knee Instrumentation - Series A Dual Patella Drill Guide 3 Peg 28/31, Vanguard Knee Instrumentation - Series A Dual Patella Drill Guide 3 Peg 34/37, Vanguard Knee Instrumentation - Series A Dual Patella Drill Guide 3 Peg 25/40, Vanguard Knee Instrumentation - Vanguard™ Series A Asymmetrical Drill Guide 25/28, Vanguard Knee Instrumentation - Vanguard™ Series A Asymmetrical Drill Guide 31/34, Vanguard Knee Instrumentation - Vanguard™ Series A Asymmetrical Drill Guide 37/40, Vanguard Knee Instrumentation - Vanguard™ Series A Asymmetrical Patella Trial No Wire Standard Thickness
25X8 3 Peg, Vanguard Knee Instrumentation - Vanguard™ Series A Asymmetrical Patella Trial No Wire Standard Thickness
28X8 3 Peg, Vanguard Knee Instrumentation - Vanguard™ Series A Asymmetrical Patella Trial No Wire Standard Thickness
31X8 3 Peg, Vanguard Knee Instrumentation - Vanguard™ Series A Asymmetrical Patella Trial No Wire Standard Thickness
34X8.5 3 Peg, Vanguard Knee Instrumentation - Vanguard™ Series A Asymmetrical Patella Trial No Wire Standard Thickness
37X10 3 Peg, Vanguard Knee Instrumentation - Vanguard™ Series A Asymmetrical Patella Trial No Wire Standard Thickness
40X10 3 Peg, Vanguard Knee Instrumentation - Vanguard™ Patella 3 Peg Protector 34mm, Vanguard Knee Instrumentation - Vanguard™ Patella Protector 37mm, Vanguard Knee Instrumentation - Series A Patella Protector 3 Post 25mm, Vanguard Knee Instrumentation - Series A Patella Protector 3 Post 28mm, Vanguard Knee Instrumentation - Series A Patella Protector 3 Post 31mm, Vanguard Knee Instrumentation - Series A Patella Protector 3 Post 34mm, Vanguard Knee Instrumentation - Series A Patella Protector 3 Post 37mm, Vanguard Knee Instrumentation - Vanguard™ Femoral Distal Trial Augment 10mm x 55mm LL/RM, Vanguard Knee Instrumentation - Vanguard™ Femoral Distal Trial Augment 10mm x 60mm LL/RM, Vanguard Knee Instrumentation - Vanguard™ Femoral Distal Trial Augment 10mm x 65mm LL/RM, Vanguard Knee Instrumentation - Vanguard™ Femoral Distal Trial Augment 10mm x 70mm LL/RM, Vanguard Knee Instrumentation - Vanguard™ Femoral Distal Trial Augment 10mm x 75mm LL/RM, Vanguard Knee Instrumentation - Vanguard™ Femoral Distal Trial Augment 10mm x 80mm LL/RM, Vanguard Knee Instrumentation - Vanguard™ Femoral Post Trial Augment 10mm x 55mm RL/LM, Vanguard Knee Instrumentation - Vanguard™ Femoral Post Trial Augment 10mm x 60mm RL/LM, Vanguard Knee Instrumentation - Vanguard™ Femoral Post Trial Augment 10mm x 65mm RL/LM, Vanguard Knee Instrumentation - Vanguard™ Femoral Post Trial Augment 10mm x 70mm RL/LM, Vanguard Knee Instrumentation - Vanguard™ Femoral Post Trial Augment 10mm x 75mm RL/LM, Vanguard Knee Instrumentation - Vanguard™ Femoral Post Trial Augment 10mm x 80mm RL/LM, Vanguard Knee Instrumentation - Vanguard™ Femoral Post Trial Augment 10mm x 55mm LL/RM, Vanguard Knee Instrumentation - Vanguard™ Femoral Post Trial Augment 10mm x 60mm LL/RM, Vanguard Knee Instrumentation - Vanguard™ Femoral Post Trial Augment 10mm x 65mm LL/RM, Vanguard Knee Instrumentation - Vanguard™ Femoral Post Trial Augment 10mm x 70mm LL/RM, Vanguard Knee Instrumentation - Vanguard™ Femoral Post Trial Augment 10mm x 75mm LL/RM, Vanguard Knee Instrumentation - Vanguard™ Femoral Post Trial Augment 10mm x 80mm LL/RM, Vanguard Knee Instrumentation - Vanguard™ Femoral Distal Trial Augment 15mm x 55mm RL/LM, Vanguard Knee Instrumentation - Vanguard™ Femoral Distal Trial Augment 15mm x 60mm RL/LM, Vanguard Knee Instrumentation - Vanguard™ Femoral Distal Trial Augment 15mm x 65mm RL/LM, Vanguard Knee Instrumentation - Vanguard™ Femoral Distal Trial Augment 15mm x 70mm RL/LM, Vanguard Knee Instrumentation - Vanguard™ Femoral Distal Trial Augment 15mm x 75mm RL/LM, Vanguard Knee Instrumentation - Vanguard™ Femoral Distal Trial Augment 15mm x 80mm RL/LM, Vanguard Knee Instrumentation - Vanguard™ Femoral Distal Trial Augment 15mm x 55mm LL/RM, Vanguard Knee Instrumentation - Vanguard™ Femoral Distal Trial Augment 15mm x 60mm LL/RM, Vanguard Knee Instrumentation - Vanguard™ Femoral Distal Trial Augment 15mm x 65mm LL/RM, Vanguard Knee Instrumentation - Vanguard™ Femoral Distal Trial Augment 15mm x 70mm LL/RM, Vanguard Knee Instrumentation - Vanguard™ Femoral Distal Trial Augment 15mm x 75mm LL/RM, Vanguard Knee Instrumentation - Vanguard™ Femoral Distal Trial Augment 15mm x 80mm LL/RM, Vanguard Knee Instrumentation - Vanguard™ Premier™ Tibial Trial Augment 6mm x 59mm LM/RL, Vanguard Knee Instrumentation - Vanguard™ Premier™ Tibial Trial Augment 6mm x 63mm LM/RL, Vanguard Knee Instrumentation - Vanguard™ Premier™ Tibial Trial Augment 6mm x 67mm LM/RL, Vanguard Knee Instrumentation - Vanguard™ Premier™ Tibial Trial Augment 6mm x 71mm LM/RL, Vanguard Knee Instrumentation - Vanguard™ Premier™ Tibial Trial Augment 6mm x 75mm LM/RL, Vanguard Knee Instrumentation - Vanguard™ Premier™ Tibial Trial Augment 6mm x 79mm LM/RL, Vanguard Knee Instrumentation - Vanguard™ Premier™ Tibial Trial Augment 6mm x 83mm LM/RL, Vanguard Knee Instrumentation - Vanguard™ Premier™ Tibial Trial Augment 6mm x 87mm LM/RL, Vanguard Knee Instrumentation - Vanguard™ Premier™ Tibial Trial Augment 6mm x 91mm LM/RL, Vanguard Knee Instrumentation - Vanguard™ Premier™ Tibial Trial Augment 6mm x 59mm RM/LL, Vanguard Knee Instrumentation - Vanguard™ Premier™ Tibial Trial Augment 6mm x 63mm RM/LL, Vanguard Knee Instrumentation - Vanguard™ Premier™ Tibial Trial Augment 6mm x 67mm RM/LL, Vanguard Knee Instrumentation - Vanguard™ Premier™ Tibial Trial Augment 6mm x 71mm RM/LL, Vanguard Knee Instrumentation - Vanguard™ Premier™ Tibial Trial Augment 6mm x 75mm RM/LL, Vanguard Knee Instrumentation - Vanguard™ Premier™ Tibial Trial Augment 6mm x 79mm RM/LL, Vanguard Knee Instrumentation - Vanguard™ Premier™ Tibial Trial Augment 6mm x 83mm RM/LL, Vanguard Knee Instrumentation - Vanguard™ Premier™ Tibial Trial Augment 6mm x 87mm RM/LL, Vanguard Knee Instrumentation - Vanguard™ Premier™ Tibial Trial Augment 6mm x 91mm RM/LL, Vanguard Knee Instrumentation - Vanguard™ Premier™ Tibial Trial Augment 10mm x 59mm LM/RL, Vanguard Knee Instrumentation - Vanguard™ Premier™ Tibial Trial Augment 10mm x 63mm LM/RL, Vanguard Knee Instrumentation - Vanguard™ Premier™ Tibial Trial Augment 10mm x 67mm LM/RL, Vanguard Knee Instrumentation - Vanguard™ Premier™ Tibial Trial Augment 10mm x 71mm LM/RL, Vanguard Knee Instrumentation - Vanguard™ Premier™ Tibial Trial Augment 10mm x 75mm LM/RL, Vanguard Knee Instrumentation - Vanguard™ Premier™ Tibial Trial Augment 10mm x 79mm LM/RL, Vanguard Knee Instrumentation - Vanguard™ Premier™ Tibial Trial Augment 10mm x 83mm LM/RL, Vanguard Knee Instrumentation - Vanguard™ Premier™ Tibial Trial Augment 10mm x 87mm LM/RL, Vanguard Knee Instrumentation - Vanguard™ Premier™ Tibial Trial Augment 10mm x 91mm LM/RL, Vanguard Knee Instrumentation - Vanguard™ Premier™ Tibial Trial Augment 10mm x 59mm RM/LL, Vanguard Knee Instrumentation - Vanguard™ Premier™ Tibial Trial Augment 10mm x 63mm RM/LL, Vanguard Knee Instrumentation - Vanguard™ Premier™ Tibial Trial Augment 10mm x 67mm RM/LL, Vanguard Knee Instrumentation - Vanguard™ Premier™ Tibial Trial Augment 10mm x 71mm RM/LL, Vanguard Knee Instrumentation - Vanguard™ Premier™ Tibial Trial Augment 10mm x 75mm RM/LL, Vanguard Knee Instrumentation - Vanguard™ Premier™ Tibial Trial Augment 10mm x 79mm RM/LL, Vanguard Knee Instrumentation - Vanguard™ Premier™ Tibial Trial Augment 10mm x 83mm RM/LL, Vanguard Knee Instrumentation - Vanguard™ Premier™ Tibial Trial Augment 10mm x 87mm RM/LL, Vanguard Knee Instrumentation - Vanguard™ Premier™ Tibial Trial Augment 10mm x 91mm RM/LL, Vanguard Knee Instrumentation - Vanguard™ T-Slot Tibial Augment Trial 16mm x 59mm LM/RL, Vanguard Knee Instrumentation - Vanguard™ T-Slot Tibial Augment Trial 16mm x 63mm LM/RL, Vanguard Knee Instrumentation - Vanguard™ T-Slot Tibial Augment Trial 16mm x 67mm LM/RL, Vanguard Knee Instrumentation - Vanguard™ T-Slot Tibial Augment Trial 16mm x 71mm LM/RL, Vanguard Knee Instrumentation - Vanguard™ T-Slot Tibial Augment Trial 16mm x 75mm LM/RL, Vanguard Knee Instrumentation - Vanguard™ T-Slot Tibial Augment Trial 16mm x 79mm LM/RL, Vanguard Knee Instrumentation - Vanguard™ T-Slot Tibial Augment Trial 16mm x 83mm LM/RL, Vanguard Knee Instrumentation - Vanguard™ T-Slot Tibial Augment Trial 16mm x 87mm LM/RL, Vanguard Knee Instrumentation - Vanguard™ T-Slot Tibial Augment Trial 16mm x 91mm LM/RL, Vanguard Knee Instrumentation - Vanguard™ T-Slot Tibial Augment Trial 16mm x 59mm RM/LL, Vanguard Knee Instrumentation - Vanguard™ T-Slot Tibial Augment Trial 16mm x 63mm RM/LL, Vanguard Knee Instrumentation - Vanguard™ T-Slot Tibial Augment Trial 16mm x 67mm RM/LL, Vanguard Knee Instrumentation - Vanguard™ T-Slot Tibial Augment Trial 16mm x 71mm RM/LL, Vanguard Knee Instrumentation - Vanguard™ T-Slot Tibial Augment Trial 16mm x 75mm RM/LL, Vanguard Knee Instrumentation - Vanguard™ T-Slot Tibial Augment Trial 16mm x 79mm RM/LL, Vanguard Knee Instrumentation - Vanguard™ T-Slot Tibial Augment Trial 16mm x 83mm RM/LL, Vanguard Knee Instrumentation - Vanguard™ T-Slot Tibial Augment Trial 16mm x 87mm RM/LL, Vanguard Knee Instrumentation - Vanguard™ T-Slot Tibial Augment Trial 16mm x 91mm RM/LL, Vanguard Knee Instrumentation - Microplasty™ Elite Micro-Adjust EM Tibial Guide Top, Vanguard Knee Instrumentation - Microplasty™ Elite Micro-Adjust Tibial Cut Block - Right, Vanguard Knee Instrumentation - Microplasty™ Elite Micro-Adjust Tibial Cut Block Left, Vanguard Knee Instrumentation - Microplasty™ Elite Universal Micro-Adjust Cut Block Open, Vanguard Knee Instrumentation - Microplasty™ Elite Universal Micro-Adjust Cut Block Closed, Vanguard Knee Instrumentation - Microplasty™ Elite 2mm and 10mm Tibial Guide Stylus, Vanguard Knee Instrumentation - Vanguard Premier Short EM Tib Body, Vanguard Knee Instrumentation - Microplasty™ Elite Slidex Tibial Resection Plate Plus 0 mm, Vanguard Knee Instrumentation - Microplasty™ Elite Slidex Tibial Resection Plate Plus 1 mm, Vanguard Knee Instrumentation - Microplasty™ Elite Slidex Tibial Resection Plate Plus 2 mm, Vanguard Knee Instrumentation - Microplasty™ Elite Slidex Tibial Resection Plate Plus 3 mm, Vanguard Knee Instrumentation - Microplasty™ Elite Slidex Tibial Resection Plate Plus 4 mm, Vanguard Knee Instrumentation - Microplasty™ Elite Slidex Tibial Resection Guide Left, Vanguard Knee Instrumentation - Microplasty™ Elite Slidex Tibial Resection Guide Right, Vanguard Knee Instrumentation - Microplasty Splined Core Punch Bushing, Vanguard Knee Instrumentation - Microplasty Splined Core Punch, Vanguard Knee Instrumentation - Microplasty Splined Stem Body Punch, Vanguard Knee Instrumentation - Vanguard™ Premier Splined Stem Reamer – 80mm, Vanguard Knee Instrumentation - Premier™ Splined Modular Core Punch, Vanguard Knee Instrumentation - Premier™ Splined Modular Body Punch, Vanguard Knee Instrumentation - Microplasty Splined Stem Trial – 40mm, Vanguard Knee Instrumentation - Biomet® Series A Standard Patella Trial – 25mm x 8mm, Vanguard Knee Instrumentation - Biomet® Series A Standard Patella Trial – 31mm x 8mm, Vanguard Knee Instrumentation - Biomet® Series A Standard Patella Trial – 40mm x 10mm, Vanguard Knee Instrumentation - Biomet® Series A Thin Patella Trial – 25mm x 6.2mm, Vanguard Knee Instrumentation - Biomet® Series A Thin Patella Trial – 28mm x 6.2mm, Vanguard Knee Instrumentation - Biomet® Series A Thin Patella Trial – 31mm x 6.2mm, Vanguard Knee Instrumentation - Biomet® Series A Thin Patella Trial – 34mm x 7.8mm, Vanguard Knee Instrumentation - Biomet® Series A Standard Patella Trial – 28mm x 8mm, Vanguard Knee Instrumentation - Biomet® Series A Standard Patella Trial – 34mm x 8.5mm, Vanguard Knee Instrumentation - Biomet® Series A Standard Patella Trial – 37mm x 10mm, Vanguard Knee Instrumentation - Biomet® Series A Thin Patella Trial – 37mm x 8.6mm, Vanguard Knee Instrumentation - Vanguard Microplasty™ Slidex Distal Resector Cutting Block, Vanguard Knee Instrumentation - Vanguard Microplasty™ Distal Resector Cutting Block, Vanguard Knee Instrumentation - Vanguard ™ Microplasty™ Valgus Wing – 2 Degree, Vanguard Knee Instrumentation - Vanguard ™ Microplasty™ Valgus Wing – 3 Degree, VVanguard Knee Instrumentation - anguard ™ Microplasty™ Valgus Wing – 4 Degree, Vanguard Knee Instrumentation - Vanguard ™ Microplasty™ Valgus Wing– 5 Degree, Vanguard Knee Instrumentation - Vanguard ™ Microplasty™ Valgus Wing – 6 Degree, Vanguard Knee Instrumentation - Vanguard ™ Microplasty™ Valgus Wing – 7 Degree, Vanguard Knee Instrumentation - Vanguard™ MP Universal Box Guide, Vanguard Knee Instrumentation - Vanguard ™ Microplasty™ Block Attachment – 2 Degree, Vanguard Knee Instrumentation - Vanguard ™ Microplasty™ Block Attachment – 3 Degree, Vanguard Knee Instrumentation - Vanguard ™ Microplasty™ Block Attachment – 4 Degree, Vanguard Knee Instrumentation - Vanguard ™ Microplasty™ Block Attachment – 5 Degree, Vanguard Knee Instrumentation - Vanguard ™ Microplasty™ Block Attachment – 6 Degree, Vanguard Knee Instrumentation - Vanguard ™ Microplasty™ Block Attachment – 7 Degree, Vanguard Knee Instrumentation - Vanguard ™ Microplasty™ Cutting Block Handle, Vanguard Knee Instrumentation - Vanguard™ I/M Starter Drill with Step, Vanguard Knee Instrumentation - Vanguard™ Microplasty™ T-Handle IM Rod, Vanguard Knee Instrumentation - Vanguard™ Microplasty™ Pocketed Valgus Attachment – 2 Degree, Vanguard Knee Instrumentation - Vanguard™ Microplasty™ Pocketed Valgus Attachment – 3 Degree, Vanguard Knee Instrumentation - Vanguard™ Microplasty™ Pocketed Valgus Attachment – 4 Degree, Vanguard Knee Instrumentation - Vanguard™ Microplasty™ Pocketed Valgus Attachment – 5 Degree, Vanguard Knee Instrumentation - Vanguard™ Microplasty™ Pocketed Valgus Attachment – 6 Degree, Vanguard Knee Instrumentation - Vanguard™ Microplasty™ Pocketed Valgus Attachment – 7 Degree, Vanguard Knee Instrumentation - Vanguard™ AP Sizer Stylus Long Probe, Vanguard Knee Instrumentation - Vanguard ™ Microplasty™ AP Sizer, Vanguard Knee Instrumentation - Vanguard ™ Adjustable Feet Right, Vanguard Knee Instrumentation - Vanguard ™ Adjustable Feet Left, Vanguard Knee Instrumentation - Vanguard™ Microplasty™ 3 Degree Left Foot, Vanguard Knee Instrumentation - Vanguard™ Microplasty™ 3 Degree Right Foot, Vanguard Knee Instrumentation - Vanguard™ 0° Foot, Vanguard Knee Instrumentation - Vanguard™ Microplasty™ 5 Degree Left Foot, Vanguard Knee Instrumentation - Vanguard™ Microplasty™ 5 Degree Right Foot, Vanguard Knee Instrumentation - Vanguard™ Microplasty™ Slidex™ Femoral 4-in-1 Block 55mm, Vanguard Knee Instrumentation - Vanguard™ Microplasty™ Slidex™ Femoral 4-in-1 Block 57.5mm, Vanguard Knee Instrumentation - Vanguard™ Microplasty™ Slidex™ Femoral 4-in-1 Block 60mm, Vanguard Knee Instrumentation - Vanguard™ Microplasty™ Slidex™ Femoral 4-in-1 Block 62.5mm, Vanguard Knee Instrumentation - Vanguard™ Microplasty™ Slidex™ Femoral 4-in-1 Block 65mm, Vanguard Knee Instrumentation - Vanguard™ Microplasty™ Slidex™ Femoral 4-in-1 Block 67.5mm, Vanguard Knee Instrumentation - Vanguard™ Microplasty™ Slidex™ Femoral 4-in-1 Block 70mm, Vanguard Knee Instrumentation - Vanguard™ Microplasty™ Slidex™ Femoral 4-in-1 Block 75mm, Vanguard Knee Instrumentation - Vanguard™ Microplasty™ Slidex™ Femoral 4-in-1 Block 80mm, Vanguard Knee Instrumentation - Vanguard™ Slidex™ Femoral Block Handle, Vanguard Knee Instrumentation - Vanguard™ Microplasty Slidex™ Femoral 4-in-1 Block 72.5mm, Vanguard Knee Instrumentation - Microplasty™ Elite Vanguard™ Slidex™ Femoral Block 55mm, Vanguard Knee Instrumentation - Microplasty™ Elite Vanguard™ Slidex™ Femoral Block 57.5mm, Vanguard Knee Instrumentation - Microplasty™ Elite Vanguard™ Slidex™ Femoral Block 60mm, Vanguard Knee Instrumentation - Microplasty™ Elite Vanguard™ Slidex™ Femoral Block 62.5mm, Vanguard Knee Instrumentation - Microplasty™ Elite Vanguard™ Slidex™ Femoral Block 65mm, Vanguard Knee Instrumentation - Microplasty™ Elite Vanguard™ Slidex™ Femoral Block 67.5mm, Vanguard Knee Instrumentation - Microplasty™ Elite Vanguard™ Slidex™ Femoral Block 70mm, Vanguard Knee Instrumentation - Microplasty™ Elite Vanguard™ Slidex™ Femoral Block 75mm, Vanguard Knee Instrumentation - Microplasty™ Elite Vanguard™ Slidex™ Femoral Block 80mm, Vanguard Knee Instrumentation - Microplasty™ Elite Vanguard™ Slidex™ Femoral Block 72.5mm, Vanguard Knee Instrumentation - Vanguard™ Anterior Referencing 4-in-1 Block 55mm, Vanguard Knee Instrumentation - Vanguard™ Anterior Referencing 4-in-1 Block 57.5mm, Vanguard Knee Instrumentation - Vanguard™ Anterior Referencing 4-in-1 Block 60mm, Vanguard Knee Instrumentation - Vanguard™ Anterior Referencing 4-in-1 Block 62.5mm, Vanguard Knee Instrumentation - Vanguard™ Anterior Referencing 4-in-1 Block 65mm, Vanguard Knee Instrumentation - Vanguard™ Anterior Referencing 4-in-1 Block 67.5mm, Vanguard Knee Instrumentation - Vanguard™ Anterior Referencing 4-in-1 Block 70mm, Vanguard Knee Instrumentation - Vanguard™ Anterior Referencing 4-in-1 Block 75mm, Vanguard Knee Instrumentation - Vanguard™ Anterior Referencing 4-in-1 Block 80mm, Vanguard Knee Instrumentation - Vanguard™ Anterior Referencing 4-in-1 Block 72.5mm, Vanguard Knee Instrumentation - Vanguard™ Anterior Referencing IM Guide – Standard, Vanguard Knee Instrumentation - Vanguard™ Anterior Referencing Square Lock Bolt, Vanguard Knee Instrumentation - Vanguard™ Revision AP Sizer – Standard, Vanguard Knee Instrumentation - Vanguard™ Anterior Reference Rough Cut Guide, Vanguard Knee Instrumentation - Vanguard™ Anterior Reference Distal Cut Guide, Vanguard Knee Instrumentation - Vanguard™ Anterior Reference Valgus Guide – Right, Vanguard Knee Instrumentation - Vanguard™ Anterior Reference Valgus Guide – Left, Vanguard Knee Instrumentation - Vanguard™ Anterior Reference Valgus Pin, Vanguard Knee Instrumentation - Vanguard™ Hybrid Anterior Referencing PS Cut Block – 55mm, Vanguard Knee Instrumentation - Vanguard™ Hybrid Anterior Referencing PS Cut Block – 57.5mm, Vanguard Knee Instrumentation - Vanguard™ Hybrid Anterior Referencing PS Cut Block – 60mm, Vanguard Knee Instrumentation - Vanguard™ Universal 5-in-1 Tibial Trial Bearing 20mm x 63/67mm, Vanguard Knee Instrumentation - Vanguard™ Universal 5-in-1 Tibial Trial Bearing 22mm x 63/67mm, Vanguard Knee Instrumentation - Vanguard™ Universal 5-in-1 Tibial Trial Bearing 24mm x 63/67mm, Vanguard Knee Instrumentation - Vanguard™ Universal 5-in-1 Tibial Trial Bearing 10mm x 71/75mm, Vanguard Knee Instrumentation - Vanguard™ Universal 5-in-1 Tibial Trial Bearing 11mm x 71/75mm, Vanguard Knee Instrumentation - Vanguard™ Universal 5-in-1 Tibial Trial Bearing 12mm x 71/75mm, Vanguard Knee Instrumentation - Vanguard™ Universal 5-in-1 Tibial Trial Bearing 13mm x 71/75mm, Vanguard Knee Instrumentation - Vanguard™ Universal 5-in-1 Tibial Trial Bearing 14mm x 71/75mm, Vanguard Knee Instrumentation - Vanguard™ Universal 5-in-1 Tibial Trial Bearing 16mm x 71/75mm, Vanguard Knee Instrumentation - Vanguard™ Universal 5-in-1 Tibial Trial Bearing 18mm x 71/75mm, Vanguard Knee Instrumentation - Vanguard™ Universal 5-in-1 Tibial Trial Bearing 20mm x 71/75mm, Vanguard Knee Instrumentation - Vanguard™ Universal 5-in-1 Tibial Trial Bearing 22mm x 71/75mm, Vanguard Knee Instrumentation - Vanguard™ Universal 5-in-1 Tibial Trial Bearing 24mm x 71/75mm, Vanguard Knee Instrumentation - Vanguard™ Universal 5-in-1 Tibial Trial Bearing 10mm x 79/83mm, Vanguard Knee Instrumentation - Vanguard™ Universal 5-in-1 Tibial Trial Bearing 11mm x 79/83mm, Vanguard Knee Instrumentation - Vanguard™ Universal 5-in-1 Tibial Trial Bearing 12mm x 79/83mm, Vanguard Knee Instrumentation - Vanguard™ Universal 5-in-1 Tibial Trial Bearing 13mm x 79/83mm, Vanguard Knee Instrumentation - Vanguard™ Universal 5-in-1 Tibial Trial Bearing 14mm x 79/83mm, Vanguard Knee Instrumentation - Vanguard™ Universal 5-in-1 Tibial Trial Bearing 16mm x 79/83mm, Vanguard Knee Instrumentation - Vanguard™ Universal 5-in-1 Tibial Trial Bearing 18mm x 79/83mm, Vanguard Knee Instrumentation - Vanguard™ Universal 5-in-1 Tibial Trial Bearing 20mm x 79/83mm, Vanguard Knee Instrumentation - Vanguard™ Universal 5-in-1 Tibial Trial Bearing 22mm x 79/83mm, Vanguard Knee Instrumentation - Vanguard™ Universal 5-in-1 Tibial Trial Bearing 24mm x 79/83mm, Vanguard Knee Instrumentation - Vanguard™ Universal 5-in-1 Tibial Trial Bearing 10mm x 87/91mm, Vanguard Knee Instrumentation - Vanguard™ Universal 5-in-1 Tibial Trial Bearing 11mm x 87/91mm, Vanguard Knee Instrumentation - Vanguard™ Universal 5-in-1 Tibial Trial Bearing 12mm x 87/91mm, Vanguard Knee Instrumentation - Vanguard™ Universal 5-in-1 Tibial Trial Bearing 13mm x 87/91mm, Vanguard Knee Instrumentation - Vanguard™ Universal 5-in-1 Tibial Trial Bearing 14mm x 87/91mm, Vanguard Knee Instrumentation - Vanguard™ Universal 5-in-1 Tibial Trial Bearing 16mm x 87/91mm, Vanguard Knee Instrumentation - Vanguard Knee Instrumentation -Vanguard™ Universal 5-in-1 Tibial Trial Bearing 18mm x 87/91mm, Vanguard Knee Instrumentation - Vanguard™ Universal 5-in-1 Tibial Trial Bearing 20mm x 87/91mm, Vanguard Knee Instrumentation - Vanguard™ Universal 5-in-1 Tibial Trial Bearing 22mm x 87/91mm, Vanguard Knee Instrumentation - Vanguard™ Universal 5-in-1 Tibial Trial Bearing 24mm x 87/91mm, Vanguard Knee Instrumentation - Vanguard™ Tibial Trial Puller, Vanguard Knee Instrumentation - Vanguard™ Provisional Modular PS Post, Vanguard Knee Instrumentation - Vanguard™ Provisional Modular PS Plus Post, Vanguard Knee Instrumentation - Vanguard™ SSK PS Post Trial Small, Vanguard Knee Instrumentation - Vanguard™ SSK PS Post Trial Large, Vanguard Knee Instrumentation - Vanguard™ SSK PSC Post Trial Small, Vanguard Knee Instrumentation - Vanguard™ SSK PSC Post Trial Large, Vanguard Knee Instrumentation - Vanguard™ SSK PS Locking Tibial Post Trial Small, Vanguard Knee Instrumentation - Vanguard™ SSK PS Locking Tibial Post Trial Large, Vanguard Knee Instrumentation - Vanguard™ SSK PS Constrained Tibial Post Trial Small, Vanguard Knee Instrumentation - Vanguard™ SSK PS Constrained Tibial Post Trial Large, Vanguard Knee Instrumentation - Vanguard™ Modular PS Locking Tibial Post Trial, Vanguard Knee Instrumentation - Vanguard™ Modular PS Plus Locking Tibial Post Trial, Vanguard Knee Instrumentation - Microplasty™ Elite Anteromedial Distal Cut Block, Vanguard Knee Instrumentation - Microplasty™ Elite Anteromedial Distal Cut Guide – Valgus Bushing 4 Degree, Vanguard Knee Instrumentation - Microplasty™ Elite Anteromedial Distal Cut Guide – Valgus Bushing 5 Degree, Vanguard Knee Instrumentation - Microplasty™ Elite Anteromedial Distal Cut Guide – Valgus Bushing 6 Degree, Vanguard Knee Instrumentation - Microplasty™ Elite Anteromedial Distal Cut Guide – Valgus Bushing 7 Degree, Vanguard Knee Instrumentation - Microplasty™ Elite Anteromedial Distal Cut Guide – Valgus Wing Assembly, Vanguard Knee Instrumentation - Microplasty™ Elite Anteromedial Distal Cut Guide – Block Attach Tower, Vanguard Knee Instrumentation - Microplasty™ Elite Anteromedial Distal Cut Guide – Offset Tower, Vanguard Knee Instrumentation - Microplasty™ Elite Anteromedial Distal Cut Guide – IM Rod, Vanguard Knee Instrumentation - Microplasty™ Elite Vanguard™ Universal PS Box Guide Open Box, Vanguard Knee Instrumentation - Microplasty™ Elite Vanguard™ Side Slide AP Femoral Sizer, Vanguard Knee Instrumentation - Vanguard™ Modular Handle Assembly, Vanguard Knee Instrumentation - Microplasty™ Elite AP Sizer Modular Attachment, Vanguard Knee Instrumentation - Vanguard™ Trial Tray Remover, Vanguard Knee Instrumentation - Vanguard™ Femoral Distal Trial Augment 5mm x 55mm RL/LM, Vanguard Knee Instrumentation - Vanguard™ Femoral Distal Trial Augment 5mm x 60mm RL/LM, Vanguard Knee Instrumentation - Vanguard™ Femoral Distal Trial Augment 5mm x 65mm RL/LM, Vanguard Knee Instrumentation - Vanguard™ Femoral Distal Trial Augment 5mm x 70mm RL/LM, Vanguard Knee Instrumentation - Vanguard™ Femoral Distal Trial Augment 5mm x 75mm RL/LM, Vanguard Knee Instrumentation - Vanguard™ Femoral Distal Trial Augment 5mm x 80mm RL/LM, Vanguard Knee Instrumentation - Vanguard™ Femoral Distal Trial Augment 5mm x 55mm LL/RM, Vanguard Knee Instrumentation - Vanguard™ Femoral Distal Trial Augment 5mm x 60mm LL/RM, Vanguard Knee Instrumentation - Vanguard™ Femoral Distal Trial Augment 5mm x 65mm LL/RM, Vanguard Knee Instrumentation - Vanguard™ Femoral Distal Trial Augment 5mm x 70mm LL/RM, Vanguard Knee Instrumentation - Vanguard™ Femoral Distal Trial Augment 5mm x 75mm LL/RM, Vanguard Knee Instrumentation - Vanguard™ Femoral Distal Trial Augment 5mm x 80mm LL/RM, Vanguard Knee Instrumentation - Vanguard™ Femoral Post Trial Augment 5mm x 55mm RL/LM, Vanguard Knee Instrumentation - Vanguard™ Femoral Post Trial Augment 5mm x 60mm RL/LM, Vanguard Knee Instrumentation - Vanguard™ Femoral Post Trial Augment 5mm x 65mm RL/LM, Vanguard Knee Instrumentation - Vanguard™ Femoral Post Trial Augment 5mm x 70mm RL/LM, Vanguard Knee Instrumentation - Vanguard™ Femoral Post Trial Augment 5mm x 75mm RL/LM, Vanguard Knee Instrumentation - Vanguard™ Femoral Post Trial Augment 5mm x 80mm RL/LM, Vanguard Knee Instrumentation - Vanguard™ Femoral Post Trial Augment 5mm x 55mm LL/RM, Vanguard Knee Instrumentation - Vanguard™ Femoral Post Trial Augment 5mm x 60mm LL/RM, Vanguard Knee Instrumentation - Vanguard™ Femoral Post Trial Augment 5mm x 65mm LL/RM, Vanguard Knee Instrumentation - Vanguard™ Femoral Post Trial Augment 5mm x 70mm LL/RM, Vanguard Knee Instrumentation - Vanguard™ Femoral Post Trial Augment 5mm x 75mm LL/RM, Vanguard Knee Instrumentation - Vanguard™ Femoral Post Trial Augment 5mm x 80mm LL/RM, Vanguard Knee Instrumentation - Vanguard™ Femoral Distal Trial Augment 10mm x 55mm RL/LM, Vanguard Knee Instrumentation - Vanguard™ Femoral Distal Trial Augment 10mm x 60mm RL/LM, Vanguard Knee Instrumentation - Vanguard™ Femoral Distal Trial Augment 10mm x 65mm RL/LM, Vanguard Knee Instrumentation - Vanguard™ Femoral Distal Trial Augment 10mm x 70mm RL/LM, Vanguard Knee Instrumentation - Vanguard™ Femoral Distal Trial Augment 10mm x 75mm RL/LM, Vanguard Knee Instrumentation - Vanguard™ Femoral Distal Trial Augment 10mm x 80mm RL/LM, Vanguard Knee Instrumentation - Vanguard™ SSK Tibial Bearing Trial Constrained 20mm x 71/75mm, Vanguard Knee Instrumentation - Vanguard™ SSK Tibial Bearing Trial Constrained 22mm x 71/75mm, Vanguard Knee Instrumentation - Vanguard™ SSK Tibial Bearing Trial Constrained 24mm x 71/75mm, Vanguard Knee Instrumentation - Vanguard™ Tibial Bearing Trial Constrained Post 10mm x 79/83mm, Vanguard Knee Instrumentation - Vanguard™ Tibial Bearing Trial Constrained Post 12mm x 79/83mm, Vanguard Knee Instrumentation - Vanguard™ Tibial Bearing Trial Constrained Post 14mm x 79/83mm, Vanguard Knee Instrumentation - Vanguard™ Tibial Bearing Trial Constrained Post 16mm x 79/83mm, Vanguard Knee Instrumentation - Vanguard™ Tibial Bearing Trial Constrained Post 18mm x 79/83mm, Vanguard Knee Instrumentation - Vanguard™ Tibial Bearing Trial Constrained Post 20mm x 79/83mm, Vanguard Knee Instrumentation - Vanguard™ Tibial Bearing Trial Constrained Post 22mm x 79/83mm, Vanguard Knee Instrumentation - Vanguard™ Tibial Bearing Trial Constrained Post 24mm x 79/83mm, Vanguard Knee Instrumentation - Vanguard™ SSK Tibial Bearing Trial Constrained 10mm x 87/91mm, Vanguard Knee Instrumentation - Vanguard™ SSK Tibial Bearing Trial Constrained 12mm x 87/91mm, Vanguard Knee Instrumentation - Vanguard™ SSK Tibial Bearing Trial Constrained 14mm x 87/91mm, Vanguard Knee Instrumentation - Vanguard™ SSK Tibial Bearing Trial Constrained 16mm x 87/91mm, Vanguard Knee Instrumentation - Vanguard™ SSK Tibial Bearing Trial Constrained 18mm x 87/91mm, Vanguard Knee Instrumentation - Vanguard™ SSK Tibial Bearing Trial Constrained 20mm x 87/91mm, Vanguard Knee Instrumentation - Vanguard™ SSK Tibial Bearing Trial Constrained 22mm x 87/91mm, Vanguard Knee Instrumentation - Vanguard™ SSK Tibial Bearing Trial Constrained 24mm x 87/91mm, Vanguard Knee Instrumentation - Vanguard™ PS Tibial 1-PC Trial 10mm x 59mm, Vanguard Knee Instrumentation - Vanguard™ PS Tibial 1-PC Trial 12mm x 59mm, Vanguard Knee Instrumentation - Vanguard™ PS Tibial 1-PC Trial 14mm x 59mm, Vanguard Knee Instrumentation - Vanguard™ PS Tibial 1-PC Trial 16mm x 59mm, Vanguard Knee Instrumentation - Vanguard™ PS Tibial 1-PC Trial 18mm x 59mm, Vanguard Knee Instrumentation - Vanguard™ PS Tibial 1-PC Trial 20mm x 59mm, Vanguard Knee Instrumentation - Vanguard™ PS Tibial 1-PC Trial 22mm x 59mm, Vanguard Knee Instrumentation - Vanguard™ PS Tibial 1-PC Trial 24mm x 59mm, Vanguard Knee Instrumentation - Vanguard™ PS Tibial 1-PC Trial 10mm x 63/67mm, Vanguard Knee Instrumentation - Vanguard™ PS Tibial 1-PC Trial 12mm x 63/67mm, Vanguard Knee Instrumentation - Vanguard™ PS Tibial 1-PC Trial 14mm x 63/67mm, Vanguard Knee Instrumentation - Vanguard™ PS Tibial 1-PC Trial 16mm x 63/67mm, Vanguard Knee Instrumentation - Vanguard™ PS Tibial 1-PC Trial 18mm x 63/67mm, Vanguard Knee Instrumentation - Vanguard™ PS Tibial 1-PC Trial 20mm x 63/67mm, Vanguard Knee Instrumentation - Vanguard™ PS Tibial 1-PC Trial 10mm x 71/75mm, Vanguard Knee Instrumentation - Vanguard™ PS Tibial 1-PC Trial 12mm x 71/75mm, Vanguard Knee Instrumentation - Vanguard™ PS Tibial 1-PC Trial 14mm x 71/75mm, Vanguard Knee Instrumentation - Vanguard™ PS Tibial 1-PC Trial 16mm x 71/75mm, Vanguard Knee Instrumentation - Vanguard™ PS Tibial 1-PC Trial 18mm x 71/75mm, Vanguard Knee Instrumentation - Vanguard™ PS Tibial 1-PC Trial 20mm x 71/75mm, Vanguard Knee Instrumentation - Vanguard™ PS Tibial 1-PC Trial 10mm x 79/83mm, Vanguard Knee Instrumentation - Vanguard™ PS Tibial 1-PC Trial 12mm x 79/83mm, Vanguard Knee Instrumentation - Vanguard™ PS Tibial 1-PC Trial 14mm x 79/83mm, Vanguard Knee Instrumentation - Vanguard™ PS Tibial 1-PC Trial 16mm x 79/83mm, Vanguard Knee Instrumentation - Vanguard™ PS Tibial 1-PC Trial 18mm x 79/83mm, Vanguard Knee Instrumentation - Vanguard™ PS Tibial 1-PC Trial 20mm x 79/83mm, Vanguard Knee Instrumentation - Vanguard™ PS Tibial 1-PC Trial 22mm x 79/83mm, Vanguard Knee Instrumentation - Vanguard™ PS Tibial 1-PC Trial 24mm x 79/83mm, Vanguard Knee Instrumentation - Vanguard™ PS Tibial 1-PC Trial 10mm x 87/91mm, Vanguard Knee Instrumentation - Vanguard™ PS Tibial 1-PC Trial 12mm x 87/91mm, Vanguard Knee Instrumentation - Vanguard™ PS Tibial 1-PC Trial 14mm x 87/91mm, Vanguard Knee Instrumentation - Vanguard™ PS Tibial 1-PC Trial 16mm x 87/91mm, Vanguard Knee Instrumentation - Vanguard™ PS Tibial 1-PC Trial 18mm x 87/91mm, Vanguard Knee Instrumentation - Vanguard™ PS Tibial 1-PC Trial 20mm x 87/91mm, Vanguard Knee Instrumentation - Vanguard™ PS Plus Tibial 1-PC Trial 10mm x 59mm, Vanguard Knee Instrumentation - Vanguard™ PS Plus Tibial 1-PC Trial 12mm x 59mm, Vanguard Knee Instrumentation - Vanguard™ PS Plus Tibial 1-PC Trial 14mm x 59mm, Vanguard Knee Instrumentation - Vanguard™ PS Plus Tibial 1-PC Trial 16mm x 59mm, Vanguard Knee Instrumentation - Vanguard™ PS Plus Tibial 1-PC Trial 18mm x 59mm, Vanguard Knee Instrumentation - Vanguard™ PS Plus Tibial 1-PC Trial 20mm x 59mm, Vanguard Knee Instrumentation - Vanguard™ PS Plus Tibial 1-PC Trial 22mm x 59mm, Vanguard Knee Instrumentation - Vanguard™ PS Plus Tibial 1-PC Trial 24mm x 59mm, Vanguard Knee Instrumentation - Vanguard™ PS Plus Tibial 1-PC Trial 10mm x 63/67mm, Vanguard Knee Instrumentation - Vanguard™ PS Plus Tibial 1-PC Trial 12mm x 63/67mm, Vanguard Knee Instrumentation - Vanguard™ PS Plus Tibial 1-PC Trial 14mm x 63/67mm, Vanguard Knee Instrumentation - Vanguard™ PS Plus Tibial 1-PC Trial 16mm x 63/67mm, Vanguard Knee Instrumentation - Vanguard™ PS Plus Tibial 1-PC Trial 18mm x 63/67mm, Vanguard Knee Instrumentation - Vanguard™ PS Plus Tibial 1-PC Trial 20mm x 63/67mm, Vanguard Knee Instrumentation - Vanguard™ PS Plus Tibial 1-PC Trial 10mm x 71/75mm, Vanguard Knee Instrumentation - Vanguard™ PS Plus Tibial 1-PC Trial 12mm x 71/75mm, Vanguard Knee Instrumentation - Vanguard™ PS Plus Tibial 1-PC Trial 14mm x 71/75mm, Vanguard Knee Instrumentation - Vanguard™ PS Plus Tibial 1-PC Trial 16mm x 71/75mm, Vanguard Knee Instrumentation - Vanguard™ PS Plus Tibial 1-PC Trial 18mm x 71/75mm, Vanguard Knee Instrumentation - Vanguard™ PS Plus Tibial 1-PC Trial 20mm x 71/75mm, Vanguard Knee Instrumentation - Vanguard™ PS Plus Tibial 1-PC Trial 10mm x 79/83mm, Vanguard Knee Instrumentation - Vanguard™ PS Plus Tibial 1-PC Trial 12mm x 79/83mm, Vanguard Knee Instrumentation - Vanguard™ PS Plus Tibial 1-PC Trial 14mm x 79/83mm, Vanguard Knee Instrumentation - Vanguard™ PS Plus Tibial 1-PC Trial 16mm x 79/83mm, Vanguard Knee Instrumentation - Vanguard™ PS Plus Tibial 1-PC Trial 18mm x 79/83mm, Vanguard Knee Instrumentation - Vanguard™ PS Plus Tibial 1-PC Trial 20mm x 79/83mm, Vanguard Knee Instrumentation - Vanguard™ PS Plus Tibial 1-PC Trial 10mm x 87/91mm, Vanguard Knee Instrumentation - Vanguard™ PS Plus Tibial 1-PC Trial 12mm x 87/91mm, Vanguard Knee Instrumentation - Vanguard™ PS Plus Tibial 1-PC Trial 14mm x 87/91mm, Vanguard Knee Instrumentation - Vanguard™ PS Plus Tibial 1-PC Trial 16mm x 87/91mm, Vanguard Knee Instrumentation - Vanguard™ PS Plus Tibial 1-PC Trial 18mm x 87/91mm, Vanguard Knee Instrumentation - Vanguard™ PS Plus Tibial 1-PC Trial 20mm x 87/91mm, Vanguard Knee Instrumentation - Vanguard™ CR Trial Femoral 55mm Right, Vanguard Knee Instrumentation - Vanguard™ CR Trial Femoral 57.5mm Right, Vanguard Knee Instrumentation - Vanguard™ CR Trial Femoral 60mm Right, Vanguard Knee Instrumentation - Vanguard™ CR Trial Femoral 62.5mm Right, Vanguard Knee Instrumentation - Vanguard™ CR Trial Femoral 65mm Right, Vanguard Knee Instrumentation - Vanguard™ CR Trial Femoral 67.5mm Right, Vanguard Knee Instrumentation - Vanguard™ CR Trial Femoral 70mm Right, Vanguard Knee Instrumentation
16148 | Pince BiClamp E LAP , Pince BiClamp E LAP | GREEMED | 2024-03-21T00:00:00.000+01:00 | Erbe Elektromedizin GmbH, Waldhörnlestraße 17, 72072 Tübingen, Germany | 20195-134, 20195-135, 20195-136, 20195-137, 20195-189, 20195-190, 20195-191, 20195-192, 2019S-228, 20195-229, 20195-230, 20195-246, 20195-247, 20195-248, 20195-249 | Klasa IIb | Pinca bipolare per kirurgji laparaskopike | Tjeter
16149 | Bipolar coagulation instruments | GREEMED | 2024-03-21T00:00:00.000+01:00 | Erbe Elektromedizin GmbH, Waldhörnlestraße 17, 72072 Tübingen, Germany | 20195-000, 20195-001, 20195-002, 20195-005, 20195-006, 20195-007, 20195-008, 2019S-009, 20195-010, 20195-011, 20195-013, 20195-014, 20195-015, 20195-016, 20195-017, 20195-018, 20195-019, 20195-020, 20195-021, 20195-022, 20195-023, 20195-026, 20195-027, 20195-028, 20195-029, 20195-030, 20195-031, 20195-032, 20195-033, 2019S-034, 20195-035, 20195-036, 20195-037, 20195-038, 20195-039, 20195-040, 20195-041, 20195-042, 20195-043, 20195-044, 20195-045, 20195-057, 20195-058, 20195-059, 20195-063, 20195-064, 20195-065, 20195-066, 20195-098, 20195-101, 20195-107, 20195-109, 20195-110, 20195-164, 20195-167, 20195-168, 20195-169, 20195-490, 20195-491, 20195-492, 20195-493, 20195-494, 20195-495, 20195-498, 20195-499 | Klasa IIb | Pinca bipolare per kirurgji te hapur | Tjeter
16150 | Dornier Relax + Endo | AGS Corporation | 2024-04-02T00:00:00.000+02:00 | Dornier MedTech GmbH, Argelsrieder Feld 7, 82234 Wessling, Germany | K1043571 | Klasa I | Tavoline per pacient, qe perdoret per ESWL dhe EndoUrologji | Tjeter
16151 | Dispositivi medici della categoria Accessori/Cricchetto, Dispositivi medici della categoria Accessori/CACCIAVITE CHIRURGICO, Dispositivi medici della categoria Accessori/CONNESSIONE ES 3 H 5, Dispositivi medici della categoria Accessori/BOCCOLA STOP 6 MM, Dispositivi medici della categoria Accessori/BATTITORE CHIODINI, DDispositivi medici della categoria Accessori/BOX 8 CHIODINI, Dispositivi medici della categoria Accessori/SONDA PROFONDITA DIRITTA ZIGOMA, Dispositivi medici della categoria Accessori/MANOPOLA LAVORAZIONE MONCONI PIENI EXTRAORALE, Dispositivi medici della categoria Accessori/PIN DI PARALLELISMO CF. 2 PEZZI, Dispositivi medici della categoria Accessori/VITE ESTRAZIONE MONCONI ø 3.2, Dispositivi medici della categoria Accessori/SMART PEG CONO-IN CF. 2 PEZZI, Dispositivi medici della categoria Accessori/PERNO X BLOCCAGGIO MONCONI CON-EX ANGOLATI, Dispositivi medici della categoria Accessori/CACCIAVITE MANUALE H17, Dispositivi medici della categoria Accessori/CRICCHETTO DINAMOMENTRICO, Dispositivi medici della categoria Accessori/ADATTATORE DA MANIPOLO A MANUALE-CRICCHETTO, Dispositivi medici della categoria Accessori/BUSSOLA CONNESSIONE X GUIDATA ø 4,15/ 5, Dispositivi medici della categoria Accessori/BUSSOLA PORTA IMPIANTO X GUIDATA, Dispositivi medici della categoria Accessori/SUPPORTO X SBLOCCO BOCCOLE GUIDATA, Dispositivi medici della categoria Accessori/ANALOGO MRS – MULTI-U, Dispositivi medici della categoria Accessori/TRANSFERT MRS – MULTI-U, Dispositivi medici della categoria Accessori/CILINDRO CALCINABILE MRS - MULTI-U, Dispositivi medici della categoria Accessori/PORTATORE MONCONE MRS - MULTI-U, Dispositivi medici della categoria Accessori/VITE CORTA PER CILINDRO MRS – MULTI-U, Dispositivi medici della categoria Accessori/VITE STOP PEEK MRS – MULTI-U 10 pz, Dispositivi medici della categoria Accessori/VITE DI CONN. PER MRS INCLINAT, Dispositivi medici della categoria Accessori/VITE LUNGA L.20 PER TRANSFERT MRS – MULTI-U, Dispositivi medici della categoria Accessori/VITE DI CONNESSIONE PER TRANSFERT ACW L13, Dispositivi medici della categoria Accessori/ANALOGO ACW, Dispositivi medici della categoria Accessori/VITE LUNGA PER TRANSFERT ACW L14, Dispositivi medici della categoria Accessori/VITE CORTA ACW, Dispositivi medici della categoria Accessori/TRANSFERT-CILINDRO ACW, Dispositivi medici della categoria Accessori/TRANSFERT DA IMPRONTA CON VITE, Dispositivi medici della categoria Accessori/TRANSFERT A STRAPPO con vite, Dispositivi medici della categoria Accessori/ANALOGO, Dispositivi medici della categoria Accessori/VITE A TESTA ALTA PER MONCONI, Dispositivi medici della categoria Accessori/VITE DI CONNESSIONE per TRANSFERT L24, Dispositivi medici della categoria Accessori/VITE A TESTA ALTA PER MONCONI ANGLED, Dispositivi medici della categoria Accessori/CAPPETTA PER TRANSFERT A STRAPPO ø3,2, Dispositivi medici della categoria Accessori/ANALOGO DIGITALE PER STAMPA 3D, Dispositivi medici della categoria Accessori/VITE LUNGA X ANALOGO STAMPA 3D, Dispositivi medici della categoria Accessori/VITE CORTA X ANALOGO STAMPA 3D, Dispositivi medici della categoria Accessori/VITE ANGLED ø 3,2, Dispositivi medici della categoria Accessori/VITE CONNESSIONE MANUALE X GUIDATA CONO-IN, Dispositivi medici della categoria Accessori/CAPPETTA PARALLELISMO CON-EX SLIM /4/6, Dispositivi medici della categoria Accessori/OPEN TRAY TRANSFERT ø3,6 L10, Dispositivi medici della categoria Accessori/BRIDGE OPEN TRAY TRANSFERT, Dispositivi medici della categoria Accessori/CLOSED TRAY TRANSFERT ø3,6, Dispositivi medici della categoria Accessori/VITE PROTESICA CONICAL, Dispositivi medici della categoria Accessori/ANALOGO CONICAL , Dispositivi medici della categoria Accessori/VITE TRANSFERT OPEN TRAY L24 CONICAL, Dispositivi medici della categoria Accessori/VITE PROTESICA MULTI-U ANGOLATI | MOTO-MANIA | 2024-04-02T00:00:00.000+02:00 | 3P IMPLAFAVOURITE SRL. VIA BOTTEGHE 31 I - 10060 SCALENGHE,TORINO,ITALY | 100011, 100012, 100013, 100072, 100110, 100116, 100202, 200020, 500071, 500095, 500249, 500499, 600030, 600035, 600110, 600252, 600254, 600263, 500031, 500041, 500075, 500088, 500098, 500109, 500250, 500252, 500139, 500140, 500143, 500144, 500146, 500040, 500043, 500049, 500097, 500099, 500199, 500210, 500385, 500386, 500387, 500522, 600250a , 500487, 700010, 700014, 700016, 700215, 700216, 700220, 700224 | Klasa I | instrumenta dentare | Pajisje dentare
16152 | Nasal Irrigation Kits, Naso/Abfen Sinus Rinse Kit, Naso/Abfen Sinus Rinse Kit Pediatric, Naso/Abfen Sinus Rinse Kit Pediatric Spare Sachets, Naso/Abfen Sinus Rinse Kit Spare Sachets | Unique Pharmaceuticals | 2024-04-03T00:00:00.000+02:00 | Abfen Farma Ilac San. ve TIC A.S, Baskent Organize Sanayi Bolgesi 29. Cadde No. 11 Malikoy Sincan Ankara, Turkye | N/A | Klasa I | Pajisje qe sherben per shpelarje te kavitetit nazal me uje te pijshem dhe kripera, Pajisje qe sherben per shpelarje te kavitetit nazal me uje te pijshem dhe kripera, ne te rritur, Pajisje qe sherben per shpelarje te kavitetit nazal me uje te pijshem dhe kripera, ne femije, Kripera per tu tretur ne uje per shpelarjen e kaviteteve nazale ne femije, Kripera per tu tretur ne uje per shpelarjen e kaviteteve nazale per te rritur | Tjeter
16153 | ClosureRFGTM Radiofrequency Generator | O.E.S DISTRIMED | 2024-03-11T00:00:00.000+01:00 | Medtronic, Inc. 710 Medtronic Parkway Minneapolis MN 55432 USA | RFG3 | Klasa IIb | Pajisje Gjenerator radiofrekuence | Pajisje nje perdorimeshe
16154 | Carestation 650 (Version A1), Carestation 650c (Version A1), Carestation 620 (Version A1) | MONTAL | 2024-03-11T00:00:00.000+01:00 | Datex-Ohmeda, Inc. 3030 Ohmeda Drive PO Box 7550 Madison WI 53707-7550, USA SRN: US-MF-000014656 | 1012-9650-200, 1012-9655-200, 1012-9620-200 | Klasa IIb | Jane pajisje per anestezine e pergjithshme respiratore dhe per suportin e ventilimit pulmonar | Pajisje anestezie dhe respiratore
16155 | Intraoperative monitoring laryngeal electrodes/1-Channel SMALL ADULT laryngeal electrode ET tube from 6.0 to 7.0 mm,75 cm cable,DIN42802, Intraoperative monitoring laryngeal electrodes/2-Channel SMALL ADULT laryngeal electrode ET tube from 6.0 to 7.5 mm,200 cm cable,DIN42802, Intraoperative monitoring laryngeal electrodes/1-Channel LARGE ADULT laryngeal electrode ET tube from 7.5 to 10.0 mm,75 cm cable,DIN42802, Intraoperative monitoring laryngeal electrodes/2-Channel LARGE ADULT laryngeal electrode ET tube from 8.0 to 9.5 mm,200 cm cable,DIN42802 | O.E.S DISTRIMED | 2024-03-11T00:00:00.000+01:00 | Spes Medica S.p.A.Via Buccari 21 – 16153 Genova (Ge) Italy | LSE3446MCA075, LSE3463DCA200, LSE4246MCA075, LSE4263DCA200 | Klasa IIa | Elektroda laringeale per monitorim intraoperativ | Pajisje nje perdorimeshe
16156 | Holter System | O.E.S DISTRIMED | 2024-03-11T00:00:00.000+01:00 | Edan Instruments,Inc. #15 Jinhui road,Jinsha Community,Kengzi Sub-District,Pingshan District,518122 Shenzhen,P.R.China | SE-2003, SE-2012 | Klasa IIa | Pajisje per monitorimin e aktivitetit kardiak te pacientit | Tjeter
16157 | Harp/Basic, Plus | GEN - ALB FARMA | 2024-03-21T00:00:00.000+01:00 | INVENTIS S.r.l. Corso Stati Uniti, 1/3, 35127 - Padova, Italy | IT-MF-000012495 | Klasa IIa | Pajisja mjekësore Harp është një audiometër. Një audiometër është një pajisje që ndihmon operatorin në përcaktimin e ndjeshmërisë dëgjimore të pacientit duke gjeneruar dhe dhënë pacientit stimuj të tingullit të llojeve dhe intensiteteve të ndryshme për qëllime diagnostikuese. | Pajisje elektromekanike
16158 | RADIFOCUS Introducer II Mcoat (Catheter Introducer), Introducer II RADIFOCUS (Catheter Introducer), Introducer II RADIFOCUS with metallic needle (Catheter Introducer), RADIFOCUS Introducer II (Catheter Introducer) | BIOMETRIC ALBANIA | 2024-03-19T00:00:00.000+01:00 | TERUMO CORPORATION - Adresa: 44-1, 2-chome, Hatagaya, Shibuya-ku, Tokyo 151-0072, Japan | RS*R80N10MQ, RM*AF5G10HQW, RM*AF5J10SQW, RM*AF5J16SQW, RM*AF5J25SQW, RM*AF6G10HQW, RM*AF6J10SQW, RM*AF6J16SQW, RM*AF6J25SQW, RS+A40G07SQ, RS+A40G10SQ, RS+A40K10AQ, RS+A50G07SQ, RS+A50K10AQ, RS+A50K10SQ, RS+A60G07SQ, RS+A60K10AQ, RS+A60K10SQ, RS+A70K10SQ, RS+A80K10SQ, RS+B40G07SQ, RS+B40G10SQ, RS+B40K10AQ, RS+B40K10MQ, RS+B40K10MR, RS+B40K10SQ, RS+B50G07SQ, RS+B50K10MQ, RS+B50K10MR, RS+B50K25AQ, RS+B50N10AQ, RS+B50N10MQ, RS+B50N10MR, RS+B50N10SQ, RS+B50N25AQ, RS+B60G07SQ, RS+B60K10MQ, RS+B60K10MR, RS+B60K25AQ, RS+B60N10MQ, RS+B60N10MR, RS+B60N10SQ, RS+B60N25AQ, RS+B70K10MQ, RS+B70K10MR, RS+B70N10MQ, RS+B70N10MR, RS+B70N10SQ, RS+B70N25AQ, RS+B80K10MQ, RS+B80K10MR, RS+B80N10MQ, RS+B80N10MR, RS+B80N10SQ, RS+B80N25AQ, RS+C40G10NR, RS+C40K10NR, RS+C40K25NR, RS+C50N10NR, RS+C60N10NR, RS+C60N25NR, RS+C70N10NR, RS+C70N25NR, RS+C80N10NR, RS+C80N25NR, RS+R40K10MQ, RS+R50K10MQ, RS+R50N10MQ, RS+R60N10MQ, RS+R70N10MQ, RS+R80N10MQ, RS*A40G07SQ, RS*A40G10SQ, RS*A40K10AQ, RS*A50G07SQ, RS*A50K10AQ, RS*A50K10SQ, RS*A60G07SQ, RS*A60K10AQ, RS*A60K10SQ, RS*A70K10SQ, RS*A80K10SQ, RS*B40G07SQ, RS*B40G10SQ, RS*B40K10AQ, RS*B40K10MQ, RS*B40K10MR, RS*B40K10SQ, RS*B40K25AQ, RS*B50G07SQ, RS*B50K10MQ, RS*B50K10MR, RS*B50K25AQ, RS*B50N10AQ, RS*B50N10MQ, RS*B50N10MR, RS*B50N10SQ, RS*B50N25AQ, RS*B60G07SQ, RS*B60K10MQ, RS*B60K10MR, RS*B60K25AQ, RS*B60N10MQ, RS*B60N10MR, RS*B60N10SQ, RS*B60N25AQ, RS*B70K10MQ, RS*B70K10MR, RS*B70N10MQ, RS*B70N10MR, RS*B70N10SQ, RS*B70N25AQ, RS*B80K10MQ, RS*B80K10MR, RS*B80K25AQ, RS*B80N10MQ, RS*B80N10MR, RS*B80N10SQ, RS*B80N25AQ, RS*C40G10NR, RS*C40K10NR, RS*C40K25NR, RS*C50N10NR, RS*C60N10NR, RS*C60N25NR, RS*C70N10NR, RS*C70N25NR, RS*C80N10NR, RS*C80N25NR, RS*R40K10MQ, RS*R50K10MQ, RS*R50N10MQ, RS*R60N10MQ, RS*R70N10MQ, RM*RF5F10PQ, RM*RF5F16PQ, RM*RF5F25PQ, RM*RF5J10PQ, RM*RF5J16PQ, RM*RF5J25PQ, RM*RF6F10PQ, RM*RF6F16PQ, RM*RF6F25PQ, RM*RF6J10PQ, RM*RF6J16PQ, RM*RF6J25PQ | Klasa IIa | Kateter intraduktor | Produkte per institucione te kujdesit shendetesor
16159 | Cryosurgical unit,ERBECRYO 2 Cart, Cryosurgical unit,VIO®-CART, Cryosurgical unit,Switching valve w/ 2 adapt. H, Cryosurgical unit,Switching valve w/ 2 Adapt. E, Cryosurgical unit,Switching valve w/ 2 Adapt. G, Cryosurgical unit,Switching valve w/ 2 Adapt. F, Cryosurgical unit,Gas cylinder connector CO2/D, Cryosurgical unit,Gas cylinder connector CO2, Cryosurgical unit,Gas bottle adapter F, Cryosurgical unit,Gas bottle adapter I, Cryosurgical unit,Gas cylinder connector, Cryosurgical unit,Flexible gas hose ; L 1m, Cryosurgical unit,Gas tube, 0.7m long, Cryosurgical unit,Extension cable f. Erbecryo 2, Cryosurgical unit,Exhaust gas hose; L5m open end, Cryosurgical unit,Exhaust gas hose; L10m open end | GREEMED | 2024-03-21T00:00:00.000+01:00 | Erbe Elektromedizin GmbH, Waldhörnlestraße 17, 72072 Tübingen, Germany | 20402-300, 20180-000, 20402-051, 20402-052, 20402-054, 20402-056, 20410-003, 20410-016, 20402-060, 20402-061, 20410-011, 20410-004, 20448-000, 20402-202, 20402-007, 20402-008 | Klasa IIb | Pajisje per cryo-kirurgji | Tjeter
16160 | Electrode handle | GREEMED | 2024-03-21T00:00:00.000+01:00 | Erbe Elektromedizin GmbH, Waldhörnlestraße 17, 72072 Tübingen, Germany | 20190-045, 20190-048, 20190-062, 20190-065, 20190-066, 20190-067, 20190-074, 20190-075, 20190-076, 20190-090, 20190-091, 20190-092, 20190-093, 20190-094, 20190-095, 20190-104, 20190-105, 20197-034 | Klasa IIb | Doreze per elektrode monopolare ne kirurgji | Tjeter
16161 | Monopolar electrodes | GREEMED | 2024-03-21T00:00:00.000+01:00 | Erbe Elektromedizin GmbH, Waldhörnlestraße 17, 72072 Tübingen, Germany | 21191-000, 21191-001, 21191-002, 21191-003, 21191-004, 21191-005, 21191-006, 21191-007, 21191-008, 21191-009, 21191-010, 21191-011, 21191-012, 21191-013, 21191-014, 21191-015, 21191-016, 21191-017, 21191-018, 21191-019, 21191-020, 21191-021, 21191-022, 21191-023 | Klasa IIb | Elektrode monopolare | Tjeter
16162 | Adhesive Wound Dressing / Medicazioni adesive sterili in TNT con compressa assorbente antiaderente 8 cm x 10 cm - Linea Touchmed | LUVIV | 2024-03-19T00:00:00.000+01:00 | DEALFA S.r.l. - Via Borgazzi 93 - 20900 Monza (Itali) | ME1S0810 | Is | Garza mjekimi sterile njeperdorimshe te cilat nuk ngjisin ne plage dhe kane veti perthithese dhe ajrosen | Tjeter
16163 | GASTRO PROTECTIVE MEDICAL DEVICE CURAFLUX RAPID sospensione | AULONA FARM INVESTIMENTS | 2024-03-26T00:00:00.000+01:00 | Zeta Farmaceutici S.p.A Via Mentana, n. 38-36100, Vincenza | SGS03M | Klasa IIa | CURAFLUX RAPID eshte ne forme pezullie, sherben per mbrojtjen e sistemit gastrik | Tjeter
16164 | Cochlear™ Tamper Resistant Earhook,variant small | FEDOS | 2024-04-04T00:00:00.000+02:00 | Cochlear Limited 1 University Avenue Macquarie University NSW 2109 Australia | Z544858 | Klasa I | Kapëse veshi per pajisjen kokleare qe eshte i pershtashem per femijet e vegjel | Tjeter
16165 | Nucleus® Programming Shoe with Cable | FEDOS | 2024-04-04T00:00:00.000+02:00 | Cochlear Limited 1 University Avenue Macquarie University NSW 2109 Australia | Z327114 | Klasa I | Aksesor/Adaptor programimi per pajisjen kokleare | Tjeter
16166 | Programmers for Cardiac Implantable Devices and their External Components | BIOMETRIC ALBANIA | 2024-04-02T00:00:00.000+02:00 | St. Jude Medical - Cardiac Rhythm Management Division, 15900 Valley View Court, Sylmar, CA 91342, USA | MER3700, MER3400, 3630W | Te implantueshme aktive | Programatore per pajisje kardiake te implantueshme dhe komponentet e jashtem. | Pajisje te implantueshme aktive
16167 | Protection Cap, C-MAC video laryngoscope 8403xxx, Protection Cap, C-MAC video laryngoscope | MONTAL | 2024-04-08T00:00:00.000+02:00 | KARL STORZ SE & Co. KG, Dr. -Karl-Storz-Strasse 34, 78532 Tuttlingen, Germany SRN: DE-MF-000005723 | 8403YZ, 8401YZ | Klasa I | Tapa mbrojtëse përdoren për të mbrojtur kontaktet e ndërfaqes së një pajisjeje mjekësore gjatë sterilizimit. | Instrumenta shumeperdorimeshe
16168 | Cochlear Wireless TV Streamer, EU, Cochlear Wireless Phone Clip, EU, Cochlear Wireless Phone Clip, GB, Cochlear Wireless Mini Microphone 2+ GB, Cochlear Wireless Mini Microphone 2+ EU | FEDOS | 2024-04-04T00:00:00.000+02:00 | Cochlear Bone Anchored Solutions AB, Konstruktionsvägen 14 SE-435 33 Mölnlycke SWEDEN | 94760, 94770, 94772, P770845, P770846 | Klasa I | Trasmetues vale televizori, telefoni dhe mini-mikrofon per efekt mjekesor te degjimit | Tjeter
16169 | Surgical Microscope OPMI Lumera i | GEN - ALB FARMA | 2024-04-03T00:00:00.000+02:00 | Carl Zeiss Meditec AG, Goeschwitzer Strasse 51-52, 07745 Jena,Germany | 6633 | Klasa I | OPMI Lumera i, është një mikroskop kirurgjikal i destinuar për ndriçimin dhe zmadhimin e zonës kirurgjikale dhe për mbështetje e vizualizimit në procedurat kirurgjikale në fushën e oftalmologjisë. | Pajisje oftalmike dhe optike
16170 | CURING LIGHT (Dental Cordless LED Curing Light) | DELTA DENT | 2024-04-02T00:00:00.000+02:00 | Max Dental Co.,Ltd , 03-605, 397, Seokcheon-ro, Bucheon-si, Gyeonggi-do, Republic of Korea 14449 | NOBLESSE A | Klasa I | Llampe polimerizimi | Pajisje dentare
16171 | CURING LIGHT (Dental Cordless LED Curing Light) | DELTA DENT | 2024-04-02T00:00:00.000+02:00 | Max Dental Co.,Ltd , 03-605, 397, Seokcheon-ro, Bucheon-si, Gyeonggi-do, Republic of Korea 14449 | NOBLESSE E | Klasa I | Llampe polimerizimi | Pajisje dentare
16172 | EURONDA Monoart® MEDICAL FACE MASK, Monoart®FACE Mask Protection 3, Monoart®FACE Mask Protection 3 Floral, Monoart®FACE Mask Protection 4, Monoart®FACE Mask Protection 4 Sensitive, Monoart®FACE Mask Protection Soft, Pocket Face Masks Colour Your Life, Pocket Plus Face Masks Colour Your Life, Monoart®FACE Mask The Original | Albadent Group | 2024-04-08T00:00:00.000+02:00 | EURONDA S.P.A VIA DELL'ARTIGIANATO,7 36030 MONTECCHIO PRECALCINO ( VICENZA) ITALY | N/A, Mask Protection 3, Mask Protection 3 Floral, Mask Protection 4, Mask Protection 4 Sensitive, Mask Protection Soft, Masks Colour Your Life, Mask The Original | Klasa I | Maska mbrojtese qe sigurojne konfort dhe mbrojtje totale | Pajisje dentare
16173 | Euronda Cotton Rolls, Monoart® Cotton Rolls Size 1, Monoart® Cotton Rolls Size 2, Monoart® Cotton Rolls Size 3 | Albadent Group | 2024-04-08T00:00:00.000+02:00 | EURONDA S.P.A VIA DELL'ARTIGIANATO,7 36030 MONTECCHIO PRECALCINO ( VICENZA) ITALY | N/A, Cotton Rolls Size 1, Cotton Rolls Size 2, Cotton Rolls Size 3 | Klasa I | Rrotulla bambuku per absorbimin e likideve ne goje qe perdoret ne klinika dentare | Pajisje dentare
16174 | Cochlear™ Battery Holder , variant CP1000, CP1001, CP1002, Nucleus® 8 | FEDOS | 2024-04-04T00:00:00.000+02:00 | Cochlear Limited 1 University Avenue Macquarie University NSW 2109 Australia | Z491369 | Klasa I | Mbajtëse baterie Cochlear™ | Tjeter
16175 | Cochlear™ Remote Control, Cochlear™ Remote Control (modeli CR310) | FEDOS | 2024-04-04T00:00:00.000+02:00 | Cochlear Limited 1 University Avenue Macquarie University NSW 2109 Australia | Z569903 | Klasa I | Pult per pajisjen kokleare | Tjeter
16176 | Cochlear™ LiteWear Cable ,variant Black, 30cm (12"), Cochlear™ LiteWear Cable ,variant Brown, 30cm (12"), Cochlear™ LiteWear Cable ,variant Grey, 30cm (12"), Cochlear™ LiteWear Cable , variant Sand, 30cm (12") , Cochlear™ LiteWear Cable ,variant White, 30cm (12") | FEDOS | 2024-04-04T00:00:00.000+02:00 | Cochlear Limited 1 University Avenue Macquarie University NSW 2109 Australia | P1182468, P1182469 , P1182470, P1182471, P1182472 | Klasa I | Kabell zgjatues ngjyre e zeze per pajisjen kokleare ., Kabell zgjatues ngjyre kafe per pajisjen kokleare ., Kabell zgjatues ngjyre gri per pajisjen kokleare ., Kabell zgjatues ngjyre bezhe per pajisjen kokleare ., Kabell zgjatues ngjyre e bardhe per pajisjen kokleare . | Tjeter
16177 | Whitacre spinal needle,Whitacre spinal needle (with introducer) - 25G - L. 14 5mm (20G - L.38mm) , Whitacre spinal needle,Whitacre spinal needle with removable wings (and introducer) - 26G - L.90mm (20G - | GREEMED | 2024-03-19T00:00:00.000+01:00 | Vygon 5 rue Adeline 95440 Ecouen France | 181.75, 181.94, 181.941, 181.94E, 181.95, 5181.05, 5181.051, 5181.185, 5181.24, 5181.27, 5181.45, 5181.94, 5181.242, 5181.243, 5181.252, 5181.253, 181.452, 180.04, 180.05, 180.55, 180.75, 180.93, 180.94, 183.47, 183.49, 183.91, 183.92, 183.97, 183.99, 5180.04, 5180.05, 5180.07, 5180.27, 5180.35, 5180.75, 5180.76, 5180.79, 5180.94, 5183.51, 5183.57, 5183.77, 181.03, 181.04, 181.041, 181.042, 181.04E, 181.05, 181.051, 181.052, 181.05E, 181.07, 181.071, 181.07E , 181.241, 181.242, 181.25, 181.252, 181.25E , 181.34, 181.44, 181.45, 181 .45E | Klasa III | Age spinale | Tjeter
L.38mm) , Whitacre spinal needle,Whitacre spinal needle (with introducer) - 26G - L.90mm (20G - L.38mm) , Whitacre spinal needle,Whitacre spinal needle (with introducer) - 24G - L.90mm (20G - L.38mm) , Whitacre spinal needle,Spinal needle (Whitacre type) - 25G - L. 90mm, Whitacre spinal needle,Spinal needle (Whitacre type) with removable wings - 25G - L. 90mm, Whitacre spinal needle,Spinal needle (Whitacre type) - 00.53mm - 25G - L185mm, Whitacre spinal needle,Spinal needle (Whitacre type) - 00.42mm - 27G - L.12Omm, Whitacre spinal needle,Whitacre spinal needle - 00. 72mm - 22G - L. 120mm, Whitacre spinal needle,Whitacre spinal needle - 00.53mm - 25G - L.38mm, Whitacre spinal needle,Spinal needle (Whitacre type) - 00.47mm - 26G - L.9Omm , Whitacre spinal needle,Spinal needle (Whitacre type) - 00. 4 2mm - 2 7G - L.11 Bmm , Whitacre spinal needle,Spinal needle (Whitacre type) - 00.42mm - 27G - L.128mm , Whitacre spinal needle,Spinal needle (Whitacre type) - 00.53mm - 25G - L.11 Bmm , Whitacre spinal needle,Spinal needle (Whitacre type) - 00.53mm - 25G - L.128mm , Whitacre spinal needle (with introducer) - 25G - L. 14 5mm (20G - L.38mm) , Quincke spinal needle,Quincke spinal needle (with introducer) - 27G - L9Omm (22G - L38mm), Quincke spinal needle,Quincke spinal needle (with introducer) - 25G - L 90mm (2OG - L38mm), Quincke spinal needle,Quincke spinal needle - 00.53mm - 25G - L5Omm, Quincke spinal needle,Quincke spinal needle (with introducer) - 25G - L.75mm (2OG - L38mm) , Quincke spinal needle,Quincke spinal needle (with introducer) - 29G - L9Omm (22G - L38mm), Quincke spinal needle,Quincke spinal needle (with introducer) - 26G - L9Omm (2OG - L38mm), Quincke spinal needle,Quincke spinal needle - Ø0.72mm - 22G - L38mm, Quincke spinal needle,Quincke spinal needle - Ø 0.90mm -20G -L38mm , Quincke spinal needle,Quincke spinal needle- Ø1. 10mm - 19G - L 90mm, Quincke spinal needle,Quincke spinal needle - Ø1.20mm - 18G - L 90mm , Quincke spinal needle,Quincke spinal needle - Ø0.72mm - 22G - L9Omm , Quincke spinal needle,Quincke spinal needle - Ø0. 90mm - 2OG - L 90mm, Quincke spinal needle,Quincke spinal needle - Ø0.42mm - 27G - L.9Omm , Quincke spinal needle,Quincke spinal needle - Ø0.53mm - 25G - L.9Omm , Quincke spinal needle,Quincke spinal needle - Ø0. 72mm - 22G - L.15Omm , Quincke spinal needle,Quincke spinal needle - Ø0. 72mm - 22G - L. 120mm , Quincke spinal needle,Quincke spinal needle - Ø0.53mm - 25G - L.3Omm , Quincke spinal needle,Quincke spinal needle - Ø0.53mm - 25G - L.75mm, Quincke spinal needle,Quincke spinal needle - Ø0.60mm - 23G - L. 7 5mm , Quincke spinal needle,Quincke spinal needle - Ø0. 90mm - 2OG - L. 7 5mm, Quincke spinal needle,Quincke spinal needle - Ø0.47mm - 26G - L.9Omm, Quincke spinal needle,Spinal needle (Quincke type) - Ø1. 10mm - 19G - L.5Omm , Quincke spinal needle,Quincke spinal needle - Ø0.72mm - 22G - L.5Omm , Quincke spinal needle,Spinal needle (Quincke type) - Ø0.72mm - 22G - L.75mm, Whitacre spinal needle,Whitacre spinal needle (with introducer) - 29G - L. 90mm (22G - L.38mm), Whitacre spinal needle,Whitacre spinal needle (with introducer) - 27G - L. 90mm (22G - L.38mm), Whitacre spinal needle,Whitacre spinal needle with removable wings (and introducer) - 27G - L.90mm (22G -
L.38mm) , Whitacre spinal needle,Whitacre spinal needle (with introducer) - 27G - L. 90mm (22G - L.38mm) , Whitacre spinal needle,Whitacre spinal needle (with introducer) - 27G - L.90mm (22G - L.38mm) , Whitacre spinal needle,Whitacre spinal needle (with introducer) - 25G - L.90mm (20G - L.38mm) , Whitacre spinal needle,Whitacre spinal needle with removable wings (and introducer) - 25G - L.90mm (20G -
L.38mm), Whitacre spinal needle,Spinal needle (Whitacre type) - Ø0. 7 2mm - 22G - L. 90mm , Whitacre spinal needle,Whitacre spinal needle with removable wings - 22G - L. 90mm, Whitacre spinal needle,Whitacre spinal needle (with introducer) - 22G - L. 90mm (1 BG - L.38mm), Whitacre spinal needle,Whitacre spinal needle with removable wings (and introducer) - 27G - L.113mm (22G -
L.38mm), Whitacre spinal needle,Whitacre spinal needle (with introducer) - 27G - L.120mm (22G - L.38mm), Whitacre spinal needle,Whitacre spinal needle (with introducer) - 25G - L.120mm (20G - L.38mm) , Whitacre spinal needle,Whitacre spinal needle (with introducer) - 25G - L.120mm (20G - L.38mm), Whitacre spinal needle,Whitacre spinal needle (with introducer) - 2 7G - L.135mm (22G - L.38mm) , Whitacre spinal needle,Whitacre spinal needle (with introducer) - 27G - L.145mm (22G - L.38mm), Whitacre spinal needle,Whitacre spinal needle (with introducer) - 25G - L.14 5mm (20G - L.38mm)
16178 | Hip System Trials, Acetabular Trial Shell, 48mm, Acetabular Trial Shell, 50mm, Acetabular Trial Shell, 52mm, Acetabular Trial Shell, 54mm, Acetabular Trial Shell, 56mm, Acetabular Trial Shell, 58mm, Acetabular Trial Shell, 60mm, Acetabular Trial Shell, 62mm, Acetabular Trial Shell, 64mm, Acetabular Trial Shell, 66mm, Acetabular Trial Shell, 68mm, Acetabular Trial Shell, 70mm, Ace Augment Trial 50x10 gen 2, Ace Augment Trial 54x10 gen 2, Ace Augment Trial 58x10 gen 2, Ace Augment Trial 62x10 gen 2, Ace Augment Trial 66x10 gen 2, Ace Augment Trial 70x10 gen 2, Ace Augment Trial 50x15 gen 2, Ace Augment Trial 54x15 gen 2, Ace Augment Trial 58x15 gen 2, Ace Augment Trial 62x15 gen 2, Ace Augment Trial 66x15 gen 2, Ace Augment Trial 70x15 gen 2, Ace Augment Trial 50x20 gen 2, Ace Augment Trial 54x20 gen 2, Ace Augment Trial 58x20 gen 2, Ace Augment Trial 62x20 gen 2, Ace Augment Trial 66x20 gen 2, Ace Augment Trial 50x30mm gen 2, Ace Augment Trial 54x30mm gen 2, Ace Augment Trial 58x30mm gen 2, Ace Augment Trial 62x30 gen 2, Ace Augment Trial 66x30 gen 2, Acetab Restrictor Provisional/Tamp 26mm, Acetab Restrictor Provisional/Tamp 32mm, Acetab Restrictor Provisional/Tamp 38mm, Buttress Augment Provisional, Size 54, Buttress Augment Provisional, Size 58, Col Buttress Trial, Lt Posterior/ Rt Anterior, Col Buttress Trial, Rt Posterior/Left Anterior, TM Shim Prov, 5 deg, TM Shim Prov, 10, TM Shim Prov, 15 deg | T R I M E D | 2024-03-19T00:00:00.000+01:00 | Zimmer Trabecular Metal Technology, Inc. 10 Pomeroy Road, Parsippany, NJ 07054 USA | NA, 00-7040-048-00, 00-7040-050-00, 00-7040-052-00, 00-7040-054-00, 00-7040-056-00, 00-7040-058-00, 00-7040-060-00, 00-7040-062-00, 00-7040-064-00, 00-7040-066-00, 00-7040-068-00, 00-7040-070-00, 00-4216-050-10, 00-4216-054-10, 00-4216-058-10, 00-4216-062-10, 00-4216-066-10, 00-4216-070-10, 00-4216-050-15, 00-4216-054-15, 00-4216-058-15, 00-4216-062-15, 00-4216-066-15, 00-4216-070-15, 00-4216-050-20, 00-4216-054-20, 00-4216-058-20, 00-4216-062-20, 00-4216-066-20, 00-4216-050-30, 00-4216-054-30, 00-4216-058-30, 00-4216-062-30, 00-4216-066-30, 00-4200-164-00, 00-4200-165-00, 00-4200-166-00, 00-4216-001-54, 00-4216-001-58, 00-4216-300-00, 00-4216-400-00, 00-4216-001-05, 00-4216-001-10, 00-4216-001-15 | Klasa IIa | Hip System Trials janë set instrumentash që përdoren në ndërhyrje kirugjikale ortopedike. | Instrumenta shumeperdorimeshe
16179 | BrainRT EEG/PSG acquisition system | MONTAL | 2024-03-19T00:00:00.000+01:00 | OSG bv (Onafhankelijke Software Groep) Herman de Nayerstraat 1A 0101 2550 Kontich Belgium | BRT-Clinic, BRT-Clinic-T, BRT-Clinic HR, BRT-Clinic HR-T, BRT-Flexi, BRT-Flexi-T, BRT-Research, BRT-Research-T, BRT-Morpheus, BRT-Morpheus-T, BRT-LTM32, BRT-LTM32-T, BRT-LTM64, BRT-LTM64-T | Klasa IIa | Jane sisteme elektromjekesore, qe perfshijne komplete software RT, per diagnostikimin ose monitorimin e proceseve fiziologjike jo jetesore. | Instrumenta shumeperdorimeshe
16180 | One-component dentine and enamel bond, Admira Bond/Bottle 2 × 4 ml, Admira Bond/Bottle 4 ml | EURODENTA | 2024-03-21T00:00:00.000+01:00 | VOCO GmbH Anton-Flettner-Str.1-3 27472 Cuxhaven Germany | N/A, 2432, 2479 | , Klasa IIa | N/A, Kompozit | Pajisje dentare
16181 | Oxford PKS Anatomic ArCom meniscal brg - XLarge Right Size 3, Oxford PKS Anatomic ArCom meniscal brg - XLarge Right Size 4, Oxford PKS Anatomic ArCom meniscal brg - XLarge Right Size 5, Oxford PKS Anatomic ArCom meniscal brg - XLarge Right Size 6, Oxford PKS Anatomic ArCom meniscal brg - XLarge Right Size 7, Oxford PKS Anatomic ArCom meniscal brg - XLarge Right Size 8, Oxford PKS Anatomic ArCom meniscal brg - XLarge Right Size 9, Oxford PKS Anatomic ArCom meniscal brg - XSmall Left Size 3, Oxford PKS Anatomic ArCom meniscal brg - XSmall Left Size 4, Oxford PKS Anatomic ArCom meniscal brg - XSmall Left Size 5, Oxford PKS Anatomic ArCom meniscal brg - XSmall Left Size 6, Oxford PKS Anatomic ArCom meniscal brg - XSmall Left Size 7, Oxford PKS Anatomic ArCom meniscal brg - XSmall Left Size 8, Oxford PKS Anatomic ArCom meniscal brg - XSmall Left Size 9, Oxford PKS Anatomic ArCom meniscal brg - XSmall Right Size 3, Oxford PKS Anatomic ArCom meniscal brg - XSmall Right Size 4, Oxford PKS Anatomic ArCom meniscal brg - XSmall Right Size 5, Oxford PKS Anatomic ArCom meniscal brg - XSmall Right Size 6, Oxford PKS Anatomic ArCom meniscal brg - XSmall Right Size 7, Oxford PKS Anatomic ArCom meniscal brg - XSmall Right Size 8, Oxford PKS Anatomic ArCom meniscal brg - XSmall Right Size 9, Oxford PKS Cemented tibia, Alpha, Standard - LM Size A, Oxford PKS Cemented tibia, Alpha, Standard - RM Size A, Oxford PKS Cemented tibia, Alpha, Standard - LM Size B, Oxford PKS Cemented tibia, Alpha, Standard - RM Size B, Oxford PKS Cemented tibia, Alpha, Standard - LM Size C, Oxford PKS Cemented tibia, Alpha, Standard - RM Size C, Oxford PKS Cemented tibia, Alpha, Standard - LM Size D, Oxford PKS Cemented tibia, Alpha, Standard - RM Size D, Oxford PKS Cemented tibia, Alpha, Standard - LM Size E, Oxford PKS Cemented tibia, Alpha, Standard - RM Size E, Oxford PKS Cemented tibia, Alpha, Standard - LM Size F, Oxford PKS Cemented tibia, Alpha, Standard - RM Size F, Oxford PKS Cemented tibia, Alpha, Standard - LM Size AA, Oxford PKS Cemented tibia, Alpha, Standard - RM Size AA, Oxford PKS High Flex twin peg Cemented femur – Xsmall, Oxford PKS High Flex twin peg Cemented femur – Small, Oxford PKS High Flex twin peg Cemented femur – Medium, Oxford PKS High Flex twin peg Cemented femur – Large, Oxford PKS High Flex twin peg Cemented femur – Xlarge, Oxford PKS Anatomic ArCom meniscal brg - Small Left Size 4, Oxford PKS Anatomic ArCom meniscal brg - Small Left Size 5, Oxford PKS Anatomic ArCom meniscal brg - Small Left Size 6, Oxford PKS Anatomic ArCom meniscal brg - Small Left Size 7, Oxford PKS Anatomic ArCom meniscal brg - Small Left Size 8, Oxford PKS Anatomic ArCom meniscal brg - Small Left Size 9, Oxford PKS Anatomic ArCom meniscal brg - Medium Left Size 3, Oxford PKS Anatomic ArCom meniscal brg - Medium Left Size 4, Oxford PKS Anatomic ArCom meniscal brg - Medium Left Size 5, Oxford PKS Anatomic ArCom meniscal brg - Medium Left Size 6, Oxford PKS Anatomic ArCom meniscal brg - Medium Left Size 7, Oxford PKS Anatomic ArCom meniscal brg - Medium Left Size 8, Oxford PKS Anatomic ArCom meniscal brg - Medium Left Size 9, Oxford PKS Anatomic ArCom meniscal brg - Large Left Size 3, Oxford PKS Anatomic ArCom meniscal brg - Large Left Size 4, Oxford PKS Anatomic ArCom meniscal brg - Large Left Size 5, Oxford PKS Anatomic ArCom meniscal brg - Large Left Size 6, Oxford PKS Anatomic ArCom meniscal brg - Large Left Size 7, Oxford PKS Anatomic ArCom meniscal brg - Large Left Size 8, Oxford PKS Anatomic ArCom meniscal brg - Large Left Size 9, Oxford PKS Anatomic ArCom meniscal brg - XLarge Left Size 3, Oxford PKS Anatomic ArCom meniscal brg - XLarge Left Size 4, Oxford PKS Anatomic ArCom meniscal brg - XLarge Left Size 5, Oxford PKS Anatomic ArCom meniscal brg - XLarge Left Size 6, Oxford PKS Anatomic ArCom meniscal brg - XLarge Left Size 7, Oxford PKS Anatomic ArCom meniscal brg - XLarge Left Size 8, Oxford PKS Anatomic ArCom meniscal brg - XLarge Left Size 9, Oxford PKS Anatomic ArCom meniscal brg - Small Right Size 3, Oxford PKS Anatomic ArCom meniscal brg - Small Right Size 4, Oxford PKS Anatomic ArCom meniscal brg - Small Right Size 5, Oxford PKS Anatomic ArCom meniscal brg - Small Right Size 6, Oxford PKS Anatomic ArCom meniscal brg - Small Right Size 7, Oxford PKS Anatomic ArCom meniscal brg - Small Right Size 8, Oxford PKS Anatomic ArCom meniscal brg - Small Right Size 9, Oxford PKS Anatomic ArCom meniscal brg - Medium Right Size 3, Oxford PKS Anatomic ArCom meniscal brg - Medium Right Size 4, Oxford PKS Anatomic ArCom meniscal brg - Medium Right Size 5, Oxford PKS Anatomic ArCom meniscal brg - Medium Right Size 6, Oxford PKS Anatomic ArCom meniscal brg - Medium Right Size 7, Oxford PKS Anatomic ArCom meniscal brg - Medium Right Size 8, Oxford PKS Anatomic ArCom meniscal brg - Medium Right Size 9, Oxford PKS Anatomic ArCom meniscal brg - Large Right Size 3, Oxford PKS Anatomic ArCom meniscal brg - Large Right Size 4, Oxford PKS Anatomic ArCom meniscal brg - Large Right Size 5, Oxford PKS Anatomic ArCom meniscal brg - Large Right Size 6, Oxford PKS Anatomic ArCom meniscal brg - Large Right Size 7, Oxford PKS Anatomic ArCom meniscal brg - Large Right Size 8, Oxford PKS Anatomic ArCom meniscal brg - Large Right Size 9, Cemented Oxford® Partial Knee system, Oxford PKS Anatomic ArCom meniscal brg - Small Left Size 3 | T R I M E D | 2024-03-21T00:00:00.000+01:00 | BIOMET UK LIMITED WATERTON INDUSTRIAL ESTATE BRIDGEND, CF31 3XA UNITED KINGDOM | 159589, 159590, 159591, 159592, 159593, 159594, 159595, 159790, 159791, 159792, 159793, 159794, 159795, 159796, 160790, 160791, 160792, 160793, 160794, 160795, 160796, 154718, 154719, 154720, 154721, 154722, 154723, 154724, 154725, 154726, 154727, 154775, 154776, 159531, 159532, 166940, 166941, 166942, 166943, 166944, 159541, 159542, 159543, 159544, 159545, 159546, 159547, 159548, 159549, 159550, 159551, 159552, 159553, 159554, 159555, 159556, 159557, 159558, 159559, 159560, 159561, 159562, 159563, 159564, 159565, 159566, 159567, 159568, 159569, 159570, 159571, 159572, 159573, 159574, 159575, 159576, 159577, 159578, 159579, 159580, 159581, 159582, 159583, 159584, 159585, 159586, 159587, 159588, NA, 159540 | Klasa III | Cemented Oxford® Partial Knee system janë proteza gjuri me mbajtëse të lëvizshme, të krijuara për implantim në artikulacionin e gjurit në artroplastinë primare mediale njëkompartmentale të gjurit (UKA) | Pajisje nje perdorimeshe
16182 | Preformed Crown and Bridge, Tera Harz /TC-80DPA1, Tera Harz /TC-80DPA2, Tera Harz /TC-80DPA3, Tera Harz /BR-23A1, Tera Harz /BR-23A2, Tera Harz /BR-23A3, Tera Harz /BR-23B1, Tera Harz /BR-23B2, Tera Harz /BR-23B3, Tera Harz /BR-23C1, Tera Harz /BR-23C2, Tera Harz /BR-23C3, Tera Harz /BR-23D1, Tera Harz /BR-23D2, Tera Harz /BR-23D3, Tera Harz /BR-23M4, Tera Harz /BR-23OM1, Tera Harz /BR-23OM2, Tera Harz /BR-23OM3 | EURODENTA | 2024-03-21T00:00:00.000+01:00 | Graphy Inc. #603, # 617, Ace Gasan Forhu , 225 ,Gasan digital 1-ro, Geumcheon-gu , Seoul , Republic of Korea | N/A | , Klasa IIa | N/A, Kurora dhe ura te gatshme | Pajisje dentare
16183 | Bipolar scissors LAP | GREEMED | 2024-03-21T00:00:00.000+01:00 | Erbe Elektromedizin GmbH, Waldhörnlestraße 17, 72072 Tübingen, Germany | 20195-226, 20195-227 | Klasa IIb | Gershere laparaskopike bipolare | Tjeter
16184 | Flute/Basic, Plus, HF | GEN - ALB FARMA | 2024-03-21T00:00:00.000+01:00 | INVENTIS S.r.l. Corso Stati Uniti, 1/3, 35127 - Padova, Italy | IT-MF-000012495 | Klasa IIa | Analizatori i veshit të mesëm të Flute është një pajisje mjekësore e destinuar për të matur karakteristikat biomekanike të veshit të mesëm të pacientit për të ndihmuar operatorin të vlerësojë gjendjen e tij funksionale për qëllime diagnostikuese. | Pajisje te implantueshme aktive
16185 | Flexible cryoprobe | GREEMED | 2024-03-21T00:00:00.000+01:00 | Erbe Elektromedizin GmbH, Waldhörnlestraße 17, 72072 Tübingen, Germany | 20402-401, 20402-402, 20402-410, 20402-411 | Klasa IIa | Sonde fleksibel per kriokirurgji | Tjeter
16186 | One pedal foot switch ERBEJET 2/Erbecryo 2/IES 2/IES 3/VIO/VIO®3, One pedal foot switch ERBEJET 2/Erbecryo 2/IES 2/IES 3/VIO/VIO®4, One pedal foot switch ERBEJET 2/Erbecryo 2/IES 2/IES 3/VIO/VIO®5, One pedal foot switch ERBEJET 2/Erbecryo 2/IES 2/IES 3/VIO/VIO®6, One pedal foot switch ERBEJET 2/Erbecryo 2/IES 2/IES 3/VIO/VIO®7, One pedal foot switch ERBEJET 2/Erbecryo 2/IES 2/IES 3/VIO/VIO®8, One pedal foot switch ERBEJET 2/Erbecryo 2/IES 2/IES 3/VIO/VIO®9, One pedal foot switch ERBEJET 2/Erbecryo 2/IES 2/IES 3/VIO/VIO®10, One pedal foot switch ERBEJET 2/Erbecryo 2/IES 2/IES 3/VIO/VIO®11 | GREEMED | 2024-03-21T00:00:00.000+01:00 | Erbe Elektromedizin GmbH, Waldhörnlestraße 17, 72072 Tübingen, Germany | 20150-101, 20150-102, 20188-300, 20188-301, 20188-302, 20188-350, 20322-101, 20402-200, 20402-201 | Klasa IIb | Pedal per komandimin e aparaturave kirurgjikale | Tjeter
16187 | Two pedal foot switch ERBEJET®2/VIO®/VIO®3 | GREEMED | 2024-03-21T00:00:00.000+01:00 | Erbe Elektromedizin GmbH, Waldhörnlestraße 17, 72072 Tübingen, Germany | 20150-100, 20150-103, 20189-300, 20189-301, 20189-302, 20189-303, 20189-304, 20189-305, 20189-310, 20189-311, 20189-350, 20189-351, 20189-352, 20189-353 | Klasa IIb | Pedal dysh per komandimin e aparaturave kirurgjikale | Tjeter
16188 | IMAGE, IMAGE ALGINATE FAST SET CANISTER ,1 X 1LB., IMAGE ALGINATE REGULAR CANISTER, 1 X 1LB., IMAGE ALGINATE FAST VALUE PACK, 10 X 1LB., IMAGE ALGINATE FAST INSTITUTIONAL, 30 X 1LB., IMAGE ALGINATE REGULAR VALUE PACK, 10 X 1LB., IMAGE ALGINATE REGULAR INSTITUTIONAL, 30 X 1LB, IMAGE ALGINATE 2 MIN. CANISTER, 1 X 500g., IMAGE ALGINATE 3 MIN. CANISTER, 1 X 500g., IMAGE ALGINATE 2 MIN. REFILL, 11 X 500g., IMAGE ALGINATE 3 MIN. INSTITUTIONAL, 30 X 500g., IMAGE ALGINATE 3 MIN. VALUE PACK, 10 X 500g., IMAGE ALGINATE 2 MIN. INSTITUTIONAL, 30 X 500g., IMAGE ALGINATE 3 MIN. REFILL, 11 X 500g., IMAGE ALGINATE 2 MIN. VALUE PACK, 10 X 500g. | Dorina Mele CO | 2024-04-12T00:00:00.000+02:00 | SpofaDental a.s. Markova 238, 50601 Jicin, Czech Republic | N/A, 27416DX, 27426DX, 27417DX, 27460, 27427DX, 27461DX, 27416A, 27426A, 27419DX, 27461A, 27427A, 27460A, 27429DX, 27417A | Klasa I | Material marrje mase dentare, alginat. | Pajisje dentare
16189 | Impression Compound, COMPOUND CAKES-RED 8 COUNT, COMPOUND CAKES-RED 400 COUNT, COMPOUND STICKS-RED 15 COUNT, COMPOUND CAKES-GREEN 8 COUNT, COMPOUND STICKS-GREEN 15 COUNT, COMPOUND STICK-GREEN 500 COUNT, COMPOUND CAKES-GREY 8 COUNT, COMPOUND STICKS-GREY 15 COUNT | Dorina Mele CO | 2024-04-12T00:00:00.000+02:00 | SpofaDental a.s Markova 238, 506 01 Jicin, Czech Republic | N/A, 00429, 00431, 00432, 00441, 00444, 00447, 00452, 00455 | Klasa I | Material per marrje mase dentare, termoplastik | Pajisje dentare
16190 | Ypeen, YPEEN 7 X 450g, YPEEN 800g | Dorina Mele CO | 2024-04-12T00:00:00.000+02:00 | SpofaDental a.s. Markova 238, 50601 Jicin, Czech Republic | N/A, 4221115PE, 4221130PE | Klasa I | Material per marrje mase dentare, alginat. | Pajisje dentare
16191 | Kelly's Z.O.E. Impression Paste | Dorina Mele CO | 2024-04-12T00:00:00.000+02:00 | Water Pik, Inc. 1730 East Prospect Road Fort Collins, CO 80553-0001 USA | 011350-000 | Klasa I | Material dental per marrje mase | Pajisje dentare
16192 | Water Pik Dental Matrix Band Retainer , Original Tofflemire® II Matrix Band Retainer, Original Tofflemire® Matrix Bands , Original Tofflemire® Matrix Bands, Original Tofflemire® "Dead Soft" Matrix Bands, Getz® Contour Matrix Bands "Dixieland Band", Wizard® Wedges | Dorina Mele CO | 2024-04-12T00:00:00.000+02:00 | Water Pik, Inc. 1730 East Prospect Road Fort Collins, CO 80553-0001 USA | N/A, 20016453, 20016455, 34577-0, 34578-9, 062001-000, 062002-000, 061032-000, 34579-7, 34580-0, 34582-6, 34584-2, 34585-0, 062010-000, 34603-6, 34604-4, 34605-2, 061081-000, 061080-000, 061211-000, 061212-000, 061213-000, 061214-000, 061215-000, 061205-000, 061306-000, 061307-000, 061308-000, 061309-000, 061310-000, 061315-000 | Klasa I | Instrument dentar, matrice per te izoluar dhe krijuar kontaktin proksimal te dhembeve | Pajisje dentare
16193 | Soft Shine® Prophy Paste | Dorina Mele CO | 2024-04-12T00:00:00.000+02:00 | Water Pik, Inc. 1730 East Prospect Road Fort Collins, CO 80553-0001 USA | 20008940 | Klasa I | Paste profilaksie dentare | Pajisje dentare
16194 | Densco® Proflex Flexible Scaler | Dorina Mele CO | 2024-04-12T00:00:00.000+02:00 | Water Pik, Inc. 1730 East Prospect Road Fort Collins, CO 80553-0001 USA | 085000-000 | Klasa I | Instrument dentar per pastrimin e dhembeve. | Pajisje dentare
16195 | Opotow® Temporary Cement | Dorina Mele CO | 2024-04-12T00:00:00.000+02:00 | Water Pik, Inc. 1730 East Prospect Road Fort Collins, CO 80553-0001 USA | 052117-000 | Klasa I | Cement dentar provizor | Pajisje dentare
16196 | Water Pik Impression Tray, Tra-Tens® Impression Tray, Master Tray® Impression Tray, Sani-Trays® Dual Arch Impression Tray, Sani-Trays® Impression Tray | Dorina Mele CO | 2024-04-12T00:00:00.000+02:00 | Water Pik, Inc. 1730 East Prospect Road Fort Collins, CO 80553-0001 USA | N/A, 13451-000, 13452-000, 13453-000, 13454-000, 13455-000, 13456-000, 13457-000, 13458-000, 13459-000, 011211-000, 011213-000, 011215-000, 011201-500, 011203-500, 011205-500, 011212-000, 011214-000, 011216-000, 011202-500, 011204-500, 011206-500, 011217-000, 011218-000, 011207-500, 011208-500, 011219-000, 011209-500, 20000537, 20000538, 20000540, 20000539, 011511-012, 011513-012, 011515-012, 011512-012, 011514-012, 011516-012, 011517-012, 011518-012, 011519-012, 011521-012, 011523-012, 011525-012, 011522-012, 011524-012, 011526-012 | Klasa I | Instrumenta per marrjen e mases dentare, luge mase | Pajisje dentare
16197 | LEDview Plus | BORA DENTAL ALBANIA | 2024-04-12T00:00:00.000+02:00 | Sirona Dental Systems GmbH Fabrikstraße 31, 64625 Bensheim, Germany | 6481464, 6558337, 6571272 | Klasa I | Llampe operimi/trajtimi LED pa tastiere per montim ne poltrone dentare, Llampe operimi/trajtimi LED me tastiere per montim ne poltrone dentare, Llampe operimi/trajtimi LED dentare per montim ne tavan | Pajisje dentare
16198 | ARTROGEN DM SOLIEVO LOMBARE 10 Pz, ARTROGEN DM SOLIEVO CERVICALE 5 Pz | AULONA FARM INVESTIMENTS | 2024-04-04T00:00:00.000+02:00 | Kosmeo S.r.l. Via Borromeo, 29-20811, Cesane Maderno MB, Italia | Vs.Rif.VVNM122, Vs.Rif.VVNM123 | Klasa IIa | ARTROGEN DM SOLLIEVO LOMBARE është një pajisje mjekësore ndihmëse në trajtimin | Tjeter
e dhimbjes së lokalizuar në sistemin muskuloskeletor dhe kyçeve., ARTROGEN DM SOLLIEVO CERVICALE është një pajisje mjekësore ndihmëse në trajtimin
e dhimbjes së lokalizuar në sistemin muskuloskeletor dhe kyçeve.
16199 | Dental Hand Instrument/Dental Instrument, Dental Mirror, Chisel, Mallet, Gouge, Forceps, Gauge, Scissors, Pincette, Curettes, Retractors, Explorers for dental use, Elevator, Abrasive Device, Guide, Syringes for dental use, Suction tube and catheter, Cement Mixer, Automated Platelet Aggregation system, Instrument for dental implanting, Dental Needle Accessories, Face Mask, Endodontic Irrigation Needles, CASE | Rodio Pharma | 2024-04-12T00:00:00.000+02:00 | MCTBIO Co., Ltd 46 Choburo, Mohyeon-myeon, Cheoin-gu, Yongin-Si ,Gyeonggi-do, 17037, Korea | na, MIR-MH2, MIR-MH3, OSR-01,02,03,04,05 , OSR-SET OST-01,02,03,04,05 , OST-SET OSG-01,02,03,04,05 , OSG-SET, OBC-CO1,02,03 , SPC-01,02,03,04,05,06, STE-01,02,03,04,05, OTE-01,02,03,04,05 | Klasa I | Instrumenta te ndryshem dentare. | Pajisje dentare
BOS-01,02,03, MAL-01, GDM-01,02, BOW-01,02,03,04, ACG-01 , HMS-01,02,03,04,05 , EXF-U01,02,03,04,05 , EXF-L01,01,03,04 TWC-01 , EXR-01,02,03,04,05
IMF-01 , BOR-01,02,03 TIF-01,02,03,04,05 NDH-01,02,03,04
NTC-01,02,03,04,05,05C,06,06C,06N DNH-TC14, DNH-TC16 , SNH-TC15, PTC-01,02,03 , DSG-01,02 , GAU-01,02,03,04,06,07,08,09,10, SCI-01,01C,02,03,04,05,06,07,08,09 , STC-01,01C,02,03,04,05,05C, PIN-01,02,03,04 , STP-01 , MEH-01,02,03,04, GC1-2,3-4,5,6,7-8,9-10,11-12,13-14
EXC-01,02,03,04,05,06,07,08 , BSP-01 ,
BOC-01,02,03,04,05,06,07,08,09,10,11,12 , BOF-01,02,03 PET-01,02,03,04,05 , SPL-01,02,03,04,05
TOC-01,02 , YSL-01,02,03,04,05 , SLC-01,02,03,04
KIF-01,02,03,04,05,06,07, SCA-01,02,03,04,05,06,07,08,09,10, RTR-GL, RTR-AN, RTR-MS, RTR-LP12,14,16 , RTR-ARA , RTR-ARB RTR-LBUS , RTR-LBUM , RTR-LBUL , RTR-LBDS, RTR-LBDM , RTR-MS RTR-MDS, RTR-MDL, MGG-01, EXP-01,02,03,04, MLB-01,02,03,04 , MLC-01,02,03,04
MLD-01,02,03,04 , MEA-01,02,03,04,05,06,07,08,09,10 MEB-01,02 , MEC-01,02 , MED-01,02,03 , MEE-01,02,03, ELR-SET, ELR-H, ELR-C, ELR-01,02,03,04,05,06,07,08,09,10,11,12,13,14,15 , PEE-01,02,03,04,05
RTE-01,02,03,04, RTE-SET, RET-01,02,03, RET-SET, TPB-3.0,4.0,5.0,6.0,7.0,8.0 , TIP-3.5,4,0,4.5,5.0,5.5 , TPL-3.0,4.0,5.0,6.0,7.0,8.0 TTI-4.0,5.0
SAW-01,02,03,04,05,06 , SAW-COVER , SAW-COVER2 , SAW-SET , SAW-SET2 TAT-01, 02, BCM2-01, BCM2-01-01, BCM2-01-02, BCM2-01-03, BCM2-01-04, BCM2-01-05, BCM2-01-06, BCM2-01-07, BCM2-01-08, BCM2-01-09, BCG-01, BCK-01, OP-01, OC-01, IP-4.5, IP-6.0, IP-7.5, IP-9.0, IP-10.5, IP-12,0, IRR-01, SUT-01,02,03 , TTS-01 , TBC-01,02 , TSB-01, BNC-01,02,03, CMR-01,02, PRF-01(PRF-BOX) , PRF-01-01 , PRF-01-02 , PRF-01-03 , PRF-01-04, PRF-01-05, PRF-01-06, PRS-01, WSL-01, BCT-01,02, SSM-01,02 SAS-01,, MAS-01 , MAS-01-01 , MAS-01-02 , MAS-01-03 , MAS-01-04 , MAS-01-05 MAS-01-06 , MAS-01-07 , MAS-01-09 , MAS-01-09 , MAS-01-10 , MAS-01-11
MAS-01-12 , MAS-01-13 , MAS-01-14, MAS4-01-01, MAS4-01-02, MAS4-01-03, MAS2-01, MAS3-01, MOM-01,MAS4-01
CD-2.0 , CD-2.5 , CD-2.8 , CD-3.3 , CD-3.8 , CD-4.2, BCD-01,02,03,04,05 MAS2-01-01 , MAS2-01-02 , MAS2-01-03 , MAS2-01-04
WID-01 , WID-02 , WMD-01 , WMD-02, WMD-03
MAS2-02-01 , MAS2-02-02 , MAS2-02-03 , MAS2-02-04 , MAS2-02-05, MAS2-02-06 MAS2-02-07 , MAS2-02-08, TRI-05,07
WSL-01-2.8 , WSL-01-3.0 , WSL-01-3.3 , WSL-01-3.5 , WSL-01-3.8,
WSL-01-4.0 , WSL-01-4.2 , WSL-01-4.5 , WSL-01-01 , WSL-01-02, WSL-2.9/6.2
WSL-01,BEC-2.6, BEC-3.0, BEC-3.4, BEC-3.8, BEC-4.3,
DES-01-2.5, DES-01-3.0, DES-01-3.5, DES-01-4.0, DES-01-4.5, IHA-01,02,03,04,05,06,07,08,09,10,11,12,13,14,15,16, SMK3-01, SMK2-01, SMK-01
SMK2-02-2.8 , SMK2-02-3.3 , SMK2-02-3.8 , SMK2-02-4.2 , SMK2-03-6.5-1 , SMK2-03-6.5-2
SMK2-03-2 , SMK2-03-3, SMK-02-2.8, , SMK-02-3.3, SMK-02-3.8, SMK-02-4.2,SMK-03-2, SMK-03-3, SSM-02 ,SSM-03 , PLD-0.8,1.0,1.2,1.4,1.6,1.8,2.0 , SS-BAR , RCW-01 , SNC-01 , SS-Bar, Adapter-H
BCT-01-01,02,03,04,05 , Adapter H, FRW-01, SRG-H, RMV-01, RCW-01,02, Adapter 1, Adapter A, RGH-01, TD- 01, MTH-01,02,03,04, MTR-01,02,03,04,MTA-01, FSRK-02, IGK-01,02, MTD-01,02 , TH-01, SRK-01,02,, SBE-01,02 , BEC-01 , SBE-2.6, 3.0,3.4,3.8,4.3, BEC-2.6, 3.0,3.4,3.8,4.3, SDH-01,02,03,04, BT-HD, AB-HD, LB-HD, AB-HD, FSRK-01 , FRK-01 , SRK-01, FS-KIT, FRK-01-01, NGRK-01
FRD-01,02,03 , FRT-3.5,FRT-3.7,FRT-3.9, FRT-4.1,FRT-4.5, FRT-5.0, FRT-5.5, FRT-6.0, IG-4.5, IG-6.0, IG-7.5, IG-9.0,
IG-10.5, IG-12, ID-0.6, ID-0.8, ID-1.0, FRT-3.7/4.4, FRT-3.9/4.6, FRT-4.3/5.0, FRT-4.7/5.4, FRT-5.2/5.9, FRT-5.7/6.4, FRT-6.2/6.9, GS-01,02,03,04,05,06,07,08,09,10,11,12,13,14,15,GP-01,02,03
SRD-01 , SRT-01,02 , SRG-EM,SRG-ER,SRG-IO,SRG-SH,SRG-TSV 3.7/4.7,SRG-TSV 5.7,SRG-3IN,SRG-3IR SRG-NTN,SRG-NTR,SRG-NTW,SRG-NAN,SRG-NAR, SRA-01, MLA-01, NDS-01, ASI-01, ASM-01, Mask-01,02,03,04, BT18G, BT23G, BT24G, BT25G, BT26G, BT27G
16200 | MEDESY / dental and surgical instruments | Rodio Pharma | 2024-04-12T00:00:00.000+02:00 | Medesy s.r.l. Viale dell'industria,1 - 33085 - MANIAGO (PN) ITALY | Amalgam instruments; Articulators; Bone instruments; Carvers and cement spatulas; Chisels (periodontal and bone); Composite instruments; Condensers (pluggers, spreaders); Crown and bridges instruments; Curettes (curettes, hoes, scalers); Dental dam instruments (dams, frames, pliers for dam, clamps); Dental syringes; Dressing forceps; Excavators; Extraction forceps; Haemostatic and surgical pliers; Handles (mirror & scalpel handles); Impression trays; Instrument tray; Mallets; Matrix retainers (and matrices); Mirrors; Modelling instruments; Needle holders; Orthodontic pliers and ligature instruments; Osteotomes; Periodontal files; Periodontal knives; Periosteal elevators (and sinus lift instruments); Probes (probes & explorers); Retractors; Root elevators; Scissors (for dissecting, bandage and suture); Tweezers periodontal; Utility forceps | Klasa I | Instrumenta te ndryshem dentare dhe kirurgjikale per perdorim ne dentistri. | Pajisje dentare
16201 | FotoSan 630 Agent LOW, FotoSan 630 Agent MEDIUM, FotoSan 630 Agent HIGHT | Rodio Pharma | 2024-04-12T00:00:00.000+02:00 | CMS Dental A/S Elmevej 8, 7870 Roslev, Denmark | 215510, 215505, 215525 | Klasa I | Pajisje qe perdoret per trajtimin e xhepave gingivare. periodontitin, kariesin etj. | Pajisje dentare
16202 | Boramid solutie auriculara | PARTNERS PHARMA | 2024-04-15T00:00:00.000+02:00 | BIOFARM S.A Str.Logofatul Tautu nr.99, Sector 3, Bucuresti, Romania | N/A | Klasa I | BORAMID me pika per veshin , tretësire qe pastron dhe ruan integritetin e kanalit të jashtëm të dëgjimit dhe ndihmon në rigjenerimin dhe shërimin e lëkurës së tij. Përdoret si ndihmës në heqjen e trupave të huaj nga veshi i jashtëm, në rastin e lëkurës së thatë dhe mbetjeve të cerumenit në muret e kanalit të jashtëm të dëgjimit. Është i dobishëm në rastin e traumave me sende të forta, në rastin e | Tjeter
16203 | IQ Ultra | LEKLI | 2024-04-15T00:00:00.000+02:00 | Chemotechnique MB Diagnostics AB -Modemgatan 9, SE 23539 Vellinge Sweden | IQ-U | Klasa I | Patch Test Units for single use. Non-sterile | Pajisje nje perdorimeshe
16204 | VISTA , VISTA LED HANDLE, VISTA LED PLUS, WALL B SUPPORT, AH TABLE CLAMP, RAIL PLUS BRACKET, TROLLEY STAND 8,8 kg, EXTENSION ARM | Health & Light | 2024-04-15T00:00:00.000+02:00 | MIMSAL TRADE S.L./ C. Mollet 17, Polígono Industrial Palou Nord 08401 Granollers (Barcelona), Spain | 843656286VISTAS4, E051L, E051PL, B0101800, B010190, 82026, 9651, B0101S0 | Klasa I | MAGNIFIER LAMP/ LLAMBE ZMADHUESE/DERMATOSKOP, VISTA LED HANDLE/ DERMATOSKOP PER EKZAMINIMIN E LEKURES, VISTA LED PLUS/ DERMATOSKOP PER EKZAMINIMIN E LEKURES, WALL B SUPPORT/ SUPORT MURI, AH TABLE CLAMP/ KAPESE TAVOLINE, RAIL PLUS BRACKET / KLLAPA PER SHINE, TROLLEY STAND 8,8 kg / KARREL MBAJTES 8.8 KG, EXTENSION ARM / ZGJATUES KRAHU | Pajisje oftalmike dhe optike
16205 | Rollwagen Set Anästhesie, C-MAC | MONTAL | 2024-04-15T00:00:00.000+02:00 | provita medical gmbh & co. kg Auf der Huhfuhr 8 D-42929 Wermelskirchen, Germany. SRN: DE-MF-000005332 | 366605 | Klasa I | Transportues i pajisjeve mjekesore | Pajisje elektromekanike
16206 | Test 1, Test 2, Test 3, Test 4, Test 5, Emertimi 1, Emertimi 2, Emertimi 3, Emertimi 4, Emertimi 5, Emertimi 6, Emertimi 7, Emertimi 8, Emertimi 9, Emertimi 10, Emertimi 11, Emertimi 12, Emertimi 13, Emertimi 14, Emertimi 15, Emertimi 16, Emertimi 17, Emertimi 18, Emertimi 19, Emertimi 20, Emertimi 21, Emertimi 22, Emertimi 23, Emertimi 24, Emertimi 25, Emertimi 26, Emertimi 27, Emertimi 28, Emertimi 29, Emertimi 30, Emertimi 31, Emertimi 32, Emertimi 33, Emertimi 34, Emertimi 35, Emertimi 36, Emertimi 37, Emertimi 38, Emertimi 39, Emertimi 40, Emertimi 41, Emertimi 42, Emertimi 43, Emertimi 44, Emertimi 45, Emertimi 46, Emertimi 47, Emertimi 48, Emertimi 49, Emertimi 50, Emertimi 51, Emertimi 52, Emertimi 53, Emertimi 54, Emertimi 55, Emertimi 56, Emertimi 57, Emertimi 58, Emertimi 59, Emertimi 60, Emertimi 61, Emertimi 62, Emertimi 63, Emertimi 64, Emertimi 65, Emertimi 66, Emertimi 67, Emertimi 68, Emertimi 69, Emertimi 70, Emertimi 71, Emertimi 72, Emertimi 73, Emertimi 74, Emertimi 75, Emertimi 76, Emertimi 77, Emertimi 78, Emertimi 79, Emertimi 80, Emertimi 81, Emertimi 82, Emertimi 83, Emertimi 84, Emertimi 85, Emertimi 86 | DATA LOG | 2023-05-03T00:00:00.000+02:00 | Test | Test 1, Test 2, Test 3, Test 4, Test 5, Kodi 1, Kodi 2, Kodi 3, Kodi 4, Kodi 5, Kodi 6, Kodi 7, Kodi 8, Kodi 9, Kodi 10, Kodi 11, Kodi 12, Kodi 13, Kodi 14, Kodi 15, Kodi 16, Kodi 17, Kodi 18, Kodi 19, Kodi 20, Kodi 21, Kodi 22, Kodi 23, Kodi 24, Kodi 25, Kodi 26, Kodi 27, Kodi 28, Kodi 29, Kodi 30, Kodi 31, Kodi 32, Kodi 33, Kodi 34, Kodi 35, Kodi 36, Kodi 37, Kodi 38, Kodi 39, Kodi 40, Kodi 41, Kodi 42, Kodi 43, Kodi 44, Kodi 45, Kodi 46, Kodi 47, Kodi 48, Kodi 49, Kodi 50, Kodi 51, Kodi 52, Kodi 53, Kodi 54, Kodi 55, Kodi 56, Kodi 57, Kodi 58, Kodi 59, Kodi 60, Kodi 61, Kodi 62, Kodi 63, Kodi 64, Kodi 65, Kodi 66, Kodi 67, Kodi 68, Kodi 69, Kodi 70, Kodi 71, Kodi 72, Kodi 73, Kodi 74, Kodi 75, Kodi 76, Kodi 77, Kodi 78, Kodi 79, Kodi 80, Kodi 81, Kodi 82, Kodi 83, Kodi 84, Kodi 85, Kodi 86 | Klasa IIa, Klasa IIb | Test klasa, Pershkrimi 1, Pershkrimi 2, Pershkrimi 3, Pershkrimi 4, Pershkrimi 5, Pershkrimi 6, Pershkrimi 7, Pershkrimi 8, Pershkrimi 9, Pershkrimi 10, Pershkrimi 11, Pershkrimi 12, Pershkrimi 13, Pershkrimi 14, Pershkrimi 15, Pershkrimi 16, Pershkrimi 17, Pershkrimi 18, Pershkrimi 19, Pershkrimi 20, Pershkrimi 21, Pershkrimi 22, Pershkrimi 23, Pershkrimi 24, Pershkrimi 25, Pershkrimi 26, Pershkrimi 27, Pershkrimi 28, Pershkrimi 29, Pershkrimi 30, Pershkrimi 31, Pershkrimi 32, Pershkrimi 33, Pershkrimi 34, Pershkrimi 35, Pershkrimi 36, Pershkrimi 37, Pershkrimi 38, Pershkrimi 39, Pershkrimi 40, Pershkrimi 41, Pershkrimi 42, Pershkrimi 43, Pershkrimi 44, Pershkrimi 45, Pershkrimi 46, Pershkrimi 47, Pershkrimi 48, Pershkrimi 49, Pershkrimi 50, Pershkrimi 51, Pershkrimi 52, Pershkrimi 53, Pershkrimi 54, Pershkrimi 55, Pershkrimi 56, Pershkrimi 57, Pershkrimi 58, Pershkrimi 59, Pershkrimi 60, Pershkrimi 61, Pershkrimi 62, Pershkrimi 63, Pershkrimi 64, Pershkrimi 65, Pershkrimi 66, Pershkrimi 67, Pershkrimi 68, Pershkrimi 69, Pershkrimi 70, Pershkrimi 71, Pershkrimi 72, Pershkrimi 73, Pershkrimi 74, Pershkrimi 75, Pershkrimi 76, Pershkrimi 77, Pershkrimi 78, Pershkrimi 79, Pershkrimi 80, Pershkrimi 81, Pershkrimi 82, Pershkrimi 83, Pershkrimi 84, Pershkrimi 85, Pershkrimi 86 | Tjeter
16207 | Test1 | DATA LOG | 2024-04-17T00:00:00.000+02:00 | DataLog test | Test1 | Klasa I | Test | Pajisje dentare
16208 | NeoSEALER Flo by Avalon Biomed ZNS05K, NeoSEALER Flo by Avalon Biomed ZNS22R, NeoSEALER Flo by Avalon Biomed ZNS22K, NeoPUTTY by Avalon Biomed ZNP05K, NeoPUTTY by Avalon Biomed ZNP12K, NeoMTA 2 by Avalon Biomed ZNM05, NeoMTA 2 by Avalon Biomed ZNM10, NeoMTA 2 by Avalon Biomed ZNM25 | Di.Med | 2024-02-28T00:00:00.000+01:00 | NuSmile , Ltd 3315 West 12 th St.Houston, TX, 77008 USA | ZNS05K, ZNS22R, ZNS22K, ZNP05K, ZNP12K, ZNM05, ZNM10, ZNM25 | Klasa IIa | Instrumente dentare | Pajisje dentare
16209 | Flowable light-curing restorative material, Admira Flow/Set Syringe 3 × 1.8 g (A2, A3, A3.5), Vococid gel Syringe 5 ml, Admira | EURODENTA | 2024-03-21T00:00:00.000+01:00 | VOCO GmbH Anton-Flettner-Str.1-3 27472 Cuxhaven Germany | N/A, 2481, 2482, 2483, 2484, 2486, 2491, 2492, 2493, 2494 | , Klasa IIa | N/A, Kompozit | Pajisje dentare
Bond bottle 4 ml, shade guide, Admira Flow/Syringe 2 x 1,8 g A2, Admira Flow/Syringe 2 x 1,8 g A3, Admira Flow/Syringe 2 x 1,8 g A3.5, Admira Flow/Syringe 2 x 1,8 g A1, Admira Flow/Caps 25 x 0,25 g A1, Admira Flow/Caps 25 x 0,25 g A2, Admira Flow/Caps 25 x 0,25 g A3, Admira Flow/Caps 25 x 0,25 g A3.5
16210 | ACUSON NX2 Elite Diagnostic Ultrasound System , CH5-2, P4-2 , CW2, C5-2v , ACUSON NX3 Elite TM Diagnostic Ultrasound System, P8-4, CH5-2 , VF12-4 , VF13-5SP, VF16-5 , EC9-4 , P4-2 , 11L4 , V5Ms , CW2 , CW5, C8F3 , EC10-5w , C8-5 , BP10-3 , ACUSON NX2 TM Diagnostic Ultrasound System, VF10-5, EC9-4, P4-2, 10MC3, C8F3, C5-2v, L10-5v | MEDFAU | 2024-03-21T00:00:00.000+01:00 | Siemens Medical Solutions USA, Inc. 22010 S.E. 51st Street, Issaquah, WA 98029, USA | 11284500, 10789383, 10789385 | Klasa IIa | Sistem me ultratinguj qe perdoret ne ekzaminime te ndryshme te trupit. | Tjeter
, 11284842, 10789381, 11284925
, 11235411, 10789389, 10789386, 11575186, 7471506, 10785041, 11361584, 11013704, 10789380, 10787072, 10348181, 11336164, 11284381, 10789387, 10789385, 10786652, 11284925, 11284926
16211 | Orthodontic Preformed Direct Aligner, TERA HARZ CLEAR / TC-85DAC, TERA HARZ CLEAR / TC-85DAW | EURODENTA | 2024-03-21T00:00:00.000+01:00 | Graphy Inc. #603, # 617, Ace Gasan Forhu , 225 ,Gasan digital 1-ro, Geumcheon-gu , Seoul , Republic of Korea | N/A | , Klasa IIa | N/A, Maskerina ortodontike te gatshme | Pajisje dentare
16212 | Disposable neutral electrode | GREEMED | 2024-03-21T00:00:00.000+01:00 | Erbe Elektromedizin GmbH, Waldhörnlestraße 17, 72072 Tübingen, Germany | 20193-082, 20193-083, 20193-084 | Klasa IIb | Elektrode neutrale njeperdorimshe | Tjeter
16213 | Lunos® Prophy paste Two in One Neutral, Lunos® Prophy paste Two in One Orange, Lunos® Prophy paste Two in One Mint, Lunos® Prophy Paste Super Soft Neutral, Lunos® Prophy Paste Super Soft Orange, Lunos® Prophy Powder Gentle Clean Neutral, Lunos® Prophy Powder Gentle Clean Orange, Lunos® Prophy Powder Gentle Clean Spearmint, Lunos® Prophy Powder Gentle Clean Wild Berry, Lunos® Prophy Powder Perio Combi, Vector® Fluid polish | BORA DENTAL ALBANIA | 2024-04-18T00:00:00.000+02:00 | orochemie GmbH + Co KG Max-Planck-StraBe 27 D-70806 Kornwestheim SRN: DE-MF-000006461 | CPZ710A0250, CPZ710A1901, CPZ720A0250, CPZ720A1901, CPZ730A0250, CPZ730A1901, CPZ740A0250, CPZ740A1901, CPZ750A0250, CPZ750A1901, CPZ610A0350, CPZ610A2250, CPZ620A0350, CPZ620A2250, CPZ630A0350, CPZ630A2250, CPZ640A0350, CPZ640A1950, CWZ510C2350 | Klasa I | Lunos Paste per shkelqim dy ne nje shije neutrale, Lunos Paste per shkelqim dy ne nje shije portokalli, Lunos Paste per shkelqim dy ne nje shije mente, Lunos Paste per shkelqim super e bute, shije Neutrale, Lunos Paste per shkelqim super e bute, shije Portokalli, Lunos Puder profilaksie pastrimi me shije neutrale, Lunos Puder profilaksie pastrimi me shije portokalli, Lunos Puder profilaksie pastrimi me shije mente, Lunos Puder profilaksie pastrimi me shije Manafere e eger, Lunos Puder profilaksie pastrimi e kombinuar perio, Vector solucion per shkelqim | Pajisje dentare
16214 | FD 360, Imitation leather cleaning and care, FD multi wipes, FD multi wipes compact, FD multi wipes green, FD multi wipes compact green, ID 215, Enzymatic Instrument cleaner, MD 530, Cement remover and denture cleaner, MD 535, Plaster remover, MD 555 cleaner , Special cleaner for suction units, MD 555 cleaner organic, Special cleaner for suction units, Vector® cleaner, Special detergent for the hose system, VistaScan, Image Plate Cleaning Wipe | BORA DENTAL ALBANIA | 2024-04-18T00:00:00.000+02:00 | orochemie GmbH + Co KG Max-Planck-StraBe 27 D-70806 Kornwestheim SRN: DE-MF-000006461 | CCF360C3550, CEF358C0150, CEF358C0450, CEF358K0150, CEF358K0850, CEF359C0150, CEF359C0450, CEF359K0150, CEF359K0850, CDl215A6150, CCA530C6150, CCA535C6150, CCS555C5550, CCS555C6150, CCS555C6167, CCS556A5550, CCS556A6150, CCA531A2040, CCA531A6150, CCA531A6167, CCB35181001 | Klasa I | solucion pastrimi dhe kujdesi per siperfaqe imitim lekure, Peceta per pastrim te pajisjeve, ID 215 pastrues enzimatik per pastrimin e intrimenteve dentare, MD 530, pastrues per cementon dhe protezat dentare, MD 535 pastrues allcie, MD 555, pastrues special per pastrumin e aspiratoreve dentare, MD 555, pastrues special organik per pastrumin e aspiratoreve dentare, Vector, detergjent special per pastrumin e tubave te aspiratoreve dentare, VistaScan, Pastres per pllakat e imazhit | Pajisje dentare
16215 | LM-Activator2 High Short 55 Narrow, LM-Activator2 High Short 55 Narrow Reinforced, LM-Activator2 High Short 55 Wide, LM-Activator2 High Short 55 Wide Reinforced, LM-Activator2 Low Long 55 Narrow, LM-Activator2 Low Long 55 Narrow Reinforced, LM-Activator2 Low Long 55 Wide, LM-Activator2 Low Long 55 Wide Reinforced, LM-Activator2 Low Short 55 Narrow, LM-Activator2 Low Short 55 Narrow Reinforced, LM-Activator2 Low Short 55 Wide, LM-Activator2 Low Short 55 Wide Reinforced, LM-Activator2 High Long 60 Narrow, LM-Activator2 High Long 60 Narrow Reinforced, LM-Activator2 High Long 60 Wide, LM-Activator2 High Long 60 Wide Reinforced, LM-Activator2 High Short 60 Narrow, LM-Activator2 High Short 60 Narrow Reinforced, LM-Activator2 High Short 60 Wide, LM-Activator2 High Short 60 Wide Reinforced, LM-Activator2 Low Long 60 Narrow, LM-Activator2 Low Long 60 Narrow Reinforced, LM-Activator2 Low Long 60 Wide, LM-Activator2 Low Long 60 Wide Reinforced, LM-Activator2 Low Short 60 Narrow, LM-Activator2 Low Short 60 Narrow Reinforced, LM-Activator2 Low Short 60 Wide, LM-Activator2 Low Short 60 Wide Reinforced, LM-Activator2 High Long 65 Narrow, LM-Activator2 High Long 65 Narrow Reinforced, LM-Activator2 High Long 65 Wide, LM-Activator2 High Long 65 Wide Reinforced, LM-Activator2 High Short 65 Narrow, LM-Activator2 High Short 65 Narrow Reinforced, LM-Activator2 High Short 65 Wide, LM-Activator2 High Short 65 Wide Reinforced, LM-Activator2 Low Long 65 Narrow, LM-Activator2 Low Long 65 Narrow Reinforced, LM-Activator2 Low Long 65 Wide, LM-Activator2 Low Long 65 Wide Reinforced, LM-Activator2 Low Short 65 Narrow, LM-Activator2 Low Short 65 Narrow Reinforced, LM-Activator2 Low Short 65 Wide, LM-Activator2 Low Short 65 Wide Reinforced, LM-Activator2 High Long 70 Narrow, LM-Activator2 High Long 70 Narrow Reinforced, LM-Activator2 High Long 70 Wide, LM-Activator2 High Long 70 Wide Reinforced, LM-Activator2 High Short 70 Narrow, LM-Activator2 High Short 70 Narrow Reinforced, LM-Activator2 High Short 70 Wide, LM-Activator2 High Short 70 Wide Reinforced, LM-Activator2 Low Long 70 Narrow, LM-Activator2 Low Long 70 Narrow Reinforced, LM-Activator2 Low Long 70 Wide, LM-Activator2 Low Long 70 Wide Reinforced, LM-Activator2 Low Short 70 Narrow, LM-Activator2 Low Short 70 Narrow Reinforced, LM-Activator2 Low Short 70 Wide, LM-Activator2 Low Short 70 Wide Reinforced, LM-Dental 104113, LM-Dental 104243, LM-Dental 105313, LM-Dental 112345, LM-Dental 112346, LM-Dental 112347, LM-Dental 112348, LM-Dental 117383, LM-Dental 120450, LM-Dental 120454, LM-Dental 121253, LM-Dental 122768, LM-Dental 125773, LM-Dental 133414, LM-Dental 134329, LM-Dental 134963, LM-Dental 140348, LM-Dental 142839, LM-Dental 144341, LM-Dental 145713, LM-Dental 146723, LM-Dental 147509, LM-Dental 156348, LM-Dental 158733, LM-Dental 165414, LM-Dental 166725, LM-Dental 171255, LM-Dental 173261, LM-Dental 177330, LM-Dental 184236, LM-Dental 185746, LM-Dental 197336, LM-Dental 197416, LM-Dental 197490, LM-Dental 201041, LM-Dental 205104, LM-Dental 209329, LM-Dental 210047, LM-Dental 223656, LM-Dental 241060, LM-Dental 245831, LM-Dental 248472, LM-Dental 249711, LM-Dental 252078, LM-Dental 254036, LM-Dental 254567, LM-Dental 255803, LM-Dental 261449, LM-Dental 264262, LM-Dental 269167, LM-Dental 269439, LM-Dental 276706, LM-Dental 281586, LM-Dental 285365, LM-Dental 290336, LM-Dental 297148, LM-Dental 304959, LM-Dental 306497, LM-Dental 317768, LM-Dental 325831, LM-Dental 327325, LM-Dental 330300, LM-Dental 333269, LM-Dental 336918, LM-Dental 343469, LM-Dental 344442, LM-Dental 350558, LM-Dental 354496, LM-Dental 357691, LM-Dental 358549, LM-Dental 372865, LM-Dental 377117, LM-Dental 381904, LM-Dental 398074, LM-Dental 398864, LM-Dental 406612, LM-Dental 411346, LM-Dental 415036, LM-Dental 415929, LM-Dental 425589, LM-Dental 434342, LM-Dental 435342, LM-Dental 435545, LM-Dental 435741, LM-Dental 440683, LM-Dental 443286, LM-Dental 450118, LM-Dental 452283, LM-Dental 452916, LM-Dental 461961, LM-Dental 464507, LM-Dental 466663, LM-Dental 471683, LM-Dental 477744, LM-Dental 479694, LM-Dental 485177, LM-Dental 498497, LM-Dental 503841, LM-Dental 505379, LM-Dental 507303, LM-Dental 511384, LM-Dental 511622, LM-Dental 522078, LM-Dental 522636, LM-Dental 526874, LM-Dental 529121, LM-Dental 530151, LM-Dental 542986, LM-Dental 545011, LM-Dental 546227, LM-Dental 551713, LM-Dental 560371, LM-Dental 560904, LM-Dental 563088, LM-Dental 563487, LM-Dental 565795, LM-Dental 570222, LM-Dental 574822, LM-Dental 585628, LM-Dental 591409, LM-Dental 594271, LM-Dental 602823, LM-Dental 609645, LM-Dental 615192, LM-Dental 625532, LM-Dental 625811, LM-Dental 627206, LM-Dental 632528, LM-Dental 633394, LM-Dental 642876, LM-Dental 644059, LM-Dental 645005, LM-Dental 647856, LM-Dental 656119, LM-Dental 658460, LM-Dental 659413, LM-Dental 661396, LM-Dental 663458, LM-Dental 672755, LM-Dental 702711, LM-Dental 722167, LM-Dental 723231, LM-Dental 728213, LM-Dental 728826, LM-Dental 736844, LM-Dental 739161, LM-Dental 740783, LM-Dental 750690, LM-Dental 765211, LM-Dental 765906, LM-Dental 768107, LM-Dental 777071, LM-Dental 782249, LM-Dental 783605, LM-Dental 792149, LM-Dental 799790, LM-Dental 806063, LM-Dental 809387, LM-Dental 810357, LM-Dental 811026, LM-Dental 811199, LM-Dental 823841, LM-Dental 824425, LM-Dental 831397, LM-Dental 833005, LM-Dental 837794, LM-Dental 839875, LM-Dental 844924, LM-Dental 845863, LM-Dental 846682, LM-Dental 854111, LM-Dental 860660, LM-Dental 868604, LM-Dental 870276, LM-Dental 882948, LM-Dental 887799, LM-Dental 888970, LM-Dental 898460, LM-Dental 902347, LM-Dental 902594, LM-Dental 906664, LM-Dental 911158, LM-Dental 913842, LM-Dental 914300, LM-Dental 918624, LM-Dental 920798, LM-Dental 929217, LM-Dental 931054, LM-Dental 932490, LM-Dental 938179, LM-Dental 940837, LM-Dental 944249, LM-Dental 944683, LM-Dental 951889, LM-Dental 955490, LM-Dental 961424, LM-Dental 962045, LM-Dental 975993, LM-Dental 983092, LM-Dental 983510, LM-Dental 994985, LM-Dental 998453, LM-Trainer Small, LM-Trainer Medium, LM-Trainer 2 Medium, LM-Trainer Braces, LM-Dental 486073, LM-Dental 915929, LM-Dental 578318, LM-Dental 283648, LM-Dental 153768, LM-Dental 661234, LM-Dental 904931, LM-Dental 618836, LM-Dental 286347, LM-Dental 591430, LM-Dental 475167, LM-Dental 794062, LM-Activator 10LOW (short), LM-Activator 15LOW (short), LM-Dental 110881, LM-Dental 119825, LM-Dental 137966, LM-Dental 140436, LM-Dental 149262, LM-Dental 153599, LM-Dental 167040, LM-Dental 198655, LM-Dental 217187, LM-Dental 235790, LM-Dental 251856, LM-Dental 261088, LM-Dental 270212, LM-Dental 274971, LM-Dental 277246, LM-Dental 294659, LM-Dental 297834, LM-Dental 313926, LM-Dental 347384, LM-Dental 391830, LM-Dental 441232, LM-Dental 454190, LM-Dental 473812, LM-Dental 475071, LM-Dental 476241, LM-Dental 489041, LM-Dental 503859, LM-Dental 525078, LM-Dental 528759, LM-Dental 534665, LM-Dental 540529, LM-Dental 569288, LM-Dental 591475, LM-Dental 593164, LM-Dental 631158, LM-Dental 644357, LM-Dental 658599, LM-Dental 673538, LM-Dental 673833, LM-Dental 687914, LM-Dental 696447, LM-Dental 709041, LM-Dental 724594, LM-Dental 748453, LM-Dental 752203, LM-Dental 752959, LM-Dental 760196, LM-Dental 762403, LM-Dental 767972, LM-Dental 781499, LM-Dental 798770, LM-Dental 799493, LM-Dental 805037, LM-Dental 849273, LM-Dental 875834, LM-Dental 895047, LM-Dental 905136, LM-Dental 905966, LM-Dental 912149, LM-Dental 940662, LM-Dental 944210, LM-Dental 968918, LM-Dental 974313, LM-OrthoSizer , LM-Activator 2 OrthoSizer , ServoMax Tray Set, incl. 2 univ. trapper, 2 metal clips, ServoMax standard case, ServoMax restauration / endo case, ServoMax foam, 20pcs, ServoMax bur / endofile case, ServoMax ultrasonic tip case, ServoMax instrument rack,black (2pcs), ServoMax instrument rack,orang (2pcs), ServoMax instrument rack,blue (2pcs), ServoMax instrument rack,red (2pcs), ServoMax instrument rack,green (2pcs), ServoMax cup holder, ServoMax Syringe holder, Servo 5E, grey, Servo 5E, blue, Servo 5E, green, Servo 5E, yellow, Servo 8E, grey, Servo 8E, blue, Servo 8E, green, Servo 8E, yellow, LM-Servo 5 cassette, LM-Servo 8 cassette, Servo 5E, grey DTS, Servo 5E, blue DTS, Servo 5E, green DTS, Servo 5E, yellow DTS, Servo 8E, grey DTS, Servo 8E, blue DTS, Servo 8E, green DTS, Servo 8E, yellow DTS, Cassette for LM-LiftOut & LM-TwistOut, ServoMax Metal Clips, 2pcs, ServoMax Univ. Trapper, 2 pcs, ServoMax for Servo 5E/8E, Marquis 12 Probe, se, Marquis 12 Probe, se DTS, North Carolina Probe, se, North Carolina Probe, se DTS, WHO Probe, se DTS, WHO Probe, se DTS U, WHO Probe, se, Explorer, Explorer-Periodontal Probe, Explorer-Periodontal Probe DTS, Explorer-Periodontal Probe DTS U, Explorer-WHO Probe DTS, Explorer-WHO Probe, Explorer, centered, Explorer, se DTS, Mirror handle, yellow DTS, Mirror handle, orange DTS, Mirror handle, green DTS, Explorer DTS, Williams probe DTS, Explorer 9-23, Mirror handle 25 (blue) Orbis, Explorer, Holst, se Orbis, Explorer, prosthetic Orbis, Explorer-Periodontal probe Orbis, WHO Probe, se Orbis, Explorer Orbis, Explorer, centered DTS U, Explorer, centered, se, Explorer-Williams Probe, Explorer-Williams Probe DTS, Explorer - North Carolina Probe 54B, Mirror handle 25 ES blue DTS U, Mirror handle 25 ES red DTS U, Mirror handle 25 Orbis, Mirror handle 28 ES blue UNF4-48 DTS U, Mirror handle 28 ES grey UNF4-48 DTS U, Mirror handle 28 ES red UNF4-48 DTS U, Williams Probe, se DTS U, Marquis 12 Probe, se DTS U, North Carolina Probe, se DTS U, Explorer-WHO Probe DTS U, LM-Activator 60LOW, LM-Activator 60LOW Reinforced, LM-Activator 60LOW (short), LM-Activator 65HIGH, LM-Activator 65HIGH (short), LM-Activator 65LOW, LM-Activator 65LOW (short), LM-Activator 70HIGH, LM-Activator 70HIGH (short), LM-Activator 70LOW, LM-Activator 70LOW (short), LM-Activator2 High Long 35 Narrow, LM-Activator2 High Long 35 Narrow Reinforced, LM-Activator2 High Long 35 Wide, LM-Activator2 High Long 35 Wide Reinforced, LM-Activator2 High Short 35 Narrow, LM-Activator2 High Short 35 Narrow Reinforced, LM-Activator2 High Short 35 Wide, LM-Activator2 High Short 35 Wide Reinforced, LM-Activator2 Low Long 35 Narrow, LM-Activator2 Low Long 35 Narrow Reinforced, LM-Activator2 Low Long 35 Wide, LM-Activator2 Low Long 35 Wide Reinforced, LM-Activator2 Low Short 35 Narrow, LM-Activator2 Low Short 35 Narrow Reinforced, LM-Activator2 Low Short 35 Wide, LM-Activator2 Low Short 35 Wide Reinforced, LM-Activator2 High Long 40 Narrow, LM-Activator2 High Long 40 Narrow Reinforced, LM-Activator2 High Long 40 Wide, LM-Activator2 High Long 40 Wide Reinforced, LM-Activator2 High Short 40 Narrow, LM-Activator2 High Short 40 Narrow Reinforced, LM-Activator2 High Short 40 Wide, LM-Activator2 High Short 40 Wide Reinforced, LM-Activator2 Low Long 40 Narrow, LM-Activator2 Low Long 40 Narrow Reinforced, LM-Activator2 Low Long 40 Wide, LM-Activator2 Low Long 40 Wide Reinforced, LM-Activator2 Low Short 40 Narrow, LM-Activator2 Low Short 40 Narrow Reinforced, LM-Activator2 Low Short 40 Wide, LM-Activator2 Low Short 40 Wide Reinforced, LM-Activator2 High Long 45 Narrow, LM-Activator2 High Long 45 Narrow Reinforced, LM-Activator2 High Long 45 Wide, LM-Activator2 High Long 45 Wide Reinforced, LM-Activator2 High Short 45 Narrow, LM-Activator2 High Short 45 Narrow Reinforced, LM-Activator2 High Short 45 Wide, LM-Activator2 High Short 45 Wide Reinforced, LM-Activator2 Low Long 45 Narrow, LM-Activator2 Low Long 45 Narrow Reinforced, LM-Activator2 Low Long 45 Wide, LM-Activator2 Low Long 45 Wide Reinforced, LM-Activator2 Low Short 45 Narrow, LM-Activator2 Low Short 45 Narrow Reinforced, LM-Activator2 Low Short 45 Wide, LM-Activator2 Low Short 45 Wide Reinforced, LM-Activator2 High Long 50 Narrow, LM-Activator2 High Long 50 Narrow Reinforced, LM-Activator2 High Long 50 Wide, LM-Activator2 High Long 50 Wide Reinforced, LM-Activator2 High Short 50 Narrow, LM-Activator2 High Short 50 Narrow Reinforced, LM-Activator2 High Short 50 Wide, LM-Activator2 High Short 50 Wide Reinforced, LM-Activator2 Low Long 50 Narrow, LM-Activator2 Low Long 50 Narrow Reinforced, LM-Activator2 Low Long 50 Wide, LM-Activator2 Low Long 50 Wide Reinforced, LM-Activator2 Low Short 50 Narrow, LM-Activator2 Low Short 50 Narrow Reinforced, LM-Activator2 Low Short 50 Wide, LM-Activator2 Low Short 50 Wide Reinforced, LM-Activator2 High Long 55 Narrow, LM-Activator2 High Long 55 Narrow Reinforced, LM-Activator2 High Long 55 Wide, LM-Activator2 High Long 55 Wide Reinforced, Flexplorer ErgoSense (With Compliments), Flexplorer ErgoMax (With Compliments), Explorer, se DTS U, Endo Plugger 0.5-1.0mm DTS, Endo Plugger 0.5-1.0mm, Endo Spreader DTS U DE special 0,23 / 0,4mm, Endo Spreader 0,23mm DTS, Endo Spreader 0,23mm, Endo Spreader 0,4mm DTS, Endo Spreader 0,4mm DTS U, Endo Spreader 0,4mm, Endo plugger 0,5-1,0 mm DTS, Apex Packer GFV 0.8-1.0mm, Endo Plugger 0.5-1.0mm DTS U, Endo Spreader 0,23mm DTS U, Root Canal Explorer, Root Canal Explorer DTS S, Root canal explorer DTS, Root Canal Explorer DTS U, Ligature Director DTS, Ligature Director DTS U, Ligature Director, Arch Wire Tucker DTS, Arch Wire Tucker DTS U, Arch Wire Tucker, Ligature Tucker-Scaler U15 DTS, Ligature Tucker-Scaler U15, Ligature On Off SL DTS, Ligature On Off SL DTS U, Ligature On Off SL, Ligature Tucker DTS, Ligature Tucker DTS U, Ligature Tucker, Plastic Ligature Applicator, Plastic Ligature Applicator DTS, Plastic Ligature Applicator DTS U, Ligature Tucker-Scaler U15 DTS U, LM-Activator 20HIGH (short), LM-Activator 20LOW (short), LM-Activator 25HIGH (short), LM-Activator 25LOW (short), LM-Activator 30HIGH (short), LM-Activator 30LOW (short), LM-Activator 35HIGH (short), LM-Activator 35LOW (short), LM-Activator 40HIGH (short), LM-Activator 40LOW, LM-Activator 40LOW (short), LM-Activator 45HIGH, LM-Activator 45HIGH (short), LM-Activator 45LOW, LM-Activator 45LOW Reinforced, LM-Activator 45LOW (short), LM-Activator 50HIGH, LM-Activator 50HIGH (short), LM-Activator 50LOW, LM-Activator 50LOW Reinforced, LM-Activator 50LOW (short), LM-Activator 55HIGH, LM-Activator 55HIGH (short), LM-Activator 55LOW, LM-Activator 55LOW Reinforced, LM-Activator 55LOW (short), LM-Activator 60HIGH, LM-Activator 60HIGH (short), Base carrier-Condenser,rigid DTS, Base carrier-Condenser,rigid DTS U, Base carrier-Condenser,rigid, Burnisher DTS, Burnisher DTS U, Burnisher, Plugger cylindrical 1.0-1.5mm, Plugger cylindrical 1.0-1.5mm DTS, Plugger cylindrical 1.0-1.5mm DTS U, Plugger cylindrical 1.2-2.0mm DTS, Plugger cylindrical 1.2-2.0mm DTS U, Plugger, cylindrical 1.2-2.0mm Orbis, Plugger cylindrical 1.2-2.0mm, TripleAngled BA Plugger1.2-2.0, Markley 2, Plugger cylindrical 1.8-2.5mm DTS, Plugger cylindrical 1.8-2.5mm DTS U, Plugger cylindrical 1.8-2.5mm, Arte Solo Anterior DTS, Arte Solo Anterior, Arte Solo Posterior DTS, Arte Solo Posterior, Plastic instrument, anterior, Plastic instrument, anterior DTS, Plastic instrument, anterior DTS U, Plastic Instrument, anterior Orbis, Plastic instrument, anterior - posterior, Arte Modella DD, Arte Modella DD DTS, Arte Modella DD DTS U, Arte Modella, Arte Modella DTS, Arte Modella DTS U, Mini Spatula DTS U, Mini Spatula Orbis, Mini Spatula, Mini Spatula - Plugger, cylindrical, 1.5mm, Mini Spatula - Plugger, ball-ended, 2.5 mm, Mini Spatula - Packer Modeller IO, Mini Spatula - Packer-Modeller IO p, Composite Spatula 6, Composite Spatula 6 DTS, Composite Spatula 6 DTS U, Composite Spatula 6 Orbis, Arte Replica Posterior DTS, Arte Replica Posterior DTS U, Arte Replica Posterior, Spatula DTS, Spatula DTS U, Spatula, StickSTEPPER, StickCARRIER, Arte Applica Twist DTS, Arte Applica Twist DTS U, Arte Applica Twist, Arte Applica DD, Arte Applica DD DTS, Arte Applica DD DTS U, Arte Applica DTS, Arte Applica DTS U, Arte Applica, Arte Cusp Misura DTS, Arte Cusp Misura, Burnisher - Plugger, ball-ended, 1.5-2.0 mm, Burnisher-Plugger 1.5-2.5mm ball-ended DTS U, Burnisher-Plugger 1.5-2.5mm ball-ended DTS, Burnisher-plugger, ball-ended 1.5-2.5mm Orbis, Burnisher-plugger, ball-ended 1.5-2.5mm Orbis, Burnisher-Plugger 1.5-2.5mm ball-ended, Burnisher-Plugger 1.5-2.5mm, ball-ended, Burnisher 27-29, Burnisher 27-29 DTS, Burnisher 27-29 DTS U, Arte Fissura DD, Arte Fissura DD DTS, Arte Fissura DD DTS U, Arte Fissura DTS, Arte Fissura DTS U, Arte Fissura, Packer-Modeller IO DTS, Packer-Modeller IO DTS U, Packer-Modeller IO, Flow Instrument IO DTS, Flow Instrument IO DTS U, Flow Instrument IO, Plastic Instrument,posterior, Plastic Instrument,posterior DTS, Plastic Instrument,posterior DTS U, Plastic instrument, posterior DTS, Plastic instrument, posterior DTS U, Plastic Instrument, posterior Orbis, Plastic instrument, posterior, Arte Condensa DD, Arte Condensa DD DTS, Arte Condensa DD DTS U, Arte Condensa, Arte Condensa DTS, Arte Condensa DTS U, Cord Packer 2.0mm DTS, Cord Packer 2.0mm DTS U, Cord Packer 2.0mm, Cord Packer 2.6mm, Cord Packer 2.6mm DTS, Cord Packer 2.6mm DTS U, Arte Misura, Arte Misura DTS, Arte Misura DTS U, Arte Posterior Misura DTS, Arte Posterior Misura DTS U, Arte Posterior Misura, LM-CompoSet, ArteSet, Arte Posterior Set, LM-Arte Dark Diamond Set, Arte Complete Set, Form Condenser 1.5-2.5mm, Form Condenser 1.5-2.5mm DTS, Form Condenser 1.5-2.5mm DTS U, Form Condenser 1.5-2.5mm Orbis, Modeller MH Mini DTS U, Modeller MH Mini, Modeller MH Mini DTS, Modeller MH, Modeller MH DTS, Modeller MH DTS U, Universal Carver occlusal-proximal DTS, Universal Carver occlusal-proximal DTS U, Universal Carver occlusal-proximal, Maehlum DTS, Maehlum DTS U, Maehlum, Cleoid-Discoid DTS, Cleoid-Discoid DTS U, Cleoid-Discoid, Hollenback 1/2, Hollenback 1/2 DTS, Hollenback 1/2 DTS U, Nyström I - Modeller, Nyström I, Nyström I DTS, Nyström I DTS U, Carver Nyström I Orbis, Gingival Retractors Assortment, Gingival Retractors S, Gingival Retractors M, Gingival Retractors XL, Multiholder PK I, Multiholder PK I DTS, Multiholder PK I DTS U, Multiholder PK II DTS, Multiholder PK II DTS U, Multiholder PK II, Multiholder PK III Gengiva, Multiholder PK III Gengiva DTS, Multiholder PK III Gengiva DTS U, Intro assortment, working ends, LM-MultiHolder IntroKit, LM-GengivaKit, Cervical Matrices Assortment, Cervical Matrices for incisors, Cervical Matrices for canines and premolars, Cervical Matrices for small molars, Cervical Matrices for large molars, Contact Formers Assortment, Contact Formers XS, Contact Formers S, Contact Formers M, Crown On II, Contact Formers L, Filling Remover, Filling Remover DTS, Filling Remover DTS U, Crown Off DTS, Crown Off DTS U, Crown Off, Nyström III, Nyström III DTS, Nyström III DTS U, Carver Nyström III Orbis, Excess Scaler Mini, Excess Scaler Mini DTS, Excess Scaler Mini DTS U, Excess Scaler, Excess Scaler DTS, Excess Scaler DTS U, Mini Spatula DTS, Cord packer 2,0mm DTS, Explorer DTS U, Flexplorer, Flexplorer DTS, Flexplorer DTS U, Explorer, centered DTS, Explorer, prosthetic, Explorer, prosthetic DTS, Explorer, prosthetic DTS U, Nabers Probe, Nabers Probe DTS, Nabers Probe DTS U, Furcation Probe DTS, Furcation Probe DTS U, Furcation Probe, Explorer-Periodontal probe DTS, Explorer-Periodontal probe DTS U, Explorer-Periodontal probe, Explorer-North Carolina Probe, DTS U, Explorer, se, Mirror handle JM, Mirror handle JM DTS, Mirror handle JM DTS U, Mirror handle, ortho, Mirror handle, ortho DTS, Mirror handle, ortho DTS U, Mirror handle 25 ES blue, Mirror handle 25 ES blue DTS, Mirror handle 25 ES grey, Mirror handle 25 ES grey DTS, Mirror handle 25 ES grey DTS U, Mirror handle 25 Esi blue, Mirror handle 25 Esi grey, Mirror handle 25 Esi red, Mirror handle 25 ES red, Mirror handle 25 ES red DTS, Mirror handle 25 si blue, Mirror handle 25 si grey, Mirror handle 25 si red, Mirror handle 25 Xsi blue, Mirror handle 25 Xsi grey, Mirror handle 25 Xsi red, Mirror handle UNF4-48, Ortho DTS, Mirror handle UNF4-48, Ortho DTS U, Mirror handle UNF4-48, Ortho, Mirror handle 28 ES blue UNF4-48, Mirror handle 28 ES blue UNF4-48 DTS, Mirror handle 28 ES grey UNF4-48, Mirror handle 28 ES grey UNF4-48 DTS, Mirror handle 28 Esi blue UNF4-48, Mirror handle 28 Esi grey UNF4-48, Mirror handle 28 Esi red UNF4-48, Mirror handle 28 ES red UNF4-48, Mirror handle 28 ES red UNF4-48 DTS, Mirror handle 28 Xsi blue UNF4-48, Mirror handle 28 Xsi grey UNF4-48, Mirror handle 28 Xsi red UNF4-48, Explorer, Holst, se, Explorer, Holst, se DTS, Explorer, Holst, se DTS U, Williams Probe, se DTS, Williams Probe, se, Periodontal probe, se, Periodontal probe, se DTS, Periodontal probe, se DTS U, Restorative instruments , Base Carrier, rigid DTS, Base Carrier, rigid DTS U, Base Carrier, rigid, Base carrier Cond.malleab.tip DTS, Base carrier Cond.malleab.tip DTS U, Base carrier Cond.malleab.tip, Arte Eccesso DD, Arte Eccesso DD DTS, Arte Eccesso DD DTS U, Arte Eccesso DTS, Arte Eccesso DTS U, Arte Eccesso | Rodio Pharma | 2024-04-18T00:00:00.000+02:00 | LM-Instruments Oy Norrbyn Rantatie 8 21600 Parainen Finland | 94255HSN, 94255HSNR, 94255HSW, 94255HSWR, 94255LLN, 94255LLNR, 94255LLW, 94255LLWR, 94255LSN, 94255LSNR, 94255LSW, 94255LSWR, 94260HLN, 94260HLNR, 94260HLW, 94260HLWR, 94260HSN, 94260HSNR, 94260HSW, 94260HSWR, 94260LLN, 94260LLNR, 94260LLW, 94260LLWR, 94260LSN, 94260LSNR, 94260LSW, 94260LSWR, 94265HLN, 94265HLNR, 94265HLW, 94265HLWR, 94265HSN, 94265HSNR, 94265HSW, 94265HSWR, 94265LLN, 94265LLNR, 94265LLW, 94265LLWR, 94265LSN, 94265LSNR, 94265LSW, 94265LSWR, 94270HLN, 94270HLNR, 94270HLW, 94270HLWR, 94270HSN, 94270HSNR, 94270HSW, 94270HSWR, 94270LLN, 94270LLNR, 94270LLW, 94270LLWR, 94270LSN, 94270LSNR, 94270LSW, 94270LSWR, 943104113, 943104243, 943105313, 943112345, 943112346, 943112347, 943112348, 943117383, 943120450, 943120454, 943121253, 943122768, 943125773, 943133414, 943134329, 943134963, 943140348, 943142839, 943144341, 943145713, 943146723, 943147509, 943156348, 943158733, 943165414, 943166725, 943171255, 943173261, 943177330, 943184236, 943185746, 943197336, 943197416, 943197490, 943201041, 943205104, 943209329, 943210047, 943223656, 943241060, 943245831, 943248472, 943249711, 943252078, 943254036, 943254567, 943255803, 943261449, 943264262, 943269167, 943269439, 943276706, 943281586, 943285365, 943290336, 943297148, 943304959, 943306497, 943317768, 943325831, 943327325, 943330300, 943333269, 943336918, 943343469, 943344442, 943350558, 943354496, 943357691, 943358549, 943372865, 943377117, 943381904, 943398074, 943398864, 943406612, 943411346, 943415036, 943415929, 943425589, 943434342, 943435342, 943435545, 943435741, 943440683, 943443286, 943450118, 943452283, 943452916, 943461961, 943464507, 943466663, 943471683, 943477744, 943479694, 943485177, 943498497, 943503841, 943505379, 943507303, 943511384, 943511622, 943522078, 943522636, 943526874, 943529121, 943530151, 943542986, 943545011, 943546227, 943551713, 943560371, 943560904, 943563088, 943563487, 943565795, 943570222, 943574822, 943585628, 943591409, 943594271, 943602823, 943609645, 943615192, 943625532, 943625811, 943627206, 943632528, 943633394, 943642876, 943644059, 943645005, 943647856, 943656119, 943658460, 943659413, 943661396, 943663458, 943672755, 943702711, 943722167, 943723231, 943728213, 943728826, 943736844, 943739161, 943740783, 943750690, 943765211, 943765906, 943768107, 943777071, 943782249, 943783605, 943792149, 943799790, 943806063, 943809387, 943810357, 943811026, 943811199, 943823841, 943824425, 943831397, 943833005, 943837794, 943839875, 943844924, 943845863, 943846682, 943854111, 943860660, 943868604, 943870276, 943882948, 943887799, 943888970, 943898460, 943902347, 943902594, 943906664, 943911158, 943913842, 943914300, 943918624, 943920798, 943929217, 943931054, 943932490, 943938179, 943940837, 943944249, 943944683, 943951889, 943955490, 943961424, 943962045, 943975993, 943983092, 943983510, 943994985, 943998453, 94100S, 94100T, 94100T2, 94100TB, 94025H, 94030H, 94035H, 94010L, 94015L, 94020L, 94030L, 94035L, 943286347, 94020H, 94040H, 94025L, 94010LS, 94015LS, 943110881, 943119825, 943137966, 943140436, 943149262, 943153599, 943167040, 943198655, 943217187, 943235790, 943251856, 943261088, 943270212, 943274971, 943277246, 943294659, 943297834, 943313926, 943347384, 943391830, 943441232, 943454190, 943473812, 943475071, 943476241, 943489041, 943503859, 943525078, 943528759, 943534665, 943540529, 943569288, 943591475, 943593164, 943631158, 943644357, 943658599, 943673538, 943673833, 943687914, 943696447, 943709041, 943724594, 943748453, 943752203, 943752959, 943760196, 943762403, 943767972, 943781499, 943798770, 943799493, 943805037, 943849273, 943875834, 943895047, 943905136, 943905966, 943912149, 943940662, 943944210, 943968918, 943974313, 9400, 9402, 6410, 6420, 6430, 6435, 6450, 6460, 6471, 6472, 6473, 6474, 6475, 6490, 6495, 6551, 6552, 6553, 6554, 6581, 6582, 6583, 6584, 6650, 6680, 6551T, 6552T, 6553T, 6554T, 6581T, 6582T, 6583T, 6584T, 810001, 6415, 6416, 6417, 530BSI, 530BXSI, 53BES, 53BEST, 53BXSI, 54BES, 54BEST, 54BXSI, 550BES, 5 | Klasa I | Instrumenta dentare. | Pajisje dentare
16216 | TSX™ Dental Implants:TSX™ Implant, 3.1mmD, 8mmL, TSX™ Dental Implants:TSX™ Implant, 3.1mmD, 10mmL, TSX™ Dental Implants:TSX™ Implant, 3.1mmD, 11.5mmL, TSX™ Dental Implants:TSX™ Implant, 3.1mmD, 13mmL, TSX™ Dental Implants:TSX™ Implant, 3.1mmD, 16mmL, TSX™ Dental Implants:TSX™ Implant, 3.7mmD, 8mmL, TSX™ Dental Implants:TSX™ Implant, 3.7mmD, 10mmL, TSX™ Dental Implants:TSX™ Implant, 3.7mmD, 11.5mmL, TSX™ Dental Implants:TSX™ Implant, 3.7mmD, 13mmL, TSX™ Dental Implants:TSX™ Implant, 3.7mmD, 16mmL, TSX™ Dental Implants:TSX™ Implant, 4.1mmD, 8mmL, TSX™ Dental Implants:TSX™ Implant, 4.1mmD, 10mmL, TSX™ Dental Implants:TSX™ Implant, 4.1mmD, 11.5mmL, TSX™ Dental Implants:TSX™ Implant, 4.1mmD, 13mmL, TSX™ Dental Implants:TSX™ Implant, 4.1mmD, 16mmL, TSX™ Dental Implants:TSX™ Implant, 4.7mmD, 8mmL, TSX™ Dental Implants:TSX™ Implant, 4.7mmD, 1mmL, TSX™ Dental Implants:TSX™ Implant, 4.7mmD, 11.5mmL, TSX™ Dental Implants:TSX™ Implant, 4.7mmD, 13mmL, TSX™ Dental Implants:TSX™ Implant, 4.7mmD, 16mmL, TSX™ Dental Implants:TSX™ Implant, 5.4mmD, 8mmL, TSX™ Dental Implants:TSX™ Implant, 5.4mmD, 10mmL, TSX™ Dental Implants:TSX™ Implant, 5.4mmD, 11.5mmL, TSX™ Dental Implants:TSX™ Implant, 5.4mmD, 13mmL, TSX™ Dental Implants:TSX™ Implant, 5.4mmD, 16mmL, TSX™ Dental Implants:TSX™ Implant, 6.0mmD, 8mmL, TSX™ Dental Implants:TSX™ Implant, 6.0mmD, 10mmL, TSX™ Dental Implants:TSX™ Implant, 6.0mmD, 11.5mmL, TSX™ Dental Implants:TSX™ Implant, 6.0mmD, 13mmL, TSX™ Dental Implants:TSX™ Implant, 6.0mmD, 16mmL | Salutalb | 2024-03-25T00:00:00.000+01:00 | Biomet 3i, LLC 4555 Riverside Drive Palm Beach Gardens Florida 33410 USA | TSX31B8, TSX31B10, TSX31B11, TSX31B13, TSX31B16, TSX37B8, TSX37B10, TSX37B11, TSX37B13, TSX37B16, TSX41B8, TSX41B10, TSX41B11, TSX41B13, TSX41B16, TSX47B8, TSX47B10, TSX47B11, TSX47B13, TSX47B16, TSX54B8, TSX54B10, TSX54B11, TSX54B13, TSX54B16, TSX6B8, TSX6B10, TSX6B11, TSX6B13, TSX6B16 | Klasa IIb | Implante dentare sterile qe perdoren per zevendesimin e nje dhembi ose te disa dhembeve. Gjithashtu perdoren per rehabilitimin e harkut edentuloz | Pajisje dentare
16217 | Healing Abutments:Certain BellaTek Encode Emergence Healing Abutment 5mm(D) 6mm(P) 7mm(H), Healing Abutments:Certain BellaTek Encode Emergence Healing Abutment 5mm(D) 7.5mm(P) 3mm(H), Healing Abutments:Certain BellaTek Encode Emergence Healing Abutment 5mm(D) 7.5mm(P) 5mm(H), Healing Abutments:Certain BellaTek Encode Emergence Healing Abutment 5mm(D) 7.5mm(P) 7mm(H), Healing Abutments:Certain BellaTek Encode Emergence Healing Abutment 6mm(D) 6mm(P) 3mm(H), Healing Abutments:Certain BellaTek Encode Emergence Healing Abutment 6mm(D) 6mm(P) 5mm(H), Healing Abutments:Certain BellaTek Encode Emergence Healing Abutment 6mm(D) 6.8mm(P) 3mm(H), Healing Abutments:Certain BellaTek Encode Emergence Healing Abutment 6mm(D) 6.8mm(P) 5mm(H), Healing Abutments:Certain BellaTek Encode Emergence Healing Abutment 6mm(D) 7.5mm(P) 3mm(H), Healing Abutments:Certain BellaTek Encode Emergence Healing Abutment 6mm(D) 7.5mm(P) 5mm(H), Healing Abutments:Eztetic BellaTek Encode Emergence Healing Abutment 2.9mm(D) 3.7mm(P) 3mm(H), Healing Abutments:Eztetic BellaTek Encode Emergence Healing Abutment 2.9mm(D) 3.7mm(P) 5mm(H), Healing Abutments:Eztetic BellaTek Encode Emergence Healing Abutment 2.9mm(D) 3.7mm(P) 7mm(H), Healing Abutments:Eztetic BellaTek Encode Emergence Healing Abutment 2.9mm(D) 4.5mm(P) 5mm(H), Healing Abutments:Eztetic BellaTek Encode Emergence Healing Abutment 2.9mm(D) 4.5mm(P) 7mm(H), Healing Abutments:TSV BellaTek Encode Emergence Healing Abutment 3.5mm(D) 3.8mm(P) 3mm(H), Healing Abutments:TSV BellaTek Encode Emergence Healing Abutment 3.5mm(D) 3.8mm(P) 5mm(H), Healing Abutments:TSV BellaTek Encode Emergence Healing Abutment 3.5mm(D) 3.8mm(P) 7mm(H), Healing Abutments:TSV BellaTek Encode Emergence Healing Abutment 3.5mm(D) 5mm(P) 3mm(H), Healing Abutments:TSV BellaTek Encode Emergence Healing Abutment 3.5mm(D) 5mm(P) 5mm(H), Healing Abutments:TSV BellaTek Encode Emergence Healing Abutment 3.5mm(D) 5mm(P) 7mm(H), Healing Abutments:TSV BellaTek Encode Emergence Healing Abutment 3.5mm(D) 6.5mm(P) 3mm(H), Healing Abutments:TSV BellaTek Encode Emergence Healing Abutment 3.5mm(D) 6.5mm(P) 5mm(H), Healing Abutments:TSV BellaTek Encode Emergence Healing Abutment 3.5mm(D) 6.5mm(P) 7mm(H), Healing Abutments:TSV BellaTek Encode Emergence Healing Abutment 4.5mm(D) 4.5mm(P) 3mm(H), Healing Abutments:TSV BellaTek Encode Emergence Healing Abutment 4.5mm(D) 4.5mm(P) 5mm(H), Healing Abutments:TSV BellaTek Encode Emergence Healing Abutment 4.5mm(D) 4.5mm(P) 7mm(H), Healing Abutments:TSV BellaTek Encode Emergence Healing Abutment 4.5mm(D) 5.5mm(P) 3mm(H), Healing Abutments:TSV BellaTek Encode Emergence Healing Abutment 4.5mm(D) 5.5mm(P) 5mm(H), Healing Abutments:TSV BellaTek Encode Emergence Healing Abutment 4.5mm(D) 5.5mm(P) 7mm(H), Healing Abutments:TSV BellaTek Encode Emergence Healing Abutment 4.5mm(D) 6.5mm(P) 3mm(H), Healing Abutments:TSV BellaTek Encode Emergence Healing Abutment 4.5mm(D) 6.5mm(P) 5mm(H), Healing Abutments:TSV BellaTek Encode Emergence Healing Abutment 4.5mm(D) 6.5mm(P) 7mm(H), Healing Abutments:TSV BellaTek Encode Emergence Healing Abutment 4.5mm(D) 7.5mm(P) 3mm(H), Healing Abutments:TSV BellaTek Encode Emergence Healing Abutment 4.5mm(D) 7.5mm(P) 5mm(H), Healing Abutments:TSV BellaTek Encode Emergence Healing Abutment 4.5mm(D) 7.5mm(P) 7mm(H), Healing Abutments:TSV BellaTek Encode Emergence Healing Abutment 5.7mm(D) 5.7mm(P) 3mm(H), Healing Abutments:TSV BellaTek Encode Emergence Healing Abutment 5.7mm(D) 5.7mm(P) 5mm(H), Healing Abutments:TSV BellaTek Encode Emergence Healing Abutment 5.7mm(D) 6.8mm(P) 3mm(H), Healing Abutments:TSV BellaTek Encode Emergence Healing Abutment 5.7mm(D) 6.8mm(P) 5mm(H), Healing Abutments:TSV BellaTek Encode Emergence Healing Abutment 5.7mm(D) 7.5mm(P) 3mm(H), Healing Abutments:TSV BellaTek Encode Emergence Healing Abutment 5.7mm(D) 7.5mm(P) 5mm(H), Healing Abutments:TSV BellaTek Encode Healing Abutment 3.5mm (D) X 3.8mm (P) X 3.0mm (H), Healing Abutments:TSV BellaTek Encode Healing Abutment 3.5mm (D) X 3.8mm (P) X 5.0mm (H), Healing Abutments:TSV BellaTek Encode Healing Abutment 3.5mm (D) X 3.8mm (P) X 7.0mm (H), Healing Abutments:TSV BellaTek Encode Healing Abutment 3.5mm (D) X 5.0mm (P) X 3.0mm (H), Healing Abutments:TSV BellaTek Encode Healing Abutment 3.5mm (D) X 5.0mm (P) X 5.0mm (H), Healing Abutments:TSV BellaTek Encode Healing Abutment 4.5mm (D) X 5.0mm (P) X 3.0mm (H), Healing Abutments:TSV BellaTek Encode Healing Abutment 4.5mm (D) X 5.0mm (P) X 5.0mm (H), Healing Abutments:TSV BellaTek Encode Healing Abutment 4.5mm (D) X 5.6mm (P) X 3.0mm (H), Healing Abutments:TSV BellaTek Encode Healing Abutment 4.5mm (D) X 5.6mm (P) X 5.0mm (H), Healing Abutments:TSV BellaTek Encode Healing Abutment 4.5mm (D) X 5.6mm (P) X 7.0mm (H), Healing Abutments:TSV BellaTek Encode Healing Abutment 4.5mm (D) X 6.0mm (P) X 3.0mm (H), Healing Abutments:TSV BellaTek Encode Healing Abutment 4.5mm (D) X 6.0mm (P) X 5.0mm (H), Healing Abutments:TSV BellaTek Encode Healing Abutment 5.7mm (D) X 6.8mm (P) X 3.0mm (H), Healing Abutments:TSV BellaTek Encode Healing Abutment 5.7mm (D) X 6.8mm (P) X 5.0mm (H), Healing Abutments:Certain BellaTek Encode Emergence Healing Abutment 3.4mm(D) 3.8mm(P) 3mm(H), Healing Abutments:Certain BellaTek Encode Emergence Healing Abutment 3.4mm(D) 3.8mm(P) 5mm(H), Healing Abutments:Certain BellaTek Encode Emergence Healing Abutment 3.4mm(D) 3.8mm(P) 7mm(H), Healing Abutments:Certain BellaTek Encode Emergence Healing Abutment 3.4mm(D) 5mm(P) 3mm(H), Healing Abutments:Certain BellaTek Encode Emergence Healing Abutment 3.4mm(D) 5mm(P) 5mm(H), Healing Abutments:Certain BellaTek Encode Emergence Healing Abutment 3.4mm(D) 5mm(P) 7mm(H), Healing Abutments:Certain BellaTek Encode Emergence Healing Abutment 4.1mm(D) 4.1mm(P) 3mm(H), Healing Abutments:Certain BellaTek Encode Emergence Healing Abutment 4.1mm(D) 4.1mm(P) 5mm(H), Healing Abutments:Certain BellaTek Encode Emergence Healing Abutment 4.1mm(D) 4.1mm(P) 7mm(H), Healing Abutments:Certain BellaTek Encode Emergence Healing Abutment 4.1mm(D) 5mm(P) 3mm(H), Healing Abutments:Certain BellaTek Encode Emergence Healing Abutment 4.1mm(D) 5mm(P) 5mm(H), Healing Abutments:Certain BellaTek Encode Emergence Healing Abutment 4.1mm(D) 5mm(P) 7mm(H), Healing Abutments:Certain BellaTek Encode Emergence Healing Abutment 4.1mm(D) 6mm(P) 3mm(H), Healing Abutments:Certain BellaTek Encode Emergence Healing Abutment 4.1mm(D) 6mm(P) 5mm(H), Healing Abutments:Certain BellaTek Encode Emergence Healing Abutment 4.1mm(D) 6mm(P) 7mm(H), Healing Abutments:Certain BellaTek Encode Emergence Healing Abutment 4.1mm(D) 7.5mm(P) 3mm(H), Healing Abutments:Certain BellaTek Encode Emergence Healing Abutment 4.1mm(D) 7.5mm(P) 5mm(H), Healing Abutments:Certain BellaTek Encode Emergence Healing Abutment 4.1mm(D) 7.5mm(P) 7mm(H), Healing Abutments:Certain BellaTek Encode Emergence Healing Abutment 5mm(D) 5mm(P) 3mm(H), Healing Abutments:Certain BellaTek Encode Emergence Healing Abutment 5mm(D) 5mm(P) 5mm(H), Healing Abutments:Certain BellaTek Encode Emergence Healing Abutment 5mm(D) 5mm(P) 7mm(H), Healing Abutments:Certain BellaTek Encode Emergence Healing Abutment 5mm(D) 6mm(P) 3mm(H), Healing Abutments:Certain BellaTek Encode Emergence Healing Abutment 5mm(D) 6mm(P) 5mm(H) | Salutalb | 2024-03-25T00:00:00.000+01:00 | Biomet 3i, LLC 4555 Riverside Drive Palm Beach Gardens Florida 33410 USA | IEEHA567, IEEHA573, IEEHA575, IEEHA577, IEEHA663, IEEHA665, IEEHA6683, IEEHA6685, IEEHA673, IEEHA675, CEEHA333, CEEHA335, CEEHA337, CEEHA343, CEEHA345, CEEHA347, TEEHA333, TEEHA335, TEEHA337, TEEHA353, TEEHA355, TEEHA357, TEEHA363, TEEHA365, TEEHA367, TEEHA443, TEEHA445, TEEHA447, TEEHA453, TEEHA455, TEEHA457, TEEHA463, TEEHA465, TEEHA467, TEEHA473, TEEHA475, TEEHA477, TEEHA553, TEEHA555, TEEHA563, TEEHA565, TEEHA573, TEEHA575, TEHA3383, TEHA3385, TEHA3387, TEHA3503, TEHA3505, TEHA4503, TEHA4505, TEHA4563, TEHA4565, TEHA4567, TEHA4603, TEHA4605, TEHA5683, TEHA5685, IEEHA343, IEEHA345, IEEHA347, IEEHA353, IEEHA355, IEEHA357, IEEHA443, IEEHA445, IEEHA447, IEEHA453, IEEHA455, IEEHA457, IEEHA463, IEEHA465, IEEHA467, IEEHA473, IEEHA475, IEEHA477, IEEHA553, IEEHA555, IEEHA557, IEEHA563, IEEHA565 | Klasa IIb | Healing Abutments perdoren si një aksesor i implanteve dentare endoseale gjatë shërimit dhe restaurimit gingival për të përgatitur indin për pranimin e një abutmenti përfundimtar. | Pajisje dentare
16218 | Dental kits:Dental Surgical KITS-WIDE DIAMETER BONE PROFILER KIT 5MM & 6MM(D), Dental kits:Dental Surgical KITS-STANDARD DIAMETER BONE PROFILER KIT 4.1MM(D), Dental kits:Dental Surgical KITS-T3® SHORT IMPLANT SURGICAL KIT, Dental kits:Dental Surgical KITS-DISPOSABLE DRILL KIT W/DT210, Dental kits:Dental Surgical KITS-DISPOSABLE DRILL KIT W/DT215, Dental kits:Dental Surgical KITS-DISPOSABLE DRILL KIT W/DT220, Dental kits:Dental Surgical KITS-DISPOSABLE DRILL KIT W/DT2710, Dental kits:Dental Surgical KITS-DISPOSABLE DRILL KIT W/DT2715, Dental kits:Dental Surgical KITS-DISPOSABLE DRILL KIT W/DT2720, Dental kits:Dental Surgical KITS-DISPOSABLE DRILL KIT W/DT310, Dental kits:Dental Surgical KITS-DISPOSABLE DRILL KIT W/DT315, Dental kits:Dental Surgical KITS-DISPOSABLE DRILL KIT W/DT320, Dental kits:Dental Surgical KITS-DISPOSABLE DRILL KIT W/DT3210, Dental kits:Dental Surgical KITS-DISPOSABLE DRILL KIT W/DT3215, Dental kits:Dental Surgical KITS-DISPOSABLE DRILL KIT W/DT3220, Dental kits:Dental Surgical KITS-DISPOSABLE DRILL KIT W/DTN215, Dental kits:Dental Surgical KITS-DISPOSABLE DRILL KIT W/DTN2315, Dental kits:Dental Surgical KITS-DISPOSABLE DRILL KIT W/DTN315, Dental kits:Dental Surgical KITS-DRILL KIT, PARALLEL WALLED, 4MM X 11MM, Dental kits:Dental Surgical KITS-DRILL KIT, PARALLEL WALLED, 5MM X 11MM, Dental kits:Dental Surgical KITS-DRILL KIT, TAPERED, 4MM X 11MM, Dental kits:Dental Surgical KITS-DRILL KIT, TAPERED, 5MM X 11MM, Dental kits:Dental Surgical KITS-Trabecular Metal™ and TSV® Implant Systems, Guided Surgery Module, Complete, Dental kits:Dental Surgical KITS-Trabecular Metal™ and TSV® Implant Systems, Guided Surgery Module, Empty, Dental kits:Dental Surgical KITS-LOW TORQUE INDICATING RATCHET WRENCH KIT, Dental kits:Dental Surgical KITS-CONTRA ANGLE TORQUE DRIVER KIT, Dental kits:Dental Surgical KITS-CONTRA ANGLE TORQUE DRIVER KIT CERTAIN®, Dental kits:Dental Surgical KITS-Eztetic® Implant System, NP Surgical Module, Complete, Dental kits:Dental Surgical KITS-PROSTHETIC TORQUE DRIVER KIT, Dental kits:Dental Surgical KITS-TAPERED IMPLANT DENSE BONE TAP KIT, Dental kits:Dental Surgical KITS-Eztetic® Implant System, NP Surgical Module, Empty, Dental kits:Dental Surgical KITS-STARTER SURGICAL KIT, Dental kits:Dental Surgical KITS-BASIC SURGICAL KIT-PLASTIC, Dental kits:Dental Surgical KITS-STANDARD UNISYSTEM SURGICAL KIT-PLASTIC, Dental kits:Dental Surgical KITS-PREMIUM UNISYSTEM SURGICAL KIT, Dental kits:Dental Surgical KITS-CERTAIN® UPGRADE SURGICAL KIT FOR PSKT20/PSKT30, Dental kits:Dental Surgical KITS-CERTAIN® PREMIUM SURGICAL KIT, Dental kits:Dental Surgical KITS-CERTAIN® PREMIUM SURGICAL KIT FOR STRAIGHT IMPLANT, Dental kits:Dental Surgical KITS-BASIC QUAD SHAPING DRILL SURGICAL KIT, Dental kits:Dental Surgical KITS-CERTAIN® QUAD SHAPING DRILL SURGICAL KIT FOR NT IMPLANT, Dental kits:Dental Surgical KITS-OSSEOTITE NT® QSD PREMIUM UP-GRADE KIT, Dental kits:Dental Surgical KITS-NAVIGATOR® SURGICAL KIT, Dental kits:Dental Surgical KITS-TAPERED NAVIGATOR® CERTAIN® SURGICAL KIT, Dental kits:Dental Surgical KITS-CERTAIN® TAPERED IMPLANT SLIM SURGICAL KIT, Dental kits:Dental Surgical KITS-TAPERED NAVIGATOR® BONE TAP KIT, Dental kits:Dental Surgical KITS-TAPERED IMPLANT SLIM SURGICAL KIT, Dental kits:Dental Surgical KITS-Trabecular Metal™ and TSV® Implant Systems, Surgical Kit, Starter, Dental kits:Dental Surgical KITS-Trabecular Metal™ and TSV® Implant Systems, Staging Block, Dental kits:Dental Surgical KITS-Trabecular Metal™ and TSV® Implant Systems, Surgical Kit, Complete, Dental kits:Dental Surgical KITS-Trabecular Metal™ and TSV® Implant Systems, Surgical Tray and Drills, Dental kits:Dental Surgical KITS-Trabecular Metal™ and TSV® Implant Systems, Surgical Tray, Empty | Salutalb | 2024-03-25T00:00:00.000+01:00 | Biomet 3i, LLC 4555 Riverside Drive Palm Beach Gardens Florida 33410 USA | BPAKT, BPKIT, BSISK, DDK210, DDK215, DDK220, DDK2710, DDK2715, DDK2720, DDK310, DDK315, DDK320, DDK3210, DDK3215, DDK3220, DDKN215, DDKN2315, DDKN315, DKP411, DKP511, DKT411, DKT511, GSMODG, GSTRAYG, L-TIRWK, NCATD0, NCATD0C, NPMODG, NPSDK0, NTAPK, NPTRAYG, PSKT01, PSKT10, PSKT20, PSKT30, PSKT30U, PSKT35, PSKT40, QNTSK20, QNTSK40, QNTSK40U, SGKIT, SGTIKIT, SGTIKITA, SGTTAPK, SLIMKT, SLIMKTE, STRKITG, TSVBLKG, TSVKITG, TSVTRAYDG, TSVTRAYG | Klasa IIa | Implante/proteza dhe kite dentare qe perdoren gjate procedurave kirurgjikale dentare | Pajisje dentare
16219 | Cementless Oxford® Partial Knee system, Oxford Cementless High Flex Femur Extra Small, Oxford Cementless High Flex Femur Small, Oxford Cementless High Flex Femur Medium, Oxford Cementless High Flex Femur Large, Oxford Cementless High Flex Femur Extra Large, Oxford Cementless Tibia Left Medial Size AA, Oxford Cementless Tibia Right Medial Size AA, Oxford Cementless Tibia Left Medial Size A, Oxford Cementless Tibia Right Medial Size A, Oxford Cementless Tibia Left Medial Size B, Oxford Cementless Tibia Right Medial Size B, Oxford Cementless Tibia Left Medial Size C, Oxford Cementless Tibia Right Medial Size C, Oxford Cementless Tibia Left Medial Size D, Oxford Cementless Tibia Right Medial Size D, Oxford Cementless Tibia Left Medial Size E, Oxford Cementless Tibia Right Medial Size E, Oxford Cementless Tibia Left Medial Size F, Oxford Cementless Tibia Right Medial Size F | T R I M E D | 2024-03-21T00:00:00.000+01:00 | BIOMET UK LIMITED WATERTON INDUSTRIAL ESTATE BRIDGEND, CF31 3XA UNITED KINGDOM | NA , 154912, 154925, 154926, 154927, 154928, 166570, 166571, 166845, 166846, 166572, 166573, 166574, 166575, 166576, 166577, 166578, 166579, 166580, 166581 | Klasa III | Cementless Oxford® Partial Knee system, janë proteza gjuri me mbajtëse të lëvizshme e krijuar për implantim në nyjen e gjurit të njeriut në artroplastinë primare njëkompartmentale të gjurit (UKA). | Pajisje nje perdorimeshe
16220 | BioMend® Absorbable Collagen Membrane: Absorbable Collagen DENTAL Membrane CDM ZI CZM1520, BioMend® Absorbable Collagen Membrane: Absorbable Collagen DENTAL Membrane CDM ZI CZM2030, BioMend® Absorbable Collagen Membrane: Absorbable Collagen DENTAL Membrane CDM ZI CZM3040, BioMend® Extend™Collagen Membrane: Absorbable Collagen DENTAL Membrane CDM ZII CMZM1520, BioMend® Extend™Collagen Membrane: Absorbable Collagen DENTAL Membrane CDM ZII CMZM2030, BioMend® Extend™Collagen Membrane: Absorbable Collagen DENTAL Membrane CDM ZII CMZM3040 | Salutalb | 2024-03-25T00:00:00.000+01:00 | Collagen Matrix, Inc. 15 Thornton Road Oakland New Jersey 07436 USA | 0103Z, 0105Z, 0107Z, 0140Z, 0141Z, 0142Z | Klasa III | Membrane regjeneruese periodontale e implantueshme dhe e absorbueshme | Pajisje te implantueshme aktive
16221 | RegenerOss® Resorbable Xenograft Syringe Porcine Anorganic Bone Mineral in Syringe:Porcine Anorganic Bone Mineral PMC0510, RegenerOss® Resorbable Xenograft Syringe Porcine Anorganic Bone Mineral in Syringe:Porcine Anorganic Bone Mineral PMC1010, RegenerOss® Resorbable Xenograft Syringe Porcine Anorganic Bone Mineral in Syringe:Porcine Anorganic Bone Mineral PMC2010, RegenerOss® Resorbable Xenograft Syringe Porcine Anorganic Bone Mineral in Syringe:Porcine Anorganic Bone Mineral PMC4010, RegenerOss® Resorbable Xenograft Syringe Porcine Anorganic Bone Mineral in Syringe:Porcine Anorganic Bone Mineral PMC1020, RegenerOss® Resorbable Xenograft Syringe Porcine Anorganic Bone Mineral in Syringe:Porcine Anorganic Bone Mineral PMC2020 | Salutalb | 2024-03-25T00:00:00.000+01:00 | Collagen Matrix, Inc. 15 Thornton Road Oakland New Jersey 07436 USA | ROXR05, ROXR10, ROXR20, ROXR40, ROXRLG10, ROXRLG20 | Klasa III | Implante biologjike kockore Bone Matrix | Pajisje dentare
16222 | RegenerOss® Resorbable Xenograft Syringe Porcine Anorganic Bone Mineral in Syringe:Porcine Anorganic Bone Mineral PMCS025, RegenerOss® Resorbable Xenograft Syringe Porcine Anorganic Bone Mineral in Syringe:Porcine Anorganic Bone Mineral PMCS05 | Salutalb | 2024-03-25T00:00:00.000+01:00 | Collagen Matrix, Inc. 15 Thornton Road Oakland New Jersey 07436 USA | ROXRS025, ROXRS05 | Klasa III | Implante biologjike kockore Bone Matrix | Pajisje dentare
16223 | Zimmer® Collagen Tape Absorbable Wound Dressing:Porcine Collagen Dental Wound Dressing-Tape PDWD1MM-2575, Zimmer® Collagen Tape Absorbable Wound Dressing:Porcine Collagen Dental Wound Dressing-Foam PDWD3MM-2040, Zimmer® Collagen Tape Absorbable Wound Dressing:Porcine Collagen Dental Wound Dressing-Plug PDWDP1020 | Salutalb | 2024-03-25T00:00:00.000+01:00 | Collagen Matrix, Inc. 15 Thornton Road Oakland New Jersey 07436 USA | 0100Z, 0101Z, 0102Z | Klasa III | Veshje, qe perdoret ne procedurat dentare | Pajisje dentare
16224 | Dental Materials, Casting, Porcelain , VINTAGE PRO | REAL DENT CENTER | 2024-03-26T00:00:00.000+01:00 | SHOFU INC. 11 Kamitakamatsu-cho, Fukuine, Higashiyama-ku, Kyoto 6050983, Japan | P0247B, P0262B, P02736, P0291B, P02966, P03056, P0318, P0325, P0331, P0341, P03546, P0359B, P0391B, P0404, P0422, P0002B, P00076, P00126, P00176, P00226, P00276, P0038, P0048, P0058, P00656, P00706, P00756, P0080B, P00856, P0094, P0104, P0115, P0123, P0133, P0152, P0157, P0162, P0167, P0182, P0187, P0192, P0197, P0213, P0223, P0233, P0238, P0243, P0248, P0263, P0274, P0292, P0301, P0306, P0319, P03256, P0332, P0342, P0355, P0360, P0392, P0405, P04228, P0423, P0428, P0451, P0471, P0476, P0495, P0423B, P0428B, P0452, P0471B, P047GB, P0501, P0424, P0429, P0453, P0472, P0481, P0502, P0424B, P0429B, P0454, P0472B, P0482, P0503, P0425, P0430, P0461, P0473, P0483, P0504, P0425B, P0430B, P0462, P0473B, P0484, P0505, P0426, P0431, P0463, P0474, P0491, P0506, P0426B, P0431B, P0464, P0474B, P0492, P0507, P0427, P0441, P0465, P0475, P0493, P0508, P0427B, P0442, P0466, P0475B, P0494, P0509, N/A, 7642, P0003, P0008, P0013, P0018, P0023, P0028, P0039, P0049, P0061, P0066, P0071, P0076, P0081, P0086, P0095, P0105, P01158, P0124, P0134, P01526, P01576, P01626, P01676, P01826, P01876, P019213, P0197B, P0214, P0224, P0233B, P02386, P0243B, P03586, P03638, P0402, P0421, P0001B, P00066, P0011B, P001613, P0021B, P0026B, P0036, P0046, P0056, P0064B, P00696, P00746, P00796, P00846, P0092, P0102, P0113, P0121, P0131, P0151, P0156, P0161, P0166, P0181, P0186, P0191, P0196, P0211, P0221, P0232, P0237, P0242, P0247, P0262, P0273, P0291, P0296, P0305, P0317, P03246, P03296, P0340, P0354, P0359, P0391, P0403, P04216, P0002, P0007, P0012, P0017, P0022, P0027, P0037, P0047, P0057, P0065, P0070, P0075, P0080, P0085, P0093, P0103, P0114, P0122, P0132, P01516, P01568, P0161B, P01668, P01816, P01868, P01916, P01968, P0212, P0222, P02328, P0237B, P02426, P0248B, P0263B, P02746, P02926, P03016, P03068, P0321, P0326, P0333, P0343, P0355B, P0360B, P03926, P0406, 9611, P00038, P00086, P00136, P0018B, P00236, P0028B, P0040, P0050, P0061B, P00666, P0071B, P00766, P00816, P00866, P0096, P0106, P0116, P0125, P0135, P0153, P0158, P0163, P0168, P0183, P0188, P0193, P0198, P0215, P0225, P0234, P0239, P0244, P0251, P0264, P0281, P0293, P0302, P0311, P0321B, P03266, P0334, P0351, P0356, P0361, P0395, P0407, 9612, P0004, P0009, P0014, P0019, P0024, P0031, P0041, P0051, P0062, P0067, P0072, P0077, P0082, P0087, P0097, P0107, P01166, P0126, P0136, P01536, P01586, P01636, P01686, P01836, P0188B, P019313, P0198B, P0216, P0226, P02346, P02396, P0244B, P0252, P0264B, P0282, P02938, P03028, P0312, P0322, P0327, P0335, P03518, P03566, P03616, P03956, P0408, 9613, P0004B, P0009B, P0014B, P00196, P0024B, P0032, P0042, P0052, P0062B, P0067B, P00726, P00776, P00828, P0087B, P0098, P0108, P0117, P0127, P0137, P0154, P0159, P0164, P0169, P0184, P0189, P0194, P0199, P0217, P0227, P0235, P0240, P0245, P0253, P0271, P0283, P0294, P0303, P0313, P0322B, P03276, P0336, P0352, P0357, P0362, P0396, P0409, 9614, P0005, P0010, P0015, P0020, P0025, P0033, P0043, P0053, P0063, P0068, P0073, P0078, P0083, P0088, P0099, P0109, P0117B, P0128, P0138, P01546, P01598, P01646, P016913, P0184B, P0189B, P0194B, P01996, P0218, P0228, P0235B, P0240B, P0245B, P0254, P02716, P0284, P02946, P0303B, P0314, P0323, P0328B, P0337, P03528, P03576, P03626, P0396B, P0410, 9615, P00058, P00106, P00158, P00206, P0025B, P0034, P0044, P0054, P00636, P0068B, P0073B, P00786, P00836, P00886, P0100, P0111, P0118, P0129, P0139, P0155, P0160, P0165, P0170, P0185, P0190, P0195, P0200, P0219, P0231, P0236, P0241, P0246, P0261, P0272, P0285, P0295, P0304, P0315, P0323B, P0338, P0353, P0358, P0363, P0401, P0411, P0001, P0006, P0011, P0016, P0021, P0026, P0035, P0045, P0055, P0064, P0069, P0074, P0079, P0084, P0091, P0101, P0112, P0118B, P0130, P0140, P01556, P0160B, P01656, P01708, P0185B, P01906, P01956, P0200B, P0220, P0231B, P0236B, P02416, P02466, P0261B, P0272B, P0286, P02956, P03046, P0316, P0324, P0329, P0339, P0353B | Klasa IIa | Materiale Dentare per rindertimin e kurores se dhembit | Pajisje dentare
16225 | Anorganic Bone Mineral Granules (Cancellous and Cortical ), MinerOss X Bovine Bone Graft /MINX-CAN0.25GR, MinerOss X Bovine Bone Graft /MINX-CAN0.5GR, MinerOss X Bovine Bone Graft /MINX-CAN0.5GRL, MinerOss X Bovine Bone Graft /MINX-CAN1.0GR, MinerOss X Bovine Bone Graft /MINX-CAN2.0GR, MinerOss X Bovine Bone Graft /MINX-CAN2.0GRL, MinerOss X Bovine Bone Graft /MINX-COR1.0GR, MinerOss X Bovine Bone Graft /MINX-COR2.0GR | EURODENTA | 2024-03-26T00:00:00.000+01:00 | COLLAGEN MATRIX , Inc. 15 Thornton Road , Oakland ,New Jersey 07436 USA | N/A, BMC2510, BMC5010, BMC5020, BMC10010, BMC20010, BMC20020, BMT10010, BMT20010 | , Klasa III | N/A, Granula minerale te kockave anorganike | Pajisje dentare
16226 | Image Plate Scanner XPS07, XPS07.1D1 / VistaScan Mini Easy 2.0, XPS07.2D1 / VistaScan Mini View 2.0, XPS07.2D2 / VistaScan Mini View 2.0, XPS07.1Al / ScanX Swift 2.0, XPS07.2Al / ScanX Swift View 2.0 | BORA DENTAL ALBANIA | 2024-04-18T00:00:00.000+02:00 | DURR DENTAL SE Hopfigheimer Str. 17 74321 Bietigheim-Bissingen Germany DE-MF-000006032 | NA, 2144100500, 2144100800, 2144100805, 2144100510 {G8800}, 2144100810 {G8900) | Klasa I | Scanera per filma (Sensor x-ray) intraoral si me poshte:, Scaner VistaScan Mini Easy 2.0 per filma (Sensor x-ray) intraoral, Scaner VistaScan Mini View 2.0 per filma (Sensor x-ray) intraoral, Scaner VistaScan Mini View 2.0 per filma (Sensor x-ray) intraoral, Scaner ScanX Swift 2.0 per filma (Sensor x-ray) intraoral, ScanernScanX Swift View 2.0 per filma (Sensor x-ray) intraoral | Pajisje dentare
16227 | Minisickle ErgoSense (With Compliments), Minisickle SharpDiamond ES (With Compliments), Minisickle ErgoMax (With Compliments), Hoe scaler, lateral DTS, Mc Call 11A-12A DTS, GingivalMarginTrimmer1.2mm,dis, GingivalMarginTrimmer1.2mm,dis DTS, GingivalMarginTrimmer1.2mm,dis DTS U, GingivalMarginTrimmer1.2mm dis, GingivalMarginTrimmer1.2mm mes DTS, GingivalMarginTrimmer1.2mm mes DTS U, GingivalMarginTrimmer1.2mm mes, Spoon Excavator 1.0mm DTS, Spoon Excavator 1.0mm DTS U, Spoon Excavator 1.0mm, Spoon Excavator 1.5mm DTS, Spoon Excavator 1.5mm DTS U, Spoon Excavator 1.5mm, TripleAngled BA Excavator1.0mm DTS, TripleAngled BA Excavator1.0mm, Round Excavator 1.0mm, Round Excavator 1.0mm DTS, Round Excavator 1.0mm DTS U, Round Excavator 1.0mm Orbis, TripleAngled BA Excavator1.5mm DTS, TripleAngled BA Excavator1.5mm, TripleAngled BA excavator1.5mm, Round Excavator 1.5mm DTS, Round Excavator 1.5mm DTS U, Round excavator 1.5mm Orbis, Round Excavator 1.5mm, TripleAngled BA Excavator2.0mm, TripleAngled BA Excavator2.0mm DTS, Round Excavator 2.0mm DTS, Round Excavator 2.0mm DTS U, Round Excavator 2.0mm Orbis, Round Excavator 2.0mm, TripleAngled BA Excavator3.5mm DTS, TripleAngled BA Excavator3.5mm, Gingival margin trimmer, distal 1,2mm DTS, Gingival margin trimmer, mesial 1,2mm DTS, Excavator, round 1,5mm DTS, NiTi File 040/21mm, NiTi File 040/25mm, NiTi File 045/21mm, NiTi File 045/25mm, NiTi File 050/21mm, NiTi File 050/25mm, NiTi File 055/21mm, NiTi File 055/25mm, NiTi File 060/21mm, NiTi File 060/25mm, K-File 015-040/21mm assortment, K-File 015-040/25mm assortment, K-File 015-040/31mm assortment, K-Files 045-080/21mm assortmen, K-File 045-080/25mm assortment, K-File 045-080/31mm assortment, Reamer 015-040/21mm assortment, Reamer 015-040/25mm assortment, Reamer 015-040/31mm assortment, Reamer 045-080/21mm assortment, Reamer 045-080/25mm assortment, Reamer 045-080/31mm assortment, Hedstroem 015-040/21mm assortm, Hedstroem 015-040/25mm assortm, Hedstroem 015-040/31mm assortm, Hedstroem 045-080/21mm assortm, Hedstroem 045-080/25mm assortm, Hedstroem 045-080/31mm assortm, NiTi File 015-040/21mm assortm, NiTi File 015-040/25mm assortm, LM-ErgoHold 3, LM-ErgoHold 3 DTS, LM-ErgoHold 3 DTS U, LM-RootOut, LM-LiftOut S2, LM-LiftOut S3, LM-LiftOut S4, LM-LiftOut S5, LM-LiftOut C3, LM-LiftOut C4, LM-LiftOut C5, LM-SlimLift S3, LM-SlimLift S4, LM-SlimLift S5, LM-SlimLift C3, LM-SlimLift C4, LM-SlimLift C5, LM-TwistOut S3, LM-TwistOut S4, LM-TwistOut S5, LM-TwistOut C3, LM-TwistOut C4, LM-TwistOut C5, Root Tip Pick DTS, Root Tip Pick DTS U, Root Tip Pick, LM-RootOut DTS, LM-LiftOut S2 DTS, LM-LiftOut S3 DTS, LM-LiftOut S4 DTS, LM-LiftOut S5 DTS, LM-LiftOut C3 DTS, LM-LiftOut C4 DTS, LM-LiftOut C5 DTS, LM-SlimLift S3 DTS, LM-SlimLift S4 DTS, LM-SlimLift S5 DTS, LM-SlimLift C3 DTS, LM-SlimLift C4 DTS, LM-SlimLift C5 DTS, LM-TwistOut S3 DTS, LM-TwistOut S4 DTS, LM-TwistOut S5 DTS, LM-TwistOut C3 DTS, LM-TwistOut C4 DTS, LM-TwistOut C5 DTS, Implant Misura MR 3.0-5.0, Implant Misura MR 3.0-5.0 DTS, Implant Misura MR3.0-5.0 DTS U, Implant Misura MR 3.1-5.3, Implant Misura MR 3.1-5.3 DTS, Implant Misura MR3.1-5.3 DTS U, Implant Misura MR 3.3-5.6, Implant Misura MR 3.3-5.6 DTS, Implant Misura MR3.3-5.6 DTS U, Implant Misura MR 3.4-5.8, Implant Misura MR 3.4-5.8 DTS, Implant Misura MR3.4-5.8 DTS U, Implant Misura MR 3.7-6.3, Implant Misura MR 3.7-6.3 DTS, Implant Misura MR3.7-6.3 DTS U, LM-Implant Misura Kit, Hoe Scaler, anterior, Hoe Scaler, anterior DTS, Hoe Scaler, anterior DTS U, Scaler LM Nebraska 128, Scaler LM Nebraska 128 DTS, Scaler LM Nebraska 128 DTS U, Scaler LM Nebraska 128 SD, Scaler LM Nebraska 128 SD DTS, Scaler LM Nebraska 128 SD DTS U, Hoe Scaler, lateral DTS, Hoe Scaler, lateral DTS U, Hoe Scaler, lateral, Sickle Scaler, se, Push Scaler H4-H5, Push Scaler H4-H5 DTS, Push Scaler H4-H5 DTS U, Push Scaler H4-H5 Orbis, Scaler H6-H7 DTS, Scaler H6-H7 DTS U, Scaler H6-H7 Orbis, Scaler H6-H7 SD, Scaler H6-H7 SD DTS, Scaler H6-H7 SD DTS U, Scaler H6-H7, Tip Scaler H7 ErgoMix, Sickle LM-Laplander ErgoMix, Sickle LM-Laplander DTS, Sickle LM-Laplander DTS U, Sickle LM-Laplander, Tip Laplander L ErgoMix, Tip Laplander R ErgoMix, Scaler U15 Towner, se, Hoe Scaler, posterior DTS, Hoe Scaler, posterior DTS U, Hoe Scaler, posterior, Gracey 1/2 DTS, Gracey 1/2 DTS U, Gracey 1/2 Mini ErgoMix, Gracey 1/2 Mini, Gracey 1/2 Mini DTS, Gracey 1/2 Mini DTS U, Gracey 1/2 Mini SD, Gracey 1/2 Mini SD DTS, Gracey 1/2 Mini SD DTS U, Implant Gracey 1/2 Mini ErgoMix, Gracey 1/2 Orbis, Gracey 1/2 Rigid, Gracey 1/2 Rigid DTS, Gracey 1/2 Rigid DTS U, Gracey 1/2 SD, Gracey 1/2 SD DTS, Gracey 1/2 SD DTS U, Gracey 1/2, Tip Gracey 1 ErgoMix, Tip Gracey Mini 1 ErgoMix, Tip Implant Gracey Mini 1 ErgoMix, Tip Implant Gracey Mini 2 ErgoMix, Gracey 3/4 DTS, Gracey 3/4 DTS U, Gracey 3/4 Orbis, Gracey 3/4, Gracey 5/6 Macro, Gracey 5/6 Macro DTS, Gracey 5/6 Macro DTS U, Gracey 5/6 DTS, Gracey 5/6 DTS U, Gracey 5/6 Orbis, Gracey 5/6, Gracey 7/8 Macro DTS, Gracey 7/8 Macro DTS U, Gracey 7/8 Macro, Gracey 7/8, Gracey 7/8 DTS, Gracey 7/8 DTS U, Gracey 7/8 Mini DTS, Gracey 7/8 Mini DTS U, Gracey 7/8 Mini SD, Gracey 7/8 Mini SD DTS, Gracey 7/8 Mini SD DTS U, Gracey 7/8 Mini, Gracey 7/8 Orbis, Gracey 7/8 Rigid, Gracey 7/8 Rigid DTS, Gracey 7/8 Rigid DTS U, Gracey 7/8 SD, Gracey 7/8 SD DTS, Gracey 7/8 SD DTS U, Gracey 9/10 DTS, Gracey 9/10 DTS U, Gracey 9/10 Orbis, Gracey 9/10 SD, Gracey 9/10 SD DTS, Gracey 9/10 SD DTS U, Gracey 9/10, Gracey 11/12 Macro DTS, Gracey 11/12 Macro DTS U, Gracey 11/12 Macro, Gracey 11/12, mesial, Gracey 11/12, mesial DTS, Gracey 11/12, mesial DTS U, Gracey 11/12 Mini, Gracey 11/12 Mini DTS, Gracey 11/12 Mini DTS U, Gracey 11/12 Mini Orbis, Gracey 11/12 Mini SD, Gracey 11/12 Mini SD DTS, Gracey 11/12 Mini SD DTS U, Implant Gracey 11/12 Mini ErgoMix, Gracey 11/12 Orbis, Gracey 11/12 Rigid DTS, Gracey 11/12 Rigid DTS U, Gracey 11/12 Rigid, Gracey 11/12 SD, Gracey 11/12 SD DTS, Gracey 11/12 SD DTS U, Gracey 11/12, Gracey 11/14 Macro mes-dis DTS, Gracey 11/14 Macro mes-dis DTS U, Gracey 11/14 Macro mes-dis, Gracey 11/14 mes-dis DTS, Gracey 11/14 mes-dis DTS U, Gracey 11/14 Mini mes-dis DTS, Gracey 11/14 Mini mes-dis DTS U, Gracey 11/14 Mini mes-dis, Gracey 11/14 mes-dis, Tip Gracey Mini 11 ErgoMix, Tip Implant Gracey Mini 11 ErgoMix, Gracey 12/13 Macro mes-dis DTS, Gracey 12/13 Macro mes-dis DTS U, Gracey 12/13 Macro mes-dis, Gracey 12/13 mes-dis DTS, Gracey 12/13 mes-dis DTS U, Gracey 12/13 Mini mes-dis DTS, Gracey 12/13 Mini mes-dis DTS U, Gracey 12/13 Mini mes-dis, Gracey 12/13 mes-dis, Tip Gracey Mini 12 ErgoMix, Tip Implant Gracey 12 Mini ErgoMix, Gracey 13/14 Macro, Gracey 13/14 Macro DTS, Gracey 13/14 Macro DTS U, Gracey 13/14, distal, Gracey 13/14, distal DTS, Gracey 13/14, distal DTS U, Gracey 13/14 Mini DTS, Gracey 13/14 Mini DTS U, Gracey 13/14 Mini Orbis, Gracey 13/14 Mini SD, Gracey 13/14 Mini SD DTS, Gracey 13/14 Mini SD DTS U, Implant Gracey 13/14 Mini ErgoMix, Gracey 13/14 Mini, Gracey 13/14 Orbis, Gracey 13/14 Rigid DTS, Gracey 13/14 Rigid DTS U, Gracey 13/14 Rigid, Gracey 13/14 SD, Gracey 13/14 SD DTS, Gracey 13/14 SD DTS U, Gracey 13/14, Tip Implant Gracey Mini 13 ErgoMix, Tip Implant Gracey Mini 14 ErgoMix, LM-Syntette, LM-Syntette DTS, LM-Syntette DTS U, LM-Syntette, Mini DTS, LM-Syntette, Mini DTS U, Syntette Mini Orbis, LM-Syntette, Mini SD, LM-Syntette, Mini SD DTS, LM-Syntette, Mini SD DTS U, LM-Syntette, Mini, Syntette Orbis, LM-Syntette SD, LM-Syntette SD DTS, LM-Syntette SD DTS U, Tip Syntette Mini L ErgoMix, Tip Syntette Mini R ErgoMix, Columbia 2L-2R, Columbia 2L-2R DTS, Columbia 2L-2R DTS U, Columbia 2L-2R Orbis, Columbia 4L-4R ErgoMix, Columbia 4L-4R, Columbia 4L-4R DTS, Columbia 4L-4R DTS U, Columbia 4L-4R Orbis, Columbia 4L-4R SD, Columbia 4L-4R SD DTS, Columbia 4L-4R SD DTS U, Tip Columbia 4L ErgoMix, Tip Columbia 4R ErgoMix, McCall 13S-14S, McCall 13S-14S DTS, McCall 13S-14S DTS U, McCall 13S-14S Mini, McCall 13S-14S Mini DTS, McCall 13S-14S Mini DTS U, McCall 13S-14S Mini Orbis, McCall 13S-14S Orbis, Tip McCall 13S ErgoMix, Tip McCall 14S ErgoMix, Curette LM 15-16, Curette LM 15-16 DTS, Curette LM 15-16 DTS U, Barnhart 5-6, Barnhart 5-6 DTS, Barnhart 5-6 DTS U, Barnhart 5-6 SD, Barnhart 5-6 SD DTS, Barnhart 5-6 SD DTS U, Goldman-Fox 3, Goldman-Fox 3 DTS, Goldman-Fox 3 DTS U, Goldman-Fox 3 Orbis, Goldman-Fox 4 DTS, Goldman-Fox 4 DTS U, Goldman-Fox 4, Columbia 13-14, Columbia 13-14 DTS, Columbia 13-14 DTS U, Gracey 15/16, mesial, Gracey 15/16, mesial DTS, Gracey 15/16, mesial DTS U, Gracey 15/16 Mini DTS, Gracey 15/16 Mini DTS U, Gracey 15/16 Mini SD, Gracey 15/16 Mini SD DTS, Gracey 15/16 Mini SD DTS U, Gracey 15/16 Mini, Gracey 15/16 Rigid, Gracey 15/16 Rigid DTS, Gracey 15/16 Rigid DTS U, Gracey 15/16 SD, Gracey 15/16 SD DTS, Gracey 15/16 SD DTS U, Gracey 15/16, Gracey 15/18 mes-dis, Gracey 15/18 mes-dis DTS, Gracey 15/18 mes-dis DTS U, Gracey 15/18 Mini mes-dis DTS, Gracey 15/18 Mini mes-dis DTS U, Gracey 15/18 Mini mes-dis, Gracey 16/17 mes-dis DTS, Gracey 16/17 mes-dis DTS U, Gracey 16/17 Mini mes-dis DTS, Gracey 16/17 Mini mes-dis DTS U, Gracey 16/17 Mini mes-dis, Gracey 16/17 mes-dis, Gracey 17/18, distal, Gracey 17/18, distal DTS, Gracey 17/18, distal DTS U, Gracey 17/18 Mini, Gracey 17/18 Mini DTS, Gracey 17/18 Mini DTS U, Gracey 17/18 Mini SD, Gracey 17/18 Mini SD DTS, Gracey 17/18 Mini SD DTS U, Gracey 17/18 SD, Gracey 17/18 SD DTS, Gracey 17/18 SD DTS U, Gracey 17/18, Interproximal Curette SV 2-4, Concavity Diamond File SV 5-6, Concavity Diamond File SV 5-6 DTS, Concavity Diamond File SV 5-6 DTS U, Furcation Diamond File SV 7-8, Furcation Diamond File SV 7-8 DTS, Furcation Diamond File SV 7-8 DTS U, Furcator KS DTS, Furcator KS DTS U, Furcator KS, Furcation Diamond File DTS, Furcation Diamond File DTS U, Furcation Diamond File, Diamond File mes-dist, Diamond File mes-dist DTS, Diamond File mes-dist DTS U, Gracey P3-P4, prophylatic, Gracey P3-P4, prophylatic DTS, Gracey P3-P4, prophylatic DTS U, Gracey P3-P4, Mini Syntette Anterior SD, Mini Syntette Anterior SD DTS, Mini Syntette Anterior SD DTS U, Syntette Anterior SD, Syntette Anterior SD DTS, Syntette Anterior SD DTS U, McCall 17-18, McCall 17-18 DTS, McCall 17-18 DTS U, McCall 17S-18S DTS, McCall 17S-18S DTS U, McCall 17S-18S, Langer 1/2, Langer 1/2 DTS, Langer 1/2 DTS U, Langer 1/2 Mini, Langer 1/2 Mini DTS, Langer 1/2 Mini DTS U, Langer 3/4 DTS, Langer 3/4 DTS U, Langer 3/4 Mini DTS, Langer 3/4 Mini DTS U, Langer 3/4 Mini, Implant universal curette Mini ErgoMix, Langer 3/4, Tip Implant universal curette Mini L ErgoMix, Tip Implant universalcurette Mini R ErgoMix, Langer 5/6 DTS, Langer 5/6 DTS U, Langer 5/6 Mini DTS, Langer 5/6 Mini DTS U, Langer 5/6 Mini, Langer 5/6, Micro Sickle LM204SD, Micro Sickle LM204SD DTS, Micro Sickle LM204SD DTS U, Micro Sickle Orbis, Micro Sickle SD, Micro Sickle SD DTS, Micro Sickle SD DTS U, Micro sickle LM204SD, Sickle LM204S DTS, Sickle LM204S DTS U, Sickle LM204S Orbis, Sickle LM204S SD, Sickle LM204S SD DTS, Sickle LM204S SD DTS U, Sickle LM204S, Tip Sickle LM 204S L ErgoMix, Tip Sickle LM 204S R ErgoMix, Mini Sickle, Mini Sickle DTS, Mini Sickle DTS U, Mini Sickle Orbis, Mini Sickle SD, Mini Sickle SD DTS, Mini Sickle SD DTS U, Sickle LM23 DTS, Sickle LM23 DTS U, Sickle LM23 SD, Sickle LM23 SD DTS, Sickle LM23 SD DTS U, Sickle LM23, SharpJack SD, SharpJack SD DTS, SharpJack SD DTS U, Crane Kaplan DTS, Crane Kaplan DTS U, Crane Kaplan, McCall 11A-12A, Mini Kaplan DTS, Mini Kaplan DTS U, Mini Kaplan, LM-PerioSet 1, LM-PerioSet 2, LM-PerioKit, Reamer 030/25mm, Reamer 030/31mm, Reamer 035/21mm, Reamer 035/25mm, Reamer 035/31mm, Reamer 040/21mm, Reamer 040/25mm, Reamer 040/31mm, Reamer 045/21mm, Reamer 045/25mm, Reamer 045/31mm, Reamer 050/21mm, Reamer 050/25mm, Reamer 050/31mm, Reamer 055/21mm, Reamer 055/25mm, Reamer 055/31mm, Reamer 060/21mm, Reamer 060/25mm, Reamer 060/31mm, Reamer 070/21mm, Reamer 070/25mm, Reamer 070/31mm, Reamer 080/21mm, Reamer 080/25mm, Reamer 080/31mm, Hedstroem 008/21mm, Hedstroem 008/25mm, Hedstroem 010/21mm, Hedstroem 010/25mm, Hedstroem 010/31mm, Hedstroem 015/21mm, Hedstroem 015/25mm, Hedstroem 015/31mm, Hedstroem 020/21mm, Hedstroem 020/25mm, Hedstroem 020/31mm, Hedstroem 025/21mm, Hedstroem 025/25mm, Hedstroem 025/31mm, Hedstroem 030/21mm, Hedstroem 030/25mm, Hedstroem 030/31mm, Hedstroem 035/21mm, Hedstroem 035/25mm, Hedstroem 035/31mm, Hedstroem 040/21mm, Hedstroem 040/25mm, Hedstroem 040/31mm, Hedstroem 045/21mm, Hedstroem 045/25mm, Hedstroem 045/31mm, Hedstroem 050/21mm, Hedstroem 050/25mm, Hedstroem 050/31mm, Hedstroem 055/21mm, Hedstroem 055/25mm, Hedstroem 055/31mm, Hedstroem 060/21mm, Hedstroem 060/25mm, Hedstroem 060/31mm, Hedstroem 070/21mm, Hedstroem 070/25mm, Hedstroem 070/31mm, Hedstroem 080/21mm, Hedstroem 080/25mm, Hedstroem 080/31mm, NiTi File 015/21mm, NiTi File 015/25mm, NiTi File 020/21mm, NiTi File 020/25mm, NiTi File 025/21mm, NiTi File 025/25mm, NiTi File 030/21mm, NiTi File 030/25mm, NiTi File 035/21mm, NiTi File 035/25mm, Periodontal, cavity and root canal preparation instruments, LM Implant Misura instruments; LM EndoMax endodontic hand files; LM Ergo Hold3; extraction instruments, TripleAngled BA Excavator1.0mm DTS U, Root Canal Excavator 1.0mm DTS, Root Canal Excavator 1.0mm DTS U, Root Canal Excavator 1.0mm, TripleAngled BA Excavator1.5mm DTS U, Root Canal Excavator 1.5mm, Root Canal Excavator 1.5mm DTS, Root Canal Excavator 1.5mm DTS U, TripleAngled BA Excavator2.0mm DTS U, Root Canal Excavator 2.0mm DTS, Root Canal Excavator 2.0mm DTS TS, Root Canal Excavator 2.0mm, TripleAngled BA Excavator3.5mm DTS U, Root canal excavator 1,5 mm DTS, K-File 006/21mm, K-File 006/25mm, K-File 006/31mm, K-File 008/21mm, K-File 008/25mm, K-File 008/31mm, K-File 010/21mm, K-File 010/25mm, K-File 010/31mm, K-File 015/21mm, K-File 015/25mm, K-File 015/31mm, K-File 020/21mm, K-File 020/25mm, K-File 020/31mm, K-File 025/21mm, K-File 025/25mm, K-File 025/31mm, K-File 030/21mm, K-File 030/25mm, K-File 030/31mm, K-File 035/21mm, K-File 035/25mm, K-File 035/31mm, K-File 040/21mm, K-File 040/25mm, K-File 040/31mm, K-File 045/21mm, K-File 045/25mm, K-File 045/31mm, K-File 050/21mm, K-File 050/25mm, K-File 050/31mm, K-File 055/21mm, K-File 055/25mm, K-File 055/31mm, K-File 060/21mm, K-File 060/25mm, K-File 060/31mm, K-File 070/21mm, K-File 070/25mm, K-File 070/31mm, K-File 080/21mm, K-File 080/25mm, K-File 080/31mm, Reamer 008/21mm, Reamer 008/25mm, Reamer 008/31mm, Reamer 010/21mm, Reamer 010/25mm, Reamer 015/21mm, Reamer 015/25mm, Reamer 020/21mm, Reamer 020/25mm, Reamer 025/21mm, Reamer 025/25mm, Reamer 025/31mm, Reamer 030/21mm | Rodio Pharma | 2024-04-18T00:00:00.000+02:00 | LM-Instruments Oy Norrbyn Rantatie 8 21600 Parainen Finland | 999311312ES, 999311312SDES, 999311312XSI, S134-135ESTBLUE, S313-314ESTBLUE, S324-325ESTBLUE, 121-122ES, 121-122EST, 121-122ESTU, 121-122SI, 121-122XSI, 125-126ES, 125-126EST, 125-126ESTU, 125-126SI, 125-126XSI, 522-523ES, 522-523EST, 522-523ESTU, 522-523SI, 522-523XSI, 533-534ES, 533-534EST, 533-534ESTU, 533-534SI, 533-534XSI, 611-621ES, 611-621EST, 611-621SI, 611-621XSI, 61-62ES, 61-62EST, 61-62ESTU, 61-62PDOLM, 61-62SI, 61-62XSI, 631-641ES, 631-641EST, 631-641SI, 631-641XSI, 63-64ES, 63-64EST, 63-64ESTU, 63-64PDLM, 63-64PDOLM, 63-64SI, 63-64XSI, 651-661ES, 651-661EST, 651-661SI, 651-661XSI, 65-66ES, 65-66EST, 65-66ESTU, 65-66PDOLM, 65-66SI, 65-66XSI, 671-681ES, 671-681EST, 671-681XSI, S121-122ESTGREY, S125-126ESTGREY, S63-64ESTGREY, 504021, 504025, 504521, 504525, 505021, 505025, 505521, 505525, 506021, 506025, 2015-04021, 2015-04025, 2015-04031, 2045-08021, 2045-08025, 2045-08031, 3015-04021, 3015-04025, 3015-04031, 3045-08021, 3045-08025, 3045-08031, 4015-04021, 4015-04025, 4015-04031, 4045-08021, 4045-08025, 4045-08031, 5015-04021, 5015-04025, 9003, 9003T, 9003TU, 812210, 812220, 812230, 812240, 812250, 812430, 812440, 812450, 812630, 812640, 812650, 812830, 812840, 812850, 814230, 814240, 814250, 814430, 814440, 814450, 769-771ES, 769-771EST, 769-771ESTU, 769-771XSI, 812210T, 812220T, 812230T, 812240T, 812250T, 812430T, 812440T, 812450T, 812630T, 812640T, 812650T, 812830T, 812840T, 812850T, 814230T, 814240T, 814250T, 814430T, 814440T, 814450T, 400-401ES, 400-401EST, 400-401ESTU, 402-403ES, 402-403EST, 402-403ESTU, 404-405ES, 404-405EST, 404-405ESTU, 406-407ES, 406-407EST, 406-407ESTU, 408-409ES, 408-409EST, 408-409ESTU, 6843ES, 112-113ES, 112-113EST, 112-113ESTU, 112-113SI, 112-113XSI, 128-128ES, 128-128EST, 128-128ESTU, 128-128SDES, 128-128SDEST, 128-128XSI, 128-128SDESTU, 134-135ES, 134-135EST, 134-135ESTU, 134-135SI, 134-135XSI, 141ES, 141SI, 141XSI, 144-145ES, 144-145EST, 144-145ESTU, 144-145PDOLM, 144-145SI, 144-145XSI, 146-147ES, 146-147EST, 146-147ESTU, 146-147PDOLM, 146-147SDES, 146-147SDEST, 146-147SDESTU, 146-147SI, 146-147XSI, 147EM, 148-149EM, 148-149ES, 148-149EST, 148-149ESTU, 148-149XSI, 148EM, 149EM, 150ES, 150SI, 150XSI, 156-157ES, 156-157EST, 156-157ESTU, 156-157SI, 156-157XSI, 201-202ES, 201-202EST, 201-202ESTU, 201-202MEM, 201-202MES, 201-202MEST, 201-202MESTU, 201-202MSDES, 201-202MSDEST, 201-202MSDESTU, 201-202MSI, 201-202MTIEM, 201-202MXSI, 201-202PDLM, 201-202RES, 201-202REST, 201-202RESTU, 201-202RSI, 201-202RXSI, 201-202SDES, 201-202SDEST, 201-202SDESTU, 201-202SI, 201-202XSI, 201EM, 201MEM, 201MTIEM, 202MTIEM, 203-204ES, 203-204EST, 203-204ESTU, 203-204PDLM, 203-204SI, 203-204XSI, 205-206AFES, 205-206AFEST, 205-206AFESTU, 205-206AFSI, 205-206AFXSI, 205-206ES, 205-206EST, 205-206ESTU, 205-206PDLM, 205-206SI, 205-206XSI, 207-208AFES, 207-208AFEST, 207-208AFESTU, 207-208AFSI, 207-208AFXSI, 207-208ES, 207-208EST, 207-208ESTU, 207-208MES, 207-208MEST, 207-208MESTU, 207-208MSDES, 207-208MSDEST, 207-208MSDESTU, 207-208MSI, 207-208MXSI, 207-208PDLM, 207-208RES, 207-208REST, 207-208RESTU, 207-208RSI, 207-208RXSI, 207-208SDES, 207-208SDEST, 207-208SDESTU, 207-208SI, 207-208XSI, 209-210ES, 209-210EST, 209-210ESTU, 209-210PDLM, 209-210PDOLM, 209-210SDES, 209-210SDEST, 209-210SDESTU, 209-210SI, 209-210XSI, 211-212AFES, 211-212AFEST, 211-212AFESTU, 211-212AFSI, 211-212AFXSI, 211-212ES, 211-212EST, 211-212ESTU, 211-212MES, 211-212MEST, 211-212MESTU, 211-212MPDOLM, 211-212MSDES, 211-212MSDEST, 211-212MSDESTU, 211-212MSI, 211-212MTIEM, 211-212MXSI, 211-212PDLM, 211-212PDOLM, 211-212RES, 211-212REST, 211-212RESTU, 211-212RSI, 211-212RXSI, 211-212SDES, 211-212SDEST, 211-212SDESTU, 211-212SI, 211-212XSI, 211-214AFES, 211-214AFEST, 211-214AFESTU, 211-214AFSI, 211-214AFXSI, 211-214ES, 211-214EST, 211-214ESTU, 211-214MES, 211-214MEST, 211-214MESTU, 211-214MSI, 211-214MXSI, 211-214SI, 211-214XSI, 211MEM, 211MTIEM, 212-213AFES, 212-213AFEST, 212-213AFESTU, 212-213AFSI, 212-213AFXSI, 212-213ES, 212-213EST, 212-213ESTU, | Klasa I | Instrumenta dentare . | Pajisje dentare
16228 | Cavex Alginate Impression Materials, Cavex alginate CA37 Fast Set 20x500g, Cavex alginate CA37 Fast Set 24x453g, Cavex alginate CA37 Normal Set 24x453g, Cavex alginate CA37 Normal Set 20x500g, Cavex alginate Impressional Normal Set 20x500g, Cavex alginate Impressional Fast Set 20x500g, Cavex alginate Tulip 24x453g, Cavex alginate ColorChange 20x500g, Cavex alginate ColorChange 300x18g, Cavex alginate Tulip Colorswitch 24x453g, Cavex alginate Orthotrace 20x500g, Cavex Cream alginate Normal Set 20x500g, Cavex Cream alginate Normal Set 300x18g, Cavex Cream alginate Fast Set 20x500g, Cavex Cream alginate Fast Set 300x18g | Rodio Pharma | 2024-04-18T00:00:00.000+02:00 | Cavex Holland B.V. Fustweg 5, 2031CJ Haarlem The Netherlands | NA, AA025, AA035, AA055, AA075, AA096, AA097, AA190, AA323, AA343, AA371, AA380, AA600, AA603, AA605, AA613 | Klasa I | Material per marrje mase qe perdoret ne dentistri. | Pajisje dentare
16229 | Connecting Cable | MONTAL | 2024-04-22T00:00:00.000+02:00 | ERBE Elektromedizin GmbH. Waldhörnlestraße 17, D 72072 Tübingen, Germany | 20183-066, 20192-095, 20192-097, 20192-098, 20192-099, 20192-101, 20192-104, 20192-105, 20192-107, 20192-108, 20192-110, 20192-111, 20192-112, 20192-113, 20192-114, 20192-115, 20192-116, 20192-117, 20192-119, 20192-121, 20192-122, 20192-125, 20192-126, 20192-127, 20192-128, 20192-129, 20192-130, 20192-132, 20192-133, 20192-134, 20192-135, 20192-136, 20192-137, 20194-070, 20194-074, 20194-075, 20194-076, 20194-077, 20194-078, 20194-079, 20194-080, 20194-081, 20194-085, 20194-086, 20194-087, 20194-088, 20194-089, 20196-045, 20196-047, 20196-048, 20196-051, 20196-052, 20196-053, 20196-054, 20196-055, 20196-057, 20196-059, 20196-060, 20196-061, 20196-062, 20196-063, 20196-064, 20196-065, 20196-066, 20196-067, 20196-106, 20196-107, 20196-115, 20196-118, 20196-119, 20196-121, 20196-124, 20196-127, 20196-129, 20196-130 | Klasa I | Kabllo lidhese që shërbejnë për realizimin e komunikimit midis njësive elektrokirurgjikale dhe elektrodës në sallat e ndërhyrjeve kirurgjikale. | Instrumenta shumeperdorimeshe
16230 | Dental Instruments:Active Dental Instruments-DRÍVA™ GOLD SERIES STEP DRILL, 3.4/2.8MM X 22MM, Dental Instruments:Active Dental Instruments-DRÍVA™ GOLD SERIES STEP DRILL, 3.4/2.8MM X 16MM, Dental Instruments:Active Dental Instruments-DRÍVA™ GOLD SERIES DRILL, 3.4MM X 22MM, Dental Instruments:Active Dental Instruments-DRÍVA™ GOLD SERIES DRILL, 3.4MM X 16MM, Dental Instruments:Active Dental Instruments-DRÍVA™ GOLD SERIES STEP DRILL, 3.8/3.4MM X 22MM, Dental Instruments:Active Dental Instruments-DRÍVA™ GOLD SERIES STEP DRILL, 3.8/3.4MM X 16MM, Dental Instruments:Active Dental Instruments-DRÍVA™ GOLD SERIES DRILL, 3.8MM X 22MM, Dental Instruments:Active Dental Instruments-DRÍVA™ GOLD SERIES DRILL, 3.8MM X 16MM, Dental Instruments:Active Dental Instruments-DRÍVA™ GOLD SERIES STEP DRILL, 4.4/3.8MM X 22MM, Dental Instruments:Active Dental Instruments-DRÍVA™ GOLD SERIES STEP DRILL, 4.4/3.8MM X 16MM, Dental Instruments:Active Dental Instruments-DRÍVA™ GOLD SERIES STEP DRILL, 5.1/4.4MM X 22MM, Dental Instruments:Active Dental Instruments-DRÍVA™ GOLD SERIES STEP DRILL, 5.1/4.4MM X 16MM, Dental Instruments:Active Dental Instruments-DRÍVA™ GOLD SERIES DRILL, 5.1MM X 22MM, Dental Instruments:Active Dental Instruments-DRÍVA™ GOLD SERIES DRILL, 5.1MM X 16MM, Dental Instruments:Active Dental Instruments-DRÍVA™ GOLD SERIES STEP DRILL, 5.7/5.1MM X 22MM, Dental Instruments:Active Dental Instruments-DRÍVA™ GOLD SERIES STEP DRILL, 5.7/5.1MM X 16MM, Dental Instruments:Active Dental Instruments-OSSEOTITE® 2 BONE TAP 5 X 7-18MM, Dental Instruments:Active Dental Instruments-OSSEOTITE® 2 BONE TAP 5 X 7-13MM, Dental Instruments:Active Dental Instruments-OSSEOTITE® 2 BONE TAP 5 X 7-8.5MM, Dental Instruments:Active Dental Instruments-TAPERED PILOT DRILL, 2.1/1.6MM X 8MM - 11.5MM, Dental Instruments:Active Dental Instruments-ROUND BUR, 2.0MM, Dental Instruments:Active Dental Instruments-DRILL EXTENDER, Dental Instruments:Active Dental Instruments-DRÍVA™ GOLD SERIES DRILL, 2.4MM X 22MM, Dental Instruments:Active Dental Instruments-DRÍVA™ GOLD SERIES STEP DRILL, 2.8/2.4MM X 22MM, Dental Instruments:Active Dental Instruments-TREPHINE BURR - 2MM INSIDE DIAMETER/ 3MM OUTSIDE DIAMETER, Dental Instruments:Active Dental Instruments-TREPHINE BURR - 4MM INSIDE DIAMETER/5MM OUTSIDE DIAMETER, Dental Instruments:Active Dental Instruments-TREPHINE BURR - 5MM INSIDE DIAMETER/6MM OUTSIDE DIAMETER, Dental Instruments:Active Dental Instruments-TREPHINE BURR - 6MM INSIDE DIAMETER/7MM OUTSIDE DIAMETER, Dental Instruments:Active Dental Instruments-TREPHINE BURR - 8MM INSIDE DIAMETER/9.3MM OUTSIDE DIAMETER, Dental Instruments:Active Dental Instruments-DRÍVA™ GOLD SERIES DRILL, 2.3MM X 22MM, Dental Instruments:Active Dental Instruments-DRÍVA™ GOLD SERIES DRILL, 2.3MM X 16MM, Dental Instruments:Active Dental Instruments-DRÍVA™ GOLD SERIES DRILL, 2.8MM X 22MM, Dental Instruments:Active Dental Instruments-DRÍVA™ GOLD SERIES DRILL, 2.8MM X 16MM | Salutalb | 2024-03-25T00:00:00.000+01:00 | Biomet 3i, LLC 4555 Riverside Drive Palm Beach Gardens Florida 33410 USA | TSV34D28G, TSV34D28SG, TSV34G, TSV34SG, TSV38D34G, TSV38D34SG, TSV38G, TSV38SG, TSV44D38G, TSV44D38SG, TSV51D44G, TSV51D44SG, TSV51G, TSV51SG, TSV57D51G, TSV57D51SG, XTAP518S, XTAP53S, XTAP58S, 0201G, 1203G, DEG, EZT24G, EZT28D24G, TRE02, TRE04, TRE05, TRE06, TRE08, TSV23G, TSV23SG, TSV28G, TSV28SG | Klasa IIa | Instrumenta dentar aktiv qe perdoren gjate procedurave kirurgjikale dentare | Pajisje dentare
16231 | Interfaces and Abutments :DESS LOC NP 1mm - 3i Certain OVERDENSURE" ABUTMENT 3.4mm(D) X lmm(H) OVERDENSURE" ABUTMENT 3.4mm(D) X lmm(H), Interfaces and Abutments :DESS LOC NP 2mm - 3i Certain OVERDENSURE"' ABUTMENT 3.4mm(D} X 2mm(H), Interfaces and Abutments :DESS LOC NP 3mm - 3i Certain OVERDENSURE"' ABUTMENT 3.4mm(D} X 3mm(H), Interfaces and Abutments :DESS LOC NP 4mm - 3i Certain OVERDENSURE"' ABUTMENT 3.4mm(D) X 4mm(H}, Interfaces and Abutments :DESS LOC NP 5mm - 3i Certain OVERDENSURE"' ABUTMENT 3.4mm(D} X Smm(H}, Interfaces and Abutments :DESS LOC NP 6mm - 3i Certain OVERDENSURE" ABUTMENT 3.4mm(D) X 6mm(H), Interfaces and Abutments :DESS LOC NP 1mm - 3i ExHex OVERDENSURE"' ABUTMENT 3.4mm(D} X lmm(H}, Interfaces and Abutments :DESS LOC NP 2mm - 3i ExHex OVERDENSURE" ABUTMENT 3.4mm(D) X 2mm(H), Interfaces and Abutments :DESS LOC NP 3mm - 3i ExHex OVERDENSURE"' ABUTMENT 3.4mm(D) X 3mm(H}, Interfaces and Abutments :DESS LOC NP 4mm - 3i ExHex OVERDENSURE"' ABUTMENT 3.4mm(D} X 4mm(H}, Interfaces and Abutments :DESS LOC NP 5mm - 3i ExHex OVERDENSURE"' ABUTMENT 3.4mm(D) X Smm(H), Interfaces and Abutments :DESS LOC NP 6mm - 3i ExHex OVERDENSURE"' ABUTMENT 3.4mm(D} X 6mm(H), Interfaces and Abutments :DESS LOC NP 1mm -TSV OVERDENSURE"' ABUTMENT 3.5mm(D} X lmm(H), Interfaces and Abutments :DESS LOC NP 2mm - TSV OVERDENSURE" ABUTMENT 3.5mm(D) X 2mm(H), Interfaces and Abutments :DESS LOC NP 3mm -TSV OVERDENSURE"' ABUTMENT 3.5mm(D) X 3mm(H), Interfaces and Abutments :DESS LOC NP 4mm -TSV OVERDENSURE" ABUTMENT 3.Smm(D) X 4mm(H}, Interfaces and Abutments :DESS LOC NP 5mm -TSV OVERDENSURE"' ABUTMENT 3.Smm(D} X Smm(H), Interfaces and Abutments :DESS LOC NP 6mm -TSV OVERDENSURE"' ABUTMENT 3.Smm(D} X 6mm(H), Interfaces and Abutments :DESS LOC RP 1mm - 3i Certain OVERDENSURE"' ABUTMENT 4.lmm(D} X lmm(H}, Interfaces and Abutments :DESS LOC RP 2mm - 3i Certain OVERDENSURE" ABUTMENT 4.lmm{D) X 2mm{H), Interfaces and Abutments :DESS LOC RP 3mm - 3i Certain OVERDENSURE" ABUTMENT 4.lmm(D) X 3mm{H), Interfaces and Abutments :DESS LOC RP 4mm - 3i Certain OVERDENSURE" ABUTMENT 4.lmm{D) X 4mm{H), Interfaces and Abutments :DESS LOC RP 5mm - 3i Certain OVERDENSURE" ABUTMENT 4.lmm(D) X 5mm{H), Interfaces and Abutments :DESS LOC RP 6mm - 3i Certain OVERDENSURE" ABUTMENT 4.lmm(D) X 6mm(H), Interfaces and Abutments :DESS LOC RP 1mm - 3i ExHex OVERDENSURE" ABUTMENT 4.lmm(D) X lmm{H), Interfaces and Abutments :DESS LOC RP 2mm - 3i ExHex OVERDENSURE" ABUTMENT 4.lmm(D) X 2mm(H), Interfaces and Abutments :DESS LOC RP 3mm - 3i ExHex OVERDENSURE" ABUTMENT 4.lmm(D) X 3mm(H), Interfaces and Abutments :DESS LOC RP 4mm - 3i ExHex OVERDENSURE" ABUTMENT 4.lmm{D) X 4mm{H), Interfaces and Abutments :DESS LOC RP 5mm - 3i ExHex OVERDENSURE" ABUTMENT 4.lmm(D) X 5mm(H), Interfaces and Abutments :DESS LOC RP 6mm - 3i ExHex OVERDENSURE" ABUTMENT 4.lmm{D) X 6mm(H), Interfaces and Abutments :DESS LOC RP 1mm - TSV OVERDENSURE" ABUTMENT 4.5mm{D) X lmm(H), Interfaces and Abutments :DESS LOC RP 2mm - TSV OVERDENSURE" ABUTMENT 4.5mm{D) X 2mm{H), Interfaces and Abutments :DESS LOC RP 3mm - TSV OVERDENSURE" ABUTMENT 4.5mm(D) X 3mm(H), Interfaces and Abutments :DESS LOC RP 4mm - TSV OVERDENSURE" ABUTMENT 4.5mm(D) X 4mm{H), Interfaces and Abutments :DESS LOC RP 5mm - TSV OVERDENSURE" ABUTMENT 4.5mm{D) X 5mm(H), Interfaces and Abutments :DESS LOC RP 6mm - TSV OVERDENSURE" ABUTMENT 4.5mm(D) X 6mm(H), Interfaces and Abutments :DESS LOC WP 1mm - 3i Certain OVERDENSURE" ABUTMENT 5.0mm{D) X lmm{H), Interfaces and Abutments :DESS LOC WP 2mm - 3i Certain OVERDENSURE" ABUTMENT 5.0mm{D) X 2mm{H), Interfaces and Abutments :DESS LOC WP 3mm - 3i Certain OVERDENSURE" ABUTMENT 5.0mm(D) X 3mm{H), Interfaces and Abutments :DESS LOC WP 4mm - 3i Certain OVERDENSURE" ABUTMENT 5.0mm{D) X 4mm{H), Interfaces and Abutments :DESS LOC WP 5mm - 3i Certain OVERDENSURE" ABUTMENT 5.0mm(D) X 5mm(H), Interfaces and Abutments :DESS LOC WP 6mm - 3i Certain OVERDENSURE" ABUTMENT 5.0mm(D) X 6mm{H), Interfaces and Abutments :DESS LOC WP 1mm - 3i ExHex OVERDENSURE" ABUTMENT 5.0mm(D) X lmm(H), Interfaces and Abutments :DESS LOC WP 2mm - 3i ExHex OVERDENSURE" ABUTMENT 5.0mm(D) X 2mm{H), Interfaces and Abutments :DESS LOC WP 3mm - 3i ExHex OVERDENSURE" ABUTMENT 5.0mm(D) X 3mm{H), Interfaces and Abutments :DESS LOC WP 4mm - 3i ExHex OVERDENSURE" ABUTMENT 5.0mm{D) X 4mm(H), Interfaces and Abutments :DESS LOC WP 5mm - 3i ExHex OVERDENSURE" ABUTMENT5.Omm(D) X 5mm{H), Interfaces and Abutments :DESS LOC WP 6mm - 3i ExHex OVERDENSURE" ABUTMENT 5.0mm{D) X 6mm(H), Interfaces and Abutments :DESS LOC WP 1mm - TSV OVERDENSURE" ABUTMENT 5.7mm(D) X lmm{H), Interfaces and Abutments :DESS LOC WP 2mm - TSV OVERDENSURE" ABUTMENT 5.7mm(D) X 2mm{H), Interfaces and Abutments :DESS LOC WP 3mm - TSV OVERDENSURE" ABUTMENT 5.7mm(D) X 3mm(H), Interfaces and Abutments :DESS LOC WP 4mm - TSV OVERDENSURE" ABUTMENT 5.7mm(D) X 4mm(H), Interfaces and Abutments :DESS LOC WP 5mm - TSV OVERDENSURE" ABUTMENT 5. 7mm(D) X 5mm{H}, Interfaces and Abutments :DESS LOC WP 6mm - TSV OVERDENSURE" ABUTMENT 5.7mm{D) X 6mm{H}, Interfaces and Abutments :DESS LOC (bar attachment) - 1 x OVERDENSURE" BAR ATTACHMENT QTY 1, Interfaces and Abutments :DESS LOC (bar attachment) - 2 x OVERDENSURE" BAR ATTACHMENT QTY 2, Interfaces and Abutments :DESS LOC (bar attachment) - 4 x OVERDENSURE" BAR ATTACHMENT QTY 4 | Salutalb | 2024-03-25T00:00:00.000+01:00 | Terrats Medical, S.L. 08210 BARBERA DEL VALLES (BARCELONA) - C/MOGODA 75-99 POL.IND. CAN SALVATELLA (ESP) - Spain | 88.014/1 ODS-CERT301, 88.014/2 ODS-CERT302, 88.014/3 ODS-CERT303, 88.014/4 ODS-CERT304, 88.014/5 ODS-CERT305, 88.014/6 ODS-CERT306, 88.011/1 ODS-EXHEX301, 88.011/2 ODS-EXHEX302, 88.011/3 ODS-EXHEX303, 88.011/4 ODS-EXHEX304, 88.011/5 ODS-EXHEX305, 88.011/6 ODS-EXHEX306, 88.017/1 ODS-TSV301, 88.017/2 ODS-TSV302, 88.017/3 ODS-TSV303, 88.017/4 ODS-TSV304, 88.017/5 ODS-TSV305, 88.017/6 ODS-TSV306, 88.015/1 ODS-CERT401, 88.015/2 ODS-CERT402, 88.015/3 ODS-CERT403, 88.015/4 ODS-CERT404, 88.015/5 ODS-CERT405, 88.015/6 ODS-CERT406, 88.002/1 ODS-EXHEX402, 88.002/2 ODS-EXHEX402, 88.002/3 ODS-EXHEX403, 88.002/4 ODS-EXHEX404, 88.002/5 ODS-EXHEX405, 88.002/6 ODS-EXHEX406, 88.018/1 ODS-TSV401, 88.018/2 ODS-TSV402, 88.018/3 ODS-TSV403, 88.018/4 ODS-TSV404, 88.018/5 ODS-TSV405, 88.018/6 ODS-TSV406, 88.016/1 ODS-CERT501, 88.016/2 ODS-CERT502, 88.016/3 ODS-CERT503, 88.016/4 ODS-CERT504, 88.016/5 ODS-CERT505, 88.016/6 ODS-CERT506, 88.013/1 ODS-EXHEX501, 88.013/2 ODS-EXHEX502, 88.013/3 ODS-EXHEX503, 88.013/4 ODS-EXHEX504, 88.013/5 ODS-EXHEX505, 88.013/6 ODS-EXHEX506, 88.019/1 ODS-TSV501, 88.019/2 ODS-TSV502, 88.019/3 ODS-TSV503, 88.019/4 ODS-TSV504, 88.019/5 ODS-TSV505, 88.019/6 ODS-TSV506, 88.100 ODS-BARATTOl, 88.100-P2 ODS-BARATT02, 88.100-P4 ODS-BARATT04 | Klasa IIb | Nje atashment reziljent implantesh i perdorur per proteza te levizshme | Pajisje dentare
16232 | Titanium Bases, Screw s and Pre-milled Blanks: S-TI-Base-3I-OS-TBUL-6.0, Titanium Bases, Screw s and Pre-milled Blanks: S-TI-Base-AS-OS-TBLO-3.0, Titanium Bases, Screw s and Pre-milled Blanks: TI-Base-AS-OS-TBLO-3.5-4.0, Titanium Bases, Screw s and Pre-milled Blanks: TI-Base-AS-OS-TBLO-4.5-5.0, Titanium Bases, Screw s and Pre-milled Blanks: S-TI-Base-AS-OS-TBUL-3.0, Titanium Bases, Screw s and Pre-milled Blanks: TI-Base-AS-OS-TBUL-3.5-4.0, Titanium Bases, Screw s and Pre-milled Blanks: TI-Base-AS-OS-TBUL-4.5-5.0, Titanium Bases, Screw s and Pre-milled Blanks: S-TI-Base-DE-XI-TBLO-3.0, Titanium Bases, Screw s and Pre-milled Blanks: TI-Base-DE-XI-TBLO-3.4, Titanium Bases, Screw s and Pre-milled Blanks: TI-Base-DE-XI-TBLO-3.8, Titanium Bases, Screw s and Pre-milled Blanks: TI-Base-DE-XI-TBLO-4.5, Titanium Bases, Screw s and Pre-milled Blanks: TI-Base-DE-XI-TBLO-5.5, Titanium Bases, Screw s and Pre-milled Blanks: S-TI-Base-DE-XI-TBLO-6.5, Titanium Bases, Screw s and Pre-milled Blanks: S-TI-Base-DE-XI-TBUL-3.0, Titanium Bases, Screw s and Pre-milled Blanks: TI-Base-DE-XI-TBUL-3.4, Titanium Bases, Screw s and Pre-milled Blanks: TI-Base-DE-XI-TBUL-3.8, Titanium Bases, Screw s and Pre-milled Blanks: TI-Base-DE-XI-TBUL-4.5, Titanium Bases, Screw s and Pre-milled Blanks: TI-Base-DE-XI-TBUL-5.5, Titanium Bases, Screw s and Pre-milled Blanks: S-TI-Base-DE-XI-TBUL-6.5, Titanium Bases, Screw s and Pre-milled Blanks: TI-Base-NO-AC-TBLO-3.5, Titanium Bases, Screw s and Pre-milled Blanks: TI-Base-NO-AC-TBLO-4.3-5.0, Titanium Bases, Screw s and Pre-milled Blanks: TI-Base-NO-AC-TBUL-3.5, Titanium Bases, Screw s and Pre-milled Blanks: TI-Base-NO-AC-TBUL-4.3-5.0, Titanium Bases, Screw s and Pre-milled Blanks: TI-Base-NO-BR-TBLO-3.5, Titanium Bases, Screw s and Pre-milled Blanks: TI-Base-NO-BR-TBLO-4.1, Titanium Bases, Screw s and Pre-milled Blanks: TI-Base-NO-BR-TBLO-5.1, Titanium Bases, Screw s and Pre-milled Blanks: S-TI-Base-NO-BR-TBUL-3.5, Titanium Bases, Screw s and Pre-milled Blanks: S-TI-Base-NO-BR-TBUL-4.1, Titanium Bases, Screw s and Pre-milled Blanks: S-TI-Base-NO-BR-TBUL-5.1, Titanium Bases, Screw s and Pre-milled Blanks: TI-Base-NO-MU-TBUL-4.8, Titanium Bases, Screw s and Pre-milled Blanks: TI-Base-NO-MU-TBUL-6.0, Titanium Bases, Screw s and Pre-milled Blanks: TI-Base-NO-RE-TBLO-3.5, Titanium Bases, Screw s and Pre-milled Blanks: TI-Base-NO-RE-TBLO-4.3, Titanium Bases, Screw s and Pre-milled Blanks: TI-Base-NO-RE-TBLO-5.0, Titanium Bases, Screw s and Pre-milled Blanks: TI-Base-NO-RE-TBLO-6.0, Titanium Bases, Screw s and Pre-milled Blanks: TI-Base-NO-RE-TBUL-3.5, Titanium Bases, Screw s and Pre-milled Blanks: TI-Base-NO-RE-TBUL-4.3, Titanium Bases, Screw s and Pre-milled Blanks: TI-Base-NO-RE-TBUL-5.0, Titanium Bases, Screw s and Pre-milled Blanks: TI-Base-NO-RE-TBUL-6.0, Titanium Bases, Screw s and Pre-milled Blanks: TI-Base-ST-BO-TBLO-3.3, Titanium Bases, Screw s and Pre-milled Blanks: TI-Base-ST-BO-TBLO-4.1-4.8, Titanium Bases, Screw s and Pre-milled Blanks: TI-Base-ST-BO-TBUL-3.3, Titanium Bases, Screw s and Pre-milled Blanks: TI-Base-ST-BO-TBUL-4.1-4.8, Titanium Bases, Screw s and Pre-milled Blanks: TI-Base-ST-SY-TBLO-3.5, Titanium Bases, Screw s and Pre-milled Blanks: TI-Base-ST-SY-TBLO-4.8, Titanium Bases, Screw s and Pre-milled Blanks: TI-Base-ST-SY-TBLO-6.5, Titanium Bases, Screw s and Pre-milled Blanks: S-TI-Base-ST-SY-TBUL-3.5, Titanium Bases, Screw s and Pre-milled Blanks: TI-Base-ST-SY-TBUL-4.8, Titanium Bases, Screw s and Pre-milled Blanks: TI-Base-ST-SY-TBUL-6.5, Titanium Bases, Screw s and Pre-milled Blanks: TI-Base-ZI-SC-TBLO-3.5, Titanium Bases, Screw s and Pre-milled Blanks: TI-Base-ZI-SC-TBLO-4.5, Titanium Bases, Screw s and Pre-milled Blanks: TI-Base-ZI-SC-TBLO-5.7, Titanium Bases, Screw s and Pre-milled Blanks: TI-Base-ZI-SC-TBUL-3.5, Titanium Bases, Screw s and Pre-milled Blanks: TI-Base-ZI-SC-TBUL-4.5, Titanium Bases, Screw s and Pre-milled Blanks: TI-Base-ZI-SC-TBUL-5.7, Titanium Bases, Screw s and Pre-milled Blanks: S-TI-Base-3I-CE-TBLO-3.4, Titanium Bases, Screw s and Pre-milled Blanks: S-TI-Base-3I-CE-TBLO-4.1, Titanium Bases, Screw s and Pre-milled Blanks: S-TI-Base-3I-CE-TBLO-5.0, Titanium Bases, Screw s and Pre-milled Blanks: S-TI-Base-3I-CE-TBUL-3.4, Titanium Bases, Screw s and Pre-milled Blanks: S-TI-Base-3I-CE-TBUL-4.1, Titanium Bases, Screw s and Pre-milled Blanks: S-TI-Base-3I-CE-TBUL-5.0, Titanium Bases, Screw s and Pre-milled Blanks: S-TI-Base-3I-OS-TBLO-3.4, Titanium Bases, Screw s and Pre-milled Blanks: S-TI-Base-3I-OS-TBLO-4.1, Titanium Bases, Screw s and Pre-milled Blanks: S-TI-Base-3I-OS-TBLO-5.0, Titanium Bases, Screw s and Pre-milled Blanks: S-TI-Base-AS-OS-TBLO-3.5-4.0, Titanium Bases, Screw s and Pre-milled Blanks: S-TI-Base-AS-OS-TBLO-4.5-5.0, Titanium Bases, Screw s and Pre-milled Blanks: S-TI-Base-AS-OS-TBUL-3.5-4.0, Titanium Bases, Screw s and Pre-milled Blanks: S-TI-Base-AS-OS-TBUL-4.5-5.0, Titanium Bases, Screw s and Pre-milled Blanks: S-TI-Base-DE-XI-TBLO-3.4, Titanium Bases, Screw s and Pre-milled Blanks: S-TI-Base-DE-XI-TBLO-3.8, Titanium Bases, Screw s and Pre-milled Blanks: S-TI-Base-DE-XI-TBLO-4.5, Titanium Bases, Screw s and Pre-milled Blanks: S-TI-Base-DE-XI-TBLO-5.5, Titanium Bases, Screw s and Pre-milled Blanks: S-TI-Base-DE-XI-TBUL-3.4, Titanium Bases, Screw s and Pre-milled Blanks: S-TI-Base-DE-XI-TBUL-3.8, Titanium Bases, Screw s and Pre-milled Blanks: S-TI-Base-DE-XI-TBUL-4.5, Titanium Bases, Screw s and Pre-milled Blanks: S-TI-Base-DE-XI-TBUL-5.5, Titanium Bases, Screw s and Pre-milled Blanks: S-TI-Base-NO-AC-TBLO-3.5, Titanium Bases, Screw s and Pre-milled Blanks: S-TI-Base-NO-AC-TBLO-4.3-5.0, Titanium Bases, Screw s and Pre-milled Blanks: S-TI-Base-NO-AC-TBUL-3.5, Titanium Bases, Screw s and Pre-milled Blanks: S-TI-Base-NO-AC-TBUL-4.3-5.0, Titanium Bases, Screw s and Pre-milled Blanks: S-TI-Base-NO-BR-TBLO-3.5, Titanium Bases, Screw s and Pre-milled Blanks: S-TI-Base-NO-BR-TBLO-4.1, Titanium Bases, Screw s and Pre-milled Blanks: S-TI-Base-NO-BR-TBLO-5.1, Titanium Bases, Screw s and Pre-milled Blanks: S-TI-Base-NO-RE-TBLO-3.5, Titanium Bases, Screw s and Pre-milled Blanks: S-TI-Base-NO-RE-TBLO-4.3, Titanium Bases, Screw s and Pre-milled Blanks: S-TI-Base-NO-RE-TBLO-5.0, Titanium Bases, Screw s and Pre-milled Blanks: S-TI-Base-NO-RE-TBLO-6.0, Titanium Bases, Screw s and Pre-milled Blanks: S-TI-Base-NO-RE-TBUL-3.5, Titanium Bases, Screw s and Pre-milled Blanks: S-TI-Base-NO-RE-TBUL-4.3, Titanium Bases, Screw s and Pre-milled Blanks: S-TI-Base-NO-RE-TBUL-5.0, Titanium Bases, Screw s and Pre-milled Blanks: S-TI-Base-NO-RE-TBUL-6.0, Titanium Bases, Screw s and Pre-milled Blanks: S-TI-Base-ST-BO-TBLO-3.3, Titanium Bases, Screw s and Pre-milled Blanks: S-TI-Base-ST-BO-TBLO-4.1-4.8, Titanium Bases, Screw s and Pre-milled Blanks: S-TI-Base-ST-BO-TBUL-3.3, Titanium Bases, Screw s and Pre-milled Blanks: S-TI-Base-ST-BO-TBUL-4.1-4.8, Titanium Bases, Screw s and Pre-milled Blanks: S-TI-Base-ST-SY-TBLO-3.5, Titanium Bases, Screw s and Pre-milled Blanks: S-TI-Base-ZI-SC-TBLO-3.5, Titanium Bases, Screw s and Pre-milled Blanks: S-TI-Base-ZI-SC-TBLO-4.5, Titanium Bases, Screw s and Pre-milled Blanks: S-TI-Base-ZI-SC-TBLO-5.7, Titanium Bases, Screw s and Pre-milled Blanks: S-TI-Base-ZI-SC-TBUL-3.5, Titanium Bases, Screw s and Pre-milled Blanks: S-TI-Base-ZI-SC-TBUL-4.5, Titanium Bases, Screw s and Pre-milled Blanks: S-TI-Base-ZI-SC-TBUL-5.7, Titanium Bases, Screw s and Pre-milled Blanks: S-TI-Base-ZI-SW-TBLO-3.8, Titanium Bases, Screw s and Pre-milled Blanks: S-TI-Base-ZI-SW-TBLO-4.8, Titanium Bases, Screw s and Pre-milled Blanks: S-TI-Base-ZI-SW-TBUL-3.8, Titanium Bases, Screw s and Pre-milled Blanks: S-TI-Base-ZI-SW-TBUL-4.8, Titanium Bases, Screw s and Pre-milled Blanks: S-TI-Base-ZI-TA-TBUL-4.5, Titanium Bases, Screw s and Pre-milled Blanks: S-TI-Base-ZI-SH-TBUL-4.5, Titanium Bases, Screw s and Pre-milled Blanks: S-TI-Base-ZI-SH-TBUL-6.5, Titanium Bases, Screw s and Pre-milled Blanks: S-TI-Base-3I-CO-TBUL-3.4, Titanium Bases, Screw s and Pre-milled Blanks: S-TI-Base-3I-CO-TBUL-4.1-5.0, Titanium Bases, Screw s and Pre-milled Blanks: S-TI-Base-3I-IO-TBUL-4.5, Titanium Bases, Screw s and Pre-milled Blanks: S-TI-Base-3I-LO-TBUL-4.8, Titanium Bases, Screw s and Pre-milled Blanks: S-TI-Base-AS-UN-TBUL-20°, Titanium Bases, Screw s and Pre-milled Blanks: S-TI-Base-AS-UN-TBUL-45°, Titanium Bases, Screw s and Pre-milled Blanks: S-TI-Base-DE-MU-TBUL-3.4-3.8, Titanium Bases, Screw s and Pre-milled Blanks: S-TI-Base-DE-MU-TBUL-4.5, Titanium Bases, Screw s and Pre-milled Blanks: S-TI-Base-DE-MU-TBUL-5.5, Titanium Bases, Screw s and Pre-milled Blanks: S-TI-Base-ST-MU-TBUL-3.5, Titanium Bases, Screw s and Pre-milled Blanks: S-TI-Base-ST-MU-TBUL-4.5, Titanium Bases, Screw s and Pre-milled Blanks: S-TI-Base-ST-MU-TBUL-6.5, Titanium Bases, Screw s and Pre-milled Blanks: S-TI-Base-OS-GS-TBLO-3.5, Titanium Bases, Screw s and Pre-milled Blanks: S-TI-Base-OS-GS-TBLO-4.0-7.0, Titanium Bases, Screw s and Pre-milled Blanks: S-TI-Base-OS-GS-TBUL-3.5, Titanium Bases, Screw s and Pre-milled Blanks: S-TI-Base-OS-GS-TBUL-4.0-7.0, Titanium Bases, Screw s and Pre-milled Blanks: S-TI-Base-ME-EZ-TBLO-3.3, Titanium Bases, Screw s and Pre-milled Blanks: S-TI-Base-ME-EZ-TBLO-4.0-5.0, Titanium Bases, Screw s and Pre-milled Blanks: S-TI-Base-ME-RE-TBLO-4.5-6.0, Titanium Bases, Screw s and Pre-milled Blanks: S-TI-Base-ME-EZ-TBUL-3.3, Titanium Bases, Screw s and Pre-milled Blanks: S-TI-Base-ME-EZ-TBUL-4.0-5.0, Titanium Bases, Screw s and Pre-milled Blanks: S-TI-Base-ME-RE-TBUL-4.5-6.0, Titanium Bases, Screw s and Pre-milled Blanks: S-TI-Base-BR-SK-TBLO-4.0, Titanium Bases, Screw s and Pre-milled Blanks: S-TI-Base-BR-SK-TBUL-4.0, Titanium Bases, Screw s and Pre-milled Blanks: S-TI-Base-BR-MU-TBUL-5.6, Titanium Bases, Screw s and Pre-milled Blanks: S-TI-Base-CA-VA-TBUL-3.8-4.3, Titanium Bases, Screw s and Pre-milled Blanks: S-TI-Base-CA-VA-TBUL-5.0-6.0, Titanium Bases, Screw s and Pre-milled Blanks: S-TI-Base-BR-MU-TBUL-4.5, Titanium Bases, Screw s and Pre-milled Blanks: S-TI-Base-BR-SK-TBLO-3.5, Titanium Bases, Screw s and Pre-milled Blanks: S-TI-Base-BR-SK-TBUL-3.5, Titanium Bases, Screw s and Pre-milled Blanks: S-TI-Base-CA-CA-TBUL-3.3, Titanium Bases, Screw s and Pre-milled Blanks: S-TI-Base-CA-CA-TBUL-3.8, Titanium Bases, Screw s and Pre-milled Blanks: S-TI-Base-CA-CA-TBUL-4.3, Titanium Bases, Screw s and Pre-milled Blanks: S-TI-Base-CA-CA-TBUL-5.0, Titanium Bases, Screw s and Pre-milled Blanks: S-TI-Base-CA-CA-TBUL-6.0, Titanium Bases, Screw s and Pre-milled Blanks: S-TI-Base-ME-AN-TBLO-3.5-8.0, Titanium Bases, Screw s and Pre-milled Blanks: GenTek™ TiBase, Certain®, Engaging, 3.4mmD x 4.7mmH, Titanium Bases, Screw s and Pre-milled Blanks: GenTek™ TiBase, Certain®, Non-Engaging, 3.4mmD x 4.7mmH, Titanium Bases, Screw s and Pre-milled Blanks: GenTek™ Angulated Screw Channel TiBase, Certain® Engaging, 3.4mmD x 0.3mmCH, Titanium Bases, Screw s and Pre-milled Blanks: GenTek™ Angulated Screw Channel TiBase, Certain® Non-Engaging, 3.4mmD x 0.3mmCH, Titanium Bases, Screw s and Pre-milled Blanks: GenTek™ TiBase, Certain®, Engaging, 4.1mmD x 4.7mmH, Titanium Bases, Screw s and Pre-milled Blanks: GenTek™ TiBase, Certain®, Non-Engaging, 4.1mmD x 4.7mmH, Titanium Bases, Screw s and Pre-milled Blanks: GenTek™ Angulated Screw Channel TiBase, Certain® Engaging, 4.1mmD x 0.3mmCH, Titanium Bases, Screw s and Pre-milled Blanks: GenTek™ Angulated Screw Channel TiBase, Certain® Non-Engaging, 4.1mmD x 0.3mmCH, Titanium Bases, Screw s and Pre-milled Blanks: GenTek™ TiBase, Certain®, Engaging, 5.0mmD x 4.7mmH, Titanium Bases, Screw s and Pre-milled Blanks: GenTek™ TiBase, Certain®, Non-Engaging, 5.0mmD x 4.7mmH, Titanium Bases, Screw s and Pre-milled Blanks: GenTek™ Angulated Screw Channel TiBase, Certain® Engaging, 5.0mmD x 0.3mmCH, Titanium Bases, Screw s and Pre-milled Blanks: GenTek™ Angulated Screw Channel TiBase, Certain® Non-Engaging, 5.0mmD x 0.3mmCH, Titanium Bases, Screw s and Pre-milled Blanks: GenTek™ TiBase, External Hex, Engaging, 3.4mmD x 4.7mmH, Titanium Bases, Screw s and Pre-milled Blanks: GenTek™ TiBase, External Hex, Non-Engaging, 3.4mmD x 4.7mmH, Titanium Bases, Screw s and Pre-milled Blanks: GenTek™ TiBase, External Hex, Engaging, 4.1mmD x 4.7mmH, Titanium Bases, Screw s and Pre-milled Blanks: GenTek™ TiBase, External Hex, Non-Engaging, 4.1mmD x 4.7mmH, Titanium Bases, Screw s and Pre-milled Blanks: GenTek™ TiBase, External Hex, Engaging, 5.0mmD x 4.7mmH, Titanium Bases, Screw s and Pre-milled Blanks: GenTek™ TiBase, External Hex, Non-Engaging, 5.0mmD x 4.7mmH, Titanium Bases, Screw s and Pre-milled Blanks: GenTek™ TiBase, Eztetic®, Engaging, 2.9mmD x 4.7mmH, Titanium Bases, Screw s and Pre-milled Blanks: GenTek™ TiBase, Eztetic®, Non Engaging, 2.9mmD x 4.7mmH, Titanium Bases, Screw s and Pre-milled Blanks: GenTek™ Angulated Screw Channel TiBase, Eztetic® Engaging, 2.9mmD x 1.7mmCH, Titanium Bases, Screw s and Pre-milled Blanks: GenTek™ Angulated Screw Channel TiBase, Eztetic® Non-Engaging, 2.9mmDx 1.7mmCH, Titanium Bases, Screw s and Pre-milled Blanks: GenTek™ TiBase, Certain®/External Hex, Low Profile, 4.8mmD, Titanium Bases, Screw s and Pre-milled Blanks: GenTek™ TiBase, TSV®/Trabecular Metal™, Tapered Abutment, 4.5mmD, Titanium Bases, Screw s and Pre-milled Blanks: GenTek™ TiBase, TSV®/Trabecular Metal™, Engaging, 3.5mmD x 4.7mmH, Titanium Bases, Screw s and Pre-milled Blanks: GenTek™ TiBase, TSV®/Trabecular Metal™, Non-Engaging, 3.5mmD x 4.7mmH, Titanium Bases, Screw s and Pre-milled Blanks: GenTek™ Angulated Screw Channel TiBase, TSV®/TM™ Engaging, 3.5mmD x 0.3mmCH, Titanium Bases, Screw s and Pre-milled Blanks: GenTek™ Angulated Screw Channel TiBase, TSV®/TM™ Non-Engaging, 3.5mmD x 0.3mmCH, Titanium Bases, Screw s and Pre-milled Blanks: GenTek™ TiBase, TSV®/Trabecular Metal™, Engaging, 4.5mmD x 4.7mmH, Titanium Bases, Screw s and Pre-milled Blanks: GenTek™ TiBase, TSV®/Trabecular Metal™, Non-Engaging, 4.5mmD x 4.7mmH, Titanium Bases, Screw s and Pre-milled Blanks: GenTek™ Angulated Screw Channel TiBase, TSV®/TM™ Engaging, 4.5mmD x 0.3mmCH, Titanium Bases, Screw s and Pre-milled Blanks: GenTek™ Angulated Screw Channel TiBase, TSV®/TM™ Non-Engaging, 4.5mmD x 0.3mmCH, Titanium Bases, Screw s and Pre-milled Blanks: GenTek™ TiBase, TSV®/Trabecular Metal™, Engaging, 5.7mmD x 4.7mmH, Titanium Bases, Screw s and Pre-milled Blanks: GenTek™ TiBase, TSV®/Trabecular Metal™, Non-Engaging, 5.7mmD x 4.7mmH, Titanium Bases, Screw s and Pre-milled Blanks: GenTek™ Angulated Screw Channel TiBase, TSV®/TM™ Engaging, 5.7mmD x 0.3mmCH, Titanium Bases, Screw s and Pre-milled Blanks: GenTek™ Angulated Screw Channel TiBase, TSV®/TM™ Non-Engaging, 5.7mmD x 0.3mmCH, Titanium Bases, Screw s and Pre-milled Blanks: TI-Abutment Blank-ST-BO-3.3, Titanium Bases, Screw s and Pre-milled Blanks: TI-Abutment Blank-ST-BO-4.1-4.8, Titanium Bases, Screw s and Pre-milled Blanks: TI-Abutment Blank-ST-SY-4.8, Titanium Bases, Screw s and Pre-milled Blanks: TI-Abutment Blank-ST-SY-6.5, Titanium Bases, Screw s and Pre-milled Blanks: TI-Abutment Blank ST-NNC-3.5, Titanium Bases, Screw s and Pre-milled Blanks: TI-Abutment Blank-AS-OS-3.0, Titanium Bases, Screw s and Pre-milled Blanks: TI-Abutment Blank-AS-OS-3.5-4.0, Titanium Bases, Screw s and Pre-milled Blanks: TI-Abutment Blank-AS-OS-4.5-5.0, Titanium Bases, Screw s and Pre-milled Blanks: TI-Abutment Blank-NO-RE-3.5, Titanium Bases, Screw s and Pre-milled Blanks: TI-Abutment Blank-NO-RE-4.3, Titanium Bases, Screw s and Pre-milled Blanks: TI-Abutment Blank-NO-RE-5.0, Titanium Bases, Screw s and Pre-milled Blanks: TI-Abutment Blank-NO-RE-6.0, Titanium Bases, Screw s and Pre-milled Blanks: TI-Abutment Blank-NO-AC-3.5, Titanium Bases, Screw s and Pre-milled Blanks: TI-Abutment Blank-NO-AC-4.3-5.0, Titanium Bases, Screw s and Pre-milled Blanks: TI-Abutment Blank-NO-BR-3.5, Titanium Bases, Screw s and Pre-milled Blanks: TI-Abutment Blank-NO-BR-4.1, Titanium Bases, Screw s and Pre-milled Blanks: TI-Abutment Blank-NO-BR-5.1, Titanium Bases, Screw s and Pre-milled Blanks: TI-Abutment Blank-DE-XI-3.0, Titanium Bases, Screw s and Pre-milled Blanks: TI-Abutment Blank-DE-XI-3.4, Titanium Bases, Screw s and Pre-milled Blanks: TI-Abutment Blank-DE-XI-3.8, Titanium Bases, Screw s and Pre-milled Blanks: TI-Abutment Blank-DE-XI-4.5-6.5, Titanium Bases, Screw s and Pre-milled Blanks: TI-Abutment Blank-AS-EV-3.0, Titanium Bases, Screw s and Pre-milled Blanks: TI-Abutment Blank-AS-EV-3.6, Titanium Bases, Screw s and Pre-milled Blanks: TI-Abutment Blank-AS-EV-4.2, Titanium Bases, Screw s and Pre-milled Blanks: TI-Abutment Blank-AS-EV-4.8, Titanium Bases, Screw s and Pre-milled Blanks: TI-Abutment Blank-AS-EV-5.4, Titanium Bases, Screw s and Pre-milled Blanks: TI-Abutment Blank-3I-CE-3.4, Titanium Bases, Screw s and Pre-milled Blanks: TI-Abutment Blank-3I-CE-4.1-6.0, Titanium Bases, Screw s and Pre-milled Blanks: TI-Abutment Blank-3I-OS-3.4, Titanium Bases, Screw s and Pre-milled Blanks: TI-Abutment Blank-3I-OS-4.1-6.0, Titanium Bases, Screw s and Pre-milled Blanks: TI-Abutment Blank-ZI-SC-3.5, Titanium Bases, Screw s and Pre-milled Blanks: TI-Abutment Blank-ZI-SC-4.5, Titanium Bases, Screw s and Pre-milled Blanks: TI-Abutment Blank-ZI-SC-5.7, Titanium Bases, Screw s and Pre-milled Blanks: TI-Abutment Blank-ZI-EZ-2.9, Titanium Bases, Screw s and Pre-milled Blanks: TI-Abutment Blank-TH-SP-35, Titanium Bases, Screw s and Pre-milled Blanks: TI-Abutment Blank-TH-SP-40, Titanium Bases, Screw s and Pre-milled Blanks: TI-Abutment Blank-TH-SP-45, Titanium Bases, Screw s and Pre-milled Blanks: TI-Abutment Blank-TH-SP-50, Titanium Bases, Screw s and Pre-milled Blanks: GenTek™ Titanium Pre-milled Abutment Blank, Certain®, 3.4mmD, Titanium Bases, Screw s and Pre-milled Blanks: GenTek™ Titanium Pre-milled Abutment Blank, Certain®, 4.1-6.0mmD, Titanium Bases, Screw s and Pre-milled Blanks: GenTek™ Titanium Pre-milled Abutment Blank, External Hex, 3.4mmD, Titanium Bases, Screw s and Pre-milled Blanks: GenTek™ Titanium Pre-milled Abutment Blank, External Hex, 4.1-6.0mmD, Titanium Bases, Screw s and Pre-milled Blanks: GenTek™ Titanium Pre-milled Abutment Blank, Eztetic®, 2.9mmD, Titanium Bases, Screw s and Pre-milled Blanks: GenTek™ Titanium Pre-milled Abutment Blank, TSV®/Trabecular Metal™, 3.5mmD, Titanium Bases, Screw s and Pre-milled Blanks: GenTek™ Titanium Pre-milled Abutment Blank, TSV®/Trabecular Metal™, 4.5mmD, Titanium Bases, Screw s and Pre-milled Blanks: GenTek™ Titanium Pre-milled Abutment Blank, TSV®/Trabecular Metal™, 5.7mmD, Titanium Bases, Screw s and Pre-milled Blanks: TI-Screw-AS-OS-SCTI-3.0, Titanium Bases, Screw s and Pre-milled Blanks: TI-Screw-AS-OS-SCTI-3.5-4.0, Titanium Bases, Screw s and Pre-milled Blanks: TI-Screw-AS-OS-SCTI-4.5-5.0, Titanium Bases, Screw s and Pre-milled Blanks: TI-Screw-DE-XI-SCTI-3.0, Titanium Bases, Screw s and Pre-milled Blanks: TI-Screw-DE-XI-SCTI-3.4-6.5, Titanium Bases, Screw s and Pre-milled Blanks: TI-Screw-NO-AC-SCTI-3.5, Titanium Bases, Screw s and Pre-milled Blanks: TI-Screw-NO-AC-SCTI-4.3-5.0, Titanium Bases, Screw s and Pre-milled Blanks: TI-Screw-NO-BR-SCTI-3.5, Titanium Bases, Screw s and Pre-milled Blanks: TI-Screw-NO-BR-SCTI-4.1, Titanium Bases, Screw s and Pre-milled Blanks: TI-Screw-NO-BR-SCTI-5.1, Titanium Bases, Screw s and Pre-milled Blanks: TI-Screw-NO-MU-SCTI-4.8, Titanium Bases, Screw s and Pre-milled Blanks: TI-Screw-NO-MU-SCTI-6.0, Titanium Bases, Screw s and Pre-milled Blanks: TI-Screw-NO-RE-SCTI-3.5, Titanium Bases, Screw s and Pre-milled Blanks: TI-Screw-NO-RE-SCTI-4.3-6.0, Titanium Bases, Screw s and Pre-milled Blanks: TI-Screw-ST-BO-SCTI-3.3, Titanium Bases, Screw s and Pre-milled Blanks: TI-Screw-ST-BO-SCTI-4.1-4.8, Titanium Bases, Screw s and Pre-milled Blanks: TI-Screw-ST-SY-SCTI-3.5, Titanium Bases, Screw s and Pre-milled Blanks: TI-Screw-ST-SY-SCTI-4.8-6.5, Titanium Bases, Screw s and Pre-milled Blanks: TI-Screw-ST-SY-SCTIUN-4.8-6.5, Titanium Bases, Screw s and Pre-milled Blanks: TI-Screw-ZI-SC-SCTI-3.5-5.7, Titanium Bases, Screw s and Pre-milled Blanks: TI-Screw-ZI-TA-SCTI-4.5, Titanium Bases, Screw s and Pre-milled Blanks: TI-Screw-3I-CE-SCTI-3.4-6.0, Titanium Bases, Screw s and Pre-milled Blanks: TI-Screw-3I-OS-SCTI-3.4-6.0, Titanium Bases, Screw s and Pre-milled Blanks: TI-Screw-DE-XI-SCTIUN-3.0, Titanium Bases, Screw s and Pre-milled Blanks: TI-Screw-DE-XI-SCTIUN-3.4-6.5, Titanium Bases, Screw s and Pre-milled Blanks: TI-Screw-NO-AC-SCTIUN-3.5, Titanium Bases, Screw s and Pre-milled Blanks: TI-Screw-NO-AC-SCTIUN-4.3-5.0, Titanium Bases, Screw s and Pre-milled Blanks: TI-Screw-ZI-SW-SCTI-3.8, Titanium Bases, Screw s and Pre-milled Blanks: TI-Screw-ZI-SW-SCTI-4.8, Titanium Bases, Screw s and Pre-milled Blanks: TI-Screw-ZI-SW-SCZI-3.8, Titanium Bases, Screw s and Pre-milled Blanks: TI-Screw-ZI-SW-SCZI-4.8, Titanium Bases, Screw s and Pre-milled Blanks: TI-Screw-ZI-SH-SCTI-4.5-6.5, Titanium Bases, Screw s and Pre-milled Blanks: TI-Screw-3I-CO-SCTI-3.4-6.0, Titanium Bases, Screw s and Pre-milled Blanks: TI-Screw-3I-LO-SCTI-4.8, Titanium Bases, Screw s and Pre-milled Blanks: TI-Screw-AS-UN-SCTI-20°-45°, Titanium Bases, Screw s and Pre-milled Blanks: TI-Screw-DE-MU-SCTI-3.4-5.5, Titanium Bases, Screw s and Pre-milled Blanks: TI-Screw-ST-MU-SCTI-3.5-6.5, Titanium Bases, Screw s and Pre-milled Blanks: TI-Screw-NO-BR-SCTIUN-3.5, Titanium Bases, Screw s and Pre-milled Blanks: TI-Screw-OS-GS-SCTI-3.5, Titanium Bases, Screw s and Pre-milled Blanks: TI-Screw-OS-GS-SCTI-4.0-7.0, Titanium Bases, Screw s and Pre-milled Blanks: TI-Screw-ME-EZ-SCTI-3.3, Titanium Bases, Screw s and Pre-milled Blanks: TI-Screw-ME-EZ-SCTI-4.0-5.0, Titanium Bases, Screw s and Pre-milled Blanks: TI-Screw-ME-RE-SCTI-4.5-6.0, Titanium Bases, Screw s and Pre-milled Blanks: TI-Screw-BR-SK-SCTI-3.5-4.0, Titanium Bases, Screw s and Pre-milled Blanks: TI-Screw-BR-MU-SCTI-4.5-5.6, Titanium Bases, Screw s and Pre-milled Blanks: TI-Screw-CA-VA-SCTI-3.8-6.0, Titanium Bases, Screw s and Pre-milled Blanks: TI-Screw-TH-SP-SCTI-4.0-6.0, Titanium Bases, Screw s and Pre-milled Blanks: TI-Screw-TH-SP-SCTI-3.5, Titanium Bases, Screw s and Pre-milled Blanks: TI-Screw-ME-AN-SCTI-3.5-8.0, Titanium Bases, Screw s and Pre-milled Blanks: TI-Screw-CA-CA-SCTI-3.3-4.3, Titanium Bases, Screw s and Pre-milled Blanks: TI-Screw-CA-CA-SCTI-5.0-6.0, Titanium Bases, Screw s and Pre-milled Blanks: TI-Screw-ST-SY-CE-SCTI-4.8-6.5, Titanium Bases, Screw s and Pre-milled Blanks: TI-Screw-ST-OC-SCTI-4.8-6.5, Titanium Bases, Screw s and Pre-milled Blanks: TI-Screw-AS-EV-SCTI-3.0, Titanium Bases, Screw s and Pre-milled Blanks: TI-Screw-AS-EV-SCTI-3.6, Titanium Bases, Screw s and Pre-milled Blanks: TI-Screw-AS-EV-SCTI-4.2, Titanium Bases, Screw s and Pre-milled Blanks: TI-Screw-AS-EV-SCTI-4.8-5.4, Titanium Bases, Screw s and Pre-milled Blanks: TI-Screw-ZI-EZ-SCTI-2.9, Titanium Bases, Screw s and Pre-milled Blanks: TI-Screw-3I-CE-SCTIUN-3.4-6.0, Titanium Bases, Screw s and Pre-milled Blanks: ZFX™ Hexalobular Screw 3I-CE, engaged, Titanium Bases, Screw s and Pre-milled Blanks: ZFX™ Hexalobular Screw 3I-CE, non engaged, Titanium Bases, Screw s and Pre-milled Blanks: ZFX™ Hexalobular Screw 3I-OS, Titanium Bases, Screw s and Pre-milled Blanks: TI-Screw-ST-SC, Titanium Bases, Screw s and Pre-milled Blanks: TI-Screw-ST-NNC, Titanium Bases, Screw s and Pre-milled Blanks: GenTek™ Hexed Gold-Tite Screw, Certain®, Titanium Bases, Screw s and Pre-milled Blanks: GenTek™ Gold-Tite® Hexalobular Screw, Certain®, Engaging, Titanium Bases, Screw s and Pre-milled Blanks: GenTek™ Gold-Tite® Hexalobular Screw, Certain®, Non-Engaging, Titanium Bases, Screw s and Pre-milled Blanks: GenTek™ Large Gold-Tite Screw, Certain®, Titanium Bases, Screw s and Pre-milled Blanks: GenTek™ Gold-Tite® Hexalobular Screw, External Hex, Titanium Bases, Screw s and Pre-milled Blanks: GenTek™ Gold-Tite Screw, External Hex, Titanium Bases, Screw s and Pre-milled Blanks: GenTek™ Hexalobular Retaining Screw, Eztetic®, Titanium Bases, Screw s and Pre-milled Blanks: GenTek™ Retaining Screw, Eztetic®, Titanium Bases, Screw s and Pre-milled Blanks: GenTek™ Gold-Tite Screw, Certain®/External Hex/Low Profile, Titanium Bases, Screw s and Pre-milled Blanks: GenTek™ Retaining Screw, TSV®/Trabecular Metal™, Tapered Abutment, Titanium Bases, Screw s and Pre-milled Blanks: GenTek™ Hexalobular Retaining Screw, TSV®/TM™, Titanium Bases, Screw s and Pre-milled Blanks: GenTek™ Retaining Screw, TSV®/Trabecular Metal™, Titanium Bases, Screw s and Pre-milled Blanks: ZFX™ Hexalobular Screw ZI-EZ, Titanium Bases, Screw s and Pre-milled Blanks: ZFX™ Hexalobular Screw ZI-SC, ZI-SW-3.8, Titanium Bases, Screw s and Pre-milled Blanks: ZFX™ Hexalobular Screw ZI-SW-4.8, Titanium Bases, Screw s and Pre-milled Blanks: ZFX™ Hexalobular Screw 3I-CO, 3I-IO, Titanium Bases, Screw s and Pre-milled Blanks: ZFX™ Hexalobular Screw 3I-LO, Titanium Bases, Screw s and Pre-milled Blanks: ZFX™ Hexalobular Screw ZI-SH, Titanium Bases, Screw s and Pre-milled Blanks: ZFX™ Hexalobular Screw ZI-TA, Titanium Bases, Screw s and Pre-milled Blanks: TI-Screw-ST-BLX, Titanium Bases, Screw s and Pre-milled Blanks: TI-Screw-TH-SP-3.5, Titanium Bases, Screw s and Pre-milled Blanks: TI-Screw-TH-SP-4.0-5.0, Titanium Bases, Screw s and Pre-milled Blanks: TI-Base-3I-CE-TBLO-3.4, Titanium Bases, Screw s and Pre-milled Blanks: TI-Base-3I-CE-TBLO-4.1, Titanium Bases, Screw s and Pre-milled Blanks: TI-Base-3I-CE-TBLO-5.0, Titanium Bases, Screw s and Pre-milled Blanks: S-TI-Base-3I-CE-TBLO-6.0, Titanium Bases, Screw s and Pre-milled Blanks: TI-Base-3I-CE-TBUL-3.4, Titanium Bases, Screw s and Pre-milled Blanks: TI-Base-3I-CE-TBUL-4.1, Titanium Bases, Screw s and Pre-milled Blanks: TI-Base-3I-CE-TBUL-5.0, Titanium Bases, Screw s and Pre-milled Blanks: S-TI-Base-3I-CE-TBUL-6.0, Titanium Bases, Screw s and Pre-milled Blanks: TI-Base-3I-OS-TBLO-3.4, Titanium Bases, Screw s and Pre-milled Blanks: TI-Base-3I-OS-TBLO-4.1, Titanium Bases, Screw s and Pre-milled Blanks: TI-Base-3I-OS-TBLO-5.0, Titanium Bases, Screw s and Pre-milled Blanks: S-TI-Base-3I-OS-TBLO-6.0, Titanium Bases, Screw s and Pre-milled Blanks: S-TI-Base-3I-OS-TBUL-3.4, Titanium Bases, Screw s and Pre-milled Blanks: S-TI-Base-3I-OS-TBUL-4.1, Titanium Bases, Screw s and Pre-milled Blanks: S-TI-Base-3I-OS-TBUL-5.0 | Salutalb | 2024-03-25T00:00:00.000+01:00 | Zfx GmbH Kopernikusstr. 15 85221 Dachau GERMANY | ZFX11000683, ZFX11000684, ZFX11000685, ZFX11000686, ZFX11000687, ZFX11000688, ZFX11000689, ZFX11000696, ZFX11000697, ZFX11000698, ZFX11000699, ZFX11000700, ZFX11000701, ZFX11000702, ZFX11000703, ZFX11000704, ZFX11000705, ZFX11000706, ZFX11000707, ZFX11000713, ZFX11000714, ZFX11000715, ZFX11000716, ZFX11000717, ZFX11000718, ZFX11000719, ZFX11000720, ZFX11000721, ZFX11000722, ZFX11000723, ZFX11000724, ZFX11000725, ZFX11000726, ZFX11000727, ZFX11000728, ZFX11000729, ZFX11000730, ZFX11000731, ZFX11000732, ZFX11000733, ZFX11000734, ZFX11000735, ZFX11000736, ZFX11000737, ZFX11000738, ZFX11000739, ZFX11000740, ZFX11000741, ZFX11000742, ZFX11000745, ZFX11000746, ZFX11000747, ZFX11000748, ZFX11000749, ZFX11000750, ZFX11001096, ZFX11001097, ZFX11001098, ZFX11001100, ZFX11001101, ZFX11001102, ZFX11001104, ZFX11001105, ZFX11001106, ZFX11001113, ZFX11001114, ZFX11001116, ZFX11001117, ZFX11001119, ZFX11001120, ZFX11001121, ZFX11001122, ZFX11001125, ZFX11001126, ZFX11001127, ZFX11001128, ZFX11001130, ZFX11001131, ZFX11001132, ZFX11001133, ZFX11001134, ZFX11001135, ZFX11001136, ZFX11001140, ZFX11001141, ZFX11001142, ZFX11001143, ZFX11001144, ZFX11001145, ZFX11001146, ZFX11001147, ZFX11001148, ZFX11001149, ZFX11001150, ZFX11001151, ZFX11001152, ZFX11001154, ZFX11001155, ZFX11001156, ZFX11001157, ZFX11001158, ZFX11001159, ZFX11001160, ZFX11001161, ZFX11001162, ZFX11001163, ZFX11002078, ZFX11002084, ZFX11002085, ZFX11002086, ZFX11002087, ZFX11002089, ZFX11002090, ZFX11002091, ZFX11002092, ZFX11002093, ZFX11002094, ZFX11002095, ZFX11002096, ZFX11002097, ZFX11002098, ZFX11002112, ZFX11002113, ZFX11002114, ZFX11002115, ZFX11002188, ZFX11002189, ZFX11002190, ZFX11002191, ZFX11002192, ZFX11002193, ZFX11002194, ZFX11002195, ZFX11002196, ZFX11002197, ZFX11002198, ZFX11002199, ZFX11002205, ZFX11002207, ZFX11002208, ZFX11002209, ZFX11002210, ZFX11002211, ZFX11002212, ZFX11002213, ZFX11-ZB-CE-3447-ES, ZFX11-ZB-CE-3447-NES, ZFX11ZB-CE34AS03E, ZFX11ZB-CE34AS03N, ZFX11ZB-CE34ASZ03E, ZFX11ZB-CE34ASZ03N, ZFX11-ZB-CE-4147-EL, ZFX11-ZB-CE-4147-NEL, ZFX11ZB-CE41AS03E, ZFX11ZB-CE41AS03N, ZFX11ZB-CE41ASZ03E, ZFX11ZB-CE41ASZ03N, ZFX11-ZB-CE-5047-EL, ZFX11-ZB-CE-5047-NEL, ZFX11ZB-CE50AS03E, ZFX11ZB-CE50AS03N, ZFX11ZB-CE50ASZ03E, ZFX11ZB-CE50ASZ03N, ZFX11-ZB-EX-3447-EL, ZFX11-ZB-EX-3447-NEL, ZFX11-ZB-EX-4147-EL, ZFX11-ZB-EX-4147-NEL, ZFX11-ZB-EX-5047-EL, ZFX11-ZB-EX-5047-NEL, ZFX11-ZB-EZ-2947-ES, ZFX11-ZB-EZ-2947-NES, ZFX11ZB-EZ29AS17E, ZFX11ZB-EZ29AS17N, ZFX11-ZB-LP-48, ZFX11-ZB-TA-45, ZFX11-ZB-TSV-3547-EL, ZFX11-ZB-TSV-3547-NEL, ZFX11ZB-TSV35AS03E, ZFX11ZB-TSV35AS03N, ZFX11-ZB-TSV-4547-EL, ZFX11-ZB-TSV-4547-NEL, ZFX11ZB-TSV45AS03E, ZFX11ZB-TSV45AS03N, ZFX11-ZB-TSV-5747-EL, ZFX11-ZB-TSV-5747-NEL, ZFX11ZB-TSV57AS03E, ZFX11ZB-TSV57AS03N, ZFX18000100, ZFX18000110, ZFX18000120, ZFX18000130, ZFX18000135, ZFX18000140, ZFX18000150, ZFX18000160, ZFX18000170, ZFX18000180, ZFX18000190, ZFX18000200, ZFX18000210, ZFX18000220, ZFX18000230, ZFX18000240, ZFX18000250, ZFX18000260, ZFX18000270, ZFX18000280, ZFX18000290, ZFX18000300, ZFX18000310, ZFX18000320, ZFX18000330, ZFX18000340, ZFX18000350, ZFX18000360, ZFX18000370, ZFX18000380, ZFX18000390, ZFX18000400, ZFX18000410, ZFX18000420, ZFX18-TH-SP-35, ZFX18-TH-SP-40, ZFX18-TH-SP-45, ZFX18-TH-SP-50, ZFX18-ZB-CE-34, ZFX18-ZB-CE-4160, ZFX18-ZB-EX-34, ZFX18-ZB-EX-4160, ZFX18-ZB-EZ-29, ZFX18-ZB-TSV-35, ZFX18-ZB-TSV-45, ZFX18-ZB-TSV-57, ZFX09000612, ZFX09000613, ZFX09000614, ZFX09000620, ZFX09000621, ZFX09000627, ZFX09000628, ZFX09000631, ZFX09000632, ZFX09000633, ZFX09000637, ZFX09000638, ZFX09000641, ZFX09000642, ZFX09000645, ZFX09000646, ZFX09000648, ZFX09000649, ZFX09000651, ZFX09000655, ZFX09000657, ZFX09000978, ZFX09000979, ZFX09000980, ZFX09000981, ZFX09000982, ZFX09000983, ZFX09000987, ZFX09000988, ZFX09001004, ZFX09001005, ZFX09001006, ZFX09001007, ZFX09001008, ZFX09001009, ZFX09001010, ZFX09001011, ZFX09001166, ZFX09002110, ZFX09002111, ZFX09002182, ZFX09002183, ZFX09002184, ZFX09002185, ZFX09002186, ZFX09002187, ZFX09002250, ZFX | Klasa IIb | Materiale dentare,vida dhe boshllik i perpunuar me baze titaniumi | Pajisje dentare
16233 | Pliwa Lemon Fresh AF, Lemon fresh AF (englisch), Pliwa Lemon Fresh AF (ohne Parfum), Quick & Clean S-Wipes Lemon Fresh, Quick & Clean S-Wipes ohne Parfum, Mikroclean Plus D, Trioton rapid AF, Trioton rapid AF (englisch), Flow Wipes Fresh (mit PLIWA Kennzeichnung) | Primary Dental | 2024-03-21T00:00:00.000+01:00 | Pliwa Hygiene GmbH | 10-410, 10-407, 10-411, 10-411-1, 10-411-2, 10-412, 10-413, 10-419, 10-416, 10-411-1-E, 10-411-2-E, 10-412-E, 10-413-E, 10-416-E, 10-510, 10-511, 10-511-1, 10-512, 10-513, 10-452, 10-453, 10-552, 10-553, 10-0011, 10-0012, 10-0013, 10-0014, 10-0071, 10-0071-1, 10-0072, 10-0074, 10-0075, 10-0076, 10-0071-E, 10-0071-1-E, 10-0072-E, 10-0074-E, 10-0075-E, 10-0077-E, 93-2022P | Klasa IIa | Soluvion disinfektant per pajisje mjekesore jo-invazive | Pajisje dentare
16234 | CONNECTABLE CLINICAL INSTRUMENTS:Connectable Screwdrivers -ANGULATED SCREW CHANNEL SCREWDRIVER; 24MM (L), CONNECTABLE CLINICAL INSTRUMENTS:Connectable Screwdrivers -ANGULATED SCREW CHANNEL SCREWDRIVER; 30MM (L), CONNECTABLE CLINICAL INSTRUMENTS:Connectable Screwdrivers -ISO LATCH TO 4X4 DRIVER ADAPTER; 30MM (L) | Salutalb | 2024-03-25T00:00:00.000+01:00 | Terrats Medical, S.L. 08210 BARBERA DEL VALLES (BARCELONA) - C/MOGODA 75-99 POL.IND. CAN SALVATELLA (ESP) - Spain | ASC-SD24, ASC-SD30, ISO4X4A | Klasa IIa | Perdoren qe te veprojnë si aktivizues në vida të ndryshme që mbajnë çdo lloj lidhjeje me implantin në përdorim klinik.Ruan rolin e nje kunderkendori | Pajisje dentare
16235 | Interfaces and abutments, including the following sub- types: Transepithelial abutments- TAPERED SCREW-VENT® UNIVERSAL MULTI-UNIT ABUTMENT; 3.5MM(D) X 1MM(H), Interfaces and abutments, including the following sub- types: Transepithelial abutments- TAPERED SCREW-VENT® UNIVERSAL MULTI-UNIT ABUTMENT; 3.5MM(D) X 2MM(H), Interfaces and abutments, including the following sub- types: Transepithelial abutments- TAPERED SCREW-VENT® UNIVERSAL MULTI-UNIT ABUTMENT; 3.5MM(D) X 3MM(H), Interfaces and abutments, including the following sub- types: Transepithelial abutments- TAPERED SCREW-VENT® UNIVERSAL MULTI-UNIT ABUTMENT; 3.5MM(D) X 4MM(H), Interfaces and abutments, including the following sub- types: Transepithelial abutments- TAPERED SCREW-VENT® UNIVERSAL MULTI-UNIT ABUTMENT; 3.5MM(D) X 5MM(H), Interfaces and abutments, including the following sub- types: Transepithelial abutments- TAPERED SCREW-VENT® UNIVERSAL MULTI-UNIT ABUTMENT; 4.5MM(D) X 1MM(H), Interfaces and abutments, including the following sub- types: Transepithelial abutments- TAPERED SCREW-VENT® UNIVERSAL MULTI-UNIT ABUTMENT; 4.5MM(D) X 2MM(H), Interfaces and abutments, including the following sub- types: Transepithelial abutments- TAPERED SCREW-VENT® UNIVERSAL MULTI-UNIT ABUTMENT; 4.5MM(D) X 3MM(H), Interfaces and abutments, including the following sub- types: Transepithelial abutments- TAPERED SCREW-VENT® UNIVERSAL MULTI-UNIT ABUTMENT; 4.5MM(D) X 4MM(H), Interfaces and abutments, including the following sub- types: Transepithelial abutments- TAPERED SCREW-VENT® UNIVERSAL MULTI-UNIT ABUTMENT; 4.5MM(D) X 5MM(H), Interfaces and abutments, including the following sub- types: Transepithelial abutments- TAPERED SCREW-VENT® UNIVERSAL MULTI-UNIT ABUTMENT; 3.5MM(D) X 2.5MM(H) X 17°, Interfaces and abutments, including the following sub- types: Transepithelial abutments- TAPERED SCREW-VENT® UNIVERSAL MULTI-UNIT ABUTMENT; 3.5MM(D) X 3.5MM(H) X 17°, Interfaces and abutments, including the following sub- types: Transepithelial abutments- TAPERED SCREW-VENT® UNIVERSAL MULTI-UNIT ABUTMENT; 4.5MM(D) X 2.5MM(H) X 17°, Interfaces and abutments, including the following sub- types: Transepithelial abutments- TAPERED SCREW-VENT® UNIVERSAL MULTI-UNIT ABUTMENT; 4.5MM(D) X 3.5MM(H) X 17°, Interfaces and abutments, including the following sub- types: Transepithelial abutments- TAPERED SCREW-VENT® UNIVERSAL MULTI-UNIT ABUTMENT; 3.5MM(D) X 3.5MM(H) X 30°, Interfaces and abutments, including the following sub- types: Transepithelial abutments- TAPERED SCREW-VENT® UNIVERSAL MULTI-UNIT ABUTMENT; 3.5MM(D) X 4.5MM(H) X 30°, Interfaces and abutments, including the following sub- types: Transepithelial abutments- TAPERED SCREW-VENT® UNIVERSAL MULTI-UNIT ABUTMENT; 4.5MM(D) X 3.5MM(H) X 30°, Interfaces and abutments, including the following sub- types: Transepithelial abutments- TAPERED SCREW-VENT® UNIVERSAL MULTI-UNIT ABUTMENT; 4.5MM(D) X 4.5MM(H) X 30°, Interfaces and abutments, including the following sub- types: Transepithelial abutments- UNIVERSAL MULTI-UNIT HEALING CAP; 0.050" SCREW HEX, Interfaces and abutments, including the following sub- types: Transepithelial abutments-UNIVERSAL MULTI-UNIT TEMPORARY CYLINDER, Interfaces and abutments, including the following sub- types: Transepithelial abutments-UNIVERSAL MULTI-UNIT TIBASE; 6MM(H); 0.050" SCREW HEX, Interfaces and abutments, including the following sub- types: Transepithelial abutments-UNIVERSAL MULTI-UNIT TIBASE; 8MM(H); 0.050" SCREW HEX, Interfaces and abutments, including the following sub- types: Transepithelial abutments-UNIVERSAL MULTI-UNIT SCREW; 0.050" SCREW HEX, Interfaces and abutments, including the following sub- types: Transepithelial abutments-UNIVERSAL MULTI-UNIT ANGULATED SCREW CHANNELTIBASE, Interfaces and abutments, including the following sub- types: Transepithelial abutments-UNIVERSAL MULTI-UNIT ANGULATED SCREW CHANNELTIBASE SCREW, Interfaces and abutments, including the following sub- types: Transepithelial abutments-UNIVERSAL MULTI-UNIT OVERDENSURE ATTACHMENT | Salutalb | 2024-03-25T00:00:00.000+01:00 | Terrats Medical, S.L. 08210 BARBERA DEL VALLES (BARCELONA) - C/MOGODA 75-99 POL.IND. CAN SALVATELLA (ESP) - Spain | UMUA-TSV351, UMUA-TSV352, UMUA-TSV353, UMUA-TSV354, UMUA-TSV355, UMUA-TSV451, UMUA-TSV452, UMUA-TSV453, UMUA-TSV454, UMUA-TSV455, UMUA-TSV3525-17, UMUA-TSV3535-17, UMUA-TSV4525-17, UMUA-TSV4535-17, UMUA-TSV3535-30, UMUA-TSV3545-30, UMUA-TSV4535-30, UMUA-TSV4545-30, UMUA-HC, UMUA-TC, UMUA-TTS, UMUA-TTL, UMUA-S, UMUA-ASCT, UMUA-ASCTS, UMUA-ODS | Klasa IIb | Abutment implantesh dentare qe lidhen direkt me implantin dhe perdoren si ndihmese per rehabilitimin e protezave fikse dhe te levizshme si dhe vidave mbajtese | Pajisje dentare
16236 | CATHETER CONNECTION/DISCONNECTION SET - AMINAL SA Catheter set S, CATHETER CONNECTION/DISCONNECTION SET - AMINAL SA Catheter set M, CATHETER CONNECTION/DISCONNECTION SET - AMINAL SA Catheter set L, HEMODIALYSIS CONNECTION/DISCONNECTION SET - AMINAL SA Fistula set 01 S, HEMODIALYSIS CONNECTION/DISCONNECTION SET - AMINAL SA Fistula set 01 M, HEMODIALYSIS CONNECTION/DISCONNECTION SET - AMINAL SA Fistula set 01 L, HEMODIALYSIS CONNECTION/DISCONNECTION SET - AMINAL SA Fistula set 02 S, HEMODIALYSIS CONNECTION/DISCONNECTION SET - AMINAL SA Fistula set 02 M, HEMODIALYSIS CONNECTION/DISCONNECTION SET - AMINAL SA Fistula set 02 L, HEMODIALYSIS CONNECTION/DISCONNECTION SET - AMINAL SA Fistula set 03 S, HEMODIALYSIS CONNECTION/DISCONNECTION SET - AMINAL SA Fistula set 03 M, HEMODIALYSIS CONNECTION/DISCONNECTION SET - AMINAL SA Fistula set 03 L, CATHETER CONNECTION/DISCONNECTION SET - AMINAL SA Catheter set 036 S, CATHETER CONNECTION/DISCONNECTION SET - AMINAL SA Catheter set 036 M, CATHETER CONNECTION/DISCONNECTION SET - AMINAL SA Catheter set 036 L, CATHETER CONNECTION/DISCONNECTION SET - AMINAL SA Catheter set 051 S, CATHETER CONNECTION/DISCONNECTION SET - AMINAL SA Catheter set 051 M, CATHETER CONNECTION/DISCONNECTION SET - AMINAL SA Catheter set 051 L, HEMODIALYSIS CONNECTION/DISCONNECTION SET - AMINAL SA Fistula set 04 S, HEMODIALYSIS CONNECTION/DISCONNECTION SET - AMINAL SA Fistula set 04 M, HEMODIALYSIS CONNECTION/DISCONNECTION SET - AMINAL SA Fistula set 04 L, HEMODIALYSIS CONNECTION/DISCONNECTION SET - AMINAL SA Fistula set 016 S, HEMODIALYSIS CONNECTION/DISCONNECTION SET - AMINAL SA Fistula set 016 M, HEMODIALYSIS CONNECTION/DISCONNECTION SET - AMINAL SA Fistula set 016 L, HEMODIALYSIS CONNECTION/DISCONNECTION SET - AMINAL SA Fistula set 078 S, HEMODIALYSIS CONNECTION/DISCONNECTION SET - AMINAL SA Fistula set 078 M, HEMODIALYSIS CONNECTION/DISCONNECTION SET - AMINAL SA Fistula set 078 L, CATHETER CONNECTION/DISCONNECTION SET - AMINAL SA Catheter set 05 L, CATHETER CONNECTION/DISCONNECTION SET - AMINAL SA Catheter set 05 S, CATHETER CONNECTION/DISCONNECTION SET - AMINAL SA Catheter set 05 M, CATHETER CONNECTION/DISCONNECTION SET - AMINAL SA Catheter set 06 L, CATHETER CONNECTION/DISCONNECTION SET - AMINAL SA Catheter set 06 M, CATHETER CONNECTION/DISCONNECTION SET - AMINAL SA Catheter set 06 S, CATHETER CONNECTION/DISCONNECTION SET - AMINAL SA Catheter set 07, HEMODIALYSIS CONNECTION/DISCONNECTION SET - AMINAL SA Fistula set 05 L, HEMODIALYSIS CONNECTION/DISCONNECTION SET - AMINAL SA Fistula set 05 M, HEMODIALYSIS CONNECTION/DISCONNECTION SET - AMINAL SA Fistula set 05 S, HEMODIALYSIS CONNECTION/DISCONNECTION SET - AMINAL SA Fistula set 06 L, HEMODIALYSIS CONNECTION/DISCONNECTION SET - AMINAL SA Fistula set 06 M, HEMODIALYSIS CONNECTION/DISCONNECTION SET - AMINAL SA Fistula set 06 S, HEMODIALYSIS CONNECTION/DISCONNECTION SET - AMINAL SA Fistula set 07 | E v i t a | 2024-03-25T00:00:00.000+01:00 | Sanus Sağlik Hizmetleri Sanayi ve Ticaret AŞ Saray Mah. 126. Sk. No: 4/2 Merkez Kahramankazan ANKARA/ TÜRKIYE | 6007040, 6007039, 6007038, 6007043, 6007042, 6007041, 6007096, 6007094, 6007095, 6007048, 6007047, 6007044, 6008245, 6008235, 6008234, 6008238, 6008237, 6008236, 6008240, 6008241, 6008239, 6008248, 6008247, 6008246, 6008251, 6008250, 6008249, 6008785, 6008789, 6008792, 6008793, 6008796, 6008797, 6008802, 6008784, 6008787, 6008788, 6008790, 6008791, 6008794, 6008800 | Is | Sete per venie/heqje fistule dialize, Sete per venie/heqje katetere dialize | Pajisje nje perdorimeshe
16237 | Socket Repair Membrane : Absorbable Collagen Dental Membrane CM I CM 1020 | Salutalb | 2024-03-25T00:00:00.000+01:00 | Collagen Matrix, Inc. 15 Thornton Road Oakland New Jersey 07436 USA | 154 | Klasa III | Membrane regjeneruese periodontale e implantueshme dhe e absorbueshme | Pajisje dentare
16238 | Keratosept | IMI PHARMA Albania | 2024-03-26T00:00:00.000+01:00 | Bruschettini S.R.L Via Isonzo 6, 16147 Genova Itali | Q02030299 | Klasa IIa | Pika te lengshme oftalmike, sterile | Pajisje oftalmike dhe optike
16239 | Dropyal Evo / Cobayal | IMI PHARMA Albania | 2024-03-26T00:00:00.000+01:00 | Bruschettini S.R.L Via Isonzo 6, 16147 Genova Itali | Q02030299 | Klasa IIa | Pika oftalmike sterile me permbajtje hialuronat natriumi dhe cianokobalamine - pa konservues | Pajisje oftalmike dhe optike
16240 | Clarastill Sine | IMI PHARMA Albania | 2024-03-26T00:00:00.000+01:00 | Bruschettini S.R.L Via Isonzo 6, 16147 Genova Itali | Q02030299 | Klasa IIa | Pika oftalmike, sterile | Pajisje oftalmike dhe optike
16241 | ParietexTM Optimized Composite Mesh with open skirt, ParietexTM Optimized Composite Mesh, ParietexTM Optimized Composite Mesh with pre-placed sutures | O.E.S DISTRIMED | 2024-03-28T00:00:00.000+01:00 | Sofradim Production 116 avenue du Formans 01600 Trevoux France | PCO1510OSX, PCO2015OSX, PCO2520OSX, PCO3020OSX, PCO8OSX, PCO1510X, PCO2015X, PCO2520X, PCO3020X, PCO9X, PCO12X, PCO15X, PCO20X, PCO1510FX, PCO2015FX, PCO2520FX, PCO3020FX, PCO9FX, PCO12FX, PCO15FX, PCO20FX | Klasa III | Mesha Kompozite Sterile me perberje kolagjeni per riforcimin e indeve te buta te abdomenit ,per perdorim ne kirurgjite per riparimin e hernies së mureve abdominale | Pajisje nje perdorimeshe
16242 | Q80 DR MRI SureScan™, Q70 DR MRI SureScan™, G70 DR MRI SureScan™, Q50 DR MRI SureScan™, G20 SR MRI SureScan™, Q20 SR MRI SureScan™, Vitatron® VSF21 Application Software | O.E.S DISTRIMED | 2024-03-28T00:00:00.000+01:00 | Vitatron Holding B.V Endepolsdomein 5 6229 GW Maastricht The Netherlands | Q80A2, Q70A2, G70A2, Q50A2, G20A2, Q20A2, VSF21 | Klasa III | Ritemberes per monitorimin dhe rregullimin e ritmit te zemres te pacientet,perdorim ne kardiologji, Aplikacion Software , për të ofruar informacion që përdoret për të marrë vendime me pajisjet diagnostikuese ose terapeutike | Pajisje te implantueshme aktive
16243 | Collagen Dental Membrane-Conformable Porcine Peritoneum, Mem-Lok Pliable Resorbable Collagen Membrane / PBLE-ML 1520, Mem-Lok Pliable Resorbable Collagen Membrane / PBLE-ML 2030, Mem-Lok Pliable Resorbable Collagen Membrane / PBLE-ML 3040 | EURODENTA | 2024-03-26T00:00:00.000+01:00 | COLLAGEN MATRIX , Inc. 15 Thornton Road , Oakland ,New Jersey 07436 USA | N/A, CDMPP1520, CDMPP2030, CDMPP3040 | , Klasa III | N/A, Mebrane dentare e kolagjenit e absorbueshme | Pajisje dentare
16244 | Anorganic Bone Mineral Cancellous in Curved Syringe, MinerOss X Bovine Bone Graft in Syringe/ MINX -SYR0.25, MinerOss X Bovine Bone Graft in Syringe/ MINX -SYR0.5 | EURODENTA | 2024-03-26T00:00:00.000+01:00 | COLLAGEN MATRIX , Inc. 15 Thornton Road , Oakland ,New Jersey 07436 USA | N/A, BM1CS025, BM1CS05 | , Klasa III | N/A, Minerale te kockave kanceloze anorganike ne shiringe | Pajisje dentare
16245 | Porcine Anorganic Bone Mineral in Syringe, MinerOss XP Porcine Anorganic Bone Mineral in Syringe / MINXP-SYR0.25, MinerOss XP Porcine Anorganic Bone Mineral in Syringe/ MINXP-SYR0.5 | EURODENTA | 2024-03-29T00:00:00.000+01:00 | COLLAGEN MATRIX , Inc. 15 Thornton Road , Oakland ,New Jersey 07436 USA | N/A, PMCS025, PMCS05 | , Klasa III | N/A, Mineral kockash anorganike derri ne shiringe | Pajisje dentare
16246 | Ear Drops, Oksibor Ear Drops | Unique Pharmaceuticals | 2024-04-15T00:00:00.000+02:00 | Abfen Farma Ilac San. ve TIC A.S, Baskent Organize Sanayi Bolgesi 29. Cadde No. 11 Malikoy Sincan Ankara, Turkye | N/A | Klasa I | Pajisje per pika per pastrimine kanalit te veshit | Tjeter
16247 | Nasal Moisture Protector, Nasalnem Ointment (10g), Nasal Moisture Protector, Nasalnem Spray (20ml) | Unique Pharmaceuticals | 2024-04-18T00:00:00.000+02:00 | Abfen Farma Ilac San. ve TIC A.S, Baskent Organize Sanayi Bolgesi 29. Cadde No. 11 Malikoy Sincan Ankara, Turkye | N/A | Klasa I | pajisje me pomade per lyerje te te mukozave nazale, pajisje me tretesire per sprucim te mukozave nazale | Tjeter
16248 | Dental Abrasives, Abrasive Polishing Strips, 3Oμm, 1Om, Abrasive Polishing Strips, 4Oμm, 1Om, Abrasive Polishing Strips, 6Oμm, 1Om, Tria-Shine abrasive polishing strips 3Oμm, 1OO pcs, Tria-Shine abrasive polishing strips 4Oμm, 100 pcs, Tria-Shine abrasive polishing strips 6O μm, 1OO pcs, Tria-Shine abrasive polishing strips combi pack, 300 pcs | Rodio Pharma | 2024-04-22T00:00:00.000+02:00 | P0LYDENTIA SA Via Cantonale, 47 68O5 Mezzovico-Vira Switzerland | NA, 5511, 5501, 5502, 5504, 5505, 5506, 5507 | Klasa I | Stripse abrazive dentare. | Pajisje dentare
16249 | Matrix strip (0.05 / 7mm), 3m, Soft matrix strip (0.05 / 5mm), 3m, Soft matrix strip (0.05 / 6mm), 3m, Soft matrix strip (0.05 / 7mm), 3m, Quickmat, Sectional Matrices (0.04/ 5 mm). refill 100 pcs., Quickmat, Sectional Matrices (0.04/ 6.4 mm). refill 100 pcs., Junior Quickmat, Sectional Matrices (0.04/ 3.75 mm), refill 100 pcs., Anatomic matrices (0.03 / 4.5-7.5 mm), 50 pcs., Anatomic matrices (0.03 / 6.5-7.5 mm), 50 pcs., Anatomic matrices (0.03 / 4.5-5.5 mm), 50 pcs., Anatomic matrices (0.03 / 4.5-6.3 mm), 50 pcs., Anatomic matrices (0.03 / 7.0-9.0 mm), 50 pcs., Anatomic matrices (0.03 / 7.0-9.5mm), 50 pcs., Siqveland matrices, narrow (0.05 / 5 mm), 12 pcs., Siqveland matrices, wide (0.05 / 7 mm). 12 pcs., Quickmat, Sectional Matrices (0.025/ 5 mm), refill 100 pcs., Quickmat, Sectional Matrices (0.025/ 6.4 mm), refill 100 pcs., Quickmat, Sectional Matrices (0.04/ 6.4 mm + ext.), refill 50 pcs., Quickmat, Sectional Matrices (0.025/ 6.4 mm + ext.), refill 50 pcs., Quickmat, Sectional Matrices (0.04/ 5 mm), refill 50 pcs., Quickmat, Sectional Matrices (0.04/ 6.4 mm), refill 50 pcs., Quickmat, Sectional Matrices (0.04/ 6.4 mm + ext.), refill 25 pcs., Softrix matrix strip (0.025 / 6mm), 3m, Softrix matrix strip (0.025 / 8mm), 3m, Tofflemire steel matrices (0.025 / 6.3 mm). 50 pcs., Tofflemire steel matrices (0.025 / 5.5 mm), 50 pcs., Tofflemire steel matrices (0.04 / 6.3 mm), 50 pcs., Tofflemire steel matrices (0.03 / 6.3 mm), 50 pcs., Tofflemire steel matrices (0.04 / 5.5 mm), 50 pcs., Tofflemire steel matrices (0.03 / 5.5 mm), 50 pcs., Contoured matrices (0.04 / 6.3 mm), 30 pcs., Contoured matrices (0.04 / 5.5 mm), 30 pcs., Contoured superthin matrices (0.025 / 6.3 mm), 30 pcs., Contoured superthin matrices (0.025 / 5.5 mm), 30 pcs., Contoured anatomical matrices (0.03 / 6.5-7.5 mm), 30 pcs., Contoured anatomical matrices (0.03 / 4.5-5.5 mm), 30 pcs., Contoured anatomical matrices (0.03 / 4.5-7.5 mm), 30 pcs., Contoured anatomical matrices (0.03 / 4.5-6.3 mm), 30 pcs., Contoured anatomical matrices (0.03 / 7.0-9.0 mm), 30 pcs., Contoured anatomical matrices (0.03 / 7.0-9.5 mm), 30 pcs., Contoured anatomical matrices (0.03 / 7,0-9.5 mm), 30 pcs., Contoured anatomical matrices (0.04 / 4.5-5.5 mm), 30 pcs., Contoured anatomical matrices (0.04 / 4.5-6.3 mm), 30 pcs., LumiContrast, Sectional Matrices (0.04/ 5 mm), 70 pcs., LumiContrast, Sectional Matrices (0.04/ 6.4 mm), 70 pcs., Junior LumiContrast, Sectional Matrices (0.04/ 3.75 mm), 70 pcs., LumiContrast, Sectional Matrices (0.04/ 5 mm), 35 pcs., LumiContrast, Sectional Matrices (0.04/ 6.4 mm), 35 pcs., LumiContrast, Sectional Matrices (0.025/ 5 mm), 70 pcs., LumiContrast, Sectional Matrices (0.025/ 6.4 mm), 70 pcs., LumiContrast, Sectional Matrices (0.04/ 6.4 mm + ext.), 50 pcs., LumiContrast, Sectional Matrices (0.025/ 6.4 mm + ext.), 50 pcs., LumiContrast, Sectional Matrices (0.04/ 6.4 mm + ext.), 25 pcs., QuickmatFLEX Premolar Sectional matrices, 100 pcs., QuickmatFLEX Molar Sectional matrices, 100 pcs., QuickmatFLEX Molar Deep Sectional matrices, 50 pcs., QuickmatFLEX Premolar Sectional matrices, 50 pcs., QuickmatFLEX Molar Sectional matrices, 50 pcs., QuickmatFLEX Molar Deep Sectional matrices, 25 pcs., Unica minideep anterior, 12 pcs., Unica anterior, 12 pcs., Unica anterior, 50 pcs., Unica minideep anterior, 50 pcs., Lumicontrast anterior strip 8 x 0.025 x 55mm, 30 pcs., Tofflemire steel matrices (0.025 / 6.3 mm), 1 pc., Tofflemire steel matrices (0.025 / 5.5 mm), 1 pc., Quickmat, Sectional Matrices (0.04/ 5 mm), 1pc., Quickmat, Sectional Matrices (0.04/ 6.4 mm), 1pc., Quickmat, Sectional Matrices (0.025/ 6.4 mm), 1pc, Quickmat, Sectional Matrices (0.025/ 5 mm), 1pc., Quickmat, Section& Matrices (0.04/ 6.4 mm, LumiContrast, Sectional Matrices (0.04/ 5 mm), 1pc., LumiContrast, Sectional Matrices (0.04/ 6.4 mm), 1pc., LumiContrast, Sectional Matrices (0.025/ 6.4 mm), 1pc., LumiContrast, Sectional Matrices (0.04/ 6.4 mm + ext,), 1pc., Unica Anterior, 1pc., Junior Quickmat, Sectional Matrices (0.04/ 3.75 mm), 1pc., Junior LumiContrast, Sectional Matrices (0.04/ 3.75 mm), 1pc., Lumicontrast anterior strip 8 x 0.025 x 55mm, 1pc., Unica minideep Anterior, 1pc., QuickmatFLEX Premolar Sectional matrices, 1pc., QuickmatFLEX Molar Sectional matrices, 1pc., QuickmatFLEX Molar Deep Sectional matrices, 1pc., Metal matrices, Unica anterior trial, 5 pcs., Unica minideep anterior trial, 5 pcs, QuickmatFLEX Trial Molar Sectional matrices, 10 pcs., ST matrix strip (0.03 / 5mm), 3m, ST matrix strip (0.03 / 6mm). 3m, ST matrix strip (0.03 / 7mm), 3m, Matrix strip (0.05 / 5mm), 3m, Matrix strip (0.05 / 6mm), 3m | Rodio Pharma | 2024-04-22T00:00:00.000+02:00 | P0LYDENTIA SA Via Cantonale, 47 68O5 Mezzovico-Vira Switzerland | 5257, 5275, 5276, 5277, 5705, 5706, 5708, 5713, 5714, 5715, 5717, 5718, 5719, 5725, 5727, 5735, 5736, 5746, 5756, 5785, 5786, 5796, 5906, 5908, 5920, 5921, 6101, 6102, 6103, 6104, 6106, 6107, 6108, 6109, 6113, 6114, 6115, 6116, 6117, 6118, 6119, 6120, 6215, 6217, 6705, 6706, 6708, 6715, 6716, 6735, 6736, 6746, 6756, 6766, 6785, 6786, 6787, 6795, 6796, 6797, 6911, 6912, 6950, 6951, 6960, S01059, S01060, S01499, S01500, S01501, S01502, S01503, S01675, S01676, S01677, S01679, S01748, S01758, S01759, S01768, S01770, S01782, S01783, S01804, NA, 1093, 1094, 1098, 5235, 5236, 5237, 5255, 5256 | Klasa I | Matrica qe perdoren ne proceduren e mbushjeve te dhembeve. | Pajisje dentare
16250 | Laryngoscope Holder and Chest Support | MONTAL | 2024-04-22T00:00:00.000+02:00 | KARL STORZ SE & Co. KG Dr. -Karl-Storz-Straße 34 78532 Tuttlingen Germany | 8575K | Klasa I | Mbajtës i laringoskopit dhe mbështetes i gjoksit | Instrumenta shumeperdorimeshe
16251 | Toxoplasma gondii lgG (CLIA) | O3 LAB | 2024-02-27T00:00:00.000+01:00 | Shenzhen Mindray Bio-Medical Electronics Co., Ltd. Mindray Building, Keji 12th Road South, High-Tech Industrial Park, Nanshan, 518057, Shenzhen, P.R. China | 105-012527-00 | In vitro | Reagent per matjen ne Kemilumineshence ,per percaktimin sasior te antitrupave specifik te Toksoplazmes gondii IgG ne serum dhe plazem humane. | Pajisje te diagnostifikimit in vitro
16252 | CareLink Programmer | O.E.S DISTRIMED | 2024-03-28T00:00:00.000+01:00 | Medtronic, Inc. 710 Medtronic Parkway Minneapolis MN 55432 USA | 2090 | Te implantueshme aktive | Programues per pajisje te implantueshme active, perdorim ne kardiologji | Pajisje te implantueshme aktive
16253 | Disinfenctants for invasive medical device, Cleanmed Instruments 1L | MARLEN/E | 2024-03-28T00:00:00.000+01:00 | BMS Dental, Via M.Buonarroti 21/23/25 Zona Ind; 56033 Capannoli (PI)-Italy | 7.005-1L, 7.005-5L | Klasa IIb | Solucion per dezinfektimin e instrumentave | Pajisje dentare
16254 | Desirial® / 2x1 ml Plastic syringe Standart,1x1 ml Plastic syringe Repack Europe 1, 1x1 ml Plastic syringe Repack Europe 2, Desirial® Plus / 1x2 ml Glass syringe Standart, 1x2 ml Glass syringe StandardColombia, 2x2 ml Glass syringe Repack Europe 1, 2x2 ml Glass syringe Repack Europe 2 | GEN - ALB FARMA | 2024-03-29T00:00:00.000+01:00 | Laboratoires VIVACY 252 rue Douglas Engelbart Archamps Technopole 7 4160 ARC HAM PS FRANCE | SPF094, SPF197, SPF198, SPF261, SPF262, SPF043, SPF275, SPF199, SPF200, SPF263, SPF264 | Klasa III | DESIRIAL® është një xhel fluid i krijuar për të rikthyer hidratimin, elasticitetin, tonicitetin dhe ndjeshmërinë në zonën vulvo-vaginale., DESIRIAL Plus® është një xhel elastik i cili është i aftë të rimodelojë buzët e jashtme, të quajtura labia majora, pasi përjeton humbje vëllimi, rrudhosje, dobësi dhe deflacion. | Pajisje te implantueshme aktive
16255 | Dental Materials, Casting, Porcelain , VINTAGE ZR | REAL DENT CENTER | 2024-03-26T00:00:00.000+01:00 | SHOFU INC. 11 Kamitakamatsu-cho, Fukuine, Higashiyama-ku, Kyoto 6050983, Japan | N/A, 8011, 9013, 9023, 9035, 9053, 9072, 9085, 9097, 9109, 9121, 9134, 9146, 9159, 9173, 9187, 9201, 9211, 9226, 9000, 9014, 9024, 9036, 9055, 9074, 9086, 9098, 9110, 9122, 9135, 9147, 9160, 9174, 9188, 9202, 9212, 9229, 9001, 9015, 9026, 9039, 9058, 9077, 9088, 9099, 9111, 9123, 9136, 9149, 9161, 9175, 9189, 9203, 9213, 9231, 9002, 9016, 9027, 9040, 9059, 9078, 9089, 9102, 9113, 9124, 9137, 9150, 9162, 9176, 9192, 9204, 9214, 9233, 9003, 9017, 9028, 9041, 9060, 9079, 9090, 9103, 9114, 9127, 9138, 9151, 9163, 9179, 9193, 9205, 9215, 9236, 9004, 9018, 9029, 9043, 9062, 9080, 9091, 9104, 9115, 9128, 9139, 9152, 9166, 9180, 9194, 9206, 9217, 9237, 9005, 9019, 9030, 9045, 9064, 9081, 9093, 9105, 9116, 9129, 9140, 9153, 9167, 9181, 9195, 9207, 9218, 9238, 9006, 9020, 9031, 9047, 9066, 9082, 9094, 9106, 9118, 9130, 9143, 9154, 9168, 9182, 9196, 9208, 9220, 9242, 9011, 9021, 9032, 9049, 9068, 9083, 9095, 9107, 9119, 9131, 9144, 9155, 9169, 9185, 9199, 9209, 9222, 9245, 9012, 9022, 9034, 9051, 9070, 9084, 9096, 9108, 9120, 9133, 9145, 9156, 9170, 9186, 9200, 9210, 9224, 9247 | Klasa IIa | Materiale dentare per rinderitmin e dhembit | Pajisje dentare
16256 | Dental Materials, Restorative, Composite Resin , BEAUTIFIL II, Dental Materials, Cement, Glass Ionomer, GlassIonomer Cement CX-Plus, BeautiSealant, Dental Materials, Restorative, Composite Resin, BEAUTIFIL Flow Plus BEAUTIFIL Injectable | REAL DENT CENTER | 2024-03-26T00:00:00.000+01:00 | SHOFU INC. 11 Kamitakamatsu-cho, Fukuine, Higashiyama-ku, Kyoto 6050983, Japan | 2200, 2211, 2223, 2236, 2007, 2020, 2054, 2064, 2201, 2212, 2224, 2008, 2021, 2054B, 2065, 2202, 2213, 2225, 2010, 2023, 2055, 2066, 2203, 2215, 2226, N/A, 1401, 1415, 1760, 1402, 1416, 1763, 1403, 1419, 1766, 1404, 1420, 1767, 1405, 1752, 1770, 1408, 1753, 1771, 1409, 1754, 1775, 1410, 1755, 1776, 1412, 1756, 1777, 1413, 1759, 1166, 1167, 1168, 1169, 1187, 1198, 1199, 1200, 2000, 2011, 2024, 2056, 2067, 2204, 2216, 2227, 2001, 2013, 2026, 2057, 2068, 2205, 2218, 2229, 2002, 2014, 2027, 2058, 2069, 2206, 2219, 2230, 2003, 2015, 2050, 2059, 2073, 2207, 2220, 2232, 2004, 2016, 2051, 2060, 2074, 2208, 2221, 2233, 2005, 2017, 2052, 2062, 2075, 2209, 2222, 2235, 2006, 2018, 2053, 2063 | Klasa IIa | Materiale dentare per rinderitmin e dhembit | Pajisje dentare
16257 | COLOR GRAM 2 R3 DECOLORIZER | LABOPHARMA SHPK | 2024-03-29T00:00:00.000+01:00 | Biomerieux SA 376 Chemin de l'Orme 69280 Marcy-l'Etoile France | 423963 | In vitro | Jane reagente per dekolorimin e gramit ne kulturat qelizore | Pajisje te diagnostifikimit in vitro
16258 | Retainers and spools, Maximat Plus, Maximat Plus Spools, Refill, 30 pcs., Maximat Plus Spools, Refill, 100 pcs., Maximat Plus spools with pre-loaded contoured metal Matrices (0.04/5.5mm) 30 pcs., Maximat Plus spools with pre-loaded contoured metal Matrices (0.04/6.3mm) 30 pcs., Maximat Plus spools with pre-loaded contoured metal Matrices (0.025/5.5mm) 30 pcs., Maximat Plus spools with pre-loaded contoured metal Matrices (0.025/6.3mm) 30 pcs., Maximat Plus Autoclavable Spools, Refill, 5 pcs., API, Autoclavable Placement Instrument for Quickmat All-round, 2 pcs., Quickmat All-round circumferential posterior matrices - premolar- (0.03 mm/5.5mm), 35 pcs., Quickmat All-round circumferential posterior matrices —molar- (O.O3 mm/6.3mm), 35 pcs., Quickmat All-round circumferential posterior matrices premolar- (0.03 mm/5.5mm), 15 pcs., Quickmat All-round circumferential posterior matrices - molar- (O.O3 mm/6.3mm), 15 pcs., Quickmat All-round trial molar and premolar, 14 pcs., Maximat Plus spools with pre-loaded contoured metal Matrices (0.04/5.5mm) l pc., Maximat Plus spools with pre-loaded contoured metal Matrices (0.04/6.3mm), 1pc., Maximat Plus Autoclavable Spools, lpcs., Quickmat All-round circumferential posterior matrices -molar- (0.03 mm/6.3mmJ, 1pc. , QuiCkmat All-round circumferential posterior matrices - premolar- (0.03 mm/5.5mm), 1pc. | Rodio Pharma | 2024-04-22T00:00:00.000+02:00 | P0LYDENTIA SA Via Cantonale, 47 68O5 Mezzovico-Vira Switzerland | NA, 5191, 5121, 5122, 5123, 5124, 5125, 5126, 5127, 6851, 6855, 6856, 6865, 6866, 1096, S01066, S01067, S01601, S01829, S01830 | Klasa I | Matrica qe perdoren ne proceduren e mbushjes se dhembeve. | Pajisje dentare
16259 | Hand Switch/SSMR START, Prefilled Syringe Adapter/3014409 | Health & Light | 2024-04-22T00:00:00.000+02:00 | Bayer Medical Care Inc./ 1 Bayer Drive Indianola Pennsylvania 15051-0780 USA | SSMR START, 3014409 | Klasa I | Doreze Komandimi, Adaptor per shiringe te parambushur | Tjeter
16260 | VenaSeal Closure System | O.E.S DISTRIMED | 2024-03-28T00:00:00.000+01:00 | Medtronic, Inc. 710 Medtronic Parkway Minneapolis MN 55432 USA | VS-403 | Klasa III | VenaSeal Closure System perdoret per mbylljen e venave te trajtuara nepermjet ngjitjes | Pajisje nje perdorimeshe
16261 | ProGripTM laparoscopic self-fixating mesh | O.E.S DISTRIMED | 2024-03-28T00:00:00.000+01:00 | Sofradim Production 116 avenue du Formans 01600 Trevoux France | LPG1309AR, LPG1510, LPG1510AL, LPG1510AR, LPG1510X2, LPG1612, LPG1612AL, LPG1612AR, LPG1614, LPG1309AL | Klasa III | Mesha kirurgjikale laparoskopike vetë-fiksuese (për riparimin e hernies abdominale) | Pajisje nje perdorimeshe
16262 | Lead Introducer Kits | O.E.S DISTRIMED | 2024-03-28T00:00:00.000+01:00 | Medtronic, Inc. 710 Medtronic Parkway Minneapolis MN 55432 USA | 6209-S1, 6209-S5, 6214-S1, 6210-S1, 6210-S5, 6211-S1, 6211-S5, 6212-S1, 6214-S5, 6207-S1, 6207-S5, 6208-S1, 6208-S5 | Klasa III | Kite Introduktore te elektrodave te implantueshme- perdorim ne kardiologji | Pajisje nje perdorimeshe
16263 | Vitatron Lead Introducer Kits | O.E.S DISTRIMED | 2024-03-28T00:00:00.000+01:00 | Vitatron Holding B.V Endepolsdomein 5 6229 GW Maastricht The Netherlands | VIK7S1, VIK7S5, VIK8S1, VIK8S5, VIK9S1, VIK9S5, VIK10S1, VIK10S5, VIK11S1, VIK11S5 | Klasa III | Kit Introduktor per elektrodat endokardiake | Pajisje nje perdorimeshe
16264 | Contrast Media Injectors | MSE | 2024-03-26T00:00:00.000+01:00 | Shenzhen Antmed Co, Ltd 18 Jinhui Ave,Pingshan New District 518122 Shenzhen of China | N/A | Klasa IIb | Injektor per skaner | Tjeter
16265 | Umbilical catheter - 3.5Fr - L.37cm - 6ml/min - PVC, Umbilical catheter - 4Fr - L.37cm - 16ml/min - PVC , Umbilical catheter - 5Fr - L.37cm - 31 ml/min - PVC , Umbilical catheter - 6Fr - L.37cm - 52ml/min - PVC, Umbilical catheter - 7Fr - L.37cm - BOml/min - PVC, Umbilical catheter - 8Fr - L.3 7 cm - 106ml/min - PVC, Umbilical catheter - 2.5Fr - L.30cm - ]ml/min - PUR, Umbilical catheter - 3.5Fr - L. 40cm - 1 Oml/min - PUR , Umbilical catheter - 4Fr - L. 40cm - 1 Oml/min - PUR, Umbilical catheter - 5Fr- L.40cm - 23mllmin - PUR , Umbilical catheter - 8Fr - L. 40cm - 100ml/min - PUR , Umbilical catheter - 4Fr - L.20cm - PUR (double lumen - 11 ml/min) , Umbilical catheter - 4Fr - L.20cm - PUR (double lumen - 11 ml/min/ 12ml/min) , Umbilical catheter - 4Fr - L.40cm - PUR (double lumen - 6ml/min / lml/min) , Umbilical catheter - 5Fr - L.40cm - PUR (double lumen - lmllmin / 9ml/min) | GREEMED | 2024-03-29T00:00:00.000+01:00 | Vygon 5 rue Adeline 95440 Ecouen France | 270.03, 270.04, 270.05, 270.06, 270.07, 270.08, 1270.02, 1270.03, 1270.04, 1270.05, 1270.08, 1272.04, 1272.14, 1274.14, 1274.17 | Klasa IIa | Kateter umbilikal | Tjeter
16266 | Absorbable Collagen Dental Membrane CM I, Mem-Lok Resorbable Collagen Membrane / RCM-ML1520, Mem-Lok Resorbable Collagen Membrane/ RCM-ML2030, Mem-Lok Resorbable Collagen Membrane / RCM-ML3040 | EURODENTA | 2024-03-26T00:00:00.000+01:00 | COLLAGEN MATRIX , Inc. 15 Thornton Road , Oakland ,New Jersey 07436 USA | N/A, CM1520, CM2030, CM3040 | , Klasa III | N/A, Membrane dentare e kolagjenit e absorbueshme | Pajisje dentare
16267 | Mineral Collagen Composite Block, MinerOss X Bovine Bone Graft with Collagen /MINX-COLLAGEN-SM, MinerOss X Bovine Bone Graft with Collagen /MINX-COLLAGEN-MED, MinerOss X Bovine Bone Graft with Collagen /MINX-COLLAGEN-LG | EURODENTA | 2024-03-29T00:00:00.000+01:00 | COLLAGEN MATRIX , Inc. 15 Thornton Road , Oakland ,New Jersey 07436 USA | N/A, BMB678, BMB899, BMB101112 | , Klasa III | N/A, Mase kompoziti nga kolagjeni mineral | Pajisje dentare
16268 | Guided Surgery Tissue Punches Risk , Fix Konisch™ Surgical Kit-Premium, Fix Konisch Surgical Tray, Fix Konisch™ Surgical Kit-Advanced, Pilot Drill 2mmD x 6-13mmL, Twist Step Drill 1.8/2.5mmD x 6-13mmL, Twist Step Drill 2.3/2.8mmD x 6-13mmL, Twist Step Drill 2.8/3.2mmD x 6-13mmL, Twist Step Drill 3.2/3.6mmD x 6-13mmL, Twist Step Drill 3.8/4.2mmD x 6-13mmL, Twist Step Drill 4.2/4.6mmD x 6-13mmL, Twist Step Drill 4.8/5.2mmD x 6-13mmL, Twist Step Drill 5.2/5.6mmD x 6-13mmL, Pilot Drill 2mmD x 8-18mmL, Twist Step Drill 1.8/2.5mmD x 8-18mmL, Twist Step Drill 2.3/2.8mmD x 8-18mmL, Twist Step Drill 2.8/3.2mmD x 8-18mmL, Twist Step Drill 3.2/3.6mmD x 8-18mmL, Twist Step Drill 3.8/4.2mmD x 8-18mmL, Twist Step Drill 4.2/4.6mmD x 8-18mmL, Twist Step Drill 4.8/5.2mmD x 8-18mmL, Twist Step Drill 5.2/5.6mmD x 8-18mmL, Extra Long Pilot Drill 1.8/2.5mmD x 16-25mmL, Extra Long Twist Step Drill 2.8/3.2mmD x 16-25mmL, Extra Long Twist Step Drill 3.2/3.6mmD x 16-25mmL, Abutment 2mm Flat Connection, Abutment 4mm Flat Connection, Transfer Impression Coping Flat Connection, Temporary Cylinder Sleeve Flat Connection, Implant Replica Flat Connection, Castable Abutment for Centering Ring Flat Connection, Titanium Gluing Ring Flat Connection , Healing Screw M1.4 Flat Connection, Titanium Retaining Screw Flat Connection, Long Laboratory Screw Flat Connection, Centering Ring Flat Connection, Guided Vertical fixation screw S-3.3, Guided Vertical fixation screw S-5.5, Ratchet 4mm Hex, Fixatiton Screw 2.0mmD Sleeve, IH Pre Milled MDTK Ti Blank D11.5mm, IH TPre Milled MDTK Ti Blank D15.8mm, IH Ti Base Angular Anti-Rotation, Ball Attachment 0.5mm, Ball Attachment 1mm, Ball Attachment 2mm, Ball Attachment 3mm, Ball Attachment 4mm, Ball Attachment 5mm, Plastic Ball Cap white, Plastic Ball Cap Pink, Ball Cap Titanium, Ball Attachment 1mm w/hex, Ball Attachment 2mm w/hex, Ball Attachment 3mm w/hex, IH Ball Attachment 4mm w/Hex, Ball Attachment 4mm w/hex, Ball Attachment 5mm w/hex, Ball Attachment 6mm w/hex, Wide Healing Abutment 6mmD X 2mmL, IH Wide Healing Abutment 6mmD x 3mmL, Wide Healing Abutment 6mmD X 4mmL , Wide Healing Abutment 6mmD X 5mmL, Healing Abutment 4.5mmD x 2mmL, Healing Abutment 4.5mmD x 3mmL, Healing Abutment 4.5mmD x 4mmL, Healing Abutment 4.5mmD x 5mmL, Healing Abutment 4.5mmD x 6mmL, Slim Healing Abutment 3.5mmDX2mmL, Slim Healing Abutment 3.5mmDX3mmL, Slim Healing Abutment 3.5mmDX4mmL, Slim Healing Abutment 3.5mmDX5mmL, Slim Healing Abutment 3.5mmDX6mmL, Gold Alloy Abutment With Hex, IH Anti-Rotation Cobalt Chrome/Plastic Abutment, Titanium/Plastic Abutment With Hex, Titanium/Plastic Abutment Without Hex, IH Free-Rotation Cobalt Chrome/Plastic Abutment, Prosthetic Screw, Retrieval Screw, Short Prosthetic Screw, Retaining Screw for Angled TMA, TMA Prosthetic Screw, IH Screw for Esthetic Connection Abutment 0.5mm, Retaining Screw for TMA 1mm, Retaining Screw for TMA 2mm, Retaining Screw for TMA 3mm, Retaining Screw for TMA 4mm, Straight Cylindrical Titanium Abutment 2mm - with hex, Retaining Screw for TMA 5mm, IH Screw for Esthetic Connection Abutment 2mm, Straight Cylindrical Titanium Abutment 2mm without hex, IH Screw for Esthetic Connection, IH Screw For Closed Tray Transfer, IH Open Tray Screw For Connection Abutment, Screw For Esthetic Connection Abutment 1.5mm, Open Tray Transfer Screw Short, Open Tray Transfer Screw Long, Implant Cover Screw, IH Screw for Connection Abutment, Screw for Angled Titanium Abutment, Slim Open Tray Transfer 3.5mmDx10mmL, Slim Open Tray Transfer 3.5mmDx14mmL, Straight Trans Mucosal Abutment 4mm, Straight Trans Mucosal Abutment 5mm, Straight Trans Mucosal Abutment 1mm, Straight Trans Mucosal Abutment 2mm, Straight Trans Mucosal Abutment 3mm, Angled Trans Mucosal Abutment 17Deg 2mm, Angled Trans Mucosal Abutment 30Deg 3mm, Angled Trans Mucosal Abutment 45Deg 4mm, Angled Trans Mucosal Abutment 17Deg 3mm, Angled Trans Mucosal Abutment 30Deg 4mm, Straight Titanium Abutment - no end line, Straight Titanium Abutment 1mm, Straight Titanium Abutment 2mm, Straight Titanium Abutment 3mm, Straight Titanium Abutment 4mm, Straight Titanium Abutment 5mm, Straight Titanium Abutment Long 12.5mm, One Piece Screw-in Abutment, Wide Profile Titanium Abutment, Slim Titanium Abutment 3mm, Slim Titanium Abutment 6mm, Slim Titanium Abutment 8mm, Titanium Abutment for 4.5 mm Implant, Straight Titanium Abutment 5mmD, Angled Titanium Abutment 15Deg, Angled Titanium Abutment 15Deg long, IH Slim Angled Abutment 15° 1mm - No End Line, IH Slim Angled Abutment 15° 2mm - No End Line, IH Slim Angled Abutment 15° 3mm - No End Line, Angled Titanium Abutment 25Deg, Angled Titanium Abutment 35Deg, Esthetic 1mm Angled Titanium Abutment 15Deg, Esthetic 2mm Angled Titanium Abutment 15Deg, Esthetic 3mm Angled Titanium Abutment 15Deg, IH Open Tray Transfer 4.5mmDx10mmL, IH Open Tray Transfer 4.5mmDx14mmL, TMA Titanium Temporary Copying, Plastic Cylinder Casting Abutment , TMA Plastic Casting Sleeve w/Prosthetic Screw, TMA Abutment Replica, TMA Healing Cap, TMA Impression Copying Open Tray, TMA Screw for Open Tray Impression Copying, TMA Screw for Closed Tray Impression Copying, Plastic Casting ST. Abutment Hex, Handpiece Socket L10.5, Handpiece Socket L14.5, Manual Socket L10.5, Manual Socket L14.5, Guide Fixation Screw Driver, Handpiece Guide Fixation Screw Driver, Screw Fixture Mount, Screw Fixture Mount Screw, Handpiece Fixture Mount, Narrow Implant 3.3mmD Sleeve, Grip Fixture Mount, Extraction Tool, Extraction Tool Spanner, Regular/ Wide Implant 5.5mmD Sleeve, Pilot Drill S-5.5, 2.5/1.8mmDx6.0mmL, Drill S-5.5, 3.2/2.5mmDx6.25mmL, Drill S-5.5, 3.85/3.2mmDx6.25mmL, Drill S-5.5, 4.6/3.85mmDx6.25mmL, Drill S-5.5, 2.5/1.8mmDx8.0mmL, Drill S-5.5, 3.2/2.5mmDx8.0mmL, Drill S-5.5, 3.85/3.2mmDx8.0mmL, Drill S-5.5, 4.6/3.85mmDx8.0mmL, Drill S-5.5, 2.5/1.8mmDx10.0mmL, Drill S-5.5, 3.2/2.5mmDx10.0mmL, Drill S-5.5, 3.85/3.2mmDx10.0mmL, Drill S-5.5, 4.6/3.85mmDx10.0mmL, Drill S-5.5, 2.5/1.8mmDx11.5mmL, Drill S-5.5, 3.2/2.5mmDx11.5mmL, Drill S-5.5, 3.85/3.2mmDx11.5mmL, Drill S-5.5, 4.6/3.85mmDx11.5mmL, 2.0D 13mmL Anchorage Screw, Drill S-5.5, 2.5/1.8mmDx13.0mmL, Drill S-5.5, 3.2/2.5mmDx13.0mmL, Drill S-5.5, 3.85/3.2mmDx13.0mmL, Drill S-5.5, 4.6/3.85mmDx13.0mmL, 2.0D 15mmL Anchorage Screw, Drill S-5.5, 2.5/1.8mmDx16.0mmL, Drill S-5.5, 3.2/2.5mmDx16.0mmL, Drill S-5.5, 3.85/3.2mmDx16.0mmL, Drill S-5.5, 4.6/3.85mmDx16.0mmL, Drill S-5.5, 2.5/1.8mmDx18.0mmL, Drill S-5.5, 3.2/2.5mmDx18.0mmL, Drill S-5.5, 3.85/3.2mmDx18.0mmL, Drill S-5.5, 4.6/3.85mmDx18.0mmL, Anchoring Drill S-2.0, 2.0/1.5mmDx19mmL, Anchoring Drill S-2.0, 2.0/1.7mmDx19mmL, 2.0D 19mmL Anchorage Screw, Tissue Punch 3.0mmD, S-5.5, Tissue Punch 3.75mmD, S-5.5, Tissue Punch 4.25mmD, S-5.5, Tissue Punch 5.0mmD, S-5.5, MB Guided Surgery Drills Kit , MB Guided Surgery Tools Kit - IHX Implants, Pilot Drill S-3.3, 2.5/1.8mmDx6.0mmL, Drill S-3.3, 2.5/1.8mmDx10.0mmL, Drill S-3.3, 2.5/1.8mmDx11.5mmL, Drill S-3.3, 2.5/1.8mmDx13.0mmL, Drill S-3.3, 2.5/1.8mmDx16.0mmL, Narrow Tissue Punch 3.0mmD, S-3.3, Straight Convex Osteotome 2.0mmD, Straight Convex Osteotome 2.8mmD, Straight Convex Osteotome 3.25mmD, Straight Convex Osteotome 3.65mmD, Osteotome Handle, Fix-a-Dent™ Dental Implant 4.2D 6.25L, Fix-a-Dent™ Dental Implant 5.0D 6.25L, Fix-a-Dent™ Dental Implant 6.0D 6.25L, Fix-a-Dent™ Dental Implant 3.75D 8L, Fix-a-Dent™ Dental Implant 4.2D 8L, Fix-a-Dent™ Dental Implant 5.0D 8L, Fix-a-Dent™ Dental Implant 6.0D 8L, Fix-a-Dent Dental Implant 3.3D 10L, Fix-a-Dent™ Dental Implant 3.75D 10L, Fix-a-Dent™ Dental Implant 4.2D 10L, Fix-a-Dent™ Dental Implant 5.0D 10L, Fix-a-Dent™ Dental Implant 6.0D 10L, Fix-a-Dent™ Dental Implant 3.3D 11.5L, Fix-a-Dent™ Dental Implant 3.75D 11.5L, Fix-a-Dent™ Dental Implant 4.2D 11.5L, Fix-a-Dent™ Dental Implant 5.0D 11.5L, Fix-a-Dent™ Dental Implant 6.0D 11.5L, Fix-a-Dent™ Dental Implant 3.3D 13L, Fix-a-Dent™ Dental Implant 3.75D 13L, Fix-a-Dent™ Dental Implant 4.2D 13L, Fix-a-Dent™ Dental Implant 5.0D 13L, Fix-a-Dent™ Dental Implant 6.0D 13L, Fix-a-Dent™ Dental Implant 3.3D 16L, Fix-a-Dent™ Dental Implant 3.75D 16L, Fix-a-Dent™ Dental Implant 4.2D 16L, Fix-a-Dent™ Dental Implant 5.0D 16L, Fix-a-Dent™ Dental Implant 3.3D 18L, Fix-a-Dent™ Dental Implant 3.75D 18L, Fix-a-Dent™ Dental Implant 4.2D 18L, One Piece Implant 3.0D 10L, One Piece Implant 3.3D 10L, One Piece Implant 3.6D 10L, One Piece Implant 4.2D 10L, One Piece Implant 5.0D 10L, One Piece Implant 3.0D 11.5L, One Piece Implant 3.3D 11.5L, One Piece Implant 3.6D 11.5L, One Piece Implant 4.2D 11.5L, One Piece Implant 5.0D 11.5L, One Piece Implant 3.0D 13L, One Piece Implant 3.3D 13L, One Piece Implant 3.6D 13L, One Piece Implant 4.2D 13L, One Piece Implant 5.0D 13L, One Piece Implant 3.0D 15L, One Piece Implant 3.3D 15L, One Piece Implant 3.6D 15L, One Piece Implant 4.2D 15L, One Piece Implant 5.0D 15L, Fix Konisch™ NP Dental Implant 3.0D 8L, Fix Konisch™ Narrow Dental Implant 3.0D 10L, Fix Konisch™ Narrow Dental Implant 3.0D 11.5L, Fix Konisch™ Narrow Dental Implant 3.0D 13L, Fix Konisch™ Narrow Dental Implant 3.0D 16L, Fix Konisch™ Narrow Dental Implant 3.0D 18L, Mars™ Dental Implant 4.2D 6.25L, Mars™ Dental Implant 5.0D 6.25L, Mars™ Dental Implant 6.0D 6.25L, Mars™ Dental Implant 3.5D 8L, Mars™ Dental Implant 3.75D 8L, Mars™ Dental Implant 4.2D 8L, Mars™ Dental Implant 5.0D 8L, Mars™ Dental Implant 6.0D 8L, Mars™ Dental Implant 3.5D 10L, Mars™ Dental Implant 3.75D 10L, Mars™ Dental Implant 4.2D 10L, Mars™ Dental Implant 5.0D 10L, Mars™ Dental Implant 6.0D 10L, Mars™ Dental Implant 3.5D 11.5L, Mars™ Dental Implant 3.75D 11.5L, Mars™ Dental Implant 4.2D 11.5L, Mars™ Dental Implant 5.0D 11.5L, Mars™ Dental Implant 6.0D 11.5L, Mars™ Dental Implant 3.5D 13L, Mars™ Dental Implant 3.75D 13L, Mars™ Dental Implant 4.2D 13L, Mars™ Dental Implant 5.0D 13L, Mars™ Dental Implant 6.0D 13L, Mars™ Dental Implant 3.5D 16L, Mars™ Dental Implant 3.75D 16L, Mars™ Dental Implant 4.2D 16L, Mars™ Dental Implant 5.0D 16L, Mars™ Dental Implant 3.5D 18L, Mars™ Dental Implant 3.75D 18L, Mars™ Dental Implant 4.2D 18L, Grand Konisch™ Dental Implant 4.3D 6.0L, Grand Konisch™ Dental Implant 5D 6.0L, Grand Konisch™ Dental Implant 6D 6.0L, Grand Konisch™ Dental Implant 3.5D 8.0L, Grand Konisch™ Dental Implant 3.75D 8.0L, Grand Konisch™ Dental Implant 4.3D 8.0L, Grand Konisch™ Dental Implant 5D 8.0L, Grand Konisch™ Dental Implant 6D 8.0L, Grand Konisch™ Dental Implant 3.5D 10L, Grand Konisch™ Dental Implant 3.75D 10L, Grand Konisch™ Dental Implant 4.3D 10L, Grand Konisch™ Dental Implant 5D 10L, Grand Konisch™ Dental Implant 6D 10L, Grand Konisch™ Dental Implant 3.5D 11.5L, Grand Konisch™ Dental Implant 3.75D 11.5L, Grand Konisch™ Dental Implant 4.3D 11.5L, Grand Konisch™ Dental Implant 5D 11.5L, Grand Konisch™ Dental Implant 6D 11.5L, Grand Konisch™ Dental Implant 3.5D 13L, Grand Konisch™ Dental Implant 3.75D 13L, Grand Konisch™ Dental Implant 4.3D 13L, Grand Konisch™ Dental Implant 5D 13L, Grand Konisch™ Dental Implant 6D 13L, Grand Konisch™ Dental Implant 3.5D 16L, Grand Konisch™ Dental Implant 3.75D 16L, Grand Konisch™ Dental Implant 4.3D 16L, Grand Konisch™ Dental Implant 5D 16L, Grand Konisch™ Dental Implant 3.5D 18L, Grand Konisch™ Dental Implant 3.75D 18L, Grand Konisch™ Dental Implant 4.3D 18L, Grand Konisch™ Dental Implant 5D 18L, Grand Konisch™ Dental Implant 3.75D 20L, Grand Konisch™ Dental Implant 4.3D 20L, Grand Konisch™ Dental Implant 5D 20L, Grand Konisch™ Dental Implant 3.75D 22.5L, Grand Konisch™ Dental Implant 4.3D 22.5L, Grand Konisch™ Dental Implant 5D 22.5L, Grand Konisch™ Dental Implant 3.75D 25L, Grand Konisch™ Dental Implant 4.3D 25L, Grand Konisch™ Dental Implant 5D 25L, Fix Konisch™ Standard Dental Implant 3.5D 8.0L, Fix Konisch™ Wide Dental Implant 4.3D 8.0L, Fix Konisch™ Wide Dental Implant 5D 8.0L, Fix Konisch™ Standard Dental Implant 3.5D 10L, Fix Konisch™ Wide Dental Implant 4.3D 10L, Fix Konisch™ Wide Dental Implant 5D 10L, Fix Konisch™ Standard Dental Implant 3.5D 11.5L, Fix Konisch™ Wide Dental Implant 4.3D 11.5L, Fix Konisch™ Wide Dental Implant 5D 11.5L, Fix Konisch™ Standard Dental Implant 3.5D 13L, Fix Konisch™ Wide Dental Implant 4.3D 13L, Fix Konisch™ Wide Dental Implant 5D 13L, Fix Konisch™ Standard Dental Implant 3.5D 15L, Fix Konisch™ Wide Dental Implant 4.3D 15L, Fix Konisch™ Wide Dental Implant 5D 15L, Fix Konisch™ Standard Dental Implant 3.5D 18L, Fix Konisch™ Wide Dental Implant 4.3D 18L, Fix Konisch™ Wide Dental Implant 5D 18L, Fix Konisch™ Wide Dental Implant 4.3D 20L, Fix Konisch™ Wide Dental Implant 4.3D 22.5L, Fix Konisch™ Wide Dental Implant 4.3D 25L, FixTite™-S spiral Dental Implant S 4.2D 6.25L, FixTite™-S spiral Dental Implant S 5.0D 6.25L, FixTite™-S spiral Dental Implant S 6.0D 6.25L, FixTite™-S spiral Dental Implant S 3.5D 8L, FixTite™-S spiral Dental Implant S 3.75D 8L, FixTite™-S spiral Dental Implant S 4.2D 8L, FixTite™-S spiral Dental Implant S 5.0D 8L, FixTite™-S spiral Dental Implant S 6.0D 8L, FixTite™-S spiral Dental Implant S 3.5D 10L, FixTite™-S spiral Dental Implant S 3.75D 10L, FixTite™-S spiral Dental Implant S 4.2D 10L, FixTite™-S spiral Dental Implant S 5.0D 10L, FixTite™-S spiral Dental Implant S 6.0D 10L, FixTite™-S spiral Dental Implant S 3.5D 11.5L, FixTite™-S spiral Dental Implant S 3.75D 11.5L, FixTite™-S spiral Dental Implant S 4.2D 11.5L, FixTite™-S spiral Dental Implant S 5.0D 11.5L, FixTite™-S spiral Dental Implant S 6.0D 11.5L, FixTite™-S spiral Dental Implant S 3.5D 13L, FixTite™-S spiral Dental Implant S 3.75D 13L, FixTite™-S spiral Dental Implant S 4.2D 13L, FixTite™-S spiral Dental Implant S 5.0D 13L, FixTite™-S spiral Dental Implant S 6.0D 13L, FixTite™-S spiral Dental Implant S 3.5D 16L, FixTite™-S spiral Dental Implant S 3.75D 16L, FixTite™-S spiral Dental Implant S 4.2D 16L, FixTite™-S spiral Dental Implant S 5.0D 16L, FixTite™-S spiral Dental Implant S 6.0D 16L, FixTite™-S spiral Dental Implant S 3.5D 18L, FixTite™-S spiral Dental Implant S 3.75D 18L, FixTite™-S spiral Dental Implant S 4.2D 18L, ND Abutment Screw, ND Implant Cover Screw, ND Implant Carrier, ND Healing Abutment 4.5mmD x 2mmL, ND 2mm Hex Torque Driver - Long, ND 2mm Hex Torque Driver - Short, ND Implant Analog, ND Healing Abutment 4.5mmD x 3mmL, ND Healing Abutment 4.5mmD x 4mmL, ND Straight Slim Abutment - No End Line, ND Straight Abutment 2mm, ND Healing Abutment 4.5mmD x 5mmL, ND Healing Abutment 4.5mmD x 6mmL, ND Retrieval Screw for Abutments, ND Angled Abutment 15° 1mm, ND Angled Abutment 15° - No End Line, ND Straight Abutment 1mm, ND Ball Attachment 0.5mm, ND Ball Attachment 1mm, ND Ball Attachment 2mm, ND Ball Attachment 3mm, ND Ball Attachment 4mm, ND Angled Abutment 25° - No End Line, ND Angled Abutment 15° 2mm, ND Flat Connection Abutment 2mm, ND Flat Connection Abutment 4mm, ND Straight Multi Unit Abutment 1mm, ND Straight Multi Unit Abutment 2mm, ND Straight Multi Unit Abutment 3mm, ND Angled Multi Unit Abutment 17° L=3mm, ND Angled Multi Unit Abutment 30° L=3.5mm, ND Angled Multi Unit Abutment 30° L=5mm, ND Angled Multi Unit Abutment 17° L=4mm, ND Retaining Screw for MU 1mm, ND Retaining Screw for MU 2mm, ND Retaining Screw for MU 3mm, ND Retaining Screw for Angled MU, ND Anti-rotation Temporary Abutment, ND Non Anti-rotation Temporary Abutment, ND Plastic Cylinder Abutment, ND Slim Healing Abutment 3mmD x 2mmL, ND Slim Healing Abutment 3mmD x 3mmL, ND Slim Healing Abutment 3mmD x 4mmL, ND Slim Healing Abutment 3mmD x 5mmL, ND Slim Healing Abutment 3mmD x 6mmL, ND 2mm Hex Handpiece Adapter - Short, ND Angled Abutment 15° 3mm, ND Straight Abutment 3mm, ND 2mm Hex Handpiece Adapter - Medium, ND 2mm Hex Handpiece Adapter - Long, ND Conical Implant Cover Screw, ND Ball Attachment 8 mm, ND Ball Attachment 9 mm, ND Fix Konisch™ Scan Body 7mm, ND Fix Konisch™ Scan Body 10mm, ND Conical Healing Abutment 4.5mmD x 2mmL, ND Conical Healing Abutment 4.5mmD x 3mmL, ND Conical Healing Abutment 4.5mmD x 4mmL, ND Conical Healing Abutment 4.5mmD x 5mmL, ND Conical Healing Abutment 4.5mmD x 6mmL, ND Fix Konisch™ Scan Body, ND Digital Model Analog, ND Fix Konisch™ Ti Base anti-rotation, ND Fix Konisch™ Ti Base free-rotation, ND Fix Konisch™ Ti Base Angular anti-rotation, ND Fix Konisch™ Pre Milled MDTK Ti Blank D11.5mm, ND Fix Konisch™ Pre Milled MDTK Ti Blank D15.8mm, ND Anti-rotation Cobalt Chrome/Plastic Abutment, ND Anti-rotation Titanium/Plastic Abutment, ND Free-rotation Titanium/Plastic Abutment, ND Free-rotation Cobalt Chrome/Plastic Abutment, ND Retaining Screw for MU 4mm, ND Retaining Screw for MU 5mm, ND Straight Multi Unit Abutment 4mm, ND Straight Multi Unitl Abutment 5mm, ND Fix Konisch™ Open Tray Transfer Screw, ND Fix Konisch™ Slim Close Tray Transfer 3.2mmDx13mmL, ND Fix Konisch™ Close Tray Transfer Screw, ND Fix Konisch™ Close Tray Transfer 4.2mmDx13mmL, ND Fix Konisch™ Open Tray Transfer 4.2mmDx14mmL, ND Fix Konisch™ Slim Open Tray Transfer 3.2mmDx14mmL, ND Thread Tap, MB Prosthetic Kit, Torque Wrench 4mm Square Adapter, Torque Wrench 4.8mm Hex Adapter, Torque Wrench 6.4mm Hex Adapter, Torque Ratchet Surgical Instruments Handle, Torque Ratchet Prosthetic Instruments Handle, Wrench Ratchet Surgical Instruments Handle, Hand Wrench, Body for Wrench Ratchet Prosthetic Handle, SD Abutment Screw, Star Hand Driver - Long, Star Torque Driver - Long, SD Implant Analog, SD Straight Abutment 3mm, SD Straight Abutment 2mm, SD Straight Abutment 1mm, SD Angled Abutment 15° 1mm, SD Angled Abutment 15° 2mm, SD Angled Abutment 15° 3mm, Star Handpiece Driver - Short, Star Handpiece Driver - Long, SD Straight Slim Abutment - No End Line, SD Implant Cover Screw, SD Healing Abutment 4.5mmD x 2mmL, SD Healing Abutment 4.5mmD x 3mmL, SD Healing Abutment 4.5mmD x 4mmL, SD Healing Abutment 4.5mmD x 5mmL, SD Healing Abutment 4.5mmD x 6mmL, SD Flat Connection Abutment 2mm, SD Flat Connection Abutment 4mm, SD Straight Multi Unit Abutment 1mm, SD Straight Multi Unit Abutment 2mm, SD Straight Multi Unit Abutment 3mm, SD Retaining Screw for MU 1mm, SD Retaining Screw for MU 2mm, SD Retaining Screw for MU 3mm, SD Anti-rotation Temporary Abutment, SD Free-rotation Temporary Abutment, SD Plastic Cylinder Abutment, SD Slim Healing Abutment 3.5mmD x 2mmL, SD Slim Healing Abutment 3.5mmD x 3mmL, SD Slim Healing Abutment 3.5mmD x 4mmL, SD Slim Healing Abutment 3.5mmD x 5mmL, SD Slim Healing Abutment 3.5mmD x 6mmL, SD Ball Attachment 0.5mm, SD Ball Attachment 1mm, SD Ball Attachment 2mm, SD Ball Attachment 3mm, SD Ball Attachment 4mm, SD Ball Attachment 5mm, SD Handpiece Hex Adapter-Short, Star Hand Driver-Short, Star Torque Driver-Short, SD 2.2mm Hex Torque Driver-Long, SD 2.2mm Hex Torque Driver-Short, SD 2.25mm Hex Handpiece Adapter - Short, SD 2.25mm Hex Handpiece Adapter - Medium, SD Handpiece Hex Adapter-Long, SD Conical Implant Cover Screw, SD 2.25mm Hex Handpiece Adapter - Long, SD Fix Konisch™ Titanium Base for CAD/CAM, SD Fix Konisch™ Scan Body 7mm, SD Fix Konisch™ Scan Body 10mm, SD Conical Healing Abutment 4.5mmD x 2mmL, SD Conical Healing Abutment 4.5mmD x 3mmL, SD Conical Healing Abutment 4.5mmD x 4mmL, SD Conical Healing Abutment 4.5mmD x 5mmL, SD Conical Healing Abutment 4.5mmD x 6mmL, SD Digital Model Analog, SD Fix Konisch™ Ti Base anti-rotation, SD Fix Konisch™ Ti Base free-rotation, SD Fix Konisch™ Pre Milled MDTK Ti Blank D11.5mm, SD Fix Konisch™ Pre Milled MDTK Ti Blank D15.8mm, SD Fix Konisch™ Ti Base Angular anti-rotation, SD Anti-rotation Cobalt Chrome/Plastic Abutment, SD Anti-rotation Titanium/Plastic Abutment, SD Free-rotation Titanium/Plastic Abutment, SD Free-rotation Cobalt Chrome/Plastic Abutment, SD Retrieval Screw for Abutments, SD Retaining Screw for Angled MU, SD Retaining Screw for MU 4mm, SD Retaining Screw for MU 5mm, SD Straight Multi Unit Abutment 4 mm, SD Straight Multi Unit Abutment 5 mm, SD Angled Multi Unit Abutment 17° 2.5mm, SD Angled Multi Unit Abutment 30° 3mm, SD Angled Multi Unit Abutment 17° 3.5mm, SD Angled Multi Unit Abutment 30° 4mm, SD Fix Konisch™ Open Tray Transfer Screw Short, SD Fix Konisch™ Open Tray Transfer Screw Long, SD Fix Konisch™ Slim Close Tray Transfer 3.6mmDx9mmL, SD Fix Konisch™ Slim Close Tray Transfer 3.6mmDx13mmL, SD Fix Konisch™ Close Tray Transfer Screw Short, SD Fix Konisch™ Close Tray Transfer Screw Long, SD Fix Konisch™ Close Tray Transfer 4.2mmDx9mmL, SD Fix Konisch™ Close Tray Transfer 4.2mmDx13mmL, SD Fix Konisch™ Open Tray Transfer 4.2mmDx10mmL, SD Fix Konisch™ Open Tray Transfer 4.2mmDx14mmL, SD Fix Konisch™ Slim Open Tray Transfer 3.6mmDx10mmL, SD Fix Konisch™ Slim Open Tray Transfer 3.6mmDx14mmL, SD Thread Tap, IH Straight Abutment 1mmL, IH Straight Abutment 2mmL, IH Straight Abutment 3mmL, IH Scan Body 7mm, IH Scan Body 10mm, IH Digital Model Analog, MU Digital Model abutment Replica, Retaining Screw for Digital Analog, IH Ti Base Anti-Rotation, IH Ti Base Free-Rotation, Dental Implants:, FixTite™-S dental implants , Mars™ dental implants, Fix-a-Dent™ dental implants , Fix1™ dental implants, Fix Konisch™ dental implants , Grand Konisch™ dental implants, Abutments (non-sterile):, Healing Abutments, Cement Retained Abutments Screw Retained Abutments, Cement or Screw Retained Abutments (UCLA Abutments), Prosthetic Components for CAD/CAM (Multi-Unit Cementing Cone, Ti base, Ti blank) Overdenture Attachments (Ball Attachment), Abutment Screws, Implant's Cover Screws, Freehand Surgery Drills , Freehand Surgery Handpiece Connected Tools , Guided Surgery Drills Risk , Anchorage Screws , Osteotomes, TMA Closed Tray Transfer, Plastic Cylinder Casting Abutment w/o hex, Plastic ST. Abutment Hex, Plastic Cylinder Abutment Hex, Plastic standard abutment w/o hex, IH Plastic Coping Connection Abutment, Slim Close Tray Transfer 3.5mmDx9mmL, Slim Close Tray Transfer 3.5mmDx13mmL, Close Tray Transfer Screw Short, Close Tray Transfer Screw Long, IH Close Tray Transfer 4.5mmDx9mmL, IH Close Tray Transfer 4.5mmDx13mmL, IH Closed Tray Transfer 9mm, IH Closed Tray Transfer 12mm, IH Open Tray Transfer, IH Open Tray Transfer for Connection Abutment, Implant Analog for Connection Abutment, Implant Replica for Connection Abutment, Internal Hex Implant Analog, Ball Attachment Abutment Replica, Implant Analog 4.5mmD, 2.4 Hex Torque Driver - Short, 2.4 Hex Torque Driver - Long, IH One Piece Torque Driver-Short, IH One Piece Torque Driver-Long, IH Hex Handpiece Adapter, 1.27 Hex Torque Driver - Short, 1.27 Hex Torque Driver - Long, Torque Driver for Ball Attachment, 1.27 Hex Hand Driver - Medium, 1.27 Hex Hand Driver - Short, 1.27 Hex Hand Driver - Long, Wrench Ratchet, Surgical Torque Ratchet 35-100 Ncm, Prosthetic Torque Ratchet 15-35Ncm, 4mm Square Hand Piece Adapter, 4mm Square Torque Driver - Short, 4mm Square Torque Driver - Long, Parallel Pin 11, Parallel Pin 16, Depth Probe, Metal Box Surgical 1, TMA/FC Female Hand Hex Driver - Long, TMA/FC Female Hand Hex Driver - Short, TMA/FC Hex Hand Piece Adapter - Short, Small Metal Box Surgical , TMA/FC Hex Hand Piece Adapter - Long, TMA/FC Hex Torque Driver - Long, TMA/FC Hex Torque Driver - Short, Standard Internal Hex Plastic Surgical Kit-Premium, Surgery Kit Standard Hex - Plastic Tray, Surgery Kit - Plastic Tray, Standard Internal Hex Plastic Surgical Kit-Advanced, Standard Internal Hex Plastic Surgical Kit-Advanced Short Drills, Standard Internal Hex Plastic Surgical Kit-Starter, Standard Internal Hex Plastic Surgical Kit-Starter Short Drills, Surgical Driver, Tip Drill, 2.4mm Male Hex Hand Piece Adapter -Short, RS Hex Handpiece Adapter Short, 2.4mm Male Hex Hand Piece Adapter -Long, RS Hex Handpiece Adapter Medium, Drill Extension, RS Hex Hand Piece Adapter Long, 1.27 Hex Driver for Handpiece - Short, 1.27 Hex Driver for Handpiece - Long, IH Thread Tap, Regular Long Drill Stop Kit, Wide Long Drill Stop Kit, Regular Short Drill Stop Kit, Wide Short Drill Stop Kit, Drill Stopper for Short L11.5 1320, Drill Stopper for Short L6 1320, Drill Stopper for Short L11.5 1328, Drill Stopper for Short L6 1328, Drill Stopper for Short L11.5 1332, Drill Stopper for Short L6 1332, Drill Stopper for Short L11.5 1336, Drill Stopper for Short L6 1336, Drill Stopper for Short L11.5 1342, Drill Stopper for Short L6 1342, Drill Stopper for Short L11.5 1346, Drill Stopper for Short L6 1346, Drill Stopper for Short L11.5 1352, Drill Stopper for Short L6 1352, Drill Stopper for Short L11.5 1356, Drill Stopper for Short L6 1356, Drill Stopper for Long L10 1820, Drill Stopper for Long L11.5 1820, Drill Stopper for Long L13/Short L8 1820, Drill Stopper for Long L15/Short L10 1820, Drill Stopper for Long L16 1820, Drill Stopper for Long L6 1820, Drill Stopper for Long L8 1820, Drill Stopper for Long L10 1828, Drill Stopper for Long L11.5 1828, Drill Stopper for Long L13/Short L8 1828, Drill Stopper for Long L15/Short L10 1828, Drill Stopper for Long L16 1828, Drill Stopper for Long L6 1828, Drill Stopper for Long L8 1828, Drill Stopper for Long L10 1832, Drill Stopper for Long L11.5 1832, Drill Stopper for Long L13/Short L8 1832, Drill Stopper for Long L15/Short L10 1832, Drill Stopper for Long L16 1832, Drill Stopper for LongL6 1832, Drill Stopper for LongL8 1832, Drill Stopper for Long L10 1836, Drill Stopper for Long L11.5 1836, Drill Stopper for Long L13/Short L8 1836, Drill Stopper for Long L15/Short L10 1836, Drill Stopper for Long L16 1836, Drill Stopper for Long L6 1836, Drill Stopper for Long L8 1836, Drill Stopper for Long L10 1842, Drill Stopper for Long L11.5 1842, Drill Stopper for Long L13/Short L8 1842, Drill Stopper for Long L15/Short L10 1842, Drill Stopper for Long L16 1842, Drill Stopper for Long L6 1842, Drill Stopper for Long L8 1842, Drill Stopper for Long L10 1846, Drill Stopper for Long L11.5 1846, Drill Stopper for Long L13/Short L8 1846, Drill Stopper for Long L15/Short L10 1846, Drill Stopper for Long L16 1846, Drill Stopper for Long L6 1846, Drill Stopper for Long L8 1846, Drill Stopper for Long L10 1852, Drill Stopper for Long L11.5 1852, Drill Stopper for Long L13/Short L8 1852, Drill Stopper for Long L15/Short L10 1852, Drill Stopper for Long L16 1852, Drill Stopper for Long L6 1852, Drill Stopper for Long L8 1852, Drill Stopper for Long L10 1856, Drill Stopper for Long L11.5 1856, Drill Stopper for Long L13/Short L8 1856, Drill Stopper for Long L15/Short L10 1856, Drill Stopper for Long L16 1856, Drill Stopper for Long L6 1856, Drill Stopper for Long L8 1856, Ti Base Grand Konisch™ Abutment, RH 4mm GH 1mm Engaged , Ti Base Grand Konisch™ Abutment, RH 4mm GH 1mm Engaged Wide, Ti Base Grand Konisch™ Abutment, RH 4mm GH 1mm Non-Engaged, Ti Base Grand Konisch™ Abutment, RH 4mm GH 1mm Non-Engaged Wide, Ti Base Grand Konisch™ Abutment, RH 4mm GH 1mm Angular , Ti Base Grand Konisch™ Abutment, RH 4mm GH 1mm Angular Wide, Ti Base Grand Konisch™ Abutment, RH 4mm GH 2mm Engaged , Ti Base Grand Konisch™ Abutment, RH 4mm GH 2mm Engaged Wide, Ti Base Grand Konisch™ Abutment, RH 4mm GH 2mm Non-Engaged, Ti Base Grand Konisch™ Abutment, RH 4mm GH 2mm Non-Engaged Wide , Ti Base Grand Konisch™ Abutment, RH 4mm GH 2mm Angular, Ti Base Grand Konisch™ Abutment, RH 4mm GH 2mm Angular Wide , Ti Base Grand Konisch™ Abutment, RH 4mm GH 3mm Engaged , Ti Base Grand Konisch™ Abutment, RH 4mm GH 3mm Engaged Wide, Ti Base Grand Konisch™ Abutment, RH 4mm GH 3mm Non-Engaged , Ti Base Grand Konisch™ Abutment, RH 4mm GH 3mm Non-Engaged Wide, Ti Base Grand Konisch™ Abutment, RH 4mm GH 3mm Angular , Ti Base Grand Konisch™ Abutment, RH 4mm GH 3mm Angular Wide , Ti Base Grand Konisch™ Abutment, RH 4mm GH 4mm Engaged, Ti Base Grand Konisch™ Abutment, RH 4mm GH 4mm Engaged Wide, Ti Base Grand Konisch™ Abutment, RH 4mm GH 4mm Non-Engaged, Ti Base Grand Konisch™ Abutment, RH 4mm GH 4mm Non-Engaged Wide, Ti Base Grand Konisch™ Abutment, RH 4mm GH 4mm Angular , Ti Base Grand Konisch™ Abutment, RH 4mm GH 4mm Angular Wide , Ti Base Grand Konisch™ Abutment, RH 6mm GH 1mm Engaged, Ti Base Grand Konisch™ Abutment, RH 6mm GH 1mm Engaged Wide, Ti Base Grand Konisch™ Abutment, RH 6mm GH 1mm Non-Engaged , Ti Base Grand Konisch™ Abutment, RH 6mm GH 1mm Non-Engaged Wide , Ti Base Grand Konisch™ Abutment, RH 6mm GH 1mm Angular, Ti Base Grand Konisch™ Abutment, RH 6mm GH 1mm Angular Wide, Ti Base Grand Konisch™ Abutment, RH 6mm GH 2mm Engaged , Ti Base Grand Konisch™ Abutment, RH 6mm GH 2mm Engaged Wide , Ti Base Grand Konisch™ Abutment, RH 6mm GH 2mm Non-Engaged , Ti Base Grand Konisch™ Abutment, RH 6mm GH 2mm Non-Engaged Wide , Ti Base Grand Konisch™ Abutment, RH 6mm GH 2mm Angular , Ti Base Grand Konisch™ Abutment, RH 6mm GH 2mm Angular Wide, Ti Base Grand Konisch™ Abutment, RH 6mm GH 3mm Engaged, Ti Base Grand Konisch™ Abutment, RH 6mm GH 3mm Engaged Wide, Ti Base Grand Konisch™ Abutment, RH 6mm GH 3mm Non-Engaged , Ti Base Grand Konisch™ Abutment, RH 6mm GH 3mm Non-Engaged Wide , Ti Base Grand Konisch™ Abutment, RH 6mm GH 3mm Angular, Ti Base Grand Konisch™ Abutment, RH 6mm GH 3mm Angular Wide, Ti Base Grand Konisch™ Abutment, RH 6mm GH 4mm Engaged , Ti Base Grand Konisch™ Abutment, RH 6mm GH 4mm Engaged Wide, Ti Base Grand Konisch™ Abutment, RH 6mm GH 4mm Non-Engaged, Ti Base Grand Konisch™ Abutment, RH 6mm GH 4mm Non-Engaged Wide , Ti Base Grand Konisch™ Abutment, RH 6mm GH 4mm Angular , Ti Base Grand Konisch™ Abutment, RH 6mm GH 4mm Angular Wide, Ti Base Grand Konisch™ Abutment, RH 8mm GH 1mm Engaged, Ti Base Grand Konisch™ Abutment, RH 8mm GH 1mm Engaged Wide , Ti Base Grand Konisch™ Abutment, RH 8mm GH 1mm Non-Engaged , Ti Base Grand Konisch™ Abutment, RH 8mm GH 1mm Non-Engaged Wide, Ti Base Grand Konisch™ Abutment, RH 8mm GH 1mm Angular , Ti Base Grand Konisch™ Abutment, RH 8mm GH 1mm Angular Wide, Ti Base Grand Konisch™ Abutment, RH 8mm GH 2mm Engaged , Ti Base Grand Konisch™ Abutment, RH 8mm GH 2mm Engaged Wide , Ti Base Grand Konisch™ Abutment, RH 8mm GH 2mm Non-Engaged , Ti Base Grand Konisch™ Abutment, RH 8mm GH 2mm Non-Engaged Wide, Ti Base Grand Konisch™ Abutment, RH 8mm GH 2mm Angular , Ti Base Grand Konisch™ Abutment, RH 8mm GH 2mm Angular Wide, Ti Base Grand Konisch™ Abutment, RH 8mm GH 3mm Engaged, Ti Base Grand Konisch™ Abutment, RH 8mm GH 3mm Engaged Wide, Ti Base Grand Konisch™ Abutment, RH 8mm GH 3mm Non-Engaged , Ti Base Grand Konisch™ Abutment, RH 8mm GH 3mm Non-Engaged Wide , Ti Base Grand Konisch™ Abutment, RH 8mm GH 3mm Angular , Ti Base Grand Konisch™ Abutment, RH 8mm GH 3mm Angular Wide , Ti Base Grand Konisch™ Abutment, RH 8mm GH 4mm Engaged, Ti Base Grand Konisch™ Abutment, RH 8mm GH 4mm Engaged Wide, Ti Base Grand Konisch™ Abutment, RH 8mm GH 4mm Non-Engaged, Ti Base Grand Konisch™ Abutment, RH 4mm GH 2mm Non-Engaged Wide, Ti Base Grand Konisch™ Abutment, RH 8mm GH 4mm Angular , Ti Base Grand Konisch™ Abutment, RH 8mm GH 4mm Angular Wide, Three Step Drill-Short, Three Step Drill-Long, MU Scan Body Screw, MU Scan Body 6mm, MU Scan Body 9mm, MU Cementing Cone , Grand Konisch™ Abutment Screw M1.6, Grand Konisch™ Short Abutment Screw M1.6, Grand Konisch™ Implant Analog, Grand Konisch™ Straight Abutment 3mm, Grand Konisch™ Straight Abutment Wide 3mm, Grand Konisch™ Straight Abutment 2mm, Grand Konisch™ Straight Abutment Wide 2mm, Grand Konisch™ Straight Abutment 1mm, Grand Konisch™ Straight Abutment Wide 1mm, Grand Konisch™ Angled Abutment 15° 1mm, Grand Konisch™ Angled Abutment Wide 15° 1mm, Grand Konisch™ Angled Abutment 15° 2mm, Grand Konisch™ Angled Abutment Wide 15° 2mm, Grand Konisch™ Angled Abutment 15° 3mm, Grand Konisch™ Angled Abutment Wide 15° 3mm, Grand Konisch™ Straight Slim Abutment - No End Line, Grand Konisch™ Healing Abutment 4.5mmD x 2mmL, Grand Konisch™ Healing Abutment 4.5mmD x 3mmL, Grand Konisch™ Healing Abutment 4.5mmD x 4mmL, Grand Konisch™ Healing Abutment 4.5mmD x 5mmL, Grand Konisch™ Healing Abutment 4.5mmD x 6mmL, Grand Konisch™ Flat Connection Abutment 2mm, Grand Konisch™ Flat Connection Abutment 4mm, Grand Konisch™ Straight Multi Unit Abutment 1mm, Grand Konisch™ Straight Multi Unit Abutment 2mm, Grand Konisch™ Straight Multi Unit Abutment 3mm, Grand Konisch™ Engaging Temporary Abutment Slim 3.5mmD, Grand Konisch™ Non-Engaging Temporary Abutment Slim 3.5mmD, Grand Konisch™ Plastic Cylinder Abutment Slim 3.5mmD, Grand Konisch™ Retaining Screw for MU 1mm , Grand Konisch™ Retaining Screw for MU 2mm, Grand Konisch™ Retaining Screw for MU 3mm, Grand Konisch™ Engaging Temporary Abutment 4.5mmD, Grand Konisch™ Engaging Temporary Abutment Wide 5.5mmD, Grand Konisch™ Non-Engaging Temporary Abutment 4.5mmD, Grand Konisch™ Non-Engaging Temporary Abutment Wide 5.5mmD, Grand Konisch™ Plastic Cylinder Abutment 4.5mmD, Grand Konisch™ Plastic Cylinder Abutment Wide 5.5mmD, Grand Konisch™ Healing Abutment Slim 3.5mmD x 2mmL, Grand Konisch™ Healing Abutment Wide 5.5mmD x 2mmL, Grand Konisch™ Healing Abutmen | ''Di.Con'' | 2024-03-29T00:00:00.000+01:00 | Medigma Biomedical GmbH Siemensstrasse 10, 78564 Wehingen Germany | FK6300, FK6301, FK6302, 1320DM, 1325DM, 1328DM, 1332DM, 1336DM, 1342DM, 1346DM, 1352DM, 1356DM, 1820DM, 1825DM, 1828DM, 1832DM, 1836DM, 1842DM, 1846DM, 1852DM, 1856DM, 2525DM, 2532DM, 2536DM, FLAT4502, FLAT4504, FLAT5512, FLAT5515, FLAT5737, FLAT6011, FLAT6013, FLAT6014, FLAT6015, FLAT6017, FLAT6018, MGST0006, MGST0007, MGST0010, MGST0020, MIH1411, MIH1415, MIH1417, TMIB0.5, TMIB1, TMIB2, TMIB3, TMIB4, TMIB5, NC01, NCP, HOT, TMIB1-P3, TMIB2-P3, TMIB3-P3, MIH2864, TMIB4-P3, TMIB5-P3, TMIB6-P3, TGH2-WD, MIH3013, TGH4-WD, TGH5-WD, TGH2-ST, TGH3-ST, TGH4-ST, TGH5-ST, TGH6-ST, TGH2-SL, TGH3-SL, TGH4-SL, TGH5-SL, TGH6-SL, CAGPE, MIH3094, CATPE, CATPNE, MIH3100, SRAS, SRAS1, SRAS2, SRAS3, TPS, MIH3405, TMA-SRAS1, TMA-SRAS2, TMA-SRAS3, TMA-SRAS4, CAS2H, TMA-SRAS5, MIH3420, TAS2, MIH3424, MIH3425, MIH3426, CAS1.5, OTSS, OTSL, CSS, MIH3460, PAS, SOT10, SOT14, TMI4, TMI5, TMI1, TMI2, TMI3, TMA17, TMA30, TMA45, TMA1730 , TMA3040, SRA3, SRA3-1, SRA3-2, SRA3-3, SRA3-4, SRA3-5, TAL11.5, OPA, WPSRA, SRA3N-3, SRA3N-6, SRA3N-8, MIH3945, SRA5, PAB151, PAB151L, MIH4017, MIH4018, MIH4019, PAB251, PAB351, PAB151-1, PAB151-2, PAB151-3, MIH4510, MIH4514, TMA-TTC, PRA3N, TMA-PCS, TMA-A, TMA-TGH, TMA-SRTO, TMA-SRAS-OT, TMA-SRAS-CT, PRA3R, MGST0021, MGST0022, MGST0023, MGST0024, MGST0027, MGST0028, MGST0029, MGST0030, MGST0032, MGST0033, MGST0034, MGST0035, MGST0036, MGST0055, MGSD0625, MGSD0632, MGSD0638, MGSD0646, MGSD0825, MGSD0832, MGSD0838, MGSD0846, MGSD1025, MGSD1032, MGSD1038, MGSD1046, MGSD1125, MGSD1132, MGSD1138, MGSD1146, MGSD1320, MGSD1325, MGSD1332, MGSD1338, MGSD1346, MGSD1520, MGSD1625, MGSD1632, MGSD1638, MGSD1646, MGSD1825, MGSD1832, MGSD1838, MGSD1846, MGSD1915, MGSD1917, MGSD1920, MGSD3055, MGSD3755, MGSD4355, MGSD5055, MGSK001, MGSK003, MGSN0625, MGSN1025, MGSN1125, MGSN1325, MGSN1625, MGSN3033, SOS20, SOS28, SOS325, SOS365, SOS-H, STA-4206, STA-5006, STA-6006, STA-3708, STA-4208, STA-5008, STA-6008, STA-3310, STA-3710, STA-4210, STA-5010, STA-6010, STA-3311, STA-3711, STA-4211, STA-5011, STA-6011, STA-3313, STA-3713, STA-4213, STA-5013, STA-6013, STA-3316, STA-3716, STA-4216, STA-5016, STA-3318, STA-3718, STA-4218, FO-3010, FO-3310, FO-3610, FO-4210, FO-5010, FO-3011, FO-3311, FO-3611, FO-4211, FO-5011, FO-3013, FO-3313, FO-3613, FO-4213, FO-5013, FO-3015, FO-3315, FO-3615, FO-4215, FO-5015, FKND0830, FKND1030, FKND1130, FKND1330, FKND1630, FKND1830, 114206, 115006, 116006, 113508, 113808, 114208, 115008, 116008, 113510, 113810, 114210, 115010, 116010, 113511, 113811, 114211, 115011, 116011, 113513, 113813, 114213, 115013, 116013, 113516, 113816, 114216, 115016, 113518, 113818, 114218, MGKI0643, MGKI0650, MGKI0660, MGKI0835, MGKI0838, MGKI0843, MGKI0850, MGKI0860, MGKI1035, MGKI1038, MGKI1043, MGKI1050, MGKI1060, MGKI1135, MGKI1138, MGKI1143, MGKI1150, MGKI1160, MGKI1335, MGKI1338, MGKI1343, MGKI1350, MGKI1360, MGKI1635, MGKI1638, MGKI1643, MGKI1650, MGKI1835, MGKI1838, MGKI1843, MGKI1850, MGKI2038, MGKI2043, MGKI2050, MGKI2238, MGKI2243, MGKI2250, MGKI2538, MGKI2543, MGKI2550, FKSW0835, FKSW0843, FKSW0849, FKSW1035, FKSW1043, FKSW1049, FKSW1135, FKSW1143, FKSW1149, FKSW1335, FKSW1343, FKSW1349, FKSW1535, FKSW1543, FKSW1549, FKSW1835, FKSW1843, FKSW1849, FKSW2043, FKSW2243, FKSW2543, 42061, 50061, 60061, 35081, 37081, 42081, 50081, 60081, 35101, 37101, 42101, 50101, 60101, 35111, 37111, 42111, 50111, 60111, 35131, 37131, 42131, 50131, 60131, 35161, 37161, 42161, 50161, 60161, 35181, 37181, 42181, MND0001, MND0002, MND0003, MND0004, MND0005, MND0006, MND0007, MND0008, MND0009, MND0010, MND0011, MND0012, MND0013, MND0014, MND0015, MND0018, MND0019, MND0020, MND0021, MND0022, MND0023, MND0024, MND0025, MND0026, MND0030, MND0031, MND0032, MND0033, MND0034, MND0035, MND0036, MND0037, MND0038, MND0039, MND0040, MND0041, MND0042, MND0043, MND0044, MND0045, MND0046, MND0047, MND0048, MND0049, MND0050, MND0062, MND0063, MND0064, MND0068, MND0071, MND0072, MND0073, MND0074, MND0084, MND0085, MND0088, MND0089, MND0090, MND0091, MND0092, MND00 | Klasa IIa, Klasa I, Ir, Klasa IIb | Freze Shpuese per sistemin e guiduar, Implante dhe suprastrukture implantare, Freze, Vide Ankorimi, Instrumente | Pajisje dentare
16269 | Porcine Anorganic Bone Mineral, MinerOss XP Porcine Anorganic Bone Mineral / MINXP-CAN0.5SM, MinerOss XP Porcine Anorganic Bone Mineral/ MINXP-CAN1.0LG, MinerOss XP Porcine Anorganic Bone Mineral/ MINXP-CAN1.0SM, MinerOss XP Porcine Anorganic Bone Mineral/ MINXP-CAN2.0LG, MinerOss XP Porcine Anorganic Bone Mineral/ MINXP-CAN2.0SM | EURODENTA | 2024-03-29T00:00:00.000+01:00 | COLLAGEN MATRIX , Inc. 15 Thornton Road , Oakland ,New Jersey 07436 USA | N/A, PMC0510, PMC1020, PMC1010, PMC2020, PMC2010 | , Klasa III | N/A, Mineral kockor anorganik I derrit | Pajisje dentare
16270 | Collagen Dental Wound Dressing-Plug, BioPlug Resorbable Collagen Plug/ BIOPLUG, Collagen Dental Wound Dressing-Tape, BioStrip Resorbable Collagen Strip/ BIOSTRIP | EURODENTA | 2024-03-29T00:00:00.000+01:00 | COLLAGEN MATRIX , Inc. 15 Thornton Road , Oakland ,New Jersey 07436 USA | DWDP1020, N/A, DWD1MM-2575 | , Klasa III | N/A, Mbulim I plageve dentare me kolagjen | Pajisje dentare
16271 | Medical Examination Gloves | Beauty and health distribution | 2024-04-25T00:00:00.000+02:00 | Guangzhou Junda Gloves co. ltd No. 38 Hetingfengwei Industrial Zone, Renhe Town Baiyun District, Guangzhou Guangdong province, CHINA | Nitrile | Klasa I | Doreza njeperdorimeshe. | Pajisje nje perdorimeshe
16272 | NoseFrida Filters, NoseFrida, NoseFrida Travel | BABY+ | 2024-04-04T00:00:00.000+02:00 | FridaBaby, LLC, 82 NE 26th Street Miami, FL 33137 | Baltics / NS-NFNC-TC-LV00 & NS-AANC-1P-LV00, Netherlands/ NS-NBNC-NS-NL00 & NS-AANC-1P-NL00, Finland/ NS-FRBL-20-FI00, UK/ NS-FRBL-20-GB00, Poland / NS-FRBL-20-PO00, Czech Republic / NS-FRBL-20-CZ00, Sweden / NS-FRBL-20-SE00, Germany / NS-FRBL-20-DE00, Sweden / NS-AANC-1P-SE00, UK / NS-AANC-1P-GB00, UK / NS-NFNC-1P-GB00, Czech Republic / NS-AANC-1P-CZ00, Poland / NS-AANC-1P-PL00, Germany / NS-AANC-1P-DE00, Finland / NS-NFNC-TC-FI00 & NS-AANC-1P-FI00, Norway / NS-NFNC-TC-NO00 & NS-AANC-1P-NO00 | Klasa I | Filtra rezervë për pajisjen e thithjes së sekrecioneve të fëmijëve. Kutia përmban 20 copë filtra të cilat sugjerohen të ndërrohen pas cdo përdorimi., Pajisje për thithjen e sekrecioneve të hundës së fëmijëve. E përdorshme nga lindja. , Pajisje për thithjen e sekrecioneve të hundës së fëmijëve. E përdorshme nga lindja. Seti përmban kuti mbrojtëse për ta ruajtur dhe transportuar pajisjen. | Tjeter
16273 | Hi-Fatigue G Bone cement - 00112112001 (1x20), Hi-Fatigue G Bone cement - 00112122001 (2x20), Hi-Fatigue G Bone cement - 00112114001 (1x40), Hi-Fatigue G Bone cement - 00112124001 (2x40) | T R I M E D | 2024-04-08T00:00:00.000+02:00 | Osartis GmbH, Auf der Beune 101, 64839, Münster, Germany | Hi-Fatigue G Bone cement - 00112112001 (1x20), Hi-Fatigue G Bone cement - 00112122001 (2x20), Hi-Fatigue G Bone cement - 00112114001 (1x40), Hi-Fatigue G Bone cement - 00112124001 (2x40) | Klasa III | Hi-Fatigue G Bone cement janë pajisje mjekësore me përmbajtje antiobiotiku (gentamicinë) që përdoren në procedura të zvendësimeve ortopedike dhe mundësojnë ndërhyrje kirurgjikale minimalisht invazive. | Pajisje nje perdorimeshe
16274 | Misuratore di pressione /Blood Pressure Monitors MY PRESSURE 2.0 ( REF RE 503000) | FARMAWORLD | 2024-03-29T00:00:00.000+01:00 | CA-MI SRL , Via Ugo La Malfa 13 Frazione Pilastro 43013 Langhirano (PR) ITALY | MY PRESSURE 2.0 ( REF RE 503000) | Klasa IIa | Aparat tensioni elektronik per matjen e tensionit te gjakut dhe frekuences kardiake. | Tjeter
16275 | IALURON BIO PLUS 0,002%, IALURON BIO PLUS 0,004%, IALURON BIO PLUS 0,006%, Phacodyne ™ (fiala/ vial), Retidyne ™ (fiala/ vial), Doubledyne ™ (fiala/ vial), Doubledyne ™ (siringa/syringe), Phaco Lutein™ (siringa/syringe), Vitreo Lutein TM (fiala/ vial), Single Lutein Blue™ (siringa/syringe), Double Lutein Blue™ (siringa/syringe), Triple Lutein Blue™ (fiala/vial), OFTALBLU V™ (fiala/via/), OFTALBLU™ (siringa/ syringe), IALURON BIO 1,0%, IALURON BIO 1,2%, IALURON BIO 1,4%, IALURON BIO 1,6%, IALURON BIO 1,8%, IALURON BIO 2,0%, IALURON BIO T 1.8%, CO-VISC 1,4%, CO-VISC 1,6%, CO-VISC 1,8%, CO-VISC 2,0%, ALTALON 1,0%, ALTALON 1,2%, ALTALON 1,4%, ALTALON 1,6%, ALTALON 1,8%, ALTALON 2,0% | GEN - ALB FARMA | 2024-03-29T00:00:00.000+01:00 | ALFA INSTRUMENTS S.R.L. Via Fratelli Bandiera Nuovo C.Comm. - 80026 Casoria (NA) - Italia | IALP0.002, IALP0.004, IALP0.006, 019001 - 019001 C, 019002 - 019002C, 019047 - 019047C, 019048 - 019048C, 019006 - 019006C, 019004 - 019004C, 019010 - 019010C, 019011 - 019011C, 019012 - 019012C, 275V, ALFAS275, IALS1.0, IALS1.2, IALS1.4, IALS1.6, IALS1.8, IALS2.0, IALT1.8, CO1.4, CO1.6, CO1.8, CO2.0, ALTA1.0, ALTA1.2, ALTA1.4, ALTA1.6, ALTA1.8, ALTA2.0 | Klasa IIa | Bojëra intraokulare për vizualizimin e membranave dhe strukturave të brendshme., Bojë intraokulare për ngjyrosjen e kapsulës së përparme., Tretësira viskoelastike për përdorim intraokular. | Pajisje oftalmike dhe optike
16276 | Acrysof IQ PanOptix Trifocal Intraocular Lens or Acrysof IQ Panoptix Presbyopia Correcting Intraocular Lens | PEGASUS. | 2024-04-02T00:00:00.000+02:00 | Alcon Laboratories , Inc. 6201 South Freeway Fort Worth , Texas 76134-2099 USA | TFNT00 | Klasa IIb | Jane lente intraokulare per korigjimin e shikimit tek personat qe kane prebiopi | Pajisje te implantueshme aktive
16277 | Acrysof IQ PanOptix Toric Trifolcal inraocular Lens or PanOptix Toric Presbyopia Correcting Intraocular Lens | PEGASUS. | 2024-04-02T00:00:00.000+02:00 | Alcon Laboratories , Inc. 6201 South Freeway Fort Worth , Texas 76134-2099 | TFNT20 or TFNTT0 collective model reference | Klasa IIb | Jane lente intraokulare per korigjimin e shikimit tek personat qe kane prebiopi | Pajisje te implantueshme aktive
16278 | ECMOLIFE HEATER COOLER | BIOMETRIC ALBANIA | 2024-03-29T00:00:00.000+01:00 | EUROSETS S.r.l. - Adresa: Strada Statale 12, 143 41036 Medolla (Modena) Italy | EU3941 | Klasa IIb | Ngrohes dhe ftohes per trajtim ECMO | Produkte per institucione te kujdesit shendetesor
16279 | Acrysof IQ PanOptix Toric Trifocal Introcular Lens or PanOptix Toric Presbyopia Correcting Intraocular Lens | PEGASUS. | 2024-04-02T00:00:00.000+02:00 | Alcon Laboratories , Inc. 6201 South Freeway Fort Worth , Texas 76134-2099, USA | TFNT40 (collective model reference TFNTT0) | Klasa IIb | Jane lente intraokulare per korigjimin e shikimit tek personat qe kane presbiopi. | Pajisje te implantueshme jo aktive
16280 | Acrysof IQ PanOptix Toric Trifocal Intraocular Lens or PanOptix Toric Presbyopia Correcting Intraocular Lens | PEGASUS. | 2024-04-02T00:00:00.000+02:00 | Alcon Laboratories , Inc. 6201 South Freeway Fort Worth , Texas 76134-2099, USA | TFNT50 (collective model reference TFNTT0) | Klasa IIb | Jane lente intraokulare per korigjimin e shikimit tek personat qe kane presbiopi | Pajisje te implantueshme jo aktive
16281 | Dental unit, Planmeca Compact i /Planmeca Compact i3, Planmeca Compact i /Planmeca Compact i5, Planmeca Compact i /Planmeca Compact i Classic, Planmeca Compact i /Planmeca Compact i Touch | EURODENTA | 2024-04-02T00:00:00.000+02:00 | Planmeca Oy, Asentajankatu 6 , 00880 Helsinki , Finland | N/A | , Klasa IIa | N/A, Unit dentar | Pajisje dentare
16282 | Planmeca Romexis/X-ray software | EURODENTA | 2024-04-02T00:00:00.000+02:00 | Planmeca Oy, Asentajankatu 6 , 00880 Helsinki , Finland | N/A | Klasa IIb | Softuer me rreze x | Pajisje dentare
16283 | ETHICON SECURESTRAP Absorbable Strap Fixation Device, ETHICON SECURESTRAP Open Absorbable Strap Fixation Device | E v i t a | 2024-04-08T00:00:00.000+02:00 | Ethicon, LLC 475 C Street Los Frailes Industrial Park Suite 401 Guaynabo, Puerto Rico 00969 USA | STRAP12, STRAP12R, STRAP25, STRAP25R, OPSTRAP20, OPSTRAP20R | Klasa III | Perdoret për fiksimin e materialit protetik në indet e buta në procedura të ndryshme mini invazive dhe kirurgjikale, si riparimi i hernies | Pajisje nje perdorimeshe
16284 | Dornier Aries | AGS Corporation | 2024-04-02T00:00:00.000+02:00 | Dornier MedTech GmbH, Argelsrieder Feld 7, 82234 Wessling, Germany | K1033352 | Klasa IIb | Pajisje me vale elektromagnetike me intensitet te ulet qe simulon sherimin e indeve problematike, dhe trajton dhimbjet, si dhe vepron tek induracioni tek pacientet ne Urologji, Ortopedi, etj. | Tjeter
16285 | Dornier Aries 2 with standard applicator, Dornier Aries 2 with I-shape applicator | AGS Corporation | 2024-04-02T00:00:00.000+02:00 | Dornier MedTech GmbH, Argelsrieder Feld 7, 82234 Wessling, Germany | K1042826, K1042827 | Klasa IIb | Pajisje me vale elektromagnetike me intensitet te ulet qe simulon sherimin e indeve problematike, dhe trajton dhimbjet, si dhe vepron tek induracioni tek pacientet ne Urologji, Ortopedi, etj. | Tjeter
16286 | Dornier DELTA III XRAY 7.5KW/SW E180 FARS | AGS Corporation | 2024-04-02T00:00:00.000+02:00 | Dornier MedTech GmbH, Argelsrieder Feld 7, 82234 Wessling, Germany | K1044750, K1044751, K1044752, K1044753, K1044754, K1044755, K1043935, K1043936, K1043937, K1043938, K1045935, K1045936, K1045937, K1045938, K1045939, K1045940 | Klasa IIb | Pajisje qe sherben per thyerjen e gureve ne veshka dhe ureter dhe pjese te tjera te trupit, me vale elektromagnetike. Perdoret te pacientet me probleme urologjike. (Kjo pajisje e ka te integruar C-ARM,) | Pajisje te implantueshme aktive
QIC+, Dornier DELTA III XRAY 15KW/SW E180 FARS
QIC+, Dornier DELTA III XRAY 7.5KW/SW E180 QIC+, Dornier DELTA III XRAY 15KW/SW E180 QIC+, Dornier DELTA III XRAY 7.5KW/SW E180 DMT-A
QIC+, Dornier DELTA III XRAY 15KW/SW E180 DMT-A
QIC+, Dornier DELTA III RCM 15KW/SW E180 QIC+, Dornier DELTA III RCM 7.5KW/SW E180 QIC+, Dornier DELTA III RCM 15KW/SW E180 FARS QIC+, Dornier DELTA III RCM 7.5KW/SW E180 FARS
QIC+, Dornier DELTA III PRO XRAY 7.5KW/SW E180, Dornier DELTA III PRO XRAY 15KW/SW E180, Dornier DELTA III PRO XRAY 7.5KW/SW E180
DMT-A, Dornier DELTA III PRO XRAY 15KW/SW E180
DMT-A, Dornier DELTA III PRO RCM 15KW/SW E180, Dornier DELTA III PRO RCM 7.5KW/SW E180
16287 | Dornier Compact Sigma ROW 230V/50HZ, Dornier Compact Sigma US 120V/60HZ, Dornier Compact Sigma JAP 100V/50HZ, Dornier Compact Sigma MEX 127V/60HZ, Dornier Compact Sigma 220V/60HZ | AGS Corporation | 2024-04-02T00:00:00.000+02:00 | Dornier MedTech GmbH, Argelsrieder Feld 7, 82234 Wessling, Germany | K1025662, K1025660, K1025661, K1026349, K1029396 | Klasa IIb | Pajijse qe sherben per thyerjen e gureve ne veshka me vale elektromagnetike. Perdoret te pacientet me probleme urologjike | Tjeter
16288 | Dornier Thulio wired footswitch, Dornier Thulio wireless footswitch | AGS Corporation | 2024-04-02T00:00:00.000+02:00 | Dornier MedTech GmbH, Argelsrieder Feld 7, 82234 Wessling, Germany | K2016181/K2016886, K2016182/K2016885 | Klasa IIb | Laser per thyerjen e gureve ne disa pjese te ndryshme te trupit, si veshka, ureter, etj., si dhe per trajtimin (enucleation) e prostates / Perdoret tek pacientet ne Urologji | Tjeter
16289 | Line-powered dental drilling system handpiece, S-Max/ SG20M | EURODENTA | 2024-04-03T00:00:00.000+02:00 | NAKANISHI INC. 700 Shimohinata, Kanuma, Tochigi 322-8666, Japan | N/A, CA13020001 | , Klasa IIa | N/A, Angel implanti | Pajisje dentare
16290 | Nucleus® 7 S Processing Unit, Model No. CP1002,variant black | FEDOS | 2024-04-04T00:00:00.000+02:00 | Cochlear Limited 1 University Avenue Macquarie University NSW 2109 Australia | P1712529 | Klasa III | Procesori i zërit Nucleus 7 S, model CP1002, ngjyre e zeze | Tjeter
16291 | Nucleus® 7 S Processing Unit, Model No. CP1002,variant black, Nucleus® 7 S Processing Unit, Model No. CP1002,variant Brown, Nucleus® 7 S Processing Unit, Model No. CP1002,variant Sand | FEDOS | 2024-04-04T00:00:00.000+02:00 | Cochlear Limited 1 University Avenue Macquarie University NSW 2109 Australia | P1712529, P1712544, P1712548 | Klasa III | Procesori i zërit Nucleus® 7 S, model CP1002, ngjyre e zeze, Procesori i zërit Nucleus 7 S, model CP1002, ngjyre kafe, Procesori i zërit Nucleus 7 S, model CP1002, ngjyre bezhe | Tjeter
16292 | Dental surgical power tool motorized handpiece/set, pneumatic, Ti-Max / Z890L, Ti-Max / Z890KL, Ti-Max / Z890SL, Ti-Max / Z890BL, Ti-Max / Z890WL, Ti-Max / Z990L, Ti-Max / Z990KL, Ti-Max / Z990SL, Ti-Max / Z990BL, Ti-Max / Z990WL | EURODENTA | 2024-04-03T00:00:00.000+02:00 | NAKANISHI INC. 700 Shimohinata, Kanuma, Tochigi 322-8666, Japan | N/A, PA23720001, PA23740001, PA23760001, PA23840001, PA23860001, PA23730001, PA23750001, PA23770001, PA23850001, PA23870001 | , Klasa IIa | N/A, Angel turbine | Pajisje dentare
16293 | Sigma 8KBS | FEDOS | 2024-04-04T00:00:00.000+02:00 | Sigma Laborzentrifugen GmbH An der Unteren Söse 50 37520 Osterode Germany | 10635, 10636, 91302 | Klasa IIa | Centrifugë laboratorike | Tjeter
16294 | Nucleus® CP910 Processing Unit, model number CP910 variant Carbon, Nucleus® CP910 Processing Unit,model number CP910,variant smoke, Nucleus® CP910 Processing Unit,model number CP910,variant maize, Nucleus® CP910 Processing Unit,model number CP910,variant mocha, Nucleus® CP910 Processing Unit,model number CP910,variant white, Nucleus® CP920 Processing Unit,model number CP920,variant Carbon, Nucleus® CP920 Processing Unit,model number CP920,variant Smoke, Nucleus® CP920 Processing Unit,model number CP920,variant maize, Nucleus® CP920 Processing Unit,model number CP920,variant mocha, Nucleus® CP920 Processing Unit,model number CP920,variant white | FEDOS | 2024-04-04T00:00:00.000+02:00 | Cochlear Limited 1 University Avenue Macquarie University NSW 2109 Australia | Z284845, Z285968, Z285969, Z285970, Z478934, Z284846, Z285973, Z285974, Z285975, Z478935 | Klasa III | Aksesor me modele dhe ngjyra te ndryshme qe sherben për të furnizuar sinjalet elektrike dhe fuqi ndërmjet një njësie përpunuese dhe një implanti dëgjimi. | Tjeter
16295 | Contrast Media Injectors; ImaStar CDP, Contrast Media Injectors; ImaStar CSP | KONEX | 2024-04-02T00:00:00.000+02:00 | Shenzhen Antmed Co.,Ltd. ; 18 Jinhui Ave., Pingshan New District, Shenzhen518122, China | ImaStar CDP, ImaStar CSP | Klasa IIb | Injektor kontrasti per imazheri me dy dalje, Injektor kontrasti per imazheri me nje dalje | Pajisje elektromekanike
16296 | HBs Ab | BIOMETRIC ALBANIA | 2024-04-04T00:00:00.000+02:00 | DIA.PRO DIAGNOSTIC BIOPROBES S.R.L. - Adresa: VIA G. CARDUCCI N° 27 – 20099 SESTO SAN GIOVANNI (MILANO) – ITALY | SAB.CE (96 tests) | In vitro | Reagentët dhe reaksione për përcaktimin dhe konfirmimin e sasisë në mostrat njerëzore të shënuesve të infeksionit të hepatitit B, nga imunosorbenti i lidhur me enzimën | Pajisje te diagnostifikimit in vitro
analiza (ELISA)
16297 | HBs Ag one Version ULTRA | BIOMETRIC ALBANIA | 2024-04-04T00:00:00.000+02:00 | DIA.PRO DIAGNOSTIC BIOPROBES S.R.L. - Adresa: VIA G. CARDUCCI N° 27 – 20099 SESTO SAN GIOVANNI (MILANO) – ITALY | SAG1ULTRA.CE (192 tests), SAG1ULTRA.CE.96 (96 tests), SAG1ULTRA.CE.480 (480 tests), SAG1ULTRA.CE.960 (960 tests) | In vitro | Reagentët dhe reaksione për përcaktimin dhe konfirmimin e sasisë në mostrat njerëzore të shënuesve të infeksionit të hepatitit B, nga imunosorbenti i lidhur me enzimën | Pajisje te diagnostifikimit in vitro
analiza (ELISA)
16298 | CLASP WIRE/ CLASP WIRE | EURODENTA | 2024-04-08T00:00:00.000+02:00 | INTERDENT d.o.o. Opekarniska cesta 26, SI - 3000 CELJE | N/A | Klasa IIa | Tel krosheje | Pajisje dentare
16299 | Mouth Mirrors (Standard), Mouth Mirrors with long stem, MEGA Mouth Mirrors , Mouth Mirrors, Photo Mirrors, Handles for Mouth Mirrors, ERFOForm Handles, ERGOtouch Handles | Amber Dental | 2024-04-29T00:00:00.000+02:00 | E. Hahnenkratt GmbH Benzstr. 19 DE - 75203 Konigsbach-Stein | Ultravision : Ref 532X0, 533X3, 533X4, 533X5, 536X3, 536X4, 536X5, TOPvision FS Rhodium : Ref 721X3, 721X4, 721X5, 720X2, 720X6, 720X7, 720X8, 726X4, 726X5, 719X06, 719X08, 719X10, 719X12, 719X14, 719X16, 731X3, 731X4, 731X5, 730X2, 730X6, 730X7, 730X8, 736X4, 736X5, TOPvision FS : Ref 633X4, 633X5, 636X4, 636X5, Seplus : Ref 702X3, 702X4, 702X5, 706X3, 706X4, 706X5, 711X3, 711X4, 711X5, 716X3, 716X4, 716X5, Economy : Ref 770X4, 770X5, 771X4, 771X5, 775X4, 775X5, 776X4, 776X5, FS Rhodium : Ref H950RX06, H950RX08, H950RX10, H950RX12, H950RX14, H750RX16, H750RX18, H750RX20, H750RX22, H750RX24, H750RX26, H750RX28, H750RX30, H951RX06, H951RX08, H951RX10, H951RX12, H951RX14, H751RX16, H751RX18, H751RX20, H751RX22, H751RX24, H751RX26, H751RX28, H751RX30, H956RX06, H956RX08, H956RX10, H956RX12, H956RX14, H756RX16, H756RX18, H756RX20, H756RX22, H756RX24, H756RX26, H756RX28, H756RX30, H957RX06, H957RX08, H957RX10, H957RX12, H957RX14, H757RX16, H757RX18, H757RX20, H757RX22, H757RX24, H757RX26, H757RX28, H757RX30, BLACK Mouth Mirrors Ref B6160, B6161, B6640, B6641, B6690, B6691, B6165, B6166, B6645, B6646, B6695, B6696, B6181, B6182, B6183, B6184, B5181, B5182, B5183, B5184, B6060, B6061, B6100, B6101, B6680, B6681, B6070, B6071, B6170, B6171, B6685, B6686, B6200, B6220, B6232, B6240, B5200, B5220, B5232, B5240, Ultra FS : Ref 6160, 6161, 6640, 6641, 6670, 6671, 6690, 6691, 6650, 6181, 6182, 6183, 6184, 5181, 5182, 5183, 5184, 6165, 6166, 6645, 6646, 6675, 6676, 6695, 6696, Mega FS Rhodium : Ref 6060, 6061, 6100, 6101, 6660, 6661, 6680, 6681, 6860, 6861, 6900, 6070W, 6080, 6200, 6220, 6232, 6240, 5200, 5220, 5232, 5240, 6070, 6071, 6170, 6171, 6665, 6666, 6685, 6686, Mega FS : Ref 6560, 6561, 6565, 6566, FS Rhodium : Ref 7100, 7110, 7101, 7102, 7103, 7104, 7105, 7106, 7107, 7111, 7112, 7113, 7114, 7115, 7116, 7117, FS Ultra : Ref 7300, 7310, 7301, 7302, 7303, 7304, 7305, 7306, 7307, 7311, 7312, 7313, 7314, 7315, 7316, 7317, FS Rhodium : Ref 6300X1, 6300X2, 6300X3, 6300X4, 6300X5, 6300X6, 6300X7, 6300X8, 6300X9, 6500X1, 6500X2, 6500X3, 6500X3KFO, 6500X5, 6530X1, 6530X2, 6530X3, 6530X3KFO, 6530X5, 6540X3, 6540X3KFO, 6550X1, 6550X2, 6550X5, FS Ultra : Ref 6700X1, 6700X2, 6700X3, 6700X3KFO, 6700X5, 6730X1, 6730X2, 6730X3, 6730X3KFO, 6730X5, 6740X3, 6740X3KFO, 6750X1, 6750X2, 6750X5, Handles for mouth mirrors with long stem : Ref 400, 440 , Handles for mouth mirrors stainless steel : Ref 413, 415, 420, 421, 426, 427, 5012, 5013, 430, 460, 461, 466, 467, 470, 471, 476, 477, 480, 481, 474, 492, ERGOform PEEK : Ref 580, 581, 582, 583, 584, 585, 590, 591, 592, 593, 594, 595, ERGOform 134°C : Ref 540, 541, 542, 543, 544, 545, 546, 547, 548, 549, 560, 561, 562, 563, 564, 565, 566, 567, 568, 569, ERGOtouch : Ref 442, 443, 667, 620, 621, 622, 623, 624, 625, 626, BLACK ERGOtouch : Ref B442, B443 | Klasa I | Instrumenta Dentare, Pasqyra | Pajisje dentare
16300 | CEREC Primescan AC, Primescan AC, consisting of one of the following product variants, CEREC Primescan AC TB, CEREC Primescan AC TP, Primescan AC TB, Primescan AC TP, Primescan AC select, CEREC Primescan AC Refurbished | BORA DENTAL ALBANIA | 2024-04-29T00:00:00.000+02:00 | Sirona Dental Systems GmbH Fabrikstraße 31, 64625 Bensheim, Germany | 6622000, 6692672, 6622018, 6622307, 6695014, 6692698, 6656230, 6717982, 6717990, 6718006, 6718790, 6718808, 6718816, 6622299, 6692680, 6656263, 6656271, 6695048, 6692706, 6656289, 6718824, 6718832, 6718840, 6718857, 6718865, 6718873, 6667211, 6692714, 6729615, 6667237, 6692730, 6686880, 6632264, 6724640, 6664267 | Klasa I | Skaner Intraoral CEREC Primescan AC, Skaner Intraoral CEREC Primescan AC TB, Skaner Intraoral CEREC Primescan AC TP, Skaner Intraoral Primescan AC TB, Skaner Intraoral Primescan AC TP, Skaner Intraoral Primescan AC Select, Skaner Intraoral CEREC Primescan AC I rikondicinuar qe konsiston ne variantet si me poshte, Skaner Intraoral CEREC Primescan AC TB, Sistemi baze I rikondicionuar, Skaner Intraoral CEREC Primescan AC TP, Sistemi baze I rikondicionuar, Skaner Intraoral CEREC Primescan AC qe konsiston ne variantet si me poshte, Skaner Intraoral Primescan AC TB, Sistemi baze I rikondicionuar, Skaner Intraoral Primescan AC TP, Sistemi baze I rikondicionuar, Skaner Intraoral CEREC Omnicam AC, Skaner Intraoral Omnicam AC qe konsiston ne variantet e meposhtme, Skaner Intraoral CEREC Omnicam AC TB, Skaner Intraoral CEREC Omnicam AC TP, Skaner Intraoral Omnicam AC TB, Skaner Intraoral Omnicam AC TP, Skaner Intraoral Omnicam AC select, Skaner Intraoral CEREC Omnicam AC I rikondicinuar qe konsiston ne variantet si me poshte, Skaner Intraoral CEREC Omnicam AC TP, Sistemi baze I rikondicionuar, Skaner Intraoral CEREC Omnicam AC TB, Sistemi baze I rikondicionuar, Skaner Intraoral Omnicam AC I rikondicinuar qe konsiston ne variantet si me poshte, Skaner Intraoral Omnicam AC TP, Sistemi baze I rikondicionuar, Skaner Intraoral Omnicam AC TB, Sistemi baze I rikondicionuar, Skaner Intraoral CEREC Primescan AC TP steel US, Skaner Intraoral Primescan AG TP steel US, Skaner Intraoral Primescan AC TP US SDC, Skaner Intraoral CEREC Omnicam AC TP US, Skaner Intraoral Omnicam AC TP US, Kellef njeperdorimsh Primescan, Kellef njeperdorimsh Omniscan, Kellef I autoklavueshmen Primescan, Dritare Primescan | Pajisje dentare
consistinq of one of the following product variants:, CEREC Primescan AC TP Base Unit Refurbished, CEREC Primescan AC TB Base Unit Refurbished, Primescan AC Refurbished
consistinq of one of the following product variants:, Primescan AC TP Base Unit Refurbished, Primescan AC TB Base Unit Refurbished, CEREC Omnicam AC, Omnicam AC, consisting of one of the following product variants:, CEREC Omnicam AC TB, CEREC Omnicam AC TP, Omnicam AC TB, Omnicam AC TP, Omnicam AC select, CEREC Omnicam AC Refurbished
consisting of one of the following product variants, CEREC Omnicam AC TP Base Unit Refurbished, CEREC Omnicam AC TB Base Unit Refurbished, Omnicam AC Refurbished
consistinq of one of the following product variants, Omnicam AC TP Base Unit Refurbished, Omnicam AC TB Base Unit Refurbished, CEREC Primescan AC TP steel US, Primescan AG TP steel US, Primescan AC TP US SDC, CEREC Omnicam AC TP US, Omnicam AC TP US, Disposable Sleeve Primescan, Disposable Sleeve Omnicam, Autoclavable Sleeve Primescan, Slide-in window Primescan
16301 | Swabs/Sponges (plain and fluff) without X-ray detectable element, Sponges (washed, unwashed and fluff) without X- ray detectable element, Balls without X-ray detectable element, Rolls without X-ray detectable element, Trach Sponges without X-ray detectable element | MONTAL | 2024-04-29T00:00:00.000+02:00 | Winner Medical Co., Ltd. Winner Industrial Park, No.660 Bulong Road, Longhua District, 518109 Shenzhen, CHINA. SRN: CN-MF-000005692 | Non sterile Gauze Product | Klasa I | Janë garëza që përdoren për kujdesin e përgjithshëm të plagëve | Pajisje nje perdorimeshe
16302 | Sirocam UAF Plus, SiroCam AF Plus, SiroCam AF, SiroCam F | BORA DENTAL ALBANIA | 2024-04-29T00:00:00.000+02:00 | Sirona Dental Systems GmbH Fabrikstraße 31, 64625 Bensheim, Germany | 6679794, 6389212, 6309400, 6415777 | Klasa I | Kamera per perdrim ne Poltrone Dentare | Pajisje dentare
16303 | BASIC DRESSING SET, SUTURE REMOVAL KITS, LACERATION TRAYS (W/O INSTRUMENTS), TRACH CARE TRAY, STERILE ORAL SET, FEMALE EXAMINATION SET, CATHETER PACK, DIALYSIS SET, EYE DRESSING SET, I.V. START PACK, PEG-SET, UNIVERSAL DRAPE SET, C-SECTION PACK, ANGIOGRAPHY DRAPES PACK, KNEE ARTHROSCOPY PACK | MONTAL | 2024-04-29T00:00:00.000+02:00 | Winner Medical Co., Ltd. Winner Industrial Park, No.660 Bulong Road, Longhua District, 518109 Shenzhen, PEOPLE'S REPUBLIC OF CHINA. | Basic Dressing Packs | Klasa I, Is | BASIC DRESSING SET është një koleksion artikujsh që përdoren për të pastruar dhe mbuluar plagët, SUTURE REMOVAL KITS janë grupe aksesorësh mjekësorë që përdoren për heqjen e qepjeve nga trupi., Janë jane kuti sterile qe permbajne komponente thelbësore per te parandaluar kontaminimin e plages, TRACH CARE TRAY janë krijuar për të siguruar komponentët thelbësorë të nevojshëm për përgatitjen, pastrimin dhe kujdesin e tubave të trakeostomisë., Janë kuti sterile qe permbajne komponente parandaluar kontaminimin ne operacionet orale, Janë sete sterile te destinuarar per ekzaminim gjinekologjik, Jane sete qe perdoren per vendosjen ose heqjen e katetereve te perhershem., Jane sete tubash qe perdoren ne procesin e dializes, Jane sete qe perdoren pas demtimeve minore te syrit ose per mbrojtjen e tij nga infeksionet, IV Start Kit është një zgjidhje gjithëpërfshirëse për profesionistët e kujdesit shëndetësor për të kryer në mënyrë të sigurt dhe efikase terapinë intravenoze., Përdoret për vendosjen e gastrostomisë endoskopike perkutane (PEG) për të siguruar ushqim enteral për pacientin që kërkon mbështetje ushqyese., Jane sete mbulesash sterile, qe perdoren ne kirurgjine e pergjithshme te gjoksit dhe barkut., Paketat e seksionit cezarian janë të dizajnuara posaçërisht për të mbajtur gjithçka kirurgjikale që nevojitet për të kryer lindjen me prerje cezariane në sallën e operacionit., Pakete e perbere nga mbulesa, veshje pacienti, gareza dhe ene ne kushte sterile qe perdoren ne procesin e angiografise, Paketa e veshjeve njëpërdorimshme, e krijuar posaçërisht për t'u përdorur në pavijonin për kirurgjinë e gjurit që rekomandon procedurën artroskopike. | Pajisje nje perdorimeshe
16304 | General Instruments - Skin retractor, 38 mm, General Instruments - Metal top, ⌀ 32 mm, General Instruments - Lexer chisel, 30/315 mm, General Instruments - Retractor for femur, 26 mm, General Instruments - Lexer chisel, 25/315 mm, General Instruments - Retractor for dislocation (femoral head), 26.5, General Instruments - Gouge, swan-necked, 28 mm, General Instruments - Gouge, swan-necked, 16 mm, General Instruments - Retractor with beak (long, rounded), 24 mm, General Instruments - Metal top, ⌀ 22 mm, General Instruments - Retractor for soft tissue, 22 mm, General Instruments - Retractor with insert hole, 22 mm, General Instruments - Bone chisel, 20/315 mm, General Instruments - Lexer chisel, 20/315 mm, General Instruments - Retractor with beak (narrow), 18 mm, General Instruments - Shoulder lever, 18 mm, General Instruments - Trial cup ⌀55mm, General Instruments - Trial cup ⌀54mm, General Instruments - Trial cup ⌀53mm, General Instruments - Trial cup ⌀52mm, General Instruments - Trial cup ⌀51mm, General Instruments - Trial cup ⌀50mm, General Instruments - Trial cup ⌀49mm, General Instruments - Trial cup ⌀48mm, General Instruments - Large trial head ⌀ 38, General Instruments - Large trial head ⌀ 40, General Instruments - Large trial head ⌀ 42, General Instruments - Large trial head ⌀ 46, General Instruments - Large trial head ⌀ 50, General Instruments - Large trial head ⌀ 52, General Instruments - Large trial head ⌀ 54, General Instruments - Large trial head ⌀ 56, General Instruments - Large trial head ⌀ 58, General Instruments - Large trial head ⌀ 60, General Instruments - Extractor for femoral head, General Instruments - Conical bone plug cutter for 17.5 - 20.0, General Instruments - Chisel, flat, curved, 16 mm, General Instruments - Chisel, flat, straight, 16 mm, General Instruments - Gouge, curved, 15/26 mm, General Instruments - Gouge, straight, 15/265 mm, General Instruments - Conical bone plug cutter for 12.5 - 15.0, General Instruments - Cement forceps, long, General Instruments - Bone chisel, 12/260 mm, General Instruments - Lexer chisel, 12/315 mm, General Instruments - Lexer chisel, 12/200 mm, General Instruments - Drill for acetabular anchorage hole ⌀ 12 mm, General Instruments - Chisel for cement extraction 11.5/400mm, positive, General Instruments - Chisel for cement extraction, 11.5/400 mm, negative, General Instruments - Chisel for cement splitting, 5/280 mm, General Instruments - Conical bone plug cutter for 7.5 - 10.0, General Instruments - Screw for 75.11.00-05, General Instruments - Compression pliers for cerclage wire, General Instruments - Gouge, curved, 10/265 mm, General Instruments - Gouge, straight, 10/265 mm, General Instruments - Cement forceps, General Instruments - Curette with teeth, curved, M, General Instruments - Curette with teeth, S, 9 mm, General Instruments - Chisel for cement extraction, 9/340 mm, angled 15°, negative, General Instruments - Chisel for cement extraction, 9/340 mm, angled 15°, positive, General Instruments - Chisel for cement extraction, 9/280 mm, negative, General Instruments - Chisel for cement extraction, 9/340 mm, positive, General Instruments - Chisel for cement extraction, 9/340 mm, negative, General Instruments - Curette, S, 9 mm, General Instruments - Lexer chisel, 8/330 mm, General Instruments - Lexer chisel, 8/280 mm, General Instruments - Lexer chisel, 8/260 mm, General Instruments - Lexer chisel, 8/200 mm, General Instruments - Retractor, 8 mm, General Instruments - Extractor bolt, General Instruments - Gouge, curved, 5/265 mm, General Instruments - Gouge, straight, 5/265 mm, General Instruments - Chisel for cement extraction, 5/310 mm, positive, General Instruments - Lexer chisel, 4/260 mm, General Instruments - Chisel, straight, 3/310 mm, General Instruments - Introducing rod for bone plug, L, General Instruments - Introducing rod for bone plug, S, General Instruments - Guide for drill bit, ⌀ 6 mm, General Instruments - Pusher for grafts, L, General Instruments - Joint capsule clamp, curved, General Instruments - Cement pusher, S, General Instruments - Joint capsule clamp, straight, General Instruments - Pusher for grafts, curved, General Instruments - Pusher for grafts, straight, General Instruments - Joint capsule clamp, General Instruments - Joint capsule scissors, General Instruments - Cement pusher, General Instruments - lmpactor/extractor, metal, General Instruments - Periosteal elevator, long, General Instruments - Langenbeck retractor, General Instruments - Weight, 1000 g, General Instruments - Hanger for weight, General Instruments - Bone hook with grip, General Instruments - Periosteal elevator, short, General Instruments - Tray for revision, empty, General Instruments - Base tray, empty, General Instruments - Positioning guide for MS- 30 Stem Guiding Device, General Instruments - Locking element for MS30 Stem Guiding Device (for standard MS-30 stems), General Instruments - Threaded rod for MS- 30 Stem Guiding Device, General Instruments - Handle for MS-30 Stem Guiding Device, General Instruments - Bone chisel, flexible, curved, R35, General Instruments - Bone chisel, flexible, curved, R25, General Instruments - Bone chisel, flexible, 12 mm, General Instruments - Bone chisel, flexible, 10 mm, General Instruments - Bone chisel, flexible, 8, General Instruments - Flexible gouge, symmetric, 8 mm, General Instruments - Handle for chisel, metal, General Instruments - Trial Head ⌀ 40/ 8 'XL' Taper 12/14, General Instruments - Trial Head ⌀ 40/+4 'L' Taper 12/14, General Instruments - Trial Head ⌀ 40/0 'M' Taper 12/14, General Instruments - Trial Head ⌀ 40/-4 'S' Taper 12/14, General Instruments - Hand Reamer ⌀ 8 mm, General Instruments - Hand Reamer ⌀ 7 mm, General Instruments - Hollow chisel, asymmetric, 8, General Instruments - Bone chisel, flexible, asymmetric, 12, General Instruments - Bone chisel, flexible, asymmetric, 10, General Instruments - Bone chisel, flexible, asymmetric, 8, General Instruments - Bone chisel, flexible, asymmetric, 6, General Instruments - Bone chisel, flexible, asymmetric, 4, General Instruments - Bone chisel, flexible, asymmetric, 3, General Instruments - MIS, anterior- lateral supine tray, empty, General Instruments - Mini anterior supine tray, empty, General Instruments - MIS, elevator for femur, long, no. 16, General Instruments - MIS, retractor, 40 mm, no. 15, General Instruments - MIS, retractor for soft tissue, no. 14, General Instruments - MIS, Hohmann retractor, long, 19 mv, no. 12, General Instruments - MIS, Hohmann retractor, short, 19 mv, no. 11, General Instruments - MIS, retractor for soft tissue, 22 mm, General Instruments - MIS, retractor for femur, General Instruments - Tray (empty) for spherical reamer, General Instruments - Large trial head ⌀ 48, General Instruments - Large trial head ⌀ 44, General Instruments - Adapter for trial head XL/+8 Taper 12/14, General Instruments - Adapter for trial head L/+4 Taper 12/14, General Instruments - Adapter for trial head M/0 Taper 12/14, General Instruments - Adapter for trial head 5/-4 Taper 12/14, General Instruments - Gliding hammer, General Instruments - Silicone tube for 75.11.00-05, General Instruments - Adapter for extractor, General Instruments - Tri-shank flex shaft, General Instruments - Adapter for stem removal, General Instruments - Setting instrument for PE insert, ⌀ 28, General Instruments - Setting instrument for insert (hooded), ⌀ 28, General Instruments - Cup impactor 28, General Instruments - Cup impactor, 32, General Instruments - Measuring cone 16, General Instruments - Measuring cone 14, General Instruments - Measuring cone 12, General Instruments - Measuring cone 10, General Instruments - Measuring cone 8, General Instruments - Hand reamer ⌀ 11, General Instruments - Hand reamer ⌀ 10, General Instruments - Hand reamer ⌀ 9, General Instruments - Hand reamer ⌀ 15, General Instruments - Hand reamer ⌀ 14, General Instruments - Hand reamer ⌀ 13, General Instruments - Hand reamer s⌀ 12, General Instruments - Hand reamer ⌀ 17, General Instruments - Hand reamer ⌀ 18, General Instruments - Hand reamer ⌀ 16, General Instruments - Adapter for Modular Rasp, General Instruments - Drill guide, gyroscopic ⌀ 3.5 mm, General Instruments - Spoke for positioning guide, long, General Instruments - Positioning guide, supine, 20º, General Instruments - Positioning guide, supine, 10º, General Instruments - Positioning guide, lateral, 20, General Instruments - Positioning guide, lateral, 10º, General Instruments - Spoke for positioning guide, short, General Instruments - Trial cup ⌀65mm, General Instruments - Trial cup ⌀64mm, General Instruments - Trial cup ⌀63mm, General Instruments - Trial cup ⌀62mm, General Instruments - Trial cup ⌀61mm, General Instruments - Trial cup ⌀60mm, General Instruments - Trial cup ⌀59mm, General Instruments - Trial cup ⌀58mm, General Instruments - Trial cup ⌀57mm, General Instruments - Trial cup ⌀56mm, General Instruments - Cement mixing bowl, with spatula, General Instruments - Retractor, double angled, 15 mm, General Instruments - Retractor for soft tissue, long, General Instruments - Screwdriver hexagonal, long, AO, General Instruments - Screwdriver with cardan joint, length 452 mm, General Instruments - Chisel for cup-extraction, 7.5/310, General Instruments - Chisel for cup, 7.5 mm, General Instruments - Drill bit ⌀ 6 mm, General Instruments - Chisel for cement removal (through window), 5.5 mm, General Instruments - Cement extraction hook, General Instruments - Cement extractor curette, 10 mm, General Instruments - Cement extractor curette, 8 mm, General Instruments - Drill bit ⌀ 4.5 mm, General Instruments - Retractor with beak (narrow), 43 mm, General Instruments - Trochanter retractor, 40 mm, General Instruments - Retractor, 40 mm | T R I M E D | 2024-04-12T00:00:00.000+02:00 | Zimmer Switzerland Manufacturing GmbH Sulzerallee 8 8404 Winterthur Switzerland | 75.38.04, 75.32.88, 75.30.95, 75.26.05, 75.25.94, 75.25.36, 75.25.13, 75.25.12, 75.24.03, 75.22.88, 75.22.07, 75.22.06, 75.20.97, 75.20.93, 75.18.02, 75.18.00, 01.00639.553, 01.00639.543, 01.00639.533, 01.00639.523, 01.00639.513, 01.00639.503, 01.00639.493, 01.00639.483, 01.00189.381, 01.00189.401, 01.00189.421, 01.00189.461, 01.00189.501, 01.00189.521, 01.00189.541, 01.00189.561, 01.00189.581, 01.00189.601, 75.00.21, 75.17.52, 75.16.12, 75.16.11, 75.15.86, 75.15.83, 75.14.51, 75.13.69, 75.12.96, 75.12.92, 75.12.91, 75.12.27, 75.11.67, 75.11.66, 75.11.65, 75.11.50, 75.11.01-05, 75.11.00-080, 75.10.85, 75.10.82, 75.10.68, 75.09.89, 75.09.82, 75.09.65, 75.09.64, 75.09.63, 75.09.62, 75.09.61, 75.09.32, 75.08.95, 75.08.92, 75.08.91, 75.08.90, 75.08.00, 75.07.50, 75.05.84, 75.05.81, 75.05.60, 75.04.90, 75.03.60, 75.02.54, 75.01.53, 75.00.66, 75.00.54, 75.00.53, 75.00.50, 75.00.48, 75.00.47, 75.00.45, 75.00.43, 75.00.42, 75.00.41, 75.00.37, 75.00.12, 75.00.09, 75.00.07, 75.00.05, 75.00.03, 75.00.02, 74.05.82, 74.02.82, 72.00.94-04, 72.00.94-03, 72.00.94-02, 72.00.94-01, 70.47.50, 70.47.30, 70.46.12, 70.46.10, 70.46.08, 70.45.08, 70.44.00, 01.01519.408, 01.01519.407, 01.01519.406, 01.01519.405, 01.00532.008, 01.00532.007, 01.00531.308, 01.00531.112, 01.00531.110, 01.00531.108, 01.00531.106, 01.00531.104, 01.00531.103, 01.00501.920, 01.00501.910, 01.00501.016, 01.00501.015, 01.00501.014, 01.00501.012, 01.00501.011, 01.00501.005, 01.00501.003, 01.00209.074, 01.00189.481, 01.00189.441, 01.00189.148, 01.00189.147, 01.00189.146, 01.00189.145, 01.00129.190, 01.00119.010, 01.00009.101, 00-8790-007-05, 7053, 6690, 6680, 6530, 6529, 5980, 5978, 5976, 5974, 5972, 340.289, 340.288, 340.287, 340.285, 340.284, 340.283, 340.282, 340.277, 340.266, 340.265, 70.00.50, 75.11.50-35, 01.00639.755, 01.00639.745, 01.00639.735, 01.00639.725, 01.00639.715, 01.00639.705, 01.00639.653, 01.00639.643, 01.00639.633, 01.00639.623, 01.00639.613, 01.00639.603, 01.00639.593, 01.00639.583, 01.00639.573, 01.00639.563, 93.00.56, 76.15.11, 75.85.31, 75.85.24, 75.80.33, 75.75.67, 75.75.65, 75.60.65, 75.55.66, 75.51.94, 75.51.92, 75.51.90, 75.45.65, 75.43.01, 75.40.09, 75.40.08 | Klasa I, Klasa IIa, Ir | General Instruments janë instrumenta kirurgjikale dhe provizione që kanë si qëllim të përdoren nga kirurgët ortopedë për të lehtësuar implantimin dhe eksplantimin e implanteve specifike. | Instrumenta shumeperdorimeshe
16305 | Dental Surgical Instruments- KIT-Screw Remover Kit, Dental Surgical Instruments- KIT-Universal Prosthetic KIT, Dental Surgical Instruments- KIT-Neo SinusAll KIT, Dental Surgical Instruments- KIT-Sinus Lateral Approach KIT, Dental Surgical Instruments- KIT-Sinus Crestal Approach KIT, Dental Surgical Instruments- KIT-Prosthetic Planning KIT, Neo CMI Implant series- Fixture – sterilized- IS-III active Fixture (SLA Surface), Neo CMI Implant series -Cover Screw – sterilized IS System (1) Cover Screw, Neo CMI Implant series - Healing abutment – sterilized– IS System (1) Healing Abutment, Neo CMI Implant series - IS System– IS Cemented Abutment, Neo CMI Implant series - IS System– IS Angled Abutment, Neo CMI Implant series - IS System– IS Multi Unit Abutment, Neo CMI Implant series - IS System– IS Multi Unit Angled Abutment, Dental Surgical Instruments-Mini Implant Impression Cap- IS Impression Coping -Pick-up Type, Neo CMI Implant series- IS System-Multi Unit Healing Cap, Dental Surgical Instruments- KIT-PickCap Impression KIT Tray Body, Dental Surgical Instruments- KIT-Pick Cap Impression Kit, Dental Surgical Instruments- KIT-Stop Drill KIT, Dental Surgical Instruments- KIT-Neo Master KIT, Dental Surgical Instruments- KIT-Ridge Wider KIT, Dental Surgical Instruments- KIT-Accessory KIT, Dental Surgical Instruments- KIT-Prosthetic KIT | ''''LELA DENTAL'''' | 2024-04-30T00:00:00.000+02:00 | Neobiotech Co., Ltd. (HO & Factory 1) #104,24 / #102, 103, 104-1, 104-2, 105, 106, 205, 212, 306, 312, 509, 510, 511, 608, 704, 708, 710 & 10F, 36, Digital-ro 27gil, Guro-gu, Seoul, 08381, Korea | SRKIT2, UVPRTKIT, SAKIT, SLAKIT, SCAKIT, PRTPNKIT, IS33508AP, IS33510AP, IS33511AP, IS34007AP, IS34008AP, IS34010AP, IS34011AP, IS34508AP, IS34510AP, IS35006AP, ISN30S, ISC40S, ISUH4006, ISUH4504, ISH407, ISUH4506, ISAH427, ISAH437, ISAH457, ISAH447, ISAHA1427, ISAHA1447, ISAHA2547, ISAHA2527, ISMUA4810S, ISMUA4830S, ISMUA4840S, ISMUA4820S, ISAHMUA1410S, ISAHMUA1420S, ISAHMUA1430S, ISAHMUA3420S, ISAHMUA3430S, ISAHMUA3410S, ISIPHL450, MUAHC48, PCIKITTB, KTC, STOPDRILLKIT, NEOMKIT, RWKIT, ACCKIT, PRTKIT | Klasa IIa, Klasa IIb | Screw Remover Kit, Universal Prosthetic KIT, Neo SinusAll KIT, Sinus Lateral Approach KIT, Sinus Crestal Approach KIT, Prosthetic Planning KIT, IMPIANT 3,5*8, IMPIANT 3,5*10, IMPIANT 3,5*11, IMPIANT 4,0*7, IMPIANT 4,0*8, IMPIANT 4,0*10, IMPIANT 4,0*11, IMPIANT 4,5*8, IMPIANT 4,5*10, IMPIANT 5,0*6, TAP VIDHOSIE 30S, TAP VIDHOSIE 40S, TAP SHERIMI, ABATMENT ME CEMENT, ABATEMENT ME KEND, AMATMENT ME FILETIM, AMBATMENT ME KEND ME FILETIM, TRASFERT, TAP SHERIMI UNIVERSALE, Multi Unit Abutment Scan Body, Pick Cap Impression Kit, Stop Drill KIT, Neo Master KIT, Ridge Wider KIT, Accessory KIT, Prosthetic KIT | Pajisje te implantueshme aktive
16306 | Hi-Fatigue Bone cement - 00112014001 (1x40), Hi-Fatigue Bone cement - 00112014001 (2x40) | T R I M E D | 2024-04-08T00:00:00.000+02:00 | Osartis GmbH, Auf der Beune 101, 64839, Münster, Germany | Hi-Fatigue Bone cement - 00112014001 (1x40), Hi-Fatigue Bone cement - 00112014001 (2x40) | Klasa IIb | Hi-Fatigue Bone cement janë pajisje mjekësore që përdoren në procedura të zvendësimeve ortopedike dhe mundësojnë ndërhyrje kirurgjikale minimalisht invazive. | Pajisje nje perdorimeshe
16307 | Hi-Fatigue Bone cement - 00112014001 (1x40), Hi-Fatigue Bone cement - 00112024001 (2x40) | T R I M E D | 2024-04-08T00:00:00.000+02:00 | Osartis GmbH, Auf der Beune 101, 64839, Münster, Germany | Hi-Fatigue Bone cement - 00112014001 (1x40), Hi-Fatigue Bone cement - 00112024001 (2x40) | Klasa IIb | Hi-Fatigue Bone cement janë pajisje mjekësore që përdoren në procedura të zvendësimeve ortopedike dhe mundësojnë ndërhyrje kirurgjikale minimalisht invazive. | Pajisje nje perdorimeshe
16308 | Restorative Materials, Dental, Crown/Bridge , SHOFU Universal Opaque, Burs, Dental , ZiLMaster, Dental Materials, Casting, Porcelain , VINTAGE Art Universal | REAL DENT CENTER | 2024-03-26T00:00:00.000+01:00 | SHOFU INC. 11 Kamitakamatsu-cho, Fukuine, Higashiyama-ku, Kyoto 6050983, Japan | N/A, 2080, 2090, 2100, 2110, 2081, 2091, 2101, 2111, 2082, 2092, 2102, 2083, 2093, 2103, 2084, 2094, 2104, 2085, 2095, 2105, 2086, 2096, 2106, 2087, 2097, 2107, 2098, 2108, 2088, 2099, 2109, 2089, 640, 650, 661, 672, 641, 651, 662, 673, 642, 652, 663, 674, 643, 653, 664, 644, 654, 665, 645, 655, 666, 646, 656, 668, 647, 657, 669, 648, 658, 670, 649, 659, 671, P0691, P0701, P0711, P0721, P0692, P0702, P0712, P0722, P0693, P0703, P0713, P0723, P0694, P0704, P0714, P1695, P0695, P0705, P0715, P1696, P0696, P0706, P0716, P0697, P0707, P0717, P0698, P0708, P0718, P0699, P0709, P0719, P0700, P0710, P0720 | Klasa IIa | Materiale dentare per rinderitmin e dhembit, Freza dentare | Pajisje dentare
16309 | cobas® MPX - 192 | E v i t a | 2024-04-08T00:00:00.000+02:00 | Roche Molecular Systems, Inc. 1080 US Highway 202 South Branchburg, NJ 08876 USA | 9288538190 | In vitro | Reagent 192 teste per percaktimin kualitativ te HIV, HCV dhe HBV me metoden PCR per perdorim ne Bankat e gjakut | Pajisje te diagnostifikimit in vitro
16310 | Cochlear™ Surgical Processor (CP1150S) | FEDOS | 2024-04-04T00:00:00.000+02:00 | Cochlear Limited 1 University Avenue Macquarie University NSW 2109 Australia | P1648881 | Te implantueshme aktive | Procesor Kirurgjik Cochlear™ (CP1150S) | Pajisje te implantueshme aktive
16311 | Kapak / Cover for Ø4.2 implant için , Kapak / Cover for Ø4.7 implant için , Kapak / Cover for Ø5.2 implant için , Sinüs Kapak / Sinus Cover H:0 mm for L:6 mm implant için , Sinüs Kapak / Sinus Cover H:0.5 mm for L:6 mm implant için , Bağlantı Vidası/Connection Screw M1.6 , Metrik Vida/Metric Screw M1.6 for TiBase Döküm/Casting Abut. için , Açılı/Angled Abutment Bağlantı Vidası/Connection Screw M1.6, Okluzal Vida/Occlusal Screw for Kapalı Kaşık/Closed Tray ve/and Multi Unit Abut. için, Bağlantı Vidası/Connection Screw M1.6, Metrik Vida/Metric Screw M1.6 for TiBase Döküm/Casting Abut. İçin , Açılı/Angled Abutment Bağlantı Vidası/Connection Screw M1.6, Bağlantı Vidası/Connection Screw M1.8, Metrik Vida/Metric Screw M1.8 for TiBase Döküm/Casting Abut. İçin , Açılı/Angled Abutment Bağlantı Vidası/Connection Screw, Bağlantı Vidası/Connection Screw for Multi Unit Abut. için , PUNTA Dril / PUNTA DRILL, Round dril / Round Drill, Kırık Vida Çıkartma Dril/ Screw Retain Drill , Raşet Adaptör (Motorla) / Rachet Adaptor ( Using with Motor), Kademeli / Tapered Pilot drill 2.0/2.3 mm L:6 mm, Kademeli / Tapered Pilot drill 2.0/2.3 mm L:8 mm, Kademeli / Tapered Pilot drill 2.0/2.3 mm L:10mm, Kademeli / Tapered Pilot drill 2.0/2.3 mm L:11,5 mm, Kademeli / Tapered Pilot drill 2.0/2.3 mm L:13 mm, Kademeli / Tapered Pilot drill 2.0/2.3 mm L:16 mm, Kademeli Kısa Dril / Tapered Short Drill 2.3/2.8 mm L:6-10 mm , Kademeli Uzun Dril / Tapered Long Drill 2.3/2.8 mm L:6-16 mm , Kademeli Kısa Dril / Tapered Short Drill 2.8/3.4 mm L:6-10 mm, Kademeli Uzun Dril / Tapered Long Drill 2.8/3.4 mm L:6-16 mm , Kademeli Kısa Dril / Tapered Short Drill 3.4/3.8 mm L:6-10 mm , Kademeli Uzun Dril / Tapered Long Drill 3.4/3.8 mm L:6-16 mm , Kademeli Kısa Dril / Tapered Short Drill 3.8/4.4 mm L:6-10 mm , Kademeli Uzun Dril / Tapered Long Drill 3.8/4.4 mm L:6-16 mm , Kademeli Kısa Dril / Tapered Short Drill 4.1/4.6 mm L:6-10 mm , Kademeli Uzun Dril / Tapered Long Drill 4.1/4.6 mm L:6-16 mm , Kademeli Kısa Dril / Tapered Short Drill 4.4/4.8 mm L:6-10 mm , Kademeli Uzun Dril / Tapered Long Drill 4.4/4.8 mm L:6-16 mm, Boyun Genişletici / Countersink for Ø3.2 implant için, Boyun Genişletici / Countersink for Ø3.7 implant için, Boyun Genişletici / Countersink for Ø 4.2/4.3 implant için, Boyun Genişletici / Countersink for Ø 4.7 implant için, Boyun Genişletici / Countersink for Ø 5.0 implant için, Boyun Genişletici / Countersink for Ø5.2 implant için, Sıkma Hex Anahtarı Motorla/ Tightening Part Using with Motor 1.25 mmD , Venüscon İmplant Sıkma ve Taşıma Anahtarı Kısa (Motorla)/Venuscon Implant Tightening and Transferring Part Short (Using with Motor) 2.3mmD , Venüscon İmplant Sıkma ve Taşıma Anahtarı Uzun (Motorla) / Venuscon Implant Tightening and Transferring Part Long (Using with Motor) 2.3mmD , Merkürhex İmplant Sıkma ve Taşıma Anahtarı Kısa (Motorla) / Merkurhex Implant Tightening and Transferring Part Short (Using with Motor)2.0mmD, Merkürhex İmplant Sıkma ve Taşıma Anahtarı Uzun (Motorla) / Tightening and Transferring Part Long (Using with Motor)2.0mmD , Merkürhex İmplant Sıkma ve Taşıma Anahtarı Kısa (Motorla) / Merkurhex Implant Tightening and Transferring Part Short (Using with Motor)2.5mmD, Merkürhex İmplant Sıkma ve Taşıma Anahtarı Uzun (Motorla) / Tightening and Transferring Part Long (Using with Motor)2.5mmD, Drill Uzatma/ Extension, Merkürhex İmplant Cerrahi set / Surgical Kits, Venüscon İmplant Cerrahi set / Surgical Kits, Medisolaris Cerrahi Set / Surgical Kits, Venüscon Abutment Çektirme Vidası / Venuscon Abutment Pullar Screw , Venüscon İmplant dişeti yükseklik belirleme aparatı / Venuscon Implant Gingival Height Part, Merkürhex İmplant dişeti yükseklik belirleme aparatı Ø3,2 mm için/ Merkurhex Implant Gingival Height Part for Ø3,2, Merkürhex İmplant dişeti yükseklik belirleme aparatı Ø3,7/4,2/4,7/5,2 mm için / Merkurhex Implant Gingival Height Part for Ø3,7/4,2/4,7/5,2, Paralel Pinler / Parallel Pins, Açılı Paralel Pin 15° / Angled Parallel Pin 15°, Açılı Paralel Pin 30° / Angled Parallel Pin 30°, Kırık Vida Çıkartma Merkezleme Aparatı / Broken Screw Removal Centering Part, Kırık Vida Çıkartma El Aparatı / Broken Screw Extractor Hand Tool, Derinlik Ölçer / Depth Gauge, Tornavida / Handtool , Tornavida Venüscon implant için / Handtool for Venuscon implant, Tornavida Merkürhex implant Ø3,2 mm için / Handtool for Merkurhex implant Ø3,2 mm, Tornavida Merkürhex implant Ø3,7/4,2/4,7/5,2 mm için / Handtool for Merkurhex implant Ø3,7/4,2/4,7/5,2 mm, Vidalı abutment Sıkma Anahtarı / Screw Abutment Tightening Part, Venüscon İmplant Sıkma ve Taşıma Anahtarı Kısa 2,3 mmD (Raşetle)/ Venuscon Implant Tightening and Transferring Part Short 2,3mmD (with Ratchet), Venüscon İmplant Sıkma ve Taşıma Anahtarı Uzun 2,3mmD (Raşetle) / Venuscon Implant Tightening and Transferring Part Long 2,3mmD (with Ratchet), Merkürhex İmplant Sıkma ve Taşıma Anahtarı Kısa 2,0mmD (Raşetle) / Merkurhex Implant Tightening and Transferring Part Short 2,0mmD (with Ratchet), Merkürhex İmplant Sıkma ve Taşıma Anahtarı Uzun 2,0mmD (Raşetle) / Merkurhex Implant Tightening and Transferring Part Long 2,0mmD (with Ratchet), Merkürhex İmplant Sıkma ve Taşıma Anahtarı Kısa 2,4mmD (Raşetle) / Merkurhex Implant Tightening and Transferring Part Short 2,4mmD (with Ratchet), Merkürhex İmplant Sıkma ve Taşıma Anahtarı Uzun 2,4mmD (Raşetle) / Merkurhex Implant Tightening and Transferring Part Long 2,4mmD (with Ratchet), Konik Hex Anahtarı Kısa 1,25 mmD (elle) / Conic Hex Driver Short 1,25 mmD (Handleuse), Konik Hex Anahtarı Uzun 1,25 mmD (elle) / Conic Hex Driver Long 1,25 mmD (Handleuse), Raşetle Sıkma Hex Anahtarı Kısa 1,25 mmD / Tightening Hex Driver Short 1,25 mmD with Ratchet, Raşetle Sıkma Hex Anahtarı Uzun 1,25 mmD / Tightening Hex Driver Long 1,25 mmD with Ratchet, Raşetle Sıkma Hex Anahtarı Ekstra Uzun 1,25 mmD / Tightening Hex Driver Ekstra Long 1,25 mmD with Ratchet, Raşet / Ratchet, Torklu Raşet / Torque Ratchet, Tibase cad-cam Abutment (NO-HEX) H:2 mm Ø 4.7 mm, Tibase cad-cam Abutment (NO-HEX) H:3 mm Ø 4.7 mm, Sirona Tibase Abutment Ø4.5 mm, Tibase cad-cam Abutment H:1 mm Ø 4.7 mm, Tibase cad-cam Abutment H:2 mm Ø 4.7 mm, Tibase cad-cam Abutment H:3mm Ø 4.7 mm, Tibase cad-cam Abutment (NO-HEX) H:2 mm Ø 3.8 mm, Tibase cad-cam Abutment (NO-HEX) H:3 mm Ø 3.8 mm, Tibase cad-cam Abutment (NO-HEX) H:1 mm Ø 4.7 mm, Tibase cad-cam Abutment (NO-HEX) H:2 mm Ø 4.7 mm, Tibase cad-cam Abutment (NO-HEX) H:3mm Ø 4.7 mm, TiBase Döküm/Casting Abutment HEX , TiBase Döküm/Casting Abutment NO-HEX , Universal Düz/Straight Abutment Ø4.0 mm, Universal Düz/Straight Abutment Ø4.7 mm, Universal Düz/Straight Abutment Ø5.8 mm, Universal Düz/Straight Abutment Ø4.0 mm for Ø3.2 implant için, Universal Düz/Straight Abutment Ø4.7 mm for Ø3.2 implant için, Universal Düz/Straight Abutment Ø5.7mm for Ø3.2 implant için, Universal Düz/Straight Abutment Ø4.0mm for Ø3.7/4.2/4.7/5.2 implant için, Universal Düz/Straight Abutment Ø4.7 mm for Ø3.7/4.2/4.7/5.2 implant için, Universal Düz/Straight Abutment Ø5.7 mm for Ø3.7/4.2/4.7/5.2 implant için, Premill Abutment, Premill Abutment for Ø3.2 implant için, Premill Abutment for Ø3.7/4.2/4.7/5.2 implant için, Titanyum Kep/Titanium Cap HEX Ø 5.0 mm Multi Unit Abut. İçin , Titanyum Kep/Titanium Cap NOHEX Ø 5.0 mm Multi Unit Abut. İçin , Multi Unit TiBase Abutment HEX, Multi Unit TiBase Abutment NO-HEX, Konfor Kep/Confor Cap Ø 5.0 mm Multi Unit Abut. için , Metal Yüzük/Metal Ring, Medisolaris Venüscon İmplant/Implant Ø3,2 x 8,0 mm Platform Ø3.0 mm, Medisolaris Venüscon İmplant/Implant Ø3.2 x 10.0 mm Platform Ø3.0 mm, Medisolaris Venüscon İmplant/Implant Ø3.2 x 11.5 mm Platform Ø3.0 mm, Medisolaris Venüscon İmplant/Implant Ø3.2 x 13.0 mm Platform Ø3.0 mm, Medisolaris Venüscon İmplant/Implant Ø3.2 x 16.0 mm Platform Ø3.0 mm, Medisolaris Venüscon İmplant/Implant Ø3.7 x 6.0 mm Platform Ø3.0 mm, Medisolaris Venüscon İmplant/Implant Ø3.7 x 8.0 mm Platform Ø3.0 mm, Medisolaris Venüscon İmplant/Implant Ø3.7 x 10.0 mm Platform Ø3.0 mm, Medisolaris Venüscon İmplant/Implant Ø3.7 x 11.5 mm Platform Ø3.0 mm, Medisolaris Venüscon İmplant/Implant Ø3.7 x 13.0 mm Platform Ø3.0 mm, Medisolaris Venüscon İmplant/Implant Ø3.7 x 16.0 mm Platform Ø3.0 mm, Medisolaris Venüscon İmplant/Implant Ø4.3 x 6.0 mm Platform Ø3.0 mm, Medisolaris Venüscon İmplant/Implant Ø4.3 x 8.0 mm Platform Ø3.0 mm, Medisolaris Venüscon İmplant/Implant Ø4.3 x 10.0 mm Platform Ø3.0 mm, Medisolaris Venüscon İmplant/Implant Ø4.3 x 11.5 mm Platform Ø3.0 mm, Medisolaris Venüscon İmplant/Implant Ø4.3 x 13.0 mm Platform Ø3.0 mm, Medisolaris Venüscon İmplant/Implant Ø4.3 x 16.0 mm Platform Ø3.0 mm, Medisolaris Venüscon İmplant/Implant Ø5.0 x 6.0 mm Platform Ø3.0 mm, Medisolaris Venüscon İmplant/Implant Ø5.0 x 8.0 mm Platform Ø3.0 mm, Medisolaris Venüscon İmplant/Implant Ø5.0 x 10.0 mm Platform Ø3.0 mm, Medisolaris Venüscon İmplant/Implant Ø5.0 x 11.5 mm Platform Ø3.0 mm, Medisolaris Venüscon İmplant/Implant Ø5.0 x 13.0 mm Platform Ø3.0 mm, Medisolaris Venüscon İmplant/Implant Ø5.0 x 16.0 mm Platform Ø3.0 mm, Medisolaris Merkürhex İmplant/Implant Ø3,2 x 8,0 mm Platform Ø3.0 mm, Medisolaris Merkürhex İmplant/Implant Ø3.2 x 10.0 mm Platform Ø3.0 mm, Medisolaris Merkürhex İmplant/Implant Ø3.2 x 11.5 mm Platform Ø3.0 mm, Medisolaris Merkürhex İmplant/Implant Ø3.2 x 13.0 mm Platform Ø3.0 mm, Medisolaris Merkürhex İmplant/Implant Ø3.2 x 16.0 mm Platform Ø3.0 mm, Medisolaris Merkürhex İmplant/Implant Ø3.7 x 6.0 mm Platform Ø3.5 mm, Medisolaris Merkürhex İmplant/Implant Ø3.7 x 8.0 mm Platform Ø3.5 mm, Medisolaris Merkürhex İmplant/Implant Ø3.7 x 10.0 mm Platform Ø3.5 mm, Medisolaris Merkürhex İmplant/Implant Ø3.7 x 11.5 mm Platform Ø3.5 mm, Medisolaris Merkürhex İmplant/Implant Ø3.7 x 13.0 mm Platform Ø3.5 mm, Medisolaris Merkürhex İmplant/Implant Ø3.7 x 16.0 mm Platform Ø3.5 mm, Medisolaris Merkürhex İmplant/Implant Ø4.2 x 6.0 mm Platform Ø3.5 mm, Medisolaris Merkürhex İmplant/Implant Ø4.2 x 8.0 mm Platform Ø3.5 mm, Medisolaris Merkürhex İmplant/Implant Ø4.2 x 10.0 mm Platform Ø3.5 mm, Medisolaris Merkürhex İmplant/Implant Ø4.2 x 11.5 mm Platform Ø3.5 mm, Medisolaris Merkürhex İmplant/Implant Ø4.2 x 13.0 mm Platform Ø3.5 mm, Medisolaris Merkürhex İmplant/Implant Ø4.2 x 16.0 mm Platform Ø3.5 mm, Medisolaris Merkürhex İmplant/Implant Ø4.7 x 6.0 mm Platform Ø3.5 mm, Medisolaris Merkürhex İmplant/Implant Ø4.7 x 8.0 mm Platform Ø3.5 mm, Medisolaris Merkürhex İmplant/Implant Ø4.7 x 10.0 mm Platform Ø3.5 mm, Medisolaris Merkürhex İmplant/Implant Ø4.7 x 11.5 mm Platform Ø3.5 mm, Medisolaris Merkürhex İmplant/Implant Ø4.7 x 13.0 mm Platform Ø3.5 mm, Medisolaris Merkürhex İmplant/Implant Ø4.7 x 16.0 mm Platform Ø3.5 mm, Medisolaris Merkürhex İmplant/Implant Ø5.2 x 6.0 mm Platform Ø3.5 mm, Medisolaris Merkürhex İmplant/Implant Ø5.2 x 8.0 mm Platform Ø3.5 mm, Medisolaris Merkürhex İmplant/Implant Ø5.2 x 10.0 mm Platform Ø3.5 mm, Medisolaris Merkürhex İmplant/Implant Ø5.2 x 11.5 mm Platform Ø3.5 mm, Medisolaris Merkürhex İmplant/Implant Ø5.2 x 13.0 mm Platform Ø3.5 mm, Medisolaris Merkürhex İmplant/Implant Ø5.2 x 16.0 mm Platform Ø3.5 mm, Platform Switch İyileşme Başlığı/Gingiva Former Ø3.9 mm H:2 mm for Ø3.2 /3.7/4.3/5.0 implant için, Platform Switch İyileşme Başlığı/Gingiva Former Ø3.9 mm H:4 mm for Ø3.2 /3.7/4.3/5.0 implant için, Platform Switch İyileşme Başlığı/Gingiva Former Ø3.9 mm H:6 mm for Ø3.2 /3.7/4.3/5.0 implant için, Platform Switch İyileşme Başlığı/Gingiva Former Ø4.8 mm H:2 mm for Ø3.2 /3.7/4.3/5.0 implant için, Platform Switch İyileşme Başlığı/Gingiva Former Ø4.8 mm H:4 mm for Ø3.2 /3.7/4.3/5.0 implant için, Platform Switch İyileşme Başlığı/Gingiva Former Ø4.8 mm H:6 mm for Ø3.2 /3.7/4.3/5.0 implant için, Platform Switch İyileşme Başlığı/Gingiva Former Ø5.8 mm H:2 mm for Ø3.2 /3.7/4.3/5.0 implant için, Platform Switch İyileşme Başlığı/Gingiva Former Ø5.8 mm H:4 mm for Ø3.2 /3.7/4.3/5.0 implant için, Platform Switch İyileşme Başlığı/Gingiva Former Ø5.8 mm H:6 mm for Ø3.2 /3.7/4.3/5.0 implant için, Silindirik İyileşme Başlığı/Cylindrical Gingiva Former Ø3.9 mm H:4 mm for Ø3.2 implant için, Silindirik İyileşme Başlığı/Cylindrical Gingiva Former Ø3.9 mm H:6 mm for Ø3.2 implant için, Silindirik İyileşme Başlığı/Cylindrical Gingiva Former Ø4.8 mm H:4 mm for 3.2/3.7/4.3/5.0 implant için, Silindirik İyileşme Başlığı/Cylindrical Gingiva Former Ø4.8 mm H:6 mm for Ø3.2/3.7/4.3/5.0 implant için, Silindirik İyileşme Başlığı/Cylindrical Gingiva Former Ø5.8 mm H:4 mm for Ø3.2/3.7/4.3/5.0implant için, Silindirik İyileşme Başlığı/Cylindrical Gingiva Former Ø5.8 mm H:6 mm for Ø3.2/3.7/4.3/5.0implant için, TİBASE İyileşme Başlığı/Gingiva Former H:4 mm for Ø3.2 /3.7/4.3/5.0 implant için, TİBASE İyileşme Başlığı/Gingiva Former H:6 mm for Ø3.2 /3.7/4.3/5.0 implant için, PEEK İyileşme Başlığı/Gingiva Former Ø6 mm H:6 mm for Ø3.2 /3.7/4.3/5.0 implant için, Platform Switch İyileşme Başlığı/Gingiva Former Ø3.9 mm H:2 mm for Ø3.2 implant için, Platform Switch İyileşme Başlığı/Gingiva Former Ø3.9 mm H:4 mm for Ø3.2 implant için, Platform Switch İyileşme Başlığı/Gingiva Former Ø3.9 mm H:6 mm for Ø3.2 implant için, Platform Switch İyileşme Başlığı/Gingiva Former Ø4.8 mm H:2 mm for Ø3.7/4.2/4.7/5.2implant için, Platform Switch İyileşme Başlığı/Gingiva Former Ø4.8 mm H:4 mm for Ø3.7/4.2/4.7/5.2implant için, Platform Switch İyileşme Başlığı/Gingiva Former Ø4.8 mm H:6 mm for Ø3.7/4.2/4.7/5.2implant için, Platform Switch İyileşme Başlığı/Gingiva Former Ø5.8 mm H:2 mm for Ø3.7/4.2/4.7/5.2implant için, Platform Switch İyileşme Başlığı/Gingiva Former Ø5.8 mm H:4 mm for Ø3.7/4.2/4.7/5.2implant için, Platform Switch İyileşme Başlığı/Gingiva Former Ø5.8 mm H:6 mm for Ø3.7/4.2/4.7/5.2implant için, Silindirik İyileşme Başlığı/Cylindrical Gingiva Former Ø4.8 mm H:4 mm for Ø3.7/4.2/4.7/5.2implant için, Silindirik İyileşme Başlığı/Cylindrical Gingiva Former Ø4.8 mm H:6 mm for Ø3.7/4.2/4.7/5.2implant için, Silindirik İyileşme Başlığı/Cylindrical Gingiva Former Ø5.8 mm H:4 mm for Ø3.7/4.2/4.7/5.2implant için, Silindirik İyileşme Başlığı/Cylindrical Gingiva Former Ø5.8 mm H:6 mm for Ø3.7/4.2/4.7/5.2implant için, TİBASE İyileşme Başlığı/Gingiva Former H:4 mm for Ø3.2 implant için, PEEK İyileşme Başlığı/Gingiva Former Ø4 mm H:6 mm for Ø3.2 implant için, TİBASE İyileşme Başlığı/Gingiva Former H:4 mm for Ø3.7/4.2/4.7/5.2implant için, TİBASE İyileşme Başlığı/Gingiva Former H:6 mm for Ø3.7/4.2/4.7/5.2implant için, PEEK İyileşme Başlığı/Gingiva Former Ø6 mm H:6 mm for Ø3.7/4.2/4.7/5.2implant için, Kapak / Cover for Ø3.2 implant için, Kapak / Cover for Ø3.7 implant için, Kapak / Cover for Ø4.3 implant için, Kapak / Cover for Ø5.0 implant için, Kapak / Cover for Ø3.2 implant için , Kapak / Cover for Ø3.7 implant için , Anatomik Açılı/Anatomic Angled Abutment 25° Ø 4.7 mm H:3 mm for Ø3.2 /3.7/4.3/5.0 implant için, Anatomik Açılı/Anatomic Angled Abutment 25° Ø 5.7 mm H:1 mm for Ø3.2 /3.7/4.3/5.0 implant için, Anatomik Açılı/Anatomic Angled Abutment 25° Ø 5.7 mm H:2 mm for Ø3.2 /3.7/4.3/5.0 implant için, Anatomik Açılı/Anatomic Angled Abutment 25° Ø 5.7 mm H:3 mm for Ø3.2 /3.7/4.3/5.0 implant için, Anatomik Açılı/Anatomic Angled Abutment 15° Ø 3.8 mm H:1 mm for Ø3.2 implant için, Anatomik Açılı/Anatomic Angled Abutment 15° Ø 3.8 mm H:2 mm for Ø3.2 implant için, Anatomik Açılı/Anatomic Angled Abutment 15° Ø 3.8 mm H:3 mm for Ø3.2 implant için, Anatomik Açılı/Anatomic Angled Abutment 15° Ø 4.7 mm H:1 mm for Ø3.7/4.2/4.7/5.2 implant için, Anatomik Açılı/Anatomic Angled Abutment 15° Ø 4.7 mm H:2 mm for Ø3.7/4.2/4.7/5.2 implant için, Anatomik Açılı/Anatomic Angled Abutment 15° Ø 4.7 mm H:3 mm for Ø3.7/4.2/4.7/5.2 implant için, Anatomik Açılı/Anatomic Angled Abutment 15° Ø 5.7 mm H:1 mm for Ø3.7/4.2/4.7/5.2 implant için, Anatomik Açılı/Anatomic Angled Abutment 15° Ø 5.7 mm H:2 mm for Ø3.7/4.2/4.7/5.2 implant için, Anatomik Açılı/Anatomic Angled Abutment 15° Ø 5.7 mm H:3 mm for Ø3.7/4.2/4.7/5.2 implant için, Geçici/Temporary Abutment PEEK (NO-HEX) Ø 4.7mm , Geçici/Temporary Abutment (HEX) Ø 4.0 mm , Geçici/Temporary Abutment (NO-HEX) Ø 4.0 mm , Geçici/Temporary Abutment PEEK (HEX) Ø 4.0 mm , Geçici/Temporary Abutment PEEK (NO-HEX) Ø 4.0 mm , Geçici/Temporary Abutment (HEX) Ø 4.7 mm , Geçici/Temporary Abutment (NO-HEX) Ø 4.7 mm , Geçici/Temporary Abutment PEEK (NO-HEX) Ø 4.7 mm , Tibase cad-cam Abutment H:1 mm Ø 3.8 mm, Tibase cad-cam Abutment H:2 mm Ø 3.8 mm, Tibase cad-cam Abutment H:3 mm Ø 3.8 mm, Sirona tibase abutment Ø4.5 mm, Tibase cad-cam Abutment (NO-HEX) H:1 mm Ø 3.8 mm, Tibase cad-cam Abutment (NO-HEX) H:2 mm Ø 3.8 mm, Tibase cad-cam Abutment (NO-HEX) H:3 mm Ø 3.8 mm, Anatomik Açılı/Anatomic Angled Abutment 25° Ø 3.8 mm H:1 mm for Ø3.2 implant için, Anatomik Açılı/Anatomic Angled Abutment 25° Ø 3.8 mm H:2 mm for Ø3.2 implant için, Anatomik Açılı/Anatomic Angled Abutment 25° Ø 3.8 mm H:3 mm for Ø3.2 implant için, Anatomik Açılı/Anatomic Angled Abutment 25° Ø 4.7 mm H:1 mm for Ø3.7/4.2/4.7/5.2 implant için, Anatomik Açılı/Anatomic Angled Abutment 25° Ø 4.7 mm H:2 mm for Ø3.7/4.2/4.7/5.2 implant için, Anatomik Açılı/Anatomic Angled Abutment 25° Ø 4.7 mm H:3 mm for Ø3.7/4.2/4.7/5.2 implant için, Anatomik Açılı/Anatomic Angled Abutment 25° Ø 5.7 mm H:1 mm for Ø3.7/4.2/4.7/5.2 implant için, Anatomik Açılı/Anatomic Angled Abutment 25° Ø 5.7 mm H:2 mm for Ø3.7/4.2/4.7/5.2 implant için, Anatomik Açılı/Anatomic Angled Abutment 25° Ø 5.7 mm H:3 mm for Ø3.7/4.2/4.7/5.2 implant için, LACOTOR Abutment H:1 mm for Ø3.2 /3.7/4.3/5.0 implant için, LACOTOR Abutment H:2 mm for Ø3.2 /3.7/4.3/5.0 implant için, LACOTOR Abutment H:3 mm for Ø3.2 /3.7/4.3/5.0 implant için, LACOTOR Abutment H:4 mm for Ø3.2 /3.7/4.3/5.0 implant için, LACOTOR Abutment H:5 mm for Ø3.2 /3.7/4.3/5.0 implant için, LACOTOR Abutment H:1 mm for Ø3.2 implant için, LACOTOR Abutment H:2 mm for Ø3.2 implant için, LACOTOR Abutment H:3 mm for Ø3.2 implant için, LACOTOR Abutment H:4 mm for Ø3.2 implant için, LACOTOR Abutment H:5 mm for Ø3.2 implant için, LACOTOR Abutment H:1 mm for Ø3.7/4.2/4.7/5.2 implant için, LACOTOR Abutment H:2 mm for Ø3.7/4.2/4.7/5.2 implant için, LACOTOR Abutment H:3 mm for Ø3.7/4.2/4.7/5.2 implant için, LACOTOR Abutment H:4 mm for Ø3.7/4.2/4.7/5.2 implant için, LACOTOR Abutment H:5 mm for Ø3.7/4.2/4.7/5.2 implant için, Multi Unit Abutment 0°Hex Ø 5.0 mm H:1 mm for Ø3.2 /3.7/4.3/5.0implant için, Multi Unit Abutment 0°Hex Ø 5.0 mm H:2 mm for Ø3.2 /3.7/4.3/5.0implant için, Multi Unit Abutment 0°Hex Ø 5.0 mm H:3 mm for Ø3.2 /3.7/4.3/5.0implant için, Multi Unit Abutment 0°Hex Ø 5.0 mm H:4mm for Ø3.2 /3.7/4.3/5.0implant için, Multi Unit Abutment 0°Hex Ø 5.0 mm H:5 mm for Ø3.2 /3.7/4.3/5.0implant için, Multi Unit Abutment 0°Ø 5.0 mm H:1 mm for Ø3.2 /3.7/4.3/5.0implant için, Multi Unit Abutment 0°Ø 5.0 mm H:2 mm for Ø3.2 /3.7/4.3/5.0implant için, Multi Unit Abutment 0°Ø 5.0 mm H:3 mm for Ø3.2 /3.7/4.3/5.0implant için, Multi Unit Abutment 0°Ø 5.0 mm H:4mm for Ø3.2 /3.7/4.3/5.0implant için, Multi Unit Abutment 0°Ø 5.0 mm H:5 mm for Ø3.2 /3.7/4.3/5.0implant için, Multi Unit Abutment 0°Hex Ø 5.0 mm H:1 mm for Ø3.2 implant için, Multi Unit Abutment 0°Hex Ø 5.0 mm H:2 mm for Ø3.2 implant için, Multi Unit Abutment 0°Hex Ø 5.0 mm H:3 mm for Ø3.2 implant için, Multi Unit Abutment 0°Hex Ø 5.0 mm H:4mm for Ø3.2 implant için, Multi Unit Abutment 0°Hex Ø 5.0 mm H:5mm for Ø3.2 implant için, Multi Unit Abutment 0°Ø 5.0 mm H:1 mm for Ø3.2 implant için, Multi Unit Abutment 0°Ø 5.0 mm H:2 mm for Ø3.2 implant için, Multi Unit Abutment 0°Ø 5.0 mm H:3 mm for Ø3.2 implant için, Multi Unit Abutment 0°Ø 5.0 mm H:4mm for Ø3.2 implant için, Multi Unit Abutment 0°Ø 5.0 mm H:5mm for Ø3.2 implant için, Multi Unit Abutment 0°Hex Ø 5.0 mm H:1 mm for Ø3.7/4.2/4.7/5.2implant için, Multi Unit Abutment 0°Hex Ø 5.0 mm H:2 mm for Ø3.7/4.2/4.7/5.2implant için, Multi Unit Abutment 0°Hex Ø 5.0 mm H:3 mm for Ø3.7/4.2/4.7/5.2implant için, Multi Unit Abutment 0°Hex Ø 5.0 mm H:4mm for Ø3.7/4.2/4.7/5.2implant için, Multi Unit Abutment 0°Hex Ø 5.0 mm H:5 mm for Ø3.7/4.2/4.7/5.2implant için, Multi Unit Abutment 0°Ø 5.0 mm H:1 mm for Ø3.7/4.2/4.7/5.2implant için, Multi Unit Abutment 0°Ø 5.0 mm H:2 mm for Ø3.7/4.2/4.7/5.2implant için, Multi Unit Abutment 0°Ø 5.0 mm H:3 mm for Ø3.7/4.2/4.7/5.2implant için, Multi Unit Abutment 0°Ø 5.0 mm H:4mm for Ø3.7/4.2/4.7/5.2implant için, Multi Unit Abutment 0°Ø 5.0 mm H:5 mm for Ø3.7/4.2/4.7/5.2implant için, Multi Unit Açılı/Angled Abutment 15°Ø 5.0 mm H:1.5 mm for Ø3.2 /3.7/4.3/5.0 implant için, Multi Unit Açılı/Angled Abutment 15°Ø 5.0 mm H:2.5 mm for Ø3.2 /3.7/4.3/5.0 implant için, Multi Unit Açılı/Angled Abutment 15°Ø 5.0 mm H:3.5 mm for Ø3.2 /3.7/4.3/5.0 implant için, Multi Unit Açılı/Angled Abutment 30°Ø 5.0 mm H:2.5 mm for Ø3.2 /3.7/4.3/5.0 implant için, Multi Unit Açılı/Angled Abutment 30°Ø 5.0 mm H:3.5 mm for Ø3.2 /3.7/4.3/5.0 implant için, Multi Unit Açılı/Angled Abutment 30°Ø 5.0 mm H:4.5 mm for Ø3.2 /3.7/4.3/5.0 implant için, Multi Unit Açılı/Angled Abutment 15°Ø 5.0 mm H:1.5 mm for Ø3.2 implant için, Multi Unit Açılı/Angled Abutment 15°Ø 5.0 mm H:2.5 mm for Ø3.2 implant için, Multi Unit Açılı/Angled Abutment 30°Ø 5.0 mm H:2.5 mm for Ø3.2 implant için, Multi Unit Açılı/Angled Abutment 30°Ø 5.0 mm H:3.5 mm for Ø3.2 implant için, Multi Unit Açılı/Angled Abutment 15°Ø 5.0 mm H:1.5 mm for Ø3.7/4.2/4.7/5.2 implant için, Multi Unit Açılı/Angled Abutment 15°Ø 5.0 mm H:2.5 mm for Ø3.7/4.2/4.7/5.2 implant için, Multi Unit Açılı/Angled Abutment 15°Ø 5.0 mm H:3.5 mm for Ø3.7/4.2/4.7/5.2 implant için, Multi Unit Açılı/Angled Abutment 30°Ø 5.0 mm H:2.5 mm for Ø3.7/4.2/4.7/5.2 implant için, Multi Unit Açılı/Angled Abutment 30°Ø 5.0 mm H:3.5 mm for Ø3.7/4.2/4.7/5.2 implant için, Multi Unit Açılı/Angled Abutment 30°Ø 5.0 mm H:4.5 mm for Ø3.7/4.2/4.7/5.2 implant için, Topuz/Ball Abutment Ø 4,5 mm H:1 mm for Ø3.2 /3.7/4.3/5.0 implant için, Topuz/Ball Abutment Ø 4,5 mm H:2 mm for Ø3.2 /3.7/4.3/5.0 implant için, Topuz/Ball Abutment Ø 4,5 mm H:3 mm for Ø3.2 /3.7/4.3/5.0 implant için, Topuz/Ball Abutment Ø 4,5 mm H:4 mm for Ø3.2 /3.7/4.3/5.0 implant için, Topuz/Ball Abutment Ø 4,5 mm H:5 mm for Ø3.2 /3.7/4.3/5.0 implant için, Topuz/Ball Abutment Ø 4,5 mm H:1 mm for Ø3.2 implant için, Topuz/Ball Abutment Ø 4,5 mm H:2 mm for Ø3.2 implant için, Topuz/Ball Abutment Ø 4,5 mm H:3 mm for Ø3.2 implant için, Topuz/Ball Abutment Ø 4,5 mm H:4 mm for Ø3.2 implant için, Topuz/Ball Abutment Ø 4,5 mm H:5 mm for Ø3.2 implant için, Topuz/Ball Abutment Ø 4,5 mm H:1 mm for Ø3.7/4.2/4.7/5.2 implant için, Topuz/Ball Abutment Ø 4,5 mm H:2 mm for Ø3.7/4.2/4.7/5.2 implant için, Topuz/Ball Abutment Ø 4,5 mm H:3 mm for Ø3.7/4.2/4.7/5.2 implant için, Topuz/Ball Abutment Ø 4,5 mm H:4 mm for Ø3.7/4.2/4.7/5.2 implant için, Topuz/Ball Abutment Ø 4,5 mm H:5 mm for Ø3.7/4.2/4.7/5.2 implant için, Geçici/Temporary Abutment (HEX) Ø 4.7 mm , Geçici/Temporary Abutment (NO-HEX) Ø 4.7 mm , Geçici/Temporary Abutment PEEK (HEX) Ø 4.7 mm , Merkurhex,Venuscon, Düz/Straight Abutment Ø 3.8 mm H:1 mm for Ø3.2 /3.7/4.3/5.0 implant için, Düz/Straight Abutment Ø 3.8 mm H:2 mm for Ø3.2 /3.7/4.3/5.0 implant için, Düz/Straight Abutment Ø 3.8 mm H:3 mm for Ø3.2 /3.7/4.3/5.0 implant için, Düz/Straight Abutment Ø 3.8 mm H:4 mm for Ø3.2 /3.7/4.3/5.0 implant için, Düz/Straight Abutment Ø 3.8 mm H:5 mm for Ø3.2 /3.7/4.3/5.0 implant için, Düz/Straight Abutment Ø 4.7 mm H:1 mm for Ø3.2 /3.7/4.3/5.0 implant için, Düz/Straight Abutment Ø 4.7 mm H:2 mm for Ø3.2 /3.7/4.3/5.0 implant için, Düz/Straight Abutment Ø 4.7 mm H:3 mm for Ø3.2 /3.7/4.3/5.0 implant için, Düz/Straight Abutment Ø 4.7 mm H:4 mm for Ø3.2 /3.7/4.3/5.0 implant için, Düz/Straight Abutment Ø 4.7 mm H:5 mm for Ø3.2 /3.7/4.3/5.0 implant için, Düz/Straight Abutment Ø 5.7 mm H:1.0 mm for Ø3.2 /3.7/4.3/5.0 implant için, Düz/Straight Abutment Ø 5.7 mm H:2.0 mm for Ø3.2 /3.7/4.3/5.0 implant için, Düz/Straight Abutment Ø 5.7 mm H:3.0 mm for Ø3.2 /3.7/4.3/5.0 implant için, Düz/Straight Abutment Ø 5.7 mm H:4.0 m for Ø3.2 /3.7/4.3/5.0 implant için, Düz/Straight Abutment Ø 5.7 mm H:5.0 m for Ø3.2 /3.7/4.3/5.0 implant için, Düz/Straight Abutment Ø 3.8 mm H:1 mm for Ø3.2 implant için, Düz/Straight Abutment Ø 3.8 mm H:2 mm for Ø3.2 implant için, Düz/Straight Abutment Ø 3.8 mm H:3 mm for Ø3.2 implant için, Düz/Straight Abutment Ø 3.8 mm H:4 mm for Ø3.2 implant için, Düz/Straight Abutment Ø 3.8 mm H:5 mm for Ø3.2 implant için, Düz/Straight Abutment Ø 4.7 mm H:1 mm for Ø3.7/4.2/4.7/5.2 implant için, Düz/Straight Abutment Ø 4.7 mm H:2 mm for Ø3.7/4.2/4.7/5.2 implant için, Düz/Straight Abutment Ø 4.7 mm H:3 mm for Ø3.7/4.2/4.7/5.2 implant için, Düz/Straight Abutment Ø 4.7 mm H:4 mm for Ø3.7/4.2/4.7/5.2 implant için, Düz/Straight Abutment Ø 4.7 mm H:5 mm for Ø3.7/4.2/4.7/5.2 implant için, Düz/Straight Abutment Ø 5.7 mm H:1.0 mm for Ø3.7/4.2/4.7/5.2 implant için, Düz/Straight Abutment Ø 5.7 mm H:2 mm for Ø3.7/4.2/4.7/5.2 implant için, Düz/Straight Abutment Ø 5.7 mm H:3 mm for Ø3.7/4.2/4.7/5.2 implant için, Düz/Straight Abutment Ø 5.7 mm H:4 m for Ø3.7/4.2/4.7/5.2 implant için, Düz/Straight Abutment Ø 5.7 mm H:5 m for Ø3.7/4.2/4.7/5.2 implant için, Açılı/Angled Abutment 15° Ø 3.8 mm H:1 mm for Ø3.2 /3.7/4.3/5.0 implant için, Açılı/Angled Abutment 15° Ø 3.8 mm H:2 mm for Ø3.2 /3.7/4.3/5.0 implant için, Açılı/Angled Abutment 15° Ø 3.8 mm H:3 mm for Ø3.2 /3.7/4.3/5.0 implant için, Açılı/Angled Abutment 15° Ø 3.8 mm H:4 mm for Ø3.2 /3.7/4.3/5.0 implant için, Açılı /Angled Abutment 15° Ø 4.7 mm H:1 mm for Ø3.2 /3.7/4.3/5.0 implant için, Açılı /Angled Abutment 15° Ø 4.7 mm H:2 mm for Ø3.2 /3.7/4.3/5.0 implant için, Açılı/Angled Abutment 15° Ø 4.7 mm H:3 mm for Ø3.2 /3.7/4.3/5.0 implant için, Açılı/Angled Abutment 15° Ø 4.7 mm H:4 mm for Ø3.2 /3.7/4.3/5.0 implant için, Açılı/Angled Abutment 15° Ø 5.7 mm H:1 mm for Ø3.2 /3.7/4.3/5.0 implant için, Açılı/Angled Abutment 15° Ø 5.7 mm H:2 mm for Ø3.2 /3.7/4.3/5.0 implant için, Açılı/Angled Abutment 15° Ø 5.7 mm H:3 mm for Ø3.2 /3.7/4.3/5.0 implant için, Açılı/Angled Abutment 15° Ø 5.7 mm H:4 mm for Ø3.2 /3.7/4.3/5.0 implant için, Açılı/Angled Abutment 25° Ø 3.8 mm H:1 mm for Ø3.2 /3.7/4.3/5.0 implant için, Açılı/Angled Abutment 25° Ø 3.8 mm H:2 mm for Ø3.2 /3.7/4.3/5.0 implant için, Açılı/Angled Abutment 25° Ø 3.8 mm H:3 mm for Ø3.2 /3.7/4.3/5.0 implant için, Açılı/Angled Abutment 25° Ø 3.8 mm H:4 mm for Ø3.2 /3.7/4.3/5.0 implant için, Açılı/Angled Abutment 25° Ø 4.7 mm H:1 mm for Ø3.2 /3.7/4.3/5.0 implant için, Açılı/Angled Abutment 25° Ø 4.7 mm H:2 mm for Ø3.2 /3.7/4.3/5.0 implant için, Açılı/Angled Abutment 25° Ø 4.7 mm H:3 mm for Ø3.2 /3.7/4.3/5.0 implant için, Açılı/Angled Abutment 25° Ø 4.7 mm H:4 mm for Ø3.2 /3.7/4.3/5.0 implant için, Açılı/Angled Abutment 25° Ø 5.7 mm H:1 mm for Ø3.2/3.7/4.3 /5.0 implant için, Açılı/Angled Abutment 25° Ø 5.7 mm H:2 mm for Ø3.2/3.7/4.3 /5.0 implant için, Açılı/Angled Abutment 25° Ø 5.7 mm H:3 mm for Ø3.2/3.7/4.3 /5.0 implant için, Açılı/Angled Abutment 25° Ø 5.7 mm H:4 mm for Ø3.2/3.7/4.3 /5.0 implant için, Açılı/Angled Abutment 15° Ø 3.8 mm H:1 mm for Ø3.2 implant için, Açılı/Angled Abutment 15° Ø 3.8 mm H:2 mm for Ø3.2 implant için, Açılı/Angled Abutment 15° Ø 3.8 mm H:3 mm for Ø3.2 implant için, Açılı/Angled Abutment 15° Ø 3.8 mm H:4 mm for Ø3.2 implant için, Açılı/Angled Abutment 15° Ø 4.7 mm H:1 mm for Ø3.7/4.2/4.7/5.2implant için, Açılı/Angled Abutment 15° Ø 4.7 mm H:2 mm for Ø3.7/4.2/4.7/5.2implant için, Açılı/Angled Abutment 15° Ø 4.7 mm H:3 mm for Ø3.7/4.2/4.7/5.2implant için, Açılı/Angled Abutment 15° Ø 4.7 mm H:4 mm for Ø3.7/4.2/4.7/5.2implant için, Açılı/Angled Abutment 15° Ø 5.7 mm H:1.5 mm for Ø3.7/4.2/4.7/5.2implant için, Açılı/Angled Abutment 15° Ø 5.7 mm H:2.5 mm for Ø3.7/4.2/4.7/5.2implant için, Açılı/Angled Abutment 15° Ø 5.7 mm H:3.5 mm for Ø3.7/4.2/4.7/5.2implant için, Açılı/Angled Abutment 15° Ø 5.7 mm H:5.0 mm for Ø3.7/4.2/4.7/5.2implant için, Açılı/Angled Abutment 25° Ø 3.8 mm H:1 mm for Ø3.2 implant için, Açılı/Angled Abutment 25° Ø 3.8 mm H:2 mm for Ø3.2 implant için, Açılı/Angled Abutment 25° Ø 3.8 mm H:3 mm for Ø3.2 implant için, Açılı/Angled Abutment 25° Ø 3.8 mm H:4 mm for Ø3.2 implant için, Açılı/Angled Abutment 25° Ø 4.7 mm H:1 mm for Ø3.7/4.2/4.7/5.2implant için, Açılı/Angled Abutment 25° Ø 4.7 mm H:2 mm for Ø3.7/4.2/4.7/5.2implant için, Açılı/Angled Abutment 25° Ø 4.7 mm H:3 mm for Ø3.7/4.2/4.7/5.2implant için, Açılı/Angled Abutment 25° Ø 4.7 mm H:4 mm for Ø3.7/4.2/4.7/5.2implant için, Açılı/Angled Abutment 25° Ø 5.7 mm H:1.5 mm for Ø3.2/3.7/4.3 /5.0 implant için, Açılı/Angled Abutment 25° Ø 5.7 mm H:2.5 mm for Ø3.2/3.7/4.3 /5.0 implant için, Açılı/Angled Abutment 25° Ø 5.7 mm H:3.5 mm for Ø3.2/3.7/4.3 /5.0 implant için, Açılı/Angled Abutment 25° Ø 5.7 mm H:5.0 mm for Ø3.2/3.7/4.3 /5.0 implant için, Düz Anatomik/Straight Anatomic Abutment Ø 3.8 mm H:1 mm for Ø3.2 /3.7/4.3/5.0 implant için, Düz Anatomik/Straight Anatomic Abutment Ø 3.8 mm H:2 mm for Ø3.2 /3.7/4.3/5.0 implant için, Düz Anatomik/Straight Anatomic Abutment Ø 3.8 mm H:3 mm for Ø3.2 /3.7/4.3/5.0 implant için, Düz Anatomik/Straight Anatomic Abutment Ø 4.7 mm H:1 mm for Ø3.2 /3.7/4.3/5.0 implant için, Düz Anatomik/Straight Anatomic Abutment Ø 4.7 mm H:2 mm for Ø3.2 /3.7/4.3/5.0 implant için, Düz Anatomik/Straight Anatomic Abutment Ø 4.7 mm H:3 mm for Ø3.2 /3.7/4.3/5.0 implant için, Düz Anatomik/Straight Anatomic Abutment Ø 5.7 mm H:1 mm for Ø3.2 /3.7/4.3/5.0 implant için, Düz Anatomik/Straight Anatomic Abutment Ø 5.7 mm H:2 mm for Ø3.2 /3.7/4.3/5.0 implant için, Düz Anatomik/Straight Anatomic Abutment Ø 5.7 mm H:3 mm for Ø3.2 /3.7/4.3/5.0 implant için, Anatomik Düz/Anatomic Straight Abutment Ø 3.8 mm H:1 mm for Ø3.2implant için, Anatomik Düz/Anatomic Straight Abutment Ø 3.8 mm H:2 mm for Ø3.2 implant için, Anatomik Düz/Anatomic Straight Abutment Ø 3.8 mm H:3 mm for Ø3.2 implant için, Anatomik Düz/Anatomic Straight Abutment Ø 4.7 mm H:1 mm for Ø3.7/4.2/4.7/5.2 implant için, Anatomik Düz/Anatomic Straight Abutment Ø 4.7 mm H:2 mm for Ø3.7/4.2/4.7/5.2 implant için, Anatomik Düz/Anatomic Straight Abutment Ø 4.7 mm H:3 mm for Ø3.7/4.2/4.7/5.2 implant için, Anatomik Düz/Anatomic Straight Abutment Ø 5.7 mm H:1 mm for Ø3.7/4.2/4.7/5.2 implant için, Anatomik Düz/Anatomic Straight Abutment Ø 5.7 mm H:2 mm for Ø3.7/4.2/4.7/5.2 implant için, Anatomik Düz/Anatomic Straight Abutment Ø 5.7 mm H:3 mm for Ø3.7/4.2/4.7/5.2 implant için, Anatomik Açılı/Anatomic Angled Abutment 15° Ø 3.8 mm H:1 mm for Ø3.2 /3.7/4.3/5.0 implant için, Anatomik Açılı/Anatomic Angled Abutment 15° Ø 3.8 mm H:2 mm for Ø3.2 /3.7/4.3/5.0 implant için, Anatomik Açılı/Anatomic Angled Abutment 15° Ø 3.8 mm H:3 mm for Ø3.2 /3.7/4.3/5.0 implant için, Anatomik Açılı/Anatomic Angled Abutment 15° Ø 4.7 mm H:1 mm for Ø3.2 /3.7/4.3/5.0 implant için, Anatomik Açılı/Anatomic Angled Abutment 15° Ø 4.7 mm H:2 mm for Ø3.2 /3.7/4.3/5.0 implant için, Anatomik Açılı/Anatomic Angled Abutment 15° Ø 4.7 mm H:3 mm for Ø3.2 /3.7/4.3/5.0 implant için, Anatomik Açılı/Anatomic Angled Abutment 15° Ø 5.7 mm H:1 mm for Ø3.2 /3.7/4.3/5.0 implant için, Anatomik Açılı/Anatomic Angled Abutment 15° Ø 5.7 mm H:2 mm for Ø3.2 /3.7/4.3/5.0 implant için, Anatomik Açılı/Anatomic Angled Abutment 15° Ø 5.7 mm H:3 mm for Ø3.2 /3.7/4.3/5.0 implant için, Anatomik Açılı/Anatomic Angled Abutment 25° Ø 3.8 mm H:1 mm for Ø3.2 /3.7/4.3/5.0 implant için, Anatomik Açılı/Anatomic Angled Abutment 25° Ø 3.8 mm H:2 mm for Ø3.2 /3.7/4.3/5.0 implant için, Anatomik Açılı/Anatomic Angled Abutment 25° Ø 3.8 mm H:3 mm for Ø3.2 /3.7/4.3/5.0 implant için, Anatomik Açılı/Anatomic Angled Abutment 25° Ø 4.7 mm H:1 mm for Ø3.2 /3.7/4.3/5.0 implant için, Anatomik Açılı/Anatomic Angled Abutment 25° Ø 4.7 mm H:2 mm for Ø3.2 /3.7/4.3/5.0 implant için | ''Di.Con'' | 2024-04-08T00:00:00.000+02:00 | Medisolaris Saglik Hizmetleri San. ve Tic.LTD.STI.Fatih Mah.1191 Sk. B Blok Sit. B Blok Apt.No:28/1 Gaziemir,Izmir,Turkiye | SLM 35002, SLM 35003, SLM 35004, SLM 35005, SLM 35006, SLM 35007, SLV 16000, SLV 16003, SLV 16006, SLV 16007, SL 16001, SLM 16000, SLM 16003, SLM 16005, SLM 16006, SLM 18000, SLM 18003, SLM 18005, SLM 18006, PD001, RD002, SRD012, RA007, DRL 2023-6, DRL 2023-8, DRL 2023-10, DRL 2023-11, DRL 2023-13, DRL 2023-16, DRL 2328S, DRL 2328, DRL 2834S, DRL 2834, DRL 3438S, DRL 3438, DRL 3844S, DRL 3844, DRL 4146S, DRL 4146, DRL 4448S, DRL 4448, CBD 3200, CBD 3700, CBD 4200, CBD 4700, CBD 5000, CBD 5200, HX007, HX010, HX011, HX014, HX015, HX018, HX019, DE011, CRHM-2020, CRHV-2020, CRH-2020, SLV 16005, SLV 30550, SLM 30550, SLM 35550, PP003, APP008, APP009, SRA013, SRA014, DG010, HT006, HT007, HT008, HT009, HX001, HX008, HX009, HX012, HX013, HX016, HX017, HX002, HX003, HX004, HX005, HX006, RT004, TW005, SLV 30812, SLV 30813, SLM 30801, SLM 30802, SLM 30803, SLM 30804, SLM 35801, SLM 35802, SLM 35803, SLM 35804, SLM 30805, SLM 30806, SLM 30807, SLM 35805, SLM 35806, SLM 35807, SLV 30850, SLV 30851, SLM 30850, SLM 30851, SLM 35850, SLM 35851, SLV NP001, SLV RP002, SLV WP003, SLM NP001, SLM RP002, SLM WP003, SLM NP004, SLM RP005, SLM WP006, SLV P3000, SLM P3000, SLM P3500, SL 30906, SL 30907, SL 30908, SL 30909, SL 30904, SL 30905, SLV 3208, SLV 3210, SLV 3211, SLV 3213, SLV 3216, SLV 3706, SLV 3708, SLV 3710, SLV 3711, SLV 3713, SLV 3716, SLV 4306, SLV 4308, SLV 4310, SLV 4311, SLV 4313, SLV 4316, SLV 5006, SLV 5008, SLV 5010, SLV 5011, SLV 5013, SLV 5016, SLM 3208, SLM 3210, SLM 3211, SLM 3213, SLM 3216, SLM 3706, SLM 3708, SLM 3710, SLM 3711, SLM 3713, SLM 3716, SLM 4206, SLM 4208, SLM 4210, SLM 4211, SLM 4213, SLM 4216, SLM 4706, SLM 4708, SLM 4710, SLM 4711, SLM 4713, SLM 4716, SLM 5206, SLM 5208, SLM 5210, SLM 5211, SLM 5213, SLM 5216, SLV NP101, SLV NP102, SLV NP103, SLV RP104, SLV RP105, SLV RP106, SLV WP107, SLV WP108, SLV WP109, SLV NP110, SLV NP111, SLV RP112, SLV RP113, SLV WP114, SLV WP115, SLV 30119, SLV 30120, SLV 30121, SLM NP101, SLM NP102, SLM NP103, SLM RP104, SLM RP105, SLM RP106, SLM WP107, SLM WP108, SLM WP109, SLM NP110, SLM NP111, SLM RP112, SLM RP113, SLM WP114, SLM WP115, SLM 30150, SLM 30151, SLM 35150, SLM 35151, SLM 35152, SLV 30000, SLV 30001, SLV 30002, SLV 30003, SLV 30004, SLV 30005, SLV 30006, SLV 30007, SLM 30000, SLM 35001, SLV RP365, SLV WP366, SLV WP367, SLV WP368, SLM NP351, SLM NP352, SLM NP353, SLM RP354, SLM RP355, SLM RP356, SLM WP357, SLM WP358, SLM WP359, SLV 30654, SLM 30651, SLM 30652, SLM 30653, SLM 30654, SLM 35651, SLM 35652, SLM 35653, SLM 35654, SLV 30801, SLV 30802, SLV 30803, SLV 30804, SLV 30805, SLV 30806, SLV 30807, SLV 30808, SLV 30809, SLV 30810, SLV 30811, SLM NP360, SLM NP361, SLM NP362, SLM RP363, SLM RP364, SLM RP365, SLM WP366, SLM WP367, SLM WP368, SLV 30451, SLV 30452, SLV 30453, SLV 30454, SLV 30455, SLM 30451, SLM 30452, SLM 30453, SLM 30454, SLM 30455, SLM 35451, SLM 35452, SLM 35453, SLM 35454, SLM 35455, SLV 30501, SLV 30502, SLV 30503, SLV 30504, SLV 30505, SLV 30506, SLV 30507, SLV 30508, SLV 30509, SLV 30510, SLM 30501, SLM 30502, SLM 30503, SLM 30504, SLM 30505, SLM 30506, SLM 30507, SLM 30508, SLM 30509, SLM 30510, SLM 35501, SLM 35502, SLM 35503, SLM 35504, SLM 35505, SLM 35506, SLM 35507, SLM 35508, SLM 35509, SLM 35510, SLV 30511, SLV 30512, SLV 30513, SLV 30514, SLV 30515, SLV 30516, SLM 30511, SLM 30512, SLM 30513, SLM 30514, SLM 35511, SLM 35512, SLM 35513, SLM 35514, SLM 35515, SLM 35516, SLV 30601, SLV 30602, SLV 30603, SLV 30604, SLV 30605, SLM 30601, SLM 30602, SLM 30603, SLM 30604, SLM 30605, SLM 35601, SLM 35602, SLM 35603, SLM 35604, SLM 35605, SLV 30651, SLV 30652, SLV 30653, N/A, SLV NP201, SLV NP202, SLV NP203, SLV NP204, SLV NP205, SLV RP206, SLV RP207, SLV RP208, SLV RP209, SLV RP210, SLV WP211, SLV WP212, SLV WP213, SLV WP214, SLV WP215, SLM NP201, SLM NP202, SLM NP203, SLM NP204, SLM NP205, SLM RP206, SLM RP207, SLM RP208, SLM RP209, SLM RP210, SLM WP211, SLM WP212, SLM WP213, SLM WP214, SLM WP215, SLV NP251, SLV NP252, SLV NP253, SLV NP254, SLV R | Klasa IIb, Klasa IIa, Klasa I | Implante dhe suprastrukture implantare, Freza, Suprastrukture implantare per transferim pozicioni, Zgjatues freze, Instrumente, Implante dentare dhe suprastruktura implantare dentare | Pajisje dentare
16312 | HYGITECH-Gelatin based, sterile, absorbable, haemostatic sponge for surgical use | Rodio Pharma | 2024-04-12T00:00:00.000+02:00 | Aegis Lifesciences pvt. Ltd., 215/216, Mahagujarat Industrial Estate-382 213, Ahmedabad, Gujarat India | Dental cubes-10x10x10 - HY101010.10 ; HY-80208/HYI-80208/HY2-80208, Dental cubes-10x10x10 - HY101010.32 ; HY-80210/HYI-80210/HY2-80210 | Klasa III | Sfungjer hemostatik qe perdoret ne procedura te ndryshme kirurgjikale ne goje. | Pajisje dentare
16313 | Mini Screw Button Head Ø1.8x7mm, Mini Screw Button Head Ø1.8x8mm, Mini Screw Button Head Ø1.8x9mm, Mini Screw Button Head Ø1.8x10mm, Mini Screw Button Head Ø2.0x6mm, Mini Screw Button Head Ø2.0x7mm, Mini Screw Button Head Ø2.0x8mm, Mini Screw Button Head Ø2.0x9mm, Mini Screw Button Head Ø2.0x10mm, Mini Screw Button Head Ø2.0x11mm, Mini Screw Button Head Ø2.0x12mm, Mini Screw Button Head (With hole) Ø1.4x7mm (Sterilized), Mini Screw Button Head (With hole) Ø1.4x8mm (Sterilized), Mini Screw Button Head (With hole) Ø2.0x6mm (Sterilized), Mini Screw Button Head (With hole) Ø2.0x8mm (Sterilized), Mini Screw Button Head (With hole) Ø2.0x11mm (Sterilized), Mini Screw Button Head (With hole) Ø2.0x12mm (Sterilized), Mini Screw Wing Head Ø1.4x6mm (Sterilized), Mini Screw Wing Head Ø1.4x7mm (Sterilized), Mini Screw Wing Head Ø1.4x8mm (Sterilized), Mini Screw Wing Head Ø1.4x9mm (Sterilized), Mini Screw Wing Head Ø1.4x10mm (Sterilized), Mini Screw Wing Head Ø1.6x6mm (Sterilized), Mini Screw Wing Head Ø1.6x7mm (Sterilized), Mini Screw Wing Head Ø1.6x8mm (Sterilized), Mini Screw Wing Head Ø1.6x9mm (Sterilized), Mini Screw Wing Head Ø1.6x10mm (Sterilized), Mini Screw Wing Head Ø1.8x6mm (Sterilized), Mini Screw Wing Head Ø1.8x7mm (Sterilized), Mini Screw Wing Head Ø1.8x8mm (Sterilized), Mini Screw Wing Head Ø1.8x9mm (Sterilized), Mini Screw Wing Head Ø1.8x10mm (Sterilized), Mini Screw Wing Head Ø2.0x6mm (Sterilized), Mini Screw Wing Head Ø2.0x7mm (Sterilized), Mini Screw Wing Head Ø2.0x8mm (Sterilized), Mini Screw Wing Head Ø2.0x9mm (Sterilized), Mini Screw Wing Head Ø2.0x10mm (Sterilized), Mini Screw Wing Head Ø2.0x11mm (Sterilized), Mini Screw Wing Head Ø2.0x12mm (Sterilized), Mini Screw Wing Head Ø1.4x6mm, Mini Screw Wing Head Ø1.4x7mm, Mini Screw Wing Head Ø1.4x8mm, Mini Screw Wing Head Ø1.4x9mm, Mini Screw Wing Head Ø1.4x10mm, Mini Screw Wing Head Ø1.6x6mm, Mini Screw Wing Head Ø1.6x7mm, Mini Screw Wing Head Ø1.6x8mm, Mini Screw Wing Head Ø1.6x9mm, Mini Screw Wing Head Ø1.6x10mm, Mini Screw Wing Head Ø1.8x6mm, Mini Screw Wing Head Ø1.8x7mm, Mini Screw Wing Head Ø1.8x8mm, Mini Screw Wing Head Ø1.8x9mm, Mini Screw Wing Head Ø1.8x10mm, Mini Screw Wing Head Ø2.0x6mm, Mini Screw Wing Head Ø2.0x7mm, Mini Screw Wing Head Ø2.0x8mm, Mini Screw Wing Head Ø2.0x9mm, Mini Screw Wing Head Ø2.0x10mm, Mini Screw Wing Head Ø2.0x11mm, Mini Screw Wing Head Ø2.0x12mm, Mini Screw Slot Type1 Ø1.4*6mm (Sterilized), Mini Screw Slot Type1 Ø1.4*8mm (Sterilized), Mini Screw Slot Type1 Ø1.6*6mm (Sterilized), Mini Screw Slot Type1 Ø1.6*8mm (Sterilized), Mini Screw Slot Type1 Ø1.6*10mm (Sterilized), Mini Screw Slot Type1 Ø1.8*6mm (Sterilized), Mini Screw Slot Type1 Ø1.8*8mm (Sterilized), Mini Screw Slot Type1 Ø1.8*10mm (Sterilized), Mini Screw Slot Type1 Ø2.0*6mm (Sterilized), Mini Screw Slot Type1 Ø2.0*8mm (Sterilized), Mini Screw Slot Type1 Ø2.0*10mm (Sterilized), Mini Screw Slot Type1 Ø2.0*12mm (Sterilized), Mini Screw Slot Type1 Ø1.4*6mm, Mini Screw Slot Type1 Ø1.4*8mm, Mini Screw Slot Type1 Ø1.6*6mm, Mini Screw Slot Type1 Ø1.6*8mm, Mini Screw Slot Type1 Ø1.6*10mm, Mini Screw Slot Type1 Ø1.8*6mm, Mini Screw Slot Type1 Ø1.8*8mm, Mini Screw Slot Type1 Ø1.8*10mm, Mini Screw Slot Type1 Ø2.0*6mm, Mini Screw Slot Type1 Ø2.0*8mm, Mini Screw Slot Type1 Ø2.0*10mm, Mini Screw Slot Type1 Ø2.0*12mm, Mini Screw Slot Type2 Ø1.4*6mm (Sterilized), Mini Screw Slot Type2 Ø1.4*8mm (Sterilized), Mini Screw Slot Type2 Ø1.6*6mm (Sterilized), Mini Screw Slot Type2 Ø1.6*8mm (Sterilized), Mini Screw Slot Type2 Ø1.6*10mm (Sterilized), Mini Screw Slot Type2 Ø1.8*6mm (Sterilized), Mini Screw Slot Type2 Ø1.8*8mm (Sterilized), Mini Screw Slot Type2 Ø1.8*10mm (Sterilized), Mini Screw Slot Type2 Ø2.0*6mm (Sterilized), Mini Screw Slot Type2 Ø2.0*8mm (Sterilized), Mini Screw Slot Type2 Ø2.0*10mm (Sterilized), Mini Screw Slot Type2 Ø2.0*12mm (Sterilized), Mini Screw Slot Type2 Ø1.4*6mm, Mini Screw Slot Type2 Ø1.4*8mm, Mini Screw Slot Type2 Ø1.6*6mm, Mini Screw Slot Type2 Ø1.6*8mm, Mini Screw Slot Type2 Ø1.6*10mm, Mini Screw Slot Type2 Ø1.8*6mm, Mini Screw Slot Type2 Ø1.8*8mm, Mini Screw Slot Type2 Ø1.8*10mm, Mini Screw Slot Type2 Ø2.0*6mm, Mini Screw Slot Type2 Ø2.0*8mm, Mini Screw Slot Type2 Ø2.0*10mm, Mini Screw Slot Type2 Ø2.0*12mm, Palatal MARPE Type2, No Arm 8mm, Palatal MARPE Type2, No Arm 10mm, Palatal MARPE Type2, No Arm 12mm, Palatal Expander Screw Ø1.8x8mm (Sterilized), Palatal Expander Screw Ø1.8x9mm (Sterilized), Palatal Expander Screw Ø1.8x10mm (Sterilized), Palatal Expander Screw Ø1.8x11mm (Sterilized), Palatal Expander Screw Ø1.8x12mm (Sterilized), Palatal Expander Screw Ø1.8x13mm (Sterilized), Palatal Expander Screw Ø1.8x14mm (Sterilized), Palatal Expander Screw Ø1.8x15mm (Sterilized), Palatal Expander Screw Ø1.8x16mm (Sterilized), Palatal Expander Screw Ø1.8x8mm, Palatal Expander Screw Ø1.8x9mm, Palatal Expander Screw Ø1.8x10mm, Palatal Expander Screw Ø1.8x11mm, Palatal Expander Screw Ø1.8x12mm, Palatal Expander Screw Ø1.8x13mm, Palatal Expander Screw Ø1.8x14mm, Palatal Expander Screw Ø1.8x15mm, Palatal Expander Screw Ø1.8x16mm, Mini Screw Round Head Cross Type Ø1.8x10mm (Sterilized), Mini Screw Round Head Cross Type Ø1.8x11mm (Sterilized), Mini Screw Round Head Cross Type Ø1.8x12mm (Sterilized), Mini Screw Round Head Cross Type Ø1.8x13mm (Sterilized), Mini Screw Round Head Cross Type Ø1.8x14mm (Sterilized), Mini Screw Round Head Cross Type Ø1.8x15mm (Sterilized), Mini Screw Round Head Cross Type Ø1.8x16mm (Sterilized), Mini Screw Round Head Cross Type Ø1.8x10mm, Mini Screw Round Head Cross Type Ø1.8x11mm, Mini Screw Round Head Cross Type Ø1.8x12mm, Mini Screw Round Head Cross Type Ø1.8x13mm, Mini Screw Round Head Cross Type Ø1.8x14mm, Mini Screw Round Head Cross Type Ø1.8x15mm, Mini Screw Round Head Cross Type Ø1.8x16mm, Mini Screw Hexa-Thin Neck Ø1.8x10mm (Sterilized), Mini Screw Hexa-Thin Neck Ø1.8x11mm (Sterilized), Mini Screw Hexa-Thin Neck Ø1.8x12mm (Sterilized), Mini Screw Hexa-Thin Neck Ø1.8x13mm (Sterilized), Mini Screw Hexa-Thin Neck Ø1.8x14mm (Sterilized), Mini Screw Hexa-Thin Neck Ø1.8x15mm (Sterilized), Mini Screw Hexa-Thin Neck Ø1.8x16mm (Sterilized), Mini Screw Hexa-Thin Neck Ø1.8x10mm, Mini Screw Hexa-Thin Neck Ø1.8x11mm, Mini Screw Hexa-Thin Neck Ø1.8x12mm, Mini Screw Hexa-Thin Neck Ø1.8x13mm, Mini Screw Hexa-Thin Neck Ø1.8x14mm, Mini Screw Hexa-Thin Neck Ø1.8x15mm, Mini Screw Hexa-Thin Neck Ø1.8x16mm, Mini Screw Double Head Ø1.4x6mm (Sterilized), Mini Screw Double Head Ø1.4x7mm (Sterilized), Mini Screw Double Head Ø1.4x8mm (Sterilized), Mini Screw Double Head Ø1.4x9mm (Sterilized), Mini Screw Double Head Ø1.4x10mm (Sterilized), Mini Screw Double Head Ø1.6x6mm (Sterilized), Mini Screw Double Head Ø1.6x7mm (Sterilized), Mini Screw Double Head Ø1.6x8mm (Sterilized), Mini Screw Double Head Ø1.6x9mm (Sterilized), Mini Screw Double Head Ø1.6x10mm (Sterilized), Mini Screw Double Head Ø1.8x6mm (Sterilized), Mini Screw Double Head Ø1.8x7mm (Sterilized), Mini Screw Double Head Ø1.8x8mm (Sterilized), Mini Screw Double Head Ø1.8x9mm (Sterilized), Mini Screw Double Head Ø1.8x10mm (Sterilized), Mini Screw Double Head Ø2.0x6mm (Sterilized), Mini Screw Double Head Ø2.0x7mm (Sterilized), Mini Screw Double Head Ø2.0x8mm (Sterilized), Mini Screw Double Head Ø2.0x9mm (Sterilized), Mini Screw Double Head Ø2.0x10mm (Sterilized), Mini Screw Double Head Ø2.0x11mm (Sterilized), Mini Screw Double Head Ø2.0x12mm (Sterilized), Mini Screw Double Head Ø1.4x6mm, Mini Screw Double Head Ø1.4x7mm, Mini Screw Double Head Ø1.4x8mm, Mini Screw Double Head Ø1.4x9mm, Mini Screw Double Head Ø1.4x10mm, Mini Screw Double Head Ø1.6x6mm, Mini Screw Double Head Ø1.6x7mm, Mini Screw Double Head Ø1.6x8mm, Mini Screw Double Head Ø1.6x9mm, Mini Screw Double Head Ø1.6x10mm, Mini Screw Double Head Ø1.8x6mm, Mini Screw Double Head Ø1.8x7mm, Mini Screw Double Head Ø1.8x8mm, Mini Screw Double Head Ø1.8x9mm, Mini Screw Double Head Ø1.8x10mm, Mini Screw Double Head Ø2.0x6mm, Mini Screw Double Head Ø2.0x7mm, Mini Screw Double Head Ø2.0x8mm, Mini Screw Double Head Ø2.0x9mm, Mini Screw Double Head Ø2.0x10mm, Mini Screw Double Head Ø2.0x11mm, Mini Screw Double Head Ø2.0x12mm, Mini Screw Thin Neck Ø1.6x6mm (Sterilized), Mini Screw Thin Neck Ø1.6x7mm (Sterilized), Mini Screw Thin Neck Ø1.6x8mm (Sterilized), Mini Screw Thin Neck Ø1.6x9mm (Sterilized), Mini Screw Thin Neck Ø1.6x10mm (Sterilized), Mini Screw Thin Neck Ø1.6x11mm (Sterilized), Mini Screw Thin Neck Ø1.6x6mm, Mini Screw Thin Neck Ø1.6x7mm, Mini Screw Thin Neck Ø1.6x8mm, Mini Screw Thin Neck Ø1.6x9mm, Mini Screw Thin Neck Ø1.6x10mm, Mini Screw Thin Neck Ø1.6x11mm, Mini Screw Button Head (With hole) Ø1.4x6mm (Sterilized), Mini Screw Button Head (With hole) Ø1.4x9mm (Sterilized), Mini Screw Button Head (With hole) Ø1.4x10mm (Sterilized), Mini Screw Button Head (With hole) Ø1.6x6mm (Sterilized), Mini Screw Button Head (With hole) Ø1.6x7mm (Sterilized), Mini Screw Button Head (With hole) Ø1.6x8mm (Sterilized), Mini Screw Button Head (With hole) Ø1.6x9mm (Sterilized), Mini Screw Button Head (With hole) Ø1.6x10mm (Sterilized), Mini Screw Button Head (With hole) Ø1.8x6mm (Sterilized), Mini Screw Button Head (With hole) Ø1.8x7mm (Sterilized), Mini Screw Button Head (With hole) Ø1.8x8mm (Sterilized), Mini Screw Button Head (With hole) Ø1.8x9mm (Sterilized), Mini Screw Button Head (With hole) Ø1.8x10mm (Sterilized), Mini Screw Button Head (With hole) Ø2.0x7mm (Sterilized), Mini Screw Button Head (With hole) Ø2.0x9mm (Sterilized), Mini Screw Button Head (With hole) Ø2.0x10mm (Sterilized), Mini Screw Button Head (With hole) Ø1.4x6mm, Mini Screw Button Head (With hole) Ø1.4x7mm, Mini Screw Button Head (With hole) Ø1.4x8mm, Mini Screw Button Head (With hole) Ø1.4x9mm, Mini Screw Button Head (With hole) Ø1.4x10mm, Mini Screw Button Head (With hole) Ø1.6x6mm, Mini Screw Button Head (With hole) Ø1.6x7mm, Mini Screw Button Head (With hole) Ø1.6x8mm, Mini Screw Button Head (With hole) Ø1.6x9mm, Mini Screw Button Head (With hole) Ø1.6x10mm, Mini Screw Button Head (With hole) Ø1.8x6mm, Mini Screw Button Head (With hole) Ø1.8x7mm, Mini Screw Button Head (With hole) Ø1.8x8mm, Mini Screw Button Head (With hole) Ø1.8x9mm, Mini Screw Button Head (With hole) Ø1.8x10mm, Mini Screw Button Head (With hole) Ø2.0x6mm, Mini Screw Button Head (With hole) Ø2.0x7mm, Mini Screw Button Head (With hole) Ø2.0x8mm, Mini Screw Button Head (With hole) Ø2.0x9mm, Mini Screw Button Head (With hole) Ø2.0x10mm, Mini Screw Button Head (With hole) Ø2.0x11mm, Mini Screw Button Head (With hole) Ø2.0x12mm, Mini Screw Button Head Ø1.4x6mm (Sterilized), Mini Screw Button Head Ø1.4x7mm (Sterilized), Mini Screw Button Head Ø1.4x8mm (Sterilized), Mini Screw Button Head Ø1.4x9mm (Sterilized), Mini Screw Button Head Ø1.4x10mm (Sterilized), Mini Screw Button Head Ø1.6x6mm (Sterilized), Mini Screw Button Head Ø1.6x7mm (Sterilized), Mini Screw Button Head Ø1.6x8mm (Sterilized), Mini Screw Button Head Ø1.6x9mm (Sterilized), Mini Screw Button Head Ø1.6x10mm (Sterilized), Mini Screw Button Head Ø1.8x6mm (Sterilized), Mini Screw Button Head Ø1.8x7mm (Sterilized), Mini Screw Button Head Ø1.8x8mm (Sterilized), Mini Screw Button Head Ø1.8x9mm (Sterilized), Mini Screw Button Head Ø1.8x10mm (Sterilized), Mini Screw Button Head Ø2.0x6mm (Sterilized), Mini Screw Button Head Ø2.0x7mm (Sterilized), Mini Screw Button Head Ø2.0x8mm (Sterilized), Mini Screw Button Head Ø2.0x9mm (Sterilized), Mini Screw Button Head Ø2.0x10mm (Sterilized), Mini Screw Button Head Ø2.0x11mm (Sterilized), Mini Screw Button Head Ø2.0x12mm (Sterilized), Mini Screw Button Head Ø1.4x6mm, Mini Screw Button Head Ø1.4x7mm, Mini Screw Button Head Ø1.4x8mm, Mini Screw Button Head Ø1.4x9mm, Mini Screw Button Head Ø1.4x10mm, Mini Screw Button Head Ø1.6x6mm, Mini Screw Button Head Ø1.6x7mm, Mini Screw Button Head Ø1.6x8mm, Mini Screw Button Head Ø1.6x9mm, Mini Screw Button Head Ø1.6x10mm, Mini Screw Button Head Ø1.8x6mm, Non sterile orthodontic expander & Non-sterile, sterile orthodontic screw, Palatal RPE 7mm, Palatal RPE 10mm, Palatal RPE 12mm, Palatal MARPE 7mm, Palatal MARPE Type1, 7mm, Palatal MARPE Type1, 8mm, Palatal MARPE 10mm, Palatal MARPE Type1, 10mm, Palatal MARPE Type1, 12mm, Palatal MARPE Type2, 7mm, Palatal MARPE Type2, 8mm, Palatal MARPE Type2, 10mm, Palatal MARPE Type2, 12mm, Palatal MARPE Type1, No Arm 7mm, Palatal MARPE Type1, No Arm 8mm, Palatal MARPE Type1, No Arm 10mm, Palatal MARPE Type1, No Arm 12mm, Palatal MARPE Type2, No Arm 7mm | Rodio Pharma | 2024-04-12T00:00:00.000+02:00 | OSTEONIC Co., Ltd. 303Ho, 405Ho, 505-2Ho, 505-3Ho, 902Ho, 1004Ho, 1201Ho, 1202Ho, 1206Ho 38 Digital-ro, 29-gil, Guro-gu, Seoul, Korea | B21807, B21808, B21809, B21810, B22006, B22007, B22008, B22009, B22010, B22011, B22012, B31406S, B31407S, B31408S, B31409S, B31410S, B32006S, B32007S, B32008S, B32009S, B32010S, B32011S, B32012S, W11406S, W11407S, W11408S, W11409S, W11410S, W11606S, W11607S, W11608S, W11609S, W11610S, W11806S, W11807S, W11808S, W11809S, W11810S, W12006S, W12007S, W12008S, W12009S, W12010S, W12011S, W12012S, W11406, W11407, W11408, W11409, W11410, W11606, W11607, W11608, W11609, W11610, W11806, W11807, W11808, W11809, W11810, W12006, W12007, W12008, W12009, W12010, W12011, W12012, S11406S, S11408S, S11606S, S11608S, S11610S, S11806S, S11808S, S11810S, S12006S, S12008S, S12010S, S12012S, S11406, S11408, S11606, S11608, S11610, S11806, S11808, S11810, S12006, S12008, S12010, S12012, S21406S, S21408S, S21606S, S21608S, S21610S, S21806S, S21808S, S21810S, S22006S, S22008S, S22010S, S22012S, S21406, S21408, S21606, S21608, S21610, S21806, S21808, S21810, S22006, S22008, S22010, S22012, T4A.08050, T4A.10050, T4A.12050, S2Q.18080S, S2Q.18090S, S2Q.18100S, S2Q.18110S, S2Q.18120S, S2Q.18130S, S2Q.18140S, S2Q.18150S, S2Q.18160S, S2Q.18080, S2Q.18090, S2Q.18100, S2Q.18110, S2Q.18120, S2Q.18130, S2Q.18140, S2Q.18150, S2Q.18160, S5R.18100S, S5R.18110S, S5R.18120S, S5R.18130S, S5R.18140S, S5R.18150S, S5R.18160S, S5R.18100, S5R.18110, S5R.18120, S5R.18130, S5R.18140, S5R.18150, S5R.18160, S5T.18100S, S5T.18110S, S5T.18120S, S5T.18130S, S5T.18140S, S5T.18150S, S5T.18160S, S5T.18100, S5T.18110, S5T.18120, S5T.18130, S5T.18140, S5T.18150, S5T.18160, D11406S, D11407S, D11408S, D11409S, D11410S, D11606S, D11607S, D11608S, D11609S, D11610S, D11806S, D11807S, D11808S, D11809S, D11810S, D12006S, D12007S, D12008S, D12009S, D12010S, D12011S, D12012S, D11406, D11407, D11408, D11409, D11410, D11606, D11607, D11608, D11609, D11610, D11806, D11807, D11808, D11809, D11810, D12006, D12007, D12008, D12009, D12010, D12011, D12012, T11606S, T11607S, T11608S, T11609S, T11610S, T11611S, T11606, T11607, T11608, T11609, T11610, T11611, B11406S, B11407S, B11408S, B11409S, B11410S, B11606S, B11607S, B11608S, B11609S, B11610S, B11806S, B11807S, B11808S, B11809S, B11810S, B12006S, B12007S, B12008S, B12009S, B12010S, B12011S, B12012S, B11406, B11407, B11408, B11409, B11410, B11606, B11607, B11608, B11609, B11610, B11806, B11807, B11808, B11809, B11810, B12006, B12007, B12008, B12009, B12010, B12011, B12012, B21406S, B21407S, B21408S, B21409S, B21410S, B21606S, B21607S, B21608S, B21609S, B21610S, B21806S, B21807S, B21808S, B21809S, B21810S, B22006S, B22007S, B22008S, B22009S, B22010S, B22011S, B22012S, B21406, B21407, B21408, B21409, B21410, B21606, B21607, B21608, B21609, B21610, B21806, POWER SYSTEM , T4B.07010, T4B.10010, T4B.12010, T4A.07010, T4A.07020, T4A.08020, T4A.10010, T4A.10020, T4A.12020, T4A.07030, T4A.08030, T4A.10030, T4A.12030, T4A.07040, T4A.08040, T4A.10040, T4A.12040, T4A.07050 | Klasa IIb | Zgjerues dhe vida ortodontike. | Pajisje dentare
16314 | Endodontic Obturators, Soft-Core Obturator #20, Soft-Core Obturator #25, Soft-Core Obturator #30, Soft-Core Obturator #35, Soft-Core Obturator #40, Soft-Core Obturator #45, Soft-Core Obturator #50, Soft-Core Obturator #55, Soft-Core Obturator #60, One-Step Obturator #20, One-Step Obturator #25, One-Step Obturator #30, One-Step Obturator #35, One-Step Obturator #40, One-Step Obturator #50, One-Step Obturator #60, One-Step Obturator #20-60, One-Step Obturator #30-60 | Rodio Pharma | 2024-04-12T00:00:00.000+02:00 | CMS Dental A/S Elmevej 8, 7870 Roslev, Denmark | NA, SCR6/20, SCR6/25, SCR6/30, SCR6/35, SCR6/40, SCR6/45, SCR6/50, SCR6/55, SCR6/60, OSR20/20, OSR20/25, OSR20/30, OSR20/35, OSR20/40, OSR20/50, OSR20/60, OSR20/20-60, OSR20/35-60 | Klasa IIa | Një sistem i sigurt dhe efektiv për mbushjen e rrënjëve me guta-percha natyrale. | Pajisje dentare
16315 | Dental Material, Ceramic, polymer and metal materials for fixed prostheses (crowns, bridges, inlays, onlays, veneers), Materials for removable prostheses (polymers, metals), Accessories for ceramic materials for fixed prostheses (colouring liquids, veneering ceramics), Temporary crown and bridge materials (polymers), Materials for the fabrication of occlusal splints, drilling templates, Accessories for implants (abutments, titanium bonding bases, titanium screws) | ''Di.Con'' | 2024-04-08T00:00:00.000+02:00 | Dental Direkt GmbH Industriezentrum 106-108 32139 Spenge Germany | N/A | Klasa IIa | Materiale Dentare, Qeramik,material polimere dhe metal per proteza fikse(kurora,ura,inlay,onlay dhe veneer-e), Material per proteza te levizshme(Polimere dhe metale), Aksesor per metale qeramike per proteza fikse(likid ngjyrues, qeramike per veneer-e), Kurora te perkohshme dhe material per ura (polimere), Material per fabrikimin e splinteve okluzale,dhe guidave kirurgjikale, Aksesore per implante(suprastruktura implantare, baza ngjitje titanium, vida titanium) | Pajisje dentare
16316 | MicroScan WalkAway-40 plus Instrument, MicroScan WalkAway-96 plus Instrument, DxM 1096 MicroScan WalkAway Instrument, DxM 1040 MicroScan WalkAway Instrument | GENIUS SHPK | 2024-04-15T00:00:00.000+02:00 | BECKMAN COULTER INC - 250 SOUTH KRAEMER BLVD. BREA, CALIFORNIA 92821, USA | B1018-283, B1018-284, B1018-496, B1018-440 | In vitro | Instrument diagnostike in vitro te destinuar per te perdorur nje sistem menaxhimi te te dhenave MicroScan si mjet per te diagnostifikuar dhe identifikuar agjentet mikrobial (ID) dhe ndjeshmerise e agjenteve antimikrobiale (AST) te mikroorganizmave te izoluar nga mostra klinike, nga personeli i trajnuar i laboratorit. | Pajisje te diagnostifikimit in vitro
16317 | Suction Filter | O.E.S DISTRIMED | 2024-04-15T00:00:00.000+02:00 | GVS Filter Technology UK Limited,NFC House Vickers Industrial Estate Mellishaw Lane Morecambe Lancashire LA3 3EN United Kingdom | 2200/16 | Klasa IIa | Filter thithes per pajisje mjekesore | Pajisje nje perdorimeshe
16318 | Dental materials, FAVORIT / Carboxylate Cements, PolyCarboxylate Cement/Carboxylate Cements | EURODENTA | 2024-04-15T00:00:00.000+02:00 | Favodent Berlin GmbH , Teilestr.1-2 , 12099 Berlin , Germany | N/A, 65994204, 65994190 | , Klasa IIa | N/A, Cement dentar | Pajisje dentare
16319 | Multiaxial Humerus Titanium Fixator T Clamp, Titanium, Multiaxial Arm & Wrist Titanium Fixator T - Body, Titanium, Multiaxial Arm & Wrist Titanium Fixator T - Body Plate, Titanium, Multiaxial Arm & Wrist Titanium Fixator T - Body Schanz Gripper, Titanium, Multiaxial Arm & Wrist Titanium Fixator T - Body Connection Screw, Titanium, Multiaxial Arm & Wrist Fixator 360° Movable Clamp, Titanium, Multiaxial Arm & Wrist Titanium Fixator Complete Articulated, Titanium, Multiaxial Arm & Wrist Titanium Fixator Double Clamp, Titanium, Multiaxial Arm & Wrist Titanium Fixator Schanz Gripper, Titanium, Multiaxial Arm & Wrist Titanium Fixator Ball Joint, Titanium, Multiaxial Ankle Titanium Clamp, Titanium, Double 5/8 C Ring, Carbon, 150, Double 5/8 C Ring, Carbon, 170, Double 5/8 C Ring, Carbon, 190, Double 5/8 C Ring Piece, Carbon, 150, Double 5/8 C Ring Piece, Carbon, 170, Double 5/8 C Ring Piece, Carbon, 190, Double Half Ring, Carbon, 150, Double Half Ring, Carbon, 170, Double Half Ring, Carbon, 190, Carbon Interconnect Piece, Carbon, 150, Carbon Interconnect Piece, Carbon, 180, Carbon Interconnect Piece, Carbon, 200, Carbon Interconnect Piece, Carbon, 250, Carbon Interconnect Piece, Carbon, 300, Carbon Interconnect Piece, Carbon, 350, Carbon Interconnect Piece, Carbon, 400, Bolt M6, Titanium, Nut, Titanium, Washer, Titanium, Schanz Pin, Self Drilling, Taper Tip, Titanium, 4-4.5, 6*30*150, Distraction - Compression Unit, S Steel, Small, Distraction - Compression Unit, S Steel, Large, Selfix Distraction - Compression Unit, Titanium, Small, Selfix Distraction - Compression Unit, Titanium, Large, Small Clamp Titanium, 4*4, Rod Nail Clamp, Aluminum, 4*2, Rod Nail Clamp, Aluminum, 6*4, Rod Clamp, Aluminum, 6*6, Rod Nail Clamp, Aluminum, 8*6, Rod Clamp, Aluminum, 8*8, Rod Nail Double Clamp, Aluminum, 8*6, Periarticular Clamp, Aluminum, 6*6, Periarticular Clamp, Aluminum, 8*8, Selfix Type Single Rod Clamp, Titanium, 6*6, Selfix Type Single Rod Clamp, Titanium, 8*6, Selfix Type Single Rod Clamp, Titanium, 8*8, Selfix Type Double Rod Clamp, Titanium, 6*4, Selfix Type Double Rod Clamp, Titanium, 8*6, Selfix Type Double Rod Periartcular Clamp, Titanium, 6*6, Selfix Type Double Rod Periartcular Clamp, Titanium, 8*8, Selfix Template, Titanium, 4, Selfix Template, Titanium, 6, Template 4, Template 6, Template 8, Rod, S Steel, 4.0*75, Rod, S Steel, 6.0*130, Rod, S Steel, 6.0*170, Rod, S Steel, 6.0*230, Rod, S Steel, 8.0*170, Rod, S Steel, 8.0*250, Rod, S Steel, 8.0*300, Rod, S Steel, 8.0*370, Rod, S Steel, 8.0*400, Small Rod Titanium, 4.0*40, Small Rod Titanium, 4.0*60, Small Rod Titanium, 4.0*80, Small Rod Titanium, 4.0*100, Threaded Rod, S Steel, M6*130, Threaded Rod, S Steel, M6*170, Threaded Rod, S Steel, M8*170, Threaded Rod, S Steel, M8*250, Threaded Rod, S Steel, M8*350, Small Threaded Rod, Titanium, M4*40, Small Threaded Rod, Titanium, M4*60, Small Threaded Rod, Titanium, M4*80, Small Threaded Rod, Titanium, M4*100, Nut, S Steel, M8, Selfix Cone Washer, S Steel, 6, Selfix Cone Washer, S Steel, 8, Selfix Cone Washer, Titanium, 6, Selfix Cone Washer, Titanium, 8, ACP Pelvic Fixator, ACP Pediatric Pelvic Fixator, Girgin Diaphysis Fixator, Girgin Epiphysis Fixator, Girgin Epiphysis Pediatric Fixator, Charnley Compression Fixator, Universal Girgin Fixator, S Steel, Short, Universal Girgin Fixator, S Steel, Medium, Universal Girgin Fixator, S Steel, Long, Universal Girgin Fixator, Hand and Wrist, S Steel, Multiaxial Femur Titanium Fixator Double Schanz Gripper, Titanium, Multiaxial Titanium Fixator 135° Schanz Gripper Clamp, Titanium, Multiaxial Titanium Fixator Poly Clamp, Titanium, Angled Kirschner Wire Gripper Clamp, Titanium, Angled Hybrid Modular Clamp, Titanium, Angled Schanz and Rod Gripper, Titanium, Multiaxial Titanium Single Clamp, Titanium, Multiaxial Titanium Double Schanz Gripper Clamp, Titanium, Multiaxial Titanium Fixator Monoblock T Clamp, Titanium, Multiaxial Titanium Fixator T Clamp, Titanium, Multiaxial Titanium Fixator T Clamp Schanz Gripper Cover, Titanium, Multiaxial Femur Titanium Fixator T Clamp, Titanium, Multiaxial Femur Titanium Fixator 135° T Clamp Cover, Titanium, Multiaxial Carbon Fixator T - Body, Carbon, Multiaxial Carbon Fixator T - Body Plate, Carbon, Multiaxial Carbon Fixator T - Body Schanz Gripper, Carbon, Multiaxial Carbon Fixator 360° Movable Clamp, Carbon, Multiaxial Humerus Titanium Fixator T - Body, Titanium, Multiaxial Humerus Titanium Fixator T - Body Cover, Titanium, Multiaxial Humerus Titanium Fixator T - Body Schanz Gripper, Titanium, Multiaxial Humerus Titanium Fixator T - Body Connection Screw, Titanium, Multiaxial Humerus Fixator 360° Movable Clamp, Titanium, Multiaxial Humerus Titanium Fixator, Titanium, Omega Ring, S Steel, 140, Omega Ring, S Steel, 160, Omega Ring, Aluminum, 80, Omega Ring, Aluminum, 100, Omega Ring, Aluminum, 120, Omega Ring, Aluminum, 140, Omega Ring, Aluminum, 160, Threaded Rod, S Steel, 50, Threaded Rod, S Steel, 75, Threaded Rod, S Steel, 100, Threaded Rod, S Steel, 115, Threaded Rod, S Steel, 145, Threaded Rod, S Steel, 195, Threaded Rod, S Steel, 245, Threaded Rod, S Steel, 295, Threaded Rod, S Steel, 345, Threaded Rod, S Steel, 400, Threaded Rod Cannulated, S Steel, 60, Threaded Rod Cannulated, S Steel, 80, Threaded Rod Cannulated, S Steel, 100, Threaded Rod Cannulated, S Steel, 120, Threaded Rod Cannulated, S Steel, 150, Threaded Rod Cannulated, S Steel, 200, Slotted Threaded Rod, S Steel, 40, Slotted Threaded Rod, S Steel, 50, Slotted Threaded Rod, S Steel, 60, Slotted Threaded Rod, S Steel, 70, Slotted Threaded Rod, S Steel, 110, Connection Threaded Rod, S Steel, 200, Connection Threaded Rod, S Steel, 250, Connection Threaded Rod, S Steel, 300, Teleskobik Rod, S Steel, 100, Teleskobik Rod, S Steel, 150, Teleskobik Rod, S Steel, 200, Extension Rod, Aluminum, Connection Plate, S Steel, 2 Holes, Connection Plate, S Steel, 3 Holes, Connection Plate, S Steel, 4 Holes, Connection Plate, S Steel, 5 Holes, Connection Plate, S Steel, 6 Holes, Connection Plate, S Steel, 7 Holes, Connection Plate, S Steel, 8 Holes, Connection Plate, S Steel, 9 Holes, Connection Plate, S Steel, 10 Holes, Twisted Plate, S Steel, 2 Holes, Twisted Plate, S Steel, 3 Holes, Twisted Plate, S Steel, 4 Holes, Twisted Plate, S Steel, 5 Holes, Twisted Plate, S Steel, 7 Holes, Twisted Plate, S Steel, 9 Holes, Twisted Plate, S Steel, 11 Holes, Curved Plate, S Steel, Curved Plate, Aluminum, Bolt, Pediatric, S Steel, M5, 12, Bolt, Pediatric, S Steel, M5, 16, Bolt, Pediatric, S Steel, M5, 20, Slotted Bolt, Pediatric, S Steel, Cannulated Bolt, Pediatric, S Steel, Nut, Pediatric, S Steel, Degrees Nut, Pediatric, S Steel, Pediatric Washer, S Steel, 10, Pediatric Serrated Washer, S Steel, 10, Male Half Hinge, Pediatric, Female Half Hinge, Pediatric, S Steel, 1 Holes, Female Half Hinge, Pediatric, S Steel, 2 Holes, Female Half Hinge, Pediatric, S Steel, 3 Holes, Double Female Half Hinge, Pediatric, S Steel, Square Socket, Pediatric, S Steel, 1 Holes, Square Socket, Pediatric, S Steel, 2 Holes, Square Socket, Pediatric, S Steel, 3 Holes, Bushing, Pediatric, S Steel, Half Ring, Pediatric, S Steel, 60, Half Ring, Pediatric, S Steel, 80, Half Ring, Pediatric, S Steel, 90, Half Ring, Pediatric, S Steel, 100, Half Ring, Pediatric, S Steel, 110, Half Ring, Pediatric, Carbon, 60, Half Ring, Pediatric, Carbon, 80, Half Ring, Pediatric, Carbon, 90, Half Ring, Pediatric, Carbon, 100, Half Ring, Pediatric, Carbon, 110, 5/8 C Ring, Pediatric, S Steel, 60, 5/8 C Ring, Pediatric, S Steel, 80, 5/8 C Ring, Pediatric, S Steel, 90, 5/8 C Ring, Pediatric, S Steel, 100, 5/8 C Ring, Pediatric, S Steel, 110, 5/8 C Ring, Pediatric, Carbon, 60, 5/8 C Ring, Pediatric, Carbon, 80, 5/8 C Ring, Pediatric, Carbon, 90, 5/8 C Ring, Pediatric, Carbon, 100, 5/8 C Ring, Pediatric, Carbon, 110, Foot Ring, Pediatric, Aluminum, 90, Foot Ring, Pediatric, Aluminum, 110, Foot Ring, Pediatric, Carbon, 80, Foot Ring, Pediatric, Carbon, 100, Threaded Rod, Pediatric, S Steel, 40, Threaded Rod, Pediatric, S Steel, 50, Threaded Rod, Pediatric, S Steel, 60, Threaded Rod, Pediatric, S Steel, 70, Threaded Rod, Pediatric, S Steel, 80, Multiaxial Femur & Tibia Titanium Fixator Complete, Titanium, Short, Multiaxial Femur & Tibia Titanium Fixator Complete, Titanium, Medium, Multiaxial Femur & Tibia Titanium Fixator Complete, Titanium, Long, Multiaxial Femur & Tibia Titanium Fixator Standard, Titanium, Multiaxial Femur & Tibia Carbon Fixator Main Body (Compresion, Distraction + Dynamisation), | OrthoNet 360 | 2024-05-02T00:00:00.000+02:00 | TIPMED TIBBİ MEDİKAL ÜRÜNLER SAN. TİKemalpaşa Mah 7401/1 SOK NO=16 BORNOVA İZMİR TURKEYC. LTD. ŞTİ. | 532804, 532668, 532675, 532682, 532699, 532651, 532705, 532033, 532040, 532286, 532057, 45069, 45076, 45083, 45090, 45106, 45113, 45120, 45137, 45144, 530343, 530350, 530060, 530077, 530084, 530091, 530107, 533474, 533481, 533498, 533306, 134930, 134947, 134992, 135005, 42082, 398127, 42099, 42068, 42105, 42075, 42136, 42167, 42174, 44239, 44260, 44246, 44253, 44277, 44284, 44291, 134978, 134985, 134916, 134923, 86277, 398141, 42464, 42471, 42488, 42495, 42501, 42518, 42525, 42532, 42426, 42433, 42440, 42457, 42587, 42594, 42600, 42617, 42624, 42549, 42556, 42563, 42570, 44208, 134954, 134961, 135012, 135029, 40330, 40347, 40354, 40361, 40378, 42792, 134428, 134435, 134442, 134459, 530336, 532064, 532071, 532231, 532248, 532255, 532262, 532279, 532798, 533269, 533276, 533283, 533290, 530138, 530145, 530152, 530121, 532514, 532521, 532538, 532545, 532507, 530251, 41177, 41184, 41191, 41207, 41214, 41221, 41238, 42228, 42235, 42242, 42259, 42266, 42273, 42280, 42297, 42303, 44505, 42310, 42327, 42334, 42341, 42358, 42365, 42372, 42389, 42396, 42402, 42419, 81319, 81326, 81333, 42198, 42204, 42211, 42181, 41580, 41597, 41603, 41610, 41627, 41634, 41641, 41658, 41665, 41733, 41740, 41757, 41672, 41689, 41696, 41702, 41566, 41573, 43355, 43362, 43379, 43331, 43348, 43386, 43393, 43409, 43416, 43270, 43287, 43294, 43300, 43324, 43201, 43218, 43225, 43317, 43423, 43430, 43447, 43454, 43461, 44185, 43546, 43553, 43560, 43577, 43478, 43485, 43492, 43508, 43515, 44192, 43584, 43591, 43607, 43614, 43522, 43539, 43621, 43638, 43706, 43713, 43720, 43737, 43744, 530282, 530299, 530305, 530220, 530114, 532484, 532491, 532637, 532644, 532712, 532026, 532002, 532019, 530022, 530039, 530046, 530053, 530015, 530237, 530244, 530312, 530329, 43751, 43768, 43775, 43782, 43799, 43805, 43812, 134800, 134817, 134824, 43690, 43676, 43683, 43645, 43652, 43669, 43232, 43249, 43256, 43263, 530008, 530268, 530275, 44703, 44710, 44727, 44734, 44741, 86864, 86253, 86260, 44680, 44826, 44833, 44819, 44802, 44796, 44789, 44475, 44901, 44918, 44574, 44581, 44598, 44604, 44611, 44628, 44635, 44642, 44659, 44666, 44673, 44840, 44857, 44864, 83337, 44871, 44888, 44895, 42037, 42044, 42051, 42662, 42679, 29212, 86291, 42686, 41887, 41894, 41900, 41917, 42709, 43928, 42006, 125211, 42693, 43836, 42631, 42648, 42655, 42761, 42754, 42778, 42785, 42716, 42723, 42730, 42747, 41764, 41771, 41788, 41832, 41849, 41856, 41795, 41801, 41818, 41825, 45052, 41863, 41870, 41931, 41948, 41955, 41962, 41979, 41986, 41993, 41924, 42020, 42013, 42112, 42129, 42143, 42150, 40453, 40460, 40477, 40484, 44079, 40491, 40507, 40514, 40521, 40538, 40545, 40552, 4295, 4301, 40569, 40576, 40583, 40590, 44062, 40606, 40613, 40620, 40637, 40644, 40651, 40668, 44130, 41467, 41474, 41481, 44086, 41498, 41504, 41511, 41528, 41535, 41542, 41559, 40675, 40682, 40699, 40705, 44109, 40712, 40729, 40736, 40743, 40750, 40767, 40774, 4318, 4325, 40781, 40798, 40804, 40811, 44093, 40828, 40835, 40842, 40859, 40866, 40873, 40880, 44147, 44154, 40897, 40903, 44116, 40910, 40927, 40934, 40941, 40958, 40965, 40972, 41245, 41252, 41269, 41276, 43904, 41283, 43911, 41290, 41306, 41313, 41320, 123903, 41337, 123910, 121282, 44512, 44529, 44536, 44543, 44550, 522737, 522744, 522751, 522768, 44123, 522782, 522799, 41344, 41351, 41368, 41375, 41382, 41399, 41405, 41412, 41429, 41436, 41443, 41450, 40989, 40996, 41009, 41061, 41078, 41085, 41016, 41023, 41030, 41092, 41108, 41115, 41047, 44161, 41054, 41122, 44178, 41139, 41146, 41153, 41160, 86383, 86390, 40446, 40422, 86000, 42808, 40415, 86314, 40408, 86871, 86888, 86895, 44215, 398165, 86321, 86338, 86369, 40392, 40385, 44222, 42815, 42822, 42839, 42846, 42853, 42860, 42877, 42884, 42891, 42907, 42914, 42921, 42938, 42945, 42952, 42969, 42976, 42983, 42990, 43003, 43010, 43027, 43034, 43041, 43058, 43065, 43072, 43089, 43096, 43102, 43119, 43126, 43133, 43140, 43157, 43164, 44758, 44765, 44772, 44697, 40002, 40019, 40026, 40095, 40101, 40118, 40156, 40163, 401 | Klasa I | Fiksator ekstern ortopedik te cilet perdoren per trajtimin e frakturave kockore. | Pajisje te implantueshme jo aktive
Carbon, Multiaxial Humerus Titanium Fixator Complete, Titanium, Multiaxial Humerus Titanium Fixator Main Body,Titanium, Multiaxial Arm & Wrist Titanium Fixator Complete, Titanium, Multiaxial Arm & Wrist Titanium Fixator Main Body, Titanium, Multiaxial Arm & Wrist Titanium Fixator Main Body Articulated, Titanium, Multiaxial Finger Titanium Fixator Complete, Titanium, Multiaxial Finger Titanium Fixator Body, Titanium, Short, Multiaxial Finger Titanium Fixator Body, Titanium, Long, Multiaxial Femur Titanium Fixator T - Body, Titanium, Multiaxial Femur Titanium Fixator T - Body Plate, Titanium, Multiaxial Femur Titanium Fixator T - Body Schanz Gripper, Titanium, Multiaxial Titanium Fixator T - Body Connection Screw, Titanium, Multiaxial Finger Titanium Fixator 360° Movable Clamp, Titanium, Multiaxial Femur Tibia Titanium Fixator with 135° Clamp Standard, Titanium, Multiaxial Femur Tibia Titanium Fixator with T Clamp Standard, Titanium, Multiaxial Femur & Tibia Titanium Fixator T - Body Complete, Titanium, Multiaxial Femur Titanium Fixator Single Schanz Gripper, Titanium, Threaded Rod, Pediatric, S Steel, 90, Threaded Rod, Pediatric, S Steel, 100, Threaded Rod, Pediatric, S Steel, 120, Threaded Rod, Pediatric, S Steel, 150, Threaded Rod, Pediatric, S Steel, 160, Threaded Rod, Pediatric, S Steel, 180, Threaded Rod, Pediatric, S Steel, 200, Pediatric Holled Threaded Rod, St. Steel, M5x60, Pediatric Holled Threaded Rod, St. Steel, M5x80, Pediatric Holled Threaded Rod, St. Steel, M5x100, Cannulated Threaded Rod, Pediatric, S Steel, 80, Threaded Slotted Rod, Pediatric, S Steel, 40, Threaded Slotted Rod, Pediatric, S Steel, 50, Teleskobik Rod, Pediatric, Aluminum, 30, Teleskobik Rod, Pediatric, Aluminum, 40, Teleskobik Rod, Pediatric, Aluminum, 60, Lengthening Telescopic Rod, Pediatric, Aluminum, Connection Plate, Pediatric, S Steel, 2 Holes, Connection Plate, Pediatric, S Steel, 3 Holes, Connection Plate, Pediatric, S Steel, 4 Holes, Graduated Straight Plate, S Steel, Multiaxial Femur & Tibia Titanium Fix Main Body (Comp., Dist. + Dynami.), Medium, Multiaxial Femur & Tibia Titanium Fix Main Body (Comp., Dist. + Dynami.), Short, Multiaxial Femur & Tibia Titanium Fix Main Body (Comp., Dist. + Dynami.), Long, Hybrid Fixator, Aliminum, Medium, Hybrid Fixator, Aliminum, Long, Hybrid Fixator, Carbon, Short, Hybrid Fixator, Carbon, Medium, Hybrid Fixator, Carbon, Long, Hybrid Shoulder Fixator, Aluminum, Shoulder Fixator, Aluminum, Shoulder Fixator Ring, Aluminum, 110, Hybrid Fixator Connection Unit, Aluminum, Hybrid Fixator Rod Holder, S Steel, Hybrid Fixator Rod Holder, Titanium, Hybrid Fixator Schanz Holder, Titanium, Hybrid Fixator Schanz Holder, Aluminum, Hybrid Fixator Kirschner Holder, Titanium, Hybrid Fixator Kirschner Holder, Aluminum, Hybrid Fixator Ring Clamp, S Steel, Hybrid Clamp, S Steel, Hybrid Clamp, Titanium, Hybrid Ring, Aluminum, 160, Hybrid Ring, Aluminum, 180, Hybrid Ring, Aluminum, 200, Hybrid Ring, Aluminum, 220, Hybrid Ring, Aluminum, 240, Hybrid Ring, Carbon, 140, Hybrid Ring, Carbon, 160, Hybrid Ring, Carbon, 180, Hybrid Ring, Carbon, 200, Hybrid Ring, Carbon, 220, Hybrid Ring, Carbon, 240, Hybrid Connection Rod, S Steel, Short, Hybrid Connection Rod, S Steel, Medium, Hybrid Connection Rod, S Steel, Long, Hybrid Rod, S Steel, Ø6 x 300, Hybrid Connection Rod, Titanium, Short, Hybrid Connection Rod, Titanium, Medium, Hybrid Connection Rod, Titanium, Long, Contracture Collection Device, Aluminum, Right, Contracture Collection Device, Aluminum, Left, Rotation Device, Aluminum, Bolts, S Steel, 12, Bolts, S Steel, 16, Bolts, S Steel, 18, Bolts, S Steel, 20, Bolts, S Steel, 25, Half Pin Kirschner Retaining Bolt, S Steel, Universal Kirschner and Cubes Retaining Bolt, S Steel, Half Pin Universal Retaining Bolt, S Steel, Multiple Pin Fixation Bolt, S Steel, Slotted Bolts, S Steel, Rod Retaining Bolt (with hole), S Steel, Wire Fixation Bolt, S Steel,, Cannulated Bolts, S Steel, Short, Cannulated Bolts, S Steel, Medium, Cannulated Bolts, S Steel, Long, Nut, S Steel, M6, Degrees Nut, S Steel, Nut with Plastic Insert, S Steel, Washer, S Steel, 12, Washer, S Steel, 14, Oval Washer, S Steel, 1, Oval Washer, S Steel, 2, Conical Washer, S Steel, No:1, Conical Washer, S Steel, No:2, Slotted Washer, S Steel, 14, Serrated Washer, S Steel, Male Support, S Steel, 2 Holes, Male Support, S Steel, 3 Holes, Male Support, S Steel, 4 Holes, Oblique Support, S Steel, 30, Oblique Support, S Steel, 58, Oblique Support, S Steel, 82, Male Half Hinge, S Steel, Female Half Hinge, S Steel, 1 Holes, Female Half Hinge, S Steel, 2 Holes, Female Half Hinge, S Steel, 3 Holes, Female Half Hinge, S Steel, 4 Holes, Double Female Half Hinge, S Steel, Universal Single Pin Fixation Bolt Socket, S Steel, Square Socket, S Steel, 1 Holes, Square Socket, S Steel, 2 Holes, Square Socket, S Steel, 3 Holes, Square Socket, S Steel, 4 Holes, Threaded Socket, S Steel, 20, Threaded Socket, S Steel, 40, Universal Socket, S Steel, Adjustable Pin Clamp, S Steel, Double Schanz Screw Fixation Clamp, S Steel, Bushing, S Steel, Short Clamp Titanium, 1.5, Short Clamp Titanium, 2, Short Clamp Titanium, 1.5*4, Short Clamp Titanium, 2*4, Half Ring, S Steel, 60, Half Ring, S Steel, 80, Half Ring, S Steel, 100, Half Ring, S Steel, 120, Half Ring, S Steel, 130, Half Ring, S Steel, 140, Half Ring, S Steel, 150, Half Ring, S Steel, 160, Half Ring, S Steel, 180, Half Ring, S Steel, 200, Half Ring, S Steel, 220, Half Ring, S Steel, 240, Half Ring, Titanium, 160, Half Ring, Titanium, 180, Half Ring, Aluminum, 60, Half Ring, Aluminum, 80, Half Ring, Aluminum, 100, Half Ring, Aluminum, 120, Half Ring, Aluminum, 130, Half Ring, Aluminum, 140, Half Ring, Aluminum, 150, Half Ring, Aluminum, 160, Half Ring, Aluminum, 180, Half Ring, Aluminum, 200, Half Ring, Aluminum, 220, Half Ring, Aluminum, 240, Half Ring, Carbon, 60, Half Ring, Carbon, 80, Half Ring, Carbon, 100, Half Ring, Carbon, 120, Half Ring, Carbon, 130, Half Ring, Carbon, 140, Half Ring, Carbon, 150, Half Ring, Carbon, 160, Half Ring, Carbon, 180, Half Ring, Carbon, 200, Half Ring, Carbon, 220, Half Ring, Carbon, 240, 5/8 C Ring, S Steel, 60, 5/8 C Ring, S Steel, 80, 5/8 C Ring, S Steel, 100, 5/8 C Ring, S Steel, 120, 5/8 C Ring, S Steel, 130, 5/8 C Ring, S Steel, 140, 5/8 C Ring, S Steel, 150, 5/8 C Ring, S Steel, 160, 5/8 C Ring, S Steel, 180, 5/8 C Ring, S Steel, 200, 5/8 C Ring, S Steel, 220, 5/8 C Ring, S Steel, 240, Titanium 5/8 C Ring 160, Titanium 5/8 C Ring 180, 5/8 C Ring, Aluminum, 60, 5/8 C Ring, Aluminum, 80, 5/8 C Ring, Aluminum, 100, 5/8 C Ring, Aluminum, 120, 5/8 C Ring, Aluminum, 130, 5/8 C Ring, Aluminum, 140, 5/8 C Ring, Aluminum, 150, 5/8 C Ring, Aluminum, 160, 5/8 C Ring, Aluminum, 180, 5/8 C Ring, Aluminum, 200, 5/8 C Ring, Aluminum, 220, 5/8 C Ring, Aluminum, 240, 5/8 C Ring, Carbon, 60, 5/8 C Ring, Carbon, 80, 5/8 C Ring, Carbon, 100, 5/8 C Ring, Carbon, 120, 5/8 C Ring, Carbon, 130, 5/8 C Ring, Carbon, 140, 5/8 C Ring, Carbon, 150, 5/8 C Ring, Carbon, 160, 5/8 C Ring, Carbon, 180, 5/8 C Ring, Carbon, 200, 5/8 C Ring, Carbon, 220, 5/8 C Ring, Carbon, 240, Foot Ring, S Steel, 80, Foot Ring, S Steel, 100, Foot Ring, S Steel, 120, Foot Ring, S Steel, 140, Foot Ring, S Steel, 150, Foot Ring, S Steel, 160, Foot Ring, S Steel, 180, Foot Ring, Aluminum, 80, Foot Ring, Aluminum, 100, Foot Ring, Aluminum, 120, Foot Ring, Aluminum, 140, Foot Ring, Aluminum, 150, Foot Ring, Aluminum, 160, Foot Ring, Aluminum, 180, Foot Ring, Aluminum, 200, Square Foot Ring, Aluminum, 100, Square Foot Ring, Aluminum, 120, Square Foot Ring, Aluminum, 140, Square Foot Ring, Aluminum, 160, Square Foot Ring, Aluminum, 180, Foot Ring, Carbon, 80, Foot Ring, Carbon, 100, Foot Ring, Carbon, 120, Foot Ring, Carbon, 140, Foot Ring, Carbon, 150, Foot Ring, Carbon, 160, Foot Ring, Carbon, 180, Foot Ring, Carbon, 80, Short, Foot Ring, Carbon, 100, Short, Foot Ring, Carbon, 120, Short, Foot Ring, Carbon, 140, Short, Foot Ring, Carbon, 160, Short, Foot Ring, Carbon, 180, Short, Foot Ring, Carbon, 80, Long, Foot Ring, Carbon, 100, Long, Foot Ring, Carbon, 120, Long, Foot Ring, Carbon, 140, Long, Foot Ring, Carbon, 160, Long, Foot Ring, Carbon, 180, Long, 90° Femoral Arches, S Steel, 160, 90° Femoral Arches, S Steel, 180, 90° Femoral Arches, S Steel, 200, 120° Femoral Arches, S Steel, 160, 120° Femoral Arches, S Steel, 180, 120° Femoral Arches, S Steel, 200, 90° Femoral Arches, Aluminum, 160, 90° Femoral Arches, Aluminum, 180, 90° Femoral Arches, Aluminum, 200, 120° Femoral Arches, Aluminum, 160, 120° Femoral Arches, Aluminum, 180, 120° Femoral Arches, Aluminum, 200, 90° Femoral Arches, Carbon, 160, 90° Femoral Arches, Carbon, 180, 90° Femoral Arches, Carbon, 200, 120° Femoral Arches, Carbon, 160, 120° Femoral Arches, Carbon, 180, 120° Femoral Arches, Carbon, 200, Omega Ring, S Steel, 80, Omega Ring, S Steel, 100, Omega Ring, S Steel, 120, Arm & Wrist Fixator, Aluminum, Standard, Arm & Wrist Fixator Ring, Aluminum, 83, Hand - Wrist Fixator, S Steel, Hand - Wrist Complete Fixator, Inside Stretch, Aluminum, Hand - Wrist Fixator, with External Tension, Aluminum, Right, Hand - Wrist Fixator, with External Tension, Aluminum, Left, Finger Fixator, Finger Hibrit Fixator, Selfix Finger Fixator, S Steel, 40, Selfix Finger Fixator, S Steel, 60, Selfix Finger Fixator, S Steel, 80, Selfix Finger Fixator, S Steel, 100, Universal Finger Fixator, Selfix Finger Fixator, Aluminum, Finger Fixator, S Steel, Finger Fixator C Ring, Aluminum, 24, Schanz Pin, S Steel, 2.0*16*70, External Fixator, S Steel, Short, External Fixator, S Steel, Long, L Clamp, Aluminum, Hybrid Meta - Diaphyseal Fixator, 140, Aluminum, Short, Hybrid Meta - Diaphyseal Fixator, 140, Aluminum, Medium, Hybrid Meta - Diaphyseal Fixator, 140, Aluminum, Long, Hybrid Meta - Diaphyseal Fixator, 160, Aluminum, Short, Hybrid Meta - Diaphyseal Fixator, 160, Aluminum, Medium, Hybrid Meta - Diaphyseal Fixator, 160, Aluminum, Long, Hybrid Meta - Diaphyseal Fixator, 180, Aluminum, Short, Hybrid Meta - Diaphyseal Fixator, 180, Aluminum, Medium, Hybrid Meta - Diaphyseal Fixator, 180, Aluminum, Long, Hybrid Meta - Diaphyseal Fixator, 200, Aluminum, Short, Hybrid Meta - Diaphyseal Fixator, 200, Aluminum, Medium, Hybrid Meta - Diaphyseal Fixator, 200, Aluminum, Long, Hybrid Meta - Diaphyseal Fixator, 220, Aluminum, Short, Hybrid Meta - Diaphyseal Fixator, 220, Aluminum, Medium, Hybrid Meta - Diaphyseal Fixator, 220, Aluminum, Long, Hybrid Meta - Diaphyseal Fixator, 240, Aluminum, Short, Hybrid Meta - Diaphyseal Fixator, 240, Aluminum, Medium, Hybrid Meta - Diaphyseal Fixator, 240, Aluminum, Long, Hybrid Meta - Diaphyseal Fixator, 140, Carbon, Short, Hybrid Meta - Diaphyseal Fixator, 140, Carbon, Medium, Hybrid Meta - Diaphyseal Fixator, 140, Carbon, Long, Hybrid Meta - Diaphyseal Fixator, 160, Carbon, Short, Hybrid Meta - Diaphyseal Fixator, 160, Carbon, Medium, Hybrid Meta - Diaphyseal Fixator, 160, Carbon, Long, Hybrid Meta - Diaphyseal Fixator, 180, Carbon, Short, Hybrid Meta - Diaphyseal Fixator, 180, Carbon, Medium, Hybrid Meta - Diaphyseal Fixator, 180, Carbon, Long, Hybrid Meta - Diaphyseal Fixator, 200, Carbon, Short, Hybrid Meta - Diaphyseal Fixator, 200, Carbon, Medium, Hybrid Meta - Diaphyseal Fixator, 200, Carbon, Long, Hybrid Meta - Diaphyseal Fixator, 220, Carbon, Short, Hybrid Meta - Diaphyseal Fixator, 220, Carbon, Medium, Hybrid Meta - Diaphyseal Fixator, 220, Carbon, Long, Hybrid Meta - Diaphyseal Fixator, 240, Carbon, Short, Hybrid Meta - Diaphyseal Fixator, 240, Carbon, Medium, Hybrid Meta - Diaphyseal Fixator, 240, Carbon, Long, Hybrid Fixator, Titanium, Short, Hybrid Fixator, Titanium, Medium, Hybrid Fixator, Titanium, Long, Hybrid Fixator, Aliminum, Short, Dynamic Axial Fixator (DAF), Aluminum, Short, Dynamic Axial Fixator (DAF), Aluminum, Medium, Dynamic Axial Fixator (DAF), Aluminum, Long, Dynamic Axial Fixator (DAF) with T Clamp, Aluminum, Short, Dynamic Axial Fixator (DAF) with T Clamp, Aluminum, Medium, Dynamic Axial Fixator (DAF) with T Clamp, Aluminum, Long, Dynamic Axial Fixator (DAF) with 135° Angled Clamp, Aluminum, Short, Dynamic Axial Fixator (DAF) with 135° Angled Clamp, Aluminum, Medium, Dynamic Axial Fixator (DAF) with 135° Angled Clamp, Aluminum, Long, Dynamic Axial Fixator (DAF) with Ankle Clamp, Aluminum, Right, Dynamic Axial Fixator (DAF) with Ankle Clamp, Aluminum, Left, Dynamic Axial Fixator (DAF) with Square Clamp, Aluminum, Short, Dynamic Axial Fixator (DAF) with Square Clamp, Aluminum, Medium, Dynamic Axial Fixator (DAF) with Square Clamp, Aluminum, Long, Dynamic Axial Fixator (DAF) with 135° Square Clamp, Aluminum, Short, Dynamic Axial Fixator (DAF) with 135° Square Clamp, Aluminum, Medium, Dynamic Axial Fixator (DAF) with 135° Square Clamp, Aluminum, Long, Humeral Dynamic Axial Fixator (PDAF) Short, Aluminum, Humeral Dynamic Axial Fixator (PDAF) Medium, Aluminum, Humeral Dynamic Axial Fixator (PDAF) Long, Aluminum, Pediatric Dynamic Axial Fixator (DAF) with T Clamp, Aluminum, Short, Pediatric Dynamic Axial Fixator (DAF) with T Clamp, Aluminum, Medium, Pediatric Dynamic Axial Fixator (DAF) with T Clamp, Aluminum, Long, Pelvic Dynamic Axial Fixator, Aluminum, Sliding Pelvic Fixator, Aluminum, Short, Sliding Pelvic Fixator, Aluminum, Medium, Sliding Pelvic Fixator, Aluminum, Long, Elbow Fixator, Aluminum, High Tibia Osteotomy, Aluminum, Pertrochanteric Fixator, Aluminum, Dynamic Axial Clamp, Aluminum, Humeral Dynamic Axial Clamp, Aluminum, Dynamic Axial T Clamp, Aluminum, Pediatric Dynamic Axial T Clamp, Aluminum, T Clamp, Aluminum, T Clamp Pediatric, Aluminum, 135° Angled Clamp For DAF, Aluminum, 135° Angled Proximal Clamp, Aluminum, 135° Special Aluminum, Clamp, Aluminum, 135º Clamp, Aluminum, 135º Clamp Pediatric, Aluminum, Proximal Square Clamp, Aluminum, Distal Square Clamp, Aluminum, Mobile Head Special Aluminum, Clamp, Aluminum, LRS Flat Side Carrier, Aliminum, Limb Lengthener Fixator, Aluminum, Short, Limb Lengthener Fixator, Aluminum, Medium, Limb Lengthener Fixator, Aluminum, Long, Limb Reconstruction Fixator (LRS), Aluminum, Short, Limb Reconstruction Fixator (LRS), Aluminum, Medium, Limb Reconstruction Fixator (LRS), Aluminum, Long, Pediatric Limb Reconstruction Fixator (LRS), Aluminum, Short, Pediatric Limb Reconstruction Fixator (LRS), Aluminum, Medium, Pediatric Limb Reconstruction Fixator (LRS), Aluminum, Long, Limb Reconstruction Fixator with 135° Clamp (LRS), Aluminum, Short, Limb Reconstruction Fixator with 135° Clamp (LRS), Aluminum, Medium, Limb Reconstruction Fixator with 135° Clamp (LRS), Aluminum, Long, Small Limb Reconstruction Fixator, Aluminum, 140 mm, 135° Angled Clamp For LRS, Aluminum, Arm & Wrist Fixator, Aluminum, Long, Mid-Ring Fixator with Wrist Hybrid Module, Arm & Wrist (Phenning) Fixator, Aluminum, 195
16320 | Cable for electrosurgical unit | GREEMED | 2024-05-02T00:00:00.000+02:00 | Erbe Elektromedizin GmbH, Waldhörnlestraße 17, 72072 Tübingen, Germany | 20132-046, 20132-158, 20132-227, 20132-228, 20132-249, 20183-066, 20192-094, 20192-097, 20192-099, 20192-101, 20192-104, 20192-110, 20193-113, 20192-117, 20192-119, 20192-125, 20192-127, 20192-129, 20192-130, 20192-132, 20192-133, 20192-134, 20192-135, 20196-045, 20196-047, 20196-048, 20196-053, 20196-055, 20196-057, 20196-059, 20196-060, 20196-061, 20196-062, 20196-063, 20196-064, 20196-065, 20196-066, 20196-067, 20196-106, 20196-107, 20196-115, 20196-118, 20196-119, 20196-121, 20196-124, 20196-127, 20196-129, 20196-130, 21196-115, 21196-118, 21196-119 | Klasa I | Kabell per pajisje elektrokirurgjikale | Tjeter
16321 | Mars1417X (Brand name: Mars1417X) Wireless Digital Flat Panel Detector, Mars1417V-TSI (Brand name: Mars1417V) Digital Flat Panel Detector, Mars1717V-VSI (Brand name: Mars1717V) Digital Flat Panel Detector, Pluto0001X and Pluto0002X Digital intra-oral X-ray imaging system | BORA DENTAL ALBANIA | 2024-04-12T00:00:00.000+02:00 | iRay Technology Co., Ltd. RM202, Building 7, No.590, Ruiqing RD, Zhangjiang East, Pudong, Shanghai, China | Mars1417X, Mars1417V, Mars1717V, Pluto0001X and Pluto0002X | Klasa IIa | Detektor Dixhital, panel i sheshte per Imazhe Radilogjike, Detektor Dixhital per imazhe radilogjike intraorale | Pajisje elektromekanike
16322 | Digital X-ray imaging system, dental Axeos / Type D3644, Digital X-ray imaging system, dental Heliodent Plus / Type D3507, HD PLUS Wallversion (square), HD PLUS complete w/o support arm (wall module, square), HD Plus Wallversion (round), HD PIus complete w/o support arm (wall module, round), Digital X-ray imaging system, dental Heliodent Plus / Type D3578, HELIODENT Plus, Unit model, HD Plus complete, w/o support arm (on Treatment Center), Ceilinq Version HELIODENT Plus, HD Plus complete, w/o support arm (ceiling), Digital X-ray imaging system, dental, Orthophos E, Orthophos E Ceph, Type D3352, Orthophos E, Orthophos E Pan, Orthophos E Ceph, Reprocessing Device, DAC Universal, Type MK lV, Dental Unit lntego / lntego Pro with Heliodent Plus, Dental Unit Sinius / Sinius CS / Sinius TS with Heliodent Plus, Dental Unit, Type D3561, Dental Unit Sinius, Dental Unit Sinius CS, Dental Unit Sinius TS | BORA DENTAL ALBANIA | 2024-04-12T00:00:00.000+02:00 | Sirona Dental Systems GmbH Fabrikstraße 31, 64625 Bensheim, Germany | 67 28 914, 6483726, 6483692, 6483734, 6175744, 6489624, 6489632, 6602234, 6707488, 6707462, 6708429, 6762160, D3543 with D3578, D3561 with D3578, NA, 6308865, 6308873, 6408822 | Klasa IIb, Klasa IIa | Sistem digital grafie dentare, 3D, Scanner Dentar, Sistem Digital Grafie dentare Intraoral, Sistem Digital Grafie dentare Intraoral Version Mural Katror, Sistem Digital Grafie dentare IntraoralcVersion Mural katror pa krahun suportues, Sistem Digital Grafie dentare Intraoral Version Mural Rrethor, Sistem Digital Grafie dentare IntraoralcVersion Mural Rrethor pa krahun suportues, Sistem Digital Grafie dentare Intraoral, uniti, Sistem Digital Grafie dentare Intraoral, pa krahin suportues I montuar ne unit trajtimi, Sistem Digital Grafie dentare Intraoral, Versioni tavanor, Sistem Digital Grafie dentare Intraoral, Versioni tavanor pa krahun suportues, Sistem digital grafie dentare, Panoramex , Sistem digital grafie dentare, Panoramex Vetem 2D, Sistem digital grafie dentare, Panoramex bashke me Cefalometrit, Sistem sterilisimi dhe vajisje per instrumentat dentare (angla), Unit dentar I pajisjur me grafki dentare digitale intraorale, Unit Dentar | Pajisje dentare
16323 | Computed Tomography X-Ray Systems / uCT 528 | KONEX | 2024-04-02T00:00:00.000+02:00 | Shanghai United Imaging Healthcare Co.; 2258 Chengbei Road Jiading District Shanghai, 201807 China Ltd.; | uct528 / JAK | Klasa IIb | Skaner Mjekesor - Pajisje per ekzaminime imazherie | Pajisje diagnostikuese dhe terapeutike me rezatim
16324 | Dental High Frequency Electrosurgical Unit | Rodio Pharma | 2024-04-12T00:00:00.000+02:00 | DNHmedtech Co. #302 B-dong, 158 Haneulmaeul-ro, Ilsandong-gu, Goyang-si, Gyeonggi-do, Kor | Actto-50A | Klasa IIb | Actto-50A, një sistem elektrokirurgjie me frekuencë të lartë, ndihmon në menaxhimin e indeve të buta me efikasitet më të madh, saktësi më të madhe dhe më pak gjakderdhje sesa bisturia e zakonshme dentare. | Pajisje dentare
16325 | Urethral Catheters Type: Latex Urethral Catheters, Silicone Urethral Catheters, PVC Urethral Catheters . Appendix I : Latex Foley Catherter: Sub-Type Pediatric, 2-way size: 6Fr, 8Fr, 10Fr. Sub-Type Female , 2-way Size: 12Fr,14Fr, 16Fr, 18Fr, 20Fr, 22Fr, 24Fr, 26Fr Sub-Type Male (Standard), 2-way Size: 12Fr, 14Fr, 16Fr,18Fr, 20Fr, 22Fr, 24Fr, 26Fr, 28Fr, 30Fr Sub-Type: 3-way Size : 14Fr, 16Fr,18Fr,20Fr,22Fr,24Fr,26Fr. Sub-Type: 4-way 18Fr, 20Fr, 22Fr, 24Fr. Sub-type: 5-way Size: 18Fr, 20Fr,22Fr ,24Fr . Type : Tiemann Urethral Catheter Sub-Type :2-way Size: 12Fr, 14Fr, 16Fr, 18Fr, 20Fr, 22Fr, 24Fr, 26Fr, 28Fr, 30Fr. Sub-Type 1-way Size:12Fr,14Fr,16Fr,18Fr,20Fr,22Fr,24Fr,26Fr, 28Fr, 30Fr . Type Red Urethral Catheter Sub-Type 1-way Size: 6Fr, 8 Fr, 10 Fr, 12Fr, 14 Fr, 16 Fr, 18 Fr, 20 Fr, 22 Fr, | Medical-trade | 2024-04-18T00:00:00.000+02:00 | Guangdong Ecan Medical Co,Ltd Address: Building 1, No. 222, Xindu Road, Chengjiao Street, Conghua District, Guangzhou City, Guangdong Province, 510920, P.R. China | Urethral Catheters Type: Latex Urethral Catheters, Silicone Urethral Catheters, PVC Urethral Catheters . Appendix I : Latex Foley Catherter: Sub-Type Pediatric, 2-way size: 6Fr, 8Fr, 10Fr. Sub-Type Female , 2-way Size: 12Fr,14Fr, 16Fr, 18Fr, 20Fr, 22Fr, 24Fr, 26Fr Sub-Type Male (Standard), 2-way Size: 12Fr, 14Fr, 16Fr,18Fr, 20Fr, 22Fr, 24Fr, 26Fr, 28Fr, 30Fr Sub-Type: 3-way Size : 14Fr, 16Fr,18Fr,20Fr,22Fr,24Fr,26Fr. Sub-Type: 4-way 18Fr, 20Fr, 22Fr, 24Fr. Sub-type: 5-way Size: 18Fr, 20Fr,22Fr ,24Fr . Type : Tiemann Urethral Catheter Sub-Type :2-way Size: 12Fr, 14Fr, 16Fr, 18Fr, 20Fr, 22Fr, 24Fr, 26Fr, 28Fr, 30Fr. Sub-Type 1-way Size:12Fr,14Fr,16Fr,18Fr,20Fr,22Fr,24Fr,26Fr, 28Fr, 30Fr . Type Red Urethral Catheter Sub-Type 1-way Size: 6Fr, 8 Fr, 10 Fr, 12Fr, 14 Fr, 16 Fr, 18 Fr, 20 Fr, 22 Fr, | Klasa IIa, Is | Katater urinar Latex, Silikon dhe PVC ne permasa te ndryshme , Pajisje per maske laringu, Tuba Endotrakeale, Tubat trakeostomie, Tuba endobronk, Tuba Ushqimi, Katater Drenazhi , Tuba Drenazhi, Tuba Stomaku PVC, Maska Oksigjeni , Sete per nebulizator, Nazofaringeale, Orofaringeale | Instrumenta shumeperdorimeshe
| 24 Fr . Type Latex Urethral Catheter Sub-type 1-way Size: 6Fr, 8 Fr, 10 Fr, 12Fr, 14 Fr, 16 Fr, 18 Fr, 20 Fr, 22 Fr, |  |  |  | 24 Fr . Type Latex Urethral Catheter Sub-type 1-way Size: 6Fr, 8 Fr, 10 Fr, 12Fr, 14 Fr, 16 Fr, 18 Fr, 20 Fr, 22 Fr,
| 24 Fr. 2.Type: Silicone Urethral Catheter , Silicone Foley Catheter , Sub-type : Pediatric, |  |  |  | 24 Fr. 2.Type: Silicone Urethral Catheter , Silicone Foley Catheter , Sub-type : Pediatric,
| 2-way Size: 6Fr, 8Fr, 10Fr. Sub-type: Male(stand |  |  |  | 2-way Size: 6Fr, 8Fr, 10Fr. Sub-type: Male(stand
| ard), 2-way Size: 12Fr, 14 Fr, 16 Fr, 18 Fr, 20 Fr, 22 Fr, 24 Fr, 26 Fr, 28 Fr, |  |  |  | ard), 2-way Size: 12Fr, 14 Fr, 16 Fr, 18 Fr, 20 Fr, 22 Fr, 24 Fr, 26 Fr, 28 Fr,
| 30 Fr. Sub-type :3-way Size: 14 Fr, 16 Fr, 18 Fr, 20 Fr, 22 Fr, 24 Fr, 26 Fr, 28 Fr, |  |  |  | 30 Fr. Sub-type :3-way Size: 14 Fr, 16 Fr, 18 Fr, 20 Fr, 22 Fr, 24 Fr, 26 Fr, 28 Fr,
| 30 Fr. 3-Type :PVC Urethral Catheter Type: PVC Urethral Catheter . Sub-type: One-way Size: 6Fr, 8 Fr, 10 Fr,12Fr, 14 Fr, 16 Fr, 18 Fr, 20 Fr, 22 Fr, 24 |  |  |  | 30 Fr. 3-Type :PVC Urethral Catheter Type: PVC Urethral Catheter . Sub-type: One-way Size: 6Fr, 8 Fr, 10 Fr,12Fr, 14 Fr, 16 Fr, 18 Fr, 20 Fr, 22 Fr, 24
| Fr, 26 Fr, 28 Fr, 30 Fr, Laryngeal Mask Devices Type: |  |  |  | Fr, 26 Fr, 28 Fr, 30 Fr, Laryngeal Mask Devices Type:
| Standard,Reinforced(Grilled, Un-grilled) |  |  |  | Standard,Reinforced(Grilled, Un-grilled), Endotracheal Tubes Type: Oral, Nasal,
| Size: 1, 1½, 2, 2½, 3, 4, 5, Endotracheal Tubes Type: Oral, Nasal, |  |  |  | Standard, Reinforced,
| Standard, Reinforced, |  |  |  | Evacuation
| Evacuation |  |  |  | Lumen(Cuffed, Uncuffed)
| Lumen(Cuffed, Uncuffed) |  |  |  | Size: I.D. 2.0, I.D. 2.5,
| Size: I.D. 2.0, I.D. 2.5, |  |  |  | I.D.3.0,I.D.3.5,I.D.4.0,I.D.
| I.D.3.0,I.D.3.5,I.D.4.0,I.D. |  |  |  | 4.5,I.D.5.0,I.D.5.5,I.D.6.0,
| 4.5,I.D.5.0,I.D.5.5,I.D.6.0, |  |  |  | I.D.6.5,I.D.7.0,I.D.7.5,I.D.
| I.D.6.5,I.D.7.0,I.D.7.5,I.D. |  |  |  | 8.0,I.D.8.5,I.D.9.0,I.D.9.5,
| 8.0,I.D.8.5,I.D.9.0,I.D.9.5, |  |  |  | I.D.10.0, ID 10.5, ID 11.0, Tracheostom y Tubes Type: Standard, Reinforced, Evacuation
| I.D.10.0, ID 10.5, ID 11.0, Tracheostom y Tubes Type: Standard, Reinforced, Evacuation |  |  |  | Lumen(Cuffed, Uncuffed)Size: I.D.3.0,I.D.3.5,I.D.4.0,I.D.4.5,I.D.5.0,I.D.5.5,I.D.6.0,I.D.6.5,I.D.7.0,I.D.7.5,I.D.8.0,I.D.8.5,I.D.9.0,I.D.9.5, I.D.10.0, Endobronchia l Tubes Right(26Fr,28Fr,32Fr,35Fr, 37Fr, 39Fr, 41Fr, 42Fr); Left (Fr26,Fr28,Fr32,Fr35, Fr37, Fr39, Fr41, Fr 42), Feeding Tubes 1）2-way Paediatric (6Fr/8Fr/10Fr) 2) 2-way Adult (12Fr/14Fr/16Fr/18Fr/20Fr/22Fr/24Fr/26Fr) 3)3-way Adult(16Fr/18Fr/20Fr/22Fr/24Fr/26Fr), Suction Catheters Type: Latex, PVC
| Lumen(Cuffed, Uncuffed)Size: I.D.3.0,I.D.3.5,I.D.4.0,I.D.4.5,I.D.5.0,I.D.5.5,I.D.6.0,I.D.6.5,I.D.7.0,I.D.7.5,I.D.8.0,I.D.8.5,I.D.9.0,I.D.9.5, I.D.10.0, Endobronchia l Tubes Right(26Fr,28Fr,32Fr,35Fr, 37Fr, 39Fr, 41Fr, 42Fr); Left (Fr26,Fr28,Fr32,Fr35, Fr37, Fr39, Fr41, Fr 42), Feeding Tubes 1）2-way Paediatric (6Fr/8Fr/10Fr) 2) 2-way Adult (12Fr/14Fr/16Fr/18Fr/20Fr/22Fr/24Fr/26Fr) 3)3-way Adult(16Fr/18Fr/20Fr/22Fr/24Fr/26Fr), Suction Catheters Type: Latex, PVC |  |  |  | Size: Fr6, Fr8, Fr10, Fr12, Fr14, Fr16, Fr18, Fr20, Suction Tubing Size: 1/4", 3/16", PVC Stomach Tubes Fr6, Fr8, Fr10, Fr12, Fr14,Fr16, Fr18, Fr20, Oxygen Masks Type: Oxygen Marks,
| Size: Fr6, Fr8, Fr10, Fr12, Fr14, Fr16, Fr18, Fr20, Suction Tubing Size: 1/4", 3/16", PVC Stomach Tubes Fr6, Fr8, Fr10, Fr12, Fr14,Fr16, Fr18, Fr20, Oxygen Masks Type: Oxygen Marks, |  |  |  | Non-rebreath Masks Size: Neonate,Infant, Child standard, Adult standard, Large adult, Tubing Set for Nebulizers Type: Aerosol Masks,Mouth piece Size: Neonate, Infant, Child standard, Adult standard, Large adult, Nasopharyngeal Airways ID 2.0, ID 2.5, ID 3.0, ID3.5, ID 4.0, ID 4.5, ID 5.0, ID 5.5, ID 6.0, ID 6.5, ID7.0, ID 7.5, ID 8.0, ID 8.5,ID 9.0, Oropharyngeal Airways Size: 4cm, 5cm, 6cm, 7cm,8cm, 9cm, 10cm, 11cm,12cm
Non-rebreath Masks Size: Neonate,Infant, Child standard, Adult standard, Large adult, Tubing Set for Nebulizers Type: Aerosol Masks,Mouth piece Size: Neonate, Infant, Child standard, Adult standard, Large adult, Nasopharyngeal Airways Size: ID 2.0, ID 2.5, ID 3.0, ID3.5, ID 4.0, ID 4.5, ID 5.0, ID 5.5, ID 6.0, ID 6.5, ID7.0, ID 7.5, ID 8.0, ID 8.5,ID 9.0, Oropharyngeal Airways Size: 4cm, 5cm, 6cm, 7cm,8cm, 9cm, 10cm, 11cm,12cm
16326 | Corn and wart removing plaster | F A R M A T E CH | 2024-04-08T00:00:00.000+02:00 | Eurosirel SpA Viale Europa, 30-20047 Cusago (MI) - Italy | ASXXXXXX | Klasa IIa | Ankerplaste kunder kallove dhe lythave | Tjeter
16327 | DxC 700 AU | GENIUS SHPK | 2024-04-15T00:00:00.000+02:00 | BECKMAN COULTER INC - 250 SOUTH KRAEMER BLVD. BREA, CALIFORNIA 92821, USA | B86443, B86444, B86445, B86446 | In vitro | Instrument mjeksor in vitro diagnostifikues qe mar analite ne mostra, ne kombinim me reagentet e pershtatshem, kalibratoret, mostrat e kontrollit te cilesise (QC), dhe pajisjet e tjera. Ky sistem eshte per perdorim diagnostik in vitro vetem. Aplikacionet perfshijne metodat colorimetrike, aglutinacionin, elektroden selektive te jonit dhe imunotestin homogjen te enzimave. Ky produkt mat komponentet kimike ne mostre (serum, plazme, urine dhe gjak i plote (vetem HbA1c)) duke perzier mostren dhe reagentin. | Pajisje te diagnostifikimit in vitro
16328 | DxU 850m Iris, DxU 840m Iris | GENIUS SHPK | 2024-04-15T00:00:00.000+02:00 | BECKMAN COULTER IRELAND INC. -LISMEEHAN O'CALLAGHAN'SMILLS, CO.CLARE, IRELAND | C49513, C76947 | In vitro | Instrument mjeksor in vitro diagnostifikues, plotesisht I automatizuar i kimise se analizes se urines qe ofron rezultate te besueshme per laboratorin tuaj. Ai permban aftesi te ngarkimit te vazhdueshem te shiritit dhe kapacitet te larte me kohe te shpejtë kthimi, deri ne 70 mostra per ore., Instrument mjeksor in vitro diagnostifikues, plotesisht I automatizuar i kimise se analizes se urines qe ofron rezultate te besueshme per laboratorin tuaj. Ai permban aftesi te ngarkimit te vazhdueshem te shiritit dhe kapacitet te larte me kohe te shpejtë kthimi, deri ne 101 mostra per ore. | Pajisje te diagnostifikimit in vitro
16329 | HCG Pregnancy Test (Colloidal Gold) Strip, Cassette, Midstream | Medical-trade | 2024-04-15T00:00:00.000+02:00 | Anhui Deepblue Medical Technology CO.,LTD. 4th Floor , D-1# Zone, Pearl Industrial Park, 106 Innovation Avenue, High-Tech Development Zone, 230088 Hefei, Anhui, People's Republic of China | HCG Pregnancy Test (Colloidal Gold) Strip, Cassette, Midstream | In vitro | Teste Shatezanie | Pajisje te diagnostifikimit in vitro
16330 | Connecting tubing | GREEMED | 2024-04-15T00:00:00.000+02:00 | ARES MEDİKAL SAN. TİC. LTD. ŞTİ,Aşık Veysel Mah. 5821/1 Sk. No:6 Karabağlar 35110 İzmir, Türkiye | CT1101, CT1102, CT1103, CT1104, CT1105, CT1106, CT1107, CT1108, CT1201, CT1202, CT1203, CT1204, CT1205, CT1206, CT1207, CT1208, CT1209 | Klasa IIa | Tube lidhes per shiringe angiografike | Tjeter
16331 | NEW ASKIR 30 | Health & Light | 2024-04-15T00:00:00.000+02:00 | CA-MI SRL/ VIA UGO LA MALFA 13 - FRAZIONE: PILASTRO - 43013 LANGHIRANO (PR) ITALIA | RE310100 | Klasa IIa | ASPIRATOR KIRURGJIKAL | Pajisje elektromekanike
16332 | CD8-Krome Orange, CD10-APC-Alexa Fluor 750, CD56-APC-Alexa Fluor 750, CD57-Pacific Blue, CD38-ECD, CD5-APC, CD33-APC-Alexa Fluor 750, CD20-PC5.5, Anti-HLA-DR-Krome Orange, CD11c-PC5.5, CD3-APC-Alexa Fluor 750, Anti-HLA-DR-PC5.5, CD25-PC7, CD16-APC-Alexa Fluor 700, CD23-APC | MONTAL | 2024-04-15T00:00:00.000+02:00 | Immunotech SAS A Beckman Coulter Company 130 Avenue de Lattre de Tassigny BP 177 Marseille, Cedex 9 13276, France | C86899, C86900, C86901, C86902, C86903, C86904, C86905, C86906, C86907, C86908, C86909, C86910, C86911, C86912, C86914 | In vitro | Janë antitrupa që lejojnë identifikimin cilësor dhe jo të automatizuar të popullatave qelizore që perfaqesojne antigjenet e pranishëm në mostrat biologjike njerëzore. | Pajisje te diagnostifikimit in vitro
16333 | MicroScan Pos Combo Panel Type 38, MicroScan Pos Breakpoint Combo Panel Type 33, MicroScan Pos MIC Panel Type 32, MicroScan Pos Combo Panel Type 39, MicroScan Pos Combo Panel Type 41, MicroScan Pos MIC Panel Type 33, MicroScan Pos Combo Panel Type 42, MicroScan MSF POS MIC Panel Type 2, MicroScan Pos MIC 40, MicroScan Pos Combo Panel Type 48, MicroScan Pos Combo Panel Type 49, MicroScan Pos MIC STA 35, MicroScan Pos MIC STA 36, MicroScan Pos MIC E 37, MicroScan Pos Breakpoint Combo Panel Type 28, MicroScan Pos Combo Panel Type 31, MicroScan Pos Combo Panel Type 32, MicroScan Pos Breakpoint Combo Panel Type 32, MicroScan Pos Combo Panel Type 37 | GENIUS SHPK | 2024-04-15T00:00:00.000+02:00 | BECKMAN COULTER INC - 250 SOUTH KRAEMER BLVD. BREA, CALIFORNIA 92821, USA | B1016-161, B1016-164, B1016-165, B1016-167, B1016-172, B1016-173, B1016-174, C32698, C80307, C80308, C80309, B1016-181, B1016-182, B1016-183, B1016-138, B1016-139, B1016-140, B1016-152, B1016-160 | In vitro | Reagentet diagnostikuese mjekesore in vitro MicroScan Pos MIC/Combo Panels jane projektuar per percaktimin cilesor dhe sasior te ndjeshmerise ndaj agjenteve antimikrobike dhe/ose identifikimin cilesor ne nivelin e specieve te gram positive te rritjes se shpejte aerobe dhe baktereve fakultative anaerobe, rritjes se shpejte aerobe gram positive dhe Listeria monocytogenes nga kolonite e izoluara. Metodat per inkubimin dhe vleresimin e rezultateve perfshijne automatizimin e plote ne instrumentat e teknologjise Beckman, instrumentin WalkAway, ose inkubacionin jo te automatizuar me lexim ne instrumentat e autoSCAN-4 ose lexim manual me mundesine per te futur rezultatet ne sistem menaxhimi te te dhenave LabPro, Reagentet diagnostikuese mjekesore in vitro MicroScan Pos MIC/Combo Panels jane projektuar per percaktimin cilesor dhe sasior te ndjeshmerise ndaj agjenteve antimikrobike dhe/ose identifikimin cilesor ne nivelin e specieve te gram positive te rritjes se shpejte anaerobe dhe aerobe cocci dhe Listeria monocytogenes nga kolonite e izoluara. Metodat per inkubimin dhe vleresimin e rezultateve perfshijne inkubacionin jo te automatizuar dhe leximin manual., Reagentet diagnostikuese mjekesore in vitro MicroScan Pos MIC/Combo Panels jane projektuar per percaktimin cilesor dhe sasior te ndjeshmerise ndaj agjenteve antimikrobike dhe/ose identifikimin cilesor ne nivelin e specieve te gram positive te rritjes se shpejte aerobe dhe baktereve fakultative anaerobe, rritjes se shpejte aerobe gram positive dhe Listeria monocytogenes nga kolonite e izoluara. Metodat per inkubimin dhe vleresimin e rezultateve perfshijne automatizimin e plote ne instrumentat e teknologjise Beckman, instrumentin WalkAway, ose inkubacionin jo te automatizuar me lexim ne instrumentat e autoSCAN-4 ose lexim manual me mundesine per te futur rezultatet ne sistem menaxhimi te te dhenave LabPro. | Pajisje te diagnostifikimit in vitro
16334 | MicroScan Turbidity Meter | GENIUS SHPK | 2024-04-15T00:00:00.000+02:00 | BECKMAN COULTER INC - 250 SOUTH KRAEMER BLVD. BREA, CALIFORNIA 92821, USA | B1018-66, B1018-66I, B1018-66CN | In vitro | Instrument diagnostifikues in vitro i destinuar per te matur turbiditetin e shkeputjeve ne nje medium te lengshem duke lexuar absorbancen. | Pajisje te diagnostifikimit in vitro
16335 | MicroScan RENOK Rehydrating / Inoculating System, MicroScan RENOK Disposable-D-Inoculator Sets, MicroScan RENOK Disposable-R-Inoculator Sets | GENIUS SHPK | 2024-04-15T00:00:00.000+02:00 | BECKMAN COULTER INC - 250 SOUTH KRAEMER BLVD. BREA, CALIFORNIA 92821, USA | B1018-14, B1013-4, B1013-5, B1013-6 | In vitro | Instrument diagnostike in vitro i destinuar per rihidratimin dhe inokulimin e panelat MicroScan (panelat e thate konvencional ose panelat e shpejtesise te deshiuar) qe perdoren ne lidhje me setet inokulatore te shfrytezueshme MicroScan qe perbehen nga nje kapak transferimi dhe nje kuve mbjellje (per te permbajtur inokulumin)., Instrument diagnostike in vitro i destinuar per tu perdorur me MicroScan RENOK. | Pajisje te diagnostifikimit in vitro
16336 | PROXIMATE, CONTOUR TRANSTAR | E v i t a | 2024-04-15T00:00:00.000+02:00 | Ethicon Endo-Surgery, LLC 475 Calle C Guaynabo, Puerto Rico 00969 USA | PPH01, PPH03, STR5G, CR30G | Klasa IIb | Stapler cirkular qe perdoret ne kirurgji per proceduren e trajtimit te hemoroideve, Stapler i lakuar qe perdoret ne kirurgji per proceduren e trajtimit te prolapsit, Rimbusheset e staplerit te lakuar qe perdoret ne kirurgji per proceduren e prolapsit | Pajisje nje perdorimeshe
16337 | GALACTOSE UV, GALACTOSE UV CONTROL SET, BILE ACIDS CONTROL SET, CK MB CALIBRATOR, CK MB CONTROL, DIRECT FREE CALCIUM CONTROL SET, FRUCTOSAMINE CALIBRATOR, FRUCTOSAMINE CONTROL SET, HOMOCYSTEINE CONTROL SET, PT THROMBOPLASTIN, APTT, FIBRINOGEN, IMIDAZOL DILUENT, NORMAL CONTROL PLASMA, HIGH PATHOLOGIC PLASMA CONTROL, LOW PATHOLOGIC PLASMA CONTROL, ALBUMIN LR, ALKALINE PHOSPHATASE LR, ACID PHOSPHATASE LR, ALT-GPT LR, AST-GOT LR, AMYLASE LR, BILE ACIDS LR, BILIRUBIN TOTAL + DIRECT LR, CALCIUM ARSENAZO LR, CALCIUM CPC LR, CHLORIDE LR, CHOLESTEROL LR, HDL DIRECT CHOLESTEROL LR, LDL DIRECT CHOLESTEROL LR, CHOLINESTERASE LR, CK MB LR, CK NAC LR, CREATININE LR, COPPER LR, DIBUCAINE LR, DIRECT BILIRUBIN LR, DIRECT FREE CALCIUM LR, FRUCTOSAMINE LR, G6PD LR, G6PDH LR, GAMMA GT LR, GLUCOSE LR, HOMOCYSTEINE LR, IRON LR, LDH LR, LITHIUM LR, LIPASE LR, MAGNESIUM LR, MAGNESIUM UV LR, PHOSPHOROUS LR, POTASSIUM LR, SODIUM LR, TOTAL BILIRUBIN LR, TOTAL PROTEIN LR, TRYGLICERIDES LR, UREA UV LR, UREA COLOR LR, URIC ACID LR, URINARY PROTEINS LR, ZINC LR, TIBC, ASO, CRP, RF, ASO LATEX, CRP LATEX, RF LATEX, RPR-CARBON, WR LATEX, IM LATEX, TOXO LATEX, SERACAL, SERACONTROL N, SERACONTROL P, G6PD CALIBRATOR, G6PD CONTROL, TOTAL BILIRUBIN, DIRECT BILIRUBIN, TOTAL & DIRECT BILIRUBIN, HDL-LDL CALIBRATOR, LIPIDIC CONTROL SET, LITHIUM CONTROL SET, SODIUM CONTROL SET, URINARY PROTEINS CONTROL, VDRL ANTIGEN, TPHA, β HCG, BICARBONATE-CO2, LACTATE, IODIDE, IODIDE CONTROL SET, ACE, ACE CALIBRATOR, ACE CONTROL SET, FECAL CHYMOTRIPSIN, CHYMOTRIPSIN CONTROL SET, ALDOLASE, ALDOLASE CALIBRATOR, ALDOLASE CONTROL SET, OXALIC ACID, CITRIC ACID, OXALIC/CITRIC ACID CONTROL SET, XYLOSE ENZYMATIC UV, XYLOSE ENZYMATIC UV CONTROL SET, IgA, α-ACID GLYCOPROTEIN, APO A1, APO B, FERRITIN, β2 MICROGLOBULIN, α-1 ANTITRYPSIN, ANTITROMBIN III, LP(a), HAPTOGLOBIN, MICROALBUMIN, HbA1c Direct, HbA1c Lysant, HAEMOGLOBIN DRABKIN, HAEMOGLOBIN STD, CRP ANTISERUM, CRP VET, IgE, KAPPA CHAIN, LAMBDA CHAIN, VITAMIN D, IgG, IgM, C3, C4, α1-ACID GLYCOPROTEIN, HbA1c CALIBRATOR SET, HbA1c CONTROL SET, CRP ANTISERUM CALIBRATOR, CRP ANTISERUM CONTROL SET, CRP VET CALIBRATOR, CRP VET CONTROL SET, MULTIPARAMETRIC SERUM PROTEIN CALIBRATOR, MULTIPARAMETRIC SERUM PROTEIN CONTROL, IgE STANDARD, IgE CONTROL, ASO/CRP/RF NORMAL CONTROL, ASO/CRP/RF HIGH CONTROL, β2 MICROGLOBULIN CONTROL, APO A- APO B CALIBRATOR, APO A- APO B CONTROL, LP(a) CALIBRATOR, LP(a) CONTROL, KAPPA/LAMBDA CAL FOR URINE, KAPPA/LAMBDA CAL FOR SERUM, KAPPA/LAMBDA CTL FOR URINE, KAPPA/LAMBDA CTL FOR SERUM, FERRITIN CALIBRATOR SET, FERRITIN CONTROL SET, MICROALBUMIN CALIBRATOR, MICROALBUMIN CONTROL, VITAMIN D CALIBRATOR SET, VITAMIN D CONTROL SET, ALBUMIN STD, CALCIUM STD, CHLORIDE STD, CHOLESTEROL STD, COPPER STD, CREATININE STD, GLUCOSE STD, UREA STD, IRON STD, MAGNESIUM STD, PHOSPHOROUS STD, TOTAL PROTEIN STD, TRYGLICERIDES STD, URIC ACID STD, ALCOHOL URINE, AMPHETAMINE URINE, BARBITURATES URINE, BENZODIAZEPINES URINE, COCAINE METABOLITE URINE, METHADONE URINE, OPIATES URINE, THC (CANNABIS) URINE, MDMA (ECSTASY) URINE, MULTICALIBRATOR FOR URINE CONTENTS, ALCOHOL CALIBRATOR/CONTROL for urine, BENZODIAZEPINES CALIBRATOR, THC (CANNABIS) CALIBRATOR, CANNABINOID Calibrator Low Cut-off., CANNABINOID Calibrator High Cut-off., BENZODIAZEPINES Calibrator Low Cut-off, BENZODIAZEPINES Calibrator High Cut-off, Multidrug Control for Urine. Low Cut-off, Multidrug Control for Urine. High Cut-off, ETHYL ALCOHOL Control (50 ng/mL), ETHYL ALCOHOL Control (300 ng/mL), BENZODIAZEPINES Control Low Cut-off, BENZODIAZEPINES Control High Cut-off, CANNABINOID Control Low Cut-Off, CANNABINOID Control High Cut-Off, DIGOXIN, CARBAMAZEPINE, PHENOBARBITAL, PHENYTOIN, VALPROIC ACID, TDM CALIBRATOR SET, TDM CONTROL SET, SYSTEMIC SOLUTION, EXTRA WASH, EXTRA WASH SOLUTION, OPTICAL CELL WASH, TENSIOACTIVE CONCENTRATED, ANTIBACTERICAL PHOSPHOR FREE detergent, ACID DETERGENT, ALKALINE DETERGENT, ISE REFERENCE LIQUID, ISE INTERNAL STANDARD LIQUID, ISE DILUENT, ISE DETERGENT, ISE STANDARD LOW, ISE STANDARD HIGH, ISE COMPENSATOR, MULTIPLA IgA -IgG-IgM, ALFA1-GLYCOPROTEIN ACID, TRANSFERRIN, LAMBDA FREE & BOUND CHAIN, KAPPA FREE & BOUND CHAIN, ANTITHROMBIN III, BENCE JONES OUCHTERLONY, K ELETTRODE, Na ELETTRODE, Cl ELETTRODE, REFERENCE ELETTRODE, INSTRUMENTS, CHEM 100, CHEM 200, CHEM 240, CHEM 300 PLUS, CHEM 300, CHEM 400 NO ISE, CHEM 400 WITH ISE | GAMMA | 2024-04-18T00:00:00.000+02:00 | Gesan Production srl Via Fiera dell'Eremita, 71 Campobello di Mazara (TP) ITALY | 556GLT, 556CTL, 110CTL, 195CAL, 195CTL, 181CTL, 340CAL, 340CTL, 991CTL, CG001, CG002, CG003, CG003D, CG004, CG005H, CG005L, 1200430, 1200250, E1206100, E1200650, C1200620A, C1200650A, C1201220D, | In vitro | Reagente per analizim diagnostik in vitro | Tjeter
C1200960D, C1200150V, C1200620, B1201000, B1202000, B1201250, B1201500, 120R1, 3000125, 3000250, 3001230, 3000520, 3000650, E300340130, E3000550, E3000250,
C3000620A, C3000650A, C3000675D, C3001070D, C3000120V, C3000620, C3000650,
300R1, 300R2, ACP310, 3800120, 3800520, 3801230, 3800650, E380340130, E3805100, E3800550, E3800250,
E380340130, C3800650A, C3800675D, C3801070D, C3800120V, C3800650, B3800250,
B3800500, B3801250, B3801500, 380R1, 380BR2, 3700125, 3700520, 3701230, 3700650, E3700250, E370340130, E3705100, E3700550,
E3701250, C3700650A, C3700675D, C3701070D, C3700120V, C3700650, B3700250,
B3700500, B3701250, 370R1, 370BR2, 1401010, 1400210, 1400430, 1400510, 1400502, 1401003, C1400610A, C1400620D,
C1401220D, C1400610, C1400110V, B1400500, B1401000, 140R1, 1100140, C1100140A, C1100140D, C1100140V, C1100140, 110R1B, 110R2B, 1752125, E1650450, E1650250, E1856100, E1850250, E1850650, E1850630, E1850350, C1850650A, C1850970D,
C1851220D, C1850120V, C18500650, 185R1, 1801030, 1801220, E1800450, E1806100, E1800650, E1800450, 180R1, 180R2, 2100150, E2100630, E2100650, C2100620A, C2100620D, C2101020D, C2100120V, 210R1, 2200650, 2206100, E2205100, E2200550, E220340130, 2230250, 2230450, 2230120,
2230650, 2236100, 2230350, C2230650A, C2230960D, C2230970D, C2230150V, C2230650,
B2231250, B2231500, B2231000, B2232000, 220R1, 220R2, 223R1, E2210180, E2210450, C2210260A, C2210280D, C2210470D, C2210120V, C2210260, 221R1,
221R2, E2220180, E2220450, C2220140A, C2220140D, C2220180D, C2220120V, C2220140,
C2220180, 222BR1, 222BR2, 2500430, 2500650, E2500430, C2500420A, C2500650D, C2500625D, C2501070D
C2500120V, C2500420, 250R1, 250R2, 1950175, 1950130, 1950610, 1951000, C1950150A, C1950150D, C1950150, 195R1B,
195R2B, 1900220, 1900420, 1900610, E1900550, E1900430, E1900230, C1900420A, C1900650D,
C1900625D, C1901070D, C1900120V, C1900420, 190R1, 190R2, 2701030, 2701220, E2704100, E2706100, E2700650, E2700450, C2700650A, C2701220A,
C2701220D, C2700870D, C2701220, C2700210V, 270R1, 270R2, 4600430, E4600250, E4600650, C4600330A, C4600330D, C4600130V, C4600330, 460R1,
460R2, 2600610, C2600610D, 260R1, 1701230, 1700650, E1700525, E1705100, E1700550, E170340130, C1700620A, C1700650A,
C1700650D, C1701070D, C1700120V, C1700620, C1700650, 170R1, 170R2, 1810130, C1810130A, C1810140D, C1810130, 181R1, 181R2, 181R3, 3400210, 3400610, E3400630, C3400620A, C3401020D, C3400110V, C3400620, 340R1,
340R2, 390050 , C390050A, 3900425, C3900425A, 3500125, 3500230, 3500220, 3500610, 3500650, 3501230, E3500250, E3500550,
E350340130, C3500620A, C3500650A, C3500675D, C3501070D, C3500620, C3500650,
C3500120V, 350R1, 350R2, 3600650, 3606100, E3605100, E3600550, 3650120, 3650650, 3656100, C3650650A
C3650970D, C3650650, C3650150V, B3654250,B3651250,B3651500,B3651000,B3652000,
365R1, 360R1, 360R2, 9910135, 991S, C9910135A, C9910135D, C9910135, 991R1B, 991R2B, 2901230, 2900650, E2900525, E2905100, E2900550, E290340130, C2900650A, C2900650D
C2901070D, C2900120V, B2900250,B2900500,B2901250, 290R1, 290R2, 4000220, 4000420, 4000610, E4000230, E4000430, E4000550, E4000230, C4000420A,
C4000650D, C4000625D, C4000420, C4000120V, 400R1, 400R2, 4930230, 4930130, C4930130A, C4930230D, 475LPS, C4750150A, C4750150D, C4750150, C4750150V, E4400150, E4400650, E4400630, E4400230, E4400330, C4400620A, C4401220D, C4400620,
C4400120V, 440R1, 4410650, 4410430, E4410430, E4410550, C4410520A, C4411020D, 441R1, 441R2, E3300650, 3300430, C3300620A, C3301220D, C3300620, C3300120V, 330R1, 4900405, 4900650, 4900430, C4900620A, C4900650A, C4901220D, C4900620, C4900650,
C4900120V, 490R1, 4950180, 4950260, C4950260A, C4950260D, C4950160V, 495R1, 495R2, 1600125, 1601230, 1600650, E1605100, E1600525, E1600550, E160340130, C1600620A,
C1600650A, C1600650D, C1601070D, C1600620, C1600650, C1600120V, 160R1, 160R2, E4500
16338 | VIDEOARTHROSCOPE HD AC 2.7×30°×120MM, VIDEOARTHROSCOPE HD AC 2.7×30°×67MM, VIDEOARTHROSCOPE HD AC 2.7×70°×70MM, 4KO VIDEOARTHROSCOPE AC 4×30°×160MM, 4KO VIDEOARTHROSCOPE AC 4×70°×160MM RND TIP, 4KO ARTHROSCOPE DV AC 4×0°×160MM, 4KO ARTHROSCOPE DV AC 4×30°×160MM, 4KO ARTHROSCOPE DV AC 4×70°×160MM RND TIP, 4KO ARTHROSCOPE DV AC 4×45°×160MM, 4KO LAPAROSCOPE AC 5.5×0°×300MM, 4KO Laparoscope AC, 5.5mm, x 30°,x 300 mm, 4KO Laparoscope AC, 5.5mm, x 45°,x 300 mm, 4KO LAPAROSCOPE AC 10×0°×330MM, 4KO LAPAROSCOPE AC 10×30°×330MM, 4KO LAPAROSCOPE AC 10×45°×330MM | LAYO | 2024-04-18T00:00:00.000+02:00 | Smith&Nephew, Inc. - Endoscopy Division 150 Minuteman Road Andover Massachusetts 01810-1031 USA | 72205143, 72205144, 72205145, 72205149, 72205150, 72205153, 72205154, 72205155, 72205156, 72205157, 72205158, 72205159, 72205163, 72205164, 72205165 | Klasa IIa | Pajisje mjekësore elektrike, që përdoren në shërbimin e ortopedisë si edhe të kirurgjisë së përgjithshme për sigurimin e pamjeve në brendësi të trupit, diagnostikim apo edhe si ndihmë në procedurën kirurgjikale . | Pajisje elektromekanike
16339 | Blood Trabsfusion Filter - ( IMUGARD III - PL ) TF*IR1602ES -TF*IP2002N | EUROMED | 2024-04-22T00:00:00.000+02:00 | TERUMO CORPORATION, 44 - 1, 2 - chrome, Hatagaya, Shibuya - ku, Tokio 151 - 0072, Japoni | Blood Trabsfusion Filter - ( IMUGARD III - PL ) TF*IR1602ES -TF*IP2002N | Klasa IIb | filter delekoucitar per transfusionin e gjakut | Pajisje nje perdorimeshe
16340 | MEDRAD Stellant CT Injection System with Certegra Workstation, Connect.CT Application, Personalized Patient Protocol Technology (P3T) P3T Cardiac Module for Certegra Workstation, Personalized Patient Protocol Technology (P3T) P3T Abdomen Module for Certegra Workstation, Personalized Patient Protocol Technology (P3T) P3T Pulmonary Angiography (PA) for Certegra Workstation | Health & Light | 2024-04-22T00:00:00.000+02:00 | Bayer Medical Care Inc./ 1 Bayer Drive Indianola Pennsylvania 15051-0780 USA | SCT-310, Connect.CT, MIS P3TC, MIS P3TA, MIS P3TPA | Klasa IIb | Injektor kontrasti per CT model Stellant me workstation Certegra, Aplikacion per lidhje me CT, Modul Kardiak me protokolle te personalizuara pacienti, Teknologjia P3T per Certegra Workstation, Modul Abdominal me protokolle te personalizuara pacienti, Teknologjia P3T per Certegra Workstation, Modul Angiografi Pulmonare me protokolle te personalizuara pacienti, Teknologjia P3T per Certegra Workstation | Tjeter
16341 | CODMAN stylets (10 Units) for Irrigation Forceps, CODMAN Bipolar Cord Unitized Plug,Reusable, Codman Electrosurgical Interconnecting Cable, Codman Electrosurgical Interconnecting Cable for CMC-V, Codman Electrosurgical Irrigator Bracket, Codman Electrosurgical Irrigator Bracket /Pole Clamp, Codman Electrosurgical Circular Foot Pedal, Codman Electrosurgical Foot Pedal, CODMAN EDS 3TM Leveling Device | O.E.S DISTRIMED | 2024-04-30T00:00:00.000+02:00 | Integra LifeSciences Production Corporation 11 Cabot Boulevard Mansfield,MA 02048 USA | 80-1130, 80-1186, 901001CBL1, 901001CBL2, 901001BRKT, 901001POLC, 901001CPED, 901001FPED, 82-1733 | Klasa I | Instrumenta dhe aksesore elektrokirurgjikal | Instrumenta shumeperdorimeshe
16342 | ANTI EMBOLISM STOCKINGS /ANTI EMBOLISM STOCKINGS THIN LENGTH-ANTI EMBOLISM STOCKINGS KNEE LENGTH , ANTİ EMBOLİSM STOCKİNGS KNEE LENGTH OPEN TOE STANDART SİZE NO:2, ANTİ EMBOLİSM STOCKİNGS KNEE LENGTH OPEN TOE STANDART SİZE NO:3, ANTİ EMBOLİSM STOCKİNGS KNEE LENGTH OPEN TOE STANDART SİZE NO:4, ANTİ EMBOLİSM STOCKİNGS KNEE LENGTH OPEN TOE STANDART SİZE NO:5, ANTİ EMBOLİSM STOCKİNGS KNEE LENGTH LOWER INSPECTİON HOLE STANDART SİZE NO:1, ANTİ EMBOLİSM STOCKİNGS KNEE LENGTH LOWER INSPECTİON HOLE STANDART SİZE NO:2, ANTİ EMBOLİSM STOCKİNGS KNEE LENGTH LOWER INSPECTİON HOLE STANDART SİZE NO:3, ANTİ EMBOLİSM STOCKİNGS KNEE LENGTH LOWER INSPECTİON HOLE STANDART SİZE NO:4, ANTİ EMBOLİSM STOCKİNGS KNEE LENGTH LOWER INSPECTİON HOLE STANDART SİZE NO:5, ANTİ EMBOLİSM STOCKİNGS KNEE LENGTH LOWER INSPECTİON HOLE STANDART SİZE NO:6, ANTİ EMBOLİSM STOCKİNGS THİN LENGTH LOWER INSPECTİON HOLE STANDART SİZE NO:1, ANTİ EMBOLİSM STOCKİNGS THİN LENGTH LOWER INSPECTİON HOLE STANDART SİZE NO:2, ANTİ EMBOLİSM STOCKİNGS THİN LENGTH LOWER INSPECTİON HOLE STANDART SİZE NO:3, ANTİ EMBOLİSM STOCKİNGS THİN LENGTH LOWER INSPECTİON HOLE STANDART SİZE NO:4, ANTİ EMBOLİSM STOCKİNGS THİN LENGTH LOWER INSPECTİON HOLE STANDART SİZE NO:5, ANTİ EMBOLİSM STOCKİNGS THİN LENGTH LOWER INSPECTİON HOLE STANDART SİZE NO:6, ANTİ EMBOLİSM STOCKİNGS THİN LENGTH LOWER INSPECTİON HOLE STANDART SİZE NO:7 | FARMACI XHENA | 2024-05-07T00:00:00.000+02:00 | VARIMO MEDIKAL ANONIM SERKETI Akcaburgaz Mah. 3102 Sok. No. 7 Ic Kapi No.3 Esenyurt Istanbul Turkey | na, 1100, 1120, 1121 | Klasa I | Corape antitrombotike qe perdoren ne paciente te ndryshem. | Tjeter
16343 | DELUXE GYNAECOLOGY BED | MONTAL | 2024-05-07T00:00:00.000+02:00 | GIMA S.p.A Via Marconi, 1, 20060 Gessate (MI)- Italy | 27500 | Klasa I | Të dizenjuara për kolposkopi dhe procedura të përgjithshme gjinekologjike. | Pajisje elektromekanike
16344 | Accessoires for IOM System/AEP Insert Earphones for ISIS Systems and NeMo | O.E.S DISTRIMED | 2024-05-08T00:00:00.000+02:00 | inomed Medizintechnik GmbH Im Hausgrün 79312 Emmendingen 29 Germany | 540340 | Klasa I | Tuba per eartips,aksesore per sistemin intraoperator monitorues | Pajisje nje perdorimeshe
16345 | MicroScan Neg Combo 96, MicroScan Neg Combo 97, MicroScan Neg MIC Panel Type 62, MicroScan Neg MIC Panel Type 63, MicroScan Negative MIC NF 64, MicroScan Neg Multidrug Resistant MIC 2, MicroScan Neg Urine Combo Panel Type 98, MicroScan Neg Combo 99, MicroScan Neg Breakpoint Combo 53, MicroScan Neg MDR Combo 100, MicroScan Neg MIC EN 51, MicroScan Neg MIC EN 52, MicroScan Neg Combo 83, MicroScan Neg Combo 82, MicroScan Neg Urine Combo 81, MicroScan Negative MIC NF 50, MicroScan Negative MIC EN 47, MicroScan Neg Breakpoint Combo 50, MicroScan Neg Breakpoint Combo Panel Type 42, MicroScan Neg Urine Combo Panel Type 52, MicroScan Neg Combo Panel Type 53, MicroScan Neg Combo Panel Type 54, MicroScan Neg MIC Panel Type 39, MicroScan Neg Urine Combo Panel Type 57, MicroScan Neg Combo Panel Type 58, MicroScan Neg Urine Combo Panel Type 59, MicroScan Neg Breakpoint Combo Panel Type 46, MicroScan Neg MIC Panel Type 40, MicroScan Neg Combo Panel Type 63, MicroScan Neg Combo Panel Type 72, MicroScan Neg Breakpoint Combo Panel Type 48, MicroScan Neg Combo Panel Type 66, MicroScan Neg MIC Panel Type 44, MicroScan Neg Urine Combo Panel Type 69, MicroScan Neg Entero Combo Panel Type 70, MicroScan Neg Non Entero Combo Panel Type 71, MicroScan Neg Breakpoint Combo Panel Type 49, MicroScan Neg Multidrug Resistant MIC 1, MicroScan ESßL plus ESBL Confirmation Panel, MicroScan MSF Neg MIC Panel Type 2, MicroScan Neg MIC 57, MicroScan Neg MIC 61, MicroScan Neg Combo 94, MicroScan Neg Urine Combo 95 | GENIUS SHPK | 2024-04-15T00:00:00.000+02:00 | BECKMAN COULTER INC - 250 SOUTH KRAEMER BLVD. BREA, CALIFORNIA 92821, USA | C79388, C79389, C80299, C80300, C80301, C80302, C80303, C80304, C80305, C80306, B1016-194, B1016-195, B1016-193, B1016-192, B1016-191, B1016-188, B1016-185, B1016-189, B1016-137, B1016-141, B1016-142, B1016-143, B1016-155, B1016-156, B1016-158, B1016-159, B1016-162, B1016-163, B1016-166, B1016-180, B1016-169, B1016-171, B1016-175, B1016-176, B1016-177, B1016-178, B1016-179, C32368, 81027-101, C32699, C58012, C63726, C63727, C79387 | In vitro | Reagente identifikues in vitro te destinuara per percaktimin kuantitativ dhe kualitativ te ndjeshmerise ndaj agjenteve antimikrobike dhe/ose identifikimin cilesor ne nivelin e specieve te baktereve qe rriten shpejte aerobe dhe baktereve fakultative anaerobe gram-negative nga kolonite e izoluara. Metodat per inkubimin dhe percaktimin e rezultateve perfshijne automatizimin e plote me instrumentat e teknologjise Beckman, instrumentit WalkAway, ose inkubacionin jashte jo te automatizuar me lexim ne pajisjet autoSCAN-4 ose lexim manual me mundesine per te futur rezultatet ne sistem menaxhimi te te dhenave LabPro., Reagente identifikues in vitro te destinuara per percaktimin kuantitativ dhe kualitativ te ndjeshmerise ndaj agjenteve antimikrobike dhe/ose identifikimin cilesor ne nivelin e specieve te baktereve qe rriten shpejte gram-negative nga kolonite e izoluara dhe per detektimin e prodhimit te ESBL, te Escherichia coli, Klebsiella Oxytoca, Klebsiella Pneumoniae, Proteus mirabilis dhe specie te caktuara te Enterobaktereve nga kolonite e izoluara.. Metodat per inkubimin dhe percaktimin e rezultateve perfshijne inkubacionin jashte jo te automatizuar dhe leximin manual., Reagente identifikues in vitro te destinuara per percaktimin kuantitativ dhe kualitativ te ndjeshmerise ndaj agjenteve antimikrobike dhe/ose identifikimin cilesor ne nivelin e specieve te baktereve qe rriten shpejte aerobe dhe baktereve fakultative anaerobe gram-negative nga kolonite e izoluara. Metodat per inkubimin dhe percaktimin e rezultateve perfshijne inkubacionin jashte jo te automatizuar dhe leximin manual. | Pajisje te diagnostifikimit in vitro
16346 | Dxl 9000 Access Immunoassay Analyzer, Sample Cup, 0.5 mL, Sample Cup, 2 mL, Sample Container, 3 mL, Insert, 1 mL in a 12mm x 75mm, 13mm x 75mm or 13mm x 100 mm tube, Pediatric insert, in a rack adapter (PN 472987), 2 mL/16 mm insert cups, 1 mL/13 mm insert cup caps, 3 mL sample container caps, Auto aliquot tubes (13x100 mm false bottom), Cup 2mL (Hitachi), Citranox, Contrad | GENIUS SHPK | 2024-04-15T00:00:00.000+02:00 | BECKMAN COULTER INC - 250 SOUTH KRAEMER BLVD. BREA, CALIFORNIA 92821, USA | C11137 , 651412, 81902, 81914, 81915, 81916, 81917, 81920, 81922A , 2910034, MU853200 , 81912, 81911 | In vitro | Instrument diagnostifikues in vitro qe perdoret per percaktimin sasiore, gjysem-sasiore, ose cilesor te peqendrimeve dhe koncentrimeve te ndryshme te analiteve te gjetura ne lengjet e trupit te njeriut., Material konsumi in vitro, ndihmes gjate punes per kryerjen e analizave invitro me autoanalizatorin Dxl 9000., Reagent konsumi in vitro, ndihmes gjate punes per kryerjen e analizave invitro me autoanalizatorin Dxl 9000, me funksion pastrues. | Pajisje te diagnostifikimit in vitro
16347 | DETROX - DETROSAN AF, DETROX - DETRO SPRAY, DETROX - DETRO SEPT AF, DETROX - AKASPRAY, DETROX - DETRO SAN SFC, DETROX - AKASPRAY TUCHER, DETROX - DETROSAN AF WIPES, DETROX - DETROSAN HP SPRAY, DETROX - DETROSAN HP WIPES | Ameis Dent | 2024-04-15T00:00:00.000+02:00 | Detro Healthcare Kimya Sanayi A.Ş. : Atatürk mh. Cemal Gürsel cd. No:8 Esenyurt / İSTANBUL | n/a | Klasa IIa | Disinfektant per pajisje dhe instrumenta dentare | Pajisje dentare
16348 | STERILE HEMOSTATIC ABSORBABLE GELATIN SPONGE (CLINISPONGE) - Standard, STERILE HEMOSTATIC ABSORBABLE GELATIN SPONGE (CLINISPONGE) - Special, STERILE HEMOSTATIC ABSORBABLE GELATIN SPONGE (CLINISPONGE) - Film, STERILE HEMOSTATIC ABSORBABLE GELATIN SPONGE (CLINISPONGE) - Dial, STERILE HEMOSTATIC ABSORBABLE GELATIN SPONGE (CLINISPONGE) - Tampon, STERILE HEMOSTATIC ABSORBABLE GELATIN SPONGE (CLINISPONGE) - Dental, STERILE HEMOSTATIC ABSORBABLE GELATIN SPONGE (CLINISPONGE) - Powder | Ameis Dent | 2024-04-15T00:00:00.000+02:00 | Yücel Medikal ve Tekstil Ürünleri san.Tic.Ltd.Şti. Selahaddin Eyyubi Mah.1612 Sok.No:19 34850 Esenyurt, Istanbul, Turkey | n/a | Klasa III | Hemostatilk per ndalimin e hemoragjise ne procedurat dentare | Pajisje dentare
16349 | Angiographic Syringe | GREEMED | 2024-04-15T00:00:00.000+02:00 | ARES MEDİKAL SAN. TİC. LTD. ŞTİ,Aşık Veysel Mah. 5821/1 Sk. No:6 Karabağlar 35110 İzmir, Türkiye | AS8000, AS8001, AS8002, AS8003, AS8004, AS8005, AS8006, AS8007, AS8008, AS8009, AS8010 | Klasa IIa | Shiringe Angiografike | Tjeter
16350 | Medrad Salient Medrad Vistron Plus190 ml Syringe with quick fill tube (QFT), Medrad Salient Medrad Vistron Plus190 ml Syringe with Spike, Medrad Salient Medrad Vistron Plus 190 ml Syringe with Spike 150 cm Connecting Tube, Medrad Salient Medrad Vistron Plus 190 ml Syringe with quick fill tube (QFT) 150 cm Connecting Tube, Medrad Salient Medrad Vistron Plus 150 cm Extension Tube Single | Health & Light | 2024-04-22T00:00:00.000+02:00 | lmaxeon Pty Ltd/ Unit 1 38-46 South St. Rydalmere, NSW 2116 Australia | ZY6322, ZY6323, ZY6324, ZY6325, ZY5151, ZY5152, ZY5154 | Klasa IIa | Shiringa Sterile njeperdorimshe per Injektor Konstrasti Medrad Salient dhe Vistron plus 190 ml, me Quick Fill Tube (QFT), Shiringa Sterile njeperdorimshe per Injektor Konstrasti Medrad Salient dhe Vistron plus 190 ml, me Spike, Shiringa Sterile njeperdorimshe per Injektor Konstrasti Medrad Salient dhe Vistron plus 190 ml, me Spike dhe tub lidhes 150 cm, Shiringa Sterile njeperdorimshe per Injektor Konstrasti Medrad Salient dhe Vistron plus 190 ml, me quick fill tube (QFT) dhe tub lidhes 150 cm, Tub zgajtues tek 150 cm per injektor kontrasti Medrad Salient Medrad Vistron Plus, Tub zgajtues me konektor T 150 cm per injektor kontrasti Medrad Salient, Tub Zgjatues Y 150 cm per injektor kontrasti Medrad Salient Medrad Vistron Plus | Produkte per institucione te kujdesit shendetesor
, Medrad Salient 150 cm Extension Tube T-connector
, Medrad Salient Medrad Vistron Plus150 cm Y Extension Tube
16351 | Intrepid I/A Tip, 0.3 mm, Bent 8065751013 | PEGASUS. | 2024-03-21T00:00:00.000+01:00 | Alcon Laboratories , Inc. 6201 South Freeway Fort Worth , Texas 76134-2099 | 8065751013 | Klasa IIa | Eshte maje e perkulur 0.3 mm per sonden irrigim aspirim te aparateve kirurjikale oftalmike | Pajisje oftalmike dhe optike
16352 | Acrysof IQ PanOptix Toric Trifolcal inraocular Lens or PanOptix Toric Presbyopia Correcting Intraocular Lens | PEGASUS. | 2024-04-02T00:00:00.000+02:00 | Alcon Laboratories , Inc. 6201 South Freeway Fort Worth , Texas 76134-2099, USA | TFNT30 (collective model reference TFNTT0) | Klasa IIb | Jane lente intraokulare per korigjimin e shikimit tek personat qe kane prebiopi | Pajisje te implantueshme jo aktive
16353 | Acrysof IQ PanOptix Toric Trifocal lntraocular Lens or PanOptix Toric Presbyopia Correcting Intraocular Lens | PEGASUS. | 2024-04-02T00:00:00.000+02:00 | Alcon Laboratories , Inc. 6201 South Freeway Fort Worth , Texas 76134-2099, USA | TFNT60 (collective model reference TFNTT0) | Klasa IIb | Jane lente intraokulare per korigjimin e shikimit tek personat qe kane presbiopi | Pajisje te implantueshme jo aktive
16354 | ECHELON | E v i t a | 2024-04-08T00:00:00.000+02:00 | Ethicon Endo-Surgery, LLC 475 Calle C, Guaynabo, Puerto Rico 00969 USA | EC60, SC60, LONG60, EC45, SC45, ECLG45, EC60A, SC60A, LONG60A, EC45A, SC45A, EC45AL | Klasa IIa | Stapler per perdorim ne Endo-Kirurgji | Instrumenta shumeperdorimeshe
16355 | MicroScan MICroSTREP plus Panel Type 3, MicroScan MICroSTREP plus Panel Type 6, MicroScan MSF FAST MIC Panel Type 2 | GENIUS SHPK | 2024-04-18T00:00:00.000+02:00 | BECKMAN COULTER INC - 250 SOUTH KRAEMER BLVD. BREA, CALIFORNIA 92821, USA | B1016-89A, B1016-170, C32700 | In vitro | Reagent diagnostifikues in vitro i cili eshte i destinuar per percaktimin e sasise dhe cilesise se ndjeshmerise ndaj agjenteve antimikrobiale te Streptoccocusin, duke perfshire Streptococcus pneumoniae, Haemophilus influenzae dhe Haemophilus parainfluenzae nga kolonite e izoluara., Reagent diagostifikues in vitro i cili eshte i destinuar per percaktimin e sasise dhe cilesise se ndjeshmerise ndaj agjenteve antimikrobiale te streptoccoccus, duke perfshire Streptococcus pneumoniae, nga kolonite e izoluara. , Reagent diagnostifikues in vitro i cili eshte e destinuar per percaktimin e sasise dhe cilesise se ndjeshmerise ndaj agjenteve antimikrobiale te Streptoccocusit, duke perfshire Streptococcus pneumoniae, Haemophilus influenzae dhe Haemophilus parainfluenzae, nga kolonite e izoluara. | Pajisje te diagnostifikimit in vitro
16356 | MicroScan Rapid Yeast ID Panel | GENIUS SHPK | 2024-04-15T00:00:00.000+02:00 | BECKMAN COULTER INC - 250 SOUTH KRAEMER BLVD. BREA, CALIFORNIA 92821, USA | B1017-70 | In vitro | Reagent diagnostifikues in vitro e destinuar per identifikimin cilesor te shpejte te kandidave, mykut dhe specieve te ngjashme me kandidate, myqeve nga kolonite e izoluara. Metodat per inkubimin dhe percaktimin e rezultateve perfshijne automatizim te plote ne instrumentin WalkAway, ose inkubim pa automatizim me lexim ne instrumentin autoSCAN-4, instrumente te teknologjise Beckman Coulter ose lexim manual me mundesine per te hyre rezultatet ne sistem menaxhimi te te dhenave LabPro. | Pajisje te diagnostifikimit in vitro
16357 | SilverAirline Compressors, Primo, Duo, Trio, Quattro, Quattro Tandem, Duo Tandem, Quattro P 20, Suction System VS & Tyscor VS, VS 250 S, VS 300 S, VS 600, VS 900 S, VS 1200 S, T yscor VS l Pl us, TyscorVS 2, Tyscor VS 2 Plus, TyscorVS 4, Variosuc VS/VSA, Variosuc VSA, Variosuc VS | BORA DENTAL ALBANIA | 2024-04-18T00:00:00.000+02:00 | DURR DENTAL SE Hopfigheimer Str. 17 74321 Bietigheim-Bissingen Germany DE-MF-000006032 | 5152-01, 5252100001, 5252-01, 5252-01/Service, 5252100024, 5252-51, 5352-01, 5352100001, 5352100013, 5452-51, 5452100001, 4682-52, 4682-53, 4152-54, 4252-54, 4152100008, 4252100027, 4252100075, 4152100014, 4252100042, 4642-54, 4682-54, 4682100001, 4682100029, 4852-54, 4852100022, 4852100023, NA, 7151300100, 7151300200, 7151 -01, 71 5 1 -01 /002, 7151-02, 71 5 1 -02/002, 7122-01, 7122-01 /002, 7122-01/021, 7122-02, 7122-02/002, 7122-03, 7122-03/002, 7122-04, 7122-04/002, 7122-05/003, 7128-01, 7128-01 /02 l, 7128-02, 7128100900, 7134-01, 7134-01/021, 7134-02, 7134-02/021, 7138-02, 7138-02/021, 7138-03, 7138100900, 7182100100, 7186-01, 7188200100, 7188100100, 7188100900, 7188100400, 0624-100-50, 0624-100-51, 0624-100-55, 0624-100-56 | Klasa IIa | Linja e Kompresoreve Silverline sime poshte, Kompresor ajri Dentar , Linja e sitemeve te aspirimit dentar si me poshte, Sistem Aspirimi dentar, Linja e aspiratoreve dentare portabel, Sistem aspirimi dentar portabel | Pajisje dentare
16358 | Upper Arm Blood Pressure Monito ZK-B868, ZK-B869, ZK-B872, ZK-B876 | Medical-trade | 2024-04-15T00:00:00.000+02:00 | Shenzhen ZhengKang Technology Co., LTD. 3/F , Building A, NO.3 FuXing Yi Lane, HeHua Community , PingHu Street, LongGang District , ShenZhen City , Guangdong, 518100, China | Upper Arm Blood Pressure Monito ZK-B868, ZK-B869, ZK-B872, ZK-B876 | Klasa IIa | Aparat per matjen e tensionit . | Instrumenta shumeperdorimeshe
16359 | R3 ANTE XLPE LINER 28MM X 44MM +4, R3 ANTE XLPE LINER 28MM X 46MM +4, R3 ANTE XLPE LINER 28MM X 48MM +4, R3 ANTE XLPE LINER 28MM X 50MM +4, R3 ANTE XLPE LINER 28MM X 52MM +4, R3 ANTE XLPE LINER 28MM X 54MM +4, R3 ANTE XLPE LINER 28MM X 56MM +4, R3 ANTE XLPE LINER 28MM X 58MM +4, R3 ANTE XLPE LINER 28MM X 60MM +4, R3 ANTE XLPE LINER 32MM X 48MM +4, R3 ANTE XLPE LINER 32MM X 50MM+4, R3 ANTE XLPE LINER 32MM X 52MM +4, R3 ANTE XLPE LINER 32MM X 54MM +4, R3 ANTE XLPE LINER 32MM X 56MM +4, R3 ANTE XLPE LINER 32MM X 58MM +4, R3 ANTE XLPE LINER 32MM X 60MM +4, R3 ANTE XLPE LINER 32MM X 62MM +4, R3 ANTE XLPE LINER 36MM X 52MM +4, R3 ANTE XLPE LINER 36MM X 54MM, R3 ANTE XLPE LINER 36MM X 56MM, R3 ANTE XLPE LINER 36MM X 58MM, R3 ANTE XLPE LINER 36MM X 60MM, R3 Ante XLPE LINER | LAYO | 2024-04-18T00:00:00.000+02:00 | Smith&Nephew, Inc., 1450 Brooks Rd., Memphis, Tennessee, 38116, USA | 71332371, 71332372, 71332373, 71332374, 71332375, 71332376, 71332377, 71332378, 71332379, 71332381, 71332382, 71332383, 71332384, 71332385, 71332386, 71332387, 71332388, 71332401, 71332402, 71332403, 71332404, 71332405, 71332406, 71332407, 71332408, 71332409, 71332411, 71332412, 71332413, 71332414, 71332415, 71332416, 71332417, 71332418, 71332419, 71332497, 71332498, 71332499, 71352348, 71352350, 71352352, 71352354, 71352356, 71352358, 71352360, 71352362, 71352364, 71352366, 71352368, 71352370, 71352372, 71352374, 71352376, 71352378, 71352380, 71354228, 71354229, 71354231, 71354232, 71354233, 71354234, 71354235, 71354236, 71354237, 71354238, 71354239, 71354241, 71354242, 71354243, 71354244, 71354245, 71354246 | Klasa III | Pajisje mjekesore te implantueshme, komponente protezimi koksofemoral, qe perdoren tek pacientet e rritur, gjate procedurave kirurgjikale ne sherbimin e ortopedise | Pajisje te implantueshme aktive
36mm x 62mm +4, R3 ANTE XLPE LINER 36MM X 64MM, R3 ANTE XLPE LINER 36MM X 66-70MM, R3 ANTE XLPE LINER 36MM X 72-74MM, R3 ANTE XLPE LINER 36MM X 76-80MM, R3 ANTE XLPE LINER 40MM X 56MM, R3 ANTE XLPE LINER 40MM X 58MM, R3 ANTE XLPE LINER 40MM X 60MM, R3 ANTE XLPE LINER 40MM X 62MM, R3 ANTE XLPE LINER 40MM X 64MM, R3 ANTE XLPE LINER 40MM X 66-70MM, R3 ANTE XLPE LINER 40MM X 72-74MM, R3 ANTE XLPE LINER 40MMX76-80MM, R3 ANTE XLPE LINER 32MM X 46MM +4, R3 ANTE XLPE LINER 36MM X 50MM +4, R3 ANTE XLPE LINER 40MM X 54MM +4, REDAPT MODULAR SHELL 48MM, REDAPT MODULAR SHELL 50MM, REDAPT MODULAR SHELL 52MM, REDAPT MODULAR SHELL 54MM, REDAPT MODULAR SHELL 56MM, REDAPT MODULAR SHELL 58MM, REDAPT MODULAR SHELL 60MM, REDAPT MODULAR SHELL 62MM, REDAPT MODULAR SHELL 64MM, REDAPT MODULAR SHELL 66MM, REDAPT MODULAR SHELL 68MM, REDAPT MODULAR SHELL 70MM, REDAPT MODULAR SHELL 72MM, REDAPT MODULAR SHELL 74MM, REDAPT MODULAR SHELL 76MM, REDAPT MODULAR SHELL 78MM, REDAPT MODULAR SHELL 80MM, REDAPT FULLY POROUS SHELL 48MM, REDAPT FULLY POROUS SHELL 50MM, REDAPT FULLY POROUS SHELL 52MM, REDAPT FULLY POROUS SHELL 54MM, REDAPT FULLY POROUS SHELL 56MM, REDAPT FULLY POROUS SHELL 58MM, REDAPT FULLY POROUS SHELL 60MM, REDAPT FULLY POROUS SHELL 62MM, REDAPT FULLY POROUS SHELL 64MM, REDAPT FULLY POROUS SHELL 66MM, REDAPT FULLY POROUS SHELL 68MM, REDAPT FULLY POROUS SHELL 70MM, REDAPT FULLY POROUS SHELL 72MM, REDAPT FULLY POROUS SHELL 74MM, REDAPT FULLY POROUS SHELL 76MM, REDAPT FULLY POROUS SHELL 78MM, REDAPT FULLY POROUS SHELL 80MM
16360 | OpenTex-TR - Ti reinforced non-resorbable membrane, OpenTex-TR_01, OpenTex-TR_02, OpenTex-TR_03, OpenTex-TR_04, OpenTex-TR_05, OpenTex-TR_06, OpenTex-TR_07, OpenTex-TR_08, OpenTex-TR_09, OpenTex-TR_10, OpenTex-TR_11, OpenTex-TR_12, OpenTex-TR_13, OpenTex-TR_0105, OpenTex-TR_0205, OpenTex-TR _0305, OpenTex-TR _0405, OpenTex-TR _0505, OpenTex-TR _0605, OpenTex-TR _0705, OpenTex-TR _0805, OpenTex-TR _0905, OpenTex-TR _1005, OpenTex-TR _1105, OpenTex-TR _1205, OpenTex-TR _1305, OpenTex-TR_0110, OpenTex-TR _0210, OpenTex-TR _0310, OpenTex-TR _0410, OpenTex-TR_0510, OpenTex-TR _0610, OpenTex-TR _0710, OpenTex-TR _0810, OpenTex-TR _0910, OpenTex-TR _1010, OpenTex-TR _1110, OpenTex-TR _1210, OpenTex-TR _1310, OpenTex-TR_P01, OpenTex-TR _P02, OpenTex-TR _P03, OpenTex-TR _P04, OpenTex-TR _P05, OpenTex-TR _P06, OpenTex-TR _P07, OpenTex-TR _P08, OpenTex-TR _P09, OpenTex-TR _Pl0, OpenTex-TR _P11, OpenTex-TR_P12, OpenTex-TR _P13, OpenTex-TR _P0105, OpenTex-TR _P0205, OpenTex-TR_ P0305, OpenTex-TR_P0405, OpenTex-TR _ P0505, OpenTex-TR _P0605, OpenTex-TR _P0705, OpenTex-TR _P0805, OpenTex-TR_P0905, OpenTex-TR _P1005, OpenTex-TR _P1105, OpenTex-TR _P1205, OpenTex-TR _P1305, OpenTex-TR _P0110, OpenTex-TR _P0210, OpenTex-TR _P0310, OpenTex-TR _ P0410, OpenTex-TR _P0510, OpenTex-TR _P0610, OpenTex-TR _P0710, OpenTex-TR _P0810, OpenTex-TR _P0910, OpenTex-TR _P1010, OpenTex-TR _P1110, OpenTex-TR _P1210, OpenTex-TR _P1310 | Rodio Pharma | 2024-04-18T00:00:00.000+02:00 | Purgo Biologics Inc. #812, 27 Dunchon-daero 457beon-gi1, Jungwon-gu, Seongnam-si, Gyeonggi-do, Korea 13219 | NA | Klasa IIa | Membrane jo e absorbueshme qe perdoret ne dentistri. | Pajisje dentare
16361 | Dental Forceps, Forceps for Quickmat Deluxe Rings, myQuickmatrix Forceps, my Forceps | Rodio Pharma | 2024-05-09T00:00:00.000+02:00 | P0LYDENTIA SA Via Cantonale, 47 68O5 Mezzovico-Vira Switzerland | na, 5702, 5703, 5707 | Klasa I | Pinca per ekstraksionin e dhembeve. | Pajisje dentare
16362 | Dental rings, Quickmat Rings + Re-Force, 3 pcs., Quickmat Rings, 5 pcs., Silicone tubes, 15 pairs, Delta tubes, 15 pairs, myTines Medium, 6 pairs, myTines Small, 6 pairs , myTines Large, 6 pairs, myTines refill (S, M, L) 6 pairs, Diamond24, Refill 15 pairs, myTines Junior, 15 pairs, myClip Junior refill, 2 pcs, my Ring Junior refill, 2 pcs., myRing Classico, 2 pcs., myClip 2.0, 2 pcs., myRing Forte, 2 pcs., my Ring Forte, 1 pc., Quickmat rings, 1pc., Re-Force, 1pc., myTines Medium, 1 pair , myTines Small, 1 pair, myTines Large, 1 pair, myTines Junior, 1 pair, Silicone Tubes, 1 pair, Delta Silicone Tubes (Large}, 1 pair, Diamond24, 1 pair, myRing Classico, 1 pc., Delta Silicone Tubes (Small}, 1 pair , myClip 2.O + my Tines Medium, 1pc. , myRing Forte + my Tines Medium, 1pc., my Ring Forte + my Tines Small, 1pc., myClip Junior, 1pc. , my Ring Junior, 1pc. | Rodio Pharma | 2024-05-09T00:00:00.000+02:00 | P0LYDENTIA SA Via Cantonale, 47 68O5 Mezzovico-Vira Switzerland | NA, 5704, 5710, 5711, 5712, 6303, 6304, 6306, 6310, 6312, 6333, 6335, 6336, 6804, 6805, 6806, 6814, 6816, MO1339 , MO1682, MO1894, MO2OO2, MO2OO3, MO2Ol2, SO15O5, SO1534, SO1736, S01746, SO1728M, SO1731, SO1735M, SO1735S, SOl76O , SO1761 | Klasa I | Unaza qe perdoren ne proceduren e mbushjes se dhembeve. | Pajisje dentare
16363 | Treatment chair 500 XLE, Treatment chair 500 XLS, Surgeon's chair surgiTrend, with dynamic seat, Surgeon's chair surgiTrend, with comfort seat | GEN - ALB FARMA | 2024-05-09T00:00:00.000+02:00 | UFSK-lnternational OSYS GmbH Kirchhoffstrar..e 1 93055 Regensburg,Germany | 15000006, 15000005, 22000010, 22000012 | Klasa I | Kjo karrige u mundëson pacientëve tuaj të shijojnë trajtim të këndshëm dhe të rehatshëm me mbushjen shtesë, rrotullën e integruar të gjurit si dhe zonën e rrafshuar të qafës., Karrige e lëvizshme e motorizuar për norma të larta të qarkullimit të pacientëve gjatë trajtimit ambulant. | Pajisje mobilim spitalor
16364 | Cables, adapters, and accessories for IOM Systems/Stimulation probe cable Cable length 4m | O.E.S DISTRIMED | 2024-05-08T00:00:00.000+02:00 | inomed Medizintechnik GmbH Im Hausgrün 79312 Emmendingen 29 Germany | 520024 | Klasa I | Kabull per transferimin e pulseve stimuluese elektrike nga stimulatori te elektrodat e pacientit,per perdorim gjate stimulimit elektrik te indeve nervore dhe muskulore | Instrumenta shumeperdorimeshe
16365 | Coping/Transfer:Multiunit RP 5mm, Coping/Transfer:Multiunit RP 5mm , Coping/Transfer:Multiunit RP 8mm, Coping/Transfer:Multiunit RP | Salutalb | 2024-05-09T00:00:00.000+02:00 | Terrats Medical S.L. C/ Mogoda, 75-99 (Pol. Ind. Can Salvatella) 08210 Barbera del Valles (Barce lona) | 17.507, 17.507-P4, 17.807, 17.807-P4, 17.007 | Klasa I | Perdoren per transferimin e pozicionit te implantit nga situata intaorale ne model ne laborator dentar | Pajisje dentare
16366 | Scan Abutments:UNIVERSAL MULTI-UNIT INTRAORAL SCANBODY, Scan Abutments:UNIVERSAL MULTI-UNIT DESKTOP SCANBODY; 0.050" SCREW HEX, Scan Abutments:UNIVERSAL MULTI-UNIT TIBASE SCANBODY; QTY.5 | Salutalb | 2024-05-09T00:00:00.000+02:00 | Terrats Medical S.L. C/ Mogoda, 75-99 (Pol. Ind. Can Salvatella) 08210 Barbera del Valles (Barce lona) | UMUA-SBIO, UMUA-SBDT, UMUA-SBTB5 | Klasa I | Perdoret per te marre te dhena gjeometrike nga modeli master be laborator 3D Scanner | Pajisje dentare
16367 | FD300, Surface disinfection, FD 300 top wipes, Surface disinfection, FD 312, Surface disinfection, FD 322, Quick-acting disinfection, FD322, Quick-acting disinfection perfume free, FD 322 top wipes, Quick-acting disinfection, FD 322 premium wipes, Quick-acting disinfection, FD333, Quick-acting disinfection, FD 333, Quick-acting disinfection | BORA DENTAL ALBANIA | 2024-04-18T00:00:00.000+02:00 | orochemie GmbH + Co KG Max-Planck-StraBe 27 D-70806 Kornwestheim SRN: DE-MF-000006461 | CDF300C6150, CDF300A0450, CDF312C6150, CDF312C6167, CDF322A 1940, CDF322A2850, CDF322A5550, CDF322A5567, CDF322C6150, CDF322C6167, CDF322C9150, CDF322H4550, CDF322H4599, CDF322A6151, CDF322A9151, CDF322F0450, CDF322A0140, CDF322A0152, CDF322A 1240, CDF322A 1252, CDF333A 1940, CDF333A5550, CDF333C6137, CDF333C6150, CDF333C9150, CDF333H4550, , CDF333C6157, CDF333H4599, CDF333H4557, CDF333A0113, CDF333A0140, CDF333A0152, CDF333A0440, CDF333A0452, CDF333A0804, CDF333A1213, CDF333A1240, CDF333A 1252, CDF333F0450, CDF33FA1940, CDF33FA5550, CDF33FA6150, CDF33FA9150, CDF33FW0150, CDF33FW0450, CDF33FA0140, CDF33FA0152, CDF33FA1240, CDF33FA1252, CDF35CA0 113, CDF35CA0140, CDF35CA0152, CDF35CA0804, CDF35CA1213, CDF35CA1240, CDF35CA1252, CDF35FA0113, CDF35FA0140, CDF35FA0152, CDF35FA0804, CDF35FA1213, CDF35FA1240, CDF35FA1252, CDF35LA0113, CDF35LA0140, CDF35LA0152, CDF35LA0804, CDF35LA 1213, CDF35LA1240, CDF35LA 1252, , CDF366A1940, CDF366A5550, CDF366C6150, CDF366A6167, CDF366C9150, CDF366H4550, , CDF366A0150, CDF366A0450, CDF366F0450, CDl212A5550, CDl212C2040, CDl212C6137, CDl212C6150, CDl212C6167, , CDl212F6150, CDI213A5550, CDI213C2040, CDI213C6150, CDI213C6167, , CDI220A5550, CDI220C6150, CDl220C6167, CDA520C6150, CDA520C6167, CDA520C9150 , CCS550C2040, CCS550C4500, CCS550C4550, CCS550C4567, CDS100C6124, CDS 11 0A9950, CDS 11 0P2000, CDS110P5550, CDS110P6137, CDS110P6150, CDS110P6167, CDS110P9599, CDS110P9950, CDS120A6750, CDS 120A9950, CDZ501C1940, CDZ501C6150, CDZ501C6167 | Klasa IIb, Klasa IIa | FD300, Disinfektues siperfaqesh, FD 300 Peceta, Disinfektues siperfaqesh, FD 312, Disinfektues siperfaqesh, FD 322, Disinfektues e veprim te shpejte, FD322, Disinfektues e veprim te shpejte pa arome, FD 322 Peceta Disinfektuese me veprim te shpejte, FD 322 Peceta premium Disinfektuese me veprim te shpejte, FD333, Disinfektues e veprim te shpejte, FD 333, Disinfektues e veprim te shpejte pa arome, FD 333 Peceta Disinfektuese me veprim te shpejte, FD 333 forte, Disinfektues me veprim te shpejte, FD 333 forte Peceta Disinfektuese me veprim te shpejt, FD 333 forte Peceta premium Disinfektuese me veprim te shpejte, FD 350 Peceta Disinfektuese,me aromatizues Klasike /Lule/Limon, FD 366 Disinfektues per siperfaqe te ndjeshme, FD 366 Peceta Disinfektuese per siperfaqe te ndjeshme, ID 212, Disinfektues instrumentash, ID 212 forte, Disinfektues instrumentash, ID 213,Disinfektues instrumentash, ID 220, Disinfektues ifrezash dentare, MD520, Disinfektues instrumentash invazive dhe joinvazive, MD550, Disinfektues lavamani dentare (Peshtymore), Orotol®, Disinfektues i sistemeve te aspirimit dentar, Orotol® plus, Disinfektues i sistemeve te aspirimit dentar, Orotol® ultra, Disinfektues i sistemeve te aspirimit dentar, Vector®/RinsEndo®, Disinfetues instrumentash invazive dhe jo invazive | Pajisje dentare
perfume free, FD 333 wipes , Quick-acting disinfection, FD 333 top wipes, Quick-acting disinfection, FD 333 forte, Quick-acting disinfection, FD 333 forte wipes, Quick-acting disinfection, FD 333 forte premium wipes, Quick-acting disinfection, FD 350, Disinfection wipes, Classic/Flower/Lemon, FD 366 sensitive, Disinfection of sensitive surfaces, FD 366 sensitive wipes, Disinfection of sensitive surfaces, FD 366 sensitive top wipes, Disinfection of sensitive
surfaces, ID 212, Instrument disinfection, ID 212 forte, Instrument disinfection, ID 213, Instrument disinfection, ID 220, Bur disinfection, MD520, Impression disinfection, MD550, Spittoon bowl cleaner, Orotol®, Disinfection of Suction
Systems, Orotol® plus, Disinfection of Suction devices Systems, Orotol® ultra, Disinfection of Suction Systems, Vector®/RinsEndo®, Disinfection
16368 | Skinfill Silver Plus, sterile, Skinfill Gold Plus, sterile, Skinfill Diamond Plus, sterile | CFO PHARMA | 2024-04-18T00:00:00.000+02:00 | PROMOITALIA GROUP S.p.a, Via San Gregorio, 44-20124 Milano ITALIA | 40123V, 40124V, 40125V | Klasa III | Është një pajisje mjekësore steril, i injektueshëm, jo pirogjen, i riabsorbueshëm i acidit hialuronik, Eshtë një pajisje mjekësore steril, i injektueshëm, jo pirogjen, i riabsorbueshëm i acidit hialuronik | Tjeter
16369 | Aerosol Therapy Equipment - AIREASY ON (REF RE 300912/02) - Medical device that uses cutting-edge MESH technology. The nebulizer combines the besr features of compressor technology (nebulizes every type of drug rapidly and effectively) and ultrasound technology (absolutely silent and portable even during use) making it ideal for every use by adults and children, whether in home care or emergency settings, during trips or in the open (in compliance with operating conditions). | ELBA. | 2024-04-18T00:00:00.000+02:00 | CA-MI S.R.L, Via Ugo La Malfa, 13, Frazione Pilastro 43013 Lanhirano (PR) ITALY | AIREASY ON REF RE 300912/02 | Klasa IIa | Aparat aerosoli që përdor teknologjinë më të fundit MESH. Ky aparat aerosoli kombinon tiparet më të mira të teknologjisë së kompresorit (nebulizon të gjithë llojet e barnave shpejtë dhe në mënyrë efektive) dhe teknologjisë ultratinguj (absolutisht pa zhurmë dhe portativ edhe gjatë përdorimit) duke e bërë atë ideal për cdo përdorim nga të rritur dhe fëmijë. | Pajisje elektromekanike
16370 | PERFECT LINE VOLUME | CFO PHARMA | 2024-04-18T00:00:00.000+02:00 | VIDA S.r.l , Via G.Galilei 4- 56040 Crespina - Lavoria (PI)ITALIA | N/A | Klasa III | është një pajisje mjekësore sterile, e injektueshme, apirogjenike, e absorbueshme me permbajtje acidi hialuronik . | Tjeter
16371 | Skinfill Basic Medium,sterile | CFO PHARMA | 2024-04-18T00:00:00.000+02:00 | PROMOITALIA GROUP S.p.a, Via San Gregorio, 44-20124 Milano ITALIA | 40298 | Klasa III | është një xhel intradermal i injektueshëm që përmban kripëra natriumi që rrjedhin nga acidi hialuronik. | Tjeter
16372 | BG-M05, BG-M10, TG-MS25, TG-MS05, TG-MS10, BG-615, BG-B25, BG-B05, BG-BIO, TG-B25, TG-B05, TG-B10, TG-B20, TG-BS25, TG-BS05, TG-BS10, THE Graft - Xenograft, derived from porcine, BG-A15, BG-A25, BG-A05, BG-A10, BG-A20, TG-A25, TG-AOS, TG-A10, TG-A20, TG-AS25, TG-AS05, TG-AS1D, BG-M15, BG-M2S | Rodio Pharma | 2024-04-22T00:00:00.000+02:00 | Purgo Biologics Inc. #812, 27 Dunchon-daero 457beon-gil, Jungwon-gu, Seongnam-si, Gyeonggi-do, Korea 13219 | 0.6-1.4/ 0.50 g / 1.50 cc / vial, 0.6-1.4/ 1.00 g / 3.00 cc / vial, 0.6-1.4/ 0.08 g / 0.25 cc / syringe, 0.6-1.4/ 0.17 g / 0.50 cc / syringe, 0.6-1.4/ 0.33 g / 1.00 cc / syringe, 1.0-2.0/ 0.15g / 0.54 cc / vial, 1.0-2.0/ 0.25g / 0.90 cc / vial, 1.0-2.0/ 0.50g / 1.80 cc / vial, 1.0-2.0/ 1.00g / 3.60 cc / vial, 1.0-2.0/ 0.07g / 0.25 cc / vial, 1.0-2.0/ 0.14g / 0.50 cc / vial, 1.0-2.0/ 0.28g / 1.00 cc / vial, 1.0-2.0/ 0.56g / 2.00 cc / vial, 1.0-2.0/ 0.07g / 0.25 cc / syringe, 1.0-2.0/ 0146g / 0.50 cc / syringe, 1.0-2.0/ 0.28g / 1.00 cc / syringe, na, 0.25-1.0/ 0.15 g / 0.36 cc / vial, 0.25-1.0/ 0.25 g / 0.60 cc / vial, 0.25-1.0/ 0.50 g / 1.20 cc / vial, 0.25-1.0/ 1.0 g / 2.40 cc / vial, 0.25-1.0/ 2.0 g / 4.80 cc / vial, 0.25-1.0/ 0.1 g / 0.25 cc / vial, 0.25-1.0/ 0.21 g / 0.50 cc / vial, 0.25-1.0/ 0.42 g / 1.00 cc / vial, 0.25-1.0/ 0.83 g / 2.00 cc / vial, 0.25-1.0/ 0.10 g / 0.25 cc / syringe, 0.25-1.0/ 0.21 g / 0.50 cc / syringe, 0.25-1.0/ 0.42 g / 1.00 cc / syringe, 0.6-1.4/ 0.15 g / 0.45 cc / vial, 0.6-1.4/ 0.25 g / 0.75 cc / vial | Klasa III | Kocke natyrale poroze me prejardhje nge derri. | Pajisje dentare
16373 | Composite Transcend , Transcend Syringe Intro Kit, Transcend Syringe A1D Refill , Transcend Syringe A2D Refill , Transcend Syringe A3D Refill , Transcend Syringe B1D Refill , Transcend Syringe Enamel Neutral (EN) Refill, Transcend Syringe Enamel White (EW) Refill, Transcend Syringe Universal Body (UB) Refill, Transcend Econo Kit (UB)-Syringes, Transcend Singles Intro Kit, Transcend Singles A1D Refill 10 pk, Transcend Singles A2D Refill 10 pk, Transcend Singles A3D Refill 10 pk, Transcend Singles B1D Refill 10 pk, Transcend Singles Enamel Neutral (EN) Refill 10 pk, Transcend Singles Enamel White (EW) Refill 10 pk, Transcend Singles Universal Body (EN) Refill 10 pk, Transcend Econo Kit (UB)-Singles, Transcend Syringe Sample, Transcend Compule Sample | MEDIK LINE STEWART | 2024-04-22T00:00:00.000+02:00 | Ultradent, 505 west ultradent drive, South Jordan UTAH, USA 84095 | N/A, 4726, 4727, 4728, 4729, 4730, 4731, 4732, 4733, 4734, 4814, 4744, 4745, 4746, 4747, 4748, 4749, 4757, 4817, S4726, S4814 | Klasa IIa | Kompozite Transcend, Transcend Kit Kompoziti , Transcend Shiringe Kompozite A1D , Transcend Shiringe Kompozite A2D , Transcend Shiringe Kompozite A3D , Transcend Shiringe Kompozite B1D , Transcend Shiringe Smalt Neutral (EN), Transcend Shiringe Smalt I Bardhe (EW), Transcend Shiringe Univeral (UB), Transcend Kit Kompoziti Shiringa Economike (UB), Transcend Kit Kompoziti Shiringa Teke, Transcend Shiringa Teke Kompoziti A1D 10 cope, Transcend Shiringa Teke Kompoziti A2D 10 cope, Transcend Shiringa Teke Kompoziti A3D 10 cope, Transcend Shiringa Teke Kompoziti B1D 10 cope, Transcend Shiringe Teke Smalt Neutral (EN) 10 cope, Transcend Shiringe Teke Smalt I Bardhe (EW) 10 cope, Transcend Shiringe Teke Universal Body (UB) 10 cope, Transcend Kit Kompoziti Shiringa Teke Economike (UB), Transcend Shiringe Prove, Transcend Karpule Prove | Pajisje dentare
16374 | Doubletite , AGNES e-hydro, HMN-15 | CFO PHARMA | 2024-04-22T00:00:00.000+02:00 | AGNES MEDICAL CO.,LTD.Cocco-plaza 5F,Seohyeon-ro 210 beon-gil 20,Bundang-gu,Seongnam-si,Gyeonggi-do,Republic of Korea(13591) | N/A | Klasa IIb | Pajisje mjekesore hibride per trajtime te lekures | Tjeter
16375 | TOOLS-KEY :Multiunit RP, TOOLS-KEY :(52.xxx) | Salutalb | 2024-05-09T00:00:00.000+02:00 | Terrats Medical S.L. C/ Mogoda, 75-99 (Pol. Ind. Can Salvatella) 08210 Barbera del Valles (Barce lona) | DTMURP, DTPEI | Klasa I | Mjete pune qe perdoren nga dentisti ose tekniku dentar gjate restaurimit prostetik | Pajisje dentare
16376 | Tissue Liberator Up, Tissue Liberator Down, Rasp Up, Rasp Down, Tissue Scraper, Switching Stick, Anchor Guide for 2,9 PEEK Anchor, Anchor Guide with Slot-Threaded, Anchor Guide for 2,9 Soft Anchor, Guide Driver with Threaded, Drill – 1,8 Soft Anchor, Drill – 1,2 Soft Anchor, Guide Driver without Threaded, Drill - 2,9 Soft Anchor, Drill - 2,9 PEEK Anchor, Drill - 1,5 Soft Anchor, PEEK+PEEK Drill 3,5 Knotless, Tap-Punch for 3,5 mm PEEK Anchor, Tap-Punch for 4,5 mm PEEK Anchor, Tap-Punch for 5,5 mm PEEK Anchor, Tap-Punch for 6,5 mm PEEK Anchor, Tap/Awl 3,5 mm PEEK+PEEK Knotless Anchor, Tap/Awl 5,0 mm PEEK+PEEK Knotless Anchor, Punch for 3,5 mm PEEK+PEEK Knotless Anchor, Punch for 5,0 mm PEEK+PEEK Knotless Anchor, Tendon Inserter, Biseps Tendon Reamer 7,0 mm, Biseps Tendon Reamer 8,0 mm, Biseps Tendon Reamer 9,0 mm, Biseps Tendon Reamer 10,0 mm, Anchor Drill Tap 1,5 mm, Anchor Drill Tap 1,8 mm, Anchor Drill Tap 2,9 mm, MIS Achilles Guide, Tamp, Dr Inserter, Recipient Reamer Ø 6 mm, Recipient Reamer Ø 8 mm, Recipient Reamer Ø 10 mm, Wrench, Hammer, All In ACL/PCL ELBOW, All In Drill Bullet Ø2,5 mm, All In Drill Bullet Ø3,5 mm, All In Drill Bullet Ø4,5 mm, All In Tibial Guide Elbow PCL, All In Femoral Guide Elbow PCL, All In Femoral Guide Elbow ACL, All InTibial Guide Elbow ACL, Retrograde Reamer 7 mm, Retrograde Reamer 8 mm, Retrograde Reamer 9 mm, Cerclage Band Sleeve Small, Cerclage Band Sleeve- Large, Cerclage Band Tensioner, Cerclage Band Tensioner Key, Guide Up, Guide Left, Guide Right, Guide Curved, Meniscal Suture Pusher-Cutter, Meniscal Suture Pusher-Cutter Guide, Trustpass® Suture Passer, Suture Cutter, Tape Cutter, Suture Passer Neutral, Suture Passer 45° Right, Suture Passer 45° Left, Suture Passer 45° Up, Clever Hook Right, Clever Hook Left, Suture Grasper, Suture Maniplator, Sixter Right, Sixter Left, Knot Pusher, Probe Hook, Cannula Obturator Driver 5,5 mm, Cannula Obturator Driver 7,5 mm, Cannula Obturator Driver 8,5 mm, Arthroscopy Instruments, AC Guide, AC Bullet, Repositioner, Suture Awl, Inserter, Inserter Rod, Dilator 6.5 mm, Dilator 7.0 mm, Dilator 7.5 mm, Dilator 8.0 mm, Dilator 8.5 mm, Dilator 9.0 mm, Dilator 9.5 mm, Dilator 10.0 mm, Dilator 10.5 mm, Dilator 11.0 mm, Femoral Aimer 5,5 mm, Femoral Aimer 6 mm, Femoral Aimer 6,5 mm, Femoral Aimer 7 mm, Femoral Aimer 7,5 mm, Retrograde Reamer, Flexible Reamer 6,5 mm, Flexible Reamer 7,0 mm, Flexible Reamer 7,5 mm, Flexible Reamer 8,0 mm, Flexible Reamer 8,5 mm, Flexible Reamer 9,0 mm, Flexible Reamer 9,5 mm, Flexible Reamer 10,0 mm, Flexible Reamer 10,5 mm, Flexible Passing Pin, Long Cannulated Drill 3,7 mm X 1,8 mm, Femoral Reamer 4,0 mm, Femoral Reamer 4,5 mm, Femoral Reamer 5,0 mm, Femoral Reamer 5,5 mm, Femoral Reamer 6,0 mm, Femoral Reamer 6,5 mm, Femoral Reamer 7,0 mm, Femoral Reamer 7,5 mm, Femoral Reamer 8,0 mm, Femoral Reamer 8,5 mm, Femoral Reamer 9,0 mm, Femoral Reamer 9,5 mm, Femoral Reamer 10,0 mm, Femoral Reamer 10,5 mm, Tibial Reamer 6,0 mm, Tibial Reamer 6,5 mm, Tibial Reamer 7,0 mm, Tibial Reamer 7,5 mm, Tibial Reamer 8,0 mm, Tibial Reamer 8,5 mm, Tibial Reamer 9,0 mm, Tibial Reamer 9,5 mm, Tibial Reamer 10,0 mm, Tibial Reamer 10,5 mm, Tendon Stripper Open 5 mm, Tendon Stripper Open 7 mm, Tendon Stripper Close 5 mm, Tendon Stripper Close 7 mm, PEEK Interference Screw Driver 5-6-7 mm, PEEK Interference Screw Driver 8-9-10-11 mm, Titanium Interferance Screw Driver, Bio TCP Screw Driver 7-8-9 mm, Bio TCP Screw Driver 10-11-12 mm, PEEK Interferance Screw Driver Tip 5-6-7 mm, PEEK Interferance Screw Driver Tip 8-9-10-11 | Orto-Implant | 2024-05-13T00:00:00.000+02:00 | DORATEK Medikal Elektrik Makine İmalatı Tur. İnş. San. ve Tic. Ltd. Şti. Ağaç-Metal Koop. 1436.Sok. No:6 İvedik OSB Yenimahalle / ANKARA / TÜRKİYE | SH-TLB01, SH-TLB02, SH-RSP01, SH-RSP02, SH-SCR01, SH-SWS01, SH-GUS01, SH-GUP01, SH-GUS02, SH-GUS04, SH-GDR02, SH-DRS18, SH-DRS12, SH-GDR01, SH-DRS29, SH-DRP29, SH-DRS15, SH-DRP35, SH-TPP35, SH-TPP45, SH-TPP55, SH-TPP65, SH-TAW35, SH-TAW50, SH-PNC35, SH-PNC50, SH-TNI01, SH-BTR07, SH-BTR08, SH-BTR09, SH-BTR10, SH-DRT15, SH-DRT18, SH-DRT29, MIAG-0000, TAMP-0001, DRIN-0001, RPRM-0006, RPRM-0008, RPRM-0010, WRNC-0001, GAPE-0001, GAPE-0025, GAPE-0035, GAPE-0045, TGEP-0001, FGEP-0001, TGEA-0001, FGEA-0001, RTGR-0007, RTGR-0008, RTGR-0009, CBSS-0001, CBSL-0001, CCBT-0001, CCBT-0002, MNGD-0002, MNGD-0003, MNGD-0004, MNGD-0005, MSPC-0000, MSPG-0000, SH-SPS01, SH-SCT01, SH-TCT01, SH-SPN01, SH-SPR01, SH-SPL01, SH-SPU01, SH-CHR01, SH-CHL01, SH-SGR01, SH-SXR01, SH-SXL01, HMMR-0001, SH-KNP01, SH-CRH01, SH-PRB01, SH-OPT55, SH-OPT75, SH-OPT85, NA , ACGU-0001, ACGB-0001, ACRP-0001, ACSA-0001, ACIN-0001, ACIR-0001, DLTR-0065, DLTR-0070, DLTR-0075, DLTR-0080, DLTR-0085, DLTR-0090, DLTR-0095, DLTR-0100, DLTR-0105, DLTR-0110, FMLA-0055, FMLA-0060, FMLA-0065, FMLA-0070, FMLA-0075, RTGR-0001, FLXB-0065, FLXB-0070, FLXB-0075, FLXB-0080, FLXB-0085, FLXB-0090, FLXB-0095, FLXB-0100, FLXB-0105, FXPN-0001, SYND-3718, FMLR-0040, FMLR-0045, FMLR-0050, FMLR-0055, FMLR-0060, FMLR-0065, FMLR-0070, FMLR-0075, FMLR-0080, FMLR-0085, FMLR-0090, FMLR-0095, FMLR-0100, FMLR-0105, TBLR-0060, TBLR-0065, TBLR-0070, TBLR-0075, TBLR-0080, TBLR-0085, TBLR-0090, TBLR-0095, TBLR-0100, TBLR-0105, STPO-0005, STPO-0007, STPC-0005, STPC-0007, PISD-1707, PISD-1708, TISD-1701, BIOD-1703, BIOD-1704, INDT-0070, INDT-0080, TISD-1702, BIDT-0001, BIDT-0002, EOUT-1701, CRCH-0001, GTNR-1701, AELV-1701, MCFR-0015, MCFR-0030, MCFR-0045, NAFR-0015, NAFR-0030, NAFR-0045, ARSP-1701, ACRT-1701, SIML-0001, IMPL-1701, OSCU-1701, OSCO-1701, PLWG-0001, TBGA-1701, TBGP-1701, FMGP-1701, TNDH-0001, TNDT-0002, BTTN-0003, TNTE-0004, TNHK-0000, GPRB-1701, GRSB-1701, SH-MNP01, DPTG-1701, PRMV-0001, HMMR-0900, KNPS-0001, PRBH-0000, PNCH-0001, PNCH-0002, PNCH-0003, PNCH-0004, PNCH-0005, PNCH-0006, PNCH-0007, PNCH-0008, PNCH-0009, PNCH-0010, PNCH-0011, PNCH-0012, PNCH-0013, HPST-0001, HPST-0002, HPST-0003, HPST-0004, HPST-0005, HPST-0006, HPST-0007, HPST-0008, HPST-0009, HPST-0010, HPST-0011, HPST-0012, HPST-0013, HPST-0014, HPST-0015, HPST-0016, HPST-0017, HPST-0018, HPST-0019, HPST-0020, HPST-0021, HPST-0022, HPST-0023, HPST-0024, HPST-0025, HPST-0026, HPST-0027, HPST-0028, HPST-0029, HPST-0030, HPST-0031, HPST-0032, HPST-0033, HPST-0034, HPST-0035, HPST-0036, HPST-0037, MNGD-0001 | Klasa I | Arthroscopy Instruments, janë pajisje që përdoren për përgatitjen e vendit të kirurgjisë dhe për vendosjen e produkteve të implantueshme si vida, sutura etj, të cilat përdoren në kirurgjinë artroskopike, trauma dhe operacione të shtyllës kurrizore. | Instrumenta shumeperdorimeshe
mm, Titanium Interferance Screw Driver Tip, Bio TCP Screw Driver Tip 6-7-8-9 mm, Bio TCP Screw Driver Tip 8-9-10-11-12 mm, Easy Out, Crochet Hook, Gentle Threades Notcher, Arthroscopic Elevator, Micro Fracture 15°, Micro Fracture 30°, Micro Fracture 45°, Nano Fracture 15°, Nano Fracture 30°, Nano Fracture 45°, Arthroscopic Rasp, Arthroscopic Curette, Stapler Impactor Non Loc., Stapler Impactor Loc., Osteotome Curette, Osteotome Curette-Open, Pull Wire Guide, Tibial Guide Handle + Elbow ACL, Tibial Guide Handle + Elbow PCL, Femoral Guide Handle + Elbow PCL, Tendon Holder, Tendon Tightener, Button Tightener, Tendon Tensioner, Tendon Hook, Graft Preoparation Board, Graft Sizing Block, Depth Gauge, Pin Remover, Hammer 900, Trustpass® Knee, Probe with Handle, Knee Meniscal Punch, Straight, Knee Meniscal Punch Oval, Straight, Knee Meniscal Punch Oval, Up Biter Straight, Knee Meniscal Punch Duckbill, Straight, Knee Meniscal Punch Duckbill, Up Biter Straight, Knee Meniscal Punch 90° Rotary, Left, Knee Meniscal Punch 90°Rotary, Right, Knee Meniscal Punch Duckbill, Left, Curved, Knee Meniscal Punch Duckbill, Right, Curved, Knee Meniscal Punch Anterior, Left, Knee Meniscal Punch Anterior, Right, Knee Meniscal Punch 20° Rotary Hooked, Left, Knee Meniscal Punch 20° Rotary Hooked, Right, Hip Punch, Duckbill, Straight, Hip Punch, Duckbill, 45° Left Curved, Hip Punch, Duckbill, 45° Right Curved, Hip Punch, Birdbeak, Suture Retriever, Upbiter, Hip Punch, Birdbeak, Suture Retriever, Left, Hip Punch, Birdbeak, Suture Retriever, Right, Hip Punch, Birdbeak, Suture Retriever, Straight, Hip Suture Cutter, Hip Loose-Body Grasper, Hip Tissue Grasper, Hip Suture Retriever, Straight, Hip Kingfisher Suture Retriever, Straight, Hip Bankart Rasp, Upbiter 20°, Hip Bankart Rasp, Downward 20°, Hip Osteotome, Upbiter 15°, Hip Osteotome, Upbiter 30°, Hip Osteotome, Downward 15°, Hip Osteotome, Downward 30°, Hip Suture Passer Hook, Hip Bone Curettes, Hip Hook Knife, Hip Probe, Hip Swiching Stick (Empty Inside), Hip Knot Pusher, Hip Cannula 5,00mm, Hip Cannula 6,00mm, Hip Chondro Pick, Straight, Hip Chondro Pick, 60°, Hip Chondro Pick, 90°, Hip Clever Hook, Right, Hip Clever Hook, Left, Hip Sixter, Right, Hip Sixter, Left, Trocar 1, Trocar 2, Trocar 3, Trocar 4, Guide Straight
16377 | TROUSSE SUPREMA - nylon bag - 11 pieces, Probe D-end - 15 cm, BUTTERFLY PROBE- 14 cm, STRAIGHT BLADE SCALPEL - 17,5 cm, POT-BELLIED BLADE SCALPEL - 17,5 cm, ANATOMY FORCEPS - 14 cm, SURGERY FORCEPS - 14 cm - 1x2, KLEMMER FORCEPS STRAIGHT - 16 cm, MICHEL STITCH REMOVER FORCEPS - 12 cm, FORCEPS THIN END - 12 cm, SCISSORS STRAIGHT BLUNT/SHARP-14.5cm, MATHIEU NEEDLE HOLDER - 16 cm | MONTAL | 2024-05-13T00:00:00.000+02:00 | GIMA S.p.A Via Marconi, 1, 20060 Gessate (MI)- Italy | 26762, 26701, 26702, 26703, 26704, 26705, 26707, 26709, 26722, 26724, 26725, 26730 | Klasa I | Set instrumentash kirurgjikale per mikrokirurgji, Instrument kirurgjikal per mikrokirurgji | Instrumenta shumeperdorimeshe
16378 | MAIN CART 9735665 STEALTH S8 PREMIUM, CAMERA CART 9735670 STEALTH S8, EM KIT 9735955 S8 CRANIAL ACC | O.E.S DISTRIMED | 2024-05-14T00:00:00.000+02:00 | Medtronic Navigation Inc.200 Medtronic Drive,Lafayette,CO 80026,USA | 9735665, 9735670, 9735955 | Klasa I | Aksesore per platformen StealthStation S8 e cila sherben per lokalizim te instrumentave kirurgjikal si dhe strukturave anatomike gjate nderhyrjeve kirurgjikale , Aksesore dhe komponente per platformen StealthStation S8 e cila sherben per lokalizim te instrumentave kirurgjikal si dhe strukturave anatomike gjate nderhyrjeve kirurgjikale | Instrumenta shumeperdorimeshe
16379 | Navigational Platforms, Platform Accessories and Interface Devices/SCOPE KIT 9736042 S8 ZEISS UPG EU-SW | O.E.S DISTRIMED | 2024-05-14T00:00:00.000+02:00 | Medtronic Navigation Inc.200 Medtronic Drive,Lafayette,CO 80026,USA | 9736042 | Klasa I | Instrument per sistem navigimi kirurgjikal | Pajisje nje perdorimeshe
16380 | BETA 200 LED, BETA 200, BETA 400 LED, BETA 400, K180, mini3000, mini3000 F.O. LED, mini3000 F.O., G100 LED, G100, BETA 200 M2, BETA 200 S LED, BETA 200 S, mini3000 LED, mini3000 battery handle, BETA battery handle, BETA SLIM battery handle, Large battery handle, BETA 4 USB rechargeable handle, BETA 4 NT rechargeable handle, BETA 4 SLIM NT rechargeable handle, BETA NT rechargeable handle, BETA L rechargeable handle, BETA SLIM NT rechargeable handle, mini3000 rechargeable handle, EN 200 wall transformer, EN 200-1 wall transformer | MONTAL | 2024-05-15T00:00:00.000+02:00 | HEINE Optotechnik GmbH & Co. KG Dornierstr.6, 82205 Gilching Germany SRN : DE-MF-000006269 | BETA 200 LED, BETA 200, BETA 400 LED, BETA 400, K180, mini3000, mini3000 F.O. LED, mini3000 F.O., G100 LED, G100, BETA 200 M2, BETA 200 S LED, BETA 200 S, mini3000 LED, mini3000 battery handle, BETA battery handle, BETA SLIM battery handle, Large battery handle, BETA 4 USB rechargeable handle, BETA 4 NT rechargeable handle, BETA 4 SLIM NT rechargeable handle, BETA NT rechargeable handle, BETA L rechargeable handle, BETA SLIM NT rechargeable handle, mini3000 rechargeable handle, EN 200 wall transformer, EN 200-1 wall transformer | Klasa I | Set instrumentash per te egzaminuar vizualisht pjesen e brendshme te veshit dhe syrit, Sherben per te pare brenda veshit gjate egzaminitit te tij, Sherben per te observuar retinen e syrit, Doreza e baterise, Doreza e baterise te karikueshme, Transformator mural | Instrumenta shumeperdorimeshe
16381 | Treatment Luminaire (Minor Surgical Luminaire)TRIANGO 100-1 C,W,F, Treatment Luminaire (Minor Surgical Luminaire)TRIANGO 100-3 C,W,F, Treatment Luminaire (Minor Surgical Luminaire)TRIANGO Fokus 100-1 C,W,F, Treatment Luminaire (Minor Surgical Luminaire)TRIANGO Fokus 100-3 C,W,F, Treatment Luminaire (Minor Surgical Luminaire)TRIANGO Endo 100-1 C,W,F, Treatment Luminaire (Minor Surgical Luminaire)TRIANGO Endo 100-3 C,W,F, Treatment Luminaire (Minor Surgical Luminaire)TRIANGO 100-1 F Battery, Treatment Luminaire (Minor Surgical Luminaire)TRIANGO Fokus 100-3 Battery, Treatment Luminaire (Minor Surgical Luminaire)TRIANGO 100-1 C Duo, Treatment Luminaire (Minor Surgical Luminaire)TRIANGO 100-3 C Duo, Treatment Luminaire (Minor Surgical Luminaire)TRIANGO Fokus 100-1 Duo, Treatment Luminaire (Minor Surgical Luminaire)TRIANGO Fokus 100-3 C Duo, Treatment Luminaire (Minor Surgical Luminaire)TRIANGO Endo 100-1 C Duo, Treatment Luminaire (Minor Surgical Luminaire) TRIANGO Fokus 130-3 C, Treatment Luminaire (Minor Surgical Luminaire) TRIANGO Fokus 130-3 W, Treatment Luminaire (Minor Surgical Luminaire) TRIANGO Fokus 130-3 F, Treatment Luminaire (Minor Surgical Luminaire) TRIANGO Fokus 130-3 C Duo | MSE | 2024-05-15T00:00:00.000+02:00 | Derungs Licht AG, Hofmattstrasse 12, 9200 Gossau SG,Switzerland | TRIANGO 100-1 C,W,F, TRIANGO 100-3 C,W,F, TRIANGO Fokus 100-1 C,W,F, TRIANGO Fokus 100-3 C,W,F, TRIANGO Endo 100-1 C,W,F, TRIANGO Endo 100-3 C,W,F, TRIANGO 100-1 F Battery, TRIANGO Fokus 100-3 Battery, TRIANGO 100-1 C Duo, TRIANGO 100-3 C Duo, TRIANGO Fokus 100-1 Duo, TRIANGO Fokus 100-3 C Duo, TRIANGO Endo 100-1 C Duo, TRIANGO Fokus 130-3 C, TRIANGO Fokus 130-3 W, TRIANGO Fokus 130-3 F, TRIANGO Fokus 130-3 C Duo | Klasa I | Llamba Kirurgjikale | Tjeter
16382 | Curasept Biosmalto Caries, Erosion & Abrasion Junior Toothpaste (CS-02308) All Fruits 75 ml | F A R M A T E CH | 2024-05-15T00:00:00.000+02:00 | Curasept S.p.A. Via G.Parini 19, 21047 Saronno (VA) Italy | CS-02308 | Klasa I | Paste dhembesh per femije kunder kariesit, erozionit dhe abrazionit | Tjeter
16383 | Windi Rektální katetr, Windi Blähhilfe, Windi Kateter rektalny, Windi Pysventil för småfisar, Windi the gasspasser | BABY+ | 2024-05-09T00:00:00.000+02:00 | FridaBaby, LLC, 82 NE 26th Street Miami, FL 33137 | DS-WWNC-10-CZ00, DS-WWNC-10-DE00, DS-WWNC-10-PO00, DS-WWNC-10-SE00, DS-WWNC-10-GB00 | Klasa I | Pajisje për lehtësimin e gazrave dhe kolikave tek bebet. Windi është një tub rektal, I sigurt dhe eficent, I krijuar nga pediatër, që kryen efektin e lirimit të gazrave për foshnjet nga lindja. | Tjeter
16384 | DxU 810c Iris | GENIUS SHPK | 2024-04-15T00:00:00.000+02:00 | BECKMAN COULTER IRELAND INC. -LISMEEHAN O'CALLAGHAN'SMILLS, CO.CLARE, IRELAND | C49512 | In vitro | Instrument mjeksor in vitro diagnostifikues, plotesisht I automatizuar i kimise se analizes se urines qe ofron rezultate te besueshme per laboratorin tuaj. Ai permban aftesi te ngarkimit te vazhdueshem te shiritit dhe kapacitet te larte me kohe te shpejtë kthimi. | Pajisje te diagnostifikimit in vitro
16385 | PIC SOLUTION, maxiRAPID (Ref. 02022535000000), Digital sphygmomanometers (without connectivity) | ELBA. | 2024-04-18T00:00:00.000+02:00 | PIKDARE S.p.A. Via Saldarini Catelli 10 – 22070 Casnate con Bernate (Como) - Italy | maxiRAPID Ref. 02022535000000 | Klasa IIa | Aparat tensioni dixhital (pa lidhje) | Pajisje elektromekanike
16386 | Collagenated membranes and felts, OsteoBiol® Evolution, OsteoBiol ®Special, OsteoBiol ® Derma, OsteoBiol ®Duo-Teck, Tecnoss ® Derma, Collagenix bone matrix, OsteoBiol Gen-Os®, OsteoBiol ® Apatos, OsteoBiol ® mp3®, OsteoBiol ® Putty, OsteoBiol ® GTO ®, OsteoBiol ®Gel, OsteoBiol ® Sp-Block, OsteoBiol ® Lamina, OsteoBiol ®TSV Gel, OsteoBiol ®Dual-Block, Tecnoss ®Lamina | Rodio Pharma | 2024-04-22T00:00:00.000+02:00 | Tecnoss s.r.l. Via Nurivalle 8 10094 Giaveno (TO) – Italy | EV02LLE, EV03LLE, EV04LLE, EV06LLE, EVOLLE, EV02HHE, EV03HHE, EVOHHE EM02HS, EM03HS, EM00HS, EM33XS, EM02LE, EM03LE, ED02LS, ED21FS, ED25FS, ED05FS, ED75SS, ED15SS, ED03SS, DT020, DTN625, ED05SS, na, M1052FS, M1005FS, M1010FS, M1020FS, M0210FS, M0220FS M1052FE, M1005FE, M1010FE,M1020FE, A1005FS, A1010FS, A1020FS, AC1005FS, AC1010FS, A0210FS A1005FE, A1010FE, A1020FE, A0210FE, A3095FS, A3005FS, A3075FS, A3015FS, A3030FS, A3010FS, A3210FS A3095FE, A3005FE, A3015FE, A3030FE, A3010FE, A3210FE, HPT52S, HPT09S, HPT32S, HPT35S, HPT61S HPT09E, HPT32E, HPT35E, HPT61E, MU0005S, MU0020S, MU0005E, MU0020E, 05GEL40S, 15GEL40S | Klasa III | Membrane kolagjeni qe perdoret per nderhyrjet ne goje., Kocke qe perdoret per nderhyrjet ne goje. | Pajisje dentare
05GEL40E, 15GEL40E, BN0E, BN1E, BN2E, BN8E, LS25FS, LS23FS, LS24LS, LS03SS, LS10HS LS25FE, LS23FE, LS03SE, LS10HE, TSV005S, TSV010S, TSV005E, TSV010E, STS7S, STN5S, LS35LS, LS15LS
16387 | Medrad® Mark 7 Arterion Injection System/ ART 700 | Health & Light | 2024-04-22T00:00:00.000+02:00 | Bayer Medical Care Inc./ 1 Bayer Drive Indianola Pennsylvania 15051-0780 USA | ART 700 | Klasa IIb | Injektor per kontrast | Tjeter
16388 | Medrad® Twist & Go Disposable Syringe 150mL with quick Fill Tube/TAG 150 SYR , Medrad® Twist & Go Sterile High Pressure Connector Tubing 120cm, (48 in)/TAG C120 HPCT, Medrad® Twist & Go Sterile High Pressure Connector Tubing 150cm, (60 in)/TAG C150 HPCT | Health & Light | 2024-04-22T00:00:00.000+02:00 | Bayer Medical Care Inc./ 1 Bayer Drive Indianola Pennsylvania 15051-0780 USA | TAG 150 SYR, TAG C120 HPCT, TAG C150 HPCT | Klasa IIa | Shiringa njeperdorimeshe per injektor kontrasti 150 mL, Zgjatues per shiringe me presion te larte 120 cm, Zgjatues per shiringe me presion te larte 150 cm | Produkte per institucione te kujdesit shendetesor
16389 | Clinical Audiometer/ AC40 | Health & Light | 2024-04-22T00:00:00.000+02:00 | Interacoustics A/S / Audiometer Alle 1 5500 Middelfart Denmark | AC40 | Klasa IIa | Audiometer per testimin e degjimit | Tjeter
16390 | Medrad® VFlow Disposable Hand Controller/ VF HC | Health & Light | 2024-04-22T00:00:00.000+02:00 | Bayer Medical Care Inc./ 1 Bayer Drive Indianola Pennsylvania 15051-0780 USA | VF HC | Klasa IIb | Pulsant steril njeperdorimsh me fluks te ndryshueshem | Pajisje nje perdorimeshe
16391 | Trocar 3, Trocar 4, Guide Straight, Guide Up, Guide Left, Guide Right, Guide Curved, Meniscal Suture Pusher-Cutter, Meniscal Suture Pusher-Cutter Guide, Trustpass® Suture Passer, Suture Cutter, Tape Cutter, Suture Passer Neutral, Suture Passer 45° Right, Suture Passer 45° Left, Suture Passer 45° Up, Clever Hook Right, Clever Hook Left, Suture Grasper, Suture Maniplator, Sixter Right, Sixter Left, Knot Pusher, Probe Hook, Cannula Obturator Driver 5,5 mm, Cannula Obturator Driver 7,5 mm, Cannula Obturator Driver 8,5 mm, Tissue Liberator Up, Tissue Liberator Down, Rasp Up, Rasp Down, Tissue Scraper, Switching Stick, Anchor Guide for 2,9 Soft Anchor, Anchor Guide for 2,9 PEEK Anchor, Anchor Guide with Slot-Threaded, Guide Driver with Threaded, Drill – 1,8 Soft Anchor, Drill – 1,2 Soft Anchor, Guide Driver without Threaded, Drill - 2,9 Soft Anchor, Drill - 2,9 PEEK Anchor, Drill - 1,5 Soft Anchor, PEEK+PEEK Drill 3,5 Knotless, Tap-Punch for 3,5 mm PEEK Anchor, Tap-Punch for 4,5 mm PEEK Anchor, Tap-Punch for 5,5 mm PEEK Anchor, Tap-Punch for 6,5 mm PEEK Anchor, Tap/Awl 3,5 mm PEEK+PEEK Knotless Anchor, Tap/Awl 5,0 mm PEEK+PEEK Knotless Anchor, Punch for 3,5 mm PEEK+PEEK Knotless Anchor, Punch for 5,0 mm PEEK+PEEK Knotless Anchor, Tendon Inserter, Biseps Tendon Reamer 7,0 mm, Biseps Tendon Reamer 8,0 mm, Biseps Tendon Reamer 9,0 mm, Biseps Tendon Reamer 10,0 mm, Anchor Drill Tap 1,5 mm, Anchor Drill Tap 1,8 mm, Anchor Drill Tap 2,9 mm, MIS Achilles Guide, Tamp, Dr Inserter, Recipient Reamer Ø 6 mm, Recipient Reamer Ø 8 mm, Recipient Reamer Ø 10 mm, Wrench, All In ACL/PCL ELBOW, All In Drill Bullet Ø2,5 mm, All In Drill Bullet Ø3,5 mm, All In Drill Bullet Ø4,5 mm, All In Tibial Guide Elbow PCL, All In Femoral Guide Elbow PCL, All In Femoral Guide Elbow ACL, All InTibial Guide Elbow ACL, Retrograde Reamer 7 mm, Retrograde Reamer 8 mm, Retrograde Reamer 9 mm, Cerclage Band Sleeve Small, Cerclage Band Sleeve- Large, Cerclage Band Tensioner, Cerclage Band Tensioner Key, Arthroscopy Instruments, AC Guide, AC Bullet, Repositioner, Suture Awl, Inserter, Inserter Rod, Dilator 6.5 mm, Dilator 7.0 mm, Dilator 7.5 mm, Dilator 8.0 mm, Dilator 8.5 mm, Dilator 9.0 mm, Knee Meniscal Punch Anterior, Left, Knee Meniscal Punch Anterior, Right, Knee Meniscal Punch 20° Rotary Hooked, Left, Knee Meniscal Punch 20° Rotary Hooked, Right, Hip Punch, Duckbill, Straight, Hip Punch, Duckbill, 45° Left Curved, Hip Punch, Duckbill, 45° Right Curved, Hip Punch, Birdbeak, Suture Retriever, Upbiter, Hip Punch, Birdbeak, Suture Retriever, Left, Hip Punch, Birdbeak, Suture Retriever, Right, Hip Punch, Birdbeak, Suture Retriever, Straight, Hip Suture Cutter, Hip Loose-Body Grasper, Hip Tissue Grasper, Hip Suture Retriever, Straight, Hip Kingfisher Suture Retriever, Straight, Hip Bankart Rasp, Upbiter 20°, Hip Bankart Rasp, Downward 20°, Hip Osteotome, Upbiter 15°, Hip Osteotome, Upbiter 30°, Hip Osteotome, Downward 15°, Hip Osteotome, Downward 30°, Hip Suture Passer Hook, Hip Bone Curettes, Hip Hook Knife, Hip Probe, Hip Swiching Stick (Empty Inside), Hip Knot Pusher, Hip Cannula 5,00mm, Hip Cannula 6,00mm, Hip Chondro Pick, Straight, Hip Chondro Pick, 60°, Hip Chondro Pick, 90°, Hip Clever Hook, Right, Hip Clever Hook, Left, Hip Sixter, Right, Hip Sixter, Left, Trocar 1, Trocar 2, Dilator 9.5 mm, Dilator 10.0 mm, Dilator 10.5 mm, Dilator 11.0 mm, Femoral Aimer 5,5 mm, Femoral Aimer 6 mm, Femoral Aimer 6,5 mm, Femoral Aimer 7 mm, Femoral Aimer 7,5 mm, Retrograde Reamer, Flexible Reamer 6,5 mm, Flexible Reamer 7,0 mm, Flexible Reamer 7,5 mm, Flexible Reamer 8,0 mm, Flexible Reamer 8,5 mm, Flexible Reamer 9,0 mm, Flexible Reamer 9,5 mm, Flexible Reamer 10,0 mm, Flexible Reamer 10,5 mm, Flexible Passing Pin, Long Cannulated Drill 3,7 mm X 1,8 mm, Femoral Reamer 4,0 mm, Femoral Reamer 4,5 mm, Femoral Reamer 5,0 mm, Femoral Reamer 5,5 mm, Femoral Reamer 6,0 mm, Femoral Reamer 6,5 mm, Femoral Reamer 7,0 mm, Femoral Reamer 7,5 mm, Femoral Reamer 8,0 mm, Femoral Reamer 8,5 mm, Femoral Reamer 9,0 mm, Femoral Reamer 9,5 mm, Femoral Reamer 10,0 mm, Femoral Reamer 10,5 mm, Tibial Reamer 6,0 mm, Tibial Reamer 6,5 mm, Tibial Reamer 7,0 mm, Tibial Reamer 7,5 mm, Tibial Reamer 8,0 mm, Tibial Reamer 8,5 mm, Tibial Reamer 9,0 mm, Tibial Reamer 9,5 mm, Tibial Reamer 10,0 mm, Tibial Reamer 10,5 mm, Tendon Stripper Open 5 mm, Tendon Stripper Open 7 mm, Tendon Stripper Close 5 mm, Tendon Stripper Close 7 mm, PEEK Interference Screw Driver 5-6-7 mm, PEEK Interference Screw Driver 8-9-10-11 mm, Titanium Interferance Screw Driver, Bio TCP Screw Driver 7-8-9 mm, Bio TCP Screw Driver 10-11-12 mm, PEEK Interferance Screw Driver Tip 5-6-7 mm, PEEK Interferance Screw Driver Tip 8-9-10-11 | T R I M E D | 2024-05-14T00:00:00.000+02:00 | DORATEK Medikal Elektrik Makine İmalatı Tur. İnş. San. ve Tic. Ltd. Şti Ağaç-Metal Koop. 1436. Sok. No:6 İvedik OSB Yenimahalle / ANKARA / TÜRKİYE | HPST-0036, HPST-0037, MNGD-0001, MNGD-0002, MNGD-0003, MNGD-0004, MNGD-0005, MSPC-0000, MSPG-0000, SH-SPS01, SH-SCT01, SH-TCT01, SH-SPN01, SH-SPR01, SH-SPL01, SH-SPU01, SH-CHR01, SH-CHL01, SH-SGR01, SH-SXR01, SH-SXL01, HMMR-0001, SH-KNP01, SH-CRH01, SH-PRB01, SH-OPT55, SH-OPT75, SH-OPT85, SH-TLB01, SH-TLB02, SH-RSP01, SH-RSP02, SH-SCR01, SH-SWS01, SH-GUS01, SH-GUP01, SH-GUS02, SH-GUS04, SH-GDR02, SH-DRS18, SH-DRS12, SH-GDR01, SH-DRS29, SH-DRP29, SH-DRS15, SH-DRP35, SH-TPP35, SH-TPP45, SH-TPP55, SH-TPP65, SH-TAW35, SH-TAW50, SH-PNC35, SH-PNC50, SH-TNI01, SH-BTR07, SH-BTR08, SH-BTR09, SH-BTR10, SH-DRT15, SH-DRT18, SH-DRT29, MIAG-0000, TAMP-0001, DRIN-0001, RPRM-0006, RPRM-0008, RPRM-0010, WRNC-0001, GAPE-0001, GAPE-0025, GAPE-0035, GAPE-0045, TGEP-0001, FGEP-0001, TGEA-0001, FGEA-0001, RTGR-0007, RTGR-0008, RTGR-0009, CBSS-0001, CBSL-0001, CCBT-0001, CCBT-0002, NA , ACGU-0001, ACGB-0001, ACRP-0001, ACSA-0001, ACIN-0001, ACIR-0001, DLTR-0065, DLTR-0070, DLTR-0075, DLTR-0080, DLTR-0085, DLTR-0090, PNCH-0010, PNCH-0011, PNCH-0012, PNCH-0013, HPST-0001, HPST-0002, HPST-0003, HPST-0004, HPST-0005, HPST-0006, HPST-0007, HPST-0008, HPST-0009, HPST-0010, HPST-0011, HPST-0012, HPST-0013, HPST-0014, HPST-0015, HPST-0016, HPST-0017, HPST-0018, HPST-0019, HPST-0020, HPST-0021, HPST-0022, HPST-0023, HPST-0024, HPST-0025, HPST-0026, HPST-0027, HPST-0028, HPST-0029, HPST-0030, HPST-0031, HPST-0032, HPST-0033, HPST-0034, HPST-0035, DLTR-0095, DLTR-0100, DLTR-0105, DLTR-0110, FMLA-0055, FMLA-0060, FMLA-0065, FMLA-0070, FMLA-0075, RTGR-0001, FLXB-0065, FLXB-0070, FLXB-0075, FLXB-0080, FLXB-0085, FLXB-0090, FLXB-0095, FLXB-0100, FLXB-0105, FXPN-0001, SYND-3718, FMLR-0040, FMLR-0045, FMLR-0050, FMLR-0055, FMLR-0060, FMLR-0065, FMLR-0070, FMLR-0075, FMLR-0080, FMLR-0085, FMLR-0090, FMLR-0095, FMLR-0100, FMLR-0105, TBLR-0060, TBLR-0065, TBLR-0070, TBLR-0075, TBLR-0080, TBLR-0085, TBLR-0090, TBLR-0095, TBLR-0100, TBLR-0105, STPO-0005, STPO-0007, STPC-0005, STPC-0007, PISD-1707, PISD-1708, TISD-1701, BIOD-1703, BIOD-1704, INDT-0070, INDT-0080, TISD-1702, BIDT-0001, BIDT-0002, EOUT-1701, CRCH-0001, GTNR-1701, AELV-1701, MCFR-0015, MCFR-0030, MCFR-0045, NAFR-0015, NAFR-0030, NAFR-0045, ARSP-1701, ACRT-1701, SIML-0001, IMPL-1701, OSCU-1701, OSCO-1701, PLWG-0001, TBGA-1701, TBGP-1701, FMGP-1701, TNDH-0001, TNDT-0002, BTTN-0003, TNTE-0004, TNHK-0000, GPRB-1701, GRSB-1701, SH-MNP01, DPTG-1701, PRMV-0001, HMMR-0900, KNPS-0001, PRBH-0000, PNCH-0001, PNCH-0002, PNCH-0003, PNCH-0004, PNCH-0005, PNCH-0006, PNCH-0007, PNCH-0008, PNCH-0009 | Klasa I | Arthroscopy Instruments, janë pajisje që përdoren për përgatitjen e vendit të kirurgjisë dhe për vendosjen e produkteve të implantueshme si vida, sutura etj, të cilat përdoren në kirurgjinë artroskopike, trauma dhe operacione të shtyllës kurrizore. | Instrumenta shumeperdorimeshe
mm, Titanium Interferance Screw Driver Tip, Bio TCP Screw Driver Tip 6-7-8-9 mm, Bio TCP Screw Driver Tip 8-9-10-11-12 mm, Easy Out, Crochet Hook, Gentle Threades Notcher, Arthroscopic Elevator, Micro Fracture 15°, Micro Fracture 30°, Micro Fracture 45°, Nano Fracture 15°, Nano Fracture 30°, Nano Fracture 45°, Arthroscopic Rasp, Arthroscopic Curette, Stapler Impactor Non Loc., Stapler Impactor Loc., Osteotome Curette, Osteotome Curette-Open, Pull Wire Guide, Tibial Guide Handle + Elbow ACL, Tibial Guide Handle + Elbow PCL, Femoral Guide Handle + Elbow PCL, Tendon Holder, Tendon Tightener, Button Tightener, Tendon Tensioner, Tendon Hook, Graft Preoparation Board, Graft Sizing Block, Depth Gauge, Pin Remover, Hammer, Hammer 900, Trustpass® Knee, Probe with Handle, Knee Meniscal Punch, Straight, Knee Meniscal Punch Oval, Straight, Knee Meniscal Punch Oval, Up Biter Straight, Knee Meniscal Punch Duckbill, Straight, Knee Meniscal Punch Duckbill, Up Biter Straight, Knee Meniscal Punch 90° Rotary, Left, Knee Meniscal Punch 90°Rotary, Right, Knee Meniscal Punch Duckbill, Left, Curved, Knee Meniscal Punch Duckbill, Right, Curved
16392 | Computed tomography scanning systems/ TurboTom 3, Computed tomography scanning systems/ TurboTom 2400 PRO, Computed tomography scanning systems/ TurboTom 3 S PLUS | BORA DENTAL ALBANIA | 2024-04-25T00:00:00.000+02:00 | Beijing Wandong Medical Technology Co., Ltd. Building 3, No .9, Jiuxianqiaodong Road, Chaoyang District, 100015 Beijing, P. R. China SRN: CN-MF-000014174 | TurboTom 3, TurboTom 2400 PRO, TurboTom 3 S PLUS | Klasa IIb | Sistem i tomografise se kompiterizuar / Skaner me Reze X per gjithe trupin | Pajisje diagnostikuese dhe terapeutike me rezatim
16393 | Digital Radiography and Fluoroscopy System Si me poshte:, New Oriental 1000FC, New Oriental 1000LB, New Oriental 1000N5s, New Oriental 1000N2s, New Oriental 1000N1a, New Oriental 1000U1, Mobile Radiographic Unit si me poshte, M50-1A | BORA DENTAL ALBANIA | 2024-04-25T00:00:00.000+02:00 | Beijing Wandong Medical Technology Co., Ltd. Building 3, No .9, Jiuxianqiaodong Road, Chaoyang District, 100015 Beijing, P. R. China SRN: CN-MF-000014174 | NA, New Oriental 1000FC, New Oriental 1000LB, New Oriental 1000N5s, New Oriental 1000N2s, New Oriental 1000N1a, New Oriental 1000U1, M50-1A | Klasa IIb | Sisteme grafie dhe Fluoroskopie si me poshte:, Sistem grafie dhe Fluoroskopie me Reze X, Sistem grafie te levizshme si me poshte:, Sistem grafie i levizshem me reze X | Pajisje diagnostikuese dhe terapeutike me rezatim
16394 | HC700 Infrared Temple Thermometer | DELTA PHARMA - AL | 2024-04-25T00:00:00.000+02:00 | Rossmax Swiss GmbH Windnauerstrasse 1, CH-9435 Heerbrugg, Switzerland Widnauerstrasse 1, CH- 9435 Heerbrugg, Switzerland | HC700 Infrared Temple Thermometer | Klasa IIa | Termometri pa kontakt Rossmax përdor një detektor infra të kuq për të detektuar temperaturën e trupit nga temperatura e temthave për të rriturit dhe fëmijët në spital, shtëpi ose vend publik. Ky termometër mund të zbulojë gjithashtu temperaturën e objekteve. Siguron një matje të qëndrueshme dhe më të madhe të temperaturës (brenda 10 cm) pa kontakt me lëkurën. Termometri është projektuar për përdor | Tjeter
16395 | Rossmax HS200 Blood Glucose Monitoring System, Rossmax HS200 Blood Glucose Test Strip | DELTA PHARMA - AL | 2024-04-25T00:00:00.000+02:00 | Tyson Bioresearch, In. 5F., No. 16,18,20,22, Kedong 3rd Rd, Zhunan Towship, Miaoli Country 35053, Taiwan | Rossmax HS200 Blood Glucose Monitoring System, Rossmax HS200 Blood Glucose Test Strip | In vitro | Sistemi i monitorimit të glukozës në gjak Rossmax HS200 shërben për matjen sasiore të glukozës (sheqerit) në gjakun e plotë të marrë nga maja e gishtit, pëllëmbës dhe parakrahut; ose gjaku i plotë venoz. Është vetëm për përdorim jashtë trupit (Për përdorim diagnostik in vitro) dhe i destinuar për vetë-testim në shtëpi dhe në mjedise profesionale për të monitoruar nivelet e glukozës në gjak.Fishat | Pajisje te diagnostifikimit in vitro
16396 | Steri -Irrigation Tips Side Open Type | MOTO-MANIA | 2024-04-25T00:00:00.000+02:00 | DiaDent Group International 16, Osongsaenglmyeong 4- ro Osong -cup Heungdeok- gu, Cheongju-si, Chungcheongbuk do,28161,Republic of Korea | Steri -Irrigation Tips Side Open Type | Klasa IIa | Tipsa Irrigimi per endodonsi | Pajisje dentare
16397 | Paraffin gauze dressing with 0.5 % chlorehexidine Acetate Sterile - HEXATULLE | FARMACI XHENA | 2024-04-30T00:00:00.000+02:00 | YASEMIN MEDIKAL MALZEMELERI TICARET SANAYI AS ISTANBUL | 10x10 cm, 10x30 cm | Klasa III | Garza sterile per mjekimin e plageve. | Tjeter
16398 | CICATRIDINA POMATA | ITALMED-DISTRIBUTION | 2024-04-25T00:00:00.000+02:00 | FARMA DERMA S.R.L ,Via dell'Artigiano, n. 6-8-40010, Sala Bolognese (BO) ITALIA | N/A | Klasa IIb | Trajtimi ndihmës i proceseve riparuese në rastet e: . Irritimeve dhe skuqjeve, gjithashtu pas ndërhyrjeve peeling,epilimi dhe lazeri . Lezionet sipërfaqësore: çarje, gërvishtje, gërvishtje, eritema. Lezionet e thella: plagë kirurgjikale, djegie të shkallës së parë dhe të dytë, plagët e shtratit, ulcerat | Tjeter
16399 | CICATRIDINA OVULI VAGINALI | ITALMED-DISTRIBUTION | 2024-04-25T00:00:00.000+02:00 | FARMA DERMA S.R.L ,Via dell'Artigiano, n. 6-8-40010, Sala Bolognese (BO) ITALIA | N/A | Klasa IIb | Trajtim ndihmës i proceseve reparative në gjendjet atrofike dhe distrofike të mukozës vaginale. Ndihmon në shërimin e plagëve pas lindjes se fëmijëve, në kirurgjinë gjinekologjike, në distrofitë që vijnë nga kimioterapia dhe rrezatimi jonizues. Trajtimi i thatësisë vaginale të natyrës së ndryshme. | Tjeter
16400 | BAUSCH + LOMB ProComfortTM (samfilcon A) Contact Lens, BAUSCH + LOMB ProComfortTM for Astigmatism (samfilcon A) Contact Lens, BAUSCH + LOMB ProComfortTM for Presbyopia (samfilcon A) Contact Lens, BAUSCH + LOMB Ultra (samfilcon A) Contact Lens, BAUSCH + LOMB Ultra for Astigmatism (samfilcon A) Contact Lens, BAUSCH + LOMB Ultra for Presbyopia (samfilcon A) Contact Lens, BAUSCH + LOMB Ultra Multifocal for Astigmatism (samfilcon A) Contact Lens, BAUSCH + LOMB Aqualox (samfilcon A) Contact Lens | GEN - ALB FARMA | 2024-04-30T00:00:00.000+02:00 | Bausch & Lomb Incorporated 1400 North Goodman Street Rochester, NY 14609 U.S.A. | BAUSCH + LOMB ProComfortTM (samfilcon A) Contact Lens, BAUSCH + LOMB ProComfortTM for Astigmatism (samfilcon A) Contact Lens, BAUSCH + LOMB ProComfortTM for Presbyopia (samfilcon A) Contact Lens, BAUSCH + LOMB Ultra (samfilcon A) Contact Lens, BAUSCH + LOMB Ultra for Astigmatism (samfilcon A) Contact Lens, BAUSCH + LOMB Ultra for Presbyopia (samfilcon A) Contact Lens, BAUSCH + LOMB Ultra Multifocal for Astigmatism (samfilcon A) Contact Lens, BAUSCH + LOMB Aqualox (samfilcon A) Contact Lens | Klasa IIa | Lente kontakti korrigjuese të buta, veshje ditore dhe veshje të zgjatura (samfilcon A) | Pajisje oftalmike dhe optike
16401 | Absorbable Hemostat Oxidized Regenerated Cellulose,OXICEL NONWOVEN,2,5x5,1cm, Absorbable Hemostat Oxidized Regenerated Cellulose,OXICEL NONWOVEN,5,1x10,2cm, Absorbable Hemostat Oxidized Regenerated Cellulose,OXICEL NONWOVEN,10,2x10,2cm, Absorbable Hemostat Oxidized Regenerated Cellulose,OXICEL NONWOVEN,7,6x10,2cm, Absorbable Hemostat Oxidized Regenerated Cellulose,OXICEL NONWOVEN,5x7,5cm, Absorbable Hemostat Oxidized Regenerated Cellulose,OXICEL NONWOVEN,2,6x5,1cm, Absorbable Hemostat Oxidized Regenerated Cellulose,OXICEL STANDARD,1,25x5cm, Absorbable Hemostat Oxidized Regenerated Cellulose,OXICEL STANDARD,1,3x5,1cm, Absorbable Hemostat Oxidized Regenerated Cellulose,OXICEL STANDARD,1,5x5cm, Absorbable Hemostat Oxidized Regenerated Cellulose,OXICEL STANDARD,2,5x2,5cm, Absorbable Hemostat Oxidized Regenerated Cellulose,OXICEL STANDARD,2,5x5cm, Absorbable Hemostat Oxidized Regenerated Cellulose,OXICEL STANDARD,5x35cm, Absorbable Hemostat Oxidized Regenerated Cellulose,OXICEL STANDARD,5,1x7,6cm, Absorbable Hemostat Oxidized Regenerated Cellulose,OXICEL STANDARD,5,1x35,6cm, Absorbable Hemostat Oxidized Regenerated Cellulose,OXICEL STANDARD,7,5x10cm, Absorbable Hemostat Oxidized Regenerated Cellulose,OXICEL STANDARD,10x20cm, Absorbable Hemostat Oxidized Regenerated Cellulose,OXICEL STANDARD,10,2x20,3cm, Absorbable Hemostat Oxidized Regenerated Cellulose,OXICEL STANDARD,15x23cm, Absorbable Hemostat Oxidized Regenerated Cellulose,OXICEL STANDARD,12,5x5cm, Absorbable Hemostat Oxidized Regenerated Cellulose,OXICEL STANDARD,5x10cm, Absorbable Hemostat Oxidized Regenerated Cellulose,OXICEL STANDARD,5x7,5cm, Absorbable Hemostat Oxidized Regenerated Cellulose,OXICEL STANDARD,5x5cm, Absorbable Hemostat Oxidized Regenerated Cellulose,OXICEL STANDARD, 10x10cm, Absorbable Hemostat Oxidized Regenerated Cellulose,OXICEL Fibril,2,6x2,6cm, Absorbable Hemostat Oxidized Regenerated Cellulose,OXICEL Fibril,7,6x10,2cm, Absorbable Hemostat Oxidized Regenerated Cellulose,OXICEL Fibril,15,2x22,9cm, Absorbable Hemostat Oxidized Regenerated Cellulose,OXICEL Fibril,2,5x5,1cm, Absorbable Hemostat Oxidized Regenerated Cellulose,OXICEL Fibril,5,1x10,2cm, Absorbable Hemostat Oxidized Regenerated Cellulose,OXICEL Fibril,10,2x10,2cm, Absorbable Hemostat Oxidized Regenerated Cellulose,OXICEL Fibril,5x7,5cm, Absorbable Hemostat Oxidized Regenerated Cellulose,OXICEL Fibril,2,6x5,1cm, Absorbable Hemostat Oxidized Regenerated Cellulose,OXICEL Fibril,5,1x5cm, Absorbable Hemostat Oxidized Regenerated Cellulose,OXICEL KNIT,2,6x2,6cm, Absorbable Hemostat Oxidized Regenerated Cellulose,OXICEL KNIT,7,6x10,2cm, Absorbable Hemostat Oxidized Regenerated Cellulose,OXICEL KNIT,15,2x22,9cm, Absorbable Hemostat Oxidized Regenerated Cellulose,OXICEL KNIT,2,5x5,1cm, Absorbable Hemostat Oxidized Regenerated Cellulose,OXICEL KNIT,5,1x10,2cm, Absorbable Hemostat Oxidized Regenerated Cellulose,OXICEL KNIT,10,2x10,2cm, Absorbable Hemostat Oxidized Regenerated Cellulose,OXICEL KNIT,5x7,5cm, Absorbable Hemostat Oxidized Regenerated Cellulose,OXICEL KNIT,2,6x5,1cm | GREEMED | 2024-04-29T00:00:00.000+02:00 | Betatech Medikal Cihazlar.San.Mum.Ic.Ve Dis Tic Ltd.Sti Ikitelli Org. San. Blg. Ataturk Oto San. Sit.Unal Is Merkezi 22. Sk. No: 9,Basaksehir / ISTANBUL | OXN11, OXN12, OXN13, OXN14, OXN15, OXN16, OXN17, OXS11, OXS12, OXS13, OXS14, OXS15, OXS16, OXS17, OXS18, OXS19, OXS20, OXS21, OXS22, OXS23, OXS24, OXS25, OXS26, OXS27, OXF11, OXF12, OXF13, OXF14, OXF15, OXF16, OXF17, OXF18, OXF19, OXK11, OXK12, OXK13, OXK14, OXK15, OXK16, OXK17, OXK18 | Klasa III | Beze hemostatike e absorbueshme | Tjeter
16402 | Blood pressure monitor BC 28 (Model: BC 27) | F A R M A T E CH | 2024-04-30T00:00:00.000+02:00 | Beurer GmbH Soeflinger Str.218, 89077 Ulm - Germany | BC 27 | Klasa IIa | Aparat per matjen e presionit te gjakut | Tjeter
16403 | FEMORAL HEAD / MODULAR HEAD Ø 22 + 6 mm (XL) (SS), FEMORAL HEAD / MODULAR HEAD (SS)Ø 28 + 4 mm (L), FEMORAL HEAD / MODULAR HEAD (CoCr)Ø 28 - 3 mm (S), FEMORAL HEAD / MODULAR HEAD (CoCr)Ø 28 + 0 mm (M), FEMORAL HEAD / MODULAR HEAD (CoCr)Ø 28 + 4 mm (L), BIPOLAR HEAD (SS)Ø(from 38 to 46 / 22 mm, BIPOLAR HEAD (SS)Ø (from 42 to 58 / 28 mm), FEMORAL HEAD / MODULAR HEAD Ø 22 + 0 mm (M) (SS), FEMORAL HEAD / MODULAR HEAD Ø 22 + 4 mm (L) (SS), FEMORAL HEAD / MODULAR HEAD (SS)Ø 28 - 3 mm (S), FEMORAL HEAD / MODULAR HEAD (SS)Ø 28 + 0 mm (M), FEMORAL HEAD / MODULAR HEAD (SS)Ø 28 + 6 mm (XL), FEMORAL HEAD / MODULAR HEAD (SS)Ø 28 + 8 mm (XXL), FEMORAL HEAD / MODULAR HEAD (CoCr)Ø 28 + 6 mm (XL), FEMORAL HEAD / MODULAR HEAD (CoCr)Ø 28 + 8 mm (XXL), BIPOLAR HEAD (SS)Ø (from 38 to 46 / 22 mm), BIPOLAR HEAD (CoCr)Ø (from 38 to 46 / 22 mm), BIPOLAR HEAD (CoCr)Ø (from 42 to 58 / 28 mm) | LAYO | 2024-04-29T00:00:00.000+02:00 | ZIMED MEDIKAL SANAYI VE TICARET LIMITED SIRKETI, AYDINLAR MAHALLESI 03070 CAD. NO: 4 SEHITKAMIL 27580 GAZIANTEP - TURKEY | 7041-0220, 7041-0224, 7041-0226, 7041-0283, 7041-0280, 7041-0284, 7041-0286, 7041-0288, 7043-0283, 7043-0280, 7043-0284, 7043-0286, 7043-0288, 7051-(from 2238 to 2246), 7051-(from 2842 to 2858), 7053-(from 2238 to 2246), 7053-(from 2842 to 2858), E.7041-0220, E.7041-0224, E.7041-0226, E.7041-0283, E.7041-0280, E.7041-0284, E.7041-0286, E.7041-0288, E.7043-0283, E.7043-0280, E.7043-0284, E.7043-0286, E.7043-0288, E.7051-(from 2238 to 2246), E.7051-(from 2842 to 2858), E.7053-(from 2238 to 2246), E.7053-(from 2842 to 2858) | Klasa III | Komponent protezimi koksofemoral, që përdoret në sherbimin e ortopedisë, në rastin e frakturave të kokës femorale. | Pajisje te implantueshme aktive
16404 | Citraflow ™ Sodium Citrate 30% prefilled syringe | GREEMED | 2024-04-29T00:00:00.000+02:00 | MedXL Inc. Main Site: 285, rue Labrosse, Pointe-Claire, QC H9R 1A3, Canada | 38243, 38243-1 | Klasa IIa | Shiringe itraflow sodium citrate 30% | Tjeter
16405 | PraxiFlow ™ Kits | GREEMED | 2024-04-29T00:00:00.000+02:00 | MedXL Inc. Main Site: 285, rue Labrosse, Pointe-Claire, QC H9R 1A3, Canada | 3255, 3225, 3215 | Klasa IIa | Kit praxiflow | Tjeter
16406 | Sterile Camera Cover /TRP-19605, Sterile Microscope Cover / TRP-19705, Sterile Skin Marking Pen / TRP-9010, Sterile Probe Cover (Vaginal) / TRS-511261, Sterile U.S.G Probe Cover / TRS-16140, Sterile Scopy Cover / TRS-16141, Sterile Scopy Cover ( 3 pcs ) / TRS-16143, Sterile Flouroscopy Cover / TRS-1086, Sterile Surgical Instrument Table Cover / TRS-2102, Sterile Surgical Instrument Table Cover / TRS-2103, Sterile Surgical Instrument Table Cover / TRS-2104, Sterile Surgical Mayo Stand Cover / TRS-2105, Sterile Surgical Patient Gown ( Short Arm ) / TRS-1910, Sterile Surgical Patient Gown ( Short Arm ) / TRS-1911, Sterile Surgical Patient Gown ( Short Arm ) / TRS-1912, Sterile Surgical Patient Gown ( Short Arm ) / TRS-1913, Sterile Surgical Patient Gown ( Short Arm ) / TRS-1914, Sterile Surgical Patient Gown ( Long Arm ) / TRS-1920, Sterile Surgical Patient Gown ( Long Arm ) / TRS-1921, Sterile Surgical Patient Gown ( Long Arm ) / TRS-1922, Sterile Surgical Patient Gown ( Long Arm ) / TRS-1923, Sterile Surgical Patient Gown ( Long Arm ) / TRS-1924, Sterile Surgical Non-Reinforced Gown ( Long Arm ) / TRS-1930, Sterile Surgical Non-Reinforced Gown ( Long Arm ) / TRS-1931, Sterile Surgical Non-Reinforced Gown ( Long Arm ) / TRS-1932, Sterile Surgical Non-Reinforced Gown ( Long Arm ) / TRS-1933, Sterile Surgical Non-Reinforced Gown ( Long Arm ) / TRS-1934, Sterile Surgical Reinforced Gown ( Long Arm ) / TRS-1940, Sterile Surgical Reinforced Gown ( Long Arm ) / TRS-1941, Sterile Surgical Reinforced Gown ( Long Arm ) / TRS-1942, Sterile Surgical Reinforced Gown ( Long Arm ) / TRS-1943, Sterile Surgical Reinforced Gown ( Long Arm ) / TRS-1944, Sterile Chemotherapy Gown / TRS - 9091, Sterile Chemotherapy Gown / TRS - 9092, Sterile Chemotherapy Gown / TRS - 9093, Sterile Chemotherapy Gown / TRS - 9094, Sterile Chemotherapy Gown / TRS - 9095, Sterile Phototherapy Eye Patch / TRS-1951, Sterile Phototherapy Eye Patch / TRS-1952, Sterile Phototherapy Eye Patch / TRS-1953, Sterile Angiography Drape Set / TRS-2309, Sterile Arthroscopy Drape Set / TRS-2310, Sterile Cardiovascular—By –Pass Drape Set / TRS-2311, Sterile General Surgery Drape Set / TRS-2312, Biopsy Drape Set / TRS-2329, Sterile Lower-Upper Extremity Drape Set / TRS-2313, Sterile Hip Drape Set / TRS-2314, Sterile O.P.U Drape Set / TRS-2315, Plastic Surgery Drape Set / TRS-2330, Aesthetic Surgery Drape Set / TRS-2331, Sterile I.V.F Drape Set / TRS-2332, Sterile Hysteroscopy Drape Set / TRS-2333, Sterile Embryo Transfer (E.T) Drape Set / TRS-2316, Sterile T.U.R Drape Set / TRS-2317, Sterile Caesarean Drape Set / TRS-2318, Sterile Delivery Drape Set / TRS-2319, Sterile Percutaneous Nephrolithotomy Drape Set / TRS-2320, Sterile Laparatomy Drape Set / TRS-2321, Sterile Laparoscopy Drape Set / TRS-2328, Sterile ENT Drape Set / TRS-2322, Sterile Valve Replacement Drape Set / TRS-2323, Sterile Craniotomy Drape Set / TRS-2324, Sterile Cystoscopy Drape Set / TRS-2325, Sterile Dental Implant Drape Set / TRS-2334, Sterile Ophthalmic Drape Set / TRS-2326, Sterile Ophthalmic Drape Set 2 / TRS-2327, Sterile Preforated Drape / TRS-20101, Sterile Preforated Drape / TRS-45451, Sterile Preforated Drape / TRS-75751, Sterile Preforated Drape / TRS-90901, Sterile Preforated Drape / TRS-1001001, Sterile Preforated Drape / TRS-1501501, Sterile Drape w/ adhesive / TRS-20102, Sterile Drape / TRS-20103, Sterile Incubator Drape / TRS-20104, Sterile Patient Mouth Drape / TRS-801001, Sterile Hand Foot Stabilizer / TRS - 072SES, Biopsy Drape / TRS - 23291, Extremity Drape ( Knee without pouch) / TRS - 23131 | DIAL-ALB | 2024-04-29T00:00:00.000+02:00 | Santemol Medikal İnşaat Taah. Turz. Imp. İhr.San ve Tic. Ltd Sti / Meric Mah. 5747/11 Sokak No: 10 35090 Bornova Izmir Turkey | TRP-19605, TRP-19705, TRP-9010, TRS-511261, TRS-16140, TRS-16141, TRS-16143, TRS-1086, TRS-2102, TRS-2103, TRS-2104, TRS-2105, TRS-1910, TRS-1911, TRS-1912, TRS-1913, TRS-1914, TRS-1920, TRS-1921, TRS-1922, TRS-1923, TRS-1924, TRS-1930, TRS-1931, TRS-1932, TRS-1933, TRS-1934, TRS-1940, TRS-1941, TRS-1942, TRS-1943, TRS-1944, TRS - 9091, TRS - 9092, TRS - 9093, TRS - 9094, TRS - 9095, TRS-1951, TRS-1952, TRS-1953, TRS-2309, TRS-2310, TRS-2311, TRS-2312, TRS-2329, TRS-2313, TRS-2314, TRS-2315, TRS-2330, TRS-2331, TRS-2332, TRS-2333, TRS-2316, TRS-2317, TRS-2318, TRS-2319, TRS-2320, TRS-2321, TRS-2328, TRS-2322, TRS-2323, TRS-2324, TRS-2325, TRS-2334, TRS-2326, TRS-2327, TRS-20101, TRS-45451, TRS-75751, TRS-90901, TRS-1001001, TRS-1501501, TRS-20102, TRS-20103, TRS-20104, TRS-801001, TRS - 072SES, TRS - 23291, TRS - 23131 | Is | Veshje Sterile njeperdorimshme per procedura mjekesore | Tjeter
16407 | DIGITAL X-RAY SYSTEMS | MONTAL | 2024-05-20T00:00:00.000+02:00 | DİNAMİK RÖNTGEN San. Ve Tic. Ltd. Şti İvedik OSB Mah. 1371 Sok. No: 21 06378 Yenimahalle / ANKARA /TÜRKİYE | PROFILE D 50R | Klasa IIb | "DIGITAL X-RAY SYSTEMS eshte nje pajisje mjekesore me reze X qe sherben per Radioskopi dhe Fluoroskopi." | Pajisje diagnostikuese dhe terapeutike me rezatim
16408 | Digital Color Doppler Ultrasound System Model No X3 Exp , Digital Color Doppler Ultrasound System Model No X3, Digital Color Doppler Ultrasound System Model No X3 Pro, Digital Color Doppler Ultrasound System Model No X3 Plus, Digital Color Doppler Ultrasound System Model No X2 Plus, Digital Color Doppler Ultrasound System Model No X1 Exp , Digital Color Doppler Ultrasound System Model No X1 , Digital Color Doppler Ultrasound System Model No X1 Pro | AGS Corporation | 2024-04-02T00:00:00.000+02:00 | SONOSCAPE MEDICAL CORP. Room 201 &amp; 202, 12th Building, Shenzhen Software Park Phase II, 1 Keji Middle 2nd Road, Yuehai Subdistrict, Nanshan District, Shenzhen, 518057, Guangdong, China / Shanghai International Holding Corp. GmbH (Europe) Eiffestrasse 80, 20537 Hamburg, Germany | X3 Exp, X3 , X3 Pro, X3 Plus, X2 Plus, X1 Exp, X1, X1 Pro | Klasa IIa | Sistemi i ultrazërit digjital, doppler me ngjyra | Tjeter
16409 | CT TRI-PAK Sterile Disposable Syringe/ CTP-200-FLS, 50cm Low Pressure Connector Tubing/ LPDCT 50, Low Pressure Connector Tubing 60" (152cm)/ LPDCT 160, Quick Fill Disposable Syringe Fill Tube/ QFT 200 | Health & Light | 2024-04-22T00:00:00.000+02:00 | Bayer Medical Care Inc./ 1 Bayer Drive Indianola Pennsylvania 15051-0780 USA | CTP-200-FLS, LPDCT 50, LPDCT 160, QFT 200 | Klasa IIa | Shiringa njeperdorimeshe per injektor kontrasti, Tub lidhes me presion te ulet 50cm, Tub lidhes me presion te ulet 60" (152cm), Tub per mbushje te shpejte shiringe | Produkte per institucione te kujdesit shendetesor
16410 | Sterile inhalation solution S3 with herbal dry extracts and sodium hyaluronate 0.1 % preservatives free | FARMACI XHENA | 2024-04-29T00:00:00.000+02:00 | ENABLE INNOVATIONS SRL VIA CLAUDIO TOLOMEO 20/4 41012 CARPI ITALY | FLUISTAR AA sale box of 10 vials filled to 3 ml each - 050323 - 190323 | Klasa IIa | Solucion qe perdoret si aerosol per femijet dhe te rriturit. | Tjeter
16411 | Toxoplasma gondii lgG (CLIA) | O3 LAB | 2024-04-29T00:00:00.000+02:00 | Shenzhen Mindray Bio-Medical Electronics Co., Ltd.Mindray Building, Keji 12th Road South, High-TechIndustrial Park, Nanshan, 518057, Shenzhen, P.R. China | I05-012527-00, 105-012528-00, I 05-012524-00, 105-012525-00 | In vitro | Analiza Toxoplasma gondii lgG e serisë CL është një analizë kemiimunolumineshente (CLIA) për zbulimin sasior të IgG-së specifike Toxoplasma gondii në serumin dhe plazmën e njeriut. Rezultatet e kësaj analize mund të përdoren si ndihmë në diagnostikimin e infeksionit me Toxoplasma gondii dhe në vlerësimi i statusit imunitar të individëve përfshirë dhe gratë shtatzëna. | Pajisje te diagnostifikimit in vitro
16412 | MICOSTOP PLUS crema vaginale | ITALMED-DISTRIBUTION | 2024-04-25T00:00:00.000+02:00 | FARMA DERMA S.R.L ,Via dell'Artigiano, n. 6-8-40010, Sala Bolognese (BO) ITALIA | 90YZ | Klasa IIa | Kremi vaginal Micostop Plus indikohet si një trajtim ndihmës kundër mykozave vaginale. Ka një veprim ribalancues dhe normalizues të pH vaginal, i cili është i dobishëm kundër kolonizimit të patogjenëve. Përmban Acid Borik dhe Klorheksidinë që kane veprim antibakterial dhe antimykotik. Ndihmon në lehtësimin e simptomave si kruajtje, djegie, dhimbje dhe acarim. | Tjeter
16413 | 1151600, CALIAGOLD CALIBRATOR SET | AESKULAP | 2024-04-25T00:00:00.000+02:00 | Sentinel CH. S.p.A, Via Robert Koch, 2, 20152 Milano (Italy) | 1151600, CALIAGOLD CALIBRATOR SET | In vitro | Kalibrator në formë likuide. Shërben për përcaktimin e përqendrimit të kalprotektinës në ekstraktin e mostrës fekale të pacientit. | Pajisje laboratori
16414 | Dental Surgical Instruments-Lab Analog-IS System, Dental Surgical Instruments-Mini Implant Impression Cap- IS Impression Coping- Transfer Type, Dental Surgical Instruments-Mini Implant Impression Cap- IS Impression Coping -Pick-up Type, Dental Surgical Instruments- Impression Coping- Multi Unit Abutment Impression- Pick Up Type, Dental Surgical Instruments- Lab Analog - IS System, Dental Surgical Instruments-Multi-Unit Abutment Driver, Dental Surgical Instruments- Multi Unit Abutment Scan Body- Scan Body- Set | ''''LELA DENTAL'''' | 2024-05-20T00:00:00.000+02:00 | Neobiotech Co., Ltd. #102, 103, 104-1, 104-2, 105, 106, 205, 212, 306, 312, 509, 510, 511, 608, 704, 708, 710 &amp; 10F, 36, Digital-ro 27gil, Guro-gu, Seoul,08381, Republic of Korea | ISLA500, ISITHL411, ISIPH450, MUAIP48, MUALA48, MUAD48S, MUASB48 | Klasa I | ANALOG LABURATORI, TRASFERT, TRASFERT PER MUA, ANALOG LABURATORI UNIVERSAL, KACAVID ABATMENT, ABATMENT UNIVERSAL SCAN BODY | Instrumenta shumeperdorimeshe
16415 | Sterile Gauze Sponges ,Gauze Bandage, Gauze Roll,Cotton | FLAVIO-MED | 2024-05-20T00:00:00.000+02:00 | Nantong Jianan Medical Products Co., Ltd. 2nd Floor, 7th Building, Electronic Industry Park, No.9, Xindong Road, Nantong Economic and Technological Development Zone, Jiangsu Province, China | n/a | Klasa I | Garza njeperdorimshe, bende pambuku, role pambuku | Pajisje nje perdorimeshe
16416 | Sterile Gauze Sponges ,Gauze Bandage, Gauze Roll,Cotton | Bless Med | 2024-05-20T00:00:00.000+02:00 | Nantong Jianan Medical Products Co., Ltd. 2nd Floor, 7th Building, Electronic Industry Park, No.9, Xindong Road, Nantong Economic and Technological Development Zone, Jiangsu Province, China | n/a | Klasa I | Garza njeperdorimshe, bende pambuku, role pambuku | Pajisje nje perdorimeshe
16417 | AlexStar | Diamant Pharma | 2024-05-14T00:00:00.000+02:00 | Asclepion Laser Technologies GmbH - Brüsseler Straße 10, 07747 Jena, Germany | M10-0300-000 | Klasa IIb | Laser Epilimi per heqjen permanente te qimeve te trupit te njeriut | Pajisje elektromekanike
16418 | Accessory for DAC Universal, Type MK IV as per below Models:, Blue Lid, Green Lid, Pink Lid, White Lid | BORA DENTAL ALBANIA | 2024-05-20T00:00:00.000+02:00 | Sirona Dental Systems GmbH Fabrikstraße 31, 64625 Bensheim, Germany | NA, 6709815, 6709823, 6742907, 6742931 | Klasa I | Aksesore per DAC Universal lloji MK IV sipas modeleve me poshte, Kapak Blu, Kapak I gjelber, Kapak roze, Kapak I bardhe | Pajisje dentare
16419 | Tripod, (Basic IUD-ID 3665155AccCan8T) , TR, Accessory for elbow crutch and walking stick, Wrist strap, (Basic IUD-ID 3665155AccCan8T), WS , Accessory for elbow crutch and walking stick | ELBA. | 2024-05-20T00:00:00.000+02:00 | FDI France MEDICAL 77 Route de Buatière - Fitilieu 38490 Les Abrets en Dauphiné France Tel : +33 (0)4 76 32 27 33 | Tripod, (Basic IUD-ID 3665155AccCan8T) TR, Wrist strap, (Basic IUD-ID 3665155AccCan8T), WS | Klasa I | Aksesorë për patericat e bërrylit dhe shkopave për ecje. | Pajisje asistive per persona me aftesi te kufizuara
16420 | Cartridge Bicarbonate for Hemodialysis (Powder Sodium | DIAL-ALB | 2024-04-29T00:00:00.000+02:00 | FARMASOL TIBBİ ÜRÜNLER SAN. VE TİC. A.Ş. Organize Sanayi Bölgesi 18. Cadde No:7 Melikgazi – KAYSERİ / TURKEY | N/A | Klasa IIb | Komponent Bikarbonat për Hemodializë (Pluhur natriumi | Tjeter
| Bicarbonate) - FARMACART B 400, Cartridge Bicarbonate for Hemodialysis (Powder Sodium | [5 empty] | Bikarbonat)
Bicarbonate) - FARMACART B 450, Cartridge Bicarbonate for Hemodialysis (Powder Sodium
Bicarbonate) - FARMACART B 500, Cartridge Bicarbonate for Hemodialysis (Powder Sodium
Bicarbonate) - FARMACART B 550, Cartridge Bicarbonate for Hemodialysis (Powder Sodium
Bicarbonate) - FARMACART B 600, Cartridge Bicarbonate for Hemodialysis (Powder Sodium
Bicarbonate) - FARMACART B 650, Cartridge Bicarbonate for Hemodialysis (Powder Sodium
Bicarbonate) - FARMACART B 700, Cartridge Bicarbonate for Hemodialysis (Powder Sodium
Bicarbonate) - FARMACART B 720, Cartridge Bicarbonate for Hemodialysis (Powder Sodium
Bicarbonate) - FARMACART B 750, Cartridge Bicarbonate for Hemodialysis (Powder Sodium
Bicarbonate) - FARMACART B 760, Cartridge Bicarbonate for Hemodialysis (Powder Sodium
Bicarbonate) - FARMACART B 800, Cartridge Bicarbonate for Hemodialysis (Powder Sodium
Bicarbonate) - FARMACART B 840, Cartridge Bicarbonate for Hemodialysis (Powder Sodium
Bicarbonate) - FARMACART B 850, Cartridge Bicarbonate for Hemodialysis (Powder Sodium
Bicarbonate) - FARMACART B 900, Cartridge Bicarbonate for Hemodialysis (Powder Sodium
Bicarbonate) - FARMACART B 920, Cartridge Bicarbonate for Hemodialysis (Powder Sodium
Bicarbonate) - FARMACART B 950, Cartridge Bicarbonate for Hemodialysis (Powder Sodium
Bicarbonate) - FARMACART B 1000, Cartridge Bicarbonate for Hemodialysis (Powder Sodium
Bicarbonate) - FARMACART B 1050, Cartridge Bicarbonate for Hemodialysis (Powder Sodium
Bicarbonate) - FARMACART B 1100, Cartridge Bicarbonate for Hemodialysis (Powder Sodium
Bicarbonate) - FARMACART B 1150, Cartridge Bicarbonate for Hemodialysis (Powder Sodium
Bicarbonate) - FARMACART B 1200, Cartridge Bicarbonate for Hemodialysis (Powder Sodium
Bicarbonate) - FARMACART B 1250, Cartridge Bicarbonate for Hemodialysis (Powder Sodium
Bicarbonate) - FARMACART BAG B 400, Cartridge Bicarbonate for Hemodialysis (Powder Sodium
Bicarbonate) - FARMACART BAG B 450, Cartridge Bicarbonate for Hemodialysis (Powder Sodium
Bicarbonate) - FARMACART BAG B 600, Cartridge Bicarbonate for Hemodialysis (Powder Sodium
Bicarbonate) - FARMACART BAG B 650, Cartridge Bicarbonate for Hemodialysis (Powder Sodium
Bicarbonate) - FARMACART BAG B 720, Cartridge Bicarbonate for Hemodialysis (Powder Sodium
Bicarbonate) - FARMACART BAG B 750, Cartridge Bicarbonate for Hemodialysis (Powder Sodium
Bicarbonate) - FARMACART BAG B 760, Cartridge Bicarbonate for Hemodialysis (Powder Sodium
Bicarbonate) - FARMACART BAG B 800, Cartridge Bicarbonate for Hemodialysis (Powder Sodium
Bicarbonate) - FARMACART BAG B 840, Cartridge Bicarbonate for Hemodialysis (Powder Sodium
Bicarbonate) - FARMACART BAG B 900, Cartridge Bicarbonate for Hemodialysis (Powder Sodium
Bicarbonate) - FARMACART BAG B 920, Cartridge Bicarbonate for Hemodialysis (Powder Sodium
Bicarbonate) - FARMACART BAG B 1150, Cartridge Bicarbonate for Hemodialysis (Powder Sodium
Bicarbonate) - FARMACART BAG B 1200, Cartridge Bicarbonate for Hemodialysis (Powder Sodium
Bicarbonate) - MEDICART 500 g, Cartridge Bicarbonate for Hemodialysis (Powder Sodium
Bicarbonate) - MEDICART 600 g, Cartridge Bicarbonate for Hemodialysis (Powder Sodium
Bicarbonate) - MEDICART 650 g, Cartridge Bicarbonate for Hemodialysis (Powder Sodium
Bicarbonate) - MEDICART 700 g, Cartridge Bicarbonate for Hemodialysis (Powder Sodium
Bicarbonate) - MEDICART 720 g, Cartridge Bicarbonate for Hemodialysis (Powder Sodium
Bicarbonate) - MEDICART 760 g, Cartridge Bicarbonate for Hemodialysis (Powder Sodium
Bicarbonate) - MEDICART 780 g, Cartridge Bicarbonate for Hemodialysis (Powder Sodium
Bicarbonate) - MEDICART 850 g, Cartridge Bicarbonate for Hemodialysis (Powder Sodium
Bicarbonate) - MEDICART 860 g, Cartridge Bicarbonate for Hemodialysis (Powder Sodium
Bicarbonate) - MEDICART 880 g, Cartridge Bicarbonate for Hemodialysis (Powder Sodium
Bicarbonate) - MEDICART 920 g, Cartridge Bicarbonate for Hemodialysis (Powder Sodium
Bicarbonate) - MEDICART 1000 g, Cartridge Bicarbonate for Hemodialysis (Powder Sodium
Bicarbonate) - MEDICART 1050 g, Cartridge Bicarbonate for Hemodialysis (Powder Sodium
Bicarbonate) - MEDICART 1100 g, Cartridge Bicarbonate for Hemodialysis (Powder Sodium
Bicarbonate) - MEDICART 1150 g, Cartridge Bicarbonate for Hemodialysis (Powder Sodium
Bicarbonate) - MEDICART 1200 g, Cartridge Bicarbonate for Hemodialysis (Powder Sodium
Bicarbonate) - MEDICART 1250 g, Cartridge Bicarbonate for Hemodialysis (Powder Sodium
Bicarbonate) - MEDICART BAG 550 g, Cartridge Bicarbonate for Hemodialysis (Powder Sodium
Bicarbonate) - MEDICART BAG 650 g, Cartridge Bicarbonate for Hemodialysis (Powder Sodium
Bicarbonate) - MEDICART BAG 760 g, Cartridge Bicarbonate for Hemodialysis (Powder Sodium
Bicarbonate) - MEDICART BAG 900 g, Cartridge Bicarbonate for Hemodialysis (Powder Sodium
Bicarbonate) - MEDICART BAG 920 g, Cartridge Bicarbonate for Hemodialysis (Powder Sodium
Bicarbonate) - JMS MEDICART 450, Cartridge Bicarbonate for Hemodialysis (Powder Sodium
Bicarbonate) - JMS MEDICART 500, Cartridge Bicarbonate for Hemodialysis (Powder Sodium
Bicarbonate) - JMS MEDICART 550, Cartridge Bicarbonate for Hemodialysis (Powder Sodium
Bicarbonate) - JMS MEDICART 600, Cartridge Bicarbonate for Hemodialysis (Powder Sodium
Bicarbonate) - JMS MEDICART 650, Cartridge Bicarbonate for Hemodialysis (Powder Sodium
Bicarbonate) - JMS MEDICART 700, Cartridge Bicarbonate for Hemodialysis (Powder Sodium
Bicarbonate) - JMS MEDICART 720, Cartridge Bicarbonate for Hemodialysis (Powder Sodium
Bicarbonate) - JMS MEDICART 760, Cartridge Bicarbonate for Hemodialysis (Powder Sodium
Bicarbonate) - JMS MEDICART 900, Cartridge Bicarbonate for Hemodialysis (Powder Sodium
Bicarbonate) - JMS MEDICART 920, Cartridge Bicarbonate for Hemodialysis (Powder Sodium
Bicarbonate) - NIPROCART A2F 400, Cartridge Bicarbonate for Hemodialysis (Powder Sodium
Bicarbonate) - NIPROCART A2F 450, Cartridge Bicarbonate for Hemodialysis (Powder Sodium
Bicarbonate) - NIPROCART A2F 500, Cartridge Bicarbonate for Hemodialysis (Powder Sodium
Bicarbonate) - NIPROCART A2F 550, Cartridge Bicarbonate for Hemodialysis (Powder Sodium
Bicarbonate) - NIPROCART A2F 600, Cartridge Bicarbonate for Hemodialysis (Powder Sodium
Bicarbonate) - NIPROCART A2F 650, Cartridge Bicarbonate for Hemodialysis (Powder Sodium
Bicarbonate) - NIPROCART A2F 700, Cartridge Bicarbonate for Hemodialysis (Powder Sodium
Bicarbonate) - NIPROCART A2F 720, Cartridge Bicarbonate for Hemodialysis (Powder Sodium
Bicarbonate) - NIPROCART A2F 750, Cartridge Bicarbonate for Hemodialysis (Powder Sodium
Bicarbonate) - NIPROCART A2F 760, Cartridge Bicarbonate for Hemodialysis (Powder Sodium
Bicarbonate) - NIPROCART A2F 800, Cartridge Bicarbonate for Hemodialysis (Powder Sodium
Bicarbonate) - NIPROCART A2F 840, Cartridge Bicarbonate for Hemodialysis (Powder Sodium
Bicarbonate) - NIPROCART A2F 850, Cartridge Bicarbonate for Hemodialysis (Powder Sodium
Bicarbonate) - NIPROCART A2F 900, Cartridge Bicarbonate for Hemodialysis (Powder Sodium
Bicarbonate) - NIPROCART A2F 920, Cartridge Bicarbonate for Hemodialysis (Powder Sodium
Bicarbonate) - NIPROCART A2F 950, Cartridge Bicarbonate for Hemodialysis (Powder Sodium
Bicarbonate) - NIPROCART A2F 1000, Cartridge Bicarbonate for Hemodialysis (Powder Sodium
Bicarbonate) - NIPROCART A2F 1050, Cartridge Bicarbonate for Hemodialysis (Powder Sodium
Bicarbonate) - NIPROCART A2F 1100, Cartridge Bicarbonate for Hemodialysis (Powder Sodium
Bicarbonate) - NIPROCART A2F 1150, Cartridge Bicarbonate for Hemodialysis (Powder Sodium
Bicarbonate) - NIPROCART A2F 1200, Cartridge Bicarbonate for Hemodialysis (Powder Sodium
Bicarbonate) - NIPROCART A2F 1250
16421 | EasyTip 320 Pack25, EasyTip Endo Pack 25, EasyTip 200 Pack 25 | BORA DENTAL ALBANIA | 2024-04-29T00:00:00.000+02:00 | Sirona Dental Systems GmbH Fabrikstraße 31, 64625 Bensheim, Germany | 6498062, 6535905, 6498484 | Klasa IIa | Maja Laseri sterile | Pajisje dentare
16422 | Type D3632, Orthophos SL 2D, Orthophos SL 3D si me poshte:, Orthophos SL 2D, Orthophos SL 2D individ, Orthophos SL 3D, Orthophos SL 3D 8x8 DCS, Orthophos SL 3D 11x10 DGS, Orthophos SL 3D individ, Type D3632, Orthophos S 2D, Orthophos S 3D si me poshte:, Orthophos S 2D, Orthophos S 2D individ, Orthophos S 3D, Orthophos S 3D 8x8 DCS, Orthophos S 3D 11x10 DGS, Orthophos S 3D individ | BORA DENTAL ALBANIA | 2024-04-29T00:00:00.000+02:00 | Sirona Dental Systems GmbH Fabrikstraße 31, 64625 Bensheim, Germany | Type D3632, 6467042, 6464957, 6440395, 6466580, 6464973, 6464999, 6466440, 6679646, 6679604, 6679596, 6679653, 6679620, 6679638, 6679612 | Klasa IIb | Pajisje Diagnostikimi dentare me reze x (Panoramex)2D dhe 3D si me poshte, Grafi Dentare 2D, Grafi Dentare 3D me fushe 8x8 DCS (Skaner Dentar), Grafi Dentare 3D me fushe 11x10 DCS (Skaner Dentar), Grafi Dentare 3D (Skaner Dentar) konfigurim individual, Grafi Dentare 2D konfigurim individual, Grafi Dentare 3D (Skaner Dentar) | Pajisje diagnostikuese dhe terapeutike me rezatim
16423 | High Pressure Syringe 200 ml (Single Head), High Pressure Syringe 200 ml (Dual Head) | KONEX | 2024-04-29T00:00:00.000+02:00 | Shenzhen Antmed Co., Ltd. | P/N:100101, P/N:100107 | Klasa IIa | Shiringe me presion te larte | Pajisje nje perdorimeshe
16424 | Citraflow ™ Sodium Citrate 4% prefilled syringe | GREEMED | 2024-04-29T00:00:00.000+02:00 | MedXL Inc. Main Site: 285, rue Labrosse, Pointe-Claire, QC H9R 1A3, Canada | 3854E 1, 38543, 38543-1, 38553, 38555 | Klasa IIa | Shiringe citraflow sodium citrat 4% | Tjeter
16425 | Citraflow ™ Sodium Citrate 46.7% prefilled syringe | GREEMED | 2024-04-29T00:00:00.000+02:00 | MedXL Inc. Main Site: 285, rue Labrosse, Pointe-Claire, QC H9R 1A3, Canada | 38143, 38143-1 | Klasa IIa | Shiringe citraflow sodium citrate 46.7% | Tjeter
16426 | DISPOSABLE ENDOSCOPIC CUTTER STAPLER AND RELOADS - DEC-B 60, DISPOSABLE ENDOSCOPIC CUTTER STAPLER AND RELOADS - DEC-B 160, DISPOSABLE ENDOSCOPIC CUTTER STAPLER AND RELOADS - DEC-B 260, DISPOSABLE ENDOSCOPIC CUTTER STAPLER AND RELOADS - DER B 45P, DISPOSABLE ENDOSCOPIC CUTTER STAPLER AND RELOADS - DER B 45B, DISPOSABLE ENDOSCOPIC CUTTER STAPLER AND RELOADS - DER B 45G, DISPOSABLE ENDOSCOPIC CUTTER STAPLER AND RELOADS - DER B 45T, DISPOSABLE ENDOSCOPIC CUTTER STAPLER AND RELOADS - DER B 60 P, DISPOSABLE ENDOSCOPIC CUTTER STAPLER AND RELOADS - DER B 60 B, DISPOSABLE ENDOSCOPIC CUTTER STAPLER AND RELOADS - DER B 60T, DISPOSABLE ENDOSCOPIC CUTTER STAPLER AND RELOADS - DER B 30G, DISPOSABLE ENDOSCOPIC CUTTER STAPLER AND RELOADS - DER B 30T, DISPOSABLE ENDOSCOPIC CUTTER STAPLER AND RELOADS - DER B 30P, DISPOSABLE CIRCULAR STAPLERS, DISPOSABLE LINEAR STAPLERS AND RELOADS, DISPOSABLE LINEAR CUTTER STAPLERS AND RELOADS | DIAL-ALB | 2024-04-29T00:00:00.000+02:00 | Sinolinks Medical Innovation, Inc, No.10 Ziwei Road, Zhonglou Zone, Changzhou 213023 Jiangsu China | DEC-B 60, DEC-B 160, DEC-B 260, DER B 45P, DER B 45B, DER B 45G, DER B 45T, DER B 60 P, DER B 60 B, DER B 60T, DER B 30G, DER B 30T, DER B 30P, N/A | Klasa IIb | RIMBUSHES DHE STAPLER ENDOSKOPIK NJE-PERDORIMSH QE PERDOREN NE KIRURGJI, STAPLER RRETHOR NJE-PERDORIMSH QE PERDOREN NE KIRURGJI, RIMBUSHES DHE STAPLER LINEAR NJE-PERDORIMSH QE PERDOREN NE KIRURGJI | Pajisje nje perdorimeshe
16427 | DIASOL BASIC BICARBONATE HEMODIALYSIS SOLUTIONS - B35, DIASOL BASIC BICARBONATE HEMODIALYSIS SOLUTIONS - B37, DIASOL BASIC BICARBONATE HEMODIALYSIS SOLUTIONS - B39, DIASOL and NIPROSOL ACIDIC BICARBONATE HEMODIALYSIS | DIAL-ALB | 2024-04-29T00:00:00.000+02:00 | FARMASOL TIBBİ ÜRÜNLER SAN. VE TİC. A.Ş. Organize Sanayi Bölgesi 18. Cadde No:7 Melikgazi – KAYSERİ / TURKEY | N/A | Klasa IIb | SOLUCION PER HEMODIALIZE DIASOL BAZIK BIKARBONAT, SOLUCION HEMODIALIZE ACIDE DIASOL DHE NIPROSOL BIKARBONAT | Tjeter
SOLUTIONS - K 1, DIASOL and NIPROSOL ACIDIC BICARBONATE HEMODIALYSIS
SOLUTIONS - K 1 G, DIASOL and NIPROSOL ACIDIC BICARBONATE HEMODIALYSIS
SOLUTIONS - K 2, DIASOL and NIPROSOL ACIDIC BICARBONATE HEMODIALYSIS
SOLUTIONS - K 2 G, DIASOL and NIPROSOL ACIDIC BICARBONATE HEMODIALYSIS
SOLUTIONS - Ca 1,25, DIASOL and NIPROSOL ACIDIC BICARBONATE HEMODIALYSIS
SOLUTIONS - Ca 1,25G, DIASOL and NIPROSOL ACIDIC BICARBONATE HEMODIALYSIS
SOLUTIONS - Ca1,25 K2, DIASOL and NIPROSOL ACIDIC BICARBONATE HEMODIALYSIS
SOLUTIONS - Ca1,25 K2G
16428 | COMPLETE EPIDURAL PACK, SKIN EXCISION PACK | MONTAL | 2024-04-29T00:00:00.000+02:00 | Winner Medical Co., Ltd. Winner Industrial Park, No.660 Bulong Road, Longhua District, 518109 Shenzhen, PEOPLE'S REPUBLIC OF CHINA. | Basic Dressing Packs | Klasa IIa | Eshtë një grup gjithëpërfshirës i pajisjeve mjekësore të krijuara posaçërisht për anestezi epidurale., Këto komplete janë të dizajnuara për përdorim në procedurat kirurgjikale për heqjen e lezioneve të lëkurës | Pajisje nje perdorimeshe
16429 | PLIWA Biguaton forte Neu, PLIWA Roto-Pren, Lozopren Plus AF, PLIWA Biguaton Spezial | Primary Dental | 2024-04-29T00:00:00.000+02:00 | Pliwa Hygiene GmbH, Pliwa-Str. 2 D-34323 Malsfeld-Ostheim | 10-0001, 10-0001-1, 10-0002, 10-0004, 10-0005, 10-0051, 10-0052, 10-0053, 10-0054, 10-0061, 10-0061-1, 10-0062, 10-0064, 10-0065, 10-0066, 10-0061-E, 10-0061-1-E, 10-0062-E, 10-0064-E, 10-0065-E, 10-0066-E, 10-0067-E, 10-884, 10-880, 10-881, 10-882 | Klasa IIb | Disinfektant per pajisje mjekesore invazive | Pajisje dentare
16430 | Sonicision™ 7 Reusable Generator, Sonicision™ 7 Dissector | O.E.S DISTRIMED | 2024-04-30T00:00:00.000+02:00 | Covidien llc 15 Hampshire Street Mansfield, MA 02048, U.S.A. | SCG7AA, SCG7AB, SCD7A13, SCD7A26, SCD7A39, SCD7A48 | Klasa IIb | Gjenerator I riperdorshem per prerjen e indeve te buta ne procedurat e hapura dhe endoskopike, Gjenerator I riperdorshem per prerjen e indeve te buta ne procedurat e hapura dhe endoskopike, Pajisje per prerjen e indeve te buta ne procedurat e hapura dhe endoskopike | Pajisje nje perdorimeshe
16431 | Dialysis Catheter PU-LT,Smooth Flow Double Lumen LT 15.5 Fr. Anterograde (Double Lumen LT), Dialysis Catheter PU-LT,Evolution Retro DL LT 15.5 Fr.with Dilator 16 Fr, Dialysis Catheter PU-LT,Evolution Retro DL LT 15.5 Fr.with Split Sheath, Dialysis Catheter PU-LT,Evolution Retro - Repair-Set | GREEMED | 2024-04-29T00:00:00.000+02:00 | Joline GmbH & Co. KG Neue Rottenburger Str. 50 72379 Hechingen,Germany | PKSF15C19/36, PKSF15C23/40, PKSF15C28/45, PKSF15C33/50, PKLTR15C19/40, PKLTR15C23/44, PKLTR15C28/49, PKLTR15C33/54, PKLTR15C55/76, PKLTRS15C19/40, PKLTRS15C23/44, PKLTRS15C28/49, PKLTRS15C33/54, PKLTRS15C55/76, KLTR | Klasa III | Kateter dialize anterograde, Kateter dialize me dilator, Kateter dialize me sheath split, Kateter dialize Evolution Retro - Repair-Set | Tjeter
16432 | Breathing Systems | MONTAL | 2024-04-29T00:00:00.000+02:00 | Intersurgical Ltd. Crane House, Molly Millars Lane, Wokingham, Berkshire, RG41 2RZ, UK | 5010005S, 5010010S, 5012000, 5013005, 5013018, 5013019, 5013022, 5015000, 5016000, 5018000, 5018000S, 5018003, 5018011, 5018012, 5018013, 5020000, 5020000S, 5020002, 5024000, 5024005, 5024024, 5030001S, 5031000, 5031001, 5080000, 5082000, 5083000, 5083001, 5083002, 5083004, 5083008, 5084000, 5084002, 5113001, 5113002, 5113005, 5113006, 5113008, 5113009, 5113010, 5113011, 5113012, 5113018, 5113019, 5113020, 5113021, 5113077, 5113091, 5113092, 5113190, 5118000, 5118001, 5118002, 5118004, 5118006, 5131000, 5131001, 5182000, 5183000, 5183001, 5183007, 5183064, 5190000, 5190001, 5190009, 5190171, 5191000, 5191002, 5191004, 5191042, 5191043, 5191044, 5191045, 5191046, 5191160, 5191172, 5192000, 5193001, 5193002, 5194000, 5194003, 5194004, 5194005, 5194006, 5194007, 5194009, 5194170, 5196000, 5197000, 5197001, 5197002, 5198001, 5198004, 5198005, 5199000, 5199001, 5199002, 5200000, 5207000, 5209000, 5209003, 5209004, 5300000S, 5318000, 5418000, 5500000, 5500006S, 5500010S, 5500011S, 5503000, 5510003, 5512000, 5512003, 5512005S, 5512006S, 5513000, 5513000S, 5802001, 5803000, 5804000, 5804011, 5805000, 5805001, 5805003, 5805005, 5805006, 5805009, 5805044, 5805175, 5807000, 5808000, 5809000, 5809002, 5809176, 5811000, 5819001, 5825000, 5825001, 5825002, 6016000, 6092000, 6148000, 6167000, 6181000, 6193000, 6201000, 6202000, 6202003, 6202006, 6202008, 6202011, 6202013, 6203000, 6203003, 6203004, 6203008, 6203017, 6203019, 6204000, 6208000, 6221000, 6236000, 6248000, 6248001, 6316005, 6345000, 6354000, 6355000, 6356000, 6361000, 6362000, 6362002, 6363000, 6365000, 6367000, 6430000, 6430002, 6430005, 6431000, 6431002, 6431009, 6431011, 6431012, 6432000, 6432001, 6432002, 6432005, 6433000, RM21301, RM21302, RM21303, RM21304, RM21305, RM21306, RM21308, RM21309, RM21311, RM21312, RM21313, RM21314, RM21321, RM21322, RM21324, RM21325, 5001000, 5001000S, 5001005, 5001006, 5001007, 5001009, 5001010, 5001011, 5001012, 5003000, 5004000, 5004002, 5005000, 5005005, 5006000, 5007000, 5007000S, 5007001, 5007002, 5007003, 5007004, 5007005, 5007006, 5008000, 5008001, 5008002, 5008003, 5008004, 5008020, 5009000, 5009000S, 5009001, 5009002, 5009003, 5009004, 5009005, 5009006, 5009009, 5009033S, 5009034S, 5009037S, 5009043, 5009190, 5010000, 1415000, 1415002, 1416000, 2000000, 2000000S, 2000006, 2000017, 2000019, 2000020, 2000029, 2000052, 2000058, 2000068, 2000078, 2000093, 2000098, 2000099, 2000204, 2000206, 2000213, 2000214, 2000222, 2000253, 2001000, 2001000S, 2002000, 2002021, 2003000, 2004000, 2004017, 2005001, 2006000, 2006002, 2007002, 2007003, 2007004, 2009000, 2009000S, 2009020, 2009029, 2009032, 2009033, 2009054, 2009059, 2009070, 2009074, 2009077, 2009080, 2009095, 2009096, 2009097, 2009206, 2009221, 2009231, 2020001, 2030015, 2030016, 2034000, 2036001, 2036060, 2036067, 2036068, 2036070, 2036072, 2036073, 2036075, 2070000, 2072000, 2073000, 2074000, 2075000, 2076000, 2077000, 2080000, 2080004, 2080008, 2082000, 2083003, 2083004, 2143005, 2143006, 2200000, 2209000, 2209001, 2230000, 2232000, 2232001, 2232002, 2234000, 2234001, 2236002, 2236005, 2239001, 2239002, 2272000, 2276000, 4000008, 4005002, 4005004, 4006000, 4010000, 4010001, 4050000, 4050002, 4050004, 4050010, 4050018, 4051000, 4051004, 4051006, 4054000, 4105006, 4105007, 4105009, 4500000, 4500004, 4500013, 4500015, 4500016, 4500018, 4500022, 4500032, 4500044, 4503000, 4505000, 4510000, 4510005, 4521000, 4534001, 4609006, 4609007, 4650000, 4651000, 4652000, 4700015, 5000000, 5000000S, 5000005, 5000005S, 5000010, 5000021, 5000025S, 5000026S, 5000027S, 5000028S, 5000030S, 5000032S, 5000033, 5000034, 5000039, 5000059, 5000060, 5000065, 5000190 | Klasa IIa | Sherbejnë për të dhënë oksigjen dhe agjentë anestezikë dhe për të eliminuar dioksidin e karbonit gjatë anestezisë. | Pajisje anestezie dhe respiratore
16433 | Bausch + Lomb Biotrue ONEday (nesofilcon A) Contact Lenses, Bausch + Lomb Biotrue ONEday For Astigmatism (nesofilcon A) Contact Lenses, Bausch + Lomb Biotrue ONEday for Presbyopia (nesofilcon A) Contact Lenses | GEN - ALB FARMA | 2024-04-30T00:00:00.000+02:00 | Bausch & Lomb Incorporated 1400 North Goodman Street Rochester, NY 14609 U.S.A. | Bausch + Lomb Biotrue ONEday (nesofilcon A) Contact Lenses, Bausch + Lomb Biotrue ONEday For Astigmatism (nesofilcon A) Contact Lenses, Bausch + Lomb Biotrue ONEday for Presbyopia (nesofilcon A) Contact Lenses | Klasa IIa | Lente kontakti korrigjuese të buta, të disponueshme për çdo ditë (nesofilcon A) | Pajisje oftalmike dhe optike
16434 | Perclose ProStyle Suture-Mediated Closure and Repair System 12773-02 | DIAL-ALB | 2024-04-29T00:00:00.000+02:00 | Abbot Medical, 3200 Lakeside Drive, Santa Clara, California, 95054, USA | 12773-02 | Klasa IIb | Sistemi i mbylljes dhe riparimit të ndërmjetësuar nga qepjet Perclose ProStyle, i synuar për të rivendosë hemostazën normale të enëve të gjakut | Pajisje te implantueshme aktive
16435 | MorSafe Tissue Morcellation Bag | O.E.S DISTRIMED | 2024-04-30T00:00:00.000+02:00 | Veol Medical Technologies Pvt.Ltd A-747,Near Pavan Bus Stop MIDC Pawane,TTC Industrial Area ,Koparkhairane Navi Mumbai,Maharashtra 400705 INDIA | XG-500-S, XG-500-M, XG-500-L | Klasa IIa | Qese sterile nje perdorimeshe qe perdoren per mbajtjen ne menyre te sigurt te mbetjeve te indeve te buta te shkeputura gjate procedurave laparoskopike gjinekologjike | Pajisje nje perdorimeshe
16436 | CEMENTED ACETABULAR CUP – UHMWPE Ø (from 42 to 62 mm) | LAYO | 2024-04-29T00:00:00.000+02:00 | ZIMED MEDIKAL SANAYI VE TICARET LIMITED SIRKETI, AYDINLAR MAHALLESI 03070 CAD. NO: 4 SEHITKAMIL 27580 GAZIANTEP - TURKEY | 7149-(from 0042 to 0062), E.7149-(from 0042 to 0062) | Klasa III | Komponente të cementueshme të protezimit koksofemoral, që lidhin komponentet femorale me kocken e legenit, për përdorim në shërbimin e ortopedisë., Komponente të cementueshme të protezimit koksofemoral, që lidhin komponentet femorale me kocken e legenit, për përdorim në shërbimin e ortopedisë. | Pajisje te implantueshme aktive
16437 | Hemostasis valves,hemostasis valve set | GREEMED | 2024-04-29T00:00:00.000+02:00 | ARES MEDİKAL SAN. TİC. LTD. ŞTİ,Aşık Veysel Mah. 5821/1 Sk. No:6 Karabağlar 35110 İzmir, Türkiye | HVS3000, HVS3001 , HVS3002, HVS3003, HVS3004 | Klasa IIa | Valve hemostatike | Tjeter
16438 | BASIC DRESSING SET, SUTURE REMOVAL KITS, LACERATION TRAYS (W/O INSTRUMENTS), TRACH CARE TRAY, STERILE ORAL SET, FEMALE EXAMINATION SET, CATHETER PACK, DIALYSIS SET, EYE DRESSING SET, I.V. START PACK, PEG-SET, UNIVERSAL DRAPE SET, C-SECTION PACK, ANGIOGRAPHY DRAPES PACK, KNEE ARTHROSCOPY PACK | MONTAL | 2024-04-29T00:00:00.000+02:00 | Winner Medical Co., Ltd. Winner Industrial Park, No.660 Bulong Road, Longhua District, 518109 Shenzhen, PEOPLE'S REPUBLIC OF CHINA. | Basic Dressing Packs | Is | BASIC DRESSING SET është një koleksion artikujsh që përdoren për të pastruar dhe mbuluar plagët, SUTURE REMOVAL KITS janë grupe aksesorësh mjekësorë që përdoren për heqjen e qepjeve nga trupi., Janë jane kuti sterile qe permbajne komponente thelbësore per te parandaluar kontaminimin e plages, TRACH CARE TRAY janë krijuar për të siguruar komponentët thelbësorë të nevojshëm për përgatitjen, pastrimin dhe kujdesin e tubave të trakeostomisë., Janë kuti sterile qe permbajne komponente parandaluar kontaminimin ne operacionet orale, Janë sete sterile te destinuarar per ekzaminim gjinekologjik, Jane sete qe perdoren per vendosjen ose heqjen e katetereve te perhershem., Jane sete tubash qe perdoren ne procesin e dializes, Jane sete qe perdoren pas demtimeve minore te syrit ose per mbrojtjen e tij nga infeksionet, IV Start Kit është një zgjidhje gjithëpërfshirëse për profesionistët e kujdesit shëndetësor për të kryer në mënyrë të sigurt dhe efikase terapinë intravenoze., Përdoret për vendosjen e gastrostomisë endoskopike perkutane (PEG) për të siguruar ushqim enteral për pacientin që kërkon mbështetje ushqyese., Jane sete mbulesash sterile, qe perdoren ne kirurgjine e pergjithshme te gjoksit dhe barkut., Paketat e seksionit cezarian janë të dizajnuara posaçërisht për të mbajtur gjithçka kirurgjikale që nevojitet për të kryer lindjen me prerje cezariane në sallën e operacionit., Pakete e perbere nga mbulesa, veshje pacienti, gareza dhe ene ne kushte sterile qe perdoren ne procesin e angiografise, Paketa e veshjeve njëpërdorimshme, e krijuar posaçërisht për t'u përdorur në pavijonin për kirurgjinë e gjurit që rekomandon procedurën artroskopike. | Pajisje nje perdorimeshe
16439 | DIASOL POWDER ACIDIC HEMODIALYSIS CONCENTRATES - SPA45011, DIASOL POWDER ACIDIC HEMODIALYSIS CONCENTRATES - SPA45012, DIASOL POWDER ACIDIC HEMODIALYSIS CONCENTRATES - SPA45013, DIASOL POWDER ACIDIC HEMODIALYSIS CONCENTRATES - SPA45014, DIASOL POWDER ACIDIC HEMODIALYSIS CONCENTRATES - SPA45015, DIASOL POWDER ACIDIC HEMODIALYSIS CONCENTRATES - SPA45016, DIASOL POWDER ACIDIC HEMODIALYSIS CONCENTRATES - SPA45017, DIASOL POWDER ACIDIC HEMODIALYSIS CONCENTRATES - SPA45018, DIASOL POWDER ACIDIC HEMODIALYSIS CONCENTRATES - C45N0005, DIASOL POWDER ACIDIC HEMODIALYSIS CONCENTRATES - C45N0006, DIASOL POWDER ACIDIC HEMODIALYSIS CONCENTRATES - C45N0007, DIASOL POWDER ACIDIC HEMODIALYSIS CONCENTRATES - C45N0008, DIASOL POWDER ACIDIC HEMODIALYSIS CONCENTRATES - C45N0009, DIASOL POWDER ACIDIC HEMODIALYSIS CONCENTRATES - C45N0010, DIASOL POWDER ACIDIC HEMODIALYSIS CONCENTRATES - C45N0011, DIASOL POWDER ACIDIC HEMODIALYSIS CONCENTRATES - C45N0012, DIASOL POWDER ACIDIC HEMODIALYSIS CONCENTRATES - C45N0013, DIASOL POWDER ACIDIC HEMODIALYSIS CONCENTRATES - C45N0014, DIASOL POWDER ACIDIC HEMODIALYSIS CONCENTRATES - Na138 K1 Ca1.5, DIASOL POWDER ACIDIC HEMODIALYSIS CONCENTRATE - Na138 K1G Ca1.5, DIASOL POWDER ACIDIC HEMODIALYSIS CONCENTRATE - Na138 K2Ca1,25, DIASOL POWDER ACIDIC HEMODIALYSIS CONCENTRATE - Na138K2GCa1,25 , DIASOL POWDER ACIDIC HEMODIALYSIS CONCENTRATE - Na138K2 Ca1,5 Na138K2GCa1,5, DIASOL POWDER ACIDIC HEMODIALYSIS CONCENTRATE - Na138K2 Ca1,75, DIASOL POWDER ACIDIC HEMODIALYSIS CONCENTRATE - Na138K2G Ca1,75, DIASOL POWDER ACIDIC HEMODIALYSIS CONCENTRATE - Na138K3 Ca1,5, DIASOL POWDER ACIDIC HEMODIALYSIS CONCENTRATE - Na138K3G Ca1,5, DIASOL POWDER ACIDIC HEMODIALYSIS CONCENTRATE - CPA45001, DIASOL POWDER ACIDIC HEMODIALYSIS CONCENTRATE - C4PA5002, DIASOL POWDER ACIDIC HEMODIALYSIS CONCENTRATE - CPA45003, DIASOL POWDER ACIDIC HEMODIALYSIS CONCENTRATE - CPA45004, DIASOL POWDER ACIDIC HEMODIALYSIS CONCENTRATE - CPA45005, DIASOL POWDER ACIDIC HEMODIALYSIS CONCENTRATE - CPA45006, DIASOL POWDER ACIDIC HEMODIALYSIS CONCENTRATE - CPA45007, DIASOL POWDER ACIDIC HEMODIALYSIS CONCENTRATE - CPA45008, DIASOL POWDER ACIDIC HEMODIALYSIS CONCENTRATE - CPA45009, DIASOL POWDER ACIDIC HEMODIALYSIS CONCENTRATE - CPA45010, DIASOL POWDER ACIDIC HEMODIALYSIS CONCENTRATE - CPA45011, DIASOL POWDER ACIDIC HEMODIALYSIS CONCENTRATE - CPA45012, DIASOL POWDER ACIDIC HEMODIALYSIS CONCENTRATE - CPA45023, DIASOL POWDER ACIDIC HEMODIALYSIS CONCENTRATE - CPA45024, DIASOL POWDER ACIDIC HEMODIALYSIS CONCENTRATE - CPA45025, DIASOL POWDER ACIDIC HEMODIALYSIS CONCENTRATE - CPA45026, DIASOL POWDER ACIDIC HEMODIALYSIS CONCENTRATE - CPA45027, DIASOL POWDER ACIDIC HEMODIALYSIS CONCENTRATE - CPA45028, DIASOL POWDER ACIDIC HEMODIALYSIS CONCENTRATE - CPA45029, DIASOL POWDER ACIDIC HEMODIALYSIS CONCENTRATE - CPA45030, DIASOL POWDER ACIDIC HEMODIALYSIS CONCENTRATE - CPA45031, DIASOL POWDER ACIDIC HEMODIALYSIS CONCENTRATE - CPA45032, DIASOL POWDER ACIDIC HEMODIALYSIS CONCENTRATE - CPA45033, DIASOL POWDER ACIDIC HEMODIALYSIS CONCENTRATE - CPA45034, DIASOL POWDER ACIDIC HEMODIALYSIS CONCENTRATE - CPA45035, DIASOL POWDER ACIDIC HEMODIALYSIS CONCENTRATE - CPA45036, DIASOL POWDER ACIDIC HEMODIALYSIS CONCENTRATE - SPA45001, DIASOL POWDER ACIDIC HEMODIALYSIS CONCENTRATE - SPA45002, DIASOL POWDER ACIDIC HEMODIALYSIS CONCENTRATE - SPA45003, DIASOL POWDER ACIDIC HEMODIALYSIS CONCENTRATE - SPA45004, DIASOL POWDER ACIDIC HEMODIALYSIS CONCENTRATE - SPA45005, DIASOL POWDER ACIDIC HEMODIALYSIS CONCENTRATE - SPA45006, DIASOL POWDER ACIDIC HEMODIALYSIS CONCENTRATE - SPA45007, DIASOL POWDER ACIDIC HEMODIALYSIS CONCENTRATE - SPA45008, DIASOL POWDER ACIDIC HEMODIALYSIS CONCENTRATE - C45S0001, DIASOL POWDER ACIDIC HEMODIALYSIS CONCENTRATE - C45S0002, DIASOL POWDER ACIDIC HEMODIALYSIS CONCENTRATE - C45S0003, DIASOL POWDER ACIDIC HEMODIALYSIS CONCENTRATE - C45S0004, DIASOL POWDER ACIDIC HEMODIALYSIS CONCENTRATE - C45S0005, DIASOL POWDER ACIDIC HEMODIALYSIS CONCENTRATE - C45S0006, DIASOL POWDER ACIDIC HEMODIALYSIS CONCENTRATE - C45S0007, DIASOL POWDER ACIDIC HEMODIALYSIS CONCENTRATE - C45S0008, DIASOL POWDER ACIDIC HEMODIALYSIS CONCENTRATE - C45S0009, DIASOL POWDER ACIDIC HEMODIALYSIS CONCENTRATE - C45S0010, DIASOL POWDER ACIDIC HEMODIALYSIS CONCENTRATE - C45S0011, DIASOL POWDER ACIDIC HEMODIALYSIS CONCENTRATE - C45S0012, DIASOL POWDER ACIDIC HEMODIALYSIS CONCENTRATE - C45S0013, DIASOL POWDER ACIDIC HEMODIALYSIS CONCENTRATE - C45S0014, DIASOL POWDER ACIDIC HEMODIALYSIS CONCENTRATE - C45S0015, DIASOL POWDER ACIDIC HEMODIALYSIS CONCENTRATE - C45S0016, DIASOL POWDER ACIDIC HEMODIALYSIS CONCENTRATE - C45S0017, DIASOL POWDER ACIDIC HEMODIALYSIS CONCENTRATE - C45S0018, DIASOL POWDER ACIDIC HEMODIALYSIS CONCENTRATE - C45N0001, DIASOL POWDER ACIDIC HEMODIALYSIS CONCENTRATE - C45N0002, DIASOL POWDER ACIDIC HEMODIALYSIS CONCENTRATE - C45N0003, DIASOL POWDER ACIDIC HEMODIALYSIS CONCENTRATE - C45N0004, DIASOL POWDER ACIDIC HEMODIALYSIS CONCENTRATE - C45N0015, DIASOL POWDER ACIDIC HEMODIALYSIS CONCENTRATE - C45N0016, DIASOL POWDER ACIDIC HEMODIALYSIS CONCENTRATE - C45N0017, DIASOL POWDER ACIDIC HEMODIALYSIS CONCENTRATE - C45N0018, DIASOL POWDER ACIDIC HEMODIALYSIS CONCENTRATE - C45C0001, DIASOL POWDER ACIDIC HEMODIALYSIS CONCENTRATE - C45C0002, DIASOL POWDER ACIDIC HEMODIALYSIS CONCENTRATE - C45C0003, DIASOL POWDER ACIDIC HEMODIALYSIS CONCENTRATE - C45C0004, DIASOL POWDER ACIDIC HEMODIALYSIS CONCENTRATE - C45C0005, DIASOL POWDER ACIDIC HEMODIALYSIS CONCENTRATE - C45C0006, DIASOL POWDER ACIDIC HEMODIALYSIS CONCENTRATE - C45C0007, DIASOL POWDER ACIDIC HEMODIALYSIS CONCENTRATE - C45C0008, DIASOL POWDER ACIDIC HEMODIALYSIS CONCENTRATE - C45C0009, DIASOL POWDER ACIDIC HEMODIALYSIS CONCENTRATE - C45C0010, DIASOL POWDER ACIDIC HEMODIALYSIS CONCENTRATE - C45C0011, DIASOL POWDER ACIDIC HEMODIALYSIS CONCENTRATE - C45C0012, DIASOL POWDER ACIDIC HEMODIALYSIS CONCENTRATE - C45C0013, DIASOL POWDER ACIDIC HEMODIALYSIS CONCENTRATE - C45C0014, DIASOL POWDER ACIDIC HEMODIALYSIS CONCENTRATE - C45C0015, DIASOL POWDER ACIDIC HEMODIALYSIS CONCENTRATE - C45C0016, DIASOL POWDER ACIDIC HEMODIALYSIS CONCENTRATE - C45C0017, DIASOL POWDER ACIDIC HEMODIALYSIS CONCENTRATE - C45C0018, MEDICASOL ACIDIC BICARBONATE HEMODIALYSIS SOLUTION / MEDICASOL K1GCa1,25, MEDICASOL ACIDIC BICARBONATE HEMODIALYSIS SOLUTION / MEDICASOL K1Ca1,5, MEDICASOL ACIDIC BICARBONATE HEMODIALYSIS SOLUTION / MEDICASOL K1GCa1,5, MEDICASOL ACIDIC BICARBONATE HEMODIALYSIS SOLUTION / MEDICASOL K1Ca1,75, MEDICASOL ACIDIC BICARBONATE HEMODIALYSIS SOLUTION / MEDICASOL K1GCa1,75, MEDICASOL ACIDIC BICARBONATE HEMODIALYSIS SOLUTION / MEDICASOL K1,5Ca1,25, MEDICASOL ACIDIC BICARBONATE HEMODIALYSIS SOLUTION / MEDICASOL K1,5GCa1,25, MEDICASOL ACIDIC BICARBONATE HEMODIALYSIS SOLUTION / MEDICASOL K1,5Ca1,5, MEDICASOL ACIDIC BICARBONATE HEMODIALYSIS SOLUTION / MEDICASOL K1,5GCa1,5, MEDICASOL ACIDIC BICARBONATE HEMODIALYSIS SOLUTION / MEDICASOL K1,5Ca1,75, MEDICASOL ACIDIC BICARBONATE HEMODIALYSIS SOLUTION / MEDICASOL K2G Ca 1,5, MEDICASOL ACIDIC BICARBONATE HEMODIALYSIS SOLUTION / MEDICASOL K2GCa1,75, MEDICASOL ACIDIC BICARBONATE HEMODIALYSIS SOLUTION / MEDICASOL K1Ca1,25 (D45), MEDICASOL ACIDIC BICARBONATE HEMODIALYSIS SOLUTION / MEDICASOL K1GCa1,25 (D45), MEDICASOL ACIDIC BICARBONATE HEMODIALYSIS SOLUTION / MEDICASOL K1Ca1,5 (D45), MEDICASOL ACIDIC BICARBONATE HEMODIALYSIS SOLUTION / MEDICASOL K1GCa1,5 (D45), MEDICASOL ACIDIC BICARBONATE HEMODIALYSIS SOLUTION / MEDICASOL K1Ca1,75 (D45), MEDICASOL ACIDIC BICARBONATE HEMODIALYSIS SOLUTION / MEDICASOL K1GCa1,75 (D45), MEDICASOL ACIDIC BICARBONATE HEMODIALYSIS SOLUTION / MEDICASOL K1,5Ca1,25 (D45), MEDICASOL ACIDIC BICARBONATE HEMODIALYSIS SOLUTION / MEDICASOL K1,5GCa1,25 (D45), MEDICASOL ACIDIC BICARBONATE HEMODIALYSIS SOLUTION / MEDICASOL K1.5 Ca 1.5 (D45), MEDICASOL ACIDIC BICARBONATE HEMODIALYSIS SOLUTION / MEDICASOL K1.5G Ca 1.5 (D45), MEDICASOL ACIDIC BICARBONATE HEMODIALYSIS SOLUTION / MEDICASOL K1.5 Ca1.75( D45), MEDICASOL ACIDIC BICARBONATE HEMODIALYSIS SOLUTION / MEDICASOL K1.5G Ca 1,75 (D45), MEDICASOL ACIDIC BICARBONATE HEMODIALYSIS SOLUTION / MEDICASOL K2 Ca 1.25 (D45), MEDICASOL ACIDIC BICARBONATE HEMODIALYSIS SOLUTION / MEDICASOL K2G Ca 1.25 (D45), MEDICASOL ACIDIC BICARBONATE HEMODIALYSIS SOLUTION / MEDICASOL K2G Ca 1.5 (D45), MEDICASOL ACIDIC BICARBONATE HEMODIALYSIS SOLUTION / MEDICASOL K2 Ca 1.75(D45), MEDICASOL ACIDIC BICARBONATE HEMODIALYSIS SOLUTION / MEDICASOL K2G Ca 1.75 (D45), MEDICASOL ACIDIC BICARBONATE HEMODIALYSIS SOLUTION / MEDICASOL K1Ca1,25, MEDICASOL ACIDIC BICARBONATE HEMODIALYSIS SOLUTION / MEDICASOL K3Ca1,25, MEDICASOL ACIDIC BICARBONATE HEMODIALYSIS SOLUTION / MEDICASOL K3G Ca 1.25, MEDICASOL ACIDIC BICARBONATE HEMODIALYSIS SOLUTION / MEDICASOL K3 Ca 1.5, MEDICASOL ACIDIC BICARBONATE HEMODIALYSIS SOLUTION / MEDICASOL K3G Ca 1.5, MEDICASOL ACIDIC BICARBONATE HEMODIALYSIS SOLUTION / MEDICASOL Ca1,5 K2, MEDICASOL ACIDIC BICARBONATE HEMODIALYSIS SOLUTION / MEDICASOL K3 Ca 1.75, MEDICASOL ACIDIC BICARBONATE HEMODIALYSIS SOLUTION / MEDICASOL K3G Ca 1.75, MEDICASOL ACIDIC BICARBONATE HEMODIALYSIS SOLUTION / MEDICASOL K1G2Ca1,5Ac2, MEDICASOL ACIDIC BICARBONATE HEMODIALYSIS SOLUTION / MEDICASOL K2G2Ca1,5Ac2, MEDICASOL ACIDIC BICARBONATE HEMODIALYSIS SOLUTION / MEDICASOL K2Ca1,5Ac5, MEDICASOL ACIDIC BICARBONATE HEMODIALYSIS SOLUTION / MEDICASOL K2GCa1,5Ac5, MEDICASOL ACIDIC BICARBONATE HEMODIALYSIS SOLUTION / MEDICASOL K1Ca1,25Ac5, SOLHEMO A and SOLHEMO C ACIDIC BICARBONATE | DIAL-ALB | 2024-04-29T00:00:00.000+02:00 | FARMASOL TIBBİ ÜRÜNLER SAN. VE TİC. A.Ş. Organize Sanayi Bölgesi 18. Cadde No:7 Melikgazi – KAYSERİ / TURKEY | N/A | Klasa IIb | SOLUCION HEMODIALIZE ACIDE MEDICASOL BIKARBONAT, KONCENTRATE HEMODIALIZE BAZIKE DIASOL POWDER BIKARBONAT, KONCENTRATE HEMODIALIZE ACIDE DIASOL POWDER , SOLUCION HEMODIALIZE ACIDE MEDICASOL BIKARBONAT, SOLUCION HEMODIALIZE BAZIKE MEDICASOL BIKARBONAT, SOLUCION HEMODIALIZE ACIDE BIKARBONAT SOLHEMO A and SOLHEMO C , SOLUCION HEMODIALIZE ACIDE DIASOL DHE NIPROSOL BIKARBONAT, SOLUCION PER HEMODIALIZE DIASOL BAZIK BIKARBONAT | Tjeter
HEMODIALYSIS SOLUTIONS / SOLHEMO C SP4.5-31.50-444BB, SOLHEMO A and SOLHEMO C ACIDIC BICARBONATE
HEMODIALYSIS SOLUTIONS / SOLHEMO C SP4.5-31.65-458, SOLHEMO A and SOLHEMO C ACIDIC BICARBONATE
HEMODIALYSIS SOLUTIONS / SOLHEMO C SP4.5-31.75-473, SOLHEMO A and SOLHEMO C ACIDIC BICARBONATE
HEMODIALYSIS SOLUTIONS / SOLHEMO C SP4.5-31.75-473BB, SOLHEMO A and SOLHEMO C ACIDIC BICARBONATE
HEMODIALYSIS SOLUTIONS / SOLHEMO C C6-21.50-460, SOLHEMO A and SOLHEMO C ACIDIC BICARBONATE
HEMODIALYSIS SOLUTIONS / SOLHEMO C C6-31.50-463, SOLHEMO A and SOLHEMO C ACIDIC BICARBONATE
HEMODIALYSIS SOLUTIONS / SOLHEMO C C6-21.65-467, SOLHEMO A and SOLHEMO C ACIDIC BICARBONATE
HEMODIALYSIS SOLUTIONS / SOLHEMO C C6-21.75-468, SOLHEMO A and SOLHEMO C ACIDIC BICARBONATE
HEMODIALYSIS SOLUTIONS / SOLHEMO C C6-31.65-486, SOLHEMO A and SOLHEMO C ACIDIC BICARBONATE
HEMODIALYSIS SOLUTIONS / SOLHEMO C BIB500-21.65-457, SOLHEMO A and SOLHEMO C ACIDIC BICARBONATE
HEMODIALYSIS SOLUTIONS / SOLHEMO C BIB500-31.50-463, SOLHEMO A and SOLHEMO C ACIDIC BICARBONATE
HEMODIALYSIS SOLUTIONS / SOLHEMO C BIB500-21.65-467, SOLHEMO A and SOLHEMO C ACIDIC BICARBONATE
HEMODIALYSIS SOLUTIONS / SOLHEMO C BIB500-31.65-486, SOLHEMO A and SOLHEMO C ACIDIC BICARBONATE
HEMODIALYSIS SOLUTIONS / SOLHEMO C BIB300-31.50-463, SOLHEMO A and SOLHEMO C ACIDIC BICARBONATE
HEMODIALYSIS SOLUTIONS / SOLHEMO A BIB300-31.25-841, SOLHEMO A and SOLHEMO C ACIDIC BICARBONATE
HEMODIALYSIS SOLUTIONS / SOLHEMO A BIB300-21.50-871, SOLHEMO A and SOLHEMO C ACIDIC BICARBONATE
HEMODIALYSIS SOLUTIONS / SOLHEMO A BIB300-11.50-872, SOLHEMO A and SOLHEMO C ACIDIC BICARBONATE
HEMODIALYSIS SOLUTIONS / SOLHEMO A BIB300-31.50-874, SOLHEMO A and SOLHEMO C ACIDIC BICARBONATE
HEMODIALYSIS SOLUTIONS / SOLHEMO A BIB300-21.25-892, DIASOL POWDER BICARBONATE BASIC HEMODIALYSIS CONCENTRATES - B35 840, DIASOL POWDER BICARBONATE BASIC HEMODIALYSIS CONCENTRATES - B35 8400, DIASOL POWDER ACIDIC HEMODIALYSIS CONCENTRATES - K1 Ca 1,5 Ac3, DIASOL POWDER ACIDIC HEMODIALYSIS CONCENTRATES - K1G Ca 1,5 Ac3, DIASOL POWDER ACIDIC HEMODIALYSIS CONCENTRATES - K2 Ca 1,25 Ac3, DIASOL POWDER ACIDIC HEMODIALYSIS CONCENTRATES - K2G Ca 1,25 Ac3, DIASOL POWDER ACIDIC HEMODIALYSIS CONCENTRATES - Na140Ac3, DIASOL POWDER ACIDIC HEMODIALYSIS CONCENTRATES - K2GCa1,5Ac3, DIASOL POWDER ACIDIC HEMODIALYSIS CONCENTRATES - Ca1,75Ac3, DIASOL POWDER ACIDIC HEMODIALYSIS CONCENTRATES - K2GCa1,75Ac3, DIASOL POWDER ACIDIC HEMODIALYSIS CONCENTRATES - K3Ca1,5Ac3, DIASOL POWDER ACIDIC HEMODIALYSIS CONCENTRATES - K3GCa1,5Ac3, DIASOL POWDER ACIDIC HEMODIALYSIS CONCENTRATES - CPA45013, DIASOL POWDER ACIDIC HEMODIALYSIS CONCENTRATES - CPA45014, DIASOL POWDER ACIDIC HEMODIALYSIS CONCENTRATES - CPA45015, DIASOL POWDER ACIDIC HEMODIALYSIS CONCENTRATES - CPA45016, DIASOL POWDER ACIDIC HEMODIALYSIS CONCENTRATES - CPA45017, DIASOL POWDER ACIDIC HEMODIALYSIS CONCENTRATES - CPA45018, DIASOL POWDER ACIDIC HEMODIALYSIS CONCENTRATES - CPA45019, DIASOL POWDER ACIDIC HEMODIALYSIS CONCENTRATES - CPA45020, DIASOL POWDER ACIDIC HEMODIALYSIS CONCENTRATES - CPA45021, DIASOL POWDER ACIDIC HEMODIALYSIS CONCENTRATES - CPA45022, DIASOL POWDER ACIDIC HEMODIALYSIS CONCENTRATES - SPA45009, DIASOL POWDER ACIDIC HEMODIALYSIS CONCENTRATES - SPA45010, MEDICASOL ACIDIC BICARBONATE HEMODIALYSIS SOLUTION / MEDICASOL K1,5GCa1,75, MEDICASOL ACIDIC BICARBONATE HEMODIALYSIS SOLUTION / MEDICASOL K2Ca1,25, MEDICASOL ACIDIC BICARBONATE HEMODIALYSIS SOLUTION / MEDICASOL K2GCa1,25, MEDICASOL ACIDIC BICARBONATE HEMODIALYSIS SOLUTION / MEDICASOL K2G2Ca1,25Ac2, MEDICASOL ACIDIC BICARBONATE HEMODIALYSIS SOLUTION / MEDICASOL K3G2Ca1,5Ac2, MEDICASOL BASIC BICARBONATE SOLUTIONS - B35, MEDICASOL BASIC BICARBONATE SOLUTIONS - B39, SOLHEMO A and SOLHEMO C ACIDIC BICARBONATE
HEMODIALYSIS SOLUTIONS / SOLHEMO C SP4.5-21.25-461, SOLHEMO A and SOLHEMO C ACIDIC BICARBONATE
HEMODIALYSIS SOLUTIONS / SOLHEMO C SP4.5-21.25-461BB, SOLHEMO A and SOLHEMO C ACIDIC BICARBONATE
HEMODIALYSIS SOLUTIONS / SOLHEMO C SP4.5-21.50-460, SOLHEMO A and SOLHEMO C ACIDIC BICARBONATE
HEMODIALYSIS SOLUTIONS / SOLHEMO C SP4.5-21.50-460BB, SOLHEMO A and SOLHEMO C ACIDIC BICARBONATE
HEMODIALYSIS SOLUTIONS / SOLHEMO C SP4.5-21.65-467, SOLHEMO A and SOLHEMO C ACIDIC BICARBONATE
HEMODIALYSIS SOLUTIONS / SOLHEMO C SP4.5-21.65-467BB, SOLHEMO A and SOLHEMO C ACIDIC BICARBONATE
HEMODIALYSIS SOLUTIONS / SOLHEMO C SP4.5-21.75-468, SOLHEMO A and SOLHEMO C ACIDIC BICARBONATE
HEMODIALYSIS SOLUTIONS / SOLHEMO C SP4.5-21.75-468BB, SOLHEMO A and SOLHEMO C ACIDIC BICARBONATE
HEMODIALYSIS SOLUTIONS / SOLHEMO C SP4.5-31.25-462, SOLHEMO A and SOLHEMO C ACIDIC BICARBONATE
HEMODIALYSIS SOLUTIONS / SOLHEMO C SP4.5-31.25-462BB, SOLHEMO A and SOLHEMO C ACIDIC BICARBONATE
HEMODIALYSIS SOLUTIONS / SOLHEMO C SP4.5-31.50-463, SOLHEMO A and SOLHEMO C ACIDIC BICARBONATE
HEMODIALYSIS SOLUTIONS / SOLHEMO C SP4.5-31.50-463BB, SOLHEMO A and SOLHEMO C ACIDIC BICARBONATE
HEMODIALYSIS SOLUTIONS / SOLHEMO C SP4.5-31.65-486, SOLHEMO A and SOLHEMO C ACIDIC BICARBONATE
HEMODIALYSIS SOLUTIONS / SOLHEMO C SP4.5-31.65-486BB, SOLHEMO A and SOLHEMO C ACIDIC BICARBONATE
HEMODIALYSIS SOLUTIONS / SOLHEMO C SP4.5-31.75-470, SOLHEMO A and SOLHEMO C ACIDIC BICARBONATE
HEMODIALYSIS SOLUTIONS / SOLHEMO C SP4.5-31.75-470BB, SOLHEMO A and SOLHEMO C ACIDIC BICARBONATE
HEMODIALYSIS SOLUTIONS / SOLHEMO A SP4.5-21.25-831, SOLHEMO A and SOLHEMO C ACIDIC BICARBONATE
HEMODIALYSIS SOLUTIONS / SOLHEMO A SP4.5-21.50-871, SOLHEMO A and SOLHEMO C ACIDIC BICARBONATE
HEMODIALYSIS SOLUTIONS / SOLHEMO A SP4.5-21.50-871BB, SOLHEMO A and SOLHEMO C ACIDIC BICARBONATE
HEMODIALYSIS SOLUTIONS / SOLHEMO A SP4.5-21.75-882, SOLHEMO A and SOLHEMO C ACIDIC BICARBONATE
HEMODIALYSIS SOLUTIONS / SOLHEMO A SP4.5-21.75-882BB, SOLHEMO A and SOLHEMO C ACIDIC BICARBONATE
HEMODIALYSIS SOLUTIONS / SOLHEMO A SP4.5-31.50-874, SOLHEMO A and SOLHEMO C ACIDIC BICARBONATE
HEMODIALYSIS SOLUTIONS / SOLHEMO A SP4.5-31.50-874BB, SOLHEMO A and SOLHEMO C ACIDIC BICARBONATE
HEMODIALYSIS SOLUTIONS / SOLHEMO A SP4.5-31.75-879, SOLHEMO A and SOLHEMO C ACIDIC BICARBONATE
HEMODIALYSIS SOLUTIONS / SOLHEMO C SP4.5-21.50-443, SOLHEMO A and SOLHEMO C ACIDIC BICARBONATE
HEMODIALYSIS SOLUTIONS / SOLHEMO C SP4.5-21.50-443BB, SOLHEMO A and SOLHEMO C ACIDIC BICARBONATE
HEMODIALYSIS SOLUTIONS / SOLHEMO C SP4.5-21.65-457, SOLHEMO A and SOLHEMO C ACIDIC BICARBONATE
HEMODIALYSIS SOLUTIONS / SOLHEMO C SP4.5-21.75-450, SOLHEMO A and SOLHEMO C ACIDIC BICARBONATE
HEMODIALYSIS SOLUTIONS / SOLHEMO C SP4.5-21.75-450BB, SOLHEMO A and SOLHEMO C ACIDIC BICARBONATE
HEMODIALYSIS SOLUTIONS / SOLHEMO C SP4.5-31.25-475, SOLHEMO A and SOLHEMO C ACIDIC BICARBONATE
HEMODIALYSIS SOLUTIONS / SOLHEMO C SP4.5-31.25-475BB, SOLHEMO A and SOLHEMO C ACIDIC BICARBONATE
HEMODIALYSIS SOLUTIONS / SOLHEMO C SP4.5-31.50-444, DIASOL and NIPROSOL ACIDIC BICARBONATE HEMODIALYSIS
SOLUTIONS - S45022, DIASOL and NIPROSOL ACIDIC BICARBONATE HEMODIALYSIS
SOLUTIONS - C45S0015, DIASOL and NIPROSOL ACIDIC BICARBONATE HEMODIALYSIS
SOLUTIONS - K2 Mg 0,25, DIASOL and NIPROSOL ACIDIC BICARBONATE HEMODIALYSIS
SOLUTIONS - Ca1,25 K3G Ac2, DIASOL and NIPROSOL ACIDIC BICARBONATE HEMODIALYSIS
SOLUTIONS - S45023, DIASOL and NIPROSOL ACIDIC BICARBONATE HEMODIALYSIS
SOLUTIONS - C45S0016, DIASOL and NIPROSOL ACIDIC BICARBONATE HEMODIALYSIS
SOLUTIONS K2G Mg 0,25, DIASOL and NIPROSOL ACIDIC BICARBONATE HEMODIALYSIS
SOLUTIONS - K1G Ca1,25 Ac3, DIASOL and NIPROSOL ACIDIC BICARBONATE HEMODIALYSIS
SOLUTIONS - S45024, DIASOL and NIPROSOL ACIDIC BICARBONATE HEMODIALYSIS
SOLUTIONS - C45S0017, DIASOL and NIPROSOL ACIDIC BICARBONATE HEMODIALYSIS
SOLUTIONS - K2 Mg 0,25 Ac4, DIASOL and NIPROSOL ACIDIC BICARBONATE HEMODIALYSIS
SOLUTIONS - K1 Ca1,5 Ac3, DIASOL and NIPROSOL ACIDIC BICARBONATE HEMODIALYSIS
SOLUTIONS - S45025, DIASOL and NIPROSOL ACIDIC BICARBONATE HEMODIALYSIS
SOLUTIONS - C45S0018, DIASOL and NIPROSOL ACIDIC BICARBONATE HEMODIALYSIS
SOLUTIONS - K2G Mg 0,25 Ac4, DIASOL and NIPROSOL ACIDIC BICARBONATE HEMODIALYSIS
SOLUTIONS - K1G Ca1,5 Ac3, DIASOL and NIPROSOL ACIDIC BICARBONATE HEMODIALYSIS
SOLUTIONS - C45001, DIASOL and NIPROSOL ACIDIC BICARBONATE HEMODIALYSIS
SOLUTIONS - C45N0001, DIASOL and NIPROSOL ACIDIC BICARBONATE HEMODIALYSIS
SOLUTIONS - Ca1,25 K1 Ac2, DIASOL and NIPROSOL ACIDIC BICARBONATE HEMODIALYSIS
SOLUTIONS - K1 Ca1,75 Ac3, DIASOL and NIPROSOL ACIDIC BICARBONATE HEMODIALYSIS
SOLUTIONS - C45002, DIASOL and NIPROSOL ACIDIC BICARBONATE HEMODIALYSIS
SOLUTIONS - C45N0002, DIASOL and NIPROSOL ACIDIC BICARBONATE HEMODIALYSIS
SOLUTIONS - Ca1,25 K1G Ac2, DIASOL and NIPROSOL ACIDIC BICARBONATE HEMODIALYSIS
SOLUTIONS - K1G Ca1,75 Ac3, DIASOL and NIPROSOL ACIDIC BICARBONATE HEMODIALYSIS
SOLUTIONS - C45003, DIASOL and NIPROSOL ACIDIC BICARBONATE HEMODIALYSIS
SOLUTIONS - C45N0003, DIASOL and NIPROSOL ACIDIC BICARBONATE HEMODIALYSIS
SOLUTIONS - Na140 K3, DIASOL and NIPROSOL ACIDIC BICARBONATE HEMODIALYSIS
SOLUTIONS - K1,5 Ca1,25 Ac3, DIASOL and NIPROSOL ACIDIC BICARBONATE HEMODIALYSIS
SOLUTIONS - C45004, DIASOL and NIPROSOL ACIDIC BICARBONATE HEMODIALYSIS
SOLUTIONS - C45N0004, DIASOL and NIPROSOL ACIDIC BICARBONATE HEMODIALYSIS
SOLUTIONS - Na140 K3G, DIASOL and NIPROSOL ACIDIC BICARBONATE HEMODIALYSIS
SOLUTIONS - K1,5G Ca1,25 Ac3, DIASOL and NIPROSOL ACIDIC BICARBONATE HEMODIALYSIS
SOLUTIONS - C45005, DIASOL and NIPROSOL ACIDIC BICARBONATE HEMODIALYSIS
SOLUTIONS - C45N0005, DIASOL and NIPROSOL ACIDIC BICARBONATE HEMODIALYSIS
SOLUTIONS - Ca1,5 K3, DIASOL and NIPROSOL ACIDIC BICARBONATE HEMODIALYSIS
SOLUTIONS - K1,5 Ca1,5 Ac3, DIASOL and NIPROSOL ACIDIC BICARBONATE HEMODIALYSIS
SOLUTIONS - C45006, DIASOL and NIPROSOL ACIDIC BICARBONATE HEMODIALYSIS
SOLUTIONS - C45N0006, DIASOL and NIPROSOL ACIDIC BICARBONATE HEMODIALYSIS
SOLUTIONS - Ca1,5 K3G, DIASOL and NIPROSOL ACIDIC BICARBONATE HEMODIALYSIS
SOLUTIONS - K1,5G CA1,5 Ac3, DIASOL and NIPROSOL ACIDIC BICARBONATE HEMODIALYSIS
SOLUTIONS - C45007, DIASOL and NIPROSOL ACIDIC BICARBONATE HEMODIALYSIS
SOLUTIONS - C45N0007, DIASOL and NIPROSOL ACIDIC BICARBONATE HEMODIALYSIS
SOLUTIONS - Na138 K3, DIASOL and NIPROSOL ACIDIC BICARBONATE HEMODIALYSIS
SOLUTIONS - K1,5 Ca1,75 Ac3, DIASOL and NIPROSOL ACIDIC BICARBONATE HEMODIALYSIS
SOLUTIONS - C45008, DIASOL and NIPROSOL ACIDIC BICARBONATE HEMODIALYSIS
SOLUTIONS - C45N0008, DIASOL and NIPROSOL ACIDIC BICARBONATE HEMODIALYSIS
SOLUTIONS - Na138 K3G, DIASOL and NIPROSOL ACIDIC BICARBONATE HEMODIALYSIS
SOLUTIONS - K1,5G Ca1,75 Ac3, DIASOL and NIPROSOL ACIDIC BICARBONATE HEMODIALYSIS
SOLUTIONS - C45009, DIASOL and NIPROSOL ACIDIC BICARBONATE HEMODIALYSIS
SOLUTIONS - C45N0009, DIASOL and NIPROSOL ACIDIC BICARBONATE HEMODIALYSIS
SOLUTIONS - Na140 Ac3, DIASOL and NIPROSOL ACIDIC BICARBONATE HEMODIALYSIS
SOLUTIONS - K2Ca1,25 Ac3, DIASOL and NIPROSOL ACIDIC BICARBONATE HEMODIALYSIS
SOLUTIONS - C45010, DIASOL and NIPROSOL ACIDIC BICARBONATE HEMODIALYSIS
SOLUTIONS - C45N0010, DIASOL and NIPROSOL ACIDIC BICARBONATE HEMODIALYSIS
SOLUTIONS - Na138 Ac3, DIASOL and NIPROSOL ACIDIC BICARBONATE HEMODIALYSIS
SOLUTIONS - K2G Ca1,25 Ac3, DIASOL and NIPROSOL ACIDIC BICARBONATE HEMODIALYSIS
SOLUTIONS - C45011, DIASOL and NIPROSOL ACIDIC BICARBONATE HEMODIALYSIS
SOLUTIONS - C45N0011, DIASOL and NIPROSOL ACIDIC BICARBONATE HEMODIALYSIS
SOLUTIONS - K1 Ac3, DIASOL and NIPROSOL ACIDIC BICARBONATE HEMODIALYSIS
SOLUTIONS - K2G Ca1,5 Ac3, DIASOL and NIPROSOL ACIDIC BICARBONATE HEMODIALYSIS
SOLUTIONS - C45012, DIASOL and NIPROSOL ACIDIC BICARBONATE HEMODIALYSIS
SOLUTIONS - C45N0012, DIASOL and NIPROSOL ACIDIC BICARBONATE HEMODIALYSIS
SOLUTIONS - Ca 1,75 Ac3, DIASOL and NIPROSOL ACIDIC BICARBONATE HEMODIALYSIS
SOLUTIONS - K2G Ca1,75 Ac3, DIASOL and NIPROSOL ACIDIC BICARBONATE HEMODIALYSIS
SOLUTIONS - C45013, DIASOL and NIPROSOL ACIDIC BICARBONATE HEMODIALYSIS
SOLUTIONS - C45N0013, DIASOL and NIPROSOL ACIDIC BICARBONATE HEMODIALYSIS
SOLUTIONS - Ca1,75 Ac5, DIASOL and NIPROSOL ACIDIC BICARBONATE HEMODIALYSIS
SOLUTIONS - K1 Ca1,25, DIASOL and NIPROSOL ACIDIC BICARBONATE HEMODIALYSIS
SOLUTIONS - C45014, DIASOL and NIPROSOL ACIDIC BICARBONATE HEMODIALYSIS
SOLUTIONS - C45N0014, DIASOL and NIPROSOL ACIDIC BICARBONATE HEMODIALYSIS
SOLUTIONS - Na140 Ac4, DIASOL and NIPROSOL ACIDIC BICARBONATE HEMODIALYSIS
SOLUTIONS - K1G Ca1,25, DIASOL and NIPROSOL ACIDIC BICARBONATE HEMODIALYSIS
SOLUTIONS - C45015, DIASOL and NIPROSOL ACIDIC BICARBONATE HEMODIALYSIS
SOLUTIONS - C45N0015, DIASOL and NIPROSOL ACIDIC BICARBONATE HEMODIALYSIS
SOLUTIONS - Na140 K1 Ac4, DIASOL and NIPROSOL ACIDIC BICARBONATE HEMODIALYSIS
SOLUTIONS - K1 Ca1,5, DIASOL and NIPROSOL ACIDIC BICARBONATE HEMODIALYSIS
SOLUTIONS - C45016, DIASOL and NIPROSOL ACIDIC BICARBONATE HEMODIALYSIS
SOLUTIONS - C45N0016, DIASOL and NIPROSOL ACIDIC BICARBONATE HEMODIALYSIS
SOLUTIONS - K1G Ac3, DIASOL and NIPROSOL ACIDIC BICARBONATE HEMODIALYSIS
SOLUTIONS - K1G Ca1,5, DIASOL and NIPROSOL ACIDIC BICARBONATE HEMODIALYSIS
SOLUTIONS - C45017, DIASOL and NIPROSOL ACIDIC BICARBONATE HEMODIALYSIS
SOLUTIONS - C45N0017, DIASOL and NIPROSOL ACIDIC BICARBONATE HEMODIALYSIS
SOLUTIONS - Ca1K2G, DIASOL and NIPROSOL ACIDIC BICARBONATE HEMODIALYSIS
SOLUTIONS - K1 Ca1,75, DIASOL and NIPROSOL ACIDIC BICARBONATE HEMODIALYSIS
SOLUTIONS - C45018, DIASOL and NIPROSOL ACIDIC BICARBONATE HEMODIALYSIS
SOLUTIONS - C45N0018, DIASOL and NIPROSOL ACIDIC BICARBONATE HEMODIALYSIS
SOLUTIONS - Ca1 K3, DIASOL and NIPROSOL ACIDIC BICARBONATE HEMODIALYSIS
SOLUTIONS - K1G Ca1,75, DIASOL and NIPROSOL ACIDIC BICARBONATE HEMODIALYSIS
SOLUTIONS - C45019, DIASOL and NIPROSOL ACIDIC BICARBONATE HEMODIALYSIS
SOLUTIONS - C45C0001, DIASOL and NIPROSOL ACIDIC BICARBONATE HEMODIALYSIS
SOLUTIONS - Ca1K3G, DIASOL and NIPROSOL ACIDIC BICARBONATE HEMODIALYSIS
SOLUTIONS - K1,5 Ca1,25, DIASOL and NIPROSOL ACIDIC BICARBONATE HEMODIALYSIS
SOLUTIONS - C45020, DIASOL and NIPROSOL ACIDIC BICARBONATE HEMODIALYSIS
SOLUTIONS - C45C0002, DIASOL and NIPROSOL ACIDIC BICARBONATE HEMODIALYSIS
SOLUTIONS - Ca1,75 K1, DIASOL and NIPROSOL ACIDIC BICARBONATE HEMODIALYSIS
SOLUTIONS - K1,5G Ca1,25, DIASOL and NIPROSOL ACIDIC BICARBONATE HEMODIALYSIS
SOLUTIONS - C45021, DIASOL and NIPROSOL ACIDIC BICARBONATE HEMODIALYSIS
SOLUTIONS - C45C0003, DIASOL and NIPROSOL ACIDIC BICARBONATE HEMODIALYSIS
SOLUTIONS - Ca1,75K1G, DIASOL and NIPROSOL ACIDIC BICARBONATE HEMODIALYSIS
SOLUTIONS - K1,5 Ca1,5, DIASOL and NIPROSOL ACIDIC BICARBONATE HEMODIALYSIS
SOLUTIONS - C45022, DIASOL and NIPROSOL ACIDIC BICARBONATE HEMODIALYSIS
SOLUTIONS - C45C0004, DIASOL and NIPROSOL ACIDIC BICARBONATE HEMODIALYSIS
SOLUTIONS - Ca1,25Mg1, DIASOL and NIPROSOL ACIDIC BICARBONATE HEMODIALYSIS
SOLUTIONS - K1,5G Ca1,5, DIASOL and NIPROSOL ACIDIC BICARBONATE HEMODIALYSIS
SOLUTIONS - C45023, DIASOL and NIPROSOL ACIDIC BICARBONATE HEMODIALYSIS
SOLUTIONS - C45C0005, DIASOL and NIPROSOL ACIDIC BICARBONATE HEMODIALYSIS
SOLUTIONS - Ca1,25GMg1, DIASOL and NIPROSOL ACIDIC BICARBONATE HEMODIALYSIS
SOLUTIONS - K1,5 Ca1,75, DIASOL and NIPROSOL ACIDIC BICARBONATE HEMODIALYSIS
SOLUTIONS - C45024, DIASOL and NIPROSOL ACIDIC BICARBONATE HEMODIALYSIS
SOLUTIONS - C45C0006, DIASOL and NIPROSOL ACIDIC BICARBONATE HEMODIALYSIS
SOLUTIONS - Ca1,5Mg1, DIASOL and NIPROSOL ACIDIC BICARBONATE HEMODIALYSIS
SOLUTIONS - K1,5G Ca1,75, DIASOL and NIPROSOL ACIDIC BICARBONATE HEMODIALYSIS
SOLUTIONS - C45025, DIASOL and NIPROSOL ACIDIC BICARBONATE HEMODIALYSIS
SOLUTIONS - C45C0007, DIASOL and NIPROSOL ACIDIC BICARBONATE HEMODIALYSIS
SOLUTIONS - Ca1,5GMg1, DIASOL and NIPROSOL ACIDIC BICARBONATE HEMODIALYSIS
SOLUTIONS - K2 Ca1,25, DIASOL and NIPROSOL ACIDIC BICARBONATE HEMODIALYSIS
SOLUTIONS - C45026, DIASOL and NIPROSOL ACIDIC BICARBONATE HEMODIALYSIS
SOLUTIONS - C45C0008, DIASOL and NIPROSOL ACIDIC BICARBONATE HEMODIALYSIS
SOLUTIONS - Ca1,75Mg1, DIASOL and NIPROSOL ACIDIC BICARBONATE HEMODIALYSIS
SOLUTIONS - K2G Ca1,25, DIASOL and NIPROSOL ACIDIC BICARBONATE HEMODIALYSIS
SOLUTIONS - C45027, DIASOL and NIPROSOL ACIDIC BICARBONATE HEMODIALYSIS
SOLUTIONS - C45C0009, DIASOL and NIPROSOL ACIDIC BICARBONATE HEMODIALYSIS
SOLUTIONS - Ca1,75GMg1, DIASOL and NIPROSOL ACIDIC BICARBONATE HEMODIALYSIS
SOLUTIONS - K2G Ca1,5, DIASOL and NIPROSOL ACIDIC BICARBONATE HEMODIALYSIS
SOLUTIONS - C45028, DIASOL and NIPROSOL ACIDIC BICARBONATE HEMODIALYSIS
SOLUTIONS - C45C0010, DIASOL and NIPROSOL ACIDIC BICARBONATE HEMODIALYSIS
SOLUTIONS - Ca1,25K1Mg1, DIASOL and NIPROSOL ACIDIC BICARBONATE HEMODIALYSIS
SOLUTIONS - K2 Ca1,75, DIASOL and NIPROSOL ACIDIC BICARBONATE HEMODIALYSIS
SOLUTIONS - C45029, DIASOL and NIPROSOL ACIDIC BICARBONATE HEMODIALYSIS
SOLUTIONS - C45C0011, DIASOL and NIPROSOL ACIDIC BICARBONATE HEMODIALYSIS
SOLUTIONS - Ca1,25K1GMg1, DIASOL and NIPROSOL ACIDIC BICARBONATE HEMODIALYSIS
SOLUTIONS - K2G Ca1,75, DIASOL and NIPROSOL ACIDIC BICARBONATE HEMODIALYSIS
SOLUTIONS - C45030, DIASOL and NIPROSOL ACIDIC BICARBONATE HEMODIALYSIS
SOLUTIONS - C45C0012, DIASOL and NIPROSOL ACIDIC BICARBONATE HEMODIALYSIS
SOLUTIONS - Ca1,5K1Mg1, DIASOL and NIPROSOL ACIDIC BICARBONATE HEMODIALYSIS
SOLUTIONS - K1Ca1.25Ac3, DIASOL and NIPROSOL ACIDIC BICARBONATE HEMODIALYSIS
SOLUTIONS - C45031, DIASOL and NIPROSOL ACIDIC BICARBONATE HEMODIALYSIS
SOLUTIONS - C45C0013, DIASOL and NIPROSOL ACIDIC BICARBONATE HEMODIALYSIS
SOLUTIONS - Ca1,5K1GMg1, DIASOL and NIPROSOL ACIDIC BICARBONATE HEMODIALYSIS
SOLUTIONS - K3Ca1.25Ac3, DIASOL and NIPROSOL ACIDIC BICARBONATE HEMODIALYSIS
SOLUTIONS - C45032, DIASOL and NIPROSOL ACIDIC BICARBONATE HEMODIALYSIS
SOLUTIONS - C45C0014, DIASOL and NIPROSOL ACIDIC BICARBONATE HEMODIALYSIS
SOLUTIONS - Na138 K2G Ca1.25, DIASOL and NIPROSOL ACIDIC BICARBONATE HEMODIALYSIS
SOLUTIONS - K3GCa1.25Ac3, DIASOL and NIPROSOL ACIDIC BICARBONATE HEMODIALYSIS
SOLUTIONS - C45033, DIASOL and NIPROSOL ACIDIC BICARBONATE HEMODIALYSIS
SOLUTIONS - C45C0015, DIASOL and NIPROSOL ACIDIC BICARBONATE HEMODIALYSIS
SOLUTIONS - Na138 K3G Ca1,25, DIASOL and NIPROSOL ACIDIC BICARBONATE HEMODIALYSIS
SOLUTIONS - K3 Ca1,50 Ac3, DIASOL and NIPROSOL ACIDIC BICARBONATE HEMODIALYSIS
SOLUTIONS - C45034, DIASOL and NIPROSOL ACIDIC BICARBONATE HEMODIALYSIS
SOLUTIONS - C45C0016, DIASOL and NIPROSOL ACIDIC BICARBONATE HEMODIALYSIS
SOLUTIONS - Na138 K2G Ca1.50, DIASOL and NIPROSOL ACIDIC BICARBONATE HEMODIALYSIS
SOLUTIONS - K3G Ca1,50 Ac3, DIASOL and NIPROSOL ACIDIC BICARBONATE HEMODIALYSIS
SOLUTIONS - C45035, DIASOL and NIPROSOL ACIDIC BICARBONATE HEMODIALYSIS
SOLUTIONS - C45C0017, DIASOL and NIPROSOL ACIDIC BICARBONATE HEMODIALYSIS
SOLUTIONS - Na138 K3G Ca1,50, DIASOL and NIPROSOL ACIDIC BICARBONATE HEMODIALYSIS
SOLUTIONS - K2Ca1.5Ac3, DIASOL and NIPROSOL ACIDIC BICARBONATE HEMODIALYSIS
SOLUTIONS - C45036, DIASOL and NIPROSOL ACIDIC BICARBONATE HEMODIALYSIS
SOLUTIONS - C45C0018, DIASOL and NIPROSOL ACIDIC BICARBONATE HEMODIALYSIS
SOLUTIONS - Ac8, DIASOL and NIPROSOL ACIDIC BICARBONATE HEMODIALYSIS
SOLUTIONS - K3Ca1,75Ac3, DIASOL and NIPROSOL ACIDIC BICARBONATE HEMODIALYSIS
SOLUTIONS - Na138K2Ca1,25, MEDICASOL ACIDIC BICARBONATE HEMODIALYSIS SOLUTION / MEDICASOL K1Ca1.5Ac2, MEDICASOL ACIDIC BICARBONATE HEMODIALYSIS SOLUTION / MEDICASOL K1GCa1.5Ac2, MEDICASOL ACIDIC BICARBONATE HEMODIALYSIS SOLUTION / MEDICASOL K2Ca1.5Ac2, MEDICASOL ACIDIC BICARBONATE HEMODIALYSIS SOLUTION / MEDICASOL K2GCa1.5Ac2, MEDICASOL ACIDIC BICARBONATE HEMODIALYSIS SOLUTION / MEDICASOL K2Ca1,25Ac2, MEDICASOL ACIDIC BICARBONATE HEMODIALYSIS SOLUTION / MEDICASOL K2GCa1,25Ac2, MEDICASOL ACIDIC BICARBONATE HEMODIALYSIS SOLUTION / MEDICASOL K1Ca1,25Ac2, MEDICASOL ACIDIC BICARBONATE HEMODIALYSIS SOLUTION / MEDICASOL K1GCa1,25Ac2, MEDICASOL ACIDIC BICARBONATE HEMODIALYSIS SOLUTION / MEDICASL K2Ca1,5, MEDICASOL ACIDIC BICARBONATE HEMODIALYSIS SOLUTION / MEDICASOL Ca1,5K3, MEDICASOL ACIDIC BICARBONATE HEMODIALYSIS SOLUTION / MEDICASOL K2Ca1,75, MEDICASOL ACIDIC BICARBONATE HEMODIALYSIS SOLUTION / MEDICASOL K2Ca1,75Ac5, MEDICASOL ACIDIC BICARBONATE HEMODIALYSIS SOLUTION / MEDICASOL K2Ca1,25Ac4, MEDICASOL ACIDIC BICARBONATE HEMODIALYSIS SOLUTION / MEDICASOL K1Ca1,5GAc4, MEDICASOL ACIDIC BICARBONATE HEMODIALYSIS SOLUTION / MEDICASOL K2Ca1,25Mg1, MEDICASOL ACIDIC BICARBONATE HEMODIALYSIS SOLUTION / MEDICASOL K2GCa1,25Mg1, MEDICASOL ACIDIC BICARBONATE HEMODIALYSIS SOLUTION / MEDICASOL K2Ca1,5Mg1, MEDICASOL ACIDIC BICARBONATE HEMODIALYSIS SOLUTION / MEDICASOL K2GCa1,5Mg1, MEDICASOL ACIDIC BICARBONATE HEMODIALYSIS SOLUTION / MEDICASOL K2Ca1,75Mg1, MEDICASOL ACIDIC BICARBONATE HEMODIALYSIS SOLUTION / MEDICASOL K2GCa1,75Mg1, MEDICASOL ACIDIC BICARBONATE HEMODIALYSIS SOLUTION / MEDICASOL Ca1,25K2G, MEDICASOL ACIDIC BICARBONATE HEMODIALYSIS SOLUTION / MEDICASOL Ca1,25K3G, MEDICASOL ACIDIC BICARBONATE HEMODIALYSIS SOLUTION / MEDICASOL Ca1,5K2G, MEDICASOL ACIDIC BICARBONATE HEMODIALYSIS SOLUTION / MEDICASOL Ca1,5K3G, MEDICASOL ACIDIC BICARBONATE HEMODIALYSIS SOLUTION / MEDICASOL Ac8, MEDICASOL ACIDIC BICARBONATE HEMODIALYSIS SOLUTION / MEDICASOL K2Ca1,25Ac5, MEDICASOL ACIDIC BICARBONATE HEMODIALYSIS SOLUTION / MEDICASOL K2GCa1,25Ac5, MEDICASOL ACIDIC BICARBONATE HEMODIALYSIS SOLUTION / MEDICASOL K1Ca1,5Ac4, MEDICASOL ACIDIC BICARBONATE HEMODIALYSIS SOLUTION / MEDICASOL K2GCa1,75Ac5, MEDICASOL ACIDIC BICARBONATE HEMODIALYSIS SOLUTION / MEDICASOL K1GCa1,25Ac5, MEDICASOL ACIDIC BICARBONATE HEMODIALYSIS SOLUTION / MEDICASOL K1Ca1,75Ac5, MEDICASOL ACIDIC BICARBONATE HEMODIALYSIS SOLUTION / MEDICASOL K1GCa1,75Ac5, MEDICASOL ACIDIC BICARBONATE HEMODIALYSIS SOLUTION / MEDICASOL K1,5Ca1,5Ac2, MEDICASOL ACIDIC BICARBONATE HEMODIALYSIS SOLUTION MEDICASOL K1,5GCa1,5Ac2, MEDICASOL ACIDIC BICARBONATE HEMODIALYSIS SOLUTION / MEDICASOL K1Ca1,75Ac2, MEDICASOL ACIDIC BICARBONATE HEMODIALYSIS SOLUTION / MEDICASOL K1GCa1,75Ac2, MEDICASOL ACIDIC BICARBONATE HEMODIALYSIS SOLUTION / MEDICASOL K2Ca1Ac2, MEDICASOL ACIDIC BICARBONATE HEMODIALYSIS SOLUTION / MEDICASOL K2GCa1Ac2, MEDICASOL ACIDIC BICARBONATE HEMODIALYSIS SOLUTION / MEDICASOL K2Ca1,75Ac2, MEDICASOL ACIDIC BICARBONATE HEMODIALYSIS SOLUTION / MEDICASOL K2GCa1,75Ac2, MEDICASOL ACIDIC BICARBONATE HEMODIALYSIS SOLUTION / MEDICASOL K3Ca1,5Ac2, MEDICASOL ACIDIC BICARBONATE HEMODIALYSIS SOLUTION / MEDICASOL K3GCa1,5Ac2, MEDICASOL ACIDIC BICARBONATE HEMODIALYSIS SOLUTION / MEDICASOL K1,5Ca1,25Ac2, MEDICASOL ACIDIC BICARBONATE HEMODIALYSIS SOLUTION / MEDICASOL K1,5GCa1,25Ac2, MEDICASOL ACIDIC BICARBONATE HEMODIALYSIS SOLUTION / MEDICASOL K1,5Ca1,75Ac2, MEDICASOL ACIDIC BICARBONATE HEMODIALYSIS SOLUTION / MEDICASOL K1,5GCa1,75Ac2, MEDICASOL ACIDIC BICARBONATE HEMODIALYSIS SOLUTION / MEDICASOL K3Ca1,25Ac2, MEDICASOL ACIDIC BICARBONATE HEMODIALYSIS SOLUTION / MEDICASOL K3GCa1,25Ac2, DIASOL and NIPROSOL ACIDIC BICARBONATE HEMODIALYSIS
SOLUTIONS - Ca1 K1, DIASOL and NIPROSOL ACIDIC BICARBONATE HEMODIALYSIS
SOLUTIONS - Ca1K1G, DIASOL and NIPROSOL ACIDIC BICARBONATE HEMODIALYSIS
SOLUTIONS - Ca1,25G Ac5, DIASOL and NIPROSOL ACIDIC BICARBONATE HEMODIALYSIS
SOLUTIONS - Na140K1, DIASOL and NIPROSOL ACIDIC BICARBONATE HEMODIALYSIS
SOLUTIONS - Ca1,75G Ac5, DIASOL and NIPROSOL ACIDIC BICARBONATE HEMODIALYSIS
SOLUTIONS - Na140 K2 Ac5, DIASOL and NIPROSOL ACIDIC BICARBONATE HEMODIALYSIS
SOLUTIONS - Na140 K2G Ac5, DIASOL and NIPROSOL ACIDIC BICARBONATE HEMODIALYSIS
SOLUTIONS - Na140 K1 Ac5, DIASOL and NIPROSOL ACIDIC BICARBONATE HEMODIALYSIS
SOLUTIONS - Na140 K1G Ac5, DIASOL and NIPROSOL ACIDIC BICARBONATE HEMODIALYSIS
SOLUTIONS - Na140 K1 Ca1,75, DIASOL and NIPROSOL ACIDIC BICARBONATE HEMODIALYSIS
SOLUTIONS - Na140 K1G Ca1,75, DIASOL and NIPROSOL ACIDIC BICARBONATE HEMODIALYSIS
SOLUTIONS - Na140 K1,5, DIASOL and NIPROSOL ACIDIC BICARBONATE HEMODIALYSIS
SOLUTIONS - K3GCa1.75Ac3, DIASOL and NIPROSOL ACIDIC BICARBONATE HEMODIALYSIS
SOLUTIONS - K2Ca1.75Ac3, DIASOL and NIPROSOL ACIDIC BICARBONATE HEMODIALYSIS
SOLUTIONS - Ca1.75K3GAc2, DIASOL and NIPROSOL ACIDIC BICARBONATE HEMODIALYSIS
SOLUTIONS - Ca1,75K3Ac2, DIASOL and NIPROSOL ACIDIC BICARBONATE HEMODIALYSIS
SOLUTIONS - K 1G(200 mg/dl), DIASOL and NIPROSOL ACIDIC BICARBONATE HEMODIALYSIS
SOLUTIONS - K2G Ac2 (200 mg/dl), DIASOL and NIPROSOL ACIDIC BICARBONATE HEMODIALYSIS
SOLUTIONS - Ca1,25 K2G Ac2(200 mg/dl), DIASOL and NIPROSOL ACIDIC BICARBONATE HEMODIALYSIS
SOLUTIONS - Ca1,5 K3GAc2(200 mg/dl), DIASOL and NIPROSOL ACIDIC BICARBONATE HEMODIALYSIS
SOLUTIONS - S45001, DIASOL and NIPROSOL ACIDIC BICARBONATE HEMODIALYSIS
SOLUTIONS - S45002, DIASOL and NIPROSOL ACIDIC BICARBONATE HEMODIALYSIS
SOLUTIONS - S45003, DIASOL and NIPROSOL ACIDIC BICARBONATE HEMODIALYSIS
SOLUTIONS - S45004, DIASOL and NIPROSOL ACIDIC BICARBONATE HEMODIALYSIS
SOLUTIONS - S45005, DIASOL and NIPROSOL ACIDIC BICARBONATE HEMODIALYSIS
SOLUTIONS - S45006, DIASOL and NIPROSOL ACIDIC BICARBONATE HEMODIALYSIS
SOLUTIONS - S45007, DIASOL and NIPROSOL ACIDIC BICARBONATE HEMODIALYSIS
SOLUTIONS - Na138K2Ca1,75, DIASOL and NIPROSOL ACIDIC BICARBONATE HEMODIALYSIS
SOLUTIONS - Na138K2GCa1,75, DIASOL and NIPROSOL ACIDIC BICARBONATE HEMODIALYSIS
SOLUTIONS - Na138K3Ca1,75, DIASOL and NIPROSOL ACIDIC BICARBONATE HEMODIALYSIS
SOLUTIONS - Na138K3GCa1,75, DIASOL and NIPROSOL ACIDIC BICARBONATE HEMODIALYSIS
SOLUTIONS - K0G, DIASOL and NIPROSOL ACIDIC BICARBONATE HEMODIALYSIS
SOLUTIONS - K0Ca1,25, DIASOL and NIPROSOL ACIDIC BICARBONATE HEMODIALYSIS
SOLUTIONS - K0Ca1,5, DIASOL and NIPROSOL ACIDIC BICARBONATE HEMODIALYSIS
SOLUTIONS - K0Ca1,75, DIASOL and NIPROSOL ACIDIC BICARBONATE HEMODIALYSIS
SOLUTIONS - K1,5Ca1,75AC3, DIASOL and NIPROSOL ACIDIC BICARBONATE HEMODIALYSIS
SOLUTIONS - K1,5GCa1,75AC3, DIASOL and NIPROSOL ACIDIC BICARBONATE HEMODIALYSIS
SOLUTIONS - K2GCa1,65, DIASOL and NIPROSOL ACIDIC BICARBONATE HEMODIALYSIS
SOLUTIONS - Na138K3GCa1,65, DIASOL and NIPROSOL ACIDIC BICARBONATE HEMODIALYSIS
SOLUTIONS - S45012, DIASOL and NIPROSOL ACIDIC BICARBONATE HEMODIALYSIS
SOLUTIONS - C45S0005, DIASOL and NIPROSOL ACIDIC BICARBONATE HEMODIALYSIS
SOLUTIONS - Na140 Ca1,25, DIASOL and NIPROSOL ACIDIC BICARBONATE HEMODIALYSIS
SOLUTIONS - Ca1K2GAc2, DIASOL and NIPROSOL ACIDIC BICARBONATE HEMODIALYSIS
SOLUTIONS - S45013, DIASOL and NIPROSOL ACIDIC BICARBONATE HEMODIALYSIS
SOLUTIONS - C45S0006, DIASOL and NIPROSOL ACIDIC BICARBONATE HEMODIALYSIS
SOLUTIONS - Na140 Ca1,25G, DIASOL and NIPROSOL ACIDIC BICARBONATE HEMODIALYSIS
SOLUTIONS - Ca1,75 K2 Ac2, DIASOL and NIPROSOL ACIDIC BICARBONATE HEMODIALYSIS
SOLUTIONS - S45014, DIASOL and NIPROSOL ACIDIC BICARBONATE HEMODIALYSIS
SOLUTIONS - C45S0007, DIASOL and NIPROSOL ACIDIC BICARBONATE HEMODIALYSIS
SOLUTIONS - Ca1,25 K1, DIASOL and NIPROSOL ACIDIC BICARBONATE HEMODIALYSIS
SOLUTIONS - Ca1,75 K2G Ac2, DIASOL and NIPROSOL ACIDIC BICARBONATE HEMODIALYSIS
SOLUTIONS - S45015, DIASOL and NIPROSOL ACIDIC BICARBONATE HEMODIALYSIS
SOLUTIONS - C45S0008, DIASOL and NIPROSOL ACIDIC BICARBONATE HEMODIALYSIS
SOLUTIONS - Ca1,25 K1G, DIASOL and NIPROSOL ACIDIC BICARBONATE HEMODIALYSIS
SOLUTIONS - Ca1,5 K3 Ac2, DIASOL and NIPROSOL ACIDIC BICARBONATE HEMODIALYSIS
SOLUTIONS - S45016, DIASOL and NIPROSOL ACIDIC BICARBONATE HEMODIALYSIS
SOLUTIONS - C45S0009, DIASOL and NIPROSOL ACIDIC BICARBONATE HEMODIALYSIS
SOLUTIONS - K2 Ac2, DIASOL and NIPROSOL ACIDIC BICARBONATE HEMODIALYSIS
SOLUTIONS - Ca1,5 K3G Ac2, DIASOL and NIPROSOL ACIDIC BICARBONATE HEMODIALYSIS
SOLUTIONS - S45017, DIASOL and NIPROSOL ACIDIC BICARBONATE HEMODIALYSIS
SOLUTIONS - C45S0010, DIASOL and NIPROSOL ACIDIC BICARBONATE HEMODIALYSIS
SOLUTIONS - K2G Ac2, DIASOL and NIPROSOL ACIDIC BICARBONATE HEMODIALYSIS
SOLUTIONS - Ca1,25 K1,5 Ac2, DIASOL and NIPROSOL ACIDIC BICARBONATE HEMODIALYSIS
SOLUTIONS - S45018, DIASOL and NIPROSOL ACIDIC BICARBONATE HEMODIALYSIS
SOLUTIONS - C45S0011, DIASOL and NIPROSOL ACIDIC BICARBONATE HEMODIALYSIS
SOLUTIONS - Ca1,25 K2 Ac2, DIASOL and NIPROSOL ACIDIC BICARBONATE HEMODIALYSIS
SOLUTIONS - Ca1,25 K1,5G Ac2, DIASOL and NIPROSOL ACIDIC BICARBONATE HEMODIALYSIS
SOLUTIONS - S45019, DIASOL and NIPROSOL ACIDIC BICARBONATE HEMODIALYSIS
SOLUTIONS - C45S0012, DIASOL and NIPROSOL ACIDIC BICARBONATE HEMODIALYSIS
SOLUTIONS - Ca1,25 K2G Ac2, DIASOL and NIPROSOL ACIDIC BICARBONATE HEMODIALYSIS
SOLUTIONS - Ca1,75 K1,5 Ac2, DIASOL and NIPROSOL ACIDIC BICARBONATE HEMODIALYSIS
SOLUTIONS - S45020, DIASOL and NIPROSOL ACIDIC BICARBONATE HEMODIALYSIS
SOLUTIONS - C45S0013, DIASOL and NIPROSOL ACIDIC BICARBONATE HEMODIALYSIS
SOLUTIONS - K1 Mg1, DIASOL and NIPROSOL ACIDIC BICARBONATE HEMODIALYSIS
SOLUTIONS - Ca1,75 K1,5G Ac2, DIASOL and NIPROSOL ACIDIC BICARBONATE HEMODIALYSIS
SOLUTIONS - S45021, DIASOL and NIPROSOL ACIDIC BICARBONATE HEMODIALYSIS
SOLUTIONS - C45S0014, DIASOL and NIPROSOL ACIDIC BICARBONATE HEMODIALYSIS
SOLUTIONS - K1G Mg1, DIASOL and NIPROSOL ACIDIC BICARBONATE HEMODIALYSIS
SOLUTIONS - Ca1,25 K3 Ac2, DIASOL and NIPROSOL ACIDIC BICARBONATE HEMODIALYSIS
SOLUTIONS - Na138K2G, DIASOL and NIPROSOL ACIDIC BICARBONATE HEMODIALYSIS
SOLUTIONS - K3GAc3, DIASOL and NIPROSOL ACIDIC BICARBONATE HEMODIALYSIS
SOLUTIONS - Na138K1,5, DIASOL and NIPROSOL ACIDIC BICARBONATE HEMODIALYSIS
SOLUTIONS - GAMBRO K 2 G, DIASOL and NIPROSOL ACIDIC BICARBONATE HEMODIALYSIS
SOLUTIONS - K1 Ac4, DIASOL and NIPROSOL ACIDIC BICARBONATE HEMODIALYSIS
SOLUTIONS - Na140 K1,5G, DIASOL and NIPROSOL ACIDIC BICARBONATE HEMODIALYSIS
SOLUTIONS - S45008, DIASOL and NIPROSOL ACIDIC BICARBONATE HEMODIALYSIS
SOLUTIONS - C45S0001, DIASOL and NIPROSOL ACIDIC BICARBONATE HEMODIALYSIS
SOLUTIONS - Na140 K2G Ac3, DIASOL and NIPROSOL ACIDIC BICARBONATE HEMODIALYSIS
SOLUTIONS - S45009, DIASOL and NIPROSOL ACIDIC BICARBONATE HEMODIALYSIS
SOLUTIONS - C45S0002, DIASOL and NIPROSOL ACIDIC BICARBONATE HEMODIALYSIS
SOLUTIONS - K1G Ac4, DIASOL and NIPROSOL ACIDIC BICARBONATE HEMODIALYSIS
SOLUTIONS - Ca1,75 K1 Ac2, DIASOL and NIPROSOL ACIDIC BICARBONATE HEMODIALYSIS
SOLUTIONS - S45010, DIASOL and NIPROSOL ACIDIC BICARBONATE HEMODIALYSIS
SOLUTIONS - C45S0003, DIASOL and NIPROSOL ACIDIC BICARBONATE HEMODIALYSIS
SOLUTIONS - Na140 K2, DIASOL and NIPROSOL ACIDIC BICARBONATE HEMODIALYSIS
SOLUTIONS - Ca1,75 K1G Ac2, DIASOL and NIPROSOL ACIDIC BICARBONATE HEMODIALYSIS
SOLUTIONS - S45011, DIASOL and NIPROSOL ACIDIC BICARBONATE HEMODIALYSIS
SOLUTIONS - C45S0004, DIASOL and NIPROSOL ACIDIC BICARBONATE HEMODIALYSIS
SOLUTIONS - Na140 K2G, DIASOL and NIPROSOL ACIDIC BICARBONATE HEMODIALYSIS
SOLUTIONS - Ca1 K2 Ac2, DIASOL BASIC BICARBONATE HEMODIALYSIS SOLUTIONS - B35, DIASOL BASIC BICARBONATE HEMODIALYSIS SOLUTIONS - B37, DIASOL BASIC BICARBONATE HEMODIALYSIS SOLUTIONS - B39, DIASOL and NIPROSOL ACIDIC BICARBONATE HEMODIALYSIS
SOLUTIONS - K 1, DIASOL and NIPROSOL ACIDIC BICARBONATE HEMODIALYSIS
SOLUTIONS - K 1 G, DIASOL and NIPROSOL ACIDIC BICARBONATE HEMODIALYSIS
SOLUTIONS - K 2, DIASOL and NIPROSOL ACIDIC BICARBONATE HEMODIALYSIS
SOLUTIONS - K 2 G, DIASOL and NIPROSOL ACIDIC BICARBONATE HEMODIALYSIS
SOLUTIONS - Ca 1,25, DIASOL and NIPROSOL ACIDIC BICARBONATE HEMODIALYSIS
SOLUTIONS - Ca 1,25G, DIASOL and NIPROSOL ACIDIC BICARBONATE HEMODIALYSIS
SOLUTIONS - Ca1,25 K2, DIASOL and NIPROSOL ACIDIC BICARBONATE HEMODIALYSIS
SOLUTIONS - Ca1,25 K2G, DIASOL and NIPROSOL ACIDIC BICARBONATE HEMODIALYSIS
SOLUTIONS - Ca 1,75, DIASOL and NIPROSOL ACIDIC BICARBONATE HEMODIALYSIS
SOLUTIONS - K 1,5, DIASOL and NIPROSOL ACIDIC BICARBONATE HEMODIALYSIS
SOLUTIONS - K 1,5 G, DIASOL and NIPROSOL ACIDIC BICARBONATE HEMODIALYSIS
SOLUTIONS - K3, DIASOL and NIPROSOL ACIDIC BICARBONATE HEMODIALYSIS
SOLUTIONS - K3G, DIASOL and NIPROSOL ACIDIC BICARBONATE HEMODIALYSIS
SOLUTIONS - İDEAL, DIASOL and NIPROSOL ACIDIC BICARBONATE HEMODIALYSIS
SOLUTIONS - GAMBRO K 2, DIASOL and NIPROSOL ACIDIC BICARBONATE HEMODIALYSIS
SOLUTIONS K2G Ac3, DIASOL and NIPROSOL ACIDIC BICARBONATE HEMODIALYSIS
SOLUTIONS - Ca1,25 Ac5, DIASOL and NIPROSOL ACIDIC BICARBONATE HEMODIALYSIS
SOLUTIONS - K0
16440 | Disinfectant for Hemodialysis Machines - DIADEZ M2,5L2,5, Disinfectant for Hemodialysis Machines - DIADEZ C 50, Disinfectant for Hemodialysis Machines - DIADEZ CART, Disinfectant for Hemodialysis Machines - DIADEZ PAA, Disinfectant for Hemodialysis Machines - MEDICADEZ C50, Disinfectant for Hemodialysis Machines - MEDICADEZ M2,5L2,5 | DIAL-ALB | 2024-04-29T00:00:00.000+02:00 | FARMASOL TIBBİ ÜRÜNLER SAN. VE TİC. A.Ş. Organize Sanayi Bölgesi 18. Cadde No:7 Melikgazi – KAYSERİ / TURKEY | N/A | Klasa IIb | Dizinfektant per makinat e Hemodializes | Tjeter
16441 | ANTHEM CR HF INSERT SZ 5-6 15MM, ANTHEM CR HF INSERT SZ 5-6 18MM, ANTHEM CR HF INSERT SZ 7-8 9MM, ANTHEM CR HF INSERT SZ 7-8 11MM, ANTHEM CR HF INSERT SZ 7-8 13MM, ANTHEM CR HF INSERT SZ 7-8 15MM, ANTHEM CR HF INSERT SZ 7-8 18MM, ANTHEM PS HF INSERT SZ 3-4 13MM, ANTHEM PS HF INSERT SZ 3-4 15MM, ANTHEM PS HF INSERT SZ 3-4 18MM, ANTHEM PS HF INSERT SZ 5-6 9MM, ANTHEM PS HF INSERT SZ 5-6 11MM, ANTHEM PS HF INSERT SZ 5-6 13MM, ANTHEM PS HF INSERT SZ 5-6 15MM, ANTHEM PS HF INSERT SZ 5-6 18MM, ANTHEM PS HF INSERT SZ 7-8 9MM, ANTHEM PS HF INSERT SZ 7-8 11MM, ANTHEM PS HF INSERT SZ 7-8 13MM, ANTHEM PS HF INSERT SZ 7-8 15MM, ANTHEM PS HF INSERT SZ 7-8 18MM, ANTHEM TIBIAL BASE PLATE SZ 1 LT, ANTHEM TIBIAL BASE PLATE SZ 2 LT, ANTHEM TIBIAL BASE PLATE SZ 3 LT, ANTHEM TIBIAL BASE PLATE SZ 4 LT, ANTHEM TIBIAL BASE PLATE SZ 5 LT, ANTHEM TIBIAL BASE PLATE SZ 6 LT, ANTHEM TIBIAL BASE PLATE SZ 7 LT, ANTHEM TIBIAL BASE PLATE SZ 8 LT, ANTHEM FEMORAL PS COCR SZ 1 LT N, ANTHEM FEMORAL PS COCR SZ 2 LT N, ANTHEM FEMORAL PS COCR SZ 3 LT N, ANTHEM FEMORAL PS COCR SZ 4 LT N, ANTHEM FEMORAL PS COCR SZ 5 LT N, ANTHEM FEMORAL PS COCR SZ 6 LT N, ANTHEM FEMORAL PS COCR SZ 3 LT, ANTHEM FEMORAL PS COCR SZ 4 LT, ANTHEM FEMORAL PS COCR SZ 5 LT, ANTHEM FEMORAL PS COCR SZ 6 LT, ANTHEM FEMORAL PS COCR SZ 7 LT, ANTHEM FEMORAL PS COCR SZ 8 LT, ANTHEM FEMORAL PS COCR SZ 1 RT N, ANTHEM FEMORAL PS COCR SZ 2 RT N, ANTHEM FEMORAL PS COCR SZ 3 RT N, ANTHEM FEMORAL PS COCR SZ 4 RT N, ANTHEM FEMORAL PS COCR SZ 5 RT N, ANTHEM FEMORAL PS COCR SZ 6 RT N, ANTHEM FEMORAL PS COCR SZ 3 RT, ANTHEM FEMORAL PS COCR SZ 4 RT, ANTHEM FEMORAL PS COCR SZ 5 RT, ANTHEM FEMORAL PS COCR SZ 6 RT, ANTHEM FEMORAL PS COCR SZ 7 RT, ANTHEM FEMORAL PS COCR SZ 8 RT, ANTHEM TIBIAL BASE PLATE SZ 1 RT, ANTHEM TIBIAL BASE PLATE SZ 2 RT, ANTHEM TIBIAL BASE PLATE SZ 3 RT, ANTHEM TIBIAL BASE PLATE SZ 4 RT, ANTHEM TIBIAL BASE PLATE SZ 5 RT, ANTHEM TIBIAL BASE PLATE SZ 6 RT, ANTHEM TIBIAL BASE PLATE SZ 7 RT, ANTHEM TIBIAL BASE PLATE SZ 8 RT, ANTHEM FEMORAL CR COCR SZ 1 LT N, ANTHEM FEMORAL CR COCR SZ 2 LT N, ANTHEM FEMORAL CR COCR SZ 3 LT N, ANTHEM FEMORAL CR COCR SZ 4 LT N, ANTHEM FEMORAL CR COCR SZ 5 LT N, ANTHEM FEMORAL CR COCR SZ 6 LT N, ANTHEM FEMORAL CR COCR SZ 3 LT, ANTHEM FEMORAL CR COCR SZ 4 LT, ANTHEM FEMORAL CR COCR SZ 5 LT, ANTHEM FEMORAL CR COCR SZ 6 LT, ANTHEM FEMORAL CR COCR SZ 7 LT, ANTHEM FEMORAL CR COCR SZ 8 LT, ANTHEM FEMORAL CR COCR SZ 1 RT N, ANTHEM FEMORAL CR COCR SZ 2 RT N, ANTHEM FEMORAL CR COCR SZ 3 RT N, ANTHEM FEMORAL CR COCR SZ 4 RT N, ANTHEM FEMORAL CR COCR SZ 5 RT N, ANTHEM FEMORAL CR COCR SZ 6 RT N, ANTHEM FEMORAL CR COCR SZ 3 RT, ANTHEM FEMORAL CR COCR SZ 4 RT, ANTHEM FEMORAL CR COCR SZ 5 RT, ANTHEM FEMORAL CR COCR SZ 6 RT, ANTHEM FEMORAL CR COCR SZ 7 RT, ANTHEM FEMORAL CR COCR SZ 8 RT, ANTHEM CR HF INSERT SZ 1-2 9MM, ANTHEM CR HF INSERT SZ 1-2 11MM, ANTHEM CR HF INSERT SZ 1-2 13MM, ANTHEM CR HF INSERT SZ 1-2 15MM, ANTHEM CR HF INSERT SZ 1-2 18MM, ANTHEM CR HF INSERT SZ 3-4 9MM, ANTHEM CR HF INSERT SZ 3-4 11MM, ANTHEM CR HF INSERT SZ 3-4 13MM, ANTHEM CR HF INSERT SZ 3-4 15MM, ANTHEM CR HF INSERT SZ 3-4 18MM, ANTHEM CR HF INSERT SZ 5-6 9MM, ANTHEM CR HF INSERT SZ 5-6 11MM, ANTHEM CR HF INSERT SZ 5-6 13MM, ANTHEM PS HF INSERT SZ 1-2 9MM, ANTHEM PS HF INSERT SZ 1-2 11MM, ANTHEM PS HF INSERT SZ 1-2 13MM, ANTHEM PS HF INSERT SZ 1-2 15MM, ANTHEM PS HF INSERT SZ 1-2 18MM, ANTHEM PS HF INSERT SZ 3-4 9MM, ANTHEM PS HF INSERT SZ 3-4 11MM | LAYO | 2024-04-29T00:00:00.000+02:00 | Smith & Nephew, Inc.; 1450 Brooks Road, Memphis, Tennessee, 38116, USA | 71422975, 71422976, 71422977, 71422978, 71422979, 71422981, 71422982, 71422669, 71422671, 71422672, 71422674, 71422675, 71422676, 71422677, 71422678, 71422681, 71422682, 71422683, 71422684, 71422685, 71422691, 71422692, 71422693, 71422694, 71422695, 71422696, 71422697, 71422698, 71422801, 71422802, 71422803, 71422804, 71422805, 71422806, 71422813, 71422814, 71422815, 71422816, 71422817, 71422818, 71422821, 71422822, 71422823, 71422824, 71422825, 71422826, 71422833, 71422834, 71422835, 71422836, 71422837, 71422838, 71422841, 71422842, 71422843, 71422844, 71422845, 71422846, 71422847, 71422848, 71422921, 71422922, 71422923, 71422924, 71422925, 71422926, 71422933, 71422934, 71422935, 71422936, 71422937, 71422938, 71422941, 71422942, 71422943, 71422944, 71422945, 71422946, 71422953, 71422954, 71422955, 71422956, 71422957, 71422958, 71422961, 71422962, 71422963, 71422964, 71422965, 71422966, 71422967, 71422968, 71422969, 71422971, 71422972, 71422973, 71422974, 71422661, 71422662, 71422663, 71422664, 71422665, 71422667, 71422668 | Klasa III | Pajisje të implantueshme protezimi të cementuara për artikulacionet, që përdoren në sherbimin e ortopedisë, në rastin e vendosjes së protezave totale të gjurit tek pacientet e rritur. | Pajisje te implantueshme aktive
16442 | SYNTHETIC HIGH FLUX DIALYSERS - SANITHUM H 120 - 1,2 m2, SYNTHETIC HIGH FLUX DIALYSERS - SANITHUM H 130 - 1,3 m2, SYNTHETIC HIGH FLUX DIALYSERS - SANITHUM H 140 - 1,4 m2, SYNTHETIC HIGH FLUX DIALYSERS - SANITHUM H 150 - 1,5 m2, SYNTHETIC HIGH FLUX DIALYSERS - SANITHUM H 160 - 1,6 m2, SYNTHETIC HIGH FLUX DIALYSERS - SANITHUM H 170 - 1,7 m2, SYNTHETIC HIGH FLUX DIALYSERS - SANITHUM H 180 - 1,8 m2, SYNTHETIC HIGH FLUX DIALYSERS - SANITHUM H 190 - 1,9 m2, SYNTHETIC HIGH FLUX DIALYSERS - SANITHUM H 200 - 2,0 m2, SYNTHETIC HIGH FLUX DIALYSERS - SANITHUM H 210 - 2,1 m2, SYNTHETIC HIGH FLUX DIALYSERS - SANITHUM HMF 120 - 1,2 m2, SYNTHETIC HIGH FLUX DIALYSERS - SANITHUM HMF 140 - 1,4 m2, SYNTHETIC HIGH FLUX DIALYSERS - SANITHUM HMF 160 - 1,6 m2, SYNTHETIC HIGH FLUX DIALYSERS - SANITHUM HMF 180 - 1,8 m2, SYNTHETIC HIGH FLUX DIALYSERS - SANITHUM HMF 200 - 2,0 m2, SYNTHETIC HIGH FLUX DIALYSERS - JMS PES H 120 - 1,2 m2, SYNTHETIC HIGH FLUX DIALYSERS - JMS PES H 140 - 1,4 m2, SYNTHETIC HIGH FLUX DIALYSERS - JMS PES H 160 - 1,6 m2, SYNTHETIC HIGH FLUX DIALYSERS - JMS PES H 180 - 1,8 m2, SYNTHETIC HIGH FLUX DIALYSERS - JMS PES H 200 - 2,0 m2, SYNTHETIC HIGH FLUX DIALYSERS - PURIFIER H 090, SYNTHETIC HIGH FLUX DIALYSERS - PURIFIER H 100, SYNTHETIC HIGH FLUX DIALYSERS - PURIFIER H 110, SYNTHETIC HIGH FLUX DIALYSERS - PURIFIER H 120, SYNTHETIC HIGH FLUX DIALYSERS - PURIFIER H 130, SYNTHETIC HIGH FLUX DIALYSERS - PURIFIER H 140, SYNTHETIC HIGH FLUX DIALYSERS - PURIFIER H 150, SYNTHETIC HIGH FLUX DIALYSERS - PURIFIER H 160, SYNTHETIC HIGH FLUX DIALYSERS - PURIFIER H 170, SYNTHETIC HIGH FLUX DIALYSERS - PURIFIER H 180, SYNTHETIC HIGH FLUX DIALYSERS - PURIFIER H 190, SYNTHETIC HIGH FLUX DIALYSERS - PURIFIER H 200, SYNTHETIC HIGH FLUX DIALYSERS - PURIFIER H 210, SYNTHETIC HIGH FLUX DIALYSERS - PURIFIER HMF 120, SYNTHETIC HIGH FLUX DIALYSERS - PURIFIER HMF 140, SYNTHETIC HIGH FLUX DIALYSERS - PURIFIER HMF 160, SYNTHETIC HIGH FLUX DIALYSERS - PURIFIER HMF 180, SYNTHETIC HIGH FLUX DIALYSERS - PURIFIER HMF 200, SYNTHETIC HIGH FLUX DIALYSERS - AMINAL H 100, SYNTHETIC HIGH FLUX DIALYSERS - AMINAL H 110, SYNTHETIC HIGH FLUX DIALYSERS - AMINAL H 120, SYNTHETIC HIGH FLUX DIALYSERS - AMINAL H 130, SYNTHETIC HIGH FLUX DIALYSERS - AMINAL H 140, SYNTHETIC HIGH FLUX DIALYSERS - AMINAL H 150, SYNTHETIC HIGH FLUX DIALYSERS - AMINAL H 160, SYNTHETIC HIGH FLUX DIALYSERS - AMINAL H 170, SYNTHETIC HIGH FLUX DIALYSERS - AMINAL H 180, SYNTHETIC HIGH FLUX DIALYSERS - AMINAL H 190, SYNTHETIC HIGH FLUX DIALYSERS - AMINAL H 200, SYNTHETIC HIGH FLUX DIALYSERS - AMINAL H 210, SYNTHETIC LOW FLUX DIALYSERS - SANITHUM L 090 - 0,9 m2, SYNTHETIC LOW FLUX DIALYSERS - SANITHUM L 100 - 1,0 m2, SYNTHETIC LOW FLUX DIALYSERS - SANITHUM L 110 - 1,1 m2, SYNTHETIC LOW FLUX DIALYSERS - SANITHUM L 120 - 1,2 m2, SYNTHETIC LOW FLUX DIALYSERS - SANITHUM L 130 - 1,3 m2, SYNTHETIC LOW FLUX DIALYSERS - SANITHUM L 140 - 1,4 m2, SYNTHETIC LOW FLUX DIALYSERS - SANITHUM L 150 - 1,5 m2, SYNTHETIC LOW FLUX DIALYSERS - SANITHUM L 160 - 1,6 m2, SYNTHETIC LOW FLUX DIALYSERS - SANITHUM L 170 - 1,7 m2, SYNTHETIC LOW FLUX DIALYSERS - SANITHUM L 180 - 1,8 m2, SYNTHETIC LOW FLUX DIALYSERS - SANITHUM L 190 - 1,9 m2, SYNTHETIC LOW FLUX DIALYSERS - SANITHUM L 200 - 2,0 m2, SYNTHETIC LOW FLUX DIALYSERS - SANITHUM L 210 - 2,1 m2, SYNTHETIC LOW FLUX DIALYSERS - SANITHUM S 090 - 0,9 m2, SYNTHETIC LOW FLUX DIALYSERS - SANITHUM S 100 - 1,0 m2, SYNTHETIC LOW FLUX DIALYSERS - SANITHUM S 110 - 1,1 m2, SYNTHETIC LOW FLUX DIALYSERS - SANITHUM S 120 - 1,2 m2, SYNTHETIC LOW FLUX DIALYSERS - SANITHUM S 130 - 1,3 m2, SYNTHETIC LOW FLUX DIALYSERS - SANITHUM S 140 - 1,4 m2, SYNTHETIC LOW FLUX DIALYSERS - SANITHUM S 150 - 1,5 m2, SYNTHETIC LOW FLUX DIALYSERS - SANITHUM S 160 - 1,6 m2, SYNTHETIC LOW FLUX DIALYSERS - SANITHUM S 170 - 1,7 m2, SYNTHETIC LOW FLUX DIALYSERS - SANITHUM S 180 - 1,8 m2, SYNTHETIC LOW FLUX DIALYSERS - SANITHUM S 190 - 1,9 m2, SYNTHETIC LOW FLUX DIALYSERS - SANITHUM S 200 - 2,0 m2, SYNTHETIC LOW FLUX DIALYSERS - SANITHUM S 210 - 2,1 m2, SYNTHETIC LOW FLUX DIALYSERS - JMS PES L 120 - 1,2 m2, SYNTHETIC LOW FLUX DIALYSERS - JMS PES L 140 - 1,4 m2, SYNTHETIC LOW FLUX DIALYSERS - JMS PES L 160 - 1,6 m2, SYNTHETIC LOW FLUX DIALYSERS - JMS PES L 180 - 1,8 m2, SYNTHETIC LOW FLUX DIALYSERS - JMS PES L 200 - 2,0 m2, SYNTHETIC LOW FLUX DIALYSERS - PURIFIER L 090, SYNTHETIC LOW FLUX DIALYSERS - PURIFIER L 100, SYNTHETIC LOW FLUX DIALYSERS - PURIFIER L 110, SYNTHETIC LOW FLUX DIALYSERS - PURIFIER L 120, SYNTHETIC LOW FLUX DIALYSERS - PURIFIER L 130, SYNTHETIC LOW FLUX DIALYSERS - PURIFIER L 140, SYNTHETIC LOW FLUX DIALYSERS - PURIFIER L 150, SYNTHETIC LOW FLUX DIALYSERS - PURIFIER L 160, SYNTHETIC LOW FLUX DIALYSERS - PURIFIER L 170, SYNTHETIC LOW FLUX DIALYSERS - PURIFIER L 180, SYNTHETIC LOW FLUX DIALYSERS - PURIFIER L 190, SYNTHETIC LOW FLUX DIALYSERS - PURIFIER L 200, SYNTHETIC LOW FLUX DIALYSERS - PURIFIER L 210, SYNTHETIC LOW FLUX DIALYSERS - PURIFIER S 090, SYNTHETIC LOW FLUX DIALYSERS - PURIFIER S 100, SYNTHETIC LOW FLUX DIALYSERS - PURIFIER S 110, SYNTHETIC LOW FLUX DIALYSERS - PURIFIER S 120, SYNTHETIC LOW FLUX DIALYSERS - PURIFIER S 130, SYNTHETIC LOW FLUX DIALYSERS - PURIFIER S 140, SYNTHETIC LOW FLUX DIALYSERS - PURIFIER S 150, SYNTHETIC LOW FLUX DIALYSERS - PURIFIER S 160, SYNTHETIC LOW FLUX DIALYSERS - PURIFIER S 170, SYNTHETIC LOW FLUX DIALYSERS - PURIFIER S 180, SYNTHETIC LOW FLUX DIALYSERS - PURIFIER S 190, SYNTHETIC LOW FLUX DIALYSERS - PURIFIER S 200, SYNTHETIC LOW FLUX DIALYSERS - PURIFIER S 210, SYNTHETIC LOW FLUX DIALYSERS - AMINAL L 100, SYNTHETIC LOW FLUX DIALYSERS - AMINAL L 110, SYNTHETIC LOW FLUX DIALYSERS - AMINAL L 120, SYNTHETIC LOW FLUX DIALYSERS - AMINAL L 130, SYNTHETIC LOW FLUX DIALYSERS - AMINAL L 140, SYNTHETIC LOW FLUX DIALYSERS - AMINAL L 150, SYNTHETIC LOW FLUX DIALYSERS - AMINAL L 160, SYNTHETIC LOW FLUX DIALYSERS - AMINAL L 170, SYNTHETIC LOW FLUX DIALYSERS - AMINAL L 180, SYNTHETIC LOW FLUX DIALYSERS - AMINAL L 190, SYNTHETIC LOW FLUX DIALYSERS - AMINAL L 200, SYNTHETIC HIGH FLUX DIALYSERS - SANITHUM H 090 - 0,9 m2, SYNTHETIC HIGH FLUX DIALYSERS - SANITHUM H 100 - 1,0 m2, SYNTHETIC HIGH FLUX DIALYSERS - SANITHUM H 110 - 1,1 m2 | DIAL-ALB | 2024-04-29T00:00:00.000+02:00 | FARMASOL TIBBİ ÜRÜNLER SAN. VE TİC. A.Ş. Organize Sanayi Bölgesi 18. Cadde No:7 Melikgazi – KAYSERİ / TURKEY | N/A | Klasa IIb | FILTER HEMODIALIZE NJE-PERDORIMSH PERHEQJEN E MBETJEVE | Tjeter
DHE LENGJEVE TE TEPERTA NGA GJAKU
16443 | ARTERIO VENOUS SETS (BLOOD LINE) DIARENNEEDLE AVS - DIARENNEEDLE AV 201 D, ARTERIO VENOUS SETS (BLOOD LINE) DIARENNEEDLE AVS - DIARENNEEDLE AV 200 N, ARTERIO VENOUS SETS (BLOOD LINE) DIARENNEEDLE AVS - DIARENNEEDLE AV 202, ARTERIO VENOUS SETS (BLOOD LINE) DIARENNEEDLE AVS - DIARENNEEDLE AV 203 F 812 T, ARTERIO VENOUS SETS (BLOOD LINE) DIARENNEEDLE AVS - DIARENNEEDLE AV 203 F 812, ARTERIO VENOUS SETS (BLOOD LINE) DIARENNEEDLE AVS - DIARENNEEDLE AV 200 K, ARTERIO VENOUS SETS (BLOOD LINE) DIARENNEEDLE AVS - DIARENNEEDLE AV 200 KT, ARTERIO VENOUS FISTULA NEEDLE DIARENNEEDLE AVF - DIARENNEEDLE 15G AR, ARTERIO VENOUS FISTULA NEEDLE DIARENNEEDLE AVF - DIARENNEEDLE 15G VR, ARTERIO VENOUS FISTULA NEEDLE DIARENNEEDLE AVF - DIARENNEEDLE 16G AR, ARTERIO VENOUS FISTULA NEEDLE DIARENNEEDLE AVF - DIARENNEEDLE 16G VR, ARTERIO VENOUS FISTULA NEEDLE DIARENNEEDLE AVF - DIARENNEEDLE 16G AF, ARTERIO VENOUS FISTULA NEEDLE DIARENNEEDLE AVF - DIARENNEEDLE 16G VF, ARTERIO VENOUS FISTULA NEEDLE DIARENNEEDLE AVF - DIARENNEEDLE 17G AR, ARTERIO VENOUS FISTULA NEEDLE DIARENNEEDLE AVF - DIARENNEEDLE 17G VR, ARTERIO VENOUS SETS (BLOOD LINE) DIARENNEEDLE AVS - DIARENNEEDLE AV 200, ARTERIO VENOUS SETS (BLOOD LINE) DIARENNEEDLE AVS - DIARENNEEDLE AV 200 T, ARTERIO VENOUS SETS (BLOOD LINE) DIARENNEEDLE AVS - DIARENNEEDLE AV 200 | DIAL-ALB | 2024-04-29T00:00:00.000+02:00 | FARMASOL TIBBİ ÜRÜNLER SAN. VE TİC. A.Ş. Organize Sanayi Bölgesi 18. Cadde No:7 Melikgazi – KAYSERİ / TURKEY | N/A | Klasa IIa | SET VENOZ NJE-PERDORIMSH PER HEMODIALIZE, GJILPERE FISTULE PER TRAJTIM HEMODIALIZE | Tjeter
16444 | Sterile and Non-sterile Lap Sponges (Washed, unwashed and fluff) with X-ray detectable element, Sterile and Non-sterile Balls with X-ray detectable element, Sterile and Non-sterile Rolls with X-ray detectable element, Sterile and Non-sterile Gauze Swabs/Sponges without X-ray detectable element, Sterile and Non-sterile Gauze Lap Sponges without X-ray detectable element | MONTAL | 2024-04-29T00:00:00.000+02:00 | Winner Medical Co., Ltd. Winner Industrial Park, No.660 Bulong Road, Longhua District, 518109 Shenzhen, PEOPLE'S REPUBLIC OF CHINA. | Gauze Products | Klasa IIa | Janë garëza që përdoren për kujdesin e përgjithshëm të plagëve | Pajisje nje perdorimeshe
16445 | CAD/CAM Software, CEREC SW, Typ D3700, CEREC SW V5.2, CAD/CAM Sofware, Connect SW, Typ D3534, Connect SW V5.2, CAD/CAM Software, CEREC Ortho SW, Typ D3690, CEREC Ortho SW V2.1 | BORA DENTAL ALBANIA | 2024-05-20T00:00:00.000+02:00 | Sirona Dental Systems GmbH Fabrikstraße 31, 64625 Bensheim, Germany | 6727460, 6764877, 6748359 | Klasa I | Software per modelim 3D te modeleve te dhembeve dhe prazatnim digital me ferzat 3D | Pajisje dentare
16446 | Surgical Instruments- Surgical Instrument Container System-AC Joint Reconstruction Set (ACRS-0001), Surgical Instruments - Surgical Instrument Handle-Dilator Handle (DLTH-0001), Surgical Instruments - Surgical Instrument Handle-Screw Driver Rachet Handle (SDRH-0001), Surgical Instruments - Surgical Instrument Container System-Reamer-Aimer Instrument Set (RMAT-0001), Surgical Instruments - Instrument Tray-Femoral Reamer Tray (RMAT-0001-1), Surgical Instruments - Instrument Tray-Tibial Reamer Tray (RMAT-0001-2), Surgical Instruments - Instrument Tray-Femoral Aimer Tray (RMAT-0001-3), Surgical Instruments - Surgical Instrument Container System-Core Instrument Set (CRIT-0001), Surgical Instruments - Instrument Tray-Pin Remover Tray (CRIT-0001-1), Surgical Instruments - Instrument Tray-ACL/PCL Tray (CRIT-0001-2), Surgical Instruments - Surgical Instrument Container System-Greft Preparation Instrument Set (GPIT-0001), Surgical Instruments - Surgical Instrument Container System-ACL / PCL Instrument Set (ACLI-0002), Surgical Instruments - Instrument Tray-ACL Reamer Tray (RMAT-0002-1), Surgical Instruments - Instrument Tray-ACL Core Instrument Tray (RMAT-0002-2), Surgical Instruments - Surgical Instrument Handle-I Handle (IHDT-0001), Surgical Instruments - Surgical Instrument Handle-T-Ratchet Handle (DRT-P1639), Surgical Instruments - Surgical Instrument Container System-Knee Joint Punch Set (KJPS-0000), Surgical Instruments - Instrument Tray-Knee Joint Punch Set Inner Tray (KJPS-0000-01), Surgical Instruments - Surgical Instrument Container System-Meniscal Mender Set (MNDR-0001), Surgical Instruments - Surgical Instrument Container System-Shouder Arthroscopy Instrument Set (SHAI-0001), Surgical Instruments - Instrument Tray-Instrument Set Inner Tray-1 (SHAI-0001-1), Surgical Instruments - Instrument Tray-Instrument Set Inner Tray-2 (SHAI-0001-2), Surgical Instruments - Instrument Tray-Instrument Set Inner Tray-3 (SHAI-0001-3), Surgical Instruments -Instrument Tray-Instrument Set Inner Tray-4 (SHAI-0001-4), Surgical Instruments - Surgical Instrument Handle-Donor (HNDD-0001), Surgical Instruments - Surgical Instrument Handle-Recipient (HNDR-0001), Surgical Instruments - Surgical Instrument Container System-Mosaic Plastiy Set (MSPS-0001), Surgical Instruments - Surgical Instrument Container System-All In ACL/PCL Set (ALIN-0001), Surgical Instruments - Surgical Instrument Container System-Cerclage Band Set (SKJC-0001) | Orto-Implant | 2024-05-21T00:00:00.000+02:00 | DORATEK Medikal Elektrik Makine İmalatı Tur. İnş. San. ve Tic. Ltd. Şti. Ağaç-Metal Koop. 1436.Sok. No:6 İvedik OSB Yenimahalle / ANKARA / TÜRKİYE | Surgical Instruments- Surgical Instrument Container System-AC Joint Reconstruction Set (ACRS-0001), Surgical Instruments - Surgical Instrument Handle-Dilator Handle (DLTH-0001), Surgical Instruments - Surgical Instrument Handle-Screw Driver Rachet Handle (SDRH-0001), Surgical Instruments - Surgical Instrument Container System-Reamer-Aimer Instrument Set (RMAT-0001), Surgical Instruments - Instrument Tray-Femoral Reamer Tray (RMAT-0001-1), Surgical Instruments - Instrument Tray-Tibial Reamer Tray (RMAT-0001-2), Surgical Instruments - Instrument Tray-Femoral Aimer Tray (RMAT-0001-3), Surgical Instruments - Surgical Instrument Container System-Core Instrument Set (CRIT-0001), Surgical Instruments - Instrument Tray-Pin Remover Tray (CRIT-0001-1), Surgical Instruments - Instrument Tray-ACL/PCL Tray (CRIT-0001-2), Surgical Instruments - Surgical Instrument Container System-Greft Preparation Instrument Set (GPIT-0001), Surgical Instruments - Surgical Instrument Container System-ACL / PCL Instrument Set (ACLI-0002), Surgical Instruments - Instrument Tray-ACL Reamer Tray (RMAT-0002-1), Surgical Instruments - Instrument Tray-ACL Core Instrument Tray (RMAT-0002-2), Surgical Instruments - Surgical Instrument Handle-I Handle (IHDT-0001), Surgical Instruments - Surgical Instrument Handle-T-Ratchet Handle (DRT-P1639), Surgical Instruments - Surgical Instrument Container System-Knee Joint Punch Set (KJPS-0000), Surgical Instruments - Instrument Tray-Knee Joint Punch Set Inner Tray (KJPS-0000-01), Surgical Instruments - Surgical Instrument Container System-Meniscal Mender Set (MNDR-0001), Surgical Instruments - Surgical Instrument Container System-Shouder Arthroscopy Instrument Set (SHAI-0001), Surgical Instruments - Instrument Tray-Instrument Set Inner Tray-1 (SHAI-0001-1), Surgical Instruments - Instrument Tray-Instrument Set Inner Tray-2 (SHAI-0001-2), Surgical Instruments - Instrument Tray-Instrument Set Inner Tray-3 (SHAI-0001-3), Surgical Instruments -Instrument Tray-Instrument Set Inner Tray-4 (SHAI-0001-4), Surgical Instruments - Surgical Instrument Handle-Donor (HNDD-0001), Surgical Instruments - Surgical Instrument Handle-Recipient (HNDR-0001), Surgical Instruments - Surgical Instrument Container System-Mosaic Plastiy Set (MSPS-0001), Surgical Instruments - Surgical Instrument Container System-All In ACL/PCL Set (ALIN-0001), Surgical Instruments - Surgical Instrument Container System-Cerclage Band Set (SKJC-0001) | Klasa I | Surgical Instruments, janë pajisje që përdoren për përgatitjen e vendit të kirurgjisë dhe për vendosjen e produkteve të implantueshme si vida, sutura etj, të cilat përdoren në kirurgjinë artroskopike, trauma dhe operacione të shtyllës kurrizore. | Instrumenta shumeperdorimeshe
16447 | ALUSOL, CEPILLOS PROFILAXIS/ PROPHYLAXIS BRUSHES, COPAS PROFILAXIS/ PROPHYLAXIS CUPS, CUBETAS IMPRESIÓN / IMPRESSION TRAYS, CUBETAS FLUOR /FLUORIDE TRAYS, DIQUES GOMA /RUBBER DAMS, DISCOS ESPUMA /FOAM DISCS, GUTASOL, EUCALIPTOL, HEMOCOR, HILO RETRACCION /RETRACTION CORD, PASTA DE PROFILAXIS / PROPHY PASTE, PLACAS PLASTICAS TERMOFORMABLES BLANDAS MOUTHGUARD /THERMOFORMING SHEETS SOFT MOUTHGUARD, PLACAS PLASTICAS TERMOFORMABLES RIGIDAS CLEAR /THERMOFORMING SHEETS HARD CLEAR, PLACAS PLASTICAS TERMOFORMABLES DUALES /THERMOFORMING SHEETS DUAL, PROTECTOR GINGIVAL /SOFT PROTECT, LUBRICANTE UNIVERSAL /SPRAY LUBRICANT UNIVERSAL, ESPEJOS DENTALES /DENTAL MIRRORS, PUNTAS DE APLICACIÓN/ APPLICATION TIPS, DENTAPELLETS/ DENTAPELLETS | Primary Dental | 2024-05-20T00:00:00.000+02:00 | J.Ripoll S.L, Río Tietar 20 (Pol Nogal) 28119 Algete Madrid, Spain | ALUSOL, CEPILLOS PROFILAXIS, COPAS PROFILAXIS, CUBETAS IMPRESIÓN, CUBETAS FLUOR, DIQUES GOMA, DISCOS ESPUMA, GUTASOL, EUCALIPTOL, HEMOCOR, HILO RETRACCION, PASTA DE PROFILAXIS, PLACAS PLASTICAS TERMOFORMABLES BLANDAS MOUTHGUARD, PLACAS PLASTICAS TERMOFORMABLES RIGIDAS CLEAR, PLACAS PLASTICAS TERMOFORMABLES DUALES, PROTECTOR GINGIVAL, LUBRICANTE UNIVERSAL, ESPEJOS DENTALES, PUNTAS DE APLICACIÓN, DENTAPELLETS | Klasa I | Solucion per njomjen e fillit retraktar, Furca per profilaksi dhe detartrazh, Furca ne forme kupe per profilaksi dhe detartrazh, Luge suporti per marrjen e masave me alginat ose silikon, Luge te pershatashtme per apllikimin e fluorit, Dige gome per izolimin e fushes operatore nga peshtyma, Sfungjere per mbajtjen e instrumentave te imet endodontike, Dezobturimin e kanaleve te dhembeve te mbushura me pare me gutaperka, Solucion per njomjen e fillit retraktar per ndalimin e hemoragjise, Fill dentar per retraksionin provizor te gingives, Paste detartrazhi per higjene dhe profilaksi, Flete silikoni transparente e bute per prodhimin e bite, Flete silikoni transparente e forte per prodhimin e bite, Flete silikoni transparente duale per prodhimin e bite, Solucion per mbrojtjen e qafave te dhembeve, Spraj lubrifikues per turbinen, Pasqyra dentare per ekzaminim, Furca te vogal per aplikimin e solucioneve dentare ne siperfaqen e dhembit, Pelete te imeta per aplikimin e solucioneve | Pajisje dentare
16448 | Powder with protective barrier action in the presence of wounds with exudate | FARMACI XHENA | 2024-04-30T00:00:00.000+02:00 | NTC S.r.l Via Luigi Razza, 3 20124 Milano ITALY | Kepraxin spray 125ml | Klasa IIb | Spray qe perdoret per mjekim lokal te plageve. | Tjeter
16449 | HOLTER Ventricular Catheter Reservoir/Ventricular Catheter-Reservoir, 3 cm Cerebrospinal fluid reservoir, HOLTER Ventricular Catheter Reservoir/Ventricular Catheter-Reservoir, 4 cm Cerebrospinal fluid reservoir, HOLTER Ventricular Catheter Reservoir/Ventricular Catheter-Reservoir, 5 cm Cerebrospinal fluid reservoir, HOLTER Ventricular Catheter Reservoir/Ventricular Catheter-Reservoir, 9 cm Cerebrospinal fluid reservoir, HOLTER Ventricular Catheter Reservoir/Ventricular Catheter -Reservoir, 10 cm Cerebrospinal fluid reservoir, HOLTER® Ventricular Catheter /Ventricular Straight Catheter, 15 cm Intracerebral infusion/drainage catheter, long- term, HOLTER® Ventricular Catheter /Ventricular Right- Angle Catheter, 3 cm Intracerebral infusion/drainage catheter, long- term, HOLTER® Ventricular Catheter /Ventricular Right- Angle Catheter, 4 cm Intracerebral infusion/drainage catheter, long- term, HOLTER® Ventricular Catheter /Ventricular Right- Angle Catheter, 5 cm Intracerebral infusion/drainage catheter, long- term, HOLTER®Ventricular Catheter/Ventricular Right- Angle Catheter, 6 cm Intracerebral infusion/drainage catheter, long- term, HOLTER®Ventricular Catheter/Ventricular Right- Angle Catheter, 7 cm Intracerebral infusion/drainage catheter, long- term, HOLTER®Ventricular Catheter/Ventricular Right- Angle Catheter, 8 cm Intracerebral infusion/drainage catheter, long- term, HOLTER® Ventricular Catheter/Ventricular Right- Angle Catheter, 9 cm Intracerebral infusion/drainage catheter, long- term, HOLTER® Ventricular Catheter/Ventricular Right- Angle Catheter, 10 cm Intracerebral infusion/drainage catheter, long- term, Holter Type "A" Atrial Catheter/Distal Atrial Catheter, Type A, Barium, 45 cm Atrial cerebrospinal fluid catheter, Holter Type "B" Atrial Catheter /Distal Atrial Catheter, Type B, Barium Two Piece, Total Length 38cm, Holter Type "C" Atrial Catheter/Distal Atrial Catheter, Type C, Barium, Total Length 42cm Atrial cerebrospinal fluid catheter, Holter Type "E" Atrial Catheter/Distal Atrial Catheter, Type E, Barium, Total Length 48 cm Atrial cerebrospinal fluid catheter, Holter Type "H" Atrial Catheter/Atrial Catheter, Type H, Barium, Total Length 41 cm Atrial cerebrospinal fluid catheter, Holter Rickham Ventriculostomy Reservoir/Ventriculostomy Reservoir Plastic Base Standard Cerebrospinal Fluid Reservoir, Holter Rickham Ventriculostomy Reservoir/Ventriculostomy Reservoir Stainless Steel Base Standard Cerebrospinal Fluid Reservoir, Holter Rickham Ventriculostomy Reservoir/Ventriculostomy Reservoir (Large) Plastic Base Cerebrospinal Fluid Reservoir, Holter Rickham Ventriculostomy Reservoir/Ventriculostomy Reservoir (Large) Stainless Steel Base Cerebrospinal Fluid Reservoir, Holter Rickham Ventriculostomy Reservoir/Ventriculostomy Reservoir (low profile) Plastic base Cerebrospinal Fluid Reservoir, Holter Rickham Ventriculostomy Reservoir/Ventriculostomy Reservoir (low profile) Stainless Steel Base Cerebrospinal Fluid Reservoir, Holter Rickham Ventriculostomy Reservoir/Ventriculostomy Reservoir Plastic Base, Small Cerebrospinal Fluid Reservoir, Holter Rickham Ventriculostomy Reservoir/Ventriculostomy Reservoir Plastic Base, Large Cerebrospinal Fluid Reservoir, Holter Distal Peritoneal Catheters, Open-ended/Distal Peritoneal Catheters, Barium, 90 cm, Open-ended Peritoneal Catheter, Holter Distal Peritoneal Catheters, Salmon Style/Distal Peritoneal Catheters, Barium, 90 cm Peritoneal Catheter, Holter Type A Connector/Connector, Stainless Steel, 10.4 mm Cerebrospinal Fluid Connector, Holter Type B Connector /Connector, Stainless Steel, 8mm Cerebrospinal Fluid Connector | O.E.S DISTRIMED | 2024-04-30T00:00:00.000+02:00 | Integra LifeSciences Production Corporation 11 Cabot Boulevard Mansfield,MA 02048 USA | 82-1630, 82-1632, 82-1634, 82-1642, 82-1644, 82-1650, 82-1652, 82-1654, 82-1656, 82-1658, 82-1660, 82-1662, 82-1664, 82-1666, 82-1670, 82-1672, 82-1674, 82-1676, 82-1678, 82-1615, 82-1621, 82-1616, 82-1623, 82-1617, 82-1625, 82-1618, 82-1619, 82-1682, 82-1684, 82-1694, 82-1695 | Klasa III | Produkte hidrocefalike,Kateter Ventrikular me rezervuar,perdorim ne neurokirurgji, Produkte hidrocefalike,Kateter Ventrikular ,perdorim ne neurokirurgji, Produkte hidrocefalike,Kateter Atrial ,perdorim ne neurokirurgji, Produkte hidrocefalike ,Rezervuar Ventrikulostomie ,perdorim ne neurokirurgji, Produkte hidrocefalike Kateter distal peritoneal ,perdorim ne neurokirurgji, Konektor lidhes Celebrospinal ,perdorim ne neurokirurgji | Pajisje te implantueshme jo aktive
16450 | Ultrasound Probe TA2-9 | PEGASUS. | 2024-05-02T00:00:00.000+02:00 | Samsung Medison Co., Ltd 3360 Hanseo-ro, Nam-myein, Hongcheon-gun, Gangwon-do 25108 Republic of Korea | TA2-9 | Klasa IIa | Eshte sonde e aparatit skaner me ultratinguj qe perdoret per qellime ekzaminuese diagnostike | Pajisje diagnostikuese dhe terapeutike me rezatim
16451 | PILON FIXATOR (from S to L), SEGMANTEL FIXATOR (from S to L), FINGER FIXATOR (from S to L), FINGER FIXATOR (JOINT), DINAMIK FIXATOR, DINAMIK FIXATOR LONG, LENGTHENING FINGER FIXATOR (from S to L), T CLAMP (FEMUR-TIBIA), HUMERUS T CLAMP, 135° CLAMP ON, 135° CLAMP OFF, MULTI-AXIS FIXATOR MOBILE T CLAMP, MULTI-AXIS FIXATOR PIN HOLDER CLAMP, MULTIAXIAL FIXATOR KOMPRESYON DISTRAKSIYON TUBE, MULTIAXIAL FIXATOR TÜP/ROD, MULTIAXIAL FIXATOR ROD-ROD CLAMP, SEGMANTEL HUMERUS FIXATOR (from S to L), MULTIAKSIYEL PIN-ROD CLAMP 3-4 / 5 mm (Al), MULTIAKSIYEL PIN-ROD CLAMP 4-5 / 5-8 mm (Al), MULTIAKSIYEL PIN-ROD CLAMP 5-6 / 8-9-11-12 mm (Al), EKSTREMITE ELBOW FIXATOR (from S to L), WRIST FIXATOR KIT, WRIST FIXATOR, CORTICAL ONE STEP PIN Ø 3X(from 80 to 160 mm) (HA COATED) (SS), CORTICAL ONE STEP PIN Ø 3X(from 80 to 160 mm) (HA COATED) (Ti), CORTICAL ONE STEP PIN Ø 4X(from 80 to 220 mm) (HA COATED) (Ti), CORTICAL ONE STEP PIN Ø 5 X(from 120 to 260 mm) (HA COATED) (Ti), SCHANZ SCREW CORTICAL THREAD 2X(from 35 to 120 mm) (SS), SCHANZ SCREW CORTICAL THREAD 3X(from 60 to 160 mm) (SS), SCHANZ SCREW CORTICAL THREAD 4X(from 70 to 180 mm) (SS), SCHANZ SCREW CORTICAL THREAD 5X(from 110 to 300 mm) (SS), SCHANZ SCREW CORTICAL THREAD 6X(from 140 to 300 mm) (SS), SCHANZ SCREW CORTICAL THREAD 2X(from 50 to 100 mm (Ti), SCHANZ SCREW CORTICAL THREAD 3X(from 80 to 140 mm) (Ti), SCHANZ SCREW CORTICAL THREAD 4X(from 80 to 150 mm) (Ti), SCHANZ SCREW CORTICAL THREAD 5 X (from 120 to 260 mm) (Ti), SCHANZ SCREW CORTICAL THREAD 6X(from 130 to 260 mm) (Ti), SCHANZ SCREW SPONGIOZ THREAD 2X(from 50 to 100 mm) (SS), SCHANZ SCREW SPONGIOZ THREAD 3X(from 80 to 160 mm) (SS), SCHANZ SCREW SPONGIOZ THREAD 4X(from 80 to 150 mm) (SS), SCHANZ SCREW SPONGIOZ THREAD 5X(from 140 to 260 mm) (SS), SCHANZ SCREW SPONGIOZ THREAD 6X(from 140 to 260 mm) (SS), SCHANZ SCREW SPONGIOZ THREAD 5X140 mm (Ti), SCHANZ SCREW CORTICAL THREAD Ø 2X(from 35 to 110 mm) (SS), SCHANZ SCREW CORTICAL THREAD Ø 3X(from 60 to 160 mm) (SS), SCHANZ SCREW CORTICAL THREAD Ø 5X(from 110 to 300 mm) (SS), SCHANZ SCREW CORTICAL THREAD Ø 6X(from 140 to 300 mm) (SS), SCHANZ SCREW CORTICAL THREAD Ø 2X(from 50 to 100 mm) (Ti), SCHANZ SCREW CORTICAL THREAD Ø 3X(from 80 to 140 mm) (Ti), SCHANZ SCREW CORTICAL THREAD Ø 5X(from 140 to 260 mm) (Ti), SCHANZ SCREW CORTICAL THREAD Ø 6X(from 140 to 260 mm) (Ti), CORTICAL ONE STEP PIN Ø 2X(from 70 to 120 mm) (HA COATED) (SS), CORTICAL ONE STEP PIN Ø 3X(from 80 to 160 mm) (HA COATED) (SS), CORTICAL ONE STEP PIN Ø 4X(from 80 to 220 mm) (HA COATED) (SS), CORTICAL ONE STEP PIN Ø 5 X (from 120 to 260 mm) (HA COATED) (SS), CORTICAL ONE STEP PIN Ø 6 X (from 130 to 300 mm) (HA COATED) (SS), CORTICAL ONE STEP PIN Ø 2X(from 60 to 100 mm) (HA COATED) (Ti), CORTICAL ONE STEP PIN Ø 4X(from 80 to 220 mm )(HA COATED) (Ti), CORTICAL ONE STEP PIN Ø 5 X (from 120 to 260 mm) (HA COATED) (Ti), CORTICAL ONE STEP PIN Ø 6X(from 180 to 220 mm) (HA COATED) (Ti), SCHANZ SCREW CORTICAL THREAD Ø 4X(from 70 to 180 mm) (SS), SCHANZ SCREW CORTICAL THREAD Ø 6X(from 140 to 300 mm) (SS), SCHANZ SCREW CORTICAL THREAD Ø 4X(from 80 to 150 mm) (Ti), SCHANZ SCREW CORTICAL THREAD Ø 5X(from 140 to 260) mm (Ti), SCHANZ SCREW CORTICAL THREAD Ø 6X(from 140 to 230 mm) (Ti), DYNAMIC AXIAL EXTERNAL FIXATOR FEMUR TIBIA (from S to L), DYNAMIC AXIAL EXTERNAL FIXATOR HUMERUS (from S to L), WRIST EXTERNAL FIXATOR (from S to L), DYNAMIC AXIAL EXTERNAL FIXATOR PELVIC (from S to L), LENGTHENING (LIMB LENGHENER) FIXATOR (from S to L) | LAYO | 2024-04-29T00:00:00.000+02:00 | ZIMED MEDIKAL SANAYI VE TICARET LIMITED SIRKETI, AYDINLAR MAHALLESI 03070 CAD. NO: 4 SEHITKAMIL 27580 GAZIANTEP - TURKEY | 5064-(from 0001 to 0003), 5074-(from 0001 to 0003), 5082-(from 0001 to 0003), 5084-0000, 5084-0002, 5084-0003, 5084-(from 0010 to 0030), 5094-0001, 5104-0000, 5104-0001, 5104-0002, 5154-0010, 5154-0020, 5154-0030, 5154-0040, 5154-0050, 5154-0060, 5164-(from 0001 to 0003), 5224-0000, 5224-0001, 5304-0010, 5304-0020, 5304-0030, 5934-(from 0001 to 0003), E.5034-(from 0001 to 0003), E.5224-0000, E.5224-0001, 6191-(from 2070 to 2120), 6191-(from 3080 to 3160), 6191-(from 4080 to 4220), 6191-(from 5120 to 5260), 6191-(from 6130 to 6300), 6192-(from 2060 to 2100), 6192-(from 3080 to 3160), 6192-(from 4080 to 4220), 6192-(from 5120 to 5260), 6192-(from 6180 to 6220), 6011-(from 2035 to 2120), 6011-(from 3060 to 3160), 6011-(from 4070 to 4180) , 6011-(from 5110 to 5300), 6011-(from 6140 to 6300), 6012-(from 2050 to 2100), 6012-(from 3080 to 3140), 6012-(from 4080 to 4150), 6012-(from 5120 to 5260), 6012-(from 6130 to 6260), 6021-(from 2050 to 2100), 6021-(from 3080 to 3160), 6021-(from 4080 to 4150), 6021-(from 5140 to 5260), 6021-(from 6140 to 6260), 6022-5140, 6131-(from 2035 to 2110), 6131-(from 3060 to 3160), 6131-(from 4070 to 4180), 6131-(from 5110 to 5300), 6131-(from 6140 to 6300), 6132-(from 2050 to 2100), 6132-(from 3080 to 3140), 6132-(from 4080 to 4150), 6132-(from 5140 to 5260), 6132-(from 6140 to 6260), E.6191-(from 2070 to 2120), E.6191-(from 3080 to 3160), E.6191-(from 4080 to 4220), E.6191-(from 5120 to 5260), E.6191-(from 6130 to 6300), E.6192-(from 2060 to 2100), E.6192-(from 3080 to 3160), E.6192-(from 4080 to 4220), E.6192-(from 5120 to 5260), E.6192-(from 6180 to 6220), E.6131-(from 2035 to 2110), E.6131-(from 3060 to 3160), E.6131-(from 4070 to 4180), E.6131-(from 5110 to 5300), E.6131-(from 6140 to 6300), E.6132-(from 2050 to 2100), E.6132-(from 3080 to 3140), E.6132-(from 4080 to 4150), E.6132-(from 5140 to 5260), E.6132-(from 6140 to 6230), 5014-(from 0001 to 0003), 5024-(from 0001 to 0003), 5034-(from 0001 to 0003), 5044-(from 0001 to 0003), 5054-(from 0001 to 0003) | Klasa IIb | Paisje mjekësore të cilat shërbejnë për të stabilizuar dhe për të mbajtur kockat e frakturuara në pozicionin e duhur. Përdoren në shërbimin e ortopedisë për fiksimin e frakturave. | Pajisje te implantueshme aktive
16452 | TATO | BIOMETRIC ALBANIA | 2024-04-30T00:00:00.000+02:00 | Biomedical Srl - Address: Via G.B. Lulli, 43 50144 Firenze (FI), Italy | TATO2, TATO3 | Klasa IIb | Sistem per trajtime termike onkologjike me mikro vale. | Produkte per institucione te kujdesit shendetesor
16453 | TATOPRO | BIOMETRIC ALBANIA | 2024-04-30T00:00:00.000+02:00 | Biomedical Srl - Address: Via G.B. Lulli, 43 50144 Firenze (FI), Italy | TTP xx yy β D(G)LR - αα | Klasa IIa | Aplikatore per pajisjen TATO | Produkte per institucione te kujdesit shendetesor
16454 | Blood Collection Sets / Safe Touch Blood Collection Sets / 23GX3/4" LUER ADAPTER 300MM., I.V. Cathethers / Size: 24G x 3/4" , I.V. Cathethers / Size: 24G x 1", Safe Touch Catheters / Size: 14G x 2", Safe Touch Catheters / Size: 16G x 2", Safe Touch Catheters / Size: 18G x 2", Safe Touch Catheters / Size: 18G x 1 1/4" , Safe Touch Catheters / Size: 20G x2", Safe Touch Catheters / Size: 20G x 1 1/4", Safe Touch Catheters / Size: 20G x 1" , Safe Touch Catheters / Size: 22G x 1", Safe Touch Catheters / Size: 22G x 1 1/4", Safe Touch Catheters / Size: 24G x 3/4", Safe Touch Catheters / Size: 24G x 1", Syringes with needles / Syringe with needle / Size: 1 ml, Syringes with needles / Syringe with needle / Size: 2 ml, Syringes with needles / Syringe with needle / Size: 3 ml, Syringes with needles / Syringe with needle / Size: 5 ml, Syringes with needles / Syringe with needle / Size: 10 ml, Syringes with needles / Syringe with needle / Size: 20 ml, Syringes with needles / ND Syringe / Size: 1 ml, Syringes with needles / LD Syringe / Size: 1 ml, Blood Collection Sets / Safe Touch Blood Collection Sets / 21GX3/4" LUER ADAPTER 190MM., Blood Collection Sets / Safe Touch Blood Collection Sets / 21GX3/4" LUER ADAPTER 300MM., Blood Collection Sets / Safe Touch Blood Collection Sets / 22GX3/4" LUER ADAPTER 190MM., Blood Collection Sets / Safe Touch Blood Collection Sets / 22GX3/4" LUER ADAPTER 300MM., Blood Collection Sets / Safe Touch Blood Collection Sets / 23GX3/4" LUER ADAPTER 190MM., Safetouch Needles / Gauge 26, Safetouch Needles / Gauge 27, Safetouch Needles / Gauge 29, Safetouch Needles / Gauge 30, PSV Sets / PSV Sets / Type 18G, PSV Sets / PSV Sets / Type 19G, PSV Sets / PSV Sets / Type 20G, PSV Sets / PSV Sets / Type 21G, PSV Sets / PSV Sets / Type 22G, PSV Sets / PSV Sets / Type 23G, PSV Sets / PSV Sets / Type 24G, PSV Sets / PSV Sets / Type 25G, PSV Sets / PSV Sets / Type 27G, PSV Sets / Safe Touch PSV / 19GX3/4" EL LUER CAP 300MM., PSV Sets / Safe Touch PSV / 21GX3/4" EL LUER CAP 300MM., PSV Sets / Safe Touch PSV / 22GX3/4" EL LUER CAP 300MM., PSV Sets / Safe Touch PSV / 23GX3/4" EL LUER CAP 300MM., PSV Sets / Safe Touch PSV / 25GX3/4" EL LUER CAP 300MM., PSV Sets / Safe Touch PSV for CSL customer / 21GX3/4" EL LUER CAP 35MM, PSV Sets / Safe Touch PSV Low priming volume / ST PSV 25G x 3/4", AVF Needles / AFV set / Type 14G, Blood Lines / A438R-V918R, Blood Lines / B0002TR, Blood Lines / B0003TR, Blood Lines / B0004TR, Blood Lines / B0006TR, Blood Lines / B0007TR, Blood Lines / A144DR/V713DR, Blood Lines / A363R-V849R, Blood Lines / A365R-V851 R, Blood Lines / A372R-V858R, Blood Lines / A373R-V859R, Blood Lines / A426DR/V908DR, Blood Lines / NS-2060-15DR, Blood Lines / A446R-V926R, Blood Lines / A447R-V927R, Blood Lines / A363R-V849R (NAU), Blood Lines / A364R-V850R (NAU), Blood Lines / A363R-V849R-RU, Blood Lines / A364R-V850R-RU, Blood Lines / A365R-V851R-RU, Blood Lines / A366R-V852-R-RU, I.V. Cathethers / Size: 16G x 2", I.V. Cathethers / Size: 18G x 2", I.V. Cathethers / Size: 18G x 1 1/4", I.V. Cathethers / Size: 20G x2" , I.V. Cathethers / Size: 20G x 1 1/4", I.V. Cathethers / Size: 22G x 1", I.V. Cathethers / Size: 22G x 1 1/4", AVF Needles / AFV set / Type 15G, AVF Needles / AFV set / Type 16G, AVF Needles / AFV set / Type 17G, AVF Needles / AFV single needle set / Type 14G, AVF Needles / AFV single needle set / Type 15G, AVF Needles / AFV single needle set / Type 16G, AVF Needles / AFV single needle set / Type 17G, AVF Needles / SafeTouch AFV set / ST.AVF 14X1" HTC-15R, AVF Needles / SafeTouch AFV set / ST.AVF 14X1" HTC-30R, AVF Needles / SafeTouch AFV set / ST.AVF 14X1" TC-15B, AVF Needles / SafeTouch AFV set / ST.AVF 14X1" TC-30B, AVF Needles / SafeTouch AFV set / ST.AVF 14X1" C-15B, AVF Needles / SafeTouch AFV set / ST.AVF 14X1" C-30B, AVF Needles / SafeTouch AFV set / ST.AVF 14X1" HC-30R, AVF Needles / SafeTouch AFV set / ST.AVF 14X1" HC-15R, AVF Needles / SafeTouch AFV set / ST.AVF 14X1" HC-30B, AVF Needles / SafeTouch AFV set / ST.AVF 14X1" HC-15B, AVF Needles / SafeTouch AFV set / ST.AVF 14X1" HC-30W, AVF Needles / SafeTouch AFV set / ST.AVF 14X1" HC-15W, AVF Needles / SafeTouch AFV set / ST.AVF 15X1" C-15B, AVF Needles / SafeTouch AFV set / ST.AVF 15X1" C-30B, AVF Needles / SafeTouch AFV set / ST.AVF 15X1" HC-15R, AVF Needles / SafeTouch AFV set / ST.AVF 15X1" HC-30R, AVF Needles / SafeTouch AFV set / ST.AVF 15X1" HC-15B, AVF Needles / SafeTouch AFV set / ST.AVF 15X1" HC-30B, AVF Needles / SafeTouch AFV set / ST.AVF 15X1" HC-15W, AVF Needles / SafeTouch AFV set / ST.AVF 15X1" HC-30W, AVF Needles / SafeTouch AFV set / ST.AVF 15X1" HTC-15R, AVF Needles / SafeTouch AFV set / ST.AVF 15X1" HTC-30R, AVF Needles / SafeTouch AFV set / ST.AVF 15X1" TC-15B, AVF Needles / SafeTouch AFV set / ST.AVF 15X1" TC-30B, AVF Needles / SafeTouch AFV set / ST.AVF 16X1" C-15B, AVF Needles / SafeTouch AFV set / ST.AVF 16X1" C-30B, AVF Needles / SafeTouch AFV set / ST.AVF 16X1" HC-15R, AVF Needles / SafeTouch AFV set / ST.AVF 16X1" HC-30R, AVF Needles / SafeTouch AFV set / ST.AVF 16X1" HC-15B, AVF Needles / SafeTouch AFV set / ST.AVF 16X1" HC-30B, AVF Needles / SafeTouch AFV set / ST.AVF 16X1" HC-15W, AVF Needles / SafeTouch AFV set / ST.AVF 16X1" HC-30W, AVF Needles / SafeTouch AFV set / ST.AVF 16X1" HTC-15R, AVF Needles / SafeTouch AFV set / ST.AVF 16X1" HTC-30R, AVF Needles / SafeTouch AFV set / ST.AVF 16X1" TC-15B, AVF Needles / SafeTouch AFV set / ST.AVF 16X1" TC-30B, AVF Needles / SafeTouch AFV set / ST.AVF 17X1" C-15B, AVF Needles / SafeTouch AFV set / ST.AVF 17X1" C-30B, AVF Needles / SafeTouch AFV set / ST.AVF 17X1" HC-30R, AVF Needles / SafeTouch AFV set / ST.AVF 17X1" HC-15R, AVF Needles / SafeTouch AFV set / ST.AVF 17X1" HC-30B, AVF Needles / SafeTouch AFV set / ST.AVF 17X1" HC-15B, AVF Needles / SafeTouch AFV set / ST.AVF 17X1" HC-30W, AVF Needles / SafeTouch AFV set / ST.AVF 17X1" HC-15W, AVF Needles / SafeTouch AFV set / ST.AVF 17X1" HTC-15R, AVF Needles / SafeTouch AFV set / ST.AVF 17X1" HTC-30R, AVF Needles / SafeTouch AFV set / ST.AVF 17X1" TC-15B, AVF Needles / SafeTouch AFV set / ST.AVF 17X1" TC-30B, AVF Needles / AFV set Gamma / Needle gauge: 14G 2.10mm, AVF Needles / AFV set Gamma / Needle gauge: 15G 1.80mm, AVF Needles / AFV set Gamma / Needle gauge: 16G 1.60mm, AVF Needles / AFV set Gamma / Needle gauge: 17G 1.40mm, AVF Needles / Single needle Gamma / Needle gauge: 14G 2.10mm, AVF Needles / Single needle Gamma / Needle gauge: 15G 1.80mm, AVF Needles / Single needle Gamma / Needle gauge: 16G 1.60mm, AVF Needles / Single needle Gamma / Needle gauge: 17G 1.40mm, AVF Needles / SafeTouch AFV Gamma /Needle gauge: 14G 2.10mm, AVF Needles / SafeTouch AFV Gamma /Needle gauge: 15G 1.80mm, AVF Needles / SafeTouch AFV Gamma /Needle gauge: 16G 1.60mm, AVF Needles / SafeTouch AFV Gamma /Needle gauge: 17G 1.40mm, AVF Needles / BioHole Needle (Gamma) / Needle gauge: 14G 2.00mm, AVF Needles / BioHole Needle (Gamma) / Needle gauge: 15G 1.80mm, AVF Needles / BioHole Needle (Gamma) / Needle gauge: 16G 1.60mm, AVF Needles / BioHole Needle (Gamma) / Needle gauge: 17G 1.50mm, AVF Needles / BioHole needle (EtO) / Needle gauge: 14G 2.00mm, AVF Needles / BioHole needle (EtO) / Needle gauge: 15G 1.80mm, AVF Needles / BioHole needle (EtO) / Needle gauge: 16G 1.60mm, AVF Needles / BioHole needle (EtO) / Needle gauge: 17G 1.50mm, AVF Needles / Single needle Dull AVF / Needle gauge: 14G 2.00mm, AVF Needles / Single needle Dull AVF / Needle gauge: 15G 1.80mm, AVF Needles / Single needle Dull AVF / Needle gauge: 16G 1.60mm, AVF Needles / Single needle Dull AVF / Needle gauge: 17G 1.50mm, AVF Needles / SafeTouch TULIP EtO /Needle gauge: 14G, AVF Needles / SafeTouch TULIP EtO /Needle gauge: 15G, AVF Needles / SafeTouch TULIP EtO /Needle gauge: 16G, AVF Needles / SafeTouch TULIP EtO /Needle gauge: 17G, AVF Needles / SafeTouch TULIP Gamma /Needle gauge: 14G, AVF Needles / SafeTouch TULIP Gamma /Needle gauge: 15G, AVF Needles / SafeTouch TULIP Gamma /Needle gauge: 16G, AVF Needles / SafeTouch TULIP Gamma /Needle gauge: 17G, AVF Needles / Dull AVF with Scab Remover / Needle gauge: 14G, AVF Needles / Dull AVF with Scab Remover / Needle gauge: 15G, AVF Needles / Dull AVF with Scab Remover / Needle gauge: 16G, AVF Needles / Dull AVF with Scab Remover / Needle gauge: 17G, AVF Needles / Dull AVF Single Needle Set with Scap Remover /Needle gauge: 14G, AVF Needles / Dull AVF Single Needle Set with Scap Remover /Needle gauge: 15G, AVF Needles / Dull AVF Single Needle Set with Scap Remover /Needle gauge: 16G, AVF Needles / Dull AVF Single Needle Set with Scap Remover /Needle gauge: 17G, AVF Needles / BioHole SafeTouch Tulip AVF Needle (Gamma) / Needle gauge: 14G, AVF Needles / BioHole SafeTouch Tulip AVF Needle (Gamma) / Needle gauge: 15G, AVF Needles / BioHole SafeTouch Tulip AVF Needle (Gamma) / Needle gauge: 16G, AVF Needles / BioHole SafeTouch Tulip AVF Needle (Gamma) / Needle gauge: 17G, Blood Lines / A041-V608, Blood Lines / A042-V613 , Blood Lines / A044-V610, Blood Lines / A045-V612, Blood Lines / A047-V610, Blood Lines / V644 , Blood Lines / A112-V682 , Blood Lines / A114-V6B4, Blood Lines / A121-V691 , Blood Lines / A133-V702, Blood Lines / A134-V721 , Blood Lines / A135-V704, Blood Lines / A146-V715 , Blood Lines / A147-V716, Blood Lines / A162-V730, Blood Lines / A163-V731, Blood Lines / A164-V732, Blood Lines / A165-V733, Blood Lines / A170-V739, Blood Lines / A176-V684, Blood Lines / A179-V747, Blood Lines / A181-V749, Blood Lines / A183-V751, Blood Lines / A186-V754, Blood Lines / A187-V755, Blood Lines / A188-V756, Blood Lines / A189-V757, Blood Lines / A198-V766, Blood Lines / A199-V767, Blood Lines / A200-V768, Blood Lines / A250 V775, Blood Lines / A251-V776, Blood Lines / V782 , Blood Lines / A272-V783 , Blood Lines / A289-V800, Blood Lines / A316-V814, Blood Lines / A324-V822, Blood Lines / A326-V824, Blood Lines / A342-V840 , Blood Lines / A343-V715, Blood Lines / A344-V716, Blood Lines / A345-V717, Blood Lines / A415-V898 , Blood Lines / A030/V613, Blood Lines / A071/V648, Blood Lines / A147-V715, Blood Lines / A150/V696, Blood Lines / A158/V726 , Blood Lines / NS-2060-1, Blood Lines / NS-2060 2, Blood Lines / NS-2060-4, Blood Lines / NS-2060-4L, Blood Lines / NS-2060-5, Blood Lines / NS-2060-5L , Blood Lines / NS-2060-6, Blood Lines / NS-2060-7 , Blood Lines / NS-2060-8 , Blood Lines / NS-2060-14, Blood Lines / NS-2060-15, Blood Lines / NS-2060-18, Blood Lines / NS-2060-18SUB, Blood Lines / NS-2060-19, Blood Lines / A004/V612, Blood Lines / A017/V604, Blood Lines / A108/V677, Blood Lines / A109/V678 , Blood Lines / A108CD/V677CD, Blood Lines / A109CD/V678CD, Blood Lines / A274-V785-UNO, Blood Lines / A165R-V733R, Blood Lines / A189R-V757R, Blood Lines / A196R-V764R, Blood Lines / A197R-V765R, Blood Lines / A277R-V788R, Blood Lines / A290R-V801 R, Blood Lines / A295R-V806R, Blood Lines / A297R-V808R, Blood Lines / A316R-V814R, Blood Lines / A317R-V815R, Blood Lines / A320R-V818R, Blood Lines / A329R-V827R, Blood Lines / A414R-V897R, Blood Lines / B0005R , Blood Lines / A009(M2)R/V603(M2)R, Blood Lines / A010(H3)R/V604(H3)R, Blood Lines / A015(H1)R/V609(H1)R, Blood Lines / A015(H5)R/V609(H5)R, Blood Lines / A015(H6)R/V609(H6)R, Blood Lines / A015(H6)R/V609(H8)R, Blood Lines / A015(H6)R/V609(H9)R, Blood Lines / A073R/V650R(G3D) , Blood Lines / A123R/V693R, Blood Lines / A131R/V700R, Blood Lines / A152R/V719R, Blood Lines / A158R/V726R, Blood Lines / A189R/V757R, Blood Lines / A260R/V778R, Blood Lines / A260R(MU)/V778R(MU), Blood Lines / A290R-V801R, Blood Lines / V375R/V875R, Blood Lines / A439E-V919R, Blood Lines / A434R-V914R, Blood Lines / A146R-V715R-RU, Blood Lines / A165R-V733R-RU, Blood Lines / A196R-V764R-RU, Blood Lines / A197R-V765R-RU, Blood Lines / A274R-V785R-UNO-RU, Blood Lines / A316R-V714R-RU, Blood Lines / A317R-V815R-RU, Blood Lines / A329R-827R-RU, Blood Lines / A434R-V914R-RU, Blood Lines / A133R/V702R, Blood Lines / A197TR-V765TR, Blood Lines / A205TR-V773TR, Blood Lines / A347TR-V719TR, Blood Lines / A360TR-V846TR, Blood Lines / A364R-V850R, Blood Lines / A365R-V851 R , Blood Lines / A366R-V852R, Blood Lines / A367R-V853R , Blood Lines / A367TR-V853TR, Blood Lines / A368R-V854R, Blood Lines / A368TR-V854TR , Blood Lines / A369R-V855R, Blood Lines / A370R-V856R, Blood Lines / A370TR-V856TR, Packed Needles / Gauge 16, Packed Needles / Gauge 18, Packed Needles / Gauge 19, Packed Needles / Gauge 20, Packed Needles / Gauge 21, Packed Needles / Gauge 22, Packed Needles / Gauge 23, Packed Needles / Gauge 24, Packed Needles / Gauge 25, Packed Needles / Gauge 26, Packed Needles / Gauge 27, Packed Needles / Gauge 28, Packed Needles / Gauge 29, Packed Needles / Gauge 30, Safetouch Needles / Gauge 16, Safetouch Needles / Gauge 18, Safetouch Needles / Gauge 19, Safetouch Needles / Gauge 20, Safetouch Needles / Gauge 21, Safetouch Needles / Gauge 22, Safetouch Needles / Gauge 23, Safetouch Needles / Gauge 24, Safetouch Needles / Gauge 25 | E v i t a | 2024-05-02T00:00:00.000+02:00 | Nipro Corporation 3-9-3, Honjo-Nishi, Kita-ku, Osaka 531-8510, JAPAN | BCS SF 23-30 ET, BCS SF 21-19 ET, BCS SF 21-30 ET, BCS SF 22-19 ET, BCS SF 22-30 ET, BCS SF 23-19 ET, PSV SF 19 ET, PSV SF 21 ET, PSV SF 22 ET, PSV SF 23 ET, PSV SF 25 ET, PSV-SF-21-35 ET, N/A | Klasa IIa | Materjale mjekesore qe perdoren ne dialize | Pajisje nje perdorimeshe
16455 | Intra-oral Wound Dressing,Ora-Aid,OB23, OB53 and AD12 | MOTO-MANIA | 2024-05-27T00:00:00.000+02:00 | TBM Corporation,B-301, 313, Cheomdangwagi-ro, Buk-gu, Gwangju, 61008, Korea | Intra-oral Wound Dressing,Ora-Aid,OB23, OB53 and AD12 | Klasa I | Intra-oral Wound Dressing | Pajisje dentare
16456 | Paraffin gauze dressing - VASETULLE - Sterile paraffin wound dressing | FARMACI XHENA | 2024-04-30T00:00:00.000+02:00 | YASEMIN MEDIKAL MALZEMELERI TICARET SANAYI AS ISTANBUL | 10x10 cm, 10x30 cm | Klasa IIb | Garza sterile per mjekimin e plageve. | Tjeter
16457 | Single Use Electrosurgical Knife | O.E.S DISTRIMED | 2024-05-08T00:00:00.000+02:00 | Micro-Tech (Nanjing) Co., Ltd. NO. 10 Gaoke Third Road,Nanjing National Hi-tech, Industrial Development Zone Nanjing 210032, Jiangsu Province, People's Republic of China | MK-O-2-165, MK-O-2-195, MK-O-2-235, MK-O-4-165, MK-O-4-195, MK-O-4-235, MK-T-1-165, MK-T-1-195, MK-T-1-235, MK-T-2-165, MK-T-2-195, MK-T-2-235, MK-T-4-165, MK-T-4-195, MK-T-4-235, MK-IT-1-165, MK-IT-1-195, MK-IT-1-235, MK-IT-2-165, MK-IT-2-195, MK-IT-2-235, MK-IT-4-165, MK-IT-4-195, MK-IT-4-235, MK-I-1-165-N, MK-I-1-195-N, MK-I-1-235-N, MK-I-2-165-N, MK-I-2-195-N, MK-I-2-235-N, MK-I-4-165-N, MK-I-4-195-N, MK-I-4-235-N, MK-O-1-165-N, MK-O-1-195-N, MK-O-1-235-N, MK-O-2-165-N, MK-O-2-195-N, MK-O-2-235-N, MK-O-4-165-N, MK-O-4-195-N, MK-O-4-235-N, MK-T-1-165-N, MK-T-1-195-N, MK-T-1-235-N, MK-T-2-165-N, MK-T-2-195-N, MK-T-2-235-N, MK-T-4-165-N, MK-T-4-195-N, MK-T-4-235-N, MK-IT-1-165-N, MK-IT-1-195-N, MK-IT-1-235-N, MK-IT-2-165-N, MK-IT-2-195-N, MK-IT-2-235-N, MK-IT-4-165-N, MK-IT-4-195-N, MK-IT-4-235-N, MK-I-1-165, MK-I-1-195, MK-I-1-235, MK-I-2-165, MK-I-2-195, MK-I-2-235, MK-I-4-165, MK-I-4-195, MK-I-4-235, MK-O-1-165, MK-O-1-195, MK-O-1-235 | Klasa IIb | Instrumenta nje perdorimeshe per elektrokirurgji | Pajisje nje perdorimeshe
16458 | Sterile Blood Tubing Set / NIPRO SET BLOOD TUBING SET | E v i t a | 2024-05-02T00:00:00.000+02:00 | NIPRO JMI COMPANY LIMITED Holding # 72/C, Progoti Shoroni, Middle Badda, 1212 Dhaka, BANGLADESH | A114-V684 / A114-V684-UN-2-EBD, A123-V693 / A123-V693-EBD, A134-V721 / A134-V721-EBD, A146-V715 / A146-V715-EBD, A152-V719 / A152-V719-EBD, A164-V732 / A164-V732-EBD, A165-V733 / A165-V733-EBD, A176-V684 / A176-V684-EBD, A181-V749 / A181-V749-EBD, A183-V749 / A183-V749-EBD, A186-V754 / A186-V754-EBD, A188-V756 / A188-V756-EBD, A198-V766 / A198-V766-EBD, A200-V768 / A200-V768-EBD, A250-V775 / A250-V775-EBD, A252-V777 / A252-V777-EBD, A266-V823 / A266-V823-EBD, A342-V840 / A342-V840-EBD, A345-V717 / A345-V717-EBD, A359-V845 / A359-V845-EBD, A412-V895 / A412-V895-EBD , BH001 / BH001-EBD, BH002 / BH002-EBD, A034/V618 / A034/V618 (pre pump), A058/V634 / A058/V634 (post pump), A108/V677, A131/V700, A157/V725, A169/V738, A191/V759, A192/V760, A268/V779, A336/V834, A337(B)/V835(B), A337(B)/V835(D), A339/V837, A065J/V643J, A262(UE)/V779, A262/V779(WOFE), A262 (U)/V779(U), NS-2060-15, NS-2060-16, NS-2060-17, A058(N)/V634(N), A105(P)/V671 | Klasa IIa | Set steril një përdorimesh qe perdoret me një hemodializer të caktuar | Pajisje nje perdorimeshe
16459 | VIDAS CUBE V1.1 SOFTWARE CLINIC 424792 | LABOPHARMA SHPK | 2024-05-07T00:00:00.000+02:00 | Biomerieux SA 376 Chemin de l'Orme 69280 Marcy-l'Etoile France | 424792 | In vitro | Jane software te aparatit analizues diagnostikues VITEK KUBE qe perdoret per procesimin e mostrave te gjakut ne laborator. | Pajisje te diagnostifikimit in vitro
16460 | MEDRAD Salient Contrast Injector Single Basic, MEDRAD Salient Contrast Injector Single with Wireless RCU, MEDRAD Salient Contrast Injector Dual with Wireless RCU, MEDRAD Vistron Plus Contrast Injector | Health & Light | 2024-05-14T00:00:00.000+02:00 | Imaxeon, Pty Ltd/ Unit 1, 38-46 South St.Rydalmere, NSW2116, Australia | DC0095, DC009SW, DC009DW, VPOO1 | Klasa IIb | MEDRAD Injektor kontrasti model Salient tek bazik , MEDRAD Injektor kontrasti model Salient tek me wireless RCU, MEDRAD Injektor kontrasti model Salient me dy koka me wireless RCU, MEDRAD Injektor kontrasti model Vistron Plus | Pajisje elektromekanike
16461 | Portable X-ray System | DELTA DENT | 2024-04-18T00:00:00.000+02:00 | 4F & 5F, Hanshin IT Tower II, 47, Digital-ro 9-gil, Geumcheon-gu, Seoul 08511, Republic of Korea | DT-703, DT-703E | Klasa IIb | Aparat grafie portativ | Pajisje dentare
16462 | Erkodur, 3.00 mm, 125 x 125 mm, clear, Erkodur, 0.50 mm, Ø 125 mm, clear, Erkodur, 0.60 mm, Ø 125 mm, clear, Erkodur, 0.80 mm, Ø 125 mm, clear, Erkodur, 1.00 mm, Ø 125 mm, clear, Erkodur, 1.50 mm, Ø 125 mm, clear, Erkodur, 2.00 mm, Ø 125 mm, clear, Erkodur, 2.50 mm, Ø 125 mm, clear, Erkodur, 3.00 mm, Ø 125 mm, clear, Erkodur, 4.00 mm, Ø 125 mm, clear, Erkodur-al, 0.6 mm, Ø 120 mm, clear, Erkodur-al, 1.0 mm, Ø 120 mm, clear, Erkodur-OMl, 0.60 mm,Ø 125 mm, tooth colour, Erkodur-OMl, 1.00 mm, Ø 125 mm, tooth colour, Erkodur-OMl, 1.50 mm, Ø 125 mm, tooth colour, Erkodur-OM1, 2.00 mm, Ø 125 mm, tooth colour, Erkodur-al, 0.6 mm,Ø 120 mm, clear, Erkodur-al, 0.8 mm, Ø 120 mm, clear, Erkodur-al 240, 0.6 mm, Ø 240, clear, Erkodur-al 240, 0.8 mm, Ø 240, clear, Erkodur-al 240, 1.0 mm, Ø 240, clear, Erkodur-OMl, 0.60 mm, 125 x 125 mm, tooth colour, Erkodur-OMl, 1.00 mm, 125 x 125 mm, tooth colour, Erkodur-OMl, 1.50 mm, 125 x 125 mm, tooth colour, Erkodur-OMl, 2.00 mm, 125 x 125 mm, tooth colour, Erkodur-A2, 0,60 mm, 125 x 125 mm, tooth colour, Erkodur-A2, 1,00 mm, 125 x 125 mm, tooth colour, Erkodur-A2, 1,5 mm, 125 x 125 mm, tooth colour, Erkodur-A2, 2,00 mm, 125 x 125 mm, tooth colour, Erkodur-Al, 0,60 mm, Ø 125 mm, tooth colour, Erkodur-Al, 1,00 mm, Ø 125 mm, tooth colour, Erkodur-Al, 1,50 mm, Ø 125 mm, tooth colour, Erkodur-Al, 2,00 mm,Ø 125 mm, tooth colour, Erkodur-OMl, 0.60 mm, Ø 120 mm, tooth colour, Erkodur-OMl, 1.00 mm, Ø 120 mm, tooth colour, Erkodur-OMl, 1.50 mm, Ø 120 mm, tooth colour, Erkodur-OMl, 2.00 mm, Ø 120 mm, tooth colour, Erkodur-A3, 0.60 mm, Ø 120 mm, tooth colour, Erkodur-A3, 1.00 mm, Ø 120 mm, tooth colour, Erkodur-A3, 1.50 mm, Ø 120 mm, tooth colour, Erkodur-A3, 2.00 mm, Ø 120 mm, tooth colour, Erkodur-OMl, 0.60 mm, Ø 120 mm, tooth colour, Erkodur-OMl, 1,50 mm, Ø 120 mm, tooth colour, Erkodur-OMl, 2,00 mm, Ø 120 mm, tooth colour, Erkodur-A2, 0.60 mm, Ø 125 mm, tooth colour, Erkodur-A2, 1.00 mm, Ø 125 mm, tooth colour, Erkodur-A2, 1.50 mm, Ø 125 mm, tooth colour, Erkodur-A2, 2.00 mm, Ø 125 mm, tooth colour, Erkodur-A3, 0.60 mm, Ø 125 mm, tooth colour, Erkodur-A3, 1.00 mm, Ø 125 mm, tooth colour, Erkodur-A3, 1.50 mm, Ø 125 mm, tooth colour, Erkodur-Al, 0,60 mm, Ø 120 mm, tooth colour, Erkodur-Al, 1,00 mm,Ø 120 mm, tooth colour, Erkodur-Al, 2,00 mm, Ø 120 mm, tooth colour, Erkodur-A2, 0.60 mm, 125 x 125 mm, tooth colour, Erkodur-A2, 1.00 mm, 125 x 125 mm, tooth colour, Erkodur-A2, 1.50 mm, 125 x 125 mm, tooth colour, Erkodur-A2, 2.00 mm, 125 x 125 mm, tooth colour, Erkodur-A3, 0.60 mm, 125 x 125 mm, tooth colour, Erkodur-A3, LOO mm, 125 x 125 mm, tooth colour, Erkodur-A3, 1.50 mm, 125 x 125 mm, tooth colour, Erkodur freeze, 1.00 mm, 0 125 mm, turquoise, Erkodur freeze, 3.00 mm, Ø 125 mm, turquoise, Erkodur freeze, 1.00 mm, Ø 125 mm, turquoise, Erkodur freeze, 1.50 mm, Ø 125 mm, turquoise, Erkodur freeze, 2.00 mm, Ø 125 mm, turquoise, Erkodur freeze, 2.50 mm, Ø 125 mm, turquoise, Erkodur freeze, 1.50 mm, Ø 125 mm, turquoise, Erkodur freeze, 2,00 mm, Ø 125 mm, turquoise, Erkodur freeze, 2,50 mm, Ø 125 mm, turquoise, Erkodur freeze, 1.00 mm, Ø 125 mm, turquoise, Erkodur-Al, 0.60 mm, 125 x 125 mm, tooth colour, Erkodur-Al, 1,00 mm,125 x 125 mm, tooth colour, Erkodur-Al, 1,50 mm,125 x 125 mm, tooth colour, Erkodur-Al, 2,00 mm,125 x 125 mm, tooth colour, Erkodur-A2, 0,60 mm, Ø 125 mm, tooth colour, Erkodur-A2, 1,00 mm, Ø 125 mm, tooth colour, Erkodur-A2, 1,50 mm, Ø 125 mm, tooth colour, Erkodur-A2, 2,00 mm, Ø 125 mm, tooth colour, Erkodur-A2, 0,60 mm,Ø 120 mm, tooth colour, Erkodur-A2, 1,00 mm,Ø 120 mm, tooth colour, Erkodur-A2, 1,50 mm, Ø 120 mm, tooth colour, Erkodur-A2, 2,00 mm, Ø 120 mm, tooth colour, Erkodur freeze, 1.00 mm, 125 x 125 mm, turquoise, Erkodur freeze, 1.50 mm, 125 x 125 mm, turquoise, Erkodur freeze, 2.00 mm, 125 x 125 mm, turquoise, Erkodur freeze, 2.50 mm, 125 x 125 mm, turquoise, Erkodur freeze, 3.00 mm, 125 x 125 mm, turquoise, Erkodur freeze, 1.50 mm, 125 x 12:5 mm, turquoise, Erkodur freeze, 2,00 mm, 125 x 125 mm, turquoise, Erkodur freeze, 2,50 mm, 125 x 125 mm, turquoise, Erkodur, 4.00 mm, Ø 120 mm, clear, Erkodur, 5.00 mm, Ø 120 mm, clear, Erkodur, 0.60 mm, 125 x 125 mm, clear, Erkodur, 0.80 mm, 125 x 125 mm, clear, Erkodur, 1.50 mm, 125 x 125 mm, clear, Erkodur, 2.00 mm, 125 x 125 mm, clear, Erkodur, 3.00 mm, 125 x 125 mm, clear, Erkodur, 0.50 mm,Ø 125 mm, clear, Erkodur, 0.60 mm,Ø 125 mm, clear, Erkodur, 0.80 mm,Ø 125 mm, clear, Erkodu, 1.00 mm,Ø 125 mm, clear, Erkodu, 1.50 mm,Ø 125 mm, clear, Erkodu, 2.00 mm,Ø 125 mm, clear, Erkodu, 2.50 mm, Ø 125 mm, clear, Erkodu, 3.00 mm, Ø 125 mm, clear, Erkodu, 4.00 mm,Ø 125 mm, clear, Erkodu-Al, 0.60 mm, Ø 125 mm, tooth colour, Erkodu-Al, 1.00 mm, Ø 125 mm, tooth colour, Erkodu-Al, 1.50 mm,Ø 125 mm, tooth colour, Erkodu-Al, 2.00 mm,Ø 125 mm, tooth colour, Erkodu-al, 0.6 mm,Ø 125 mm, clear, Erkodu-al, 0.8 mm, Ø 125 mm, clear, Erkodu-al, 1.0 mm,Ø 125 mm, clear, Erkodu-Al, 0.60 mm, Ø 120 mm, tooth colour, Erkodu-Al, 1.00 mm,Ø 120 mm, tooth colour, Erkodu-Al, 1.50 mm, Ø 120 mm, tooth colour, Erkodu-Al, 2.00 mm, Ø 120 mm, tooth colour, Erkodu-A2, 0.60 mm, Ø 120 mm, tooth colour, Erkodu-A2, 1.00 mm,Ø 120 mm, tooth colour, Erkodu-A2, 1.50 mm, Ø 120 mm, tooth colour, Erkodu-A2, 2.00 mm,Ø 120 mm, tooth colour, Erkodu-Al, 0.60 mm, 125 x 125 mm, tooth colour, Erkodu-Al, 1.00 mm, 125 x 125 mm, tooth colour, Erkodu-Al, 1.50 mm, 125 x 125 mm, tooth colour, Erkodu-Al, 2.00 mm, 125 x 125 mm, tooth colour, Erkodu-OMl, 0.60 mm,Ø 125 mm, tooth colour, Erkodu-OMl, 1.00 mm,Ø 125 mm, tooth colour, Erkodu-OMl, 1.50 mm, Ø 125 mm, tooth colour, Erkodu-OMl, 2.00 mm,Ø 125 mm, tooth colour, Erkodu-OMI, 0.60 mm, 125 x 125 mm, tooth colour, Erkodu-OMl, 1.00 mm, 125 x 125 mm, tooth colour, Erkodu-OMl, 1.50 mm, 125 x 125 mm, tooth colour, Erkodu-OMl, 2.00 mm, 125 x 125 mm, tooth colour, Erkodu-A3, 0.06 mm, 125 x 125 mm, tooth colour, Erkodu-A3, 1.00 mm, 125 x 125 mm, tooth colour, Erkodu-A3, 1.50 mm, 125 x 125 mm, tooth colour, Erkodu-al, 0.6 mm, Ø 125 mm, clear, Erkodu-al, 0.8 mm, Ø 125 mm, clear, Erkodu-al, 1.0 mm,Ø 125 mm, clear, Erkodu, 0.50 mm, Ø 120 mm, clear, Erkodu, 0.60 mm, Ø 120 mm, clear, Erkodu, 0.80 mm,Ø 120 mm, clear, Erkodu, 1.00 mm,Ø 120 mm, clear, Erkodu, 1.50 mm,Ø 120 mm, clear, Erkodu, 2.00 mm, Ø 120 mm, clear, Erkodu, 3.00 mm,Ø 120 mm, clear, Erkodu, 4.00 mm, Ø 120 mm, clear, Erkodu, 5.00 mm, Ø 120 mm, clear, Erkodu, 0.60 mm, 125 x 125 mm, clear, Erkodu, 0.80 mm, 125 x 125 mm, clear, Erkodu, 1.00 mm, 125 x 125 mm, clear, Erkodu, 1.50 mm, 125 x 125 mm, clear, Erkodu, 2.00 mm, 125 x 125 mm, clear, Erkodu, 3.00 mm, 125 x 125 mm, clear, Erkodu, 4.00 mm, 125 x 125 mm, clear, Erkodu, 5.00 mm, 125 x 125 mm, clear, Erkodu, 0.50 mm, Ø 125 mm, clear, Erkodu, 0.60 mm, Ø 125 mm, clear, Erkodu, 0.80 mm, Ø 125 mm, clear, Erkodu, 1.00 mm, Ø 125 mm, clear, Erkodu, 1.50 mm,Ø 125 mm, clear, Erkodu, 2.00 mm, Ø 125 mm, clear, Erkodu, 3.00 mm,Ø 125 mm, clear, Erkodu, 4.00 mm, Ø 125 mm, clear, Erkodu-Al, 0.60 mm, Ø 120 mm, tooth colour, Erkodur-A1, 1.00 mm, Ø 120 mm, tooth colour, Erkodur-Al, 1,50 mm, Ø 120 mm, tooth colour, Erkodur-al, 0.6 mm, Ø 125 mm, clear, Erkodur-al, 0.8 mm, Ø 125 mm, clear, Erkodur-al, 1.0 mm, Ø 125 mm, clear, Erkodur, 0.50 mm,Ø 120 mm, clear, Erkodur, 0.60 mm, Ø 120 mm, clear, Erkodur, 0.80 mm, Ø 120 mm, clear, Erkodur, 1.00 mm, Ø 120 mm, clear, Erkodur, 1.50 mm, Ø 120 mm, clear, Erkodur, 2.00 mm, Ø 120 mm, clear, Erkodur, 2,50 mm, Ø 120 mm, clear, Erkodur, 3.00 mm, Ø 120 mm, clear, Erkodur, 4.00 mm, Ø 120 mm, clear, Erkodur, 5.00 mm, Ø 120 mm, clear, Erkodur-OMl, I.SO mm, Ø 120 mm, tooth colour, Erkodur-OMl, 2.00 mm, Ø 120 mm, tooth colour, Erkodur, 0.60 mm, 125 x 125 mm, clear, Erkodur, 0.80 mm, 125 x 125 mm, clear, Erkodur, 1.00 mm, 125 x 125 mm, clear, Erkodur, 1.50 mm, 125 x 125 mm, clear, Erkodur, 2.00 mm, 125 x 125 mm, clear, Erkodur, 2.50 mm, 125 x 125 mm, clear, Dental thermoplastic materials, Erkodur-A2, 0,60 mm 125 x 125 mm, tooth colour, Erkodur-A2, 1,00 mm, 125 x 125 mm, tooth colour, Erkodur-A2, 1,50 mm, 125 x 125 mm, tooth colour, Erkodur-A2, 2,00 mm, 125 x 125 mm, tooth colour, Erkodur-A3, 0.60 mm, Ø 120 mm, tooth colour, Erkodur-A3, 1.00 mm,Ø 120 mm, tooth colour, Erkodur-A3, 1.50 mm,Ø 120 mm, tooth colour, Erkodur-A1, 0.60 mm, 125 x 125 mm, tooth colour, Erkodur-A1,1.00 mm, 125 x 125 mm, tooth colour, Erkodur-A1, 1.50 mm, 125 x 125 mm, tooth colour, Erkodur-A1, 2,00 mm,125 x 125 mm, tooth colour, Erkodur-A3, 0.60 mm, 0 125 mm, tooth colour, Erkodur-A3, 1.00 mm, Ø 125 mm, tooth colour, Erkodur-A3, 1.50 mm, Ø 125 mm, tooth colour, Erkodur-A3, 2.00 mm, Ø 125 mm, tooth colour, Erkodur-A1, 0.60 mm, Ø 125 mm, tooth colour, Erkodur-A1, 1.00 mm, Ø 125 mm, tooth colour, Erkodur-A1, 1,50 mm, Ø 125 mm, tooth colour, Erkodur-A1, 2,00 mm, Ø 125 mm, tooth colour, Erkodur-A3, 0.60 mm, 125 x 125 mm, tooth colour, Erkodur-A3, 1.00 mm, 125 x 125 mm, tooth colour, Erkodur-A3, 1.50 mm, 125 x 125 mm, tooth colour, Erkodur-A3, 2.00 mm, 125 x 125 mm, tooth colour, Erkodur-A3, 0.60 mm, Ø 125 mm, tooth colour, Erkodur-A3, 1.00 mm, Ø 125 mm, tooth colour, Erkodur-A3, 1.50 mm,Ø 125 mm, tooth colour, Erkodur-A3, 2.00 mm, Ø 125 mm, tooth colour, Erkodur-OM1, 0.60 mm, Ø 125 mm, tooth colour, Erkodur-OM1, 1.00 mm,Ø 125 mm, tooth colour, Erkodur-OM1, 1,50 mm,Ø 125 mm, tooth colour, Erkodur-OM1, 2,00 mm,Ø 125 mm, tooth colour, Erkodur-al 240, 0.6 mm,Ø 240, clear, Erkodur-al 240, 0.8 mm,Ø 240, clear, Erkodur-al 240, 1.0 mm,Ø 240, clear, Erkodur, 0.50 mm, Ø 120 mm, clear, Erkodur, 0.60 mm,Ø 120 mm, clear, Erkodur, 0.80 mm, Ø 120 mm, clear, Erkodur, 1.00 mm, Ø 120 mm, clear, Erkodur, 1.50 mm, Ø 120 mm, clear, Erkodur, 2.00 mm,Ø 120 mm, clear, Erkodur, 2.50 mm, Ø 120 mm, clear | BIO-TECH ALBANIA | 2024-04-15T00:00:00.000+02:00 | Erkodent Erich Kopp GmbH Siemensstr. 3, 72285 Pfalzgrafenweiler, Germany | 524430, 524505, 524506, 524508, 524510, 524515, 524520, 524525, 524530, 524540, 524606, 524608, 524610, 524806, 524810, 524815, 524820, 524906, 524908, 524910, 525006, 525008, 525010, 525806, 525810, 525815, 525820, 525906, 525910, 525915, 525920, 526006, 526010, 526015, 526020, 526106, 526110 | Klasa IIa | Materiale termoplastike dentare. | Pajisje dentare
, 526115, 526120, 526206, 526210, 526215, 526220, 526306, 526310, 526315, 526320, 526406, 526410, 526415, 526420, 526506, 526510, 526515, 526520, 526606, 526610, 526615, 526620, 526806, 526810, 526815, 526820, 526906, 526910, 526915, 526920, 527510, 527515, 527520, 527525, 527530, 527610, 527615, 527620, 527625, 527630, 527810, 527815, 527820, 527825, 527830, 527906, 527910, 527915, 527920, 528006, 528010, 528015, 528020, 528106, 528110, 528115, 528120, 528610, 528615, 528620, 528625, 528630, 528710, 528715, 528720, 528725, 528730, 521240, 521250, 521406, 521408, 521410, 521415, 521420, 521425, 521430, 521505, 521506, 521508, 521510, 521515, 521520, 521525, 521530, 521540, 521906, 521910, 521915, 521920, 522006, 522008, 522010, 522206, 522210, 522215, 522220, 522306, 522310, 522315, 522320, 522406, 522410, 522415, 522420, 522606, 522610, 522615, 522620, 522806, 522810, 522815, 522820, 522906, 522910, 522915, 522920, 523006, 523008, 523010, 523205, 523206, 523208, 523210, 523215, 523220, 523230, 523240, 523250, 523406, 523408, 523410, 523415, 523420, 523430, 523440, 523450, 523505, 523506, 523508, 523510, 523515, 523520, 523530, 523540, 523606, 523610, 523615, 524006, 524008, 524010, 524106, 524108, 524110, 524205, 524206, 524208, 524210, 524215, 524220, 524225, 524230, 524240, 524250, 524306, 524310, 524315, 524320, 524406, 524408, 524410, 524415, 524420, 524425, NA, 520206, 520210, 520215, 520220, 520306, 520310, 520315, 520320, 520406, 520410, 520415, 520420, 520506, 520510, 520515, 520520, 520606, 520610, 520615, 520620, 520706, 520710, 520715, 520720, 520806, 520810, 520815, 520820, 520906, 520910, 520915, 520920, 521106, 521108, 521110, 521205, 521206, 521208, 521210, 521215, 521220, 521225, 521230
16463 | ALUSTAT( 10g )/Liquid for staunching bleeding, ALUSTAT GEL (5ml )/Liquid for staunching bleeding, ALUSTAT GEL( 10ml )/Liquid for staunching bleeding, ALUSTAT GEL ( MEGA PACK 3 x 10ml)/Liquid for staunching bleeding, ALUSTAT FOAM (0.8g)/Liquid for staunching bleeding, ALUSTAT FOAM( MEGA PACK 4 x 0.8g)/Liquid for staunching bleeding, CHLORAXID 2% 200g / Liquid for root canal rinsing, CHLORAXID 2% 400g/ Liquid for root canal rinsing, CHLORAXID 2% EXTRA 200g / Liquid for root canal rinsing, CHLORAXID 2% EXTRA 400g / Liquid for root canal rinsing, CHLORAXID 2% GEL 2ml/ Preparation for root canal rinsing, CHLORAXID 2% GEL EXTRA 2ml/ Preparation for root canal rinsing, CHLORAXID 5.25 % (200g) /Liquid for root canal rinsing, CHLORAXID 5.25 % (400g)/ Liquid for root canal rinsing, CHLORAXID 5.25 % EXTRA (200g)/ Liquid for root canal rinsing, CHLORAXID 5.25 % EXTRA (400g)/ Liquid for root canal rinsing, CHLORAXID 5.25 % GEL (2ml)/Preparation for root canal rinsing, CHLORAXID 5.25 % GEL EXTRA (2ml)/Preparation for root canal rinsing, EUGENOL (10ml )/Oil for making pastes, EUGENOL (20ml )/Oil for making pastes, RAINBOW FLOW YELLOW (1g)/Light-curing flow composite, RAINBOW FLOW ORANGE (1g)/Light-curing flow composite, RAINBOW FLOW PINK (1g)/Light-curing flow composite, RAINBOW FLOW PURPLE (1g)/Light-curing flow composite, RAINBOW FLOW BLUE (1g)/Light-curing flow composite, RAINBOW FLOW GREEN (1g)/Light-curing flow composite, RAINBOW FLOW WHITE (1g)/Light-curing flow composite, RAINBOW FLOW DENTINA (1g)/Light-curing flow composite, RAINBOW FLOW RED (1g)/Light-curing flow composite, RAINBOW FLOW SUPER SIX (6 x 1g)/Light-curing flow composite, ZINK OXIDE ( 50g )/Material for making pastes, ZINK OXIDE FAST (50g)/Fast-setting root canal repair material | EURODENTA | 2024-05-10T00:00:00.000+02:00 | Przedsiebiorstwo Produkcyjno-Handlowe CERKAMED Wojciech Pawlowski 37-450 Stalowa Wola,ul. Kwiatkowskiego 1 , Poland | N/A | Klasa IIa | Likid per ndalimin e hemoragjive dentare, Likid per shpelarjen e kanalit te rrenjes, Preparat per shpelarjen e kanalit te rrenjes, Preparat per pergatitjen e pastave, Kompozit I lengshem me llambe, Preparat per riparimin e kanalit te rrenjes | Pajisje dentare
16464 | CRPHS | E v i t a | 2024-05-09T00:00:00.000+02:00 | Roche Diagnostics GmbH Sandhofer Strasse 116 68305 Mannheim Germany | 04628918190, 05401607190, 05950864190, 08057605190 | In vitro | Reagent per percaktimin e CRP me sensitivitet te larte ne plaszmen/serumin human | Pajisje te diagnostifikimit in vitro
16465 | Dental implant system, Surgic AP2/ Surgic AP2 EU , Component, Surgic AP2 CONTROL UNIT/NE359, MOTOR & CODE2M /SG80MS, FOOT CONTROL WIRELESS /FC- 84 | EURODENTA | 2024-05-09T00:00:00.000+02:00 | NAKANISHI INC. 700 Shimohinata, Kanuma, Tochigi 322-8666, Japan | Y1500779, N/A, Y1500716, ZF160330001 | , Klasa IIa | N/A, Sistem per implante dentare , Pjese perberese e sistemit | Pajisje dentare
16466 | Dental cotton rolls,0.8x3.8cm, Dental cotton rolls,1.0x3.8cm, Dental cotton rolls,1.2x3.8cm | MOTO-MANIA | 2024-05-30T00:00:00.000+02:00 | Shanghai Dochem Industries Co. ,Ltd.Suite E2014, 2nd Floor, No. 3558, Zhenbei Road, Putuo District,Shanghai, China. | 1A0001, 1A0002, 1A0003, 1A0011, 1A0012, 1A0013, 1A0015, 1A0021, 1A0000, 1A0010, 1A0014, 1A0020 | Klasa I | RROLE PAMBUKU DENTARE | Pajisje dentare
16467 | Operating Theater/ MYS-STG, Delivery Chair/ MS-623, MS-9230, MYS-923, MYS-8230N, MS-823, MYS- 723, Gynecologic Examination Couch / MS-6024, MS-7240, MYS- 724, MYS-923, BLOOD DONOR CHAIR / MS-618, MS-8000K, MS-918, MYS-618K, MYS-718, MYS- 818, Patient Transfer chair / MS-9050, MYS-1050N, Chemotherapy and skin care chair ,/ MYS-931, 2 Motors Hospital bed / MS-9210N, MS-7210Y, MS- 2000, MYS-5210NE, MS-2001FL, MYS-5200B, MYS-5200BN, MYS-5210N, 2 Motors Pediatric Hospital Bed / MS-513MN, MYS-520N, MYS-550P, 3 Motors Hospital Bed / MS-9320Y, MS-9330N, MS-9330Y, MS-7310Y, MS-3000,MS-3002E-H, MS-7320Y, MS-3001M, MYS-5320NE, MS-3003FL, MYS-5310B, MYS-5320N, MYS-5320Y, MYS-5330N, MYS-5330NE,MYS-5330Y, 3 Motors Pediatric Hospital Bed /MYS- 530N, Baby Crib / MYS-511A, MYS-511N, MS-911N, 4 Motors Hospital Bed / MS-9410N, MS-9420N, MS-9530N, MS-7410Y, MYS-5410NE, MS-4000, MS-4001,MS-7420Y, MS, 4002E-H,MS-7430Y, MS-4003FL, MYS-5400L, MYS-5410N, MYS-5410Y, MYS-5420BYT, MYS-5420N, MYS-5420NE,MYS-5420Y,MYS-5430N,MYS-5510N, MYS-5520N,MYS-5520NE, MYS-5530N,MYS-5535N, MYS-5545NE, 4 Motors Pediatric Hospital Bed / MYS-540 N, 4 Motors Bariatic Hospital Bed/ MYS-5510 B, 5 Motors Hospital Bed/ MYS-5550 NE, Hydraulic Hospital Bed/ MYS-5310G, Manual Hospital Bed / MYS-501BN, MYS-502BN, MYS-502N4, MYS-503N, MYS-503N4, Manual Pediatric Hospital Bed / MS-913N, MYS-513N, Ceiling Mounted Surgical Light / MYS-STE 1, MYS-STE2, MYS-STE3, Examination Couch Muayene Masasi/ MYS-720,MYS-721,MYS-722, Over Bed Table,Mayo Table / MYS-710,MYS-710T, mYS-710 TC, MYS-711, MYS-P1021, Stackable Patient Transport Chair / MYS-1050P, Negatoscope /MYS-663N, MYS-664N,MYS-665N, MYS-666N, Proctology Table/ MYS-50 , Hydraulic stretcher / MS-6050, MS-6000AC, MS- 6500, MS-90500, MS-9000H, MS-9500, MYS-550B, MYS-600, MYS-650, MYS-950, Patient transfer stretcher / MYS-800, MYS-850, MYS- 850NPT, IV Stand / MYS-K4061,MYS-K4062, Wheelchair / MYS-0801, MYS-0804, Wheelchair /MYS-0805, Antidecubitus Mattress/ MYS-100s | MSE | 2024-05-30T00:00:00.000+02:00 | MEYOSIS HASTANE EKIPMANLARI SAM.VE.TIC.A,S ,İnönü, Kayışdağı Cd. Kandiş İş Merkezi No:128 Kat :1, 34750 Ataşehir/İstanbul, Türkiye | MYS-STG, MS-623, MS-9230, MYS-923, MYS-8230N, MS-823, MYS- 723, MS-6024, MS-7240, MYS- 724, MYS-923, MS-618, MS-8000K, MS-918, MYS-618K, MYS-718, MYS- 818, MS-9050, MYS-1050N, MYS-931, MS-9210N, MS-7210Y, MS- 2000, MYS-5210NE, MS-2001FL, MYS-5200B, MYS-5200BN, MYS-5210N, MS-513MN, MYS-520N, MYS-550P, MS-9320Y, MS-9330N, MS-9330Y, MS-7310Y, MS-3000,MS-3002E-H, MS-7320Y, MS-3001M, MYS-5320NE, MS-3003FL, MYS-5310B, MYS-5320N, MYS-5320Y, MYS-5330N, MYS-5330NE,MYS-5330Y, MYS-530N, MYS-511A, MYS-511N, MS-911N, MS-9410N, MS-9420N, MS-9530N, MS-7410Y, MYS-5410NE, MS-4000, MS-4001,MS-7420Y, MS, 4002E-H,MS-7430Y, MS-4003FL, MYS-5400L, MYS-5410N, MYS-5410Y, MYS-5420BYT, MYS-5420N, MYS-5420NE,MYS-5420Y, MYS-5430N,MYS-5510N, MYS-5520N,MYS-5520NE, MYS-5530N,MYS-5535N, MYS-5545NE, MYS-540N, MYS- 5510 B, MYS-5550 NE, MYS-5310G, MYS-501BN, MYS-502BN, MYS-502N4, MYS-503N, MYS-503N4, MS-913N, MYS-513N, MYS-STE1, MYS-STE2,MYST-STE3, MYS-720,MYS-721,MYS-722, MYS-710,MYS-710T, mYS-710 TC, MYS-711, MYS-P1021, MYS-1050P, MYS-663N, MYS-664N, MYS-665N, MYS-666N, MYS-50, MS-6050, MS-6000AC, MS- 6500, MS-90500, MS-9000H, MS-9500, MYS-550B, MYS-600, MYS-650, MYS-950, MYS-800, MYS-850, MYS- 850NPT, MYS-K4061,MYS-K4062, MYS-0801, MYS-0804, MYS-0805, MYS-100S | Klasa I | Shtrat operator, Poltron per lindje, Poltron per ekzaminime gjinekologjike, Poltron per dhenie gjaku, Karrige per transportimin e pacienteve, Poltron per kimioterapi dhe estetik, Shtrat pacienti me dy motor, Shtrat pacienti pediatrik me 2 motorr, Shtrat pacienti me 3 motorr, Shtrat pacienti pediatrik me 3 motor, Shtrat per Bebe, Shtrat pacienti me 4 motor, Shtrat pacienti pediatrik me 4 motor, Shtrat bariatik me 4 motorr, Shtrat pacienti me 5 motorr, Shtrat pacienti hidraulik, Shtrat pacienti Manual, Shtrat pacientit pediatrik manual, Llambe operatore Tavanore, Shtrat Ekzaminimi, Tavoline Spitalore, Karrige transporti pacienti, Negatoskope, Shtrat per proktologji, Barrel hidraulike, Barrier per transferimin e pacientit, Mbajtese surumi, Karrige me rrota, Dyshek antidekubitues | Tjeter
16468 | Standard Acetabular Reamer Top Tray 36mm/56mm (00-1206-091-12), Standard Case Base for Acetabular Reamers (00-1206-091-10), Standard Acetabular Reamer Bottom Tray 57mm/70mm (00-1206-091-11), Standard Case Lid for Acetabular Reamers (00-1206-091-14) | T R I M E D | 2024-05-31T00:00:00.000+02:00 | Viant Medical LLC 4545 Kroemer Rd Fort Wayne, IN 46818, USA | Standard Acetabular Reamer Top Tray 36mm/56mm (00-1206-091-12), Standard Case Base for Acetabular Reamers (00-1206-091-10), Standard Acetabular Reamer Bottom Tray 57mm/70mm (00-1206-091-11), Standard Case Lid for Acetabular Reamers (00-1206-091-14) | Klasa I | Cases and Trays janë pajisje mjekësore shumëpërdorimshe që kanë për qëllim të përdoren në mjedise klinike për transportin e përshtatshëm, ruajtjen e instrumenteve kirurgjikale, dhe mbajtjen e tyre gjatë sterilizimit., Cases and Trays janë pajisje mjekësore shumëpërdorimshe që kanë për qëllim të përdoren në mjedise klinike për transportin e përshtatshëm, ruajtjen e instrumenteve kirurgjikale, dhe mbajtjen e tyre gjatë sterilizimit. | Instrumenta shumeperdorimeshe
16469 | AGILON® Shoulder System, AGILON® stem cementless Ø14/180mm, AGILON® Shoulder System, AGILON® stem cementless Ø15/180mm, AGILON® Shoulder System, AGILON® stem cementless Ø16/180mm, AGILON® Shoulder System, AGILON® stem cementless Ø9/240mm, AGILON® Shoulder System, AGILON® stem cementless Ø11/240mm, AGILON® Shoulder System, AGILON® stem cementless Ø14/240mm, AGILON® Shoulder System, AGILON® stem cementless Ø10/30mm, AGILON® Shoulder System, AGILON® stem cementless Ø11/30mm, AGILON® Shoulder System, AGILON® stem cementless Ø12/30mm, AGILON® Shoulder System, AGILON® stem cementless Ø13/30mm, AGILON® Shoulder System, AGILON® stem cementless Ø14/30mm, AGILON® Shoulder System, AGILON® stem cementless Ø15/30mm, AGILON® Shoulder System, AGILON® stem cementless Ø16/30mm, AGILON® Shoulder System, AGILON® stem cementless Ø17/30mm, AGILON® Shoulder System, AGILON® stem cementless Ø18/30mm, AGILON® Shoulder System, AGILON® stem cementless Ø9/60mm, AGILON® Shoulder System, AGILON® stem cementless Ø12/60mm, AGILON® Shoulder System, AGILON® stem cementless Ø14/60mm, AGILON® Shoulder System, AGILON® stem cementless Ø16/60mm, AGILON® Shoulder System, AGILON® stem cementless Ø9/120mm, AGILON® Shoulder System, AGILON® stem cementless Ø11/120mm, AGILON® Shoulder System, AGILON® stem cementless Ø14/120mm, AGILON® Shoulder System, AGILON® stem cementless Ø16/120mm, AGILON® Shoulder System, AGILON® stem cementless Ø12/180mm, AGILON® Shoulder System, AGILON® stem cementless Ø13/180mm, AGILON® Shoulder System, AGILON® stem cementless Ø10/240mm, AGILON® Shoulder System, AGILON® stem cementless Ø12/240mm, AGILON® Shoulder System, AGILON® stem cementless Ø13/240mm, AGILON® Shoulder System, AGILON® stem cementless Ø15/240mm, AGILON® Shoulder System, AGILON® stem cementless Ø16/240mm, AGILON® Shoulder System, Safety Screw M10/1 SW5, AGILON® Shoulder System, AGILON® MI cementless 1, AGILON® Shoulder System, AGILON® MI cementless 2, AGILON® Shoulder System, AGILON® MI cementless 3, AGILON® Shoulder System, AGILON® MI cementless 4, AGILON® Shoulder System, AGILON® MI cementless 5, AGILON® Shoulder System, AGILON® stem cementless Ø10/180mm, AGILON® Shoulder System, AGILON® stem cementless Ø11/180mm, AGILON® Shoulder System, Safety Screw M10x1 SW5, AGILON® Shoulder System, AGILON® metaphyseal component trauma incl. safety screw, AGILON® Shoulder System, AGILON® metaphyseal component trauma, AGILON® Shoulder System, AGILON® metaphyseal component primary incl. safety screw 40mm, AGILON® Shoulder System, AGILON® metaphyseal component primary 40mm, AGILON® Shoulder System, AGILON® metaphyseal component primary incl. safety screw 30mm, AGILON® Shoulder System, AGILON® metaphyseal component primary 30mm, AGILON® Shoulder System, AGILON® metaphyseal component trauma incl. safety screw 135°, AGILON® Shoulder System, AGILON® metaphyseal component trauma 135°, AGILON® Shoulder System, AGILON® metaphyseal component trauma incl. safety screw 155°, AGILON® Shoulder System, AGILON® metaphyseal component trauma 155°, AGILON® Shoulder System, AGILON® metaphyseal component omarthrosis incl. safety screw 40mm 135°, AGILON® Shoulder System, AGILON® metaphyseal component omarthrosis 40mm 135°, AGILON® Shoulder System, AGILON® metaphyseal component omarthrosis incl. safety screw 30mm 135°, AGILON® Shoulder System, AGILON® metaphyseal component omarthrosis 30mm 135°, AGILON® Shoulder System, AGILON® metaphyseal component omarthrosis incl. safety screw 40mm 155°, AGILON® Shoulder System, AGILON® metaphyseal component omarthrosis 40mm 155°, AGILON® Shoulder System, AGILON® metaphyseal component omarthrosis incl. safety screw 30mm 155°, AGILON® Shoulder System, AGILON® metaphyseal component omarthrosis 30mm 155°, AGILON® Shoulder System, AGILON® cap Ø41/14mm, AGILON® Shoulder System, AGILON® cap Ø41/17mm, AGILON® Shoulder System, AGILON® cap Ø41/20mm, AGILON® Shoulder System, AGILON® cap Ø44/14mm, AGILON® Shoulder System, AGILON® cap Ø44/17mm, AGILON® Shoulder System, AGILON® cap Ø44/20mm, AGILON® Shoulder System, AGILON® cap Ø47/14mm, AGILON® Shoulder System, AGILON® cap Ø47/17mm, AGILON® Shoulder System, AGILON® cap Ø47/20mm, AGILON® Shoulder System, AGILON® cap Ø50/14mm, AGILON® Shoulder System, AGILON® cap Ø50/17mm, AGILON® Shoulder System, AGILON® cap Ø50/20mm, AGILON® Shoulder System, AGILON® cap Ø53/14mm, AGILON® Shoulder System, AGILON® cap Ø53/17mm, AGILON® Shoulder System, AGILON® cap Ø53/20mm, AGILON® Shoulder System, AGILON® CTA cap Ø44/14mm, AGILON® Shoulder System, AGILON® CTA cap Ø44/17mm, AGILON® Shoulder System, AGILON® CTA cap Ø44/20mm, AGILON® Shoulder System, AGILON® CTA cap Ø47/14mm, AGILON® Shoulder System, AGILON® CTA cap Ø47/17mm, AGILON® Shoulder System, AGILON® CTA cap Ø47/20mm, AGILON® Shoulder System, AGILON® CTA cap Ø50/14mm, AGILON® Shoulder System, AGILON® CTA cap Ø50/17mm, AGILON® Shoulder System, AGILON® CTA cap Ø50/20mm, AGILON® Shoulder System, AGILON® CTA cap Ø53/14mm, AGILON® Shoulder System, AGILON® CTA cap Ø53/17mm, AGILON® Shoulder System, AGILON® CTA cap Ø53/20mm, AGILON® Shoulder System, AGILON® cap inverse Ø32mm S, AGILON® Shoulder System, AGILON® cap inverse Ø32mm M, AGILON® Shoulder System, AGILON® cap inverse Ø32mm L, AGILON® Shoulder System, AGILON® cap inverse Ø36mm S, AGILON® Shoulder System, AGILON® cap inverse Ø36mm M, AGILON® Shoulder System, AGILON® cap inverse Ø36mm L, AGILON® Shoulder System, AGILON® cap inverse Ø40mm S, AGILON® Shoulder System, AGILON® cap inverse Ø40mm M, AGILON® Shoulder System, AGILON® cap inverse Ø40mm L, AGILON® Shoulder System, AGILON® cap inverse Ø44mm S, AGILON® Shoulder System, AGILON® cap inverse Ø44mm M, AGILON® Shoulder System, AGILON® cap inverse Ø44mm L, AGILON® Shoulder System, AGILON® retentive cap inverse Ø32mm S, AGILON® Shoulder System, AGILON® retentive cap inverse Ø32mm M, AGILON® Shoulder System, AGILON® retentive cap inverse Ø32mm L, AGILON® Shoulder System, AGILON® retentive cap inverse Ø36mm S, AGILON® Shoulder System, AGILON® retentive cap inverse Ø36mm M, AGILON® Shoulder System, AGILON® retentive cap inverse Ø36mm L, AGILON® Shoulder System, AGILON® retentive cap inverse Ø40mm S, AGILON® Shoulder System, AGILON® retentive cap inverse Ø40mm M, AGILON® Shoulder System, AGILON® retentive cap inverse Ø40mm L, AGILON® Shoulder System, AGILON® retentive cap inverse Ø44mm S, AGILON® Shoulder System, AGILON® retentive cap inverse Ø44mm M, AGILON® Shoulder System, AGILON® retentive cap inverse Ø44mm L, AGILON® Shoulder System, AGILON® PE-glenoid implacross® E cemented 2, AGILON® Shoulder System, AGILON® PE-glenoid implacross® E cemented 3, AGILON® Shoulder System, AGILON® PE-glenoid implacross® E cemented 4, AGILON® Shoulder System, AGILON® glenoid PE-insert 2, AGILON® Shoulder System, AGILON® glenoid PE-insert 3, AGILON® Shoulder System, AGILON® glenoid PE-insert 4, AGILON® Shoulder System, AGILON® glenoid PE-insert implacross® 2 E, AGILON® Shoulder System, AGILON® glenoid PE-insert implacross® 3 E, AGILON® Shoulder System, AGILON® glenoid PE-insert implacross® 4 E, AGILON® Shoulder System, AGILON® glenoid cementless round 1, AGILON® Shoulder System, AGILON® glenoid baseplate round 1, AGILON® Shoulder System, AGILON® glenoid baseplate round 3, AGILON® Shoulder System, AGILON® glenoid cementless anatomical 2 short, AGILON® Shoulder System, AGILON® glenoid cementless anatomical 2 long, AGILON® Shoulder System, AGILON® glenoid cementless anatomical 3 short, AGILON® Shoulder System, AGILON® glenoid cementless anatomical 3 long, AGILON® Shoulder System, AGILON® glenoid baseplate cementless anatomical 2, AGILON® Shoulder System, AGILON® glenoid baseplate cementless anatomical long 2, AGILON® Shoulder System, AGILON® glenoid baseplate cementless anatomical 3, AGILON® Shoulder System, AGILON® glenoid baseplate cementless anatomical long 3, AGILON® Shoulder System, AGILON® PE-glenosphere 1 Ø32mm neutral, AGILON® Shoulder System, AGILON® PE-glenosphere 1 Ø36mm eccentrical, AGILON® Shoulder System, AGILON® PE-glenosphere 2 Ø32mm neutral, AGILON® Shoulder System, AGILON® PE-glenosphere 2 Ø36mm eccentrical, AGILON® Shoulder System, AGILON® PE-glenosphere 2 Ø40mm eccentrical, AGILON® Shoulder System, AGILON® PE-glenosphere 2 Ø44mm eccentrical, AGILON® Shoulder System, AGILON® PE-glenosphere 3 Ø36mm neutral, AGILON® Shoulder System, AGILON® PE-glenosphere 3 Ø40mm eccentrical, AGILON® Shoulder System, AGILON® PE-glenosphere 3 Ø44mm eccentrical, AGILON® Shoulder System, AGILON® PE-glenosphere implacross® E 1 Ø32mm neutral, AGILON® Shoulder System, AGILON® PE-glenosphere implacross® E 1 Ø36mm eccentrical, AGILON® Shoulder System, AGILON® PE-glenosphere implacross® E 2 Ø32mm neutral, AGILON® Shoulder System, AGILON® PE-glenosphere implacross® E 2 Ø36mm eccentrical, AGILON® Shoulder System, AGILON® PE-glenosphere implacross® E 2 Ø40mm eccentrical, AGILON® Shoulder System, AGILON® PE-glenosphere implacross® E 2 Ø44mm eccentrical, AGILON® Shoulder System, AGILON® PE-glenosphere implacross® E 3 Ø36mm neutral, AGILON® Shoulder System, AGILON® PE-glenosphere implacross® E 3 Ø40mm eccentrical, AGILON® Shoulder System, AGILON® PE-glenosphere implacross® E 3 Ø44mm eccentrical, AGILON® Shoulder System, AGILON® extension piece 5mm, AGILON® Shoulder System, AGILON® extension piece 7.5mm, AGILON® Shoulder System, AGILON® extension piece 10mm, AGILON® Shoulder System, AGILON® extension piece 12.5mm, AGILON® Shoulder System, AGILON® extension piece 15mm, AGILON® Shoulder System, AGILON® extension piece 17.5mm, AGILON® Shoulder System, AGILON® screw M6/25mm, AGILON® Shoulder System, AGILON® screw M6/35mm, AGILON® Shoulder System, AGILON® screw M6/22.5mm, AGILON® Shoulder System, AGILON® screw M6/30mm, AGILON® Shoulder System, AGILON® screw M6/32.5mm, AGILON® Shoulder System, AGILON® screw M6/37.5mm, AGILON® Shoulder System, AGILON® screw M6/40mm, AGILON® Shoulder System, AGILON® stem cemented Ø8/90mm, AGILON® Shoulder System, AGILON® stem cemented Ø10/90mm, AGILON® Shoulder System, AGILON® stem cemented Ø12/90mm, AGILON® Shoulder System, AGILON® stem cemented Ø6/120mm, AGILON® Shoulder System, AGILON® stem cemented Ø10/120mm, AGILON® Shoulder System, AGILON® stem cemented Ø12/120mm, AGILON® Shoulder System, AGILON® stem cemented Ø6/60mm, AGILON® Shoulder System, AGILON® stem cemented Ø8/60mm, AGILON® Shoulder System, AGILON® stem cemented Ø10/60mm, AGILON® Shoulder System, AGILON® stem cemented Ø12/60mm, AGILON® Shoulder System, AGILON® stem cemented Ø6/90mm, AGILON® Shoulder System, AGILON® stem cemented Ø8/120mm, AGILON® Shoulder System, AGILON® stem cemented TiN Ø10/90mm, AGILON® Shoulder System, AGILON® stem cemented TiN Ø6/120mm, AGILON® Shoulder System, AGILON® stem cemented TiN Ø10/120mm, AGILON® Shoulder System, AGILON® stem cemented TiN Ø12/120mm, AGILON® Shoulder System, AGILON® stem cemented TiN Ø6/60mm, AGILON® Shoulder System, AGILON® stem cemented TiN Ø8/60mm, AGILON® Shoulder System, AGILON® stem cemented TiN Ø10/60mm, AGILON® Shoulder System, AGILON® stem cemented TiN Ø12/60mm, AGILON® Shoulder System, AGILON® stem cemented TiN Ø6/90mm, AGILON® Shoulder System, AGILON® stem cemented TiN Ø8/90mm, AGILON® Shoulder System, AGILON® stem cemented TiN Ø12/90mm, AGILON® Shoulder System, AGILON® stem cemented TiN Ø8/120mm, AGILON® Shoulder System, AGILON® stem cementless Ø10/60mm, AGILON® Shoulder System, AGILON® stem cementless Ø11/60mm, AGILON® Shoulder System, AGILON® stem cementless Ø13/60mm, AGILON® Shoulder System, AGILON® stem cementless Ø15/60mm, AGILON® Shoulder System, AGILON® stem cementless Ø17/60mm, AGILON® Shoulder System, AGILON® stem cementless Ø18/60mm, AGILON® Shoulder System, AGILON® stem cementless Ø10/120mm, AGILON® Shoulder System, AGILON® stem cementless Ø12/120mm, AGILON® Shoulder System, AGILON® stem cementless Ø13/120mm, AGILON® Shoulder System, AGILON® stem cementless Ø15/120mm, AGILON® Shoulder System, AGILON® stem cementless Ø9/180mm | LAYO | 2024-05-07T00:00:00.000+02:00 | Implantcast GmbH, Luneburger Schanze 26, 21614 Buxtehude, Germany | 38318013, 38318014, 38318015, 38318016, 38824009, 38824010, 38824011, 38824012, 38824013, 38824014, 38824015, 38824016, 38503010, 38503011, 38503012, 38503013, 38503014, 38503015, 38503016, 38503017, 38503018, 38506009, 38506010, 38506011, 38506012, 38506013, 38506014, 38506015, 38506016, 38506017, 38506018, 38512009, 38512010, 38512011, 38512012, 38512013, 38512014, 38512015, 38512016, 38518009, 38518010, 38518011, 38518012, 38518013, 38518014, 38518015, 38518016, 38524009, 38524010, 38524011, 38524012, 38524013, 38524014, 38524015, 38524016, 38206001, 38206002, 38206003, 38206004, 38206005, 38318010, 38318011, 38318012, 38200101, 38200001, 3820000100, 38200002, 3820000200, 38200003, 3820000300, 38210001, 3821000100, 38210011, 3821001100, 38210002, 3821000200, 38210003, 3821000300, 38210012, 3821001200, 38210013, 3821001300, 38004114, 38004117, 38004120, 38004414, 38004417, 38004420, 38004714, 38004717, 38004720, 38005014, 38005017, 38005020, 38005314, 38005317, 38005320, 38224414, 38224417, 38224420, 38224714, 38224717, 38224720, 38225014, 38225017, 38225020, 38225314, 38225317, 38225320, 38013200, 38013205, 38013210, 38013600, 38013605, 38013610, 38014000, 38014005, 38014010, 38014400, 38014405, 38014410, 38015200, 38015205, 38015210, 38015600, 38015605, 38015610, 38016000, 38016005, 38016010, 38016400, 38016405, 38016410, 38020032, 38020036, 38020040, 38031028, 38031032, 38031036, 38021028, 38021032, 38021036, 38004025, 38004070, 38004075, 38004028, 38004029, 38004009, 38004010, 38004071, 38004072, 38004073, 38004074, 38032532, 38032536, 38032832, 38032836, 38032840, 38032844, 38033236, 38033240, 38033244, 38022532, 38022536, 38022832, 38022836, 38022840, 38022844, 38023236, 38023240, 38023244, 38200050, 38200075, 38200100, 38210075, 38210100, 38210125, 38210150, 38210175, 38200025, 38200030, 38200035, 38200040, 38210022, 38210030, 38210032, 38210035, 38210037, 38210040, 38209006, 38209008, 38209010, 38209012, 38212006, 38212008, 38212010, 38212012, 38406006, 38406008, 38406010, 38406012, 38409006, 38409008, 38409010, 38409012, 38412006, 38412008, 38412010, 38412012, 38209006N, 38209008N, 38209010N, 38209012N, 38212006N, 38212008N, 38212010N, 38212012N, 38406006N, 38406008N, 38406010N, 38406012N, 38409006N, 38409008N, 38409010N, 38409012N, 38412006N, 38412008N, 38412010N, 38412012N, 38306010, 38306011, 38306012, 38306013, 38306014, 38306015, 38306016, 38306017, 38306018, 38312010, 38312011, 38312012, 38312013, 38312014, 38312015, 38312016, 38318009 | Klasa III | Pajisje mjekësore të implantueshme, sistem protezimi për përdorim në shërbimin e ortopedisë, në rastet e frakturave apo dëmtimeve të tjera të artikulacionit të supit. | Pajisje te implantueshme aktive
16470 | Instruments and Electrodes for stimulation and recording/Fork probe 25mm straight,flexible,ball tip, Instruments and Electrodes for stimulation and recording/Stimulation probe 90mm monopolar straight, Instruments and Electrodes for stimulation and recording/Stimulation probe 25mm monopolar straight,flexible, Instruments and Electrodes for stimulation and recording/Hook probe 25mm tripolar straight | O.E.S DISTRIMED | 2024-05-08T00:00:00.000+02:00 | inomed Medizintechnik GmbH Im Hausgrün 79312 Emmendingen 29 Germany | 522017, 525203, 525207, 522022 | Klasa III | Sonde ne forme piruni,perdorim ne neurokirurgji, Sonde per stimulim,perdorim ne neurokirurgji, Sonde grep tripolare,perdorim ne neurokirurgji | Pajisje nje perdorimeshe
16471 | ArgoCap | GREEMED | 2024-05-10T00:00:00.000+02:00 | Ovesco Endoscopy AG;Friedrich-Miescher-Str.9,D-72076 Tubingen, Germany | 200.52 | Is | Kapak skopi per drejtimin e kateterit te argon plazma | Tjeter
16472 | Piex - Interference Screw, Piex - Interference Screw PIEX Ø6mm x L25mm, Piex - Interference Screw PIEX Ø6mm x L30mm, Piex - Interference Screw PIEX Ø7mm x L25mm, Piex - Interference Screw PIEX Ø7mm x L30mm, Piex - Interference Screw PIEX Ø8mm x L25mm, Piex - Interference Screw PIEX Ø8mm x L30mm, Piex - Interference Screw PIEX Ø9mm x L25mm, Piex - Interference Screw PIEX Ø9mm x L30mm, Piex - Interference Screw PIEX Ø10mm x L25mm, Piex - Interference Screw PIEX Ø10mm x L30mm, Piex - Interference Screw PIEX Ø11mm x L25mm , Piex - Interference Screw PIEX Ø11mm x L30mm, Piex - Interference Screw PIEX Ø4mm x L20mm, Piex - Interference Screw PIEX Ø5mm x L20mm | Orto-Implant | 2024-05-13T00:00:00.000+02:00 | BMT BAPS BİYO MALZEME SAN. VE TİC. A.Ş. Saray Mah. 1500 Cad. No:30 B Kahramankazan/Ankara Türkiye | NA, BAP21090625, BAP21090630, BAP21090725, BAP21090730, BAP21090825, BAP21090830, BAP21090925, BAP21090930, BAP21091025, BAP21091030, BAP21091125, BAP21091130, BAP21090420, BAP21090520 | Klasa III | Piex - Interference Screw është një pajisje fiksuese e ndërhyrjes direkte nga tendina në kockë. Më së shpeshti përdoret në rindërtimin e ligamentit të kryqëzuar anterior. | Pajisje te implantueshme jo aktive
16475 | Injectable implant based on cross-linked hyaluronic acid ALEXA smooth, Injectable implant based on cross-linked hyaluronic acid ALEXA medium, Injectable implant based on cross-linked hyaluronic acid ALEXA volume | GEN - ALB FARMA | 2024-05-16T00:00:00.000+02:00 | Yuria-pharm LLC., 10, M. Amosova Str.,Kyiv, 03038, Ukraine | ALEXA SMOOTH 15mg/ml, ALEXA MEDIUM 17.5 mg/ml, ALEXA VOLUME 20 mg/ml | Klasa III | Implante të injektueshme të bazuara në acidin hialuronik ALEXA të ndërlidhur në shiringa me përqendrime të ndryshme dhe vëllim të ndryshëm mbushjeje. | Pajisje te implantueshme aktive
16478 | adhesive / GC ORTHO CONNECT FLOW | KOSLABOR- MEDICAL | 2024-05-09T00:00:00.000+02:00 | GC Europe N.V. - Research Park Interleuvenlaan 33 Leuven B-3001 Belgium | 90-3100-0000 | Klasa IIa | Material per ngjitjen e braketave | Pajisje dentare
16479 | Implantable ports accessories:safety huber needles (with tubing),POLYPERF®SAFE,without automatic positive preasure,without closed luer IV acces BD Q-SYTE™,without lateral injection site,19G,diameter 1.1mm,needle usable length 15mm, Implantable ports accessories:safety huber needles (with tubing),POLYPERF®SAFE,without automatic positive preasure,without closed luer IV acces BD Q-SYTE™,without lateral injection site,19G,diameter 1.1mm,needle usable length 17mm, Implantable ports accessories:safety huber needles (with tubing),POLYPERF®SAFE,without automatic positive preasure,without closed luer IV acces BD Q-SYTE™,without lateral injection site,19G,diameter 1.1mm,needle usable length 20mm, Implantable ports accessories:safety huber needles (with tubing),POLYPERF®SAFE,without automatic positive preasure,without closed luer IV acces BD Q-SYTE™,without lateral injection site,19G,diameter 1.1mm,needle usable length 25mm, Implantable ports accessories:safety huber needles (with tubing),POLYPERF®SAFE,without automatic positive preasure,without closed luer IV acces BD Q-SYTE™,without lateral injection site,19G,diameter 1.1mm,needle usable length 30 mm, Implantable ports accessories:safety huber needles (with tubing),POLYPERF®SAFE,without automatic positive preasure,without closed luer IV acces BD Q-SYTE™,without lateral injection site,19G,diameter 1.1mm,needle usable length 35mm, Implantable ports accessories:safety huber needles (with tubing),POLYPERF®SAFE,without automatic positive preasure,without closed luer IV acces BD Q-SYTE™,with lateral injection site,19G,diameter 1.1mm,needle usable length 15mm, Implantable ports accessories:safety huber needles (with tubing),POLYPERF®SAFE,without automatic positive preasure,without closed luer IV acces BD Q-SYTE™,with lateral injection site,19G,diameter 1.1mm,needle usable length 17mm, Implantable ports accessories:safety huber needles (with tubing),POLYPERF®SAFE,without automatic positive preasure,without closed luer IV acces BD Q-SYTE™,with lateral injection site,19G,diameter 1.1mm,needle usable length 20mm, Implantable ports accessories:safety huber needles (with tubing),POLYPERF®SAFE,without automatic positive preasure,without closed luer IV acces BD Q-SYTE™,with lateral injection site,19G,diameter 1.1mm,needle usable length 25mm, Implantable ports accessories:safety huber needles (with tubing),POLYPERF®SAFE,without automatic positive preasure,without closed luer IV acces BD Q-SYTE™,with lateral injection site,19G,diameter 1.1mm,needle usable length 30 mm, Implantable ports accessories:safety huber needles (with tubing),POLYPERF®SAFE,without automatic positive preasure,without closed luer IV acces BD Q-SYTE™,with lateral injection site,19G,diameter 1.1mm,needle usable length 35mm, Implantable ports accessories:safety huber needles (with tubing),POLYPERF®SAFE,without automatic positive preasure,without closed luer IV acces BD Q-SYTE™,without lateral injection site,20G,diameter 0.9mm,needle usable length 15mm, Implantable ports accessories:safety huber needles (with tubing),POLYPERF®SAFE,without automatic positive preasure,without closed luer IV acces BD Q-SYTE™,without lateral injection site,20G,diameter 0.9mm,needle usable length 17mm, Implantable ports accessories:safety huber needles (with tubing),POLYPERF®SAFE,without automatic positive preasure,without closed luer IV acces BD Q-SYTE™,without lateral injection site,20G,diameter 0.9mm,needle usable length 20mm, Implantable ports accessories:safety huber needles (with tubing),POLYPERF®SAFE,without automatic positive preasure,without closed luer IV acces BD Q-SYTE™,without lateral injection site,20G,diameter 0.9mm,needle usable length 25mm, Implantable ports accessories:safety huber needles (with tubing),POLYPERF®SAFE,without automatic positive preasure,without closed luer IV acces BD Q-SYTE™,without lateral injection site,20G,diameter 0.9mm,needle usable length 30mm, Implantable ports accessories:safety huber needles (with tubing),POLYPERF®SAFE,without automatic positive preasure,without closed luer IV acces BD Q-SYTE™,without lateral injection site,20G,diameter 0.9mm,needle usable length 35mm, Implantable ports accessories:safety huber needles (with tubing),POLYPERF®SAFE,without automatic positive preasure,without closed luer IV acces BD Q-SYTE™,with lateral injection site,20G,diameter 0.9mm,needle usable length 15mm, Implantable ports accessories:safety huber needles (with tubing),POLYPERF®SAFE,without automatic positive preasure,without closed luer IV acces BD Q-SYTE™,with lateral injection site,20G,diameter 0.9mm,needle usable length 17mm, Implantable ports accessories:safety huber needles (with tubing),POLYPERF®SAFE,without automatic positive preasure,without closed luer IV acces BD Q-SYTE™,with lateral injection site,20G,diameter 0.9mm,needle usable length 20mm, Implantable ports accessories:safety huber needles (with tubing),POLYPERF®SAFE,without automatic positive preasure,without closed luer IV acces BD Q-SYTE™,with lateral injection site,20G,diameter 0.9mm,needle usable length 25mm, Implantable ports accessories:safety huber needles (with tubing),POLYPERF®SAFE,without automatic positive preasure,without closed luer IV acces BD Q-SYTE™,with lateral injection site,20G,diameter 0.9mm,needle usable length 30mm, Implantable ports accessories:safety huber needles (with tubing),POLYPERF®SAFE,without automatic positive preasure,without closed luer IV acces BD Q-SYTE™,with lateral injection site,20G,diameter 0.9mm,needle usable length 35mm, Implantable ports accessories:safety huber needles (with tubing),POLYPERF®SAFE,without automatic positive preasure,without closed luer IV acces BD Q-SYTE™,without lateral injection site,22G,diameter 0.7mm,needle usable length 15mm, Implantable ports accessories:safety huber needles (with tubing),POLYPERF®SAFE,without automatic positive preasure,without closed luer IV acces BD Q-SYTE™,without lateral injection site,22G,diameter 0.7mm,needle usable length 17mm, Implantable ports accessories:safety huber needles (with tubing),POLYPERF®SAFE,without automatic positive preasure,without closed luer IV acces BD Q-SYTE™,without lateral injection site,22G,diameter 0.7mm,needle usable length 20mm, Implantable ports accessories:safety huber needles (with tubing),POLYPERF®SAFE,without automatic positive preasure,without closed luer IV acces BD Q-SYTE™,without lateral injection site,22G,diameter 0.7mm,needle usable length 25mm, Implantable ports accessories:safety huber needles (with tubing),POLYPERF®SAFE,without automatic positive preasure,without closed luer IV acces BD Q-SYTE™,without lateral injection site,22G,diameter 0.7mm,needle usable length 30 mm, Implantable ports accessories:safety huber needles (with tubing),POLYPERF®SAFE,without automatic positive preasure,without closed luer IV acces BD Q-SYTE™,without lateral injection site,22G,diameter 0.7mm,needle usable length 35mm, Implantable ports accessories:safety huber needles (with tubing),POLYPERF®SAFE,without automatic positive preasure,without closed luer IV acces BD Q-SYTE™,with lateral injection site,22G,diameter 0.7mm,needle usable length 15mm, Implantable ports accessories:safety huber needles (with tubing),POLYPERF®SAFE,without automatic positive preasure,without closed luer IV acces BD Q-SYTE™,with lateral injection site,22G,diameter 0.7mm,needle usable length 17mm, Implantable ports accessories:safety huber needles (with tubing),POLYPERF®SAFE,without automatic positive preasure,without closed luer IV acces BD Q-SYTE™,with lateral injection site,22G,diameter 0.7mm,needle usable length 20mm, Implantable ports accessories:safety huber needles (with tubing),POLYPERF®SAFE,without automatic positive preasure,without closed luer IV acces BD Q-SYTE™,with lateral injection site,22G,diameter 0.7mm,needle usable length 25mm, Implantable ports accessories:safety huber needles (with tubing),POLYPERF®SAFE,without automatic positive preasure,without closed luer IV acces BD Q-SYTE™,with lateral injection site,22G,diameter 0.7mm,needle usable length 30 mm, Implantable ports accessories:safety huber needles (with tubing),POLYPERF®SAFE,without automatic positive preasure,without closed luer IV acces BD Q-SYTE™,with lateral injection site,22G,diameter 0.7mm,needle usable length 35mm | GREEMED | 2024-05-10T00:00:00.000+02:00 | Perouse Medical Route du Manoir 60173 IVRY LE TEMPLE-FRANCE | 601511*, 601711, 602011, 602511, 603011, 603511, 611511*, 611711, 612011, 612511, 613011, 613511, 601509*, 601709, 602009, 602509, 603009, 603509, 611509*, 611709, 612009, 612509, 613009, 613509, 601507*, 601707, 602007, 602507, 603007, 603507, 611507*, 611707, 612007, 612507, 613007, 613507 | Klasa IIa | Age injektimi ne portat e implantueshme | Tjeter
16480 | TYRXTM Absorbable Antibacterial Envelope | O.E.S DISTRIMED | 2024-05-14T00:00:00.000+02:00 | Medtronic, Inc. 710 Medtronic Parkway Minneapolis MN 55432 USA | CMRM6122INT, CMRM6133INT, NMRM6122INT, NMRM6133INT | Te implantueshme aktive | Zarfa Antibakteriale te Absorbueshem TYRXTM per vendosjen e pacemakerave (ritemebreseve) | Pajisje te implantueshme aktive
16482 | Planmeca ProSensor HD/Dental intra-oral x-ray system, Planmeca ProX /Dental intra-oral x-ray unit, Planmeca ProMax 3D / X-ray unit, Planmeca ProMax 3D s / X-ray unit, Planmeca ProMax 3D Mid/ X-ray unit, Planmeca ProMax 3D Plus/ X-ray unit, Planmeca Viso G5/ X-ray unit, Planmeca Viso G7/ X-ray unit, Planmeca Planosil/ Disinfectant for dental instrument | EURODENTA | 2024-05-20T00:00:00.000+02:00 | Planmeca Oy, Asentajankatu 6 , 00880 Helsinki , Finland | N/A | Klasa IIa, Klasa IIb | Sstem per grafi dentare, Unit per grafi dentare, Disinfektant per instrumente dentare | Pajisje dentare
16483 | Fighter™ Guidewire, Marvel™ Guidewire, Samurai™ Guidewire, Samurai™ RC Guidewire, Hornet™ Guidewire, Hornet™ 10 Guidewire, Hornet™ 14 Guidewire, JUDO™ 1 Guidewire, JUDO™ 3 Guidewire, JUDO™ 6 Guidewire | MONTAL | 2024-05-20T00:00:00.000+02:00 | Boston Scientific Corporation, 300 Boston Scientific Way, Marlborough, MA 01752 USA. | H749393031902, H749393033002, H749393011902, H749393013002, H74939301190J2, H74939301300J2, H749393021902, H749393023002, H74939302190J2, H74939302300J2, H749393061902, H749393063002, H749393051902, H749393053002, H749393041902, H749393043002, H749393071902, H749393073002, H749394151902, H749394153002, H749393771902, H749393773002, H749393781902, H749393783002 | Klasa III | Sentai Guidewires eshte nje pajisje qe perdoret ne procedurat kirurgjikale invazive minimale | Pajisje nje perdorimeshe
16484 | Universale | OMEGA OPTIKAL | 2024-05-14T00:00:00.000+02:00 | Schalcon S.p.A. unipersonale Direzione e coordinamento Omisan farmaceutici S.r.l. unipersonale viale Enrico Ortolani, 195 - 00125 Roma (RM), Italia | UV001550BB00005524S | Klasa IIb | Soluzion per lente kontakti soft dhe RPG | Pajisje oftalmike dhe optike
16485 | Euronda® EM15 SALIVA EJECTOR, EM15 SALIVA EJECTOR | Albadent Group | 2024-05-22T00:00:00.000+02:00 | EURONDA S.P.A VIA DELL'ARTIGIANATO,7 36030 MONTECCHIO PRECALCINO ( VICENZA) ITALY | Monoart® EM15 Saliva Ejector | Klasa IIa | Kanjula per pajisje dentare per apsirimin e stputumit | Pajisje dentare
16486 | Absorbent Paper Points LM-B-M, Absorbent Paper Points LM-B-C, Absorbent Paper Points LM-B-XC, Absorbent Paper Points Length Marked 10, Absorbent Paper Points Length Marked 15, Absorbent Paper Points Length Marked 20, Absorbent Paper Points Length Marked 25, Absorbent Paper Points Length Marked 30, Absorbent Paper Points Length Marked 35, Absorbent Paper Points Length Marked 40, Absorbent Paper Points Length Marked 45, Absorbent Paper Points Length Marked 50, Absorbent Paper Points Length Marked 55, Absorbent Paper Points Length Marked 60, Absorbent Paper Points Length Marked 70, Absorbent Paper Points Length Marked 80, Absorbent Paper Points Length Marked 90, Absorbent Paper Points Length Marked 100, Absorbent Paper Points Length Marked 110, Absorbent Paper Points Length Marked 120, Absorbent Paper Points Length Marked 130, Absorbent Paper Points Length Marked 140, Absorbent Paper Points Length Marked 04-10, Absorbent Paper Points Length Marked 04-15, Absorbent Paper Points Length Marked 04-20, Absorbent Paper Points Length Marked 04-25, Absorbent Paper Points Length Marked 04-30, Absorbent Paper Points Length Marked 04-35, Absorbent Paper Points Length Marked 04-40, Absorbent Paper Points Length Marked 04-45, Absorbent Paper Points Length Marked 04-50, Absorbent Paper Points Length Marked 04-55, Absorbent Paper Points Length Marked 04-60, Absorbent Paper Points Length Marked 04-70, Absorbent Paper Points Length Marked 04-80, Absorbent Paper Points Length Marked 06-10, Absorbent Paper Points Length Marked 06-15, Absorbent Paper Points Length Marked 06-20, Absorbent Paper Points Length Marked 06-25, Absorbent Paper Points Length Marked 06-30, Absorbent Paper Points Length Marked 06-35, Absorbent Paper Points Length Marked 06-40, Absorbent Paper Points Length Marked 06-45, Absorbent Paper Points Length Marked 06-50, Absorbent Paper Points Length Marked 06-55, Absorbent Paper Points Length Marked 06-60, Absorbent Paper Points Length Marked 06-70, Absorbent Paper Points Length Marked 06-80, Absorbent Paper Points Length Marked 08-10, Absorbent Paper Points Length Marked 08-15, Absorbent Paper Points Length Marked 08-20, Absorbent Paper Points Length Marked 08-25, Absorbent Paper Points Length Marked 08-30, Absorbent Paper Points Length Marked 08-35, Absorbent Paper Points Length Marked 08-40, Absorbent Paper Points PP F1, Absorbent Paper Points PP F2, Absorbent Paper Points PP F3, Absorbent Paper Points PP F4, Absorbent Paper Points PP F5, Absorbent Paper PP Points Length Marked F1, Absorbent Paper PP Points Length Marked F2, Absorbent Paper PP Points Length Marked F3, Absorbent Paper PP Points Length Marked F4, Absorbent Paper PP Points Length Marked F5, Absorbent Paper Points 15/40, Absorbent Paper Points 45/80, Absorbent Paper Points 04-15, Absorbent Paper Points 04-45/80, Absorbent Paper Points 06-15/40, Absorbent Paper Points 06-45/80, Absorbent Paper Points 08-15/40, Absorbent Paper Points Length Marked 15/40, Absorbent Paper Points Length Marked 45/80, Absorbent Paper Points Length Marked 04-15/40, Absorbent Paper Points Length Marked 06-15/40, Absorbent Paper Points Length Marked 06-45/80, Absorbent Paper Points Length Marked 08-15/40, Absorbent Paper Points PP F1/F3, Absorbent Paper Points PP Length Marke F1/F3, Absorbent Paper Points 90/140, Absorbent Paper Points Length Marke 90/140, Absorbent Paper Points B-XXF/B-XC, Sterile Absorbent Paper Point, Absorbent Paper Points 10, Absorbent Paper Points 15, Absorbent Paper Points 20, Absorbent Paper Points 25, Absorbent Paper Points 30, Absorbent Paper Points 35, Absorbent Paper Points 40, Absorbent Paper Points 45, Absorbent Paper Points 50, Absorbent Paper Points 55, Absorbent Paper Points 60, Absorbent Paper Points 70, Absorbent Paper Points 80, Absorbent Paper Points 90, Absorbent Paper Points 100, Absorbent Paper Points 110, Absorbent Paper Points 120, Absorbent Paper Points 130, Absorbent Paper Points 140, Absorbent Paper Points 04-10, Absorbent Paper Points 04-20, Absorbent Paper Points 04-25, Absorbent Paper Points 04-30, Absorbent Paper Points 04-35, Absorbent Paper Points 04-40, Absorbent Paper Points 04-45, Absorbent Paper Points 04-50, Absorbent Paper Points 04-55, Absorbent Paper Points 04-60, Absorbent Paper Points 04-70, Absorbent Paper Points 04-80, Absorbent Paper Points 06-10, Absorbent Paper Points 06-15, Absorbent Paper Points 06-20, Absorbent Paper Points 06-25, Absorbent Paper Points 06-30, Absorbent Paper Points 06-35, Absorbent Paper Points 06-40, Absorbent Paper Points 06-45, Absorbent Paper Points 06-50, Absorbent Paper Points 06-55, Absorbent Paper Points 06-60, Absorbent Paper Points 06-70, Absorbent Paper Points 06-80, Absorbent Paper Points 08-10, Absorbent Paper Points 08-15, Absorbent Paper Points 08-20, Absorbent Paper Points 08-25, Absorbent Paper Points 08-30, Absorbent Paper Points 08-35, Absorbent Paper Points 08-40, Absorbent Paper Points B-XXF, Absorbent Paper Points B-XF, Absorbent Paper Points B-F, Absorbent Paper Points B-M, Absorbent Paper Points B-C, Absorbent Paper Points B-XC, Absorbent Paper Points LM-B-XXF, Absorbent Paper Points LM-B-XF, Absorbent Paper Points LM-B-F | Albadent Group | 2024-05-22T00:00:00.000+02:00 | Meta Biomed Co., Ltd 270, Osongsaengmyeong1-ro, Osong-eup, Heungdeok-gu, Cheongju-si, Chungcheongbuk-do, Korea | N/A | Klasa IIa | Leter perthithese e markuar | Pajisje dentare
16487 | API 20 STREP 20600 | LABOPHARMA SHPK | 2024-05-07T00:00:00.000+02:00 | Biomerieux SA 376 Chemin de l'Orme 69280 Marcy-l'Etoile France | 20600 | In vitro | Jane reagente qe perdoren per kultivimin e Streptokokut ne laborator | Pajisje te diagnostifikimit in vitro
16488 | IntrepidTM 0.3 mm Polymer I/A Bimanual Set 8065751922 | PEGASUS. | 2024-05-13T00:00:00.000+02:00 | Alcon Laboratories , Inc. 6201 South Freeway Fort Worth , Texas 76134-2099, USA | 8065751922 | Klasa IIa | Jane sutura najloni me nje filament qe perdoren ne qepjet e lekures ne procedurat kirurgjikale te syrit. | Pajisje oftalmike dhe optike
16489 | Antibody to hepatitis C virus (CLIA) | O3 LAB | 2024-05-15T00:00:00.000+02:00 | Shenzhen Mindray Bio-Medical Electronics Co., Ltd.Mindray Building, Keji 12th Road South, High-TechIndustrial Park, Nanshan, 518057, Shenzhen, P.R. China | 105-024999-00, 105-025000-00 | In vitro | Reagent Imunologjik ne Kemilumineshence per percaktimin cilesor te antitrupave kundrejt virusit te Hepatit C (anti-HCV) ne serum ose plazmen e njeriut.Ka si qellim te perdoret si nje ndihme ne diagnostikimin e infektimit me virusin HCV dhe si nje test screening ne komponentet e gjakut te dhuruar nga donatoret. | Pajisje te diagnostifikimit in vitro
16490 | FISSATIVO CITOLOGICO - CYTOLOGICAL FIXATIVE 200ml | KRIJON | 2024-05-15T00:00:00.000+02:00 | KALTEK S.r.l. Via Liguria, 29 - 35020 Saonara (PD) Italy | 2185 | In vitro | Reagent per te bere fiksimin citologjik ne lama per dedektim ne mikroskopi | Pajisje te diagnostifikimit in vitro
16491 | Membrane-Adapter, sterile | Labor Dr. Limbach Heidelberg Germany | 2024-05-24T00:00:00.000+02:00 | SARSTEDT AG & Co. KG Sarstedtstr. 1, 51588 Nümbrech, Germany | 14.1112 | In vitro | Adaptor membrane steril | Pajisje te diagnostifikimit in vitro
16492 | THE Graft - Xenograft, derived from porcine, BG-A15, BG-A25, BG-A05, BG-A10, BG-A20, TG-A25, TG-A05, TG-A10, TG-A20, TG-AS25, TG-AS05, TG-AS10, BG-M15, BG-M25, BG-M05, BG-M10, TG-MS25, TG-MS05, TG-MS10, BG-B15, BG-B25, BG-B05, BG-B10, TG-B25, TG-B05, TG-B10, TG-B20, TG-BS25, TG-BS05, TG-BS10 | Rodio Pharma | 2024-05-27T00:00:00.000+02:00 | Purgo Biologics Inc. #812, 27 Dunchon-daero 457beon-gil, Jungwon-gu, Seongnam-si, Gyeonggi-do, Korea 13219 | na, 0.25-1.0/ 0.15 g / 0.36 cc / vial, 0.25-1.0/ 0.25 g / 0.60 cc / vial, 0.25-1.0/ 0.50 g / 1.20 cc / vial, 0.25-1.0/ 1.0 g / 2.40 cc / vial, 0.25-1.0/ 2.0 g / 4.80 cc / vial, 0.25-1.0/ 0.1 g / 0.25 cc / vial, 0.25-1.0/ 0.21 g / 0.50 cc / vial, 0.25-1.0/ 0.42 g / 1.00 cc / vial, 0.25-1.0/ 0.83 g / 2.00 cc / vial, 0.25-1.0/ 0.10 g / 0.25 cc / syringe, 0.25-1.0/ 0.21 g / 0.50 cc / syringe, 0.25-1.0/ 0.42 g / 1.00 cc / syringe, 0.6-1.4/ 0.15 g / 0.45 cc / vial, 0.6-1.4/ 0.25 g / 0.75 cc / vial, 0.6-1.4/ 0.50 g / 1.50 cc / vial, 0.6-1.4/ 1.00 g / 3.00 cc / vial, 0.6-1.4/ 0.08 g / 0.25 cc / syringe, 0.6-1.4/ 0.17 g / 0.50 cc / syringe, 0.6-1.4/ 0.33 g / 1.00 cc / syringe, 1.0-2.0/ 0.15g / 0.54 cc / vial, 1.0-2.0/ 0.25g / 0.90 cc / vial, 1.0-2.0/ 0.50g / 1.80 cc / vial, 1.0-2.0/ 1.00g / 3.60 cc / vial, 1.0-2.0/ 0.07g / 0.25 cc / vial, 1.0-2.0/ 0.14g / 0.50 cc / vial, 1.0-2.0/ 0.28g / 1.00 cc / vial, 1.0-2.0/ 0.56g / 2.00 cc / vial, 1.0-2.0/ 0.07g / 0.25 cc / syringe, 1.0-2.0/ 0146g / 0.50 cc / syringe, 1.0-2.0/ 0.28g / 1.00 cc / syringe | Klasa III | Kocke natyrale poroze me prejardhje nge derri. | Pajisje dentare
16493 | SIROPSEDAL | PharmaBest Group | 2024-06-05T00:00:00.000+02:00 | Laboratoires Elerte SAS 181 rue Andre Karman F-93300 Aubervilliers France | oral solution sweetened with xylitol 125 ml | Klasa I | Shurup per kollen me baze bimore. | Tjeter
16494 | OROSEDAL | PharmaBest Group | 2024-06-05T00:00:00.000+02:00 | Laboratoires Elerte SAS 181 rue Andre Karman F-93300 Aubervilliers France | mouth spray 20 ml | Klasa I | SPRAJ PËR GOJË DHE FYT PËR TË LEHTËSUAR DHIMBJET, AFTET, PLAGËT E GOJËS DHE FYTIT. | Tjeter
16495 | Abena Fix Net S,M,L,XL, XXL | Eco Life Pharma | 2024-06-05T00:00:00.000+02:00 | Abena A/S Egelund 35 DK-6200 Aabenraa Denmark | 1999911934, 1999911938, 1999911722, 1999911726 | Klasa I | Mbathje rrjetë për të mbajtur pecetat e inkontinencës | Tjeter
16496 | adhesives / GC ORTHO CONNECT 2 syringe pack | KOSLABOR- MEDICAL | 2024-05-09T00:00:00.000+02:00 | GC Europe N.V. - Research Park Interleuvenlaan 33 Leuven B-3001 Belgium | 90-1100-0000 | Klasa IIa | Material per ngjitjen e braketave | Pajisje dentare
16497 | Reinforced Suture Biocomposite Anchor PIEX Ø2.34mm x L10mm (BAP21092310), Reinforced Suture Biocomposite Anchor PIEX Ø2.95mm x L12mm (BAP2102912), Reinforced Suture Biocomposite Anchor PIEX Ø2.95mm x L12mm (BAP21029121), Reinforced Suture Biocomposite Anchor PIEX Ø5.5mm x L16mm (BAP2105516), Reinforced Suture Biocomposite Anchor PIEX Ø6.5mm x L16mm (BAP2106516), Reinforced Suture Biocomposite Anchor PIEX Ø5.5mm x L16mm (BAP21055161), Reinforced Suture Biocomposite Anchor PIEX Ø6.5mm x L16mm (BAP21065161), Reinforced Suture Biocomposite Anchor PIEX Ø5.5mm x L18 mm (BAP21095518) | T R I M E D | 2024-05-14T00:00:00.000+02:00 | BMT BAPS BİYO MALZEME SAN. VE TİC. A.Ş. Saray Mah. 1500 Cad. No:30 B Kahramankazan/Ankara Türkiye | Reinforced Suture Biocomposite Anchor PIEX Ø2.34mm x L10mm (BAP21092310), Reinforced Suture Biocomposite Anchor PIEX Ø2.95mm x L12mm (BAP2102912), Reinforced Suture Biocomposite Anchor PIEX Ø2.95mm x L12mm (BAP21029121), Reinforced Suture Biocomposite Anchor PIEX Ø5.5mm x L16mm (BAP2105516), Reinforced Suture Biocomposite Anchor PIEX Ø6.5mm x L16mm (BAP2106516), Reinforced Suture Biocomposite Anchor PIEX Ø5.5mm x L16mm (BAP21055161), Reinforced Suture Biocomposite Anchor PIEX Ø6.5mm x L16mm (BAP21065161), Reinforced Suture Biocomposite Anchor PIEX Ø5.5mm x L18 mm (BAP21095518) | Klasa III | Reinforced Suture Biocomposite Anchor jane pajisje të implantueshme njëpërdorimshe që përdoren për indet e buta (ligamentet, tendinat) dhe restaurimin e tendinit të ligamentit në artikulacione dhe/ose për muskujt e dëmtuar, siguron integrimin e muskujve ose kockave të indeve të buta., Reinforced Suture Biocomposite Anchor jane pajisje te implantueshme njëpërdorimshe që përdoren për indet e buta (ligamentet, tendinat) dhe restaurimin e tendinit të ligamentit në artikulacione dhe/ose për muskujt e dëmtuar, siguron integrimin e muskujve ose kockave të indeve të buta. | Pajisje te implantueshme jo aktive
16498 | Parapulpal retention pins -dental, Pin, dental retention /Retopin red, Pin, dental retention /Reto-Minipin green, Pin, dental retention /Tri-Star, Pin, dental retention /Tri-Jet, Pin, dental retention /Mandrel, Pin, dental retention /Handle | EURODENTA | 2024-05-09T00:00:00.000+02:00 | Edenta Etablissement , Idustriestrasse 13 ,LI-9486 Schaanwald | N/A | , Klasa IIa | N/A, Kunja parapulpare | Pajisje dentare
16499 | ALCOHOLIC MIXTURE FOR HISTOLOGY Solvet A 99°, ALCOHOLIC MIXTURE FOR HISTOLOGY Solvet B 95°, ALCOHOLIC MIXTURE FOR HISTOLOGY Solvet C 80°, ALCOHOLIC MIXTURE FOR HISTOLOGY Solvet D 70° | KRIJON | 2024-05-15T00:00:00.000+02:00 | KALTEK S.r.l. Via Liguria, 29 - 35020 Saonara (PD) Italy | 1520 , 1521, 1522 , 1523 | In vitro | Perzierje alkolesh ne perqendrime 70,80,95,99 % per perdorim ne histologji | Pajisje te diagnostifikimit in vitro
16500 | Ventilator | O.E.S DISTRIMED | 2024-05-22T00:00:00.000+02:00 | Shenzhen Comen Medical Instruments Co., Ltd Floor 10, Floor 11 and Section C of Floor 12 of Building 1A & Floor 1 to Floor 5 of Building 2, FIYTA Timepiece Building, Nuanhuan Avenue, Matian Sub-district, Guangming District, Shenzhen, Guangdong, 518106, P.R.China | V3, V3A | Klasa IIb | Ventilator,platforme mbeshtetese respiratore | Pajisje nje perdorimeshe
16501 | DERMABOND™ High Viscosity DERMABOND Topical Skin Adhesive, DERMABOND™ High Viscosity DERMABOND Mini Topical Skin Adhesive, DERMABOND ADVANCED™ DERMABOND ADVANCED Topical Skin Adhesive | E v i t a | 2024-05-16T00:00:00.000+02:00 | Ethicon, LLC, Highway 183 Km 8.3 San Lorenzo 00754 Puerto Rico USA | AHV6, AHV12, AHVM12, ANX6, ANX12 | Klasa IIa | Adhesiv topikal per mbylljen e plageve, te carave ne lekure e nderhyrjeve invazive te vogla | Tjeter
16502 | Planmeca ProMax/Panoramic dental X-ray unit, Planmeca ProOne/Panoramic dental X-ray unit | EURODENTA | 2024-05-15T00:00:00.000+02:00 | Planmeca Oy, Asentajankatu 6 , 00880 Helsinki , Finland | N/A | Klasa IIb | Unit per grafi dentare | Pajisje dentare
16503 | Surgical Instruments, AC Joint Reconstruction Set, Dilator Handle, Screw Driver Rachet Handle, Reamer-Aimer Instrument Set, Femoral Reamer Tray, Tibial Reamer Tray, Femoral Aimer Tray, Core Instrument Set, Pin Remover Tray, ACL/PCL Tray, Greft Preparation Instrument Set, ACL / PCL Instrument Set, ACL Reamer Tray, ACL Core Instrument Tray, I Handle, T-Ratchet Handle, Knee Joint Punch Set, Knee Joint Punch Set Inner Tray, Meniscal Mender Set, Shouder Arthroscopy Instrument | Orto-Implant | 2024-05-21T00:00:00.000+02:00 | DORATEK Medikal Elektrik Makine İmalatı Tur. İnş. San. ve Tic. Ltd. Şti. Ağaç-Metal Koop. 1436.Sok. No:6 İvedik OSB Yenimahalle / ANKARA / TÜRKİYE | NA, ACRS-0001, DLTH-0001, SDRH-0001, RMAT-0001, RMAT-0001-1, RMAT-0001-2, RMAT-0001-3, CRIT-0001, CRIT-0001-1, CRIT-0001-2, GPIT-0001, ACLI-0002, RMAT-0002-1, RMAT-0002-2, IHDT-0001, DRT-P1639, KJPS-0000, KJPS-0000-01, MNDR-0001, SHAI-0001, SHAI-0001-1, SHAI-0001-2, SHAI-0001-3, SHAI-0001-4, HNDD-0001, HNDR-0001, MSPS-0001, ALIN-0001, SKJC-0001 |  | Surgical Instruments, janë pajisje që përdoren për përgatitjen e vendit të kirurgjisë dhe për vendosjen e produkteve të implantueshme si vida, sutura etj, të cilat përdoren në kirurgjinë artroskopike, trauma dhe operacione të shtyllës kurrizore. | Instrumenta shumeperdorimeshe
Set, Instrument Set Inner Tray-1, Instrument Set Inner Tray-2, Instrument Set Inner Tray-3, Instrument Set Inner Tray-4, Donor, Recipient, Mosaic Plastiy Set, All In ACL/PCL Set, Cerclage Band Set
16504 | Sterile Ophthalmic Solutions (OMK2 eye drops) | T R I M E D | 2024-05-15T00:00:00.000+02:00 | OMIKRON ITALIA S.r.l., Viale Bruno Buozzi, 5 00197 ROME-ITALY | Sterile Ophthalmic Solutions (OMK2 eye drops) | Klasa IIa | OMK2® është një tretësirë oftalmike që përmban acid hialuronik me peshë të lartë molekulare 0,2%, e cila ndihmon indirekt proceset fiziologjike të ri-epitelializimit të kornesë pas operacionit të syrit, lazerit ose gërvishtjeve të vogla të sipërfaqes së kornesë. | Pajisje oftalmike dhe optike
16505 | No additive 3 ml 13*75, No additive 4 ml 13*75, No additive 5 ml 13*75, No additive 3 ml 13*100, No additive 4 ml 13*100, No additive 5 ml 13*100, No additive 6 ml 13*100, No additive 7 ml 16*100, No additive 8 ml 16*100, No additive 9 ml 16*100, No additive 10 ml 16*100, Clot Activator 1 ml 13*75, Clot Activator 2 ml 13*75, Clot Activator 3 ml 13*75, Clot Activator 4 ml 13*75, Clot Activator 5 ml 13*75, Clot Activator 3 ml 13*100, Clot Activator 4 ml 13*100, Clot Activator 5 ml 13*100, Clot Activator 6 ml 13*100, Clot Activator 7 ml 13*100, Clot Activator 8 ml 16*100, Clot Activator 9 ml 16*100, Clot Activator 10 ml 16*100, Clot Activator&Gel 3 ml 13*75, Clot Activator&Gel 3.5 ml 13*75, Clot Activator&Gel 4 ml 13*75, Clot Activator&Gel 3 ml 13*100, Sodium Citrate 3,8 % + Gel Searator 1.8 ml 13*100, Sodium Citrate 3,8 % + Gel Searator 2.7 ml 13*100, Sodium Citrate 3,8 % + Gel Searator 3.6 ml 13*100, Sodium Citrate 3,8 % + Gel Searator 4.5 ml 13*100, Sodium Citrate 3,8 % + Gel Searator 5.4 ml 13*100, Sodium Citrate 3,8 % + Gel Searator 8.1 ml 16*100, Sodium Citrate 3,8 % + Gel Searator 9 ml 16*100, Sodium Citrate 3,8 % 0.9 ml 13*75 , Sodium Citrate 3,8 % 1.8 ml 13*75 , Sodium Citrate 3,8 % 2.7 ml 13*75 , Sodium Citrate 3,8 % 3.6 ml 13*75 , Sodium Citrate 3,8 % 4.5 ml 13*75 , Sodium Citrate 3,8 % 1.8 ml 13*100, Sodium Citrate 3,8 % 2.7 ml 13*100, Sodium Citrate 3,8 % 3.6 ml 13*100, Sodium Citrate 3,8 % 4.5 ml 13*100, Sodium Citrate 3,8 % 5.4 ml 13*100, Sodium Citrate 3,8 % 6.3 ml 13*100, Sodium Citrate 3,8 % 8.1 ml 16*100, Sodium Citrate 3,8 % 9 ml 16*100, Sodium Citrate 3,8 % 0.9 ml 13*75, Sodium Citrate 3,8 % 1.8 ml 13*75, Sodium Citrate 3,8 % 2.7 ml 13*75, Sodium Citrate 3,2 % 0.9 ml 13*75, Sodium Citrate 3,2 % 1.8 ml 13*75, Sodium Citrate 3,2 % 3.6 ml 13*75, Sodium Citrate 3,2 % 4.5 ml 13*75, Sodium Citrate 3,2 % 1.8 ml 13*100, Sodium Citrate 3,2 % 2.7 ml 13*100, Sodium Citrate 3,2 % 3.6 ml 13*100, Sodium Citrate 3,2 % 4.5 ml 13*100, Sodium Citrate 3,2 % 5.4 ml 13*100, Sodium Citrate 3,2 % 6.3 ml 13*100, Sodium Citrate 3,2 % 8.1 ml 16*100, Sodium Citrate 3,2 % 9 ml 16*100, Sodium Citrate 3,2 % + Gel Searator 0.9 ml 13*75, Sodium Citrate 3,2 % + Gel Searator 1.8 ml 13*75, Sodium Citrate 3,2 % + Gel Searator 2.7 ml 13*75, Sodium Citrate 3,2 % + Gel Searator 3.6 ml 13*75, Sodium Citrate 3,2 % + Gel Searator 1.8 ml 13*100, Sodium Citrate 3,2 % + Gel Searator 2.7 ml 13*100, Sodium Citrate 3,2 % + Gel Searator 3.6 ml 13*100, Sodium Citrate 3,2 % + Gel Searator 4.5 ml 13*100, Sodium Citrate 3,2 % + Gel Searator 5.4 ml 13*100, Sodium Citrate 3,2 % + Gel Searator 8.1 ml 16*100, Clot Activator&Gel 4 ml 13*100, Clot Activator&Gel 5 ml 13*100, Clot Activator&Gel 6 ml 13*100, Clot Activator&Gel 8 ml 16*100, Clot Activator&Gel 8.5 ml 16*100, Clot Activator&Gel 9 ml 16*100, Sodium Citrate 3,8 % + Gel Searator 0.9 ml 13*75, Sodium Citrate 3,8 % + Gel Searator 1.8 ml 13*75, Sodium Citrate 3,8 % + Gel Searator 2.7 ml 13*75, Sodium Citrate 3,8 % + Gel Searator 3.6 ml 13*75, No additive 1 ml 13*75, No additive 2 ml 13*75, ACD-B + Gel Separator 9 ml 16*100, Thrombin 1 ml 13*75, Thrombin 2 ml 13*75, Thrombin 3 ml 13*75, Thrombin 4 ml 13*75, Thrombin 5 ml 13*100, Thrombin 6 ml 13*100, Thrombin 8 ml 16*100, Thrombin 9 ml 16*100, Thrombin 10 ml 16*100, Thrombin + Gel Separator 1 ml 13*75, Thrombin + Gel Separator 2 ml 13*75, Thrombin + Gel Separator 3 ml 13*75, Thrombin + Gel Separator 5 ml 13*100, Thrombin + Gel Separator 6 ml 13*100, Thrombin + Gel Separator 8 ml 16*100, Thrombin + Gel Separator 9 ml 16*100, ESR 1,6 ml 13*75, ESR 2,4 ml 13*75, ESR 1,6 ml 13*100, ESR 2,4 ml 13*100, EDTA 2Na/2K,6-Aminohexanoic acid,Glycine G.R. 1 ml 13*75, EDTA 2Na/2K,6-Aminohexanoic acid,Glycine G.R. 2 ml 13*75, EDTA 2Na/2K,6-Aminohexanoic acid,Glycine G.R. 3 ml 13*75, EDTA 2Na/2K,6-Aminohexanoic acid,Glycine G.R. 4 ml 13*75, EDTA 2Na/2K,6-Aminohexanoic acid,Glycine G.R. 3 ml 13*100, EDTA 2Na/2K,6-Aminohexanoic acid,Glycine G.R. 4 ml 13*100, EDTA 2Na/2K,6-Aminohexanoic acid,Glycine G.R. 5 ml 13*100, EDTA 2Na/2K,6-Aminohexanoic acid,Glycine G.R. 6 ml 13*100, EDTA 2Na/2K,6-Aminohexanoic acid,Glycine G.R. 7 ml 16*100, EDTA 2Na/2K,6-Aminohexanoic acid,Glycine G.R. 8 ml 16*100, EDTA 2Na/2K,6-Aminohexanoic acid,Glycine G.R. 9 ml 16*100, EDTA 2Na/2K,6-Aminohexanoic acid,Glycine G.R. 10 ml 16*100, Na Heparin/Na Fluoride + Gel Separator 3 ml 13*100, Na Heparin/Na Fluoride + Gel Separator 4 ml 13*100, Na Heparin/Na Fluoride + Gel Separator 5 ml 13*100, Na Heparin/Na Fluoride + Gel Separator 8 ml 16*100, Na Heparin/Na Fluoride + Gel Separator 9 ml 16*100, K2 EDTA 1 ml 13*75, K2 EDTA 2 ml 13*75, K2 EDTA 3 ml 13*75, K2 EDTA 4 ml 13*75, K2 EDTA 5ml 13*75, K2 EDTA 4ml 13*100, K2 EDTA 5ml 13*100, K2 EDTA6ml 13*100, K2 EDTA 8ml 16*100, K2 EDTA 9ml 16*100, K2 EDTA 10ml 16*100, K2 EDTA + Gel Separator 1ml 13*75, K2 EDTA + Gel Separator 2ml 13*75, K2 EDTA + Gel Separator 3ml 13*75, K2 EDTA + Gel Separator 4ml 13*100, K2 EDTA + Gel Separator 5ml 13*100, K2 EDTA + Gel Separator 6ml 13*100, K2 EDTA + Gel Separator 8ml 16*100, K2 EDTA + Gel Separator 9ml 16*100, K3 EDTA 1ml 13*75, K3 EDTA 2ml 13*75, K3 EDTA 3ml 13*75, K3 EDTA 4ml 13*75, K3 EDTA 5ml 13*75, K3 EDTA 4 ml 13*100, K3 EDTA 5 ml 13*100, K3 EDTA 6 ml 13*100, K3 EDTA 8 ml 16*100, K3 EDTA 9 ml 16*100, K3 EDTA 10 ml 16*100, K3 EDTA + Gel Separator 1ml 13*75, K3 EDTA + Gel Separator 2 ml 1 13*75, K3 EDTA + Gel Separator 3 ml 13*75, K3 EDTA + Gel Separator 4 ml 13*100, K3 EDTA + Gel Separator 5 ml 13*100, K3 EDTA + Gel Separator 6 ml 13*100, K3 EDTA + Gel Separator 8 ml 16*100, K3 EDTA + Gel Separator 9 ml 16100, ACD-A 1 ml 13*75, ACD-A 2 ml 13*75, ACD-A 3 ml 13*75, ACD-A 4 ml 13*75, ACD-A 5 ml 13*100, ACD-A 6 ml 13*100, ACD-A 8 ml 16*100, ACD-A 9 ml 16*100, ACD-A + Gel Separator 1 ml 13*75, ACD-A + Gel Separator 2 ml 13*75, ACD-A + Gel Separator 3 ml 13*75, ACD-A + Gel Separator 5 ml 13*100, ACD-A + Gel Separator 6 ml 13*100, ACD-A + Gel Separator 8 ml 16*100, ACD-A + Gel Separator 9 ml 16*100, ACD-B 1 ml 3*75, ACD-B 2 ml 13*75, ACD-B 3 ml 13*75, ACD-B 4 ml 13*75, ACD-B 5 ml 13*100, ACD-B 6 ml 13*100, ACD-B 8 ml 16*100, ACD-B 9 ml 16*100, ACD-B + Gel Separator 1 ml 13*75, ACD-B + Gel Separator 2 ml 13*75, ACD-B + Gel Separator 3 ml 13*75, ACD-B + Gel Separator 5 ml 13*100, ACD-B + Gel Separator 6 ml 13*100, ACD-B + Gel Separator 8 ml 16*100, Potassium Oxalate/Na fluoride + Gel Searator 8 ml 16*1 00, Potassium Oxalate/Na fluoride + Gel Searator 9 ml 16*100, K3 EDTA/Na Fluoride 1 ml 13*75, K3 EDTA/Na Fluoride 2 ml 13*75, K3 EDTA/Na Fluoride 3 ml 13*75, K3 EDTA/Na Fluoride 4 ml 13*75, K3 EDTA/Na Fluoride 2 ml 13*100, K3 EDTA/Na Fluoride 3 ml 13*100, K3 EDTA/Na Fluoride 4 ml 13*100, K3 EDTA/Na Fluoride 5 ml 13*100, K3 EDTA/Na Fluoride 8 ml 16*100, K3 EDTA/Na Fluoride 9 ml 16*100, K3 EDTA/Na Fluoride + Gel Searator 1 ml 13*75, K3 EDTA/Na Fluoride + Gel Searator 2 ml 13*75, K3 EDTA/Na Fluoride + Gel Searator 3 ml 13*75 , K3 EDTA/Na Fluoride + Gel Searator 2 ml 13*100, K3 EDTA/Na Fluoride + Gel Searator 3 ml 13*100 , K2 EDTA/Na Fluoride + Gel Searator 2 ml 13*100, K2 EDTA/Na Fluoride + Gel Searator 3 ml 13*100, K2 EDTA/Na Fluoride + Gel Searator 4 ml 13*100, K2 EDTA/Na Fluoride + Gel Searator 5 ml 13*100, K2 EDTA/Na Fluoride + Gel Searator 8 ml 16*100, K2 EDTA/Na Fluoride + Gel Searator 9 ml 16*100, Li Heparin/Na Fluoride 1 ml 13*75, Li Heparin/Na Fluoride 2 ml 13*75, Li Heparin/Na Fluoride 3 ml 13*75, Li Heparin/Na Fluoride 4 ml 13*75, Li Heparin/Na Fluoride 2 ml 13 *100, Li Heparin/Na Fluoride 3 ml 13*100, Li Heparin/Na Fluoride 4 ml 13*100, Li Heparin/Na Fluoride 5 ml 13*100, Li Heparin/Na Fluoride 8 ml 16*100, Li Heparin/Na Fluoride 9 ml 16*100, Li Heparin/Na Fluoride + Gel Separator 1 ml 13*75, Li Heparin/Na Fluoride + Gel Separator 2 ml 13*75, Li Heparin/Na Fluoride + Gel Separator 3 ml 13*75, Li Heparin/Na Fluoride + Gel Separator 4 ml 13*75, Li Heparin/Na Fluoride + Gel Separator 2 ml 13*100, Li Heparin/Na Fluoride + Gel Separator 3 ml 13*100, Li Heparin/Na Fluoride + Gel Separator 4 ml 13*100, Li Heparin/Na Fluoride + Gel Separator 5 ml 13*100, Li Heparin/Na Fluoride + Gel Separator 8 ml 16*100, Li Heparin/Na Fluoride + Gel Separator 9 ml 16*100, Na Heparin/Na Fluoride 1 ml 13*75, Na Heparin/Na Fluoride 2 ml 13*75, Na Heparin/Na Fluoride 3 ml 13*75, Na Heparin/Na Fluoride 4 ml 13*75, Na Heparin/Na Fluoride 2 ml 13*100, Na Heparin/Na Fluoride 3 ml 13*100, Na Heparin/Na Fluoride 4 ml 13*100, Na Heparin/Na Fluoride 5 ml 13*100, Na Heparin/Na Fluoride 8 ml 16*100, Na Heparin/Na Fluoride 9 ml 16*100 , Na Heparin/Na Fluoride + Gel Separator 1 ml 13*75, Na Heparin/Na Fluoride + Gel Separator 2 ml 13*75, Na Heparin/Na Fluoride + Gel Separator 3 ml 13*75, Na Heparin/Na Fluoride + Gel Separator 4 ml 13*75, Na Heparin/Na Fluoride + Gel Separator 2 ml 13*100, K3 EDTA/Na Fluoride + Gel Searator 4 ml 13*100 , K3 EDTA/Na Fluoride + Gel Searator 5 ml 13*100, K3 EDTA/Na Fluoride + Gel Searator 8 ml 16*100, K3 EDTA/Na Fluoride + Gel Searator 9 ml 16*100, K2 EDTA/Na Fluoride 1 ml 13*75, K2 EDTA/Na Fluoride 2 ml 13*75, K2 EDTA/Na Fluoride 3 ml 13*75, K2 EDTA/Na Fluoride 4 ml 13*75, K2 EDTA/Na Fluoride 2 ml 13*100, K2 EDTA/Na Fluoride 3 ml 13*100, K2 EDTA/Na Fluoride 4 ml 13*100, K2 EDTA/Na Fluoride 5 ml 13*100, K2 EDTA/Na Fluoride 8 ml 16*100, K2 EDTA/Na Fluoride 9 ml 16*100, K2 EDTA/Na Fluoride + Gel Searator 1 ml 13*75 , K2 EDTA/Na Fluoride + Gel Searator 2 ml 13*75, K2 EDTA/Na Fluoride + Gel Searator 3 ml 13*75, K2 EDTA/Na Fluoride + Gel Searator 2 ml 13*100, K2 EDTA/Na Fluoride + Gel Searator 3 ml 13*100, K2 EDTA/Na Fluoride + Gel Searator 4 ml 13*100, K2 EDTA/Na Fluoride + Gel Searator 5 ml 13*100, K2 EDTA/Na Fluoride + Gel Searator 8 ml 16*100, K2 EDTA/Na Fluoride + Gel Searator 9 ml 16*100, Na2 EDTA/Na Fluoride 1 ml 13*75, Na2 EDTA/Na Fluoride 2 ml 13*75, Na2 EDTA/Na Fluoride 3 ml 13*75, Na2 EDTA/Na Fluoride 4 ml 13*75, Na2 EDTA/Na Fluoride 2 ml 13*100, Na2 EDTA/Na Fluoride 3 ml 13*100, Na2 EDTA/Na Fluoride 4 ml 13*100, Na2 EDTA/Na Fluoride 5 ml 13*100, Na2 EDTA/Na Fluoride 8 ml 16*100, Na2 EDTA/Na Fluoride 9 ml 16*100, K2 EDTA/Na Fluoride + Gel Searator 1 ml 13*75, K2 EDTA/Na Fluoride + Gel Searator 2 ml 13*75, K2 EDTA/Na Fluoride + Gel Searator 3 ml 13*75, Sodium Citrate 3,2 % + Gel Searator 9 ml 16*100, Sodium Citrate 3,2 % 0.9 ml 13*75, Sodium Citrate 3,2 % 1.8 ml 13*75, Sodium Citrate 3,2 % 2.7 ml 13*75, Lithium Heparin 1 ml 13*75, Lithium Heparin 2 ml 13*75, Lithium Heparin 3 ml 13*75, Lithium Heparin 4 ml 13*75, Lithium Heparin 5ml 13*75, Lithium Heparin 3 ml 13*100, Lithium Heparin 4 ml 13*100, Lithium Heparin 5ml 13*100, Lithium Heparin 6 ml 13*100, Lithium Heparin 7 ml 13*100, Lithium Heparin 8 ml 16*100, Lithium Heparin 9 ml 16*100, Lithium Heparin 10 ml 16*100, Lithium Heparin + Gel Searator 1 ml 13*75, Lithium Heparin + Gel Searator 2 ml 13*75, Lithium Heparin + Gel Searator 3 ml 13*75, Lithium Heparin + Gel Searator 4 ml 13*75, Lithium Heparin + Gel Searator 3 ml 13*100, Lithium Heparin + Gel Searator 4 ml 13*100, Lithium Heparin + Gel Searator 5 ml 13*100, Lithium Heparin + Gel Searator 6 ml 13*100, Lithium Heparin + Gel Searator 8 ml 16*100, Lithium Heparin + Gel Searator 9 ml 16*100, Sodium Heparin 1 ml 13*75, Sodium Heparin 2 ml 13*75, Sodium Heparin 3 ml 13*75, Sodium Heparin 4 ml 13*75, Sodium Heparin 5 ml 13*75, Sodium Heparin 3 ml 13*100, Sodium Heparin 4 ml 13*100, Sodium Heparin 5 ml 13*100, Sodium Heparin 6 ml 13*100, Sodium Heparin 7 ml 13*100, Sodium Heparin 8 ml 16*100, Sodium Heparin 9 ml 16*100, Sodium Heparin 10 ml 16*100, Sodium Heparin + Gel Searator 1 ml 13*75, Sodium Heparin + Gel Searator 2 ml 13*75, Sodium Heparin + Gel Searator 3 ml 13*75, Sodium Heparin + Gel Searator 4 ml 13*75, Sodium Heparin + Gel Searator 3 ml 13*100, Sodium Heparin + Gel Searator 4 ml 13*100, Sodium Heparin + Gel Searator 5 ml 13*100, Sodium Heparin + Gel Searator 6 ml 13*100, Sodium Heparin + Gel Searator 8 ml 16*100, Sodium Heparin + Gel Searator 9 ml 16*100, Potassium Oxalate/Na fluoride 1 ml 13*75, Potassium Oxalate/Na fluoride 2ml 13*75, Potassium Oxalate/Na fluoride 3 ml 13*75, Potassium Oxalate/Na fluoride 4 ml 13*75, Potassium Oxalate/Na fluoride 2ml 13*100, Potassium Oxalate/Na fluoride 3 ml 13*100, Potassium Oxalate/Na fluoride 4 ml 13*100, Potassium Oxalate/Na fluoride 5 ml 13*100, Potassium Oxalate/Na fluoride 8 ml 16*100, Potassium Oxalate/Na fluoride 9 ml 16*100, Potassium Oxalate/Na fluoride + Gel Searator 1 ml 13*75, Potassium Oxalate/Na fluoride + Gel Searator 2 ml 13*75, Potassium Oxalate/Na fluoride + Gel Searator 3 ml 13*75, Potassium Oxalate/Na fluoride + Gel Searator 2 ml 13*100, Potassium Oxalate/Na fluoride + Gel Searator 3 ml 13*100, Potassium Oxalate/Na fluoride + Gel Searator 4 ml 13*100, Potassium Oxalate/Na fluoride + Gel Searator 5 ml 13*100 | GENIUS SHPK | 2024-05-17T00:00:00.000+02:00 | OU InterVacTechnology - Kadastiku 57, Narva, 21004, Estonia | NE1302, NE1402, NE1502, NE2302, NE2402, NE2502, NE2602 , NE2702, NE3802, NE3902, NE3102, AE1102, AE1202, AE1302, AE1402, AE1502, AE2302 , AE2402, AE2502 , AE2602 , AE2702 , AE3802 , AE3902 , AE3102, AG1302, AG1352 , AG1402 , AG2302 , SG2182, SG2272 , SG2362, SG2452, SG2542, SG3812, SG3902, SE1092, SE1182, SE1272, SE1362, SE1452 , SE2182, SE2272, SE2362, SE2452, SE2542 , SE2632, SE3812, SE3902, SE5092, SE5182, SE5272, KE1092, KE1182, KE1272 , KE1362, KE1452, KE2182, KE2272, KE2362, KE2452, KE2542, KE2632, KE3812, KE3902, KG1092, KG1182, KG1272, KG1362 , KG2182, KG2272, KG2362, KG2452, KG2542, KG3812, AG2402, AG2502, AG2602, AG3802 , AG3852 , AG3902 , SG1092 , SG1182, SG1272, SG1362, NE1102, NE1202, DG3902, BE1102 , BE1202, BE1302, BE1402, BE2502, BE2602, BE3802, BE3902, BE3102 , BG1102, BG1202, BG1302, BG2502, BG2602, BG3802 , BG3902, RE1162, RE1242, RE2162, RE2242, WE1102, WE1202, WE1302 , WE1402, WE2302, WE2402, WE2502, WE2602 , WE3702, WE3802 , WE3902, WE3102, PG2302, PG2402, PG2502, PG3802, PG3902, EE1102, EE1202, EE1302, EE1402, EE1502, EE2402, EE2502, EE2602, EE3802, EE3902, EE3102, EG1102, EG1202, EG1302, EG2402, EG2502, EG2602, EG3802, EG3902, TE1102, TE1202, TE1302, TE1402, TE1502, TE2402, TE2502, TE2602, TE3802, TE3902, TE3102, TG1102, TG1202, TG1302 , TG2402, TG2502 , TG2602 , TG3802 , TG3902 , CE1102 , CE1202 , CE1302 , CE1402 , CE2502 , CE2602 , CE3802 , CE3902 , CG1102 , CG1202, CG1302, CG2502, CG2602 , CG3802 , CG3902 , DE1102, DE1202, DE1302, DE1402, DE2502, DE2602, DE3802, DE3902, DG1102, DG1202 , DG1302, DG2502, DG2602, DG3802, FG3802, FG3902 , IE1102, IE1202, IE1302, IE1402, IE2202, IE2302, IE2402, IE2502, IE3802, IE3902, IG1102, IG1202, IG1302, IG2202, IG2302, VG2202, VG2302, VG2402, VG2502, VG3802, VG3902, QE1102, QE1202, QE1302, QE1402, QE2202, QE2302, QE2402, QE2502, QE3802, QE3902, QG1102, QG1202, QG1302, QG1402, QG2202, QG2302, QG2402, QG2502, QG3802, QG3902, PE1102 , PE1202, PE1302, PE1402, PE2202, PE2302, PE2402, PE2502, PE3802, PE3902, PG1102, PG1202, PG1302, PG1402, PG2202, IG2402, IG2502, IG3802, IG3902, JE1102, JE1202, JE1302 , JE1402, JE2202, JE2302, JE2402, JE2502, JE3802, JE3902, JG1102 , JG1202, JG1302, JG2202, JG2302, JG2402, JG2502 , JG3802, JG3902, VE1102, VE1202, VE1302, VE1402, VE2202, VE2302, VE2402, VE2502 , VE3802, VE3902, VG11O2, VG1202, VG1302, KG3902, KE5092, KE5182, KE5272, LE1102, LE1202 , LE1302, LE1402, LEI 502, LE2302, LE2402, LE2502, LE2602, LE2702, LE3802, LE3902, LE3102, LG1102, LG1202, LG1302, LG1402, LG2302, LG2402, LG2502, LG2602, LG3802, LG3902, HE1102, HE1202, HE1302, HE1402, HE1502, HE2302, HE2402, HE2502, HE2602, HE2702, HE3802, HE3902, HE3102, HG1102, HG1202, HG1302, HG1402, HG2302, HG2402, HG2502, HG2602, HG3802, HG3902, FE1102, FE1202, FE1302, FE1402, FE2202, FE2302 , FE2402, FE2502, FE3802, FE3902, FG1102, FG1202, FG1302, FG2202, FG2302, FG2402, FG2502 | In vitro | Material konsumi in vitro, tuba me sistemin vakumed per ruajtjen, transportimin, testimin dhe mbledhjen e lengjeve biologjike (gjak, urine, pluhuri cerebrospinal dhe gazrave). Perdoret ne fushen seriologjike, kimine klinike, dhe imunologji., Material konsumi in vitro, tuba me sistemin vakumed per ruajtjen, transportimin, testimin me funksion pershpejtimin e koagulimit te gjakut. Serumi eshte qe nje substance qe clirohet nga fibrinogjeni por permban fragmente te trombociteve dhe produkteve te metabolizmit. Perdoret ne fushen seriologjike, kimine klinike, imunologji dhe ne punimin e analizes se elektroforezave te serumit., Material konsumi in vitro, tuba me sistemin vakumed per ruajtjen, transportin dhe mbledhjen e kampionit te gjakut, me funksion ndarjen e gjakut, ndarjen fizike te komponenteve qelizore te gjakut (si qelizat e kuqe dhe te bardha) dhe komponentit lengor (plazmes) pas centrifugacionit.. Perdoret ne fushen seriologjike, kimine klinike, imunologji etj., Material konsumi in vitro, tuba me sistemin vakumed per ruajtjen, transportin dhe mbledhjen e kampionit te gjakut, me funksion vleresimin e kohes se koagulacionit dhe ndarjen e gjakut ne komponente plazem dhe serum permes centrifugacionit. Perdoret ne fushen seriologjike, kimine klinike, imunologji dhe ne punimin e analizes se elektroforezave te serumit., Material konsumi in vitro, tuba me sistemin vakumed per ruajtjen, transportin dhe mbledhjen e kampionit te gjakut, me funksion vleresimin e kohes se koagulacionit dhe ndarjen e gjakut ne komponente plazem dhe serum përmes centrifugacionit. Perdoret ne fushen seriologjike, kimine klinike, imunologji dhe ne punimin e analizes se elektroforezave te serumit., Material konsumi in vitro, tuba me sistemin vakumed per ruajtjen, transportin dhe mbledhjen e kampionit te gjakut.Thrombin eshte nje enzime qe luan nje rol kyç ne procesin e koagulacionit të gjakut. Ky proces eshte nje pjese e sistemit te hemostazes, i cili eshte i perfshire ne ndalimin e mpirjes se gjakut ne rast te demtimit te eneve te gjakut., Material konsumi in vitro, tuba me sistemin vakumed per ruajtjen, transportin dhe mbledhjen e kampionit te gjakut.Thrombin eshte nje enzime qe luan nje rol kyç ne procesin e koagulacionit të gjakut. Ky proces eshte nje pjese e sistemit te hemostazes, i cili eshte i perfshire ne ndalimin e mpirjes se gjakut ne rast te demtimit te eneve te gjakut dhe njekohesisht nepermjet elementit te xhelit ndarjen fizike te komponenteve qelizore te gjakut (si qelizat e kuqe dhe te bardha) dhe komponentit lengor (plazmes) pas centrifugacionit.., Material konsumi in vitro, tuba me sistemin vakumed per ruajtjen, transportin dhe mbledhjen e kampionit te gjakut. ESR, ose shpejtsia e sedimentimit te eritrociteve, eshte nje analize laboratorike qe perdor tuba me antikoagulant, siç eshte tuba me natrium etilen diaminotetraacetate (Na-EDTA), per te vleresuar shpejtesine e sedimentimit te eritrociteve., Material konsumi in vitro, tuba me sistemin vakumed per ruajtjen, transportin dhe mbledhjen e kampionit te gjakut. Tuba per testim me formulen EDTA 2Na/2K, 6-Aminohexanoic acid, Glycine (G.R) jane tuba te dizajnuara per te mbledhur gjak dhe per te parandaluar koagulacionin e gjakut. Formulimi perfshin EDTA (Ethylenediaminetetraacetate) si antikoagulant, 6-Aminohexanoic acid (nje forme e caproic acidit) dhe glicerine. Perdoren per te ruajtur integritetin e eritrociteve dhe formen e tyre gjate transportit dhe perpunimit. Perdoren per analizat laboratorike qe kerkojne gjak te pa-koaguluar., Material konsumi in vitro, tuba me sistemin vakumed per ruajtjen, transportin dhe mbledhjen e kampionit te gjakut. Tuba per testim me Na Heparin/Na fluoride perdoren per te mbledhur gjak dhe parandaluar koagulacionin, si dhe per te frenuar glikolizën dhe njekohesisht bejne te mundur nepermjet elementit te xhelit ndarjen fizike te komponenteve qelizore te gjakut (si qelizat e kuqe dhe te bardha) dhe komponentit lengor (plazmes) pas centrifugacionit. Jane te pershtatshem per te mbajtur gjakun ne nje gjendje te pershtatshme per analizat specifike te hematologjise dhe nivelit te glukozes, Material konsumi in vitro, tuba me sistemin vakumed per ruajtjen, transportin dhe mbledhjen e kampionit te gjakut. Tuba per testim me K2 EDTA (dipotassium ethylenediaminetetraacetate) vepron si antikoagulant duke ndaluar aktivitetin e kalciumit, nje faktor i rendesishem ne procesin e koagulacionit., Material konsumi in vitro, tuba me sistemin vakumed per ruajtjen, transportin dhe mbledhjen e kampionit te gjakut. Tuba per testim me K2 EDTA (dipotassium ethylenediaminetetraacetate) vepron si antikoagulant duke ndaluar aktivitetin e kalciumit dhe njekohesisht bejne te mundur nepermjet elementit te xhelit ndarjen fizike te komponenteve qelizore te gjakut (si qelizat e kuqe dhe te bardha) dhe komponentit lengor (plazmes) pas centrifugacionit., Material konsumi in vitro, tuba me sistemin vakumed per ruajtjen, transportin dhe mbledhjen e kampionit te gjakut. Tuba per testim me K3 EDTA (tripotassium ethylenediaminetetraacetate) ka si funksion kryesor te parandaloje koagulacionin e gjakut duke lidhur kalciumin., Material konsumi in vitro, tuba me sistemin vakumed per ruajtjen, transportin dhe mbledhjen e kampionit te gjakut. Tuba per testim me K3 EDTA (tripotassium ethylenediaminetetraacetate) ka si funksion kryesor te parandaloje koagulacionin e gjakut duke lidhur kalciumin dhe njekohesisht bejne te mundur nepermjet elementit te xhelit ndarjen fizike te komponenteve qelizore te gjakut (si qelizat e kuqe dhe te bardha) dhe komponentit lengor (plazmes) pas centrifugacionit., Material konsumi in vitro, tuba me sistemin vakumed per ruajtjen, transportin dhe mbledhjen e kampionit te gjakut. ACD-A vepron si antikoagulant duke ndaluar koagulacionin e gjakut, e cila permban citrat, acid citrik, dhe glukoze. Perdoret per te testuar dhe analizuar qelizat e gjakut si Leukograma, Eritrograma dhe Trombocitograma., Material konsumi in vitro, tuba me sistemin vakumed per ruajtjen, transportin dhe mbledhjen e kampionit te gjakut. ACD-A vepron si antikoagulant duke ndaluar koagulacionin e gjakut, e cila permban citrat, acid citrik, dhe glukoze dhe njekohesisht bejne te mundur nepermjet elementit te xhelit ndarjen fizike te komponenteve qelizore te gjakut (si qelizat e kuqe dhe te bardha) dhe komponentit lengor (plazmes) pas centrifugacionit.. Perdoret per te testuar dhe analizuar qelizat e gjakut si Leukograma, Eritrograma dhe Trombocitograma., Material konsumi in vitro, tuba me sistemin vakumed per ruajtjen, transportin dhe mbledhjen e kampionit te gjakut.Tuba per testim me ACD-B (Acid-Citrate-Dextrose Solution B) eshte nje zgjidhje antikoagulante dhe eshte pjese e grupit te tubave te perdorur per te mbledhur dhe ruajtur gjakun per analiza laboratorike. ACD-B ka funksionin kryesor te parandaloje koagulacionin e gjakut, duke ruajtur integritetin e qelizave te gjakut ne gjendje te lengshme per nje kohe te gjate., Material konsumi in vitro, tuba me sistemin vakumed per ruajtjen, transportin dhe mbledhjen e kampionit te gjakut.Tuba per testim me ACD-B (Acid-Citrate-Dextrose Solution B) kane funksionin kryesor te parandaloje koagulacionin e gjakut, duke ruajtur integritetin e qelizave te gjakut ne gjendje te lengshme per nje kohe te gjate dhe njekohesisht bejne te mundur nepermjet elementit te xhelit ndarjen fizike te komponenteve qelizore te gjakut (si qelizat e kuqe dhe te bardha) dhe komponentit lengor (plazmes) pas centrifugacionit., Material konsumi in vitro, tuba me sistemin vakumed per ruajtjen, transportin dhe mbledhjen e kampionit te gjakut. Keto tuba perdoren per te ruajtur gjakun per analiza te nivelit te glukozes, duke parandaluar glikolizine permes elementeve potassium oxalate/Na fluoride (oksalat kaliumi/sodium fluoridi) dhe njekohesisht bejne te mundur nepermjet elementit te xhelit ndarjen fizike te komponenteve qelizore te gjakut (si qelizat e kuqe dhe te bardha) dhe komponentit lengor (plazmes) pas centrifugacionit. Mundesojne ruajtjen e gjakut per nje periudhe te gjate kohore ne forme te stabilizuar. , Material konsumi in vitro, tuba me sistemin vakumed per ruajtjen, transportin dhe mbledhjen e kampionit te gjakut. Keto tuba perdoren per testimin me K3 EDTA/Na fluoride per te mbledhur gjak dhe parandaluar koagulacionin, si dhe per te frenuar glikolizen. Kombinimi i K3 EDTA (tripotassium ethylenediaminetetraacetate) dhe sodium fluoride, kombinim i i antikoagulantit dhe konservuesit siguron nje monster te pershtatshme per shume analiza laboratorike, duke mbajtur gjakun ne nje gjendje te stabilizuar per analiza specifike te hematologjise dhe nivelit te glukozes., Material konsumi in vitro, tuba me sistemin vakumed per ruajtjen, transportin dhe mbledhjen e kampionit te gjakut. Keto tuba perdoren per testimin me K2 EDTA/Na fluoride per te mbledhur gjak dhe parandaluar koagulacionin, si dhe per te frenuar glikolizen dhe dhe njekohesisht bejne te mundur nepermjet elementit te xhelit ndarjen fizike te komponenteve qelizore te gjakut (si qelizat e kuqe dhe te bardha) dhe komponentit lengor (plazmes) pas centrifugacionit. Kombinimi i antikoagulantit, konservuesit dhe ndaresit me gel siguron nje mostre te pershtatshme per analiza te nivelit te glukozes dhe analiza te tjera laboratorike qe kerkojne plazme te paster dhe të pa-koaguluar., Material konsumi in vitro, tuba me sistemin vakumed per ruajtjen, transportin dhe mbledhjen e kampionit te gjakut. Tuba per testim me Li Heparin/Na fluoride perdoren per te mbledhur gjak dhe parandaluar koagulacionin, si dhe per te frenuar glikolizën, jane te pershtatshme per analizat e nivelit te glukozes dhe analiza te tjera laboratorike qe kerkojne ruajtjen e stabilizuar te glukozes për nje periudhe te gjate., Material konsumi in vitro, tuba me sistemin vakumed per ruajtjen, transportin dhe mbledhjen e kampionit te gjakut. Tuba per testim me Li Heparin/Na fluoride perdoren per te mbledhur gjak dhe parandaluar koagulacionin, si dhe per te frenuar glikolizën dhe njekohesisht bejne te mundur nepermjet elementit te xhelit ndarjen fizike te komponenteve qelizore te gjakut (si qelizat e kuqe dhe te bardha) dhe komponentit lengor (plazmes) pas centrifugacionit. Jane te pershtatshme per analizat e nivelit te glukozes dhe analiza te tjera laboratorike qe kerkojne ruajtjen e stabilizuar te glukozes për nje periudhe te gjate., Material konsumi in vitro, tuba me sistemin vakumed per ruajtjen, transportin dhe mbledhjen e kampionit te gjakut. Tuba për testim me Na Heparin/Na fluoride perdoren per te mbledhur gjak dhe parandaluar koagulacionin, si dhe për te frenuar glikolizën, duke ruajtur te pershtatshem mostren per analiza laboratorike, Material konsumi in vitro, tuba me sistemin vakumed per ruajtjen, transportin dhe mbledhjen e kampionit te gjakut. Tuba per testim me Na Heparin/Na fluoride perdoren per te mbledhur gjak dhe parandaluar koagulacionin, si dhe per te frenuar glikolizën. Jane te pershtatshem per te mbajtur gjakun ne nje gjendje te pershtatshme per analizat specifike te hematologjise dhe nivelit te glukozes., Material konsumi in vitro, tuba me sistemin vakumed per ruajtjen, transportin dhe mbledhjen e kampionit te gjakut. Keto tuba perdoren per testimin me K3 EDTA/Na fluoride per te mbledhur gjak dhe parandaluar koagulacionin, si dhe per te frenuar glikolizen dhe dhe njekohesisht bejne te mundur nepermjet elementit te xhelit ndarjen fizike te komponenteve qelizore te gjakut (si qelizat e kuqe dhe te bardha) dhe komponentit lengor (plazmes) pas centrifugacionit. Kombinimi i antikoagulantit, konservuesit dhe ndaresit me gel siguron nje mostre te pershtatshme per analiza te nivelit te glukozes dhe analiza te tjera laboratorike qe kerkojne plazme te paster dhe të pa-koaguluar., Material konsumi in vitro, tuba me sistemin vakumed per ruajtjen, transportin dhe mbledhjen e kampionit te gjakut. Keto tuba perdoren per testimin me K2 EDTA/Na fluoride per te mbledhur gjak dhe parandaluar koagulacionin, si dhe per te frenuar glikolizen. Kombinimi i K2 EDTA (dipotassium ethylenediaminetetraacetate) dhe sodium fluoride, kombinim i i antikoagulantit dhe konservuesit siguron nje monster te pershtatshme per shume analiza laboratorike, duke mbajtur gjakun ne nje gjendje te stabilizuar per analiza specifike te hematologjise dhe nivelit te glukozes., Material konsumi in vitro, tuba me sistemin vakumed per ruajtjen, transportin dhe mbledhjen e kampionit te gjakut. Tuba per testim me Na2 EDTA/Na fluoride perdoren per te mbledhur gjak dhe parandaluar koagulacionin, si dhe per te frenuar glikolizën. Kombinimi i Na2 EDTA (disodium ethylenediaminetetraacetate) dhe sodium fluoride siguron nje mostre te pershtatshme per analiza te ndryshme laboratorike, duke mbajtur gjakun ne nje gjendje te pershtatshme per analizat specifike te hematologjise dhe nivelit te glukozes., Material konsumi in vitro, tuba me sistemin vakumed per ruajtjen, transportin dhe mbledhjen e kampionit te gjakut, me funksion kryerjen e testeve per koagulacionit, per vleresimin e koagulacionit te gjakut apo per testimin e kohes se nevojshme te mprirjes. Perdoret ne fushen e sistemit hemostatik, sistem i trupit qe kontrollon dhe rregullon procesin e koagulacionit dhe antikoagulacionit per te parandaluar humbjen e tepert te gjakut. , Material konsumi in vitro, tuba me sistemin vakumed per ruajtjen, transportin dhe mbledhjen e kampionit te gjakut, me funksion marrjen e plazmes dhe ruajtjen e saj nepermjet lendes se heparines qe punon si antikoagulant. Heparina ndihmon ne mbajtjen e plazmes ne nje gjendje te lengshme dhe jo te mpire. Perdoret ne fushen imunologjike, kimike klinike dhe ne testimin e elektroliteve., Material konsumi in vitro, tuba me sistemin vakumed per ruajtjen, transportin dhe mbledhjen e kampionit te gjakut, me funksion marrjen e plazmes dhe ruajtjen e saj permes centrifugacionit . Heparina ndihmon ne mbajtjen e plazmes ne nje gjendje te lengshme dhe jo te mpire, nderkohe qe xheli ben ndarjen fizike midis komponenteve qelizore te gjakut (si qelizat e kuqe dhe te bardha) dhe komponentit lengor (plazmes) pas centrifugacionit. Perdoret ne fushen imunologjike, kimike klinike, seriologjike ., Material konsumi in vitro, tuba me sistemin vakumed per ruajtjen, transportin dhe mbledhjen e kampionit te gjakut, me funksion mbajtjen e gjakut ne nje gjendje te lengshme per nje periudhe me te gjate, per analiza laboratorike qe kerkojne plazme ose per te parandaluar mpirjen ne proceset e ndryshme laboratorike. Sodium heparina eshte nje lloj heparine qe vepron si antikoagulant. , Material konsumi in vitro, tuba me sistemin vakumed per ruajtjen, transportin dhe mbledhjen e kampionit te gjakut, me funksion marrjen e plazmes si element te paster dhe ruajtjen e saj permes centrifugacionit . Sodium Heparina ndihmon ne mbajtjen e plazmes ne nje gjendje te lengshme dhe jo te mpire, nderkohe qe xheli ben ndarjen fizike midis komponenteve qelizore te gjakut (si qelizat e kuqe dhe te bardha) dhe komponentit lengor (plazmes) pas centrifugacionit. Perdoret ne fushen imunologjike, kimike klinike, seriologjike., Material konsumi in vitro, tuba me sistemin vakumed per ruajtjen, transportin dhe mbledhjen e kampionit te gjakut, per testimin me potassium oxalate/Na fluoride (oksalat kaliumi/sodium fluoridi) perdoren per te mbledhur gjak dhe parandaluar glikolizine, qe eshte procesi i ndryshimit te glukozes ne gjak duke konsumuar oksigjen. Keto tuba perdoren per te ruajtur gjakun e pershtatshem per analiza te nivelit te glukozes. | Pajisje te diagnostifikimit in vitro
16506 | COMPLEMENTO C4 / COMPLEMENT C4, INMUNOGLOBULINA A (IgA) / INMUNOGLOBULIN A (IgA), INMUNOGLOBULINA E (IgE) / INMUNOGLOBULIN E (IgE), INMUNOGLOBULINA M (IgM) / INMUNOGLOBULIN M (IgM), PREALBUMINA / PREALBUMIN, ANTITROMBINA III / ANTITHROMBIN III, COMPLEMENTO C3 / COMPLEMENT C3, a‐1‐GLICOPROTEINA ACIDA / a‐1‐GLYCOPROTEIN ACID, APOLIPOPROTEINA AI / APOLIPOPROTEIN A‐I, INMUNOGLOBULINA G (IgG) / INMUNOGLOBULIN G (IgG), TRANSFERRINA / TRANSFERRIN, CALPROTECTIN TURBI. STOOL COLLECTION TUBE. Turbilatex. 100 tubes/kit, HAPTOGLOBIN. Immunoturbid. 1x50 mL / 1x2 mL, HbA1c ‐d. Glycated hemoglobin. Direct method. 2x30 mL / 1x20 mL, HbA1c ‐d. Glycated hemoglobin. Direct method. 2x30 mL / 1x20 mL / 2x125 mL, APOLIPOPROTEIN B / APOLIPOPROTEIN B, APOLIPOPROTEINA A‐1 /APOLIPOPROTEIN A-I, APOLIPOPROTEINA A‐1 / APOLIPOPROTEIN A‐I, APOLIPOPROTEINA A‐1/ APOLIPOPROTEIN A‐I, APOLIPOPROTEINA AII / APOLIPOPROTEIN AII, APOLIPOPROTEINA CII / APOLIPOPROTEIN CII, APOLIPOPROTEINA CIII / APOLIPOPROTEIN CIII, APOLIPOPROTEINA E / APOLIPOPROTEIN E, CALIBRADOR APOLIPOPROTEINAS / APOLIPOPROTEIN CALIBRATOR, CERULOPLASMINA / CERULOPLASMIN, CONTROL APOLIPOPROTEINAS / APOLIPOPROTEIN CONTROL, CONTROL GENERAL DE PROTEINAS / GENERAL PROTEIN CONTROL, HAPTOGLOBINA / HAPTOGLOBIN, a‐1‐ANTITRIPSINA / a‐1‐ANTITRYPSIN, APOLIPOPROTEINA A‐1 /APOLIPOPROTEIN A‐I, APOLIPOPROTEINA B / APOLIPOPROTEIN B, CALIBRADOR GENERAL DE PROTEINAS SERICAS / SERUM PROTEINS CALIBRATOR. 1x2 | GENIUS SHPK | 2024-05-17T00:00:00.000+02:00 | SPINREACT S.A.U. - CARRETERA SANTA COLOMA, 7 17176 ST. ESTEVE DE BAS, (Girona) SPAIN | MX1102104, 1102074, MI1102074, TK1102074, MD1103014, MX1103014, TK1103014, MD1107050, SP1107050, MX1103024, TK1102124, MI1103024, TK1103024, MD1102124, MD1102134, MX1102124, SP1102134, TB1102014, TB1102054, TB1102064, TB1102074, TB1102094, TB1102104, TB1102124, TB1102134, TB1102154, TB1103004, TB1103012, TB1103013, TB1103014, 1102054, MI1102054, SP1102054, TB1103024, MI1103014, SP1103014, 1107050, MI1107050, TK1107050, 1103004, MD1103004, MI1103004, MX1103004, SP1103004, TK1103004, 1103024, MD1103024, SP1103024, 1102124, 1102134, MI1102134, MX1102134, TK1102134, 1107195, 1102072, MD43100, MI43100, TK1102054, MD1102154, MX1102154, TK1102154, MD1102014, MX1102014, TK1102014, MX1103013, SP1103013, MD1103012, MX1103012, 93010, TB1107050, SP1103012, 93015, 93011, MD1103013, TK1103013, 93012, 93013, 93014, 93005, 1102064, MI1102064, TK1102064, MD1102094, MX1102094, 1102104, MI1102104, TK1102104, 93006, 1102004, MD1102074, MX1102074, 1103014, MD1102054, MX1102054, 1102154, MI1102154, SP1102154, 1102016, MI1102014, SP1102014, 1003012, MI1103012, TK1103012, 1003013, MI1103013, 1102003, MD1102064, MX1102064, 1102094, MI1102094, TK1102094, MD1102104 | In vitro | Reagent diagnostifikues in vitro qe sherben pervleresimin e funksionimit te sistemit te komplementit, diagnostikimin e semundjeve autoimune, monitorimin e trajtimit te semundjeve te ndryshme, dhe per vleresimin e inflamacionit dhe infeksioneve ne trup. , Reagent diagnostifikues in vitro qe sherben per vleresimin e funksionimit te sistemit imunitar lokal ne mukoze, mbrojtjen nga infeksionet, diagnozen e semundjeve autoimune, dhe kontrollin e proceseve inflamatore. , Reagent diagnostifikues in vitro qe sherben per diagnostikimin dhe monitorimin e alergjive, vleresimin e pergjigjeve te imunitetit te trupit ndaj agjenteve alergjenike, dhe per diferencimin e alergjive nga semundjet tjera qe shkaktojne simptoma te ngjashme. , Reagent diagnostifikues in vitro qe sherben per vleresimin e pergjigjeve te imunitetit te trupit ndaj infeksioneve, diagnostikimin e semundjeve infektive dhe autoimune, si dhe per monitorimin e trajtimit te semundjeve infektive. , Reagent diagnostifikues in vitro qe sherben per vleresimin e nivelit te hekurit ne trup, monitorimin e semundjeve qe lidhen me nivelin e hekurit, diagnozen e semundjeve te tjera te sistemit te hekurit, dhe monitorimin e trajtimit. , Reagent diagnostifikues in vitro qe sherben per te vleresuar rrezikun e trombozes ne pacientet e rrezikshem., Reagent diagnostifikues in vitro qe sherben per diagnostikimin dhe monitorimin e semundjeve qe kane te bejne me nivelin e bakrit ne trup, siç eshte hemokromatoza dhe semundjet e tjera metabolike te bakrit., Reagent diagnostifikues in vitro qe sherben per vleresimin e statusit te proteinave te trupit, transportimin e hormoneve te rendesishme te tretesire ne trup, monitorimin e gjendjes se pacienteve ne situata te ndryshme shendetesore, dhe kontrollin e defiçit te proteinave. , Reagent diagnostifikues in vitro qe sherben per vleresimin e rrezikut te semundjeve kardiovaskulare, monitorimin e niveleve te kolesterolit te mire (HDL) ne gjak, dhe per ndjekjen e efektivitetit te trajtimit per rregullimin e niveleve te kolesterolit. , Reagent diagnostifikues in vitro qe sherben per vleresimin e imunitetit te trupit, mbrojtjen kunder infeksioneve, monitorimin e trajtimit te semundjeve infektive dhe autoimune, si dhe per vleresimin e imunitetit pas vaksinimit., Reagent diagnostifikues in vitro qe sherben per diagnostikimin dhe monitorimin e semundjeve te zorreve inflamatore si koliti ulcerativ, ileiti regional dhe semundja e Crohn-it. , Reagent diagnostifikues in vitro qe sherben per te matur nivelet e haptoglobinine ne gjak. , Reagent diagnostifikues in vitro qe sherben per vleresimin e kontrollit te sheqerit ne gjak dhe monitorimin e pergjigjes se pacienteve ndaj trajtimit per diabet. , Reagent diagnostifikues in vitro qe sherben per identifikimin e defiçences te a‐1‐ANTITRIPSINA / a‐1‐ANTITRYPSIN, Reagent diagnostifikues in vitro qe sherben per vleresimin e rrezikut kardiovaskular, monitorimin e trajtimit te kolesterolit, diagnostikimin e semundjeve te lipideve dhe per percaktimin e raportit apoB/apoA-I., Reagent diagnostifikues in vitro qe sherben per transportimin e kolesterolit dhe te metabolizmin e lipideve ne trupin e njeriut. , Reagent diagnostifikues in vitro qe sherben per vleresimin e rrezikut te semundjeve kardiovaskulare dhe per monitorimin e nivelit te triglicerideve ne gjak., Reagent diagnostifikues in vitro qe sherben per vleresimin e rrezikut te semundjeve kardiovaskulare dhe per monitorimin e efektivitetit te terapise kunder triglicerideve te larta. , Reagent diagnostifikues in vitro qe sherben per vleresimin e rrezikut te semundjeve kardiovaskulare, identifikimin e predispozicionit gjenetik per semundje te ndryshme te lidhura me lipidet, dhe per monitorimin e efektivitetit te terapise kunder kolesterolit. , Katalizator diagnostifikues in vitro qe siguron qe analizat te jene te sakte, te pershtatshme dhe te besueshme, duke mundesuar keshtu nje vleresim te sakte te niveleve te apolipoproteinave dhe nje monitorim efektiv te cilesise se rezultateve laboratorike., Reagent diagnostifikues in vitro qe sherben per vleresimin e rendesise se inflamacionit dhe ne identifikimin e infeksioneve te mundshme ne trup., Reagent diagnostifikues in vitro qe sherben per vleresimin e funksionimit te sistemit te komplementit, diagnostikimin e semundjeve autoimune, monitorimin e trajtimit te semundjeve te ndryshme, dhe per vleresimin e inflamacionit dhe infeksioneve ne trup. , Reagent diagnostifikues in vitro qe sherben per monitorimin e cilesise se rezultateve te analizave per apolipoproteinat ne laboratoret mjekesore. , Reagent diagnostifikues in vitro qe sherben per monitorimin e cilesise se rezultateve te analizave per proteinat ne laboratoret mjekesore. , Reagent diagnostifikues in vitro qe sherben per vleresimin e shendetit te sistemit te hemoglobines, mbrojtjen e trupit nga demtimi oksidativ, vleresimin e reagimeve inflamatore, dhe diagnozen e semundjeve te ndryshme te lidhura me hemoglobinen dhe eritrocitet., Reagent diagnostifikues in vitro qe sherben per te vleresuar nivelet e inflamacionit ne organizem dhe per te monitoruar pergjigjen ndaj trajtimit per gjendjet inflamatore., Reagent diagnostifikues in vitro qe sherben per vleresimin e rrezikut kardiovaskular, monitorimin e trajtimit te kolesterolit, diagnostikimin e semundjeve te lipideve dhe vleresimin e progresit te semundjeve te zemres., Kalibrator diagnostifikues in vitro qe sherben per te vleresuar performancen e analizave te proteinave serike. , Reagent diagnostifikues in vitro qe sherben per vleresimin e funksionimit te sistemit te komplementit, diagnostikimin e semundjeve autoimune, monitorimin e trajtimit te semundjeve te ndryshme, dhe per vleresimin e inflamacionit dhe infeksioneve ne trup. | Pajisje te diagnostifikimit in vitro
mL
16507 | FOB RAPID TEST | GENIUS SHPK | 2024-05-28T00:00:00.000+02:00 | HANGZHOU BIOTEST BIOTECH CO., LTD - 17#, FUTAI ROAD, ZHONGTAI STREET, YUHANG DISTRICT, HANGZHOU -311121 P.R.CHINA | OFOB-S61/OFOB-C61 | In vitro | REAGENT INVITRO PER TE DIAGNOSTIFIKUAR PRANINE E GJAKUT NE FECE NEPERMJET METODES SE TESTEVE TE SHPEJTA | Pajisje te diagnostifikimit in vitro
16508 | RHINOSEDAL | PharmaBest Group | 2024-06-05T00:00:00.000+02:00 | Laboratoires Elerte SAS 181 rue Andre Karman F-93300 Aubervilliers France | nasal spray 20 ml | Klasa I | Spraj nasal per cbllokimin e hundeve. | Tjeter
16509 | Irrigation Set 3MM , Irrigation Set 3,5MM , Irrigation Set 4MM , Irrigation Set 4.5MM , Irrigation Set 5MM , Irrigation Set 5.5MM , Irrigation Set 6MM , Irrigation Set 6.5MM , Irrigation Set 7MM , Irrigation Set 7.5MM , Irrigation Set 8MM | MOTO-MANIA | 2024-05-27T00:00:00.000+02:00 | Suzhou Juneland Medical Co.,Ltd.No. 3, 5 Liuzhuang Road, Mudu Town，Wuzhong District215000 Suzhou，PEOPLE'S REPUBLIC OF CHINA | 3MM, 3.5MM, 4MM, 4.5MM, 5MM, 5.5MM, 6MM, 6.5MM, 7MM, 7.5MM, 8MM | Klasa IIa | Set irrigimi | Pajisje dentare
16510 | Attain Ability MRI SureScan/4196, Attain Ability Plus MRI SureScan/4296, Attain Ability Straight MRI SureScan/4396 | O.E.S DISTRIMED | 2024-05-08T00:00:00.000+02:00 | Medtronic, Inc. 710 Medtronic Parkway Minneapolis MN 55432 USA | 419678, 419688, 429678, 429688, 439678, 439688 | Klasa III | Elektroda të destinuara për përdorim në barkushen e majtë | Pajisje te implantueshme aktive
nëpërmjet një vene kardiake për të monitoruar dhe rregulluar rrahjet e zemrës së pacientit duke ofruar terapi stimuluese për trajtimin e dështimit të zemrës.
16511 | MultiPulse Ho, MultiPulse HoPLUS | BORA DENTAL ALBANIA | 2024-05-20T00:00:00.000+02:00 | Asclepion Laser Technologies GmbH Brusseler Strabe 10, 07747, Jena Germany | J19-1300-000, J19-1150-000, J19-1181-000 | Klasa IIb | Pajisje per terapi me laser NdYag dhe Holmium | Pajisje diagnostikuese dhe terapeutike me rezatim
16512 | Bare Fiber 2.1 as per follwing:, Bare Fiber 2.1 200, Bare Fiber 2.1 400, Bare Fiber 2.1 600, Bare Fiber 2.1 800, Bare Fiber 2.1 1000, Bare Fiber B 2.1 as per follwing:, Bare Fiber B 2.1 272 4,5 m, Bare Fiber B 2.1 365 4,5 m, Bare Fiber B 2.1 272 , Bare Fiber B 2.1 365 , Bare Fiber B 2.1 550, Bare Fiber B R 2.1 as per follwing:, Bare Fiber B R 2.1 272 , Bare Fiber B R 2.1 365 , Bare Fiber B R 2.1 550, Bare Fiber H 2.1 as per follwing:, Bare Fiber H 2.1 200, Bare Fiber HB 2.1 as per follwing:, Bare Fiber HB 2.1 272 , Bare Fiber HBR 2.1 as per follwing:, Bare Fiber HBR 2.1 272 , Bare Fiber HR 2.1 as per follwing:, Bare Fiber HR 2.1 200 | BORA DENTAL ALBANIA | 2024-05-20T00:00:00.000+02:00 | Asclepion Laser Technologies GmbH Brusseler Strabe 10, 07747, Jena Germany | 2954, 2948, 2958, 2827, 2829, 2923, 2933, 2934, 2937, 2938, 2939, 2872, 2875, NA, 2874, 2873 | Klasa IIa | Fiber e Zveshur per terapi me laser 2.1 si me poshte, Fiber e Zveshur per terapi me laser 2.1 200, Fiber e Zveshur per terapi me laser 2.1 400, Fiber e Zveshur per terapi me laser 2.1 600, Fiber e Zveshur per terapi me laser 2.1 800, Fiber e Zveshur per terapi me laser 2.1 100, Fiber e Zveshur per terapi me laser B 2.1 si me poshte, Fiber e Zveshur per terapi me laser B 2.1 272 4,5 m, Fiber e Zveshur per terapi me laser B 2.1 365 4,5 m, Fiber e Zveshur per terapi me laser B 2.1 272 , Fiber e Zveshur per terapi me laser B 2.1 365 , Fiber e Zveshur per terapi me laser B 2.1 500, Fiber e Zveshur per terapi me laser B R 2.1 si me poshte, Fiber e Zveshur per terapi me laser B R 2.1 272 , Fiber e Zveshur per terapi me laser B R 2.1 365 , Fiber e Zveshur per terapi me laser B R 2.1 500, Fiber e Zveshur per terapi me laser H 2.1 si me poshte, Fiber e Zveshur per terapi me laser H 2.1 200, Fiber e Zveshur per terapi me laser HB 2.1 si me poshte, Fiber e Zveshur per terapi me laser HB 2.1 272, Fiber e Zveshur per terapi me laser HBR 2.1 si me poshte, Fiber e Zveshur per terapi me laser HBR 2.1 272, Fiber e Zveshur per terapi me laser HR 2.1 si me poshte, Fiber e Zveshur per terapi me laser HR 2.1 200 | Pajisje terapie komplementare
16513 | SFW KIT 9735737 STEALTH S8 CRANIAL, SFW KIT 9735921 S8 DBS STEREOTX, SFW KIT 9735740 STEALTH S8 SPINE | O.E.S DISTRIMED | 2024-05-14T00:00:00.000+02:00 | Medtronic Navigation Inc.200 Medtronic Drive,Lafayette,CO 80026,USA | 9735737, 9735921, 9735740 | Klasa IIb | Software per sistem kirurgjikal StealthStation™ S8 | Pajisje nje perdorimeshe
16514 | Nurient broth | KRIJON | 2024-05-15T00:00:00.000+02:00 | Biolife Italiana Srl- Viale Monza 272 20128 Milano Italy | 4018152 | In vitro | Terren mikrobiologjik | Pajisje te diagnostifikimit in vitro
16515 | Software Applications and Preloaded with Software Systems /Software APP 9735762 STEALTH S8 APPLICATION | O.E.S DISTRIMED | 2024-05-14T00:00:00.000+02:00 | Medtronic Navigation Inc.200 Medtronic Drive,Lafayette,CO 80026,USA | 9735762 | Klasa IIb | Software KIT per sistem kirurgjikal StealthStation™ S8 | Pajisje nje perdorimeshe
16516 | Peristaltic Infusion Pump Sterile Administrative Sets - RenalGuard® System - FM1 RenalGuard® Console (8663790001FM1DD), Peristaltic Infusion Pump Sterile Administrative Sets - RenalGuard® System - AC00050 RenalGuard® Single Use Set (8663790001AC00050X8) | T R I M E D | 2024-05-22T00:00:00.000+02:00 | CardioRenal Systems, Inc. 459 Fortune Blvd Milford, MA 01757, USA | Peristaltic Infusion Pump Sterile Administrative Sets - RenalGuard® System - FM1 RenalGuard® Console (8663790001FM1DD), Peristaltic Infusion Pump Sterile Administrative Sets - RenalGuard® System - AC00050 RenalGuard® Single Use Set (8663790001AC00050X8) | Klasa IIb, Klasa IIa | RenalGuard®System, indikohet për zëvendësim të pëkohëshëm të urinës me një vëllim infuzioni të tretësirës zëvendësuese sterile për të mbajtur vëllimin e lëngut intravaskular të pacientit. Ky sistem nuk është i destinuar për infuzion të gjakut, përbërësve të gjakut, barnave, ose lëngjeve ushqyese. Të gjitha trajtimet e administruara nëpërmjet RenalGuard®System duhet të përshkruhen nga një mjek. | Tjeter
16517 | VERION Digital Marker L 8065998269, VERION Digital Marker M 8065998270, VERION Digital Marker M Vlynk 8065998281 | PEGASUS. | 2024-05-20T00:00:00.000+02:00 | Alcon Laboratories , Inc. 6201 South Freeway Fort Worth , Texas 76134-2099, USA | 8065998269, 8065998270, 8065998281 | Klasa IIa | Jane lazera , pajisje oftalmologjike qe perdoren per qellime | Pajisje oftalmike dhe optike
diagnostike oftalmologjike para nderhyrjeve kirurgjikale., Jane lazera , pajisje oftadiagnostike oftalmologjike para nderhyrjeve kirurgjikale.lmologjike qe perdoren per qellime nderhyrjeve kirurgjikale.
16518 | 9180 Electrolyte Analyzer | E v i t a | 2024-05-23T00:00:00.000+02:00 | Roche Diagnostics GmbH Sandhofer Strasse 116 68305 Mannheim Germany | 3157334001 | In vitro | Pajisje mjekësore për matjen e eletroliteve në gjak | Pajisje te diagnostifikimit in vitro
16519 | cobas h 232 | E v i t a | 2024-05-23T00:00:00.000+02:00 | Roche Diagnostics GmbH Sandhofer Strasse 116 68305 Mannheim Germany | 04901126190, 04901126041, 04901126026, 04901126016, 04901126005, 04901126045, 04901126037, 04901126057, 04901126060, 04901126134, 04901126039, 04901126051, 04901126053, 04901142190, 04901142041, 04901142026, 04901142016, 04901142005, 04901142037, 04901142057, 04901142013, 04901142245, 04901142060, 04901142134, 04901142039, 04901142051, 04901142220, 04901142053 | In vitro | Pajisje emergjence për Markuesit Kardiak | Pajisje te diagnostifikimit in vitro
16520 | cobas u 411 urine analyzer | E v i t a | 2024-05-23T00:00:00.000+02:00 | Roche Diagnostics GmbH Sandhofer Strasse 116 68305 Mannheim Germany | 4906969001 | In vitro | Auto-analizator Mjekësor automatik për teste biokimike | Pajisje te diagnostifikimit in vitro
16521 | Vital Signs Monitor | O.E.S DISTRIMED | 2024-05-22T00:00:00.000+02:00 | Edan Instruments,Inc. #15 Jinhui road,Jinsha Community,Kengzi Sub-District,Pingshan District,518122 Shenzhen,P.R.China | M3A | Klasa IIb | Monitor pacienti per monitorim te shenjave jetesore | Tjeter
16522 | Neonatal Incubator | O.E.S DISTRIMED | 2024-05-22T00:00:00.000+02:00 | Shenzhen Comen Medical Instruments Co., Ltd F10-11 &amp;Sect C,F12 of BLDG 1A and F1-5 of BLDG 2, FIYTA Timepiece Building,Nanhuan Avenue,Matian Subdistrict,Guangming District 518106 Shenzhen Guangdong P.R.China | B8, B6, B3 | Klasa IIb | Inkubator per neonatal | Tjeter
16523 | Premium Surgiclip™ III Clip Applier 9.0" Small, Premium Surgiclip™ Auto Suture™ Clip Applier 13" Large, Premium Surgiclip™ II Auto Suture™ Clip Applier 9.75" Medium, Premium Surgiclip™ II Auto Suture™ Clip Applier 11.5" Medium, Endo Clip™ Auto Suture™ Clip Applier 10mm Large, Endo Clip™ III Auto Suture™ Clip Applier with Clip Logic™Technology 5mm, Endo Clip™ II Auto Suture™ Clip Applier 10mm Medium/Large | O.E.S DISTRIMED | 2024-05-22T00:00:00.000+02:00 | Covidien llc 15 Hampshire Street Mansfield, MA 02048, U.S.A. | 133650, 134048, 134051, 134053, 176625, 176630, 176630B, 176657 | Klasa IIb | Aplikatorë klipesh dhe klipe qepjeje (mbylljeje) metalike, përdorim në kirurgji te ndryshme/të përgjithshme | Pajisje nje perdorimeshe
16524 | FineCross M3 Cardiac Angiography Devices | BIOMETRIC ALBANIA | 2024-05-22T00:00:00.000+02:00 | TERUMO CORPORATION - Adresa: 44-1, 2-chome, Hatagaya, Shibuya-ku, Tokyo 151-0072, Japan | NC-A853B, NC-A855B | Klasa III | Kateter angiografik | Produkte per institucione te kujdesit shendetesor
16525 | Alcohol in human saliva, Dipstick/Cassette. | Kapsula Farma | 2024-05-30T00:00:00.000+02:00 | Micro trace Diagnostici Via Ca' di Vico, 16 - 47863 Novafeltria (RN) | MTR7105 | In vitro | Test i shpejte per matjen e alkolit , nepermjet peshtymes | Pajisje te diagnostifikimit in vitro
16526 | Ossicular Reconstruction Implants MORETZ CAM PARTIAL 1/EA, Ossicular Reconstruction Implants CAUSSE MALLEUS TOTAL W/SHOE 1/EA, Ossicular Reconstruction Implants CAUSSE MUSHROOM TOTAL W/SHOE 1/EA, Ossicular Reconstruction Implants CAUSSE DELTA HEAD H/A/FLPL TTL 1/EA, Ossicular Reconstruction Implants CAUSSE CAM TOTAL W/SHOE 1/EA, Ossicular Reconstruction Implants CAUSSE MALLEUS H/A PARTIAL 1/EA, Ossicular Reconstruction Implants H/A/C MORETZ MALLEUS ANGLED 1/EA, Ossicular Reconstruction Implants H/A/C MORETZ MALLEUS SHORT 1/EA, Ossicular Reconstruction Implants H/A MORETZ MALLEUS LONG 1/EA, Ossicular Reconstruction Implants H/A/C BRACKMANN TOTAL 1/EA, Ossicular Reconstruction Implants H/A/C BRACKMANN PARTIAL 1/EA, Ossicular Reconstruction Implants H/A/C SHEEHY POP 1/EA, Ossicular Reconstruction Implants H/A/C SHEEHY TOP 1/EA, Ossicular Reconstruction Implants H/A/C FOOTPLATE SHOE 1/EA, Ossicular Reconstruction Implants HOUSE SS PISTON/WIRE 4.5 1/EA, Ossicular Reconstruction Implants HOUSE PISTON-WIRE 4.75 1/EA, Ossicular Reconstruction Implants HOUSE PISTON-WIRE 4X5.0 MM 1/BX, Ossicular Reconstruction Implants PORTMANN PSTN WI-.5MM LP 7LGH 1/EA, Ossicular Reconstruction Implants PORTMANN PISTON WIRE, .6MM LP 1/EA, Ossicular Reconstruction Implants PORTMANN PSTN WI-.7MM LP 7LGH 1/EA, Ossicular Reconstruction Implants SCHUKNECHT PISTON/WIRE 3.5 1/EA, Ossicular Reconstruction Implants SCHUKNECHT PISTON & WIRE 3.75 1/EA, Ossicular Reconstruction Implants STAINLESS BUCKET PROS 0.6X4.25 1/EA, Ossicular Reconstruction Implants STAINLESS BUCKET PROS 0.6X4.50 1/EA, Ossicular Reconstruction Implants BIG EASY PISTON,PLAT/TI,.5MMX4MM 1/EA, Ossicular Reconstruction Implants BIG EASY PISTON,PLAT/TI,.5MMX4.25MM 1/EA, Ossicular Reconstruction Implants BIG EASY PISTON,PLAT/TI,.5MMX4.5MM 1/EA, Ossicular Reconstruction Implants BIG EASY PISTON,PLAT/TI,.5MMX4.75MM 1/EA, Ossicular Reconstruction Implants BIG EASY PISTON,LEFT,PLAT/TI,.5MMX4.5MM 1/EA, Ossicular Reconstruction Implants BIG EASY PISTON,LEFT,PLAT/TI,.5MMX4.75MM 1/EA, Ossicular Reconstruction Implants BIG EASY PISTON,LEFT,PLAT/TI,.5MMX5MM 1/EA, Ossicular Reconstruction Implants BIG EASY PISTON,RIGHT,PLAT/TI,.5MMX4.5MM 1/EA, Ossicular Reconstruction Implants BIG EASY PISTON,RIGHT,PLAT/TI,.5MMX4.75MM 1/EA, Ossicular Reconstruction Implants BIG EASY PISTON,RIGHT,PLAT/TI,.5MMX5MM 1/EA, Ossicular Reconstruction Implants PROSTHESIS,TI PARTIAL,RND HD,2MM 1/EA, Ossicular Reconstruction Implants PROSTHESIS,TI PRTL,VINCENT HA HEAD,2MM 1/EA, Ossicular Reconstruction Implants SCHUKNECHT PSTN-WIRE 4.0,0.6 1/EA, Ossicular Reconstruction Implants SCHUKNECHT PSTN-WIRE 4.25,0.6 1/EA, Ossicular Reconstruction Implants SCHUKNECHT PSTN-WIRE 4.5,0.6 1/EA, Ossicular Reconstruction Implants SCHUKNECHT PSTN-WIRE 4.75,0.6 1/EA, Ossicular Reconstruction Implants SCHUKNECHT PSTN-WIRE 5.0,0.6 1/EA, Ossicular Reconstruction Implants SCHUKNECHT PSTN WIRE 4.25,0.8 1/EA, Ossicular Reconstruction Implants SCHUKNECHT PSTN WIRE 4.75,0.8 1/EA, Ossicular Reconstruction Implants CAUSSE STAPES SHEET 1/EA, Ossicular Reconstruction Implants CAUSSE LARGE LOOP,.76LOOP,.3 DIA 1/EA, Ossicular Reconstruction Implants CAUSSE LARGE LOOP,.8 LOOP,.3 DIA. 1/EA, Ossicular Reconstruction Implants CAUSSE LRG LOOP,.8 LP,.3 DIA. 1/EA, Ossicular Reconstruction Implants CAUSSE LRG LOOP,.76LP,.6 DIA.,4MM L 1/EA, Ossicular Reconstruction Implants CAUSSE LRG LOOP,.76LP,.6 DIA.,4.5MM L 1/EA, Ossicular Reconstruction Implants CAUSSE LRG LOOP,.76LP,.6 DIA.,5MM L 1/EA, Ossicular Reconstruction Implants CAUSSE LRG LOOP,.76LP,.6 DIA.,6MM L 1/EA, Ossicular Reconstruction Implants CAUSSE LRG LOOP, .76LP, .8 DIA. 1/EA, Ossicular Reconstruction Implants CAUSSE LOOP W/TENDON ATTCH. 1/EA, Ossicular Reconstruction Implants ROBINSON STAPES PROS,.6 X 4.0MM/.9MM WELL 1/EA, Ossicular Reconstruction Implants ROBINSON STAPES PROS,.6 X 4.5MM/.9MM WELL 1/EA, Ossicular Reconstruction Implants ROBINSON STAPES PROS,.6 X 4.0MM/1MM WELL 1/EA, Ossicular Reconstruction Implants ROBINSON STAPES PROS,.6 X 4.5MM/1MM WELL 1/EA, Ossicular Reconstruction Implants ROBINSON STAPES PROS,.4 X 4.0MM/.9MM WELL 1/EA, Ossicular Reconstruction Implants ROBINSON STAPES PROS,.4 X 4.5MM/.9MM WELL 1/EA, Ossicular Reconstruction Implants ROBINSON STAPES PROS,.4 X 4.0MM/1MM WELL 1/EA, Ossicular Reconstruction Implants ROBINSON STAPES PROS,.4 X 4.5MM/1MM WELL 1/EA, Ossicular Reconstruction Implants ROB.-MOON-LIPPY OFFSET PISTON,4.5MM 1/EA, Ossicular Reconstruction Implants ROB.-MOON-LIPPY OFFSET PISTON,5.0MM 1/EA, Ossicular Reconstruction Implants ROBINSON-MOON OFFSET PISTON,4X.4X.875 1/EA, Ossicular Reconstruction Implants ROBINSON-MOON OFFSET PISTON,4X.4X 1.0 1/EA, Ossicular Reconstruction Implants ROBINSON-MOON OFFSET PISTON,4.5X.4X1.0 1/EA, Ossicular Reconstruction Implants PROSTHESIS,ROBERSON STAPES,0.9X4.0MM 1/EA, Ossicular Reconstruction Implants PROSTHESIS,ROBERSON STAPES,0.9X4.5MM 1/EA, Ossicular Reconstruction Implants PROSTHESIS,ROBERSON STAPES,1.0X4.0MM 1/EA, Ossicular Reconstruction Implants PROSTHESIS,ROBERSON STAPES,1.0X4.5MM 1/EA, Ossicular Reconstruction Implants PROSTHESIS,ROBERSON STAPES,0.9X4.25MM 1/EA, Ossicular Reconstruction Implants PROSTHESIS,ROBERSON STAPES,1.0X4.25MM 1/EA, Ossicular Reconstruction Implants XO STPS PRSTH-.875 4.0 1/EA, Ossicular Reconstruction Implants XO STPS PRSTH-.875 4.5 1/EA, Ossicular Reconstruction Implants XO STPS PRSTH 1.0 WELL 4.02 1/EA, Ossicular Reconstruction Implants CAUSSE MALLEUS LP W/MLB. SFT. 1/BX, Ossicular Reconstruction Implants XO STPS FPSTH 1.0 WELL 4.0 1/EA, Ossicular Reconstruction Implants XO STPS PRSTH LIPPY 4.0 1/EA, Ossicular Reconstruction Implants XO STPS PRSTH LIPPY 4.5 1/EA, Ossicular Reconstruction Implants STPS PRSTH LIPPY, .6MM X 1.0MM X 5.5MM 1/EA, Ossicular Reconstruction Implants XO STPS PRSTH LIPPY 5.0 1/EA, Ossicular Reconstruction Implants STPS PRSTH LIPPY, .4MM X 1.0MM X 5.5MM 1/EA, Ossicular Reconstruction Implants MODIFIED CUPPED PISTON STAPES, 1/EA, Ossicular Reconstruction Implants MODIFIED CUPPED STAPES PIST 1/EA, Ossicular Reconstruction Implants XO STPS PRSTH BAILEY 4.5 2483 1/EA, Ossicular Reconstruction Implants XOMED STPS PROSTH SS-.875 2406 1/EA, Ossicular Reconstruction Implants XOMED STPS PROSTH SS-.875 2407 1/EA, Ossicular Reconstruction Implants UNIVERSAL TITANIUM PROSTHESIS, ROUND HEAD 1/EA, Ossicular Reconstruction Implants UNIVERSAL TITANIUM PROSTHESIS, CAM HEAD 1/EA, Ossicular Reconstruction Implants UNIV. TITANIUM PROSTHESIS, VINCENT HEAD 1/EA, Ossicular Reconstruction Implants MCGEE MOD PISTON 0.5 X 3.75 1/EA, Ossicular Reconstruction Implants MCGEE MOD PISTON 0.5 X 4.00 1/EA, Ossicular Reconstruction Implants MCGEE MOD PISTON 0.5 X 4.25 1/EA, Ossicular Reconstruction Implants MCGEE MOD PISTON 0.5 X 4.50 1/EA, Ossicular Reconstruction Implants MCGEE MOD PISTON 0.5 X 4.75 1/EA, Ossicular Reconstruction Implants FLPL PLAT PISTON 0.5 X 4.50 1/EA, Ossicular Reconstruction Implants FISCH FLPL PLAT PISTON 0.4 X 6 1/EA, Ossicular Reconstruction Implants FISCH FLPL PLAT PISTON 0.5 X 6 1/EA, Ossicular Reconstruction Implants FISCH FLPL PLAT PISTON 0.6 X 6 1/EA, Ossicular Reconstruction Implants NEW CAUSSE FLPL PISTON 0.4X6MM 1/EA, Ossicular Reconstruction Implants DE LA CRUZ FLPL-PLAT 0.6X4.00 1/EA, Ossicular Reconstruction Implants FISCH SPANDREL II W/SHOE 1/EA, Ossicular Reconstruction Implants MORETZ MALLEUS STRUT, LONG 1/EA, Ossicular Reconstruction Implants MORETZ OFFSET PEG-TOP TOTAL 1/EA, Ossicular Reconstruction Implants BRACKMANN TOTAL 0.6 X 8 1/EA, Ossicular Reconstruction Implants AUSTIN TOTAL 0.6 X 8MM 1/EA, Ossicular Reconstruction Implants FISCH TOTAL 0.6 X 8MM 1/EA, Ossicular Reconstruction Implants FISCH POLYCEL FOOTPLATE SHOE 1/EA, Ossicular Reconstruction Implants POLYCEL MALLEUS/FOOTPLATE 1/EA, Ossicular Reconstruction Implants CAUSSE FLPL PISTON 0.4 X 6 1/EA, Ossicular Reconstruction Implants CAUSSE FLPL PISTON 0.6 X 6 1/EA, Ossicular Reconstruction Implants FISCH FLPL WIRE PISTON 0.4 X 6 1/EA, Ossicular Reconstruction Implants FISCH FLPL WIRE PISTON 0.5 X 6 1/EA, Ossicular Reconstruction Implants FISCH FLPL WIRE PISTON 0.6 X 6 1/EA, Ossicular Reconstruction Implants MCGEE SS PISTON 0.6 X 3.75 1/EA, Ossicular Reconstruction Implants MCGEE SS PISTON 0.6 X 4.25 1/EA, Ossicular Reconstruction Implants MCGEE SS PISTON 0.6 X 4.50 1/EA, Ossicular Reconstruction Implants MCGEE SS PISTON 0.6 X 4.75 1/EA, Ossicular Reconstruction Implants MCGEE SS PISTON 0.5 X 3.75 1/EA, Ossicular Reconstruction Implants MCGEE SS PISTON 0.5 X 4.00 1/EA, Ossicular Reconstruction Implants MCGEE SS PISTON 0.5 X 4.50 1/EA, Ossicular Reconstruction Implants MCGEE SS PISTON 0.5 X 4.75 1/EA, Ossicular Reconstruction Implants MCGEE SS PISTON LG HK 0.5X4.75 1/EA, Ossicular Reconstruction Implants MCGEE SS PISTON LG HK 0.5X5.00 1/EA, Ossicular Reconstruction Implants MORETZ OFFSET P/T PARTIAL 1/EA, Ossicular Reconstruction Implants MORETZ PEG-TOP PARTIAL 1/EA, Ossicular Reconstruction Implants AUSTIN OFFSET PARTIAL 1/EA, Ossicular Reconstruction Implants SHEEHY P.O.P. 1/EA, Ossicular Reconstruction Implants SHEEHY TOP 0.8MM OVAL X 7MM 1/EA, Ossicular Reconstruction Implants MORETZ POLYCEL FOOTPLATE SHOE 1/EA, Ossicular Reconstruction Implants CAUSSE FLPL-PARTIAL 1/EA, Ossicular Reconstruction Implants MORETZ P/T FLPL-PARTIAL 1/EA, Ossicular Reconstruction Implants MORETZ S.S. STRUT W/SHOE 1/EA, Ossicular Reconstruction Implants STAINLESS BUCKET PROS 0.4X4.0 1/EA, Ossicular Reconstruction Implants STAINLESS BUCKET PROS 0.4X4.25 1/EA, Ossicular Reconstruction Implants STAINLESS BUCKET PROS 0.4X4.50 1/EA, Ossicular Reconstruction Implants STAINLESS BUCKET PROS 0.6X4.0 1/EA, Ossicular Reconstruction Implants HA TOTAL,4MM HEAD,7MM LENGTH, 1/EA, Ossicular Reconstruction Implants 7MM OFFSET MALLEABLE TOTAL 1/EA, Ossicular Reconstruction Implants BOJRAB UNV HA PROS 7MM 1/EA, Ossicular Reconstruction Implants BOJRAB UNV HA OFFSET HEAD,7M 1/EA, Ossicular Reconstruction Implants STAPEDOTOMY REVISION PROSTHESIS 1/EA, Ossicular Reconstruction Implants HA NOTCHED OFFSET,TOTAL 1/EA, Ossicular Reconstruction Implants CAUSSE STP REV TOTAL, FLP 1/EA, Ossicular Reconstruction Implants ROBINSON MALL TO OV WIN 4.5MM F 1/EA, Ossicular Reconstruction Implants ROBINSON MALL TO OV WIN 5MM F 1/EA, Ossicular Reconstruction Implants ROBINSON MALL TO OV WIN 5.5MM F 1/EA, Ossicular Reconstruction Implants ROBINSON MALL TO OV WIN 6MM F 1/EA, Ossicular Reconstruction Implants HA PAR OSS PROS MALL 4MM H 5MM L 1/EA, Ossicular Reconstruction Implants HA O/S PAR OS PRO MA 4MM H 5MM L 1/EA, Ossicular Reconstruction Implants HA NOTCHED OFFSET TOTAL. 4MM (H) 1/EA, Ossicular Reconstruction Implants HA NOTCHED OFFSET PARTIAL,4MM 1/EA, Ossicular Reconstruction Implants HA NOTCHED O/S TOT OSSICULAR 1/EA, Ossicular Reconstruction Implants HA NOTCHED O/S PART OSSICULAR 1/EA, Ossicular Reconstruction Implants SCHWABER SOLID HA CAP,3MM,2MM 1/EA, Ossicular Reconstruction Implants PROSTHESIS,BOJRAB UNIV. POLYCEL 1/EA, Ossicular Reconstruction Implants PROSTHESIS .6MM SHAFT 4.25 LG 1/EA, Ossicular Reconstruction Implants PISTON,.6MM PLAT WIRE 2MM SHAFT 1/EA, Ossicular Reconstruction Implants PROSTHESIS .6MM SHAFT 4.75 LG 1/EA, Ossicular Reconstruction Implants LESINSKI PLAT/FLPL PROS,.6MM X 4.5MM 1/EA, Ossicular Reconstruction Implants LESINSKI PLAT/FLPL PROS,.6MM X 4.75MM 1/EA, Ossicular Reconstruction Implants LESINSKI PLAT/FLPL,.6MM X 4.25MM 1/EA, Ossicular Reconstruction Implants MANGHAM STAPES/PLAT/FLPL 4.50MM 1/EA, Ossicular Reconstruction Implants FLEX HA TOT 7.0MM LTH 4.0MM HD 1/EA, Ossicular Reconstruction Implants FLEX HA TOT 7.0MM LTH 3.0MM HD 1/EA, Ossicular Reconstruction Implants FLEX HA HABER PT,2MM H,2.5MM F 1/EA, Ossicular Reconstruction Implants CAMPBELL UNIVERSAL PROSTHESIS 1/EA, Ossicular Reconstruction Implants BOJRAB UNIV 7.0 1/EA, Ossicular Reconstruction Implants BOJRAB UNIV 9.0 1/EA, Ossicular Reconstruction Implants MOD. GARCIA-IBANEZ UNIV. PROSTH. 1/EA, Ossicular Reconstruction Implants FLEX HA OFF TOT 7.0MM L X4MM H 1/EA, Ossicular Reconstruction Implants WIET,FLEX HA,TOTAL MALLEABLE 1/EA, Ossicular Reconstruction Implants WIET,FLEX HA,PARTIAL MALLEABLE 1/EA, Ossicular Reconstruction Implants CAUSSE FLEX HA N. OFFSET TOT 1/EA, Ossicular Reconstruction Implants FLEX HA N.OFFSET TOT 7MMX4MM 1/EA, Ossicular Reconstruction Implants FLEX HA TOT PROS,3MM HD NO LINK 1/EA, Ossicular Reconstruction Implants FLEX PART PROS,3MM N.MALL 1/EA, Ossicular Reconstruction Implants CAUSSE FLEX HA TOT 9MM X 3.25 1/EA, Ossicular Reconstruction Implants CAUSSE FLEX HA PARTIAL 1/EA, Ossicular Reconstruction Implants CAUSSE HA TOT 2.5MM H 9MM L 1/EA, Ossicular Reconstruction Implants CAUSSE MINI HD PARTIAL 1/EA, Ossicular Reconstruction Implants CAUSSE MICROL FLEX HA TOT PROS 1/EA, Ossicular Reconstruction Implants LESINSKI FLEX HA TOT 8MMX3.25MM 1/EA, Ossicular Reconstruction Implants LESINSKI FLEX HA PARTIAL 1/EA, Ossicular Reconstruction Implants LESINSKI FLEX HA TOT PROS OV SH 1/EA, Ossicular Reconstruction Implants FLEX HA MALL CRADLE TOT PROSTH 1/EA, Ossicular Reconstruction Implants FLEX HA MALLEUS CRADLE PARTIAL 1/EA, Ossicular Reconstruction Implants CAUSSE/VINCENT FLEX H/A PRT,NAR,NCH 1/EA, Ossicular Reconstruction Implants FLEX HA PART 5MM L 4MM H 1/EA, Ossicular Reconstruction Implants FLEX HA PART 5MM L 3MM H 1/EA, Ossicular Reconstruction Implants FLEX HA PART NOTCHED OFFSET 1/EA, Ossicular Reconstruction Implants MORETZ MALL. HEAD TOTAL,W/FLEX HA,SS,LEFT 1/EA, Ossicular Reconstruction Implants MILLEN FLEX HA OFFSET TOTAL 1/EA, Ossicular Reconstruction Implants MILLEN FLEX HA OFFSET PARTIAL 1/EA, Ossicular Reconstruction Implants MILLEN FLEX HA OFF NOTCHED PAR 1/EA, Ossicular Reconstruction Implants FLEX HA N OFFSET 5MM L 4MM H 1/EA, Ossicular Reconstruction Implants MORETZ CAM HEAD TOTAL,W/FLEX HA,SS 1/EA, Ossicular Reconstruction Implants FLEX HA INCUS NECROSIS PROS SMALL1/EA, Ossicular Reconstruction Implants FLEX HA INCUS NECROSIS PROS MED 1/EA, Ossicular Reconstruction Implants FLEX HA INCUS NECROSIS PROS LG 1/EA, Ossicular Reconstruction Implants CAUSSE TRIAX INCUS NECROSIS PRO 1/EA, Ossicular Reconstruction Implants FLEX HA CONVERTIBLE PROSTHESIS 1/EA, Ossicular Reconstruction Implants HABERMAN FLEX HA OFFSET TOT W/S.S. WIRE 1/EA, Ossicular Reconstruction Implants CAUSSE FLEX HA TOT W/S.S. WIRE 1/EA, Ossicular Reconstruction Implants CAUSSE/VINCENT FLEX H/A TTL,SSW,NRW 1/EA, Ossicular Reconstruction Implants H/A TOTAL 90 RECT 1/EA, Ossicular Reconstruction Implants H/A TOTAL 75 RECT 1/EA, Ossicular Reconstruction Implants H/A PARTIAL 9O RECT. 1/EA, Ossicular Reconstruction Implants H/A PART 75 RECT 1/EA, Ossicular Reconstruction Implants H/A INCUS 3.75MM 1/EA, Ossicular Reconstruction Implants H/A TOTAL 90 ROUND 1/EA, Ossicular Reconstruction Implants H/A TOTAL 90 RD OFF CTR 1/EA, Ossicular Reconstruction Implants H/A PARTIAL 90 ROUND 1/EA, Ossicular Reconstruction Implants 3MM HEAD,SHORT PORP,FULL CANN. 1/EA, Ossicular Reconstruction Implants 3MM HEAD,SHORT PORP,PART. CANN. 1/EA, Ossicular Reconstruction Implants H/A PART 90 RD OFF CTR 1/EA, Ossicular Reconstruction Implants 4MM CAM CAP,SHORT PORP,FULL CANN. 1/EA, Ossicular Reconstruction Implants 4MM CAM CAP,SHORT PORP,PART. CANN. 1/EA, Ossicular Reconstruction Implants SILVERSTEIN STAPES CONNECTOR 1/EA, Ossicular Reconstruction Implants MORETZ MALLEUS H/A TOTAL RIGHT 1/EA, Ossicular Reconstruction Implants MORETZ MUSHRM H/A PARTIAL 1/EA, Ossicular Reconstruction Implants MORETZ CAM H/A/POLY TOTL 1/EA, Ossicular Reconstruction Implants MORETZ CAM H/A/POLYCEL PTL 10MM 1/EA | O.E.S DISTRIMED | 2024-05-30T00:00:00.000+02:00 | Medtronic Xomed, Inc.6743 Southpoint Drive North Jacksonville, FL 32216 USA | 1112185, 1112190, 1112192, 1112194, 1112195, 1112197, 1112296, 1112297, 1112298, 1112303, 1112305, 1112362, 1112363, 1112372, 1117035, 1117040, 1117045, 1125020, 1125025, 1125030, 1128110, 1128115, 1156469, 1156470, 1156601, 1156602, 1156603, 1156604, 1156611, 1156612, 1156613, 1156621, 1156622, 1156623, 1160000, 1160050, 1156241, 1128120, 1128125, 1128130, 1128135, 1128140, 1128150, 1128160, 1128450, 1129015, 1129020, 1129030, 1129040, 1129045, 1129050, 1129055, 1129065, 1129070, 1131000, 1133001, 1133002, 1133003, 1133004, 1133005, 1133006, 1133007, 1133008, 1133009, 1133010, 1133031, 1133032, 1133038, 1133061, 1133062, 1133063, 1133064, 1133065, 1133066, 1133120, 1133125, 1133135, 1133180, 1133185, 1133191, 1133195, 1133250, 1133255, 1133260, 1133265, 1133280, 1133285, 1133290, 1133295, 1133370, 1133372, 1133375, 1133600, 1133650, 1150000, 1150001, 1150050, 1156210, 1156211, 1156212, 1156213, 1156214, 1156223, 1156234, 1156235, 1156236, 1156279, 1156295, 1156298, 1156302, 1156303, 1156305, 1156307, 1156308, 1156310, 1156314, 1156316, 1156324, 1156325, 1156326, 1156330, 1156332, 1156333, 1156334, 1156340, 1156341, 1156343, 1156344, 1156347, 1156348, 1156358, 1156359, 1156361, 1156362, 1156363, 1156372, 1156376, 1156377, 1156378, 1156452, 1156453, 1156454, 1156468, 0300, 0305, 0306, 0308, 0320, 0321, 0322, 0340, 0341, 0342, 0343, 0352, 0353, 0361, 0362, 0363, 0364, 0380, 0385, 0427, 0428, 0429, 0435, 0436, 0437, 0452, 0500, 0501, 0504, 0505, 0506, 0507, 0508, 0510, 0515, 0516, 0518, 0520, 0523, 0524, 0525, 0526, 0527, 0528, 0529, 0530, 0531, 0532, 0540, 0541, 0543, 0550, 0551, 0555, 0562, 0564, 0565, 0567, 0568, 0570, 0575, 0579, 0580, 0581, 0585, 0590, 05031, 05251, 05421, 1112045, 1112050, 1112065, 1112070, 1112075, 1112080, 1112085, 1112090, 1112091, 1112092, 1112095, 1112096, 1112097, 1112120, 1112163, 1112175, 1112180, 1112184 | Klasa IIb | Implante per rikonstruksionin oshikular, si dhe instrumenta jo invasive (sterile dhe jo sterile) - përdorim në ORL | Pajisje nje perdorimeshe
16527 | H.PYLORI ANTIBODY RAPID TEST | GENIUS SHPK | 2024-05-28T00:00:00.000+02:00 | HANGZHOU BIOTEST BIOTECH CO., LTD - 17#, FUTAI ROAD, ZHONGTAI STREET, YUHANG DISTRICT, HANGZHOU -311121 P.R.CHINA | IHPB-C31/IHPB-C41/IHPB-S41 | In vitro | REAGENT INVITRO PER TE DIAGNOSTIFIKUAR INFEKSIONIN NGA BAKTERI HELICOBATER PYLORI SHKAKTAR I SEMUNDJES TE NDRYSHME SI ULCERA GASTRIKE DHE DUODENALE NEPERMJET GJAKUT DHE METODES TE TESTEVE TE SHPEJTA. | Pajisje te diagnostifikimit in vitro
16528 | Ostomy bags The opening type: 1801, 1802, 1803, 1812, 1804, 1807, 1600, 1601, 1602, 161 1, 1612, 1603, 1605, 1607, 1613, 1511, 1512, 1513, 1361, 1381, 1382, 1383, 1388, 1391, 1392, 8004, 8006, 8008, 8024, 8026, 8028, 8014, 8016, 8018, 8104, 8106, 8108, 8124, 8126, 8128, 6004, 6006, 6008, 6014, 6016, 6018, 6024, 6026, 6028, 6104, 6106, 6108, 6124, 6126, 6128, 5004, 5006, 5008, 5304, 5306, 5308 The closed type: 1 101, 1 102, 4205, 4206 The urine type: 1010, 1011, 4001, 4002 | Medical-trade | 2024-06-07T00:00:00.000+02:00 | Jiangsu Ostup Medical Products CO., LTD. Address: No.6 Building, Longchi Street, No.9 Caofang Road, Luhe Zone , 211500 Nanjing , Jiangsu, China | Ostomy bags The opening type: 1801, 1802, 1803, 1812, 1804, 1807, 1600, 1601, 1602, 161 1, 1612, 1603, 1605, 1607, 1613, 1511, 1512, 1513, 1361, 1381, 1382, 1383, 1388, 1391, 1392, 8004, 8006, 8008, 8 | Klasa I | Qese Ostomy | Pajisje nje perdorimeshe
16529 | COBAS INTEGRA® 400 plus analyzer w/o ISE, COBAS INTEGRA® 400 plus analyzer | E v i t a | 2024-05-23T00:00:00.000+02:00 | Roche Diagnostics GmbH Sandhofer Strasse 116 68305 Mannheim Germany | 04922859001, 03245233001 | In vitro | Auto-analizator biokimik për laborator mjekësor | Pajisje te diagnostifikimit in vitro
16530 | EEA™ Staplers/EEA ™ Auto Suture n., Circular | O.E.S DISTRIMED | 2024-05-30T00:00:00.000+02:00 | Covidien llc 15 Hampshire Street Mansfield, MA 02048, U.S.A. | EEA2135, EEA25, EEA2535, EEA28, EEA2835, EEA31, EEA33, EEAORVIL21A, EEAORVIL25A, EEAXL21, EEAXL2135, EEAXL25, EEAXL2535, EEAXL28, EEAXL2835, EEAXL31, EEAXL33, HEM3335, HEM3348, 020250, 020251, EEA21 | Klasa IIb, Klasa IIa, Klasa I | Instrumenta kirurgjikale ,Steplera Kirurgjikalë dhe Njësi Mbushëse Njëpërdorimshe | Pajisje nje perdorimeshe
Stapler with DST Series TM
Technology 21mm - 3.5mm, EEA™ Staplers/EEA TM Auto Suture TM Circular
Stapler with DST Series TM
Technology 25mm - 4.8mm, EEA™ Staplers/EEA TM Auto Suture TM Circular
Stapler with DST Series TM
Technology 25mm - 3.5mm, EEA™ Staplers/EEA TM Auto Suture TM Circular
Stapler with DST Series TM
Technology 28mm - 4.8mm, EEA™ Staplers/EEA TM Auto Suture TM Circular
Stapler with DST Series TM
Technology 28mm - 3.5mm, EEA™ Staplers/EEA TM Auto Suture TM Circular
Stapler with DST Series rn
Technology 31mm - 4.8mm, EEA™ Staplers/EEA TM Auto Suture TM Circular
Stapler with DST Series TM
Technology 33mm - 4.8mm, EEA™ Staplers/EEAT"' OrVil™ Auto Suture TM
Transoral Circular Stapler Anvil
with Advancing Proximal Guide
Suture 21mm
21mm, EEA™ Staplers/EEA TM OrVil™ Auto Suture TM
Transoral Circular Stapler Anvil
with Advancing Proximal Guide
Suture 25mm, EEA™ Staplers/EEA Ti., Auto Suture TM Circular
Stapler with DST Series TM
Technology 21 mm - 4.8mm XL, EEA™ Staplers/EEA TM Auto Suture TM Circular
Stapler with DST Series TM
Technology 21 mm - 3.5mm XL, EEA™ Staplers/EEA TM Auto Suture TM Circular
Stapler with DST Series TM
Technology 25mm - 4.8mm XL, EEA™ Staplers/EEA ™ Auto Suture TM Circular
Stapler with DST Series TM
Technology 25mm - 3.5mm XL, EEA™ Staplers/EEA TM Auto Suture TM Circular
Stapler with DST Series TM
Technology 28mm - 4.8mm XL, EEA™ Staplers/EEA TM Auto Suture TM Circular
Stapler with DST Series TM
Technology 28mm - 3.5mm XL, EEA™ Staplers/EEA Ti., Auto Suture TM Circular
Stapler with DST Series TM
Technology 31mm - 4.8mm XL, EEA™ Staplers/EEA TM Auto Suture TM Circular
Stapler with DST Series TM
Technology 33mm - 4.8mm XL, EEA™ Staplers/EEA TM Auto Suture TM
Hemorrhoid and Prolapse
Stapler with DST Series TM
Technology 33mm - 3.5mm, EEA™ Staplers/EEA TM Auto Suture TM
Hemorrhoid and Prolapse
Stapler with DST Series TM
Technology 33mm - 4.8mm, EEA™ Staplers/EEA TM Auto Suture TM Reusable
Sizer 25mm / 28mm / 31 mm, EEA™ Staplers/EEA TM Auto Suture TM Reusable
Sizer 34mm, EEA™ Staplers/EEA TM Auto Suture n., Circular
Stapler with DST Series ™
Technology 21mm - 4.8mm
16531 | PERSEUS / Specular Microscope | GEN - ALB FARMA | 2024-06-12T00:00:00.000+02:00 | C.S.O. srl Via Degli Stagnacci 12/E - Cap 50018 - Badia a Settimo -Scandicci - Firenze - Italia | PERSEUS | Klasa I | Mikroskopi endotelial është thelbësor në diagnostikimin e shumë distrofive të kornesë, sëmundjeve degjenerative dhe në vlerësimin para dhe pas operacionit të kirurgjisë së kataraktit dhe transplanteve të kornesë. | Pajisje oftalmike dhe optike
16532 | Future / Refraction Unit , Compact II / Refraction Unit , Compact II sx / Refraction Unit , Etoile II / Refraction Unit , Four / Refraction Unit , Elegance / Refraction Unit, Minus / Refraction Unit, K100 / Refraction Unit, Vintage / Refraction Unit, Future Deluxe / Refraction Unit, Fusion / Refraction Unit, F6000 / Electric Column, R8000 / Electric Column, R9000 / Electric Column, R1000 / Electric Column, 2100TOP / Electric Column, R2000 / Electric Column | GEN - ALB FARMA | 2024-06-12T00:00:00.000+02:00 | C.S.O. srl Via Degli Stagnacci 12/E - Cap 50018 - Badia a Settimo -Scandicci - Firenze - Italia | Future, Compact II, Compact II sx, Etoile II, Four, Elegance, Minus, K100, Vintage, Future Deluxe, Fusion, F6000, R8000, R9000, R1000, 2100TOP, R2000 | Klasa I | Njësia e refraksionit FUTURE, e disponueshme në versionet me 2 dhe 3 instrumente, kontrollohet nga panele kontrolli elektronik të kontrolluar nga mikroprocesorë që lejojnë përdorimin optimal të instrumenteve, duke qenë në gjendje të programojnë kushtet më të mira të punës, duke i përshtatur ato sipas nevojave tuaja., Njësia e refraksionit COMPACT II, e disponueshme në versionet me 2 dhe 3 instrumente, kontrollohet nga panele kontrolli elektronik të kontrolluar nga mikroprocesorë që lejojnë përdorimin optimal të instrumenteve, duke qenë në gjendje të programojnë kushtet më të mira të punës, duke i përshtatur ato sipas nevojave tuaja., Njësia e refraksionit COMPACT II sx, e disponueshme në versionet me 2 dhe 3 instrumente, kontrollohet nga panele kontrolli elektronik të kontrolluar nga mikroprocesorë që lejojnë përdorimin optimal të instrumenteve, duke qenë në gjendje të programojnë kushtet më të mira të punës, duke i përshtatur ato sipas nevojave tuaja., ETOILE II është një njësi oftalmike me plan rrotullues të projektuar për 3 instrumente okulistike, disponohet edhe në versionin me plan pune me rregullim elektronik të lartësisë., Është një njësi për 4 instrumente të pavarura e cila mund të përdoret edhe në pozicione të tjera. Është i personalizueshëm me çdo pajisje dhe falë një skede kontrolli me mikroprocesor, i lejon përdoruesit të programojë kushtet më të mira të punës për një përdorim të shpejtë dhe të rehatshëm., NJËSIA E REFRAKSIONIT ELEGANCE është një gjendje mbështetëse moderne për 2 instrumente plotësisht të pajtueshme me një gamë të gjerë pajisjesh oftalmike. Njësia e thyerjes është e pajisur me një konzollë komandimi praktike dhe ergonomike e cila lejon përdorimin optimal të instrumenteve dhe jep mundësinë për të memorizuar të gjitha funksionet e punës të pajisjes për një përdorim të shpejtë dhe të rehatshëm., Njësia e re e përthyerjes ka të gjitha tiparet e pritshme në një njësi të nivelit të lartë, të ofruara në një hapësirë shumë të vogël. Ka një tastierë komandimi me prekje të gjeneratës së re, e bërë nga xhami i pathyeshëm, me ndriçim të pasëm, të thjeshtë për t'u përdorur dhe të lehtë për t'u pastruar., NJËSIA E REFRAKSIONIT VINTAGE është një njësi për 4 instrumente të pavarura e cila mund të përdoret edhe në pozicione të tjera. Është i personalizueshëm me çdo pajisje dhe falë një skede kontrolli me mikroprocesor, i lejon përdoruesit të programojë kushtet më të mira të punës për një përdorim të shpejtë dhe të rehatshëm., Është një njësi për 2 ose 3 instrumente të pavarura e cila mund të përdoret edhe në pozicione të tjera. Është i personalizueshëm me çdo pajisje dhe falë një skede kontrolli me mikroprocesor, i lejon përdoruesit të programojë kushtet më të mira të punës për një përdorim të shpejtë dhe të rehatshëm., FUSION mund të pajiset me një plan ngritës elektrik, komanda për menaxhimin e lëvizjes elektrike anteroposteriore të karriges është e disponueshme., Karrige e pjerrët me rregullim elektronik të lartësisë, mbështetëse krahu e lëvizshme dhe pllakë bazë e lëvizshme. | Pajisje oftalmike dhe optike
16533 | CVC-02 / computerized vision chart, CVC-03 / computerized vision chart, CVC-04 / computerized vision chart | GEN - ALB FARMA | 2024-06-12T00:00:00.000+02:00 | C.S.O. srl Via Degli Stagnacci 12/E - Cap 50018 - Badia a Settimo -Scandicci - Firenze - Italia | CVC-02, CVC-03, CVC-04 | Klasa I | Vision Chart i jep përdoruesit një gamë shumë të gjerë testesh për performancën e shikimit. Testet janë të disponueshme për përcaktimin e mprehtësisë vizuale dhe kufirit të kontrastit, të korrigjimit më të mirë, testin për vizionin binocular dhe testet e ngjyrave të shikimit. | Pajisje oftalmike dhe optike
16534 | SL 990 / Slit Lamp, SL 980 / Slit Lamp, SL 950 / Slit Lamp, SL 930 / Slit Lamp, SL 1000 / Slit Lamp, SL 1800 / Slit Lamp, SL 9900 / Slit Lamp, SL 9900 Elite / Slit Lamp, SL 9800 / Slit Lamp, SL 702 / Slit Lamp, SL 802 / Slit Lamp, SB 600 / Slit Lamp, SB 650 / Slit Lamp | GEN - ALB FARMA | 2024-06-12T00:00:00.000+02:00 | C.S.O. srl Via Degli Stagnacci 12/E - Cap 50018 - Badia a Settimo -Scandicci - Firenze - Italia | SL 990, SL 980, SL 950, SL 930, SL 1000, SL 1800, SL 9900, SL 9900 Elite, SL 9800, SL 702, SL 802, SB 600, SB 650 | Klasa I | Llambë e cila lëshon një rreze të ngushtë por intensive drite, e përdorur për ekzaminimin e brendësisë së syrit. | Pajisje oftalmike dhe optike
16535 | Urine bag hanger | GREEMED | 2024-06-11T00:00:00.000+02:00 | Plasti-med Plastik Medikal Ürünler San. Ve Tic. Ltd. Şti. Deri OSB Mahallesi Yan Sanayi Cad. No:13 Tuzla / İSTANBUL, TÜRKİYE | 100105 | Klasa I | varese per qesen e urines | Tjeter
16536 | BLOOD SAMPLING CHAIR - 2M | GREEMED | 2024-06-11T00:00:00.000+02:00 | Mone Medikal Ticaret ve Sanayi Anonim Şirketi,Organize Sanayi Bölgesi, 14. Cadde No: 2 19040 ÇORUM-TÜRKİYE | DA05-E | Klasa I | Karrige per marrjen e gjakut | Tjeter
16537 | DRESSING CART,Softy | GREEMED | 2024-06-11T00:00:00.000+02:00 | Mone Medikal Ticaret ve Sanayi Anonim Şirketi,Organize Sanayi Bölgesi, 14. Cadde No: 2 19040 ÇORUM-TÜRKİYE | PNS-L | Klasa I | Karrele per medikamente | Tjeter
16538 | MONESTAR HEMODIALYSIS and CHEMOTHERAPY CHAIR - 5M,MONESTAR, WEIGHED | GREEMED | 2024-06-11T00:00:00.000+02:00 | Mone Medikal Ticaret ve Sanayi Anonim Şirketi,Organize Sanayi Bölgesi, 14. Cadde No: 2 19040 ÇORUM-TÜRKİYE | DA07-FW | Klasa I | Poltrone kemioterapie dhe hemodialize | Tjeter
16539 | Stool with back,plastic legs | GREEMED | 2024-06-11T00:00:00.000+02:00 | Mone Medikal Ticaret ve Sanayi Anonim Şirketi,Organize Sanayi Bölgesi, 14. Cadde No: 2 19040 ÇORUM-TÜRKİYE | MF01-LP | Klasa I | Stol mjeku me mbeshtetje | Tjeter
16540 | Multi med blood sampling chair-4M,Multi med | GREEMED | 2024-06-11T00:00:00.000+02:00 | Mone Medikal Ticaret ve Sanayi Anonim Şirketi,Organize Sanayi Bölgesi, 14. Cadde No: 2 19040 ÇORUM-TÜRKİYE | MA01-E | Klasa I | Karrige per marrjen e gjakut | Tjeter
16541 | Absorbent Paper Points Length Marked 25, Absorbent Paper Points Length Marked 30, Absorbent Paper Points Length Marked 35, Absorbent Paper Points Length Marked 40, Absorbent Paper Points Length Marked 45, Absorbent Paper Points Length Marked 50, Absorbent Paper Points Length Marked 55, Absorbent Paper Points Length Marked 60, Absorbent Paper Points Length Marked 70, Absorbent Paper Points Length Marked 80, Absorbent Paper Points Length Marked 90, Absorbent Paper Points Length Marked 100, Absorbent Paper Points Length Marked 110, Absorbent Paper Points Length Marked 120, Absorbent Paper Points Length Marked 130, Absorbent Paper Points Length Marked 140, Absorbent Paper Points Length Marked 04-10, Absorbent Paper Points Length Marked 04-15, Absorbent Paper Points Length Marked 04-20, Absorbent Paper Points Length Marked 04-25, Absorbent Paper Points Length Marked 04-30, Absorbent Paper Points Length Marked 04-35, Absorbent Paper Points Length Marked 04-40, Absorbent Paper Points Length Marked 04-45, Absorbent Paper Points Length Marked 04-50, Absorbent Paper Points Length Marked 04-55, Absorbent Paper Points Length Marked 04-60, Absorbent Paper Points Length Marked 04-70, Absorbent Paper Points Length Marked 04-80, Absorbent Paper Points Length Marked 06-10, Absorbent Paper Points Length Marked 06-15, Absorbent Paper Points Length Marked 06-20, Absorbent Paper Points Length Marked 06-25, Absorbent Paper Points Length Marked 06-30, Absorbent Paper Points Length Marked 06-35, Absorbent Paper Points Length Marked 06-40, Absorbent Paper Points Length Marked 06-45, Absorbent Paper Points Length Marked 06-50, Absorbent Paper Points Length Marked 06-55, Absorbent Paper Points Length Marked 06-60, Absorbent Paper Points Length Marked 06-70, Absorbent Paper Points Length Marked 06-80, Absorbent Paper Points Length Marked 08-10, Absorbent Paper Points Length Marked 08-15, Absorbent Paper Points Length Marked 08-20, Absorbent Paper Points Length Marked 08-25, Absorbent Paper Points Length Marked 08-30, Absorbent Paper Points Length Marked 08-35, Absorbent Paper Points Length Marked 08-40, Absorbent Paper Points PP F1, Absorbent Paper Points PP F2, Absorbent Paper Points PP F3, Absorbent Paper Points PP F4, Absorbent Paper Points PP F5, Absorbent Paper PP Points Length Marked F1, Absorbent Paper PP Points Length Marked F2, Absorbent Paper PP Points Length Marked F3, Absorbent Paper PP Points Length Marked F4, Absorbent Paper PP Points Length Marked F5, Absorbent Paper Points 15/40, Absorbent Paper Points 45/80, Sterile Absorbent Paper Point, Absorbent Paper Points 10, Absorbent Paper Points 15, Absorbent Paper Points 20, Absorbent Paper Points 25, Absorbent Paper Points 30, Absorbent Paper Points 35, Absorbent Paper Points 40, Absorbent Paper Points 45, Absorbent Paper Points 50, Absorbent Paper Points 55, Absorbent Paper Points 60, Absorbent Paper Points 70, Absorbent Paper Points 80, Absorbent Paper Points 90, Absorbent Paper Points 100, Absorbent Paper Points 110, Absorbent Paper Points 120, Absorbent Paper Points 130, Absorbent Paper Points 140, Absorbent Paper Points 04-10, Absorbent Paper Points 04-20, Absorbent Paper Points 04-25, Absorbent Paper Points 04-30, Absorbent Paper Points 04-35, Absorbent Paper Points 04-40, Absorbent Paper Points 04-45, Absorbent Paper Points 04-50, Absorbent Paper Points 04-55, Absorbent Paper Points 04-60, Absorbent Paper Points 04-70, Absorbent Paper Points 04-80, Absorbent Paper Points 06-10, Absorbent Paper Points 06-15, Absorbent Paper Points 06-20, Absorbent Paper Points 06-25, Absorbent Paper Points 06-30, Absorbent Paper Points 06-35, Absorbent Paper Points 06-40, Absorbent Paper Points 06-45, Absorbent Paper Points 06-50, Absorbent Paper Points 06-55, Absorbent Paper Points 06-60, Absorbent Paper Points 06-70, Absorbent Paper Points 06-80, Absorbent Paper Points 08-10, Absorbent Paper Points 08-15, Absorbent Paper Points 08-20, Absorbent Paper Points 08-25, Absorbent Paper Points 08-30, Absorbent Paper Points 08-35, Absorbent Paper Points 08-40, Absorbent Paper Points B-XXF, Absorbent Paper Points B-XF, Absorbent Paper Points B-F, Absorbent Paper Points B-M, Absorbent Paper Points B-C, Absorbent Paper Points B-XC, Absorbent Paper Points LM-B-XXF, Absorbent Paper Points LM-B-XF, Absorbent Paper Points LM-B-F, Absorbent Paper Points LM-B-M, Absorbent Paper Points LM-B-C, Absorbent Paper Points LM-B-XC, Absorbent Paper Points Length Marked 10, Absorbent Paper Points Length Marked 15, Absorbent Paper Points Length Marked 20, Absorbent Paper Points 04-15, Absorbent Paper Points 04-45/80, Absorbent Paper Points 06-15/40, Absorbent Paper Points 06-45/80, Absorbent Paper Points 08-15/40, Absorbent Paper Points Length Marked 15/40, Absorbent Paper Points Length Marked 04-15/40, Absorbent Paper Points Length Marked 45/80, Absorbent Paper Points Length Marked 06-15/40, Absorbent Paper Points Length Marked 06-45/80, Absorbent Paper Points Length Marked 08-15/40, Absorbent Paper Points PP F1/F3, Absorbent Paper Points PP Length Marke F1/F3, Absorbent Paper Points 90/140, Absorbent Paper Points Length Marke 90/140, Absorbent Paper Points B-XXF/B-XC | Albadent Group | 2024-05-22T00:00:00.000+02:00 | Meta Biomed Co., Ltd 270, Osongsaengmyeong1-ro, Osong-eup, Heungdeok-gu, Cheongju-si, Chungcheongbuk-do, Korea | N/A | Klasa IIa | Leter perthithese e markuar | Pajisje dentare
16542 | Austin Moore Hip Prosthesis ‐ Standard Stem, Regular Finish, Sterile, Ø37mm, Austin Moore Hip Prosthesis ‐ Standard Stem, Regular Finish, Sterile, Ø38mm, Austin Moore Hip Prosthesis ‐ Standard Stem, Regular Finish, Sterile, Ø39mm, Austin Moore Hip Prosthesis ‐ Standard Stem, Regular Finish, Sterile, Ø40mm, Austin Moore Hip Prosthesis ‐ Standard Stem, Regular Finish, Sterile, Ø41mm, Austin Moore Hip Prosthesis ‐ Standard Stem, Regular Finish, Sterile, Ø42mm, Austin Moore Hip Prosthesis ‐ Standard Stem, Regular Finish, Sterile, Ø43mm, Austin Moore Hip Prosthesis ‐ Standard Stem, Regular Finish, Sterile, Ø44mm, Austin Moore Hip Prosthesis ‐ Standard Stem, Regular Finish, Sterile, Ø45mm, Austin Moore Hip Prosthesis ‐ Standard Stem, Regular Finish, Sterile, Ø46mm, Austin Moore Hip Prosthesis ‐ Standard Stem, Regular Finish, Sterile, Ø47mm, Austin Moore Hip Prosthesis ‐ Standard Stem, Regular Finish, Sterile, Ø48mm, Austin Moore Hip Prosthesis ‐ Standard Stem, Regular Finish, Sterile, Ø49mm, Austin Moore Hip Prosthesis ‐ Standard Stem, Regular Finish, Sterile, Ø50mm, Austin Moore Hip Prosthesis ‐ Standard Stem, Regular Finish, Sterile, Ø51mm, Austin Moore Hip Prosthesis ‐ Standard Stem, Regular Finish, Sterile, Ø52mm, Austin Moore Hip Prosthesis ‐ Standard Stem, Regular Finish, Sterile, Ø53mm, Austin Moore Hip Prosthesis ‐ Standard Stem, Regular Finish, Sterile, Ø54mm, Austin Moore Hip Prosthesis ‐ Standard Stem, Regular Finish, Sterile, Ø55mm, Austin Moore Hip Prosthesis ‐ Standard Stem, Regular Finish, Sterile, Ø56mm, Austin Moore Hip Prosthesis ‐ Standard Stem, Regular Finish, Sterile, Ø57mm, Austin Moore Hip Prosthesis ‐ Standard Stem, Regular Finish, Sterile, Ø58mm, Austin Moore Hip Prosthesis ‐ Standard Stem, Regular Finish, Non-Sterile, Ø37mm, Austin Moore Hip Prosthesis ‐ Standard Stem, Regular Finish, Non-Sterile, Ø38mm, Austin Moore Hip Prosthesis ‐ Standard Stem, Regular Finish, Non-Sterile, Ø39mm, Austin Moore Hip Prosthesis ‐ Standard Stem, Regular Finish, Non-Sterile, Ø40mm, Austin Moore Hip Prosthesis ‐ Standard Stem, Regular Finish,Non- Sterile, Ø41mm, Austin Moore Hip Prosthesis ‐ Standard Stem, Regular Finish, Non-Sterile, Ø42mm, Austin Moore Hip Prosthesis ‐ Standard Stem, Regular Finish, Non-Sterile, Ø43mm, Austin Moore Hip Prosthesis ‐ Standard Stem, Regular Finish, Non-Sterile, Ø44mm, Austin Moore Hip Prosthesis ‐ Standard Stem, Regular Finish, Non-Sterile, Ø45mm, Austin Moore Hip Prosthesis ‐ Standard Stem, Regular Finish, Non-Sterile, Ø46mm, Austin Moore Hip Prosthesis ‐ Standard Stem, Regular Finish, Non-Sterile, Ø47mm, Austin Moore Hip Prosthesis ‐ Standard Stem, Regular Finish, Non-Sterile, Ø48mm, Austin Moore Hip Prosthesis ‐ Standard Stem, Regular Finish, Non-Sterile, Ø49mm, Austin Moore Hip Prosthesis ‐ Standard Stem, Regular Finish, Non-Sterile, Ø50mm, Austin Moore Hip Prosthesis ‐ Standard Stem, Regular Finish, Non-Sterile, Ø51mm, Austin Moore Hip Prosthesis ‐ Standard Stem, Regular Finish, Non-Sterile, Ø52mm, Austin Moore Hip Prosthesis ‐ Standard Stem, Regular Finish, Non-Sterile, Ø53mm, Austin Moore Hip Prosthesis ‐ Standard Stem, Regular Finish, Non-Sterile, Ø54mm, Austin Moore Hip Prosthesis ‐ Standard Stem, Regular Finish, Non-Sterile, Ø55mm, Austin Moore Hip Prosthesis ‐ Standard Stem, Regular Finish, Non-Sterile, Ø56mm, Austin Moore Hip Prosthesis ‐ Standard Stem, Regular Finish, Non-Sterile, Ø57mm, Austin Moore Hip Prosthesis ‐ Standard Stem, Regular Finish, Non-Sterile, Ø58mm, Austin Moore Hip Prosthesis ‐ Standard Stem, Satin Finish, Sterile, Ø37mm, Austin Moore Hip Prosthesis ‐ Standard Stem, Satin Finish, Sterile, Ø38mm, Austin Moore Hip Prosthesis ‐ Standard Stem, Satin Finish, Sterile, Ø39mm, Austin Moore Hip Prosthesis ‐ Standard Stem, Satin Finish, Sterile, Ø40mm, Austin Moore Hip Prosthesis ‐ Standard Stem, Satin Finish, Sterile, Ø41mm, Austin Moore Hip Prosthesis ‐ Standard Stem, Satin Finish, Sterile, Ø42mm, Austin Moore Hip Prosthesis ‐ Standard Stem, Satin Finish, Sterile, Ø43mm, Austin Moore Hip Prosthesis ‐ Standard Stem, Satin Finish, Sterile, Ø44mm, Austin Moore Hip Prosthesis ‐ Standard Stem, Satin Finish, Sterile, Ø45mm, Austin Moore Hip Prosthesis ‐ Standard Stem, Satin Finish, Sterile, Ø46mm, Austin Moore Hip Prosthesis ‐ Standard Stem, Satin Finish, Sterile, Ø47mm, Austin Moore Hip Prosthesis ‐ Standard Stem, Satin Finish, Sterile, Ø48mm, Austin Moore Hip Prosthesis ‐ Standard Stem, Satin Finish, Sterile, Ø49mm, Austin Moore Hip Prosthesis ‐ Standard Stem, Satin Finish, Sterile, Ø50mm, Austin Moore Hip Prosthesis ‐ Standard Stem, Satin Finish, Sterile, Ø51mm, Austin Moore Hip Prosthesis ‐ Standard Stem, Satin Finish, Sterile, Ø52mm, Austin Moore Hip Prosthesis ‐ Standard Stem, Satin Finish, Sterile, Ø53mm, Austin Moore Hip Prosthesis ‐ Standard Stem, Satin Finish, Sterile, Ø54mm, Austin Moore Hip Prosthesis ‐ Standard Stem, Satin Finish, Sterile, Ø55mm, Austin Moore Hip Prosthesis ‐ Standard Stem, Satin Finish, Sterile, Ø56mm, Austin Moore Hip Prosthesis ‐ Standard Stem, Satin Finish, Sterile, Ø57mm, Austin Moore Hip Prosthesis ‐ Standard Stem, Satin Finish, Sterile, Ø58mm, Austin Moore Hip Prosthesis ‐ Standard Stem, Satin Finish, Non-Sterile, Ø37mm, Austin Moore Hip Prosthesis ‐ Standard Stem, Satin Finish, Non-Sterile, Ø38mm, Austin Moore Hip Prosthesis ‐ Standard Stem, Satin Finish, Non-Sterile, Ø39mm, Austin Moore Hip Prosthesis ‐ Standard Stem, Satin Finish, Non-Sterile, Ø40mm, Austin Moore Hip Prosthesis ‐ Standard Stem, Satin Finish,Non- Sterile, Ø41mm, Austin Moore Hip Prosthesis ‐ Standard Stem, Satin Finish, Non-Sterile, Ø42mm, Austin Moore Hip Prosthesis ‐ Standard Stem, Satin Finish, Non-Sterile, Ø43mm, Austin Moore Hip Prosthesis ‐ Standard Stem, Satin Finish, Non-Sterile, Ø44mm, Austin Moore Hip Prosthesis ‐ Standard Stem, Satin Finish, Non-Sterile, Ø45mm, Austin Moore Hip Prosthesis ‐ Standard Stem, Satin Finish, Non-Sterile, Ø46mm, Austin Moore Hip Prosthesis ‐ Standard Stem, Satin Finish, Non-Sterile, Ø47mm, Austin Moore Hip Prosthesis ‐ Standard Stem, Satin Finish, Non-Sterile, Ø48mm, Austin Moore Hip Prosthesis ‐ Standard Stem, Satin Finish, Non-Sterile, Ø49mm, Austin Moore Hip Prosthesis ‐ Standard Stem, Satin Finish, Non-Sterile, Ø50mm, Austin Moore Hip Prosthesis ‐ Standard Stem, Satin Finish, Non-Sterile, Ø51mm, Austin Moore Hip Prosthesis ‐ Standard Stem, Satin Finish, Non-Sterile, Ø52mm, Austin Moore Hip Prosthesis ‐ Standard Stem, Satin Finish, Non-Sterile, Ø53mm, Austin Moore Hip Prosthesis ‐ Standard Stem, Satin Finish, Non-Sterile, Ø54mm, Austin Moore Hip Prosthesis ‐ Standard Stem, Satin Finish, Non-Sterile, Ø55mm, Austin Moore Hip Prosthesis ‐ Standard Stem, Satin Finish, Non-Sterile, Ø56mm, Austin Moore Hip Prosthesis ‐ Standard Stem, Satin Finish, Non-Sterile, Ø57mm, Austin Moore Hip Prosthesis ‐ Standard Stem, Satin Finish, Non-Sterile, Ø58mm | LAYO | 2024-05-14T00:00:00.000+02:00 | Auxein Medical Private Limited, Plot No. 168-169-170, Phase-IV, Kundli Industrial Area, HSIIDC, Sector-57, Sonepat, Haryana - 131028, India | 302.037, 302.038, 302.039, 302.04, 302.041, 302.042, 302.043, 302.044, 302.045, 302.046, 302.047, 302.048, 302.049, 302.05, 302.051, 302.052, 302.053, 302.054, 302.055, 302.056, 302.057, 302.058, 302.137, 302.138, 302.139, 302.14, 302.141, 302.142, 302.143, 302.144, 302.145, 302.146, 302.147, 302.148, 302.149, 302.15, 302.151, 302.152, 302.153, 302.154, 302.155, 302.156, 302.157, 302.158, 302.037S, 302.038S, 302.039S, 302.040S, 302.041S, 302.042S, 302.043S, 302.044S, 302.045S, 302.046S, 302.047S, 302.048S, 302.049S, 302.050S, 302.051S, 302.052S, 302.053S, 302.054S, 302.055S, 302.056S, 302.057S, 302.058S, 302.137S, 302.138S, 302.139S, 302.140S, 302.141S, 302.142S, 302.143S, 302.144S, 302.145S, 302.146S, 302.147S, 302.148S, 302.149S, 302.150S, 302.151S, 302.152S, 302.153S, 302.154S, 302.155S, 302.156S, 302.157S, 302.158S | Klasa IIb | Pajisje mjekësore të implantueshme, protezë koksofemorale e tipit monobllok, për përdorim në shërbimin e ortopedisë, në rastet e frakturave apo dëmtimeve të kokës femorale. | Pajisje te implantueshme aktive
16543 | Sterile Ophthalmic Solutions (OMK1-LF eye drops) | T R I M E D | 2024-05-15T00:00:00.000+02:00 | OMIKRON ITALIA S.r.l., Viale Bruno Buozzi, 5 00197 ROME-ITALY | Sterile Ophthalmic Solutions (OMK1-LF eye drops) | Klasa IIa | OMK1®-LF është një tretësirë oftalmike me 2% citikolinë dhe 0,075% acid hialuronik, e cila ka për qëllim të përdoret si ndihmës në terapinë hipotensive tek pacientët me glaukomë apo ne raste të ndërhyrjes kirurgjikale në sy apo konjuktivitit. | Pajisje oftalmike dhe optike
16544 | HANDPIECE/HANDSTUCK/PIEZA DE MANO/S-10, HANDPIECE/HANDSTUCK/PIEZA DE MANO/S-11, HANDPIECE/HANDSTUCK/PIEZA DE MANO/S-12, HANDPIECE/HANDSTUCK/PIEZA DE MANO/S-15, HANDPIECE/HANDSTUCK/PIEZA DE MANO/S-16, HANDPIECE/HANDSTUCK/PIEZA DE MANO/S-9, CONTRA-ANGLE/WINKLESTUCK/CONTRA-ANGULO/SZ-75, CONTRA-ANGLE/WINKLESTUCK/CONTRA-ANGULO/WI-75 E/KM, CONTRA-ANGLE/WINKLESTUCK/CONTRA-ANGULO/WS-56, CONTRA-ANGLE/WINKLESTUCK/CONTRA-ANGULO/WS-75, CONTRA-ANGLE/WINKLESTUCK/CONTRA-ANGULO/WS-91, CONTRA-ANGLE/WINKLESTUCK/CONTRA-ANGULO/WS-92 | FUTURA-DENT | 2024-05-20T00:00:00.000+02:00 | W&H DENTALWERK BURMOSS GMBH IGNAS-GLASER-STRASSE53 A-5111BURMOOS/AUSTRI | 30059000, 30056000, 30061000, 30060000, 30411000, 30053000, 30095000, 10207550, 10207554, 10207558, 30038000, 30065000, 30047000, 30041000 | Klasa IIa | MIKROMOTOR PER UNIT DENTAR, KONTRA ANGLE PER UNIT DENTAR | Pajisje dentare
16545 | cobas c 111 analyzer | E v i t a | 2024-05-23T00:00:00.000+02:00 | Roche Diagnostics GmbH Sandhofer Strasse 116 68305 Mannheim Germany | 4528778001 | In vitro | Pajisje mjekësore për analizen e urinës komplet | Pajisje te diagnostifikimit in vitro
16546 | Roche Cell Collection Medium Kit, Roche Cell Collection Medium Bottle, Roche Cell Collection Medium Replacement Caps, Dispenser for Roche Cell Collection Medium Bottle | E v i t a | 2024-05-23T00:00:00.000+02:00 | Roche Diagnostics GmbH Sandhofer Strasse 116 68305 Mannheim Germany | 07994745190, 07994753190, 08037230190, 07994788190 | In vitro | Set për transportin dhe ruajtjen e qelizave për përdorim ne Biologji molekulare | Pajisje te diagnostifikimit in vitro
16547 | Urisys 1100 | E v i t a | 2024-05-23T00:00:00.000+02:00 | Roche Diagnostics GmbH Sandhofer Strasse 116 68305 Mannheim Germany | 03617548001, 03617548016, 03617548170, 03617548345, 03617548343 | In vitro | Pajisje mjekësore për analizimin e urinës | Pajisje te diagnostifikimit in vitro
16548 | Sterile Dialyzers/ Nipro Elisio/ Elisio M-11M, Sterile Dialyzers/ Nipro Elisio/ Elisio M-13M, Sterile Dialyzers/ Nipro Elisio/ Elisio M-15M, Sterile Dialyzers/ Nipro Elisio/ Elisio M-17M, Sterile Dialyzers/ Nipro Elisio/ Elisio M-19M, Sterile Dialyzers/ Nipro Elisio/ Elisio M-21M, Sterile Dialyzers/ Nipro Elisio/ Elisio H-11H, Sterile Dialyzers/ Nipro Elisio/ Elisio H-13H, Sterile Dialyzers/ Nipro Elisio/ Elisio H-15H, Sterile Dialyzers/ Nipro Elisio/ Elisio H-17H, Sterile Dialyzers/ Nipro Elisio/ Elisio H-19H, Sterile Dialyzers/ Nipro Elisio/ Elisio H-21H, Sterile Dialyzers/ Nipro Elisio/ Elisio H-25H, Sterile Dialyzers/ Nipro Elisio/ Elisio L-11L, Sterile Dialyzers/ Nipro Elisio/ Elisio L-13L, Sterile Dialyzers/ Nipro Elisio/ Elisio L-15L, Sterile Dialyzers/ Nipro Elisio/ Elisio L-17L, Sterile Dialyzers/ Nipro Elisio/ Elisio L-19L, Sterile Dialyzers/ Nipro Elisio/ Elisio L-21L | E v i t a | 2024-05-23T00:00:00.000+02:00 | Nipro India Corporation Pvt.Ltd. Plot No.E-1/1, Khandala PH-I Industrial area, Taluka-Khandala, District-Satara, 412 802, Maharashtra, INDIA. | N/A | Klasa IIb | Pajisje sterile që përdoret në dializë | Pajisje nje perdorimeshe
16549 | Revolution Maxima | MONTAL | 2024-05-22T00:00:00.000+02:00 | GE Hangwei Medical Systems Co., Ltd. West Area of Building No.3, No.1 Yongchang North Road, Beijing Economic and Technological Development Area, BEIJING 100176 CHINA | 5823529PCM, 5823529-10 PCM. | Klasa IIb | Revolution Maximat është nje tomograf i destinuar për aplikimet e Tomografisë së Kompjuterizuar me rreze X të të gjithë trupit. | Pajisje diagnostikuese dhe terapeutike me rezatim
16550 | Multicath 2,3 Fr, 6 cm, Multicath 2 UP,7.5Fr, 12.5cm , Multicath 2,3 Fr, 8 cm , Multicath 2,3 Fr, 10 cm, Multicath 2,3 Fr, 12.5 cm, Multicath 2,7.5 Fr, 16 cm , Multicath 2,3 Fr, 15 cm, Multicath 2,7.5 Fr, 16 cm, Multicath 2 S,7.5 Fr, 16 cm, Multicath 2 UP,7.5 Fr, 16 cm, Multicath 2,7.5 Fr, 20 cm , Multicath 2,7.5 Fr, 12,5 cm, Multicath 2,3 Fr, 20 cm, Multicath 2,5.5 Fr, 30 cm , Multicath 2,7.5 Fr, 20 cm, Multicath 2 S,7.5 Fr, 20 cm, Multicath 2 UP,7.5 Fr, 20 cm, Multicath 2,7.5 Fr, 30 cm, Multicath 2 S,7.5 Fr, 30 cm , Multicath 2 UP,7.5 Fr, 30 cm , Multicath 2,5.5 Fr, 8 cm, Multicath 2,5.5 Fr, 12.5 cm, Multicath 2,5.5 Fr, 15 cm, Multicath 2,5.5 Fr, 20 cm | GREEMED | 2024-05-29T00:00:00.000+02:00 | Vygon GmbH & Co.KG,Prager Ring 100,D-52070 Aachen,Germany | 157.207, 157.064, 157.072, 157.084, 157.114, 157.124, 157.152, 157.154, 157.167, 157.170, 157.172, 157.20, 157.052, 157.204, 157.530, 157.252, 157.270, 157.272, 157.300, 157.352, 157.370, 157.372, 157.508, 157.512, 157.515, 157.520, 157.200 | Klasa IIa | Kateter central venoz | Tjeter
16551 | Electrode, unipolar, pointed | MONTAL | 2024-05-24T00:00:00.000+02:00 | KARL STORZ SE & Co. KG Dr. -Karl-Storz-Straße 34, 78532 Tuttlingen Germany | 011111-10 | Klasa IIb | Electrode, unipolar, pointed, eshte nje pajisje kirurgjikale qe sherben per heqjen e indeve ose pjeseve nga nje organ trupor. | Instrumenta shumeperdorimeshe
16552 | CHLAMYDIA RAPID TEST CASSETTE | GENIUS SHPK | 2024-05-28T00:00:00.000+02:00 | HANGZHOU BIOTEST BIOTECH CO., LTD - 17#, FUTAI ROAD, ZHONGTAI STREET, YUHANG DISTRICT, HANGZHOU -311121 P.R.CHINA | WCHL-C71 | In vitro | REAGENT INVITRO PER TE DIAGNOSTIFIKUAR INFEKSIONET NGA BAKTERET CHLAMYDIA TRACHOMATIS NEPERMJET METODES SE TESTEVE TE SHPEJTA | Pajisje te diagnostifikimit in vitro
16553 | SYPHILIS RAPID TEST | GENIUS SHPK | 2024-05-28T00:00:00.000+02:00 | HANGZHOU BIOTEST BIOTECH CO., LTD - 17#, FUTAI ROAD, ZHONGTAI STREET, YUHANG DISTRICT, HANGZHOU -311121 P.R.CHINA | ISYP-S41, ISYP-C41, ISYP-S31, ISYP-C31 | In vitro | REAGENT INVITRO PER TE DIAGNOSTIFIKUAR INFEKSIONIN NGA BAKTERI TREPONEMA PALLIDIUM SHKAKTAR I SEMUNDJES SE SIFILIZIT NEPERMJET METODES SE TESTEVE TE SHPEJTA | Pajisje te diagnostifikimit in vitro
16554 | H.PYLORI ANTIGEN RAPID TEST CASSETTE | GENIUS SHPK | 2024-05-28T00:00:00.000+02:00 | HANGZHOU BIOTEST BIOTECH CO., LTD - 17#, FUTAI ROAD, ZHONGTAI STREET, YUHANG DISTRICT, HANGZHOU -311121 P.R.CHINA | IHPG-C61 | In vitro | REAGENT INVITRO PER TE DIAGNOSTIFIKUAR INFEKSIONIN AKTIV NGA BAKTERI HELICOBATER PYLORI NE TRAKTIN GASTROINTESTINAL ME ANE TE FECES NEPERMJET METODES SE TESTEVE TE SHPEJTA | Pajisje te diagnostifikimit in vitro
16555 | Z110301 - DIGITAL ANGIOGRAPHIC SYSTEMS - VD12, Artis Q floor /Artis Q floor, Artis Q ceiling /Artis Q ceiling, Artis Q biplane /Artis Q biplane, Artis Q.zen floor /Artis Q.zen floor, Artis Q.zen ceiling /Artis Q.zen ceiling, Artis Q.zen biplane / Artis Q.zen biplane, Artis zee floor /Artis zee floor, Artis zee ceiling / Artis zee ceiling, Artis zee biplane /Artis zee biplane, Artis zee multi- purpose /Artis zee multi- purpose | MEDFAU | 2024-05-27T00:00:00.000+02:00 | Siemens Healthcare GmbH Henkestr. 127 91052 Erlangen GERMANY | NA, 10848280, 10848281, 10848282, 10848353, 10848354, 10848355, 10094135, 10094137, 10094141, 10094139 | Klasa IIb | Sistemi angiografik i destinuar për procedura të bazuara në angiografi dhe fluoroskopi | Tjeter
16556 | HBsAg RAPID TEST CASSETTE | GENIUS SHPK | 2024-05-28T00:00:00.000+02:00 | HANGZHOU BIOTEST BIOTECH CO., LTD - 17#, FUTAI ROAD, ZHONGTAI STREET, YUHANG DISTRICT, HANGZHOU -311121 P.R.CHINA | IHBSG-C31 | In vitro | REAGENT INVITRO PER TE DIAGNOSTIFIKUAR INFEKSIONIN AKUT DHE KRONIK TE VIRUSIT TE HEPATITIT B (HBV) NEPERMJET METODES SE TESTEVE TE SHPEJTA | Pajisje te diagnostifikimit in vitro
16557 | Blood Transfusion Filter - ( IMUGARD III - RC) TF*IR1602ES | EUROMED | 2024-05-28T00:00:00.000+02:00 | TERUMO CORPORATION, 44 - 1, 2 - chrome, Hatagaya, Shibuya - ku, Tokio 151 - 0072, Japoni | Blood Transfusion Filter - ( IMUGARD III - RC) TF*IR1602ES | Klasa IIb | filter delekoucitar per transfusionin e gjakut | Pajisje nje perdorimeshe
16558 | EXPERTTORQUE LUX E680 L/E680LM/E680LN/E680LS EXPERTTORQUE E680C EXPERTTORQUE MINI LUX E677L/E677LM/E677LN | FUTURA-DENT | 2024-05-28T00:00:00.000+02:00 | KAVO DENTAL GMBH BISMARCKRING 39,88400 BIBERACH,GERMANY | EXPERTTORQUE LUX E680 L/E680LM/E680LN/E680LS EXPERTTORQUE E680C EXPERTTORQUE MINI LUX E677L/E677LM/E677LN | Klasa IIa | TURBINA PER POLTRON DENTAR | Pajisje te implantueshme aktive
16559 | Wetting and lubricating ophthalmic solutions, ALLERGOFTYLL 15 ml, CALENDOFTYLL 15 ml, OFTYLLA MALVA CAMOMILLA 15 ml, Contact lens care solutions, OFTYLL SALINA 500 ml, OFTYLL MONOGREEN 360 ml/50ml | OMEGA OPTIKAL | 2024-06-04T00:00:00.000+02:00 | Omisan farmaceutici S.r.l.u. via Galileo Galilei snc, 00012 Guidonia Montecelio (RM), Italy | LSO07, LSO05, LSO09, NA, LSS02, LSU02 | Klasa IIb | NA, Solucion Lubrifikues per syrin, Solucione per lente kontakti | Pajisje oftalmike dhe optike
16560 | Kapkon connector | GREEMED | 2024-06-11T00:00:00.000+02:00 | Plasti-med Plastik Medikal Ürünler San. Ve Tic. Ltd. Şti. Deri OSB Mahallesi Yan Sanayi Cad. No:13 Tuzla / İSTANBUL, TÜRKİYE | 160403 | Klasa I | Konektor kapkon | Tjeter
16561 | BLOOD SAMPLING CHAIR - 2M,ECO | GREEMED | 2024-06-11T00:00:00.000+02:00 | Mone Medikal Ticaret ve Sanayi Anonim Şirketi,Organize Sanayi Bölgesi, 14. Cadde No: 2 19040 ÇORUM-TÜRKİYE | DA05-E | Klasa I | Karrige per marrjen e gjakut | Tjeter
16562 | GYNECOLOGY EXAMINATION TABLE – 4M,Bella | GREEMED | 2024-06-11T00:00:00.000+02:00 | Mone Medikal Ticaret ve Sanayi Anonim Şirketi,Organize Sanayi Bölgesi, 14. Cadde No: 2 19040 ÇORUM-TÜRKİYE | GT01-E | Klasa I | Shtrat ekzaminimi gjinekologjik | Tjeter
16563 | Sterilization Gusset Reel 75 mm x 45 mm x 100m, 70g 2 Indicators, Sterilization Gusset Reel 100 mm x 50 mm x 100m, 70g 2 Indicators, Sterilization Gusset Reel 120 mm x 55 mm x 100m, 70g 2 Indicators, Sterilization Gusset Reel 150 mm x 55 mm x 100m, 70g 2 Indicators, Sterilization Gusset Reel 250 mm x 65 mm x 100m, 70g 2 Indicators, Sterilization Gusset Reel 300 mm x 70 mm x 100m, 70g 2 Indicators, Sterilization Gusset Reel 350 mm x 75 mm x 100m, 70g 2 Indicators, Sterilization Gusset Reel 400 mm x 80 mm x 100m, 70g 2 Indicators, Sterilization Gusset Reel 420 mm x 80 mm x 100m, 70g 2 Indicators, Sterilization Flat Reel 50 mm x 200 m, 70g 3Indicators, Sterilization Flat Reel 75 mm x 200 m, 70g 3Indicators, Sterilization Flat Reel 100 mm x 200 m, 70g 3Indicators, Sterilization Flat Reel 120 mm x 200 m, 70g 3Indicators, Sterilization Flat Reel 150 mm x 200 m, 70g 3Indicators, Sterilization Flat Reel 200 mm x 200 m, 70g 3Indicators, Sterilization Flat Reel 250 mm x 200 m, 70g 3Indicators, Sterilization Flat Reel 300 mm x 200 m, 70g 3Indicators, Sterilization Flat Reel 350 mm x 200 m, 70g 3Indicators, Sterilization Flat Reel 400 mm x 200 m, 70g 3Indicators, Sterilization Flat Reel 420 mm x 200 m, 70g 3Indicators, Sterilization Gusset Reel 75 mm x 45 mm x 100m, 70g 3 Indicators, Sterilization Gusset Reel 100 mm x 50 mm x 100m, 70g 3 Indicators, Sterilization Gusset Reel 120 mm x 55 mm x 100m, 70g 3 Indicators, Sterilization Gusset Reel 150 mm x 55 mm x 100m, 70g 3 Indicators, 200 mm x 60 mm x 100 m, 70g 3 Ind.Sterilization Gusset Reel, Sterilization Gusset Reel 250 mm x 65 mm x 100m, 70g 3 Indicators, Sterilization Gusset Reel 300 mm x 70 mm x 100m, 70g 3 Indicators, Sterilization Gusset Reel 350 mm x 75 mm x 100m, 70g 3 Indicators, Sterilization Gusset Reel 400 mm x 80 mm x 100m, 70g 3 Indicators, Sterilization Gusset Reel 420 mm x 80 mm x 100m, 70g 3 Indicators, Tyvek Sterilization Reel 500 mm x 70 m, Crepe Paper Sheet 500 x 500 mm, Crepe Paper Sheet 600 x 600 mm, Crepe Paper Sheet 750 x 750 mm, Crepe Paper Sheet 900 x 900 mm, Crepe Paper Sheet 1000 x 1000 mm, Crepe Paper Sheet 1200 x 1200 mm, Sterilization Reel Without Print 50 mm x 200 m, Sterilization Reel Without Print 75 mm x 200 m, Sterilization Reel Without Print 120 mm x 200 m, Sterilization Reel Without Print 150 mm x 200 m, Sterilization Reel Without Print 200 mm x 200 m, Sterilization Reel Without Print 250 mm x 200 m, Sterilization Reel Without Print 300 mm x 200 m, Sterilization Reel Without Print 400 mm x 200 m, Sterilization Reel Without Print 420 mm x 200 m, Tyvek Sterilization Reel 75 mm x 70 m, Tyvek Sterilization Reel 100 mm x 70 m, Tyvek Sterilization Reel 150 mm x 70 m, Tyvek Sterilization Reel 200 mm x 70 m, Tyvek Sterilization Reel 250 mm x 70 m, Tyvek Sterilization Reel 300 mm x 70 m, Tyvek Sterilization Reel 350 mm x 70 m, Tyvek Sterilization Reel 400 mm x 70 m, Crepe Paper Sheet 150 x 200 mm, Tyvek Reel 75 mm x 70 m, Tyvek Reel 120 mm x 70 m, Tyvek Reel 150 mm x 70 m, Tyvek Reel 250 mm x 70 m, Sterilization Flat Reel 450 mm x 200 m, 60g 2Indicators, Sterilization Gusset Reel 450 mm x 85 mm x 100m, 60g 2 Indicators, Sterilization Gusset Reel 500 mm x 85 mm x 100m, 60g 2 Indicators, Sterilization Flat Reel 450 mm x 200 m, 60g 3Indicators, Sterilization Gusset Reel 500 mm x 80 mm x 100m, 60g 3 Indicators, Sterilization Flat Reel 500 mm x 200 m, 70g 2Indicators, Sterilization Flat Reel 450 mm x 200 m, 70g 3Indicators, Sterilization Flat Reel 500 mm x 200 m, 70g 3Indicators, Sterilization Gusset Reel 450 mm x 80 mm x 100m, 70g 3 Indicators, Sterilization Reel Without Print 450 mm x 200 m, Sterilization Reel Without Print 500 mm x 200 m, Sterilization Reinforced Reel 50 mm x 100 m, Sterilization Reinforced Reel 75 mm x 100 m, Sterilization Reinforced Reel 100 mm x 100 m, Sterilization Reinforced Reel 150 mm x 100 m, Sterilization Reinforced Reel 200 mm x 100 m, Sterilization Reinforced Reel 250 mm x 100 m, Sterilization Reinforced Reel 300 mm x 100 m, Sterilization Reinforced Reel 350 mm x 100 m, Sterilization Reinforced Reel 400 mm x 100 m, Sterilization Reinforced Reel 450 mm x 100 m, Sterilization Reinforced Reel 500 mm x 100 m, Sterilization Self Sealing Pouch 90 mm x 270 mm, Sterilization Self Sealing Pouch 130 mm x 290 mm, Sterilization Self Sealing Pouch 190 mm x 340 mm, Sterilization Self Sealing Pouch 300 mm x 400 mm, Sterilization Self Sealing Pouch 300 mm x 430 mm, Sterilization Gusset Reel 250 mm x 65 mm x 100 m, 70g 2 Indicators, Sterilization Flat Reel 300 mm x 200 m, 70g 2 Indicators, Sterilization Gusset Reel 120 mm x 55 mm x 100 m, 70g 3 Indicators, Sterilization Flat Reel 75 mm x 200 m, 60g 3 Indicators, Tyvek Reel 400 mm x 70 m, Sterilization Flat Reel 150 mm x 200 m, 60g 3 Indicators, Tyvek Reel 50 mm x 70 m, Sterilization Flat Reel 100 mm x 200 m , 60g 3 Ind., Sterilization Flat Reel 200 mm x 200 m, 60g 3 Indicators, Sterilization Flat Reel 400 mm x 200 m, 60g 3 Indicators, Sterilization Flat Reel 380 mm x 200 m, 60g 3 Indicators, Sterilization Flat Reel 250 mm x 100 m, 60g 3 Indicators, Sterilization Flat Reel 210 mm x 200 m, 60g 3 Indicators, Sterilization Flat Reel 430 mm x 200 m, 60g 3 Indicators, Sterilization Flat Reel 600 mm x 200 m, 60g 3 Indicators, Sterilization Flat Reel 50 mm x 100 m 60g 3 Indicators, Sterilization Flat Reel 75 mm x 100 m 60g 3 Indicators, Sterilization Flat Reel 100 mm x 100 m 60g 3 Indicators, Sterilization Flat Reel 120 mm x 100 m 60g 3 Indicators, Sterilization Flat Reel 150 mm x 100 m 60g 3 Indicators, Sterilization Flat Reel 200 mm x 100 m 60g 3 Indicators, Sterilization Flat Reel 250 mm x 100 m 60g 3 Indicators, Sterilization Flat Reel 300 mm x 100 m 60g 3 Indicators, Sterilization Flat Reel 350 mm x 100 m 60g 3 Indicators, Sterilization Flat Reel 400 mm x 100 m 60g 3 Indicators, Sterilization Flat Reel 450 mm x 100 m 60g 3 Indicators, Sterilization Flat Reel 500 mm x 100 m 60g 3 Indicators, Sterilization Flat Reel 600 mm x 100 m 60g 3 Indicators, Tyvek Reel 75 mm x 100 m, Tyvek Reel 100 mm x 100 m, Tyvek Reel 120 mm x 100 m, Tyvek Reel 150 mm x 100 m, Tyvek Reel 200 mm x 100 m, Tyvek Reel 250 mm x 100 m, Tyvek Reel 300 mm x 100 m, Tyvek Reel 350 mm x 100 m, Tyvek Reel 400 mm x 100 m, Tyvek Reel 450 mm x 100 m, Tyvek Reel 500 mm x 100 m, Sterilization Flat Pouch, Sterilization Self Sealing Pouch, Sterilization Gusset Pouch, Tyvek Pouch, Reinforced Self Sealing Pouch, Reinforced Flat Pouch, Crepe Paper Sheet 350 x 350 mm, Crepe Paper Sheet 400 x 400 mm, SMS Paper 300 x 300 mm, SMS Paper 350 x 350 mm, SMS Paper 400 x 400 mm, SMS Paper 750 x 750 mm, Tyvek Reel 125 mm x 70 m, Sterilization Flat Reel 600 mm x 200 m, 60g 2 Indicators, Sterilization Flat Reel 800 mm x 200 m, 60g 2 Indicators, Sterilization Flat Reel 800 mm x 200 m, 60g 3 Indicators, Sterilization Flat Reel 50 mm x 200 m, 60g 2 Indicators, Sterilization Flat Reel 75 mm x 200 m, 60g 2Indicators, Sterilization Flat Reel 120 mm x 200 m, 60g 2 Indicators, Sterilization Flat Reel 150 mm x 200 m, 60g 2Indicators, Sterilization Flat Reel 200 mm x 200 m, 60g 2Indicators, Sterilization Flat Reel 250 mm x 200 m, 60g 2Indicators, Sterilization Flat Reel 300 mm x 200 m, 60g 2Indicators, Sterilization Flat Reel 350 mm x 200 m, 60g 2Indicators, Sterilization Flat Reel 420 mm x 200 m, 60g 2Indicators, Sterilization Gusset Reel 120 mm x 55 mm x 100m, 60g 2 Indicators, Sterilization Gusset Reel 150 mm x 55 mm x 100m, 60g 2 Indicators, Sterilization Gusset Reel 250 mm x 65 mm x 100m, 60g 2 Indicators, Sterilization Gusset Reel 300 mm x 70 mm x 100m, 60g 2 Indicators, Sterilization Gusset Reel 350 mm x 75 mm x 100m, 60g 2 Indicators, Sterilization Gusset Reel 400 mm x 80 mm x 100m, 60g 2 Indicators, Sterilization Gusset Reel 420 mm x 80 mm x 100m, 60g 2 Indicators, Sterilization Flat Reel 50 mm x 200 m, 60g 3Indicators, Sterilization Flat Reel 75 mm x 200 m, 60g 3Indicators, Sterilization Flat Reel 100 mm x 200 m, 60g 3Indicators, Sterilization Flat Reel 120 mm x 200 m, 60g 3Indicators, Sterilization Flat Reel 150 mm x 200 m, 60g 3Indicators, Sterilization Flat Reel 200 mm x 200 m, 60g 3Indicators, Sterilization Flat Reel 250 mm x 200 m, 60g 3Indicators, Sterilization Flat Reel 300 mm x 200 m, 60g 3Indicators, Sterilization Flat Reel 350 mm x 200 m, 60g 3Indicators, Sterilization Flat Reel 420 mm x 200 m, 60g 3Indicators, Sterilization Gusset Reel 75 mm x 45 mm x 100m, 60g 3 Indicators, Sterilization Gusset Reel 100 mm x 50 mm x 100m, 60g 3 Indicators, Sterilization Gusset Reel 120 mm x 55 mm x 100m, 60g 3 Indicators, Sterilization Gusset Reel 150 mm x 55 mm x 100m, 60g 3 Indicators, Sterilization Gusset Reel 200 mm x 60 mm x 100m, 60g 3 Indicators, Sterilization Gusset Reel 250 mm x 65 mm x 100m, 60g 3 Indicators, Sterilization Gusset Reel 300 mm x 70 mm x 100m, 60g 3 Indicators, Sterilization Gusset Reel 350 mm x 75 mm x 100m, 60g 3 Indicators, Sterilization Gusset Reel 400 mm x 80 mm x 100m, 60g 3 Indicators, Sterilization Gusset Reel 420 mm x 80 mm x 100m, 60g 3 Indicators, Sterilization Flat Reel 50 mm x 200 m, 70g 2Indicators, Sterilization Flat Reel 120 mm x 200 m, 70g 2Indicators, Sterilization Flat Reel 200 mm x 200 m, 70g 2Indicators, Sterilization Flat Reel 250 mm x 200 m, 70g 2Indicators, Sterilization Flat Reel 300 mm x 200 m, 70g 2Indicators, Sterilization Flat Reel 350 mm x 200 m, 70g 2Indicators, Sterilization Flat Reel 400 mm x 200 m, 70g 2Indicators, Sterilization Flat Reel 420 mm x 200 m, 70g 2Indicators, Sterilization Gusset Reel 350 mm x 75 mm x 100 m, 70g 3 Indicators, Sterilization Gusset Reel 400 mm x 80 mm x 100 m, 60g 3 Indicators, Sterilization Flat Reel 250 mm x 200 m, 70g 3 Indicators, Sterilization Pouch 250 mm x 540 mm, Sterilization Flat Reel 150 mm x 200 m, 60g 2 Indicators, Sterilization Flat Reel 120 mm x 200 m, 70g 2 Indicators, Tyvek Reel 350 mm x 70 m, Sterilization Flat Reel 100 mm x 200 m, 60g 2 Indicators, Sterilization Flat Reel 120 mm x 200 m, 70g 3 Indicators, Sterilization Flat Reel 300 mm x 200 m, 70g 3 Indicators, Sterilization Flat Reel 200 mm x 200 m, 60g 2 Indicators, Sterilization Flat Reel 200 mm x 200 m, 70g 2 Indicators, Sterilization Gusset Reel 200 mm x 50 mm x 100 m 60 g 2 Indicators, Sterilization Gusset Reel 75 mm x 45 mm x 100 m, 70g 3 Indicators, Sterilization Flat Reel 150 mm x 200 m, 70g 3 Indicators, SMS Paper 500 x 500 mm, SMS Paper 600 x 600 mm, SMS Paper 900 x 900 mm, SMS Paper 1000 x 1000 mm, SMS Paper 1200 x 1200 mm, Sterilization Gusset Reel 200 mm x 60 mm x 100m, 70g 2 Indicators, Sterilization Flat Reel 250 mm x 200 m, 60g 2 Indicators, Sterilization Pouch 100 mm x 300 mm, Sterilization Pouch 100 mm x 150 mm, Sterilization Pouch 150 mm x 300 mm Gusset, Sterilization Pouch 100 mm x 300 mm Gusset, Sterilization Pouches 70 mm x 255 mm, Sterilization Pouches 90 mm x 255 mm, Sterilization Flat Reel 400 mm x 200 m, 70g 2 Indicators, Sterilization Flat Reel 420 mm x 200 m, 70g 2 Indicators, Sterilization Flat Reel 450 mm x 200 m, 60g 3 Indicators, Sterilization Gusset Reel 500 mm x 85 mm x 100 m, 60g 2 Indicators, Sterilization Gusset Reel 100 mm 50 mm x 100m, 70g 2 Indicators, Sterilization Gusset Reel 400 mm x 80 mm 100 m, 70g 3 Indicators, Sterilization Pouch 170 mm x 340 mm, Sterilization Flat Reel 450 mm x 200 m, 70g 3 Indicators, Sterilization Flat Reel 500 mm x 200 m, 70g 3 Indicators, Sterilization Flat Reel 450 mm x 200 m, 60g 2 Indicators, Sterilization Flat Reel 500 mm x 200 m, 60g 3Indicators, Sterilization Gusset Reel 500 mm x 80 mm x 100m, 60g 2 Indicators, Sterilization Gusset Reel 450 mm x 80 mm x 100m, 60g 3 Indicators, Sterilization Gusset Reel 500 mm x 80 mm x 100m, 70g 2 Indicators, Sterilization Gusset Reel 500 mm x 80 mm x 100m, 70g 3 Indicators, Sterilization Gusset Reel 200 mm x 50 mm x 100m 60 g 2 Indicators, Düz Sterlizasyon Rulosu 500 mm x 200 m 60gr 2 Indicators, Sterilization Reel 500 mm x 200 m 70gr. 2 Indicators, Sterilization Reel 450 mm x 200 m, Sterilization Reel 500 mm x 200 m, SMS Paper, Crepe Paper Sheet, Sterilization Pouch 150 mm x 210 mm, Sterilization Flat Reel 400 mm x 200 m, 60g 2Indicators, Sterilization Pouch 150 mm x 350 mm, Sterilization Pouch 90 mm x 230 mm, Sterilization Gusset Reel 75 mm x 45 mm x 100m, 60g 2 Indicators, Sterilization Flat Reel 100 mm x 200 m, 70g 2Indicators, Sterilization Gusset Reel 100 mm x 50 mm x 100m, 60g 2 Indicators, Sterilization Pouches, Sterilization Pouches 100 mm x 300 mm, Sterilization Pouch 90 mm x 150 mm, Sterilization Flat Reel 500 mm x 200 m, 60g 2Indicators, Sterilization Flat Reel 75 mm x 200 m, 70g 2Indicators, Sterilization Gusset Reel 120 mm x 55 mm x 100 m, 70g 2 Indicators, Sterilization Pouches 150 mm x 200 mm, Sterilization Pouch 150 mm x 200 mm, Sterilization Pouch 200 mm x 260 mm, Sterilization Flat Reel 150 mm x 200 m, 70g 2Indicators, Sterilization Pouches 150 mm x 250 mm, Sterilization Pouches 150 mm x 400 mm, Sterilization Gusset Reel 450 mm x 80 mm 100m, 70g 2 Indicators, Sterilization Flat Reel 400 mm x 200 m, 60g 3Indicators, Tyvek Reel 300 mm x 70 m, Sterilization Flat Reel 450 mm x 200 m, 70g 2Indicators, Sterilization Gusset Reel 450 mm x 80 mm x 100m, 70g 2 Indicators, Sterilization Gusset Reel 150 mm x 55 mm x 100 m, 60g 2 Indicators, Sterilization Flat Reel 120 mm x 200 m, 60g 3 Indicators, Sterilization Flat Reel 500 mm x 200 m, 60g 3 Indicators, Sterilization Gusset Reel 150 mm x 55 mm x 100 m, 70g 2 Indicators, Sterilization Gusset Reel 100 mm x 50 mm x 100 m, 70g 3 Indicators, Sterilization Gusset Reel 400 mm x 80 mm x 100 m, 70g 2 Indicators, Sterilization Flat Reel 300 mm x 200 m, 60g 3 Indicators, Sterilization Pouches 300 mm x 300 mm, Sterilization Gusset Reel 250 mm x 65 mm x 100 m, 60g 2 Indicators, Sterilization Flat Reel 200 mm x 200 m , 70g 3 Indicators, Sterilization Gusset Reel 120 mm x 55 mm x 100 m, 60g 2 Indicators, Sterilization Flat Reel 50 mm x 200 m, 70g 2 Indicators, Sterilization Pouch 200 mm x 460 mm, Sterilization Gusset Reel 300 mm x 70 mm x 100 m , 70g 2 Indicators, Sterilization Flat Reel 50 mm x 200 m, 60g 3 Indicators, Sterilization Gusset Reel 450 mm x 80 mm x 100 m, 60g 3 Indicators, Sterilization Gusset Reel 500 mm x 80 mm x 100 m, 70g 3 Indicators, Sterilization Pouch 250 mm x 300 mm, Sterilization Gusset Reel 75 mm x 45 mm x 100 m , 60g 3 Indicators, Sterilization Gusset Reel 250 mm x 65 mm x 100 m, 60g 3Indicators, Sterilization Flat Reel 350 mm x 200 m, 60g 2 Indicators, Sterilization Gusset Reel 350 mm x 75 mm x 100 m, 70g 2 Indicators, Sterilization Pouch 150 mm x 250 mm, Sterilization Gusset Reel 200 mm x 60 mm x 100 m, 60g 3 Indicators, Sterilization Pouch 100 mm x 200 mm, Sterilization Gusset Reel 100 mm x 50 mm x 100 m, 60g 3 Indicators, Sterilization Gusset Reel 250 mm x 65 mm x 100 m, 70g 3 Indicators, Sterilization Flat Reel 400 mm x 200 m, 70g 3 Indicators, Tyvek Reel 500 mm x 70 m, Sterilization Flat Reel 300 mm x 200 m, 60g 2 Indicators, Sterilization Gusset Reel 400 mm x 80 mm x 100 m, 60g 2 Indicators, Sterilization Pouch 150 mm x 340 mm, Sterilization Flat Reel 420 mm x 200 m, 60g 3 Indicators, Sterilization Flat Reel 75 mm x 200 m, 60g 2 Indicators, Sterilization Gusset Reel 75 mm x 45 mm x 100 m, 70g 2 Indicators, Sterilization Pouch 250 mm x 430 mm, Sterilization Gusset Reel 420 mm x 80 mm x 100 m, 60g 3 Indicators, Sterilization Pouches 200 mm x 30 mm, Sterilization Gusset Reel 450 mm x 80 mm x 100 m, 70g 3 Indicators, Sterilization Gusset Reel 450 mmx 80 mm x 100 m, 70g 3 Indicators, Sterilization Pouches 150 mm x 300 mm, Sterilization Pouches 200 mm x 400 mm, Tyvek Reel 200 mm x 70 m, Sterilization Gusset Reel 120 mm x 55 mm x 100 m, 60g 3 Indicators, Sterilization Pouches 200 mm x 200 mm, Sterilization Gusset Reel 420 mm x 80 mm x 100 m, 70g 2 Indicators, Sterilization Reel Without Print 350 mm x 200 m, Tyvek Reel 100 mm x 70 m, Sterilization Flat Reel 250 mm x 200 m, 60g 3 Indicators, Sterilization Reel 500 mm x 200 m, 70gr. 2 Indicators, Sterilization Pouches 150 mm x 150 mm, Sterilization Gusset Reel 150 mm x 55 mm x 100 m, 60g 3 Indicators, Sterilization Reel Without Print 100 mm x 200 m, Sterilization Flat Reel 350 mm x 200 m, 70g 3 Indicators, Sterilization Flat Reel 420 mm x 200 m, 70g 3 Indicators, Sterilization Flat Reel 50 mm x 200 m, 70g 3 Indicators, Sterilization Gusset Reel 500 mm x 80 mm x 100 m, 70g 2 Indicators, Sterilization Pouches 300 mm x 400 mm, Düz Sterlizasyon Rulosu 500 mm x 200 m, 60gr 2 Indicators, Sterilization Flat Reel 75 mm x 200 m, 70g 3 Indicators, Sterilization Flat Reel 500 mm x 200 m, 70g 2 Indicators, Sterilization Gusset Reel 500 mm x 80 mm x 100 m, 60g 3 Indicators, Sterilization Gusset Reel 300 mm x 70 mm x 100 m, 60g 3 Indicators, Sterilization Pouch 70 mm x 230 mm, Sterilization Flat Reel 350 mm x 200 m, 60g 3 Indicators | Primary Dental | 2024-06-12T00:00:00.000+02:00 | Dört-A Tıp Malzemeleri San.İth.Ihr.Tic.Ltd.Sti. Balıkhisar Mahallesi Köyiçi Serpmeleri no: 795 A Akyurt Ankara Turkey | 8697442750543, 8697442750550, 8697442750567, 8697442750574, 8697442750598, 8697442750604, 8697442750611, 8697442750628, 8697442750635, 8697442750642, 8697442750659, 8697442750666, 8697442750673, 8697442750680, 8697442750697, 8697442750703, 8697442750710, 8697442750727, 8697442750734, 8697442750741, 8697442750758, 8697442750765, 8697442750772, 8697442750789, 8697442750796, 8697442750802, 8697442750819, 8697442750826, 8697442750833, 8697442750840, 8697442750949, 8697442750970, 8697442750987, 8697442750994, 8697442751007, 8697442751014, 8697442751021, 8697442751038, 8697442751045, 8697442751052, 8697442751069, 8697442751076, 8697442751083, 8697442751090, 8697442751106, 8697442751113, 8697442751120, 8697442751137, 8697442754978, 8697442754985, 8697442755005, 8697442755012, 8697442755029, 8697442755036, 8697442755043, 8697442755050, 8697442755128, 8697442755685, 8697442755692, 8697442755708, 8697442755715, 8697442755722, 8697442755739, 8697442755746, 8697442755760, 8697442755777, 8697442757092, 8697442757108, 8697442757115, 8697442757122, 8697442757139, 8697442757146, 8697442757153, 8697442757160, 8697442757177, 8697442757184, 8697442757191, 8697442757207, 8697442757214, 8697442757221, 8697442757238, 8697442757245, 8697442757283, 8697442757290, 8681176424108, 8681176424115, 8681176424122, 8681176424139, 8681176424146, 8681176424153, 8681176424160, 8681176424177, 8681176424184, 8681176424191, 8681176424207, 8681176424450, 8681176424467, 8681176424474, 8681176424481, 8681176424498, 8681176415915, 8681176415922, 8681176415939, 8681176415946, 8681176415960, 8681176420568, 8681176420575, 8681176420582, 8681176420599, 8681176420605, 8681176420612, 8681176420629, 8681176420636, 8681176420643, 8681176420650, 8681176420667, 8681176420674, 8681176420681, 8681176420698, 8681176420704, 8681176420711, 8681176420728, 8681176420735, 8681176420773, 8681176420872, 8681176420889, 8681176420902, 8681176420919, 8681176420926, 8681176420933, 8681176420940, 8681176420957, 8681176420964, 8681176420971, 8681176420988, 8681176420995, 8681176421008, 8681176421015, 8681176421022, 8681176421039, 8681176421046, 8681176421053, 8681176421060, 8681176421077, 8681176421084, 8681176421091, 8681176421107, 8681176421114, 8681176421121, 8681176421138, 8681176421145, 8681176421152, 8681176421169, 8681176421176, 8681176421183, 8681176421336, 8681176421343, 8681176421350, 8681176421367, 8681176421374, 8681176421381, 8681176421442, 8681176421459, 8681176421466, 8681176421473, 8681176421480, 8681176421497, 8681176421572, 8681176421763, 8681176421770, 8681176421787, 8681176421794, 8697442750017, 8697442750024, 8697442750031, 8697442750048, 8697442750055, 8697442750062, 8697442750079, 8697442750086, 8697442750093, 8697442750109, 8697442750116, 8697442750123, 8697442750130, 8697442750147, 8697442750154, 8697442750178, 8697442750185, 8697442750192, 8697442750208, 8697442750215, 8697442750222, 8697442750239, 8697442750246, 8697442750253, 8697442750260, 8697442750277, 8697442750284, 8697442750291, 8697442750307, 8697442750314, 8697442750321, 8697442750338, 8697442750345, 8697442750352, 8697442750369, 8697442750376, 8697442750383, 8697442750390, 8697442750406, 8697442750413, 8697442750420, 8697442750437, 8697442750444, 8697442750451, 8697442750468, 8697442750475, 8697442750482, 8697442750499, 8697442750505, 8697442750512, 8697442750529, 8697442750536, 8681176415731, 8681176415748, 8681176415755, 8681176415779, 8681176415786, 8681176415793, 8681176415809, 8681176415816, 8681176415823, 8681176415830, 8681176415847, 8681176415854, 8681176415861, 8681176415878, 8681176415885, 8681176415892, 8681176415908, 8680829700019, 8680829700026, 8680829700040, 8680829700057, 8680829700064, 8680829700095, 8680829700101, 8680829700118, 8680829700125, 8680829700132, 8680829700149, 8680829700156, 8680829700163, 8680829700170, 8680829700187, 8680829700194, 8680829700200, 8680829700217, 8680829700224, 8680829700231, 8680829700262, 8680829700279, 8680829700293, 8680829700316, 8680829700323, 8680829700 | Klasa I | Ambalazh paketimi per instrumenta dhe pajisje per autoklavim dhe ruajtjen e sterilitetit | Pajisje dentare
16564 | TENS/EMS Cable, Hose (TENS/EMS Cable), TENS/EMS Cable, Hose (TENS/EMS Vacuum Electrode Hose) | BIOMETRIC ALBANIA | 2024-06-12T00:00:00.000+02:00 | Metko Medikal ve Tıbbi Cihazlar Dış Ticaret Sanayi A.Ş. - Adresa: İvedik O. S. B. Ağaç İşleri Sanayi Sitesi 1354 Cad. 1358 Sok. No:9 06378 Yenimahalle - Ankara / Türkiye | TEC-XX/Y TENS/EMS Cable, TVH-XX TENS/EMS Vacuum Electrode Hose | Klasa I | Kabell TENS/EMS, zgjatues (Kabell), Kabell TENS/EMS, zgjatues (Zgjatues i elektrodave te vakumit) | Produkte per institucione te kujdesit shendetesor
16565 | ELECTRONIC SURGICAL UNITS / ESS-MAXGEN, ESS-VIC XL+,ESS-VIC XL,ESS-400+,ESS-400, ESS-300,ESS-TUR,ES-S300,ESS-MAXSEAL,ESS-FSEAL, ESS-LSEAL,ESS-BSEAL,ESB-05 | MSE | 2024-06-13T00:00:00.000+02:00 | ESSE 3 S.r.l , Via Garibaldi 30 , 14022 Castelnuovo DB (Italy) | ESS-MAXGEN, ESS-VIC XL+,ESS-VIC XL,ESS-400+,ESS-400, ESS-300,ESS-TUR,ES-S300,ESS-MAXSEAL,ESS-FSEAL, ESS-LSEAL,ESS-BSEAL,ESB-05 | Klasa I | Elektrobisturi per kirurgji | Tjeter
16566 | 1 HD AND 3CCD DIGITAL VIDEO CAMERA PROCESSOR / ES-PC1080HD/ ESD-HD668P/ESD-4K-3P | MSE | 2024-06-13T00:00:00.000+02:00 | ESSE 3 S.r.l , Via Garibaldi 30 , 14022 Castelnuovo DB (Italy) | ES-PC1080HD/ ESD-HD668P/ESD-4K-3P | Klasa I | Kamera video procesor dixhital | Tjeter
16567 | Reusable ophthalmic Instruments | O.E.S DISTRIMED | 2024-06-11T00:00:00.000+02:00 | PMS PRECISION MEDICAL SPECIALITIES GMBH,KREUZSTRASSE 5,D-78532 TUTTLINGEN | n/a | Klasa I | Instrumenta te riperdorshem oftalmik | Instrumenta shumeperdorimeshe
16568 | FUJI DRI-CHEM NX10N | ALBAPHOTO | 2024-06-05T00:00:00.000+02:00 | FUJIFILM CORPORATION , 26-30, Nishiazabu 2-Chome Minato-Ku, Tokyo 106-8620 JAPAN | 4547410260779 | Klasa IIa | SIstem diagnostikim in vitro | Pajisje te diagnostifikimit in vitro
16569 | Coeliac 1 Test | Kapsula Farma | 2024-05-30T00:00:00.000+02:00 | Micro trace Diagnostici Via Ca' di Vico, 16 - 47863 Novafeltria (RN) | MTR7027/H - MTRTR7027/10 | In vitro | Test i shpejte per matjen e celiakise | Pajisje te diagnostifikimit in vitro
16570 | 2105489-007 AMSORB® PLUS JERICAN 5.0L, 2105489-004 AMSORB® PLUS PREFILLED CARTRIDGE 1.2L, 2105489-003 AMSORB® PLUS PREFILLED G-CAN® 1.0L, 2105489-006 AMSORB® PLUS PREFILLED CARE-CAN 1.4L | MONTAL | 2024-05-24T00:00:00.000+02:00 | Armstrong Medical Ltd, Wattstown Business Park, Newbridge Road Coleraine, BT52 1BS, Northern Ireland, United Kingdom | AMAB3000GE, AMAB3201GE, AMAB3801GE, AMAB3803GE | Klasa IIa | Përthithës i grimcuar i dioksidit të karbonit i përdorur në thithjen anestezike të dioksidit të karbonit të prodhuar në mënyrë endogjene | Pajisje anestezie dhe respiratore
16571 | ZYTTRIA® Z401 WHITE TRASLUCENT , ZYTTRIA® Z402 EXTRA-TRASLUCENT , ZYTTRIA® Z402 EXTRA-TRASLUCENT PLUS , ZYTTRIA® Z403 ANTERIOR , ZYTTRIA® Z404 SUPER-TRASLUCENT , ZYTTRIA® Z COLOR , ZYTTRIA® Z COLOR ANTERIOR , ZYTTRIA® Z COLOR EXTRA-PLUS , ZYTTRIA® Z COLOR SUPER-TRASLUCENT , ZYTTRIA® Z MULTICOLOR ANTERIOR , ZYTTRIA® Z MULTICOLOR EXTRA-PLUS , ZYTTRIA® Z MULTICOLOR SUPER-TRASLUCENT , ZYTTRIA® Z 401 S WHITE , ZYTTRIA® Z 402 S TRASLUCENTE , ZYTTRIA® S COLOR Z | Orbis Dental Care | 2024-05-17T00:00:00.000+02:00 | CO.N.CE.P.T Srl, via Respighi, 15, 43011 Busseto, PR, Italia | C98000XO1, C98000XO2, C98000XO3, C98000XO4, C98000XO5, C98000XO6, C98327XO1, C98327XO2, C98327XO3, C98327XO4, C98327XO5, C98327XO6, C98000XT1-PLUS, C98000XT2-PLUS, C98000XT3-PLUS, C98000XT4- PLUS, C98000XT5-PLUS, C98000XT6 PLUS, C98327XT1-PLUS, C98327XT2-PLUS, C98327XT3- PLUS, C98327XT4-PLUS, C98327XT5-PLUS, C98327XT6-PLUS, C98000XT1, C98000XT2, C98000XT3, C98000XT4, C98000XT5, C98000XT6, C98327XT1, C98327XT2, C98327XT3, C98327XT4, C98327XT5, C98327XT6, C98000XY1, C98000XY2, C98000XY3, C98000XY4, C98000XY5, C98000XY6, C98327XY1, C98327XY2, C98327XY3, C98327XY4, C98327XY5, C98327XY6, C98000XT1-SUPER, C98000XT2-SUPER, C98000XT3- SUPER, C98000XT4-SUPER, C98000XT5-SUPER, C98000XT6-SUPER, C98327XT1-SUPER, C98327XT2-SUPER, C98327XT3- SUPER, C98327XT4-SUPER, C98327XT5-SUPER, C98327XT6-SUPER, C98000XZ1CXXK, C98000XZ2CXXK, C98000XZ3CXXK, C98000XZ4CXXK, 98000XZ5CXXK,98000XZ6CXXK, C98327XZ1CXXK, C98327XZ2CXXK, C98327XZ3CXXK, C98327XZ4CXXK, C98327XZ5CXXK, 98327XZ6CXXK, C98000XZ1CXXK-ANT, C98000XZ2CXXK-ANT, C98000XZ3CXXK-ANT, C98000XZ4CXXK-ANT, C98000XZ5CXXK-ANT, C98000XZ6CXXK-ANT, C98327XZ1CXXK-ANT, C98327XZ2CXXK-ANT, C98327XZ3CXXK-ANT, C98327XZ4CXXK-ANT, C98327XZ5CXXK-ANT, C98327XZ6CXXK-ANT, C98000XZ1CXXK-PLUS, C98000X Z2CXXK-PLUS, C98000X Z3CXXK-PLUS, C98000XZ4CXXK-PLUS, C98000XZ5CXXK-PLUS, C98000XZ6CXXK-PLUS, C98327XZ1CXXK-PLUS, C98327XZ2CXXK-PLUS, C98327XZ3CXXK-PLUS, C98327XZ4CXXK-PLUS, C98327XZ5CXXK-PLUS, C98327XZ6CXXK-PLUS, C98000XZ1CXXK-SUPER, C98000X Z2CXXK-SUPER, C98000X Z3CXXK-SUPER, C98000XZ4CXXK-SUPER, C98000XZ5CXXK-SUPER, C98000XZ6CXXK-SUPER, C98327XZ1CXXK-SUPER, C98327XZ2CXXK-SUPER, C98327XZ3CXXK-SUPER, C98327XZ4CXXK-SUPER, C98327XZ5CXXK-SUPER, C98327XZ6CXXK-SUPER, C98000XZ1MLXXK-ANT, C98000XZ2MLXXK-ANT, C98000XZ3MLXXK-ANT, C98000XZ4MLXXK-ANT, C98000XZ5MLXXK-ANT, C98000XZ6MLXXK-ANT, C98327XZ1MXXK-ANT, C98327XZ2MLXXK-ANT, C98327XZ3MLXXK-ANT, C98327XZ4MLXXK-ANT, C98327XZ5MLXXK-ANT, C98327XZ6MLXXK-ANT, C98000XZ1MLXXK-PLUS, C98000XZ2MLXXK-PLUS, C98000XZ3MLXXK-PLUS, C98000XZ4MLXXK-PLUS, C98000XZ5MLXXK-PLUS, C98000XZ6MLXXK-PLUS, C98327XZ1MLXXK-PLUS, C98327XZ2MLXXK-PLUS, C98327XZ3MLXXK-PLUS, C98327XZ4MLXXK-PLUS, C98327XZ5MLXXK-PLUS, C98327XZ6MLXXK-PLUS, C98000XZ1MLXXK-SUPER, C98000XZ2MLXXK-SUPER, C98000XZ3MLXXK-SUPER, C98000XZ4MLXXK-SUPER, C98000XZ5MLXXK-SUPER, C98000XZ6MLXXK-SUPER, C98327XZ1MLXXK-SUPER, C98327XZ2MLXXK-SUPER, C98327XZ3MLXXK-SUPER, C98327XZ4MLXXK-SUPER, C98327XZ5MLXXK-SUPER, C98327XZ6MLXXK-SUPER, C9800WS1, C98000WS2, C98000WS3, C98404OS1, C98404OS2, C98404OS3, C9800WST1, C98000WST2, C98000WST3, C98404OST1, C98404OST2, C98404OST3, C98000WSZ1CXXK, C98000WSZ2CXXK, C98000WSZ3CXXK, C98404OSZ1CXX, C98404OSZ2CXX, C98404OSZ3CXX | Klasa IIa | Pllaka Oksid Zirkoni presinterizuar dhe stabilizuar me Yttrium per prodhimin e elementeve ne zirkon | Pajisje dentare
16572 | POLYCAM MONOCOLOR, POLYCAM MULTICOLOR | Orbis Dental Care | 2024-05-17T00:00:00.000+02:00 | CO.N.CE.P.T Srl, via Respighi, 15, 43011 Busseto, PR, Italia | C99PO1008K1-YY; C99PO9825K1-YY(DISCHI); C99PO3919B1-YY; C99PO5519B1-YY(BLOCCHI); YY= A1,A2,A3,A35,A4,B1,B2,B3,B4,C1,C2,C3,C4,D1,D2,D3,D4, S2,S4,RS,RX, C99PC1008K1-YYA; C99PC9825K1-YY(DISCHI); C99PC3919B1-YY; C99PC5519B1-YY(BLOCCHI); K=W,K,Z,AG; YY=L,M,D | Klasa IIa | Materiale me perberje poliamid per ndertimin e struktures dentare protetike provizore (kurora dhe ura) | Pajisje dentare
16573 | TD-20 Manual Disinfector, Part 7340290 TD-20 | MSE | 2024-05-16T00:00:00.000+02:00 | KEYMED( Medical and Industrial Equipment)LTD, KeyMed House Stock Road Southend -on-Sea Essex SS2 5QH United Kingdom | Part 7340290, TD-20 | Klasa IIb | Pajisje disifektuese manuale | Tjeter
16574 | Strep A Rapid Test (Throat Swab), Cassette | Kapsula Farma | 2024-05-30T00:00:00.000+02:00 | Micro trace Diagnostici Via Ca' di Vico, 16 - 47863 Novafeltria (RN) | MTR7093 | In vitro | – Strep-Test është një test i shpejtë dhe orientues në rast të prezencës së Streptococcus, grupi A | Pajisje te diagnostifikimit in vitro
16575 | Allergy PET Test (Dog + Cat), Dipstick/Cassette | Kapsula Farma | 2024-05-30T00:00:00.000+02:00 | Micro trace Diagnostici Via Ca' di Vico, 16 - 47863 Novafeltria (RN) | MTR7098 | In vitro | Testi i Alergjive ndaj Kafshëve Shtëpiake (Qeni + Mace) | Pajisje te diagnostifikimit in vitro
16576 | HIV1.2.O Rapid Test Cassette | GENIUS SHPK | 2024-05-28T00:00:00.000+02:00 | HANGZHOU BIOTEST BIOTECH CO., LTD - 17#, FUTAI ROAD, ZHONGTAI STREET, YUHANG DISTRICT, HANGZHOU -311121 P.R.CHINA | IHIV-C42 | In vitro | REAGENT INVITRO PER TE DIAGNOSTIFIKUAR INFEKSIONIN E VIRUSIT HIV NEPERMJET METODES SE TESTEVE TE SHPEJTA | Pajisje te diagnostifikimit in vitro
16577 | LUNOS Perie Tips, MyLUNOS container mint, MyLUNOS container Chery red, MyLUNOS container violet, MyLUNOS container blue, MyLUNOS container orange, MyLUNOS Perie nozzle, MyLUNOS Supra nozzle, MyLUNOS Body KaVo, MyLUNOS Body Sirona, MyLUNOS Body W&H, MyLUNOS Body NSK, MyLUNOS Body Bien Air | BORA DENTAL ALBANIA | 2024-06-04T00:00:00.000+02:00 | DURR DENTAL SE Hopfigheimer Str. 17 74321 Bietigheim-Bissingen Germany DE-MF-000006032 | 2034100020, 2034910050, 2034910051, | Klasa IIa | Maja Lunos Perio per trajtim defektesh periodeontale, Konteiner My Lunos ngjyre mente, Konteiner My Lunos ngjyre e kuqe qershi, Konteiner My Lunos ngjyre vjollce, Konteiner My Lunos ngjyre blu, Konteiner My Lunos ngjyre portokalli, Aplikator My Lunos Perie, Aplikator My Lunos Supra, Njesia My Lunos KaVo, Njesia My Lunos Sirona, Njesia My Lunos W&H, Njesia My Lunos NSK, Njesia My Lunos Bien Air | Pajisje dentare
2034910052, 2034910053, 2034910054, 2034100245, 2034100261, 2034100289, 2034100196, 2034100104, 2034900050,
2034900051, 2034900052, 2034900053,
2034900054, 2034910050, 2034910051,
2034910052, 2034910053, 2034100197, 2034100105, 2034910050,
2034910051, 2034910052, 2034910053,
2034910054, 2034910050, 2034910051, 2034910052,
2034910053, 2034910054, 2034900050, 2034900051,
2034900052, 2034900053,
2034900054, 2034910050,
2034910051, 2034910052, - 2034910053, 2034910054, 2034900050, 2034910050, 2034900051, 2034910051, 2034900052, 2034900000, 2034900053, 2034910053, 2034900054, 2034900000
16578 | API 20 STREP 20600 | LABOPHARMA SHPK | 2024-05-30T00:00:00.000+02:00 | Biomerieux SA 376 Chemin de l'Orme 69280 Marcy-l'Etoile France | 20600 | In vitro | Jane reagente qe perdoren per identifikimin dhe kultivimin e streptokokut ne laborator | Pajisje te diagnostifikimit in vitro
16579 | CT-661-628, CU-228-496, CELLPACK DCL | SWISSMED | 2024-05-30T00:00:00.000+02:00 | SYSMEX CORPORATION, 1-5-1 WAKINOHAMA-KAIGANDORI, CHUO-KU,KOBE 651-0073 JAPAN | CT-661-628, CU-228-496, CELLPACK DCL | In vitro | Reagent laboratorik per pajisje hematologjike | Pajisje laboratori
16580 | FX TIBIAL INSERT ROTATIONAL CRUCIATE RETAINING HYPERFLEX HIGHLY CROSS-LINKED UHMWPE SIZE T2X18 mm, FX TIBIAL INSERT ROTATIONAL CRUCIATE RETAINING HYPERFLEX HIGHLY CROSS-LINKED UHMWPE SIZE T2X20 mm, FX TIBIAL INSERT ROTATIONAL CRUCIATE RETAINING HYPERFLEX HIGHLY CROSS-LINKED UHMWPE SIZE T3X10 mm, FX TIBIAL INSERT ROTATIONAL CRUCIATE RETAINING HYPERFLEX HIGHLY CROSS-LINKED UHMWPE SIZE T3X12 mm, FX TIBIAL INSERT ROTATIONAL CRUCIATE RETAINING HYPERFLEX HIGHLY CROSS-LINKED UHMWPE SIZE T3X14 mm, FX TIBIAL INSERT ROTATIONAL CRUCIATE RETAINING HYPERFLEX HIGHLY CROSS-LINKED UHMWPE SIZE T3X16 mm, FX TIBIAL INSERT ROTATIONAL CRUCIATE RETAINING HYPERFLEX HIGHLY CROSS-LINKED UHMWPE SIZE T3X18 mm, FX TIBIAL INSERT ROTATIONAL CRUCIATE RETAINING HYPERFLEX HIGHLY CROSS-LINKED UHMWPE SIZE T3X20 mm, FX TIBIAL INSERT ROTATIONAL CRUCIATE RETAINING HYPERFLEX HIGHLY CROSS-LINKED UHMWPE SIZE T4X10 mm, FX TIBIAL INSERT ROTATIONAL CRUCIATE RETAINING HYPERFLEX HIGHLY CROSS-LINKED UHMWPE SIZE T4X12 mm, FX TIBIAL INSERT ROTATIONAL CRUCIATE RETAINING HYPERFLEX HIGHLY CROSS-LINKED UHMWPE SIZE T4X14 mm, FX TIBIAL INSERT ROTATIONAL CRUCIATE RETAINING HYPERFLEX HIGHLY CROSS-LINKED UHMWPE SIZE T4X16 mm, FX TIBIAL INSERT ROTATIONAL CRUCIATE RETAINING HYPERFLEX HIGHLY CROSS-LINKED UHMWPE SIZE T4X18 mm, FX TIBIAL INSERT ROTATIONAL CRUCIATE RETAINING HYPERFLEX HIGHLY CROSS-LINKED UHMWPE SIZE T4X20 mm, FX TIBIAL INSERT ROTATIONAL CRUCIATE RETAINING HYPERFLEX HIGHLY CROSS-LINKED UHMWPE SIZE T5X10 mm, FX TIBIAL INSERT ROTATIONAL CRUCIATE RETAINING HYPERFLEX HIGHLY CROSS-LINKED UHMWPE SIZE T5X12 mm, FX TIBIAL INSERT ROTATIONAL CRUCIATE RETAINING HYPERFLEX HIGHLY CROSS-LINKED UHMWPE SIZE T5X14 mm, FX TIBIAL INSERT ROTATIONAL CRUCIATE RETAINING HYPERFLEX HIGHLY CROSS-LINKED UHMWPE SIZE T5X16 mm, FX TIBIAL INSERT ROTATIONAL CRUCIATE RETAINING HYPERFLEX HIGHLY CROSS-LINKED UHMWPE SIZE T5X18 mm, FX TIBIAL INSERT ROTATIONAL CRUCIATE RETAINING HYPERFLEX HIGHLY CROSS-LINKED UHMWPE SIZE T5X20 mm, FX TIBIAL INSERT ROTATIONAL DEEP DISH - POSTERIOR STABILIZED HIGHLY CROSS-LINKED UHMWPE SIZE T0X10 mm, FX TIBIAL INSERT ROTATIONAL DEEP DISH - POSTERIOR STABILIZED HIGHLY CROSS-LINKED UHMWPE SIZE T0X12 mm, FX TIBIAL INSERT ROTATIONAL DEEP DISH - POSTERIOR STABILIZED HIGHLY CROSS-LINKED UHMWPE SIZE T0X14 mm, FX TIBIAL INSERT ROTATIONAL DEEP DISH - POSTERIOR STABILIZED HIGHLY CROSS-LINKED UHMWPE SIZE T0X16 mm, FX TIBIAL INSERT ROTATIONAL DEEP DISH - POSTERIOR STABILIZED HIGHLY CROSS-LINKED UHMWPE SIZE T0X18 mm, FX TIBIAL INSERT ROTATIONAL DEEP DISH - POSTERIOR STABILIZED HIGHLY CROSS-LINKED UHMWPE SIZE T0X20 mm, FX TIBIAL INSERT ROTATIONAL DEEP DISH - POSTERIOR STABILIZED HIGHLY CROSS-LINKED UHMWPE SIZE T1X10 mm, FX TIBIAL INSERT ROTATIONAL DEEP DISH - POSTERIOR STABILIZED HIGHLY CROSS-LINKED UHMWPE SIZE T1X12 mm, FX TIBIAL INSERT ROTATIONAL DEEP DISH - POSTERIOR STABILIZED HIGHLY CROSS-LINKED UHMWPE SIZE T1X14 mm, FX TIBIAL INSERT ROTATIONAL DEEP DISH - POSTERIOR STABILIZED HIGHLY CROSS-LINKED UHMWPE SIZE T1X16 mm, FX TIBIAL INSERT ROTATIONAL DEEP DISH - POSTERIOR STABILIZED HIGHLY CROSS-LINKED UHMWPE SIZE T1X18 mm, FX TIBIAL INSERT ROTATIONAL DEEP DISH - POSTERIOR STABILIZED HIGHLY CROSS-LINKED UHMWPE SIZE T1X20 mm, FX TIBIAL INSERT ROTATIONAL DEEP DISH - POSTERIOR STABILIZED HIGHLY CROSS-LINKED UHMWPE SIZE T2X10 mm, FX TIBIAL INSERT ROTATIONAL DEEP DISH - POSTERIOR STABILIZED HIGHLY CROSS-LINKED UHMWPE SIZE T2X12 mm, FX TIBIAL INSERT ROTATIONAL DEEP DISH - POSTERIOR STABILIZED HIGHLY CROSS-LINKED UHMWPE SIZE T2X14 mm, FX TIBIAL INSERT ROTATIONAL DEEP DISH - POSTERIOR STABILIZED HIGHLY CROSS-LINKED UHMWPE SIZE T2X16 mm, FX TIBIAL INSERT ROTATIONAL DEEP DISH - POSTERIOR STABILIZED HIGHLY CROSS-LINKED UHMWPE SIZE T2X18 mm, FX TIBIAL INSERT ROTATIONAL DEEP DISH - POSTERIOR STABILIZED HIGHLY CROSS-LINKED UHMWPE SIZE T2X20 mm, FX TIBIAL INSERT ROTATIONAL DEEP DISH - POSTERIOR STABILIZED HIGHLY CROSS-LINKED UHMWPE SIZE T3X10 mm, FX TIBIAL INSERT ROTATIONAL DEEP DISH - POSTERIOR STABILIZED HIGHLY CROSS-LINKED UHMWPE SIZE T3X12 mm, FX TIBIAL INSERT ROTATIONAL DEEP DISH - POSTERIOR STABILIZED HIGHLY CROSS-LINKED UHMWPE SIZE T3X14 mm, FX TIBIAL INSERT ROTATIONAL DEEP DISH - POSTERIOR STABILIZED HIGHLY CROSS-LINKED UHMWPE SIZE T3X16 mm, FX TIBIAL INSERT ROTATIONAL DEEP DISH - POSTERIOR STABILIZED HIGHLY CROSS-LINKED UHMWPE SIZE T3X18 mm, FX TIBIAL INSERT ROTATIONAL DEEP DISH - POSTERIOR STABILIZED HIGHLY CROSS-LINKED UHMWPE SIZE T3X20 mm, FX TIBIAL INSERT ROTATIONAL DEEP DISH - POSTERIOR STABILIZED HIGHLY CROSS-LINKED UHMWPE SIZE T4X10 mm, FX TIBIAL INSERT ROTATIONAL DEEP DISH - POSTERIOR STABILIZED HIGHLY CROSS-LINKED UHMWPE SIZE T4X12 mm, FX TIBIAL INSERT ROTATIONAL DEEP DISH - POSTERIOR STABILIZED HIGHLY CROSS-LINKED UHMWPE SIZE T4X14 mm, FX TIBIAL INSERT ROTATIONAL DEEP DISH - POSTERIOR STABILIZED HIGHLY CROSS-LINKED UHMWPE SIZE T4X16 mm, FX TIBIAL INSERT ROTATIONAL DEEP DISH - POSTERIOR STABILIZED HIGHLY CROSS-LINKED UHMWPE SIZE T4X18 mm, FX TIBIAL INSERT ROTATIONAL DEEP DISH - POSTERIOR STABILIZED HIGHLY CROSS-LINKED UHMWPE SIZE T4X20 mm, FX TIBIAL INSERT ROTATIONAL DEEP DISH - POSTERIOR STABILIZED HIGHLY CROSS-LINKED UHMWPE SIZE T5X10 mm, FX TIBIAL INSERT ROTATIONAL DEEP DISH - POSTERIOR STABILIZED HIGHLY CROSS-LINKED UHMWPE SIZE T5X12 mm, FX TIBIAL INSERT ROTATIONAL DEEP DISH - POSTERIOR STABILIZED HIGHLY CROSS-LINKED UHMWPE SIZE T5X14 mm, FX TIBIAL INSERT ROTATIONAL DEEP DISH - POSTERIOR STABILIZED HIGHLY CROSS-LINKED UHMWPE SIZE T5X16 mm, FX TIBIAL INSERT ROTATIONAL DEEP DISH - POSTERIOR STABILIZED HIGHLY CROSS-LINKED UHMWPE SIZE T5X18 mm, FX TIBIAL INSERT ROTATIONAL DEEP DISH - POSTERIOR STABILIZED HIGHLY CROSS-LINKED UHMWPE SIZE T5X20 mm, FX TIBIAL INSERT ROTATIONAL DEEP DISH - CRUCIATE RETAINING HIGHLY CROSS-LINKED UHMWPE SIZE T0X10 mm, FX TIBIAL INSERT ROTATIONAL DEEP DISH - CRUCIATE RETAINING HIGHLY CROSS-LINKED UHMWPE SIZE T0X12 mm, FX TIBIAL INSERT ROTATIONAL DEEP DISH - CRUCIATE RETAINING HIGHLY CROSS-LINKED UHMWPE SIZE T0X14 mm, FX TIBIAL INSERT ROTATIONAL DEEP DISH - CRUCIATE RETAINING HIGHLY CROSS-LINKED UHMWPE SIZE T0X16 mm, FX TIBIAL INSERT ROTATIONAL DEEP DISH - CRUCIATE RETAINING HIGHLY CROSS-LINKED UHMWPE SIZE T0X18 mm, FX TIBIAL INSERT ROTATIONAL DEEP DISH - CRUCIATE RETAINING HIGHLY CROSS-LINKED UHMWPE SIZE T0X20 mm, FX TIBIAL INSERT ROTATIONAL DEEP DISH - CRUCIATE RETAINING HIGHLY CROSS-LINKED UHMWPE SIZE T1X10 mm, FX TIBIAL INSERT ROTATIONAL DEEP DISH - CRUCIATE RETAINING HIGHLY CROSS-LINKED UHMWPE SIZE T1X12 mm, FX TIBIAL INSERT ROTATIONAL DEEP DISH - CRUCIATE RETAINING HIGHLY CROSS-LINKED UHMWPE SIZE T1X14 mm, FX TIBIAL INSERT ROTATIONAL DEEP DISH - CRUCIATE RETAINING HIGHLY CROSS-LINKED UHMWPE SIZE T1X16 mm, FX TIBIAL INSERT ROTATIONAL DEEP DISH - CRUCIATE RETAINING HIGHLY CROSS-LINKED UHMWPE SIZE T1X18 mm, FX TIBIAL INSERT ROTATIONAL DEEP DISH - CRUCIATE RETAINING HIGHLY CROSS-LINKED UHMWPE SIZE T1X20 mm, FX TIBIAL INSERT ROTATIONAL DEEP DISH - CRUCIATE RETAINING HIGHLY CROSS-LINKED UHMWPE SIZE T2X10 mm, FX TIBIAL INSERT ROTATIONAL DEEP DISH - CRUCIATE RETAINING HIGHLY CROSS-LINKED UHMWPE SIZE T2X12 mm, FX TIBIAL INSERT ROTATIONAL DEEP DISH - CRUCIATE RETAINING HIGHLY CROSS-LINKED UHMWPE SIZE T2X14 mm, FX TIBIAL INSERT ROTATIONAL DEEP DISH - CRUCIATE RETAINING HIGHLY CROSS-LINKED UHMWPE SIZE T2X16 mm, FX TIBIAL INSERT ROTATIONAL DEEP DISH - CRUCIATE RETAINING HIGHLY CROSS-LINKED UHMWPE SIZE T2X18 mm, FX TIBIAL INSERT ROTATIONAL DEEP DISH - CRUCIATE RETAINING HIGHLY CROSS-LINKED UHMWPE SIZE T2X20 mm, FX TIBIAL INSERT ROTATIONAL DEEP DISH - CRUCIATE RETAINING HIGHLY CROSS-LINKED UHMWPE SIZE T3X10 mm, FX TIBIAL INSERT ROTATIONAL DEEP DISH - CRUCIATE RETAINING HIGHLY CROSS-LINKED UHMWPE SIZE T3X12 mm, FX TIBIAL INSERT ROTATIONAL DEEP DISH - CRUCIATE RETAINING HIGHLY CROSS-LINKED UHMWPE SIZE T3X14 mm, FX TIBIAL INSERT ROTATIONAL DEEP DISH - CRUCIATE RETAINING HIGHLY CROSS-LINKED UHMWPE SIZE T3X16 mm, FX TIBIAL INSERT ROTATIONAL DEEP DISH - CRUCIATE RETAINING HIGHLY CROSS-LINKED UHMWPE SIZE T3X18 mm, FX TIBIAL INSERT ROTATIONAL DEEP DISH - CRUCIATE RETAINING HIGHLY CROSS-LINKED UHMWPE SIZE T3X20 mm, FX TIBIAL INSERT ROTATIONAL DEEP DISH - CRUCIATE RETAINING HIGHLY CROSS-LINKED UHMWPE SIZE T4X10 mm, FX TIBIAL INSERT ROTATIONAL DEEP DISH - CRUCIATE RETAINING HIGHLY CROSS-LINKED UHMWPE SIZE T4X12 mm, FX TIBIAL INSERT ROTATIONAL DEEP DISH - CRUCIATE RETAINING HIGHLY CROSS-LINKED UHMWPE SIZE T4X14 mm, FX TIBIAL INSERT ROTATIONAL DEEP DISH - CRUCIATE RETAINING HIGHLY CROSS-LINKED UHMWPE SIZE T4X16 mm, FX TIBIAL INSERT ROTATIONAL DEEP DISH - CRUCIATE RETAINING HIGHLY CROSS-LINKED UHMWPE SIZE T4X18 mm, FX TIBIAL INSERT ROTATIONAL DEEP DISH - CRUCIATE RETAINING HIGHLY CROSS-LINKED UHMWPE SIZE T4X20 mm, FX TIBIAL INSERT ROTATIONAL DEEP DISH - CRUCIATE RETAINING HIGHLY CROSS-LINKED UHMWPE SIZE T5X10 mm, FX TIBIAL INSERT ROTATIONAL DEEP DISH - CRUCIATE RETAINING HIGHLY CROSS-LINKED UHMWPE SIZE T5X12 mm, FX TIBIAL INSERT ROTATIONAL DEEP DISH - CRUCIATE RETAINING HIGHLY CROSS-LINKED UHMWPE SIZE T5X14 mm, FX TIBIAL INSERT ROTATIONAL DEEP DISH - CRUCIATE RETAINING HIGHLY CROSS-LINKED UHMWPE SIZE T5X16 mm, FX TIBIAL INSERT ROTATIONAL DEEP DISH - CRUCIATE RETAINING HIGHLY CROSS-LINKED UHMWPE SIZE T5X18 mm, FX TIBIAL INSERT ROTATIONAL DEEP DISH - CRUCIATE RETAINING HIGHLY CROSS-LINKED UHMWPE SIZE T5X20 mm, FX TIBIAL STEM CEMENTED SIZE Ø10x52mm, FX TIBIAL STEM CEMENTED SIZE Ø12x52mm, FX TIBIAL STEM CEMENTED SIZE Ø14x52mm, FX TIBIAL STEM CEMENTED SIZE Ø10x92mm, FX TIBIAL STEM CEMENTED SIZE Ø12x92mm, FX TIBIAL STEM CEMENTED SIZE Ø14x92mm, FX PATELLAR COMPONENT UHMWPE SIZE Ø26x7mm, FX PATELLAR COMPONENT UHMWPE SIZE Ø29x8mm, FX PATELLAR COMPONENT UHMWPE SIZE Ø32x9mm, FX PATELLAR COMPONENT UHMWPE SIZE Ø35x10mm, FX PATELLAR COMPONENT UHMWPE SIZE Ø38x11mm, FX PATELLAR COMPONENT HIGHLY CROSS-LINKED UHMWPE SIZE Ø26x7mm, FX PATELLAR COMPONENT HIGHLY CROSS-LINKED UHMWPE SIZE Ø29x8mm, FX PATELLAR COMPONENT HIGHLY CROSS-LINKED UHMWPE SIZE Ø32x9mm, FX PATELLAR COMPONENT HIGHLY CROSS-LINKED UHMWPE SIZE Ø35x10mm, FX PATELLAR COMPONENT HIGHLY CROSS-LINKED UHMWPE SIZE Ø38x11mm, FX TIBIAL INSERT ROTATIONAL POSTERIOR STABILIZED HYPERFLEX HIGHLY CROSS-LINKED UHMWPE SIZE T0X12 mm, FX TIBIAL INSERT ROTATIONAL POSTERIOR STABILIZED HYPERFLEX HIGHLY CROSS-LINKED UHMWPE SIZE T0X14 mm, FX TIBIAL INSERT ROTATIONAL POSTERIOR STABILIZED HYPERFLEX HIGHLY CROSS-LINKED UHMWPE SIZE T0X16 mm, FX TIBIAL INSERT ROTATIONAL POSTERIOR STABILIZED HYPERFLEX HIGHLY CROSS-LINKED UHMWPE SIZE T0X18 mm, FX TIBIAL INSERT ROTATIONAL POSTERIOR STABILIZED HYPERFLEX HIGHLY CROSS-LINKED UHMWPE SIZE T0X20 mm, FX TIBIAL INSERT ROTATIONAL POSTERIOR STABILIZED HYPERFLEX HIGHLY CROSS-LINKED UHMWPE SIZE T1X10 mm, FX TIBIAL INSERT ROTATIONAL POSTERIOR STABILIZED HYPERFLEX HIGHLY CROSS-LINKED UHMWPE SIZE T1X12 mm, FX TIBIAL INSERT ROTATIONAL POSTERIOR STABILIZED HYPERFLEX HIGHLY CROSS-LINKED UHMWPE SIZE T1X14 mm, FX TIBIAL INSERT ROTATIONAL POSTERIOR STABILIZED HYPERFLEX HIGHLY CROSS-LINKED UHMWPE SIZE T1X16 mm, FX TIBIAL INSERT ROTATIONAL POSTERIOR STABILIZED HYPERFLEX HIGHLY CROSS-LINKED UHMWPE SIZE T1X18 mm, FX TIBIAL INSERT ROTATIONAL POSTERIOR STABILIZED HYPERFLEX HIGHLY CROSS-LINKED UHMWPE SIZE T1X20 mm, FX TIBIAL INSERT ROTATIONAL POSTERIOR STABILIZED HYPERFLEX HIGHLY CROSS-LINKED UHMWPE SIZE T2X10 mm, FX TIBIAL INSERT ROTATIONAL POSTERIOR STABILIZED HYPERFLEX HIGHLY CROSS-LINKED UHMWPE SIZE T2X12 mm, FX TIBIAL INSERT ROTATIONAL POSTERIOR STABILIZED HYPERFLEX HIGHLY CROSS-LINKED UHMWPE SIZE T2X14 mm, FX TIBIAL INSERT ROTATIONAL POSTERIOR STABILIZED HYPERFLEX HIGHLY CROSS-LINKED UHMWPE SIZE T2X16 mm, FX TIBIAL INSERT ROTATIONAL POSTERIOR STABILIZED HYPERFLEX HIGHLY CROSS-LINKED UHMWPE SIZE T2X18 mm, FX TIBIAL INSERT ROTATIONAL POSTERIOR STABILIZED HYPERFLEX HIGHLY CROSS-LINKED UHMWPE SIZE T2X20 mm, FX TIBIAL INSERT ROTATIONAL POSTERIOR STABILIZED HYPERFLEX HIGHLY CROSS-LINKED UHMWPE SIZE T3X10 mm, FX TIBIAL INSERT ROTATIONAL POSTERIOR STABILIZED HYPERFLEX HIGHLY CROSS-LINKED UHMWPE SIZE T3X12 mm, FX TIBIAL INSERT ROTATIONAL POSTERIOR STABILIZED HYPERFLEX HIGHLY CROSS-LINKED UHMWPE SIZE T3X14 mm, FX TIBIAL INSERT ROTATIONAL POSTERIOR STABILIZED HYPERFLEX HIGHLY CROSS-LINKED UHMWPE SIZE T3X16 mm, FX TIBIAL INSERT ROTATIONAL POSTERIOR STABILIZED HYPERFLEX HIGHLY CROSS-LINKED UHMWPE SIZE T3X18 mm, FX TIBIAL INSERT ROTATIONAL POSTERIOR STABILIZED HYPERFLEX HIGHLY CROSS-LINKED UHMWPE SIZE T3X20 mm, FX TIBIAL INSERT ROTATIONAL POSTERIOR STABILIZED HYPERFLEX HIGHLY CROSS-LINKED UHMWPE SIZE T4X10 mm, FX TIBIAL INSERT ROTATIONAL POSTERIOR STABILIZED HYPERFLEX HIGHLY CROSS-LINKED UHMWPE SIZE T4X12 mm, FX TIBIAL INSERT ROTATIONAL POSTERIOR STABILIZED HYPERFLEX HIGHLY CROSS-LINKED UHMWPE SIZE T4X14 mm, FX TIBIAL INSERT ROTATIONAL POSTERIOR STABILIZED HYPERFLEX HIGHLY CROSS-LINKED UHMWPE SIZE T4X16 mm, FX TIBIAL INSERT ROTATIONAL POSTERIOR STABILIZED HYPERFLEX HIGHLY CROSS-LINKED UHMWPE SIZE T4X18 mm, FX TIBIAL INSERT ROTATIONAL POSTERIOR STABILIZED HYPERFLEX HIGHLY CROSS-LINKED UHMWPE SIZE T4X20 mm, FX TIBIAL INSERT ROTATIONAL POSTERIOR STABILIZED HYPERFLEX HIGHLY CROSS-LINKED UHMWPE SIZE T5X10 mm, FX TIBIAL INSERT ROTATIONAL POSTERIOR STABILIZED HYPERFLEX HIGHLY CROSS-LINKED UHMWPE SIZE T5X12 mm, FX TIBIAL INSERT ROTATIONAL POSTERIOR STABILIZED HYPERFLEX HIGHLY CROSS-LINKED UHMWPE SIZE T5X14 mm, FX TIBIAL INSERT ROTATIONAL POSTERIOR STABILIZED HYPERFLEX HIGHLY CROSS-LINKED UHMWPE SIZE T5X16 mm, FX TIBIAL INSERT ROTATIONAL POSTERIOR STABILIZED HYPERFLEX HIGHLY CROSS-LINKED UHMWPE SIZE T5X18 mm, FX TIBIAL INSERT ROTATIONAL POSTERIOR STABILIZED HYPERFLEX HIGHLY CROSS-LINKED UHMWPE SIZE T5X20 mm, FX TIBIAL INSERT ROTATIONAL CRUCIATE RETAINING HYPERFLEX HIGHLY CROSS-LINKED UHMWPE SIZE T0X10 mm, FX TIBIAL INSERT ROTATIONAL CRUCIATE RETAINING HYPERFLEX HIGHLY CROSS-LINKED UHMWPE SIZE T0X12 mm, FX TIBIAL INSERT ROTATIONAL CRUCIATE RETAINING HYPERFLEX HIGHLY CROSS-LINKED UHMWPE SIZE T0X14 mm, FX TIBIAL INSERT ROTATIONAL CRUCIATE RETAINING HYPERFLEX HIGHLY CROSS-LINKED UHMWPE SIZE T0X16 mm, FX TIBIAL INSERT ROTATIONAL CRUCIATE RETAINING HYPERFLEX HIGHLY CROSS-LINKED UHMWPE SIZE T0X18 mm, FX TIBIAL INSERT ROTATIONAL CRUCIATE RETAINING HYPERFLEX HIGHLY CROSS-LINKED UHMWPE SIZE T0X20 mm, FX TIBIAL INSERT ROTATIONAL CRUCIATE RETAINING HYPERFLEX HIGHLY CROSS-LINKED UHMWPE SIZE T1X10 mm, FX TIBIAL INSERT ROTATIONAL CRUCIATE RETAINING HYPERFLEX HIGHLY CROSS-LINKED UHMWPE SIZE T1X12 mm, FX TIBIAL INSERT ROTATIONAL CRUCIATE RETAINING HYPERFLEX HIGHLY CROSS-LINKED UHMWPE SIZE T1X14 mm, FX TIBIAL INSERT ROTATIONAL CRUCIATE RETAINING HYPERFLEX HIGHLY CROSS-LINKED UHMWPE SIZE T1X16 mm, FX TIBIAL INSERT ROTATIONAL CRUCIATE RETAINING HYPERFLEX HIGHLY CROSS-LINKED UHMWPE SIZE T1X18 mm, FX TIBIAL INSERT ROTATIONAL CRUCIATE RETAINING HYPERFLEX HIGHLY CROSS-LINKED UHMWPE SIZE T1X20 mm, FX TIBIAL INSERT ROTATIONAL CRUCIATE RETAINING HYPERFLEX HIGHLY CROSS-LINKED UHMWPE SIZE T2X10 mm, FX TIBIAL INSERT ROTATIONAL CRUCIATE RETAINING HYPERFLEX HIGHLY CROSS-LINKED UHMWPE SIZE T2X12 mm, FX TIBIAL INSERT ROTATIONAL CRUCIATE RETAINING HYPERFLEX HIGHLY CROSS-LINKED UHMWPE SIZE T2X14 mm, FX TIBIAL INSERT ROTATIONAL CRUCIATE RETAINING HYPERFLEX HIGHLY CROSS-LINKED UHMWPE SIZE T2X16 mm, FX TIBIAL INSERT ROTATIONAL DEEP DISH - CRUCIATE RETAINING UHMWPE SIZE T3X20 mm, FX TIBIAL INSERT ROTATIONAL DEEP DISH - CRUCIATE RETAINING UHMWPE SIZE T4X10 mm, FX TIBIAL INSERT ROTATIONAL DEEP DISH - CRUCIATE RETAINING UHMWPE SIZE T4X12 mm, FX TIBIAL INSERT ROTATIONAL DEEP DISH - CRUCIATE RETAINING UHMWPE SIZE T4X14 mm, FX TIBIAL INSERT ROTATIONAL DEEP DISH - CRUCIATE RETAINING UHMWPE SIZE T4X16 mm, FX TIBIAL INSERT ROTATIONAL DEEP DISH - CRUCIATE RETAINING UHMWPE SIZE T4X18 mm, FX TIBIAL INSERT ROTATIONAL DEEP DISH - CRUCIATE RETAINING UHMWPE SIZE T4X20 mm, FX TIBIAL INSERT ROTATIONAL DEEP DISH - CRUCIATE RETAINING UHMWPE SIZE T5X10 mm, FX TIBIAL INSERT ROTATIONAL DEEP DISH - CRUCIATE RETAINING UHMWPE SIZE T5X12 mm, FX TIBIAL INSERT ROTATIONAL DEEP DISH - CRUCIATE RETAINING UHMWPE SIZE T5X14 mm, FX TIBIAL INSERT ROTATIONAL DEEP DISH - CRUCIATE RETAINING UHMWPE SIZE T5X16 mm, FX TIBIAL INSERT ROTATIONAL DEEP DISH - CRUCIATE RETAINING UHMWPE SIZE T5X18 mm, FX TIBIAL INSERT ROTATIONAL DEEP DISH - CRUCIATE RETAINING UHMWPE SIZE T5X20 mm, FX TIBIAL INSERT FIXED POSTERIOR STABILIZED HIGHLY CROSS-LINKED UHMWPE SIZE T0X10 mm, FX TIBIAL INSERT FIXED POSTERIOR STABILIZED HIGHLY CROSS-LINKED UHMWPE SIZE T0X12 mm, FX TIBIAL INSERT FIXED POSTERIOR STABILIZED HIGHLY CROSS-LINKED UHMWPE SIZE T0X14 mm, FX TIBIAL INSERT FIXED POSTERIOR STABILIZED HIGHLY CROSS-LINKED UHMWPE SIZE T0X16 mm, FX TIBIAL INSERT FIXED POSTERIOR STABILIZED HIGHLY CROSS-LINKED UHMWPE SIZE T0X18 mm, FX TIBIAL INSERT FIXED POSTERIOR STABILIZED HYPERFLEX HIGHLY CROSS-LINKED UHMWPE SIZE T0X20 mm, FX TIBIAL INSERT FIXED POSTERIOR STABILIZED HYPERFLEX HIGHLY CROSS-LINKED UHMWPE SIZE T1X10 mm, FX TIBIAL INSERT FIXED POSTERIOR STABILIZED HYPERFLEX HIGHLY CROSS-LINKED UHMWPE SIZE T1X12 mm, FX TIBIAL INSERT FIXED POSTERIOR STABILIZED HYPERFLEX HIGHLY CROSS-LINKED UHMWPE SIZE T1X14 mm, FX TIBIAL INSERT FIXED POSTERIOR STABILIZED HYPERFLEX HIGHLY CROSS-LINKED UHMWPE SIZE T1X16 mm, FX TIBIAL INSERT FIXED POSTERIOR STABILIZED HYPERFLEX HIGHLY CROSS-LINKED UHMWPE SIZE T1X18 mm, FX TIBIAL INSERT FIXED POSTERIOR STABILIZED HYPERFLEX HIGHLY CROSS-LINKED UHMWPE SIZE T1X20 mm, FX TIBIAL INSERT FIXED POSTERIOR STABILIZED HYPERFLEX HIGHLY CROSS-LINKED UHMWPE SIZE T2X10 mm, FX TIBIAL INSERT FIXED POSTERIOR STABILIZED HYPERFLEX HIGHLY CROSS-LINKED UHMWPE SIZE T2X12 mm, FX TIBIAL INSERT FIXED POSTERIOR STABILIZED HYPERFLEX HIGHLY CROSS-LINKED UHMWPE SIZE T2X14 mm, FX TIBIAL INSERT FIXED POSTERIOR STABILIZED HYPERFLEX HIGHLY CROSS-LINKED UHMWPE SIZE T2X16 mm, FX TIBIAL INSERT FIXED POSTERIOR STABILIZED HYPERFLEX HIGHLY CROSS-LINKED UHMWPE SIZE T2X18 mm, FX TIBIAL INSERT FIXED POSTERIOR STABILIZED HYPERFLEX HIGHLY CROSS-LINKED UHMWPE SIZE T2X20 mm, FX TIBIAL INSERT FIXED POSTERIOR STABILIZED HYPERFLEX HIGHLY CROSS-LINKED UHMWPE SIZE T3X10 mm, FX TIBIAL INSERT FIXED POSTERIOR STABILIZED HYPERFLEX HIGHLY CROSS-LINKED UHMWPE SIZE T3X12 mm, FX TIBIAL INSERT FIXED POSTERIOR STABILIZED HYPERFLEX HIGHLY CROSS-LINKED UHMWPE SIZE T3X14 mm, FX TIBIAL INSERT FIXED POSTERIOR STABILIZED HYPERFLEX HIGHLY CROSS-LINKED UHMWPE SIZE T3X16 mm, FX TIBIAL INSERT FIXED POSTERIOR STABILIZED HYPERFLEX HIGHLY CROSS-LINKED UHMWPE SIZE T3X18 mm, FX TIBIAL INSERT FIXED POSTERIOR STABILIZED HYPERFLEX HIGHLY CROSS-LINKED UHMWPE SIZE T3X20 mm, FX TIBIAL INSERT FIXED POSTERIOR STABILIZED HYPERFLEX HIGHLY CROSS-LINKED UHMWPE SIZE T4X10 mm, FX TIBIAL INSERT FIXED POSTERIOR STABILIZED HYPERFLEX HIGHLY CROSS-LINKED UHMWPE SIZE T4X12 mm, FX TIBIAL INSERT FIXED POSTERIOR STABILIZED HYPERFLEX HIGHLY CROSS-LINKED UHMWPE SIZE T4X14 mm, FX TIBIAL INSERT FIXED POSTERIOR STABILIZED HYPERFLEX HIGHLY CROSS-LINKED UHMWPE SIZE T4X16 mm, FX TIBIAL INSERT FIXED POSTERIOR STABILIZED HYPERFLEX HIGHLY CROSS-LINKED UHMWPE SIZE T4X18 mm, FX TIBIAL INSERT FIXED POSTERIOR STABILIZED HYPERFLEX HIGHLY CROSS-LINKED UHMWPE SIZE T4X20 mm, FX TIBIAL INSERT FIXED POSTERIOR STABILIZED HYPERFLEX HIGHLY CROSS-LINKED UHMWPE SIZE T5X10 mm, FX TIBIAL INSERT FIXED POSTERIOR STABILIZED HYPERFLEX HIGHLY CROSS-LINKED UHMWPE SIZE T5X12 mm, FX TIBIAL INSERT FIXED POSTERIOR STABILIZED HYPERFLEX HIGHLY CROSS-LINKED UHMWPE SIZE T5X14 mm, FX TIBIAL INSERT FIXED POSTERIOR STABILIZED HYPERFLEX HIGHLY CROSS-LINKED UHMWPE SIZE T5X16 mm, FX TIBIAL INSERT FIXED POSTERIOR STABILIZED HYPERFLEX HIGHLY CROSS-LINKED UHMWPE SIZE T5X18 mm, FX TIBIAL INSERT FIXED POSTERIOR STABILIZED HYPERFLEX HIGHLY CROSS-LINKED UHMWPE SIZE T5X20 mm, FX TIBIAL INSERT FIXED CRUCIATE RETAINING HYPERFLEX HIGHLY CROSS-LINKED UHMWPE SIZE T0X10 mm, FX TIBIAL INSERT FIXED CRUCIATE RETAINING HYPERFLEX HIGHLY CROSS-LINKED UHMWPE SIZE T0X12 mm, FX TIBIAL INSERT FIXED CRUCIATE RETAINING HYPERFLEX HIGHLY CROSS-LINKED UHMWPE SIZE T0X14 mm, FX TIBIAL INSERT FIXED CRUCIATE RETAINING HYPERFLEX HIGHLY CROSS-LINKED UHMWPE SIZE T0X16 mm, FX TIBIAL INSERT FIXED CRUCIATE RETAINING HYPERFLEX HIGHLY CROSS-LINKED UHMWPE SIZE T0X18 mm, FX TIBIAL INSERT FIXED CRUCIATE RETAINING HYPERFLEX HIGHLY CROSS-LINKED UHMWPE SIZE T0X20 mm, FX TIBIAL INSERT FIXED CRUCIATE RETAINING HYPERFLEX HIGHLY CROSS-LINKED UHMWPE SIZE T1X10 mm, FX TIBIAL INSERT FIXED CRUCIATE RETAINING HYPERFLEX HIGHLY CROSS-LINKED UHMWPE SIZE T1X12 mm, FX TIBIAL INSERT FIXED CRUCIATE RETAINING HYPERFLEX HIGHLY CROSS-LINKED UHMWPE SIZE T1X14 mm, FX TIBIAL INSERT FIXED CRUCIATE RETAINING HYPERFLEX HIGHLY CROSS-LINKED UHMWPE SIZE T1X16 mm, FX TIBIAL INSERT FIXED CRUCIATE RETAINING HYPERFLEX HIGHLY CROSS-LINKED UHMWPE SIZE T1X18 mm, FX TIBIAL INSERT FIXED CRUCIATE RETAINING HYPERFLEX HIGHLY CROSS-LINKED UHMWPE SIZE T1X20 mm, FX TIBIAL INSERT FIXED CRUCIATE RETAINING HYPERFLEX HIGHLY CROSS-LINKED UHMWPE SIZE T2X10 mm, FX TIBIAL INSERT FIXED CRUCIATE RETAINING HYPERFLEX HIGHLY CROSS-LINKED UHMWPE SIZE T2X12 mm, FX TIBIAL INSERT FIXED CRUCIATE RETAINING HYPERFLEX HIGHLY CROSS-LINKED UHMWPE SIZE T2X14 mm, FX TIBIAL INSERT FIXED CRUCIATE RETAINING HYPERFLEX HIGHLY CROSS-LINKED UHMWPE SIZE T2X16 mm, FX TIBIAL INSERT FIXED CRUCIATE RETAINING HYPERFLEX HIGHLY CROSS-LINKED UHMWPE SIZE T2X18 mm, FX TIBIAL INSERT FIXED CRUCIATE RETAINING HYPERFLEX HIGHLY CROSS-LINKED UHMWPE SIZE T2X20 mm, FX TIBIAL INSERT FIXED CRUCIATE RETAINING HYPERFLEX HIGHLY CROSS-LINKED UHMWPE SIZE T3X10 mm, FX TIBIAL INSERT FIXED CRUCIATE RETAINING HYPERFLEX HIGHLY CROSS-LINKED UHMWPE SIZE T3X12 mm, FX TIBIAL INSERT FIXED CRUCIATE RETAINING HYPERFLEX HIGHLY CROSS-LINKED UHMWPE SIZE T3X14 mm, FX TIBIAL INSERT FIXED CRUCIATE RETAINING HYPERFLEX HIGHLY CROSS-LINKED UHMWPE SIZE T3X16 mm, FX TIBIAL INSERT FIXED CRUCIATE RETAINING HYPERFLEX HIGHLY CROSS-LINKED UHMWPE SIZE T3X18 mm, FX TIBIAL INSERT FIXED CRUCIATE RETAINING HYPERFLEX HIGHLY CROSS-LINKED UHMWPE SIZE T3X20 mm, FX TIBIAL INSERT FIXED CRUCIATE RETAINING HYPERFLEX HIGHLY CROSS-LINKED UHMWPE SIZE T4X10 mm, FX TIBIAL INSERT FIXED CRUCIATE RETAINING HYPERFLEX HIGHLY CROSS-LINKED UHMWPE SIZE T4X12 mm, FX TIBIAL INSERT FIXED CRUCIATE RETAINING HYPERFLEX HIGHLY CROSS-LINKED UHMWPE SIZE T4X14 mm, FX TIBIAL INSERT FIXED CRUCIATE RETAINING HYPERFLEX HIGHLY CROSS-LINKED UHMWPE SIZE T4X16 mm, FX TIBIAL INSERT FIXED CRUCIATE RETAINING HYPERFLEX HIGHLY CROSS-LINKED UHMWPE SIZE T4X18 mm, FX TIBIAL INSERT FIXED CRUCIATE RETAINING HYPERFLEX HIGHLY CROSS-LINKED UHMWPE SIZE T4X20 mm, FX TIBIAL INSERT FIXED CRUCIATE RETAINING HYPERFLEX HIGHLY CROSS-LINKED UHMWPE SIZE T5X10 mm, FX TIBIAL INSERT FIXED CRUCIATE RETAINING HYPERFLEX HIGHLY CROSS-LINKED UHMWPE SIZE T5X12 mm, FX TIBIAL INSERT FIXED CRUCIATE RETAINING HYPERFLEX HIGHLY CROSS-LINKED UHMWPE SIZE T5X14 mm, FX TIBIAL INSERT FIXED CRUCIATE RETAINING HYPERFLEX HIGHLY CROSS-LINKED UHMWPE SIZE T5X16 mm, FX TIBIAL INSERT FIXED CRUCIATE RETAINING HYPERFLEX HIGHLY CROSS-LINKED UHMWPE SIZE T5X18 mm, FX TIBIAL INSERT FIXED CRUCIATE RETAINING HYPERFLEX HIGHLY CROSS-LINKED UHMWPE SIZE T5X20 mm, FX TIBIAL INSERT ROTATIONAL POSTERIOR STABILIZED HYPERFLEX HIGHLY CROSS-LINKED UHMWPE SIZE T0X10 mm, FX TIBIAL INSERT FIXED POSTERIOR STABILIZED HIGHLY CROSS-LINKED UHMWPE SIZE T0X20 mm, FX TIBIAL INSERT FIXED POSTERIOR STABILIZED HIGHLY CROSS-LINKED UHMWPE SIZE T1X10 mm, FX TIBIAL INSERT FIXED POSTERIOR STABILIZED HIGHLY CROSS-LINKED UHMWPE SIZE T1X12 mm, FX TIBIAL INSERT FIXED POSTERIOR STABILIZED HIGHLY CROSS-LINKED UHMWPE SIZE T1X14 mm, FX TIBIAL INSERT FIXED POSTERIOR STABILIZED HIGHLY CROSS-LINKED UHMWPE SIZE T1X16 mm, FX TIBIAL INSERT FIXED POSTERIOR STABILIZED HIGHLY CROSS-LINKED UHMWPE SIZE T1X18 mm, FX TIBIAL INSERT FIXED POSTERIOR STABILIZED HIGHLY CROSS-LINKED UHMWPE SIZE T1X20 mm, FX TIBIAL INSERT FIXED POSTERIOR STABILIZED HIGHLY CROSS-LINKED UHMWPE SIZE T2X10 mm, FX TIBIAL INSERT FIXED POSTERIOR STABILIZED HIGHLY CROSS-LINKED UHMWPE SIZE T2X12 mm, FX TIBIAL INSERT FIXED POSTERIOR STABILIZED HIGHLY CROSS-LINKED UHMWPE SIZE T2X14 mm, FX TIBIAL INSERT FIXED POSTERIOR STABILIZED HIGHLY CROSS-LINKED UHMWPE SIZE T2X16 mm, FX TIBIAL INSERT FIXED POSTERIOR STABILIZED HIGHLY CROSS-LINKED UHMWPE SIZE T2X18 mm, FX TIBIAL INSERT FIXED POSTERIOR STABILIZED HIGHLY CROSS-LINKED UHMWPE SIZE T2X20 mm, FX TIBIAL INSERT FIXED POSTERIOR STABILIZED HIGHLY CROSS-LINKED UHMWPE SIZE T3X10 mm, FX TIBIAL INSERT FIXED POSTERIOR STABILIZED HIGHLY CROSS-LINKED UHMWPE SIZE T3X12 mm, FX TIBIAL INSERT FIXED POSTERIOR STABILIZED HIGHLY CROSS-LINKED UHMWPE SIZE T3X14 mm, FX TIBIAL INSERT FIXED POSTERIOR STABILIZED HIGHLY CROSS-LINKED UHMWPE SIZE T3X16 mm, FX TIBIAL INSERT FIXED POSTERIOR STABILIZED HIGHLY CROSS-LINKED UHMWPE SIZE T3X18 mm, FX TIBIAL INSERT FIXED POSTERIOR STABILIZED HIGHLY CROSS-LINKED UHMWPE SIZE T3X20 mm, FX TIBIAL INSERT FIXED POSTERIOR STABILIZED HIGHLY CROSS-LINKED UHMWPE SIZE T4X10 mm, FX TIBIAL INSERT FIXED POSTERIOR STABILIZED HIGHLY CROSS-LINKED UHMWPE SIZE T4X12 mm, FX TIBIAL INSERT FIXED POSTERIOR STABILIZED HIGHLY CROSS-LINKED UHMWPE SIZE T4X14 mm, FX TIBIAL INSERT FIXED POSTERIOR STABILIZED HIGHLY CROSS-LINKED UHMWPE SIZE T4X16 mm, FX TIBIAL INSERT FIXED POSTERIOR STABILIZED HIGHLY CROSS-LINKED UHMWPE SIZE T4X18 mm, FX TIBIAL INSERT FIXED POSTERIOR STABILIZED HIGHLY CROSS-LINKED UHMWPE SIZE T4X20 mm, FX TIBIAL INSERT FIXED POSTERIOR STABILIZED HIGHLY CROSS-LINKED UHMWPE SIZE T5X10 mm, FX TIBIAL INSERT FIXED POSTERIOR STABILIZED HIGHLY CROSS-LINKED UHMWPE SIZE T5X12 mm, FX TIBIAL INSERT FIXED POSTERIOR STABILIZED HIGHLY CROSS-LINKED UHMWPE SIZE T5X14 mm, FX TIBIAL INSERT FIXED POSTERIOR STABILIZED HIGHLY CROSS-LINKED UHMWPE SIZE T5X16 mm, FX TIBIAL INSERT FIXED POSTERIOR STABILIZED HIGHLY CROSS-LINKED UHMWPE SIZE T5X18 mm, FX TIBIAL INSERT FIXED POSTERIOR STABILIZED HIGHLY CROSS-LINKED UHMWPE SIZE T5X20 mm, FX TIBIAL INSERT FIXED CRUCIATE RETAINING HIGHLY CROSS-LINKED UHMWPE SIZE T0X10 mm, FX TIBIAL INSERT FIXED CRUCIATE RETAINING HIGHLY CROSS-LINKED UHMWPE SIZE T0X12 mm, FX TIBIAL INSERT FIXED CRUCIATE RETAINING HIGHLY CROSS-LINKED UHMWPE SIZE T0X14 mm, FX TIBIAL INSERT FIXED CRUCIATE RETAINING HIGHLY CROSS-LINKED UHMWPE SIZE T0X16 mm, FX TIBIAL INSERT FIXED CRUCIATE RETAINING HIGHLY CROSS-LINKED UHMWPE SIZE T0X18 mm, FX TIBIAL INSERT FIXED CRUCIATE RETAINING HIGHLY CROSS-LINKED UHMWPE SIZE T0X20 mm, FX TIBIAL INSERT FIXED CRUCIATE RETAINING HIGHLY CROSS-LINKED UHMWPE SIZE T1X10 mm, FX TIBIAL INSERT FIXED CRUCIATE RETAINING HIGHLY CROSS-LINKED UHMWPE SIZE T1X12 mm, FX TIBIAL INSERT FIXED CRUCIATE RETAINING HIGHLY CROSS-LINKED UHMWPE SIZE T1X14 mm, FX TIBIAL INSERT FIXED CRUCIATE RETAINING HIGHLY CROSS-LINKED UHMWPE SIZE T1X16 mm, FX TIBIAL INSERT FIXED CRUCIATE RETAINING HIGHLY CROSS-LINKED UHMWPE SIZE T1X18 mm, FX TIBIAL INSERT FIXED CRUCIATE RETAINING HIGHLY CROSS-LINKED UHMWPE SIZE T1X20 mm, FX TIBIAL INSERT FIXED CRUCIATE RETAINING HIGHLY CROSS-LINKED UHMWPE SIZE T2X10 mm, FX TIBIAL INSERT FIXED CRUCIATE RETAINING HIGHLY CROSS-LINKED UHMWPE SIZE T2X12 mm, FX TIBIAL INSERT FIXED CRUCIATE RETAINING HIGHLY CROSS-LINKED UHMWPE SIZE T2X14 mm, FX TIBIAL INSERT FIXED CRUCIATE RETAINING HIGHLY CROSS-LINKED UHMWPE SIZE T2X16 mm, FX TIBIAL INSERT FIXED CRUCIATE RETAINING HIGHLY CROSS-LINKED UHMWPE SIZE T2X18 mm, FX TIBIAL INSERT FIXED CRUCIATE RETAINING HIGHLY CROSS-LINKED UHMWPE SIZE T2X20 mm, FX TIBIAL INSERT FIXED CRUCIATE RETAINING HIGHLY CROSS-LINKED UHMWPE SIZE T3X10 mm, FX TIBIAL INSERT FIXED CRUCIATE RETAINING HIGHLY CROSS-LINKED UHMWPE SIZE T3X12 mm, FX TIBIAL INSERT FIXED CRUCIATE RETAINING HIGHLY CROSS-LINKED UHMWPE SIZE T3X14 mm, FX TIBIAL INSERT FIXED CRUCIATE RETAINING HIGHLY CROSS-LINKED UHMWPE SIZE T3X16 mm, FX TIBIAL INSERT FIXED CRUCIATE RETAINING HIGHLY CROSS-LINKED UHMWPE SIZE T3X18 mm, FX TIBIAL INSERT FIXED CRUCIATE RETAINING HIGHLY CROSS-LINKED UHMWPE SIZE T3X20 mm, FX TIBIAL INSERT FIXED CRUCIATE RETAINING HIGHLY CROSS-LINKED UHMWPE SIZE T4X10 mm, FX TIBIAL INSERT FIXED CRUCIATE RETAINING HIGHLY CROSS-LINKED UHMWPE SIZE T4X12 mm, FX TIBIAL INSERT FIXED CRUCIATE RETAINING HIGHLY CROSS-LINKED UHMWPE SIZE T4X14 mm, FX TIBIAL INSERT FIXED CRUCIATE RETAINING HIGHLY CROSS-LINKED UHMWPE SIZE T4X16 mm, FX TIBIAL INSERT FIXED CRUCIATE RETAINING HIGHLY CROSS-LINKED UHMWPE SIZE T4X18 mm, FX TIBIAL INSERT FIXED CRUCIATE RETAINING HIGHLY CROSS-LINKED UHMWPE SIZE T4X20 mm, FX TIBIAL INSERT FIXED CRUCIATE RETAINING HIGHLY CROSS-LINKED UHMWPE SIZE T5X10 mm, FX TIBIAL INSERT FIXED CRUCIATE RETAINING HIGHLY CROSS-LINKED UHMWPE SIZE T5X12 mm, FX TIBIAL INSERT FIXED CRUCIATE RETAINING HIGHLY CROSS-LINKED UHMWPE SIZE T5X14 mm, FX TIBIAL INSERT FIXED CRUCIATE RETAINING HIGHLY CROSS-LINKED UHMWPE SIZE T5X16 mm, FX TIBIAL INSERT FIXED CRUCIATE RETAINING HIGHLY CROSS-LINKED UHMWPE SIZE T5X18 mm, FX TIBIAL INSERT FIXED CRUCIATE RETAINING HIGHLY CROSS-LINKED UHMWPE SIZE T5X20 mm, FX TIBIAL INSERT ROTATIONAL POSTERIOR STABILIZED HIGHLY CROSS-LINKED UHMWPE SIZE T0X10 mm, FX TIBIAL INSERT ROTATIONAL POSTERIOR STABILIZED HIGHLY CROSS-LINKED UHMWPE SIZE T0X12 mm, FX TIBIAL INSERT ROTATIONAL POSTERIOR STABILIZED HIGHLY CROSS-LINKED UHMWPE SIZE T0X14 mm, FX TIBIAL INSERT ROTATIONAL POSTERIOR STABILIZED HIGHLY CROSS-LINKED UHMWPE SIZE T0X16 mm, FX TIBIAL INSERT ROTATIONAL POSTERIOR STABILIZED HIGHLY CROSS-LINKED UHMWPE SIZE T0X18 mm, FX TIBIAL INSERT ROTATIONAL POSTERIOR STABILIZED HIGHLY CROSS-LINKED UHMWPE SIZE T0X20 mm, FX TIBIAL INSERT ROTATIONAL POSTERIOR STABILIZED HIGHLY CROSS-LINKED UHMWPE SIZE T1X10 mm, FX TIBIAL INSERT ROTATIONAL POSTERIOR STABILIZED HIGHLY CROSS-LINKED UHMWPE SIZE T1X12 mm, FX TIBIAL INSERT ROTATIONAL POSTERIOR STABILIZED HIGHLY CROSS-LINKED UHMWPE SIZE T1X14 mm, FX TIBIAL INSERT ROTATIONAL POSTERIOR STABILIZED HIGHLY CROSS-LINKED UHMWPE SIZE T1X16 mm, FX TIBIAL INSERT ROTATIONAL POSTERIOR STABILIZED HIGHLY CROSS-LINKED UHMWPE SIZE T1X18 mm, FX TIBIAL INSERT ROTATIONAL POSTERIOR STABILIZED HIGHLY CROSS-LINKED UHMWPE SIZE T1X20 mm, FX TIBIAL INSERT ROTATIONAL POSTERIOR STABILIZED HIGHLY CROSS-LINKED UHMWPE SIZE T2X10 mm, FX TIBIAL INSERT ROTATIONAL POSTERIOR STABILIZED HIGHLY CROSS-LINKED UHMWPE SIZE T2X12 mm, FX TIBIAL INSERT ROTATIONAL POSTERIOR STABILIZED HIGHLY CROSS-LINKED UHMWPE SIZE T2X14 mm, FX TIBIAL INSERT ROTATIONAL POSTERIOR STABILIZED HIGHLY CROSS-LINKED UHMWPE SIZE T2X16 mm, FX TIBIAL INSERT ROTATIONAL POSTERIOR STABILIZED HIGHLY CROSS-LINKED UHMWPE SIZE T2X18 mm, FX TIBIAL INSERT ROTATIONAL POSTERIOR STABILIZED HIGHLY CROSS-LINKED UHMWPE SIZE T2X20 mm, FX TIBIAL INSERT ROTATIONAL POSTERIOR STABILIZED HIGHLY CROSS-LINKED UHMWPE SIZE T3X10 mm, FX TIBIAL INSERT ROTATIONAL POSTERIOR STABILIZED HIGHLY CROSS-LINKED UHMWPE SIZE T3X12 mm, FX TIBIAL INSERT ROTATIONAL POSTERIOR STABILIZED HIGHLY CROSS-LINKED UHMWPE SIZE T3X14 mm, FX TIBIAL INSERT ROTATIONAL POSTERIOR STABILIZED HIGHLY CROSS-LINKED UHMWPE SIZE T3X16 mm, FX TIBIAL INSERT ROTATIONAL POSTERIOR STABILIZED HIGHLY CROSS-LINKED UHMWPE SIZE T3X18 mm, FX TIBIAL INSERT ROTATIONAL POSTERIOR STABILIZED HIGHLY CROSS-LINKED UHMWPE SIZE T3X20 mm, FX TIBIAL INSERT ROTATIONAL POSTERIOR STABILIZED HIGHLY CROSS-LINKED UHMWPE SIZE T4X10 mm, FX TIBIAL INSERT ROTATIONAL POSTERIOR STABILIZED HIGHLY CROSS-LINKED UHMWPE SIZE T4X12 mm, FX TIBIAL INSERT ROTATIONAL POSTERIOR STABILIZED HIGHLY CROSS-LINKED UHMWPE SIZE T4X14 mm, FX TIBIAL INSERT ROTATIONAL POSTERIOR STABILIZED HIGHLY CROSS-LINKED UHMWPE SIZE T4X16 mm, FX TIBIAL INSERT ROTATIONAL POSTERIOR STABILIZED HIGHLY CROSS-LINKED UHMWPE SIZE T4X18 mm, FX TIBIAL INSERT ROTATIONAL POSTERIOR STABILIZED HIGHLY CROSS-LINKED UHMWPE SIZE T4X20 mm, FX TIBIAL INSERT ROTATIONAL POSTERIOR STABILIZED HIGHLY CROSS-LINKED UHMWPE SIZE T5X10 mm, FX TIBIAL INSERT ROTATIONAL POSTERIOR STABILIZED HIGHLY CROSS-LINKED UHMWPE SIZE T5X12 mm, FX TIBIAL INSERT ROTATIONAL POSTERIOR STABILIZED HIGHLY CROSS-LINKED UHMWPE SIZE T5X14 mm, FX TIBIAL INSERT ROTATIONAL POSTERIOR STABILIZED HIGHLY CROSS-LINKED UHMWPE SIZE T5X16 mm, FX TIBIAL INSERT ROTATIONAL POSTERIOR STABILIZED HIGHLY CROSS-LINKED UHMWPE SIZE T5X18 mm, FX TIBIAL INSERT ROTATIONAL POSTERIOR STABILIZED HIGHLY CROSS-LINKED UHMWPE SIZE T5X20 mm, FX TIBIAL INSERT ROTATIONAL CRUCIATE RETAINING HIGHLY CROSS-LINKED UHMWPE SIZE T0X10 mm, FX TIBIAL INSERT ROTATIONAL CRUCIATE RETAINING HIGHLY CROSS-LINKED UHMWPE SIZE T0X12 mm, FX TIBIAL INSERT ROTATIONAL CRUCIATE RETAINING HIGHLY CROSS-LINKED UHMWPE SIZE T0X14 mm, FX TIBIAL INSERT | ATLAS MEDIKAL | 2024-05-30T00:00:00.000+02:00 | EFRAHİM ÇEKİÇ FX ORTOPEDİ VE PROTEZ SAĞLIK GEREÇLERİ SANAYİ VE TİCARET Ege Serbest Bölgesi Zafer SB Mah. Mümtaz Sk. No:14/A Gaziemir İZMİR-TURKEY | G03.18.200018, G03.18.200020, G03.18.300010, G03.18.300012, G03.18.300014, G03.18.300016, G03.18.300018, G03.18.300020, G03.18.400010, G03.18.400012, G03.18.400014, G03.18.400016, G03.18.400018, G03.18.400020, G03.18.500010, G03.18.500012, G03.18.500014, G03.18.500016, G03.18.500018, G03.18.500020, G03.19.000010, G03.19.000012, G03.19.000014, G03.19.000016, G03.19.000018, G03.19.000020, G03.19.100010, G03.19.100012, G03.19.100014, G03.19.100016, G03.19.100018, G03.19.100020, G03.19.200010, G03.19.200012, G03.19.200014, G03.19.200016, G03.19.200018, G03.19.200020, G03.19.300010, G03.19.300012, G03.19.300014, G03.19.300016, G03.19.300018, G03.19.300020, G03.19.400010, G03.19.400012, G03.19.400014, G03.19.400016, G03.19.400018, G03.19.400020, G03.19.500010, G03.19.500012, G03.19.500014, G03.19.500016, G03.19.500018, G03.19.500020, G03.20.000010, G03.20.000012, G03.20.000014, G03.20.000016, G03.20.000018, G03.20.000020, G03.20.100010, G03.20.100012, G03.20.100014, G03.20.100016, G03.20.100018, G03.20.100020, G03.20.200010, G03.20.200012, G03.20.200014, G03.20.200016, G03.20.200018, G03.20.200020, G03.20.300010, G03.20.300012, G03.20.300014, G03.20.300016, G03.20.300018, G03.20.300020, G03.20.400010, G03.20.400012, G03.20.400014, G03.20.400016, G03.20.400018, G03.20.400020, G03.20.500010, G03.20.500012, G03.20.500014, G03.20.500016, G03.20.500018, G03.20.500020, G04.02.520010, G04.02.520012, G04.02.520014, G04.02.920010, G04.02.920012, G04.02.920014, G05.01.260007, G05.01.290008, G05.01.320008, G05.01.350009, G05.01.380011, G05.02.260007, G05.02.290008, G05.02.320008, G05.02.350009, G05.02.380011, G03.17.000012, G03.17.000014, G03.17.000016, G03.17.000018, G03.17.000020, G03.17.100010, G03.17.100012, G03.17.100014, G03.17.100016, G03.17.100018, G03.17.100020, G03.17.200010, G03.17.200012, G03.17.200014, G03.17.200016, G03.17.200018, G03.17.200020, G03.17.300010, G03.17.300012, G03.17.300014, G03.17.300016, G03.17.300018, G03.17.300020, G03.17.400010, G03.17.400012, G03.17.400014, G03.17.400016, G03.17.400018, G03.17.400020, G03.17.500010, G03.17.500012, G03.17.500014, G03.17.500016, G03.17.500018, G03.17.500020, G03.18.000010, G03.18.000012, G03.18.000014, G03.18.000016, G03.18.000018, G03.18.000020, G03.18.100010, G03.18.100012, G03.18.100014, G03.18.100016, G03.18.100018, G03.18.100020, G03.18.200010, G03.18.200012, G03.18.200014, G03.18.200016, G03.10.300020, G03.10.400010, G03.10.400012, G03.10.400014, G03.10.400016, G03.10.400018, G03.10.400020, G03.10.500010, G03.10.500012, G03.10.500014, G03.10.500016, G03.10.500018, G03.10.500020, G03.11.000010, G03.11.000012, G03.11.000014, G03.11.000016, G03.11.000018, G03.15.000020, G03.15.100010, G03.15.100012, G03.15.100014, G03.15.100016, G03.15.100018, G03.15.100020, G03.15.200010, G03.15.200012, G03.15.200014, G03.15.200016, G03.15.200018, G03.15.200020, G03.15.300010, G03.15.300012, G03.15.300014, G03.15.300016, G03.15.300018, G03.15.300020, G03.15.400010, G03.15.400012, G03.15.400014, G03.15.400016, G03.15.400018, G03.15.400020, G03.15.500010, G03.15.500012, G03.15.500014, G03.15.500016, G03.15.500018, G03.15.500020, G03.16.000010, G03.16.000012, G03.16.000014, G03.16.000016, G03.16.000018, G03.16.000020, G03.16.100010, G03.16.100012, G03.16.100014, G03.16.100016, G03.16.100018, G03.16.100020, G03.16.200010, G03.16.200012, G03.16.200014, G03.16.200016, G03.16.200018, G03.16.200020, G03.16.300010, G03.16.300012, G03.16.300014, G03.16.300016, G03.16.300018, G03.16.300020, G03.16.400010, G03.16.400012, G03.16.400014, G03.16.400016, G03.16.400018, G03.16.400020, G03.16.500010, G03.16.500012, G03.16.500014, G03.16.500016, G03.16.500018, G03.16.500020, G03.17.000010, G03.11.000020, G03.11.100010, G03.11.100012, G03.11.100014, G03.11.100016, G03.11.100018, G03.11.100020, G03.11.200010, G03.11.200012, G03.11.200014, G03.11.200016, G03.11.200018, G03.11.200020, G03.11.300010, G03.11.300012, G03.11.300014, G03.11.300016, G03.11.300018, G03.11.300020, G03.11.400010, G03.11.400012, G03.11.400 | Klasa III | ZËVENDËSİMİ PRİMAR İ GJURİT | Pajisje te implantueshme jo aktive
16581 | FX SPONGIOS TITANIUM SCREW Ø4x60mm HALF GROOVED, FX SPONGIOS TITANIUM SCREW Ø4x65mm HALF GROOVED, FX SPONGIOS TITANIUM SCREW Ø4x70mm HALF GROOVED, FX SPONGIOS TITANIUM SCREW Ø4x75mm HALF GROOVED, FX SPONGIOS TITANIUM SCREW Ø4x80mm HALF GROOVED, FX SPONGIOS TITANIUM SCREW Ø4x85mm HALF GROOVED, FX SPONGIOS TITANIUM SCREW Ø4x90mm HALF GROOVED, FX TITANIUM FULL GROOVED SPONGIOS SCREWØ6.5x30mm, FX TITANIUM FULL GROOVED SPONGIOS SCREWØ6.5x35mm, FX TITANIUM FULL GROOVED SPONGIOS SCREWØ6.5x40mm, FX TITANIUM FULL GROOVED SPONGIOS SCREWØ6.5x45mm, FX TITANIUM FULL GROOVED SPONGIOS SCREWØ6.5x50mm, FX TITANIUM FULL GROOVED SPONGIOS SCREWØ6.5x55mm, FX TITANIUM FULL GROOVED SPONGIOS SCREWØ6.5x60mm, FX TITANIUM FULL GROOVED SPONGIOS SCREWØ6.5x65mm, FX TITANIUM FULL GROOVED SPONGIOS SCREWØ6.5x70mm, FX TITANIUM FULL GROOVED SPONGIOS SCREWØ6.5x75mm, FX TITANIUM FULL GROOVED SPONGIOS SCREWØ6.5x80mm, FX TITANIUM FULL GROOVED SPONGIOS SCREWØ6.5x85mm, FX TITANIUM FULL GROOVED SPONGIOS SCREWØ6.5x90mm, FX TITANIUM FULL GROOVED SPONGIOS SCREWØ6.5x95mm, FX TITANIUM FULL GROOVED SPONGIOS SCREWØ6.5x100mm, FX TITANIUM FULL GROOVED SPONGIOS SCREWØ6.5x105mm, FX TITANIUM FULL GROOVED SPONGIOS SCREWØ6.5x110mm, FX TITANIUM FULL GROOVED SPONGIOS SCREWØ6.5x115mm, FX TITANIUM FULL GROOVED SPONGIOS SCREWØ6.5x120mm, FX LOCKING SPONGIOS TITANIUM SCREW Ø4x10mm FULL GROOVED, FX LOCKING SPONGIOS TITANIUM SCREW Ø4x12mm FULL GROOVED, FX LOCKING SPONGIOS TITANIUM SCREW Ø4x14mm FULL GROOVED, FX LOCKING SPONGIOS TITANIUM SCREW Ø4x16mm FULL GROOVED, FX LOCKING SPONGIOS TITANIUM SCREW Ø4x18mm FULL GROOVED, FX LOCKING SPONGIOS TITANIUM SCREW Ø4x20mm FULL GROOVED, FX LOCKING SPONGIOS TITANIUM SCREW Ø4x22mm FULL GROOVED, FX LOCKING SPONGIOS TITANIUM SCREW Ø4x24mm FULL GROOVED, FX LOCKING SPONGIOS TITANIUM SCREW Ø4x26mm FULL GROOVED, FX LOCKING SPONGIOS TITANIUM SCREW Ø4x28mm FULL GROOVED, FX LOCKING SPONGIOS TITANIUM SCREW Ø4x30mm FULL GROOVED, FX LOCKING SPONGIOS TITANIUM SCREW Ø4x32mm FULL GROOVED, FX LOCKING SPONGIOS TITANIUM SCREW Ø4x34mm FULL GROOVED, FX LOCKING SPONGIOS TITANIUM SCREW Ø4x36mm FULL GROOVED, FX LOCKING SPONGIOS TITANIUM SCREW Ø4x38mm FULL GROOVED, FX LOCKING SPONGIOS TITANIUM SCREW Ø4x40mm FULL GROOVED, FX LOCKING SPONGIOS TITANIUM SCREW Ø4x45mm FULL GROOVED, FX LOCKING SPONGIOS TITANIUM SCREW Ø4x50mm FULL GROOVED, FX LOCKING SPONGIOS TITANIUM SCREW Ø4x55mm FULL GROOVED, FX LOCKING SPONGIOS TITANIUM SCREW Ø4x60mm FULL GROOVED, FX LOCKING SPONGIOS TITANIUM SCREW Ø4x65mm FULL GROOVED, FX LOCKING SPONGIOS TITANIUM SCREW Ø4x70mm FULL GROOVED, FX LOCKING SPONGIOS TITANIUM SCREW Ø4x75mm FULL GROOVED, FX LOCKING SPONGIOS TITANIUM SCREW Ø4x80mm FULL GROOVED, FX LOCKING SPONGIOS TITANIUM SCREW Ø4x85mm FULL GROOVED, FX LOCKING SPONGIOS TITANIUM SCREW Ø4x90mm FULL GROOVED, FX LOCKING SPONGIOS TITANIUM SCREW Ø4x95mm FULL GROOVED, FX LOCKING SPONGIOS TITANIUM SCREW Ø4x100mm FULL GROOVED, FX SPONGIOS TITANIUM LOCKING SCREWØ5x14mm FULL GROOVED, FX SPONGIOS TITANIUM LOCKING SCREWØ5x16mm FULL GROOVED, FX SPONGIOS TITANIUM LOCKING SCREWØ5x18mm FULL GROOVED, FX SPONGIOS TITANIUM LOCKING SCREWØ5x20mm FULL GROOVED, FX SPONGIOS TITANIUM LOCKING SCREWØ5x22mm FULL GROOVED, FX SPONGIOS TITANIUM LOCKING SCREWØ5x25mm FULL GROOVED, FX SPONGIOS TITANIUM LOCKING SCREWØ5x30mm FULL GROOVED, FX SPONGIOS TITANIUM LOCKING SCREWØ5x35mm FULL GROOVED, FX SPONGIOS TITANIUM LOCKING SCREWØ5x40mm FULL GROOVED, FX SPONGIOS TITANIUM LOCKING SCREWØ5x45mm FULL GROOVED, FX SPONGIOS TITANIUM LOCKING SCREWØ5x50mm FULL GROOVED, FX SPONGIOS TITANIUM LOCKING SCREWØ5x55mm FULL GROOVED, FX SPONGIOS TITANIUM LOCKING SCREWØ5x60mm FULL GROOVED, FX SPONGIOS TITANIUM LOCKING SCREWØ5x65mm FULL GROOVED, FX SPONGIOS TITANIUM LOCKING SCREWØ5x70mm FULL GROOVED, FX SPONGIOS TITANIUM LOCKING SCREWØ5x75mm FULL GROOVED, FX SPONGIOS TITANIUM LOCKING SCREWØ5x80mm FULL GROOVED, FX SPONGIOS TITANIUM LOCKING SCREWØ5x85mm FULL GROOVED, FX SPONGIOS TITANIUM LOCKING SCREWØ5x90mm FULL GROOVED, FX SPONGIOS TITANIUM LOCKING SCREWØ5x95mm FULL GROOVED, FX SPONGIOS TITANIUM LOCKING SCREWØ5x100mm FULL GROOVED, FX SPONGIOS TITANIUM LOCKING SCREWØ5x105mm FULL GROOVED, FX SPONGIOS TITANIUM LOCKING SCREWØ5x110mm FULL GROOVED, FX SPONGIOS TITANIUM LOCKING SCREWØ5x115mm FULL GROOVED, FX SPONGIOS TITANIUM LOCKING SCREWØ5x120mm FULL GROOVED, FX CANNULATED TITANIUM SCREWØ2.7X12mm, FX CANNULATED TITANIUM SCREWØ2.7X14mm, FX CANNULATED TITANIUM SCREWØ2.7X16mm, FX CANNULATED TITANIUM SCREWØ2.7X18mm, FX CANNULATED TITANIUM SCREWØ2.7X20mm, FX CANNULATED TITANIUM SCREWØ2.7X22mm, FX CANNULATED TITANIUM SCREWØ2.7X24mm, FX CANNULATED TITANIUM SCREWØ2.7X26mm, FX CANNULATED TITANIUM SCREWØ2.7X28mm, FX CANNULATED TITANIUM SCREWØ2.7X30mm, FX CANNULATED TITANIUM SCREWØ2.7X32mm, FX CANNULATED TITANIUM SCREWØ2.7X34mm, FX CANNULATED TITANIUM SCREWØ2.7X36mm, FX CANNULATED TITANIUM SCREWØ2.7X38mm, FX CANNULATED TITANIUM SCREWØ2.7X40mm, FX CANNULATED TITANIUM SCREWØ2.7X45mm, FX CANNULATED TITANIUM SCREWØ2.7X50mm, FX CANNULATED TITANIUM SCREWØ3.5X15mm, FX CANNULATED TITANIUM SCREWØ3.5X20mm, FX CANNULATED TITANIUM SCREWØ3.5X25mm, FX CANNULATED TITANIUM SCREWØ3.5X30mm, FX CANNULATED TITANIUM SCREWØ3.5X35mm, FX CANNULATED TITANIUM SCREWØ3.5X40mm, FX CANNULATED TITANIUM SCREWØ3.5X45mm, FX CANNULATED TITANIUM SCREWØ3.5X50mm, FX CANNULATED TITANIUM SCREWØ3.5X55mm, FX CANNULATED TITANIUM SCREWØ3.5X60mm, FX CANNULATED TITANIUM SCREWØ3.5X65mm, FX CANNULATED TITANIUM SCREWØ3.5X70mm, FX CANNULATED TITANIUM SCREWØ4X20mm, FX CANNULATED TITANIUM SCREWØ4X22mm, FX CANNULATED TITANIUM SCREWØ4X24mm, FX CANNULATED TITANIUM SCREWØ4X26mm, FX CANNULATED TITANIUM SCREWØ4X28mm, FX CANNULATED TITANIUM SCREWØ4X30mm, FX CANNULATED TITANIUM SCREWØ4X32mm, FX CANNULATED TITANIUM SCREWØ4X34mm, FX CANNULATED TITANIUM SCREWØ4X36mm, FX CANNULATED TITANIUM SCREWØ4X38mm, FX CANNULATED TITANIUM SCREWØ4X40mm, FX CANNULATED TITANIUM SCREWØ4X45mm, FX CANNULATED TITANIUM SCREWØ4X50mm, FX CANNULATED TITANIUM SCREWØ4X55mm, FX CANNULATED TITANIUM SCREWØ4X60mm, FX CANNULATED TITANIUM SCREWØ4X65mm, FX CANNULATED TITANIUM SCREWØ4X70mm, FX CANNULATED TITANIUM SCREWØ4X75mm, FX CANNULATED TITANIUM SCREWØ4X80mm, FX CANNULATED TITANIUM SCREWØ4X85mm, FX CANNULATED TITANIUM SCREWØ4X90mm, FX CANNULATED TITANIUM SCREWØ4.5X15mm, FX CANNULATED TITANIUM SCREWØ4.5X20mm, FX CANNULATED TITANIUM SCREWØ4.5X25mm, FX CANNULATED TITANIUM SCREWØ4.5X30mm, FX CANNULATED TITANIUM SCREWØ4.5X35mm, FX CANNULATED TITANIUM SCREWØ4.5X40mm, FX CANNULATED TITANIUM SCREWØ4.5X45mm, FX CANNULATED TITANIUM SCREWØ4.5X50mm, FX CANNULATED TITANIUM SCREWØ4.5X55mm, FX CANNULATED TITANIUM SCREWØ4.5X60mm, FX CANNULATED TITANIUM SCREWØ4.5X65mm, FX CANNULATED TITANIUM SCREWØ4.5X70mm, FX CANNULATED TITANIUM SCREWØ7.3X30mm GROOVE LENGTH: 16mm, FX CANNULATED TITANIUM SCREWØ7.3X35mm GROOVE LENGTH: 16mm, FX CANNULATED TITANIUM SCREWØ7.3X40mm GROOVE LENGTH: 16mm, FX CANNULATED TITANIUM SCREWØ7.3X45mm GROOVE LENGTH: 16mm, FX CANNULATED TITANIUM SCREWØ7.3X50mm GROOVE LENGTH: | ATLAS MEDIKAL | 2024-05-30T00:00:00.000+02:00 | EFRAHİM ÇEKİÇ FX ORTOPEDİ VE PROTEZ SAĞLIK GEREÇLERİ SANAYİ VE TİCARET Ege Serbest Bölgesi Zafer SB Mah. Mümtaz Sk. No:14/A Gaziemir İZMİR-TURKEY | FC04.04.400060, FC04.04.400065, FC04.04.400070, FC04.04.400075, FC04.04.400080, FC04.04.400085, FC04.04.400090, FC04.05.650030, FC04.05.650035, FC04.05.650040, FC04.05.650045, FC04.05.650050, FC04.05.650055, FC04.05.650060, FC04.05.650065, FC04.05.650070, FC04.05.650075, FC04.05.650080, FC04.05.650085, FC04.05.650090, FC04.05.650095, FC04.05.650100, FC04.05.650105, FC04.05.650110, FC04.05.650115, FC04.05.650120, FC07.03.401010, FC07.03.401012, FC07.03.401014, FC07.03.401016, FC07.03.401018, FC07.03.401020, FC07.03.401022, FC07.03.401024, FC07.03.401026, FC07.03.401028, FC07.03.401030, FC07.03.401032, FC07.03.401034, FC07.03.401036, FC07.03.401038, FC07.03.401040, FC07.03.401045, FC07.03.401050, FC07.03.401055, FC07.03.401060, FC07.03.401065, FC07.03.401070, FC07.03.401075, FC07.03.401080, FC07.03.401085, FC07.03.401090, FC07.03.401095, FC07.03.401100, FC04.06.500014, FC04.06.500016, FC04.06.500018, FC04.06.500020, FC04.06.500022, FC04.06.500025, FC04.06.500030, FC04.06.500035, FC04.06.500040, FC04.06.500045, FC04.06.500050, FC04.06.500055, FC04.06.500060, FC04.06.500065, FC04.06.500070, FC04.06.500075, FC04.06.500080, FC04.06.500085, FC04.06.500090, FC04.06.500095, FC04.06.500100, FC04.06.500105, FC04.06.500110, FC04.06.500115, FC04.06.500120, FC05.04.270012, FC05.04.270014, FC05.04.270016, FC05.04.270018, FC05.04.270020, FC05.04.270022, FC05.04.270024, FC05.04.270026, FC05.04.270028, FC05.04.270030, FC05.04.270032, FC05.04.270034, FC05.04.270036, FC05.04.270038, FC05.04.270040, FC05.04.270045, FC05.04.270050, FC05.04.270055, FC05.04.350020, FC05.04.350025, FC05.04.350030, FC05.04.350035, FC05.04.350040, FC05.04.350045, FC05.04.350050, FC05.04.350055, FC05.04.350060, FC05.04.350065, FC05.04.350070, FC05.04.400020, FC05.04.400022, FC05.04.400024, FC05.04.400026, FC05.04.400028, FC05.04.400030, FC05.04.400032, FC05.04.400034, FC05.04.400036, FC05.04.400038, FC05.04.400040, FC05.04.400045, FC05.04.400050, FC05.04.400055, FC05.04.400060, FC05.04.400065, FC05.04.400070, FC05.04.400075, FC05.04.400080, FC05.04.400085, FC05.04.400090, FC05.04.450015, FC05.04.450020, FC05.04.450025, FC05.04.450030, FC05.04.450035, FC05.04.450040, FC05.04.450045, FC05.04.450050, FC05.04.450055, FC05.04.450060, FC05.04.450065, FC05.04.450070, FC05.04.730030, FC05.04.730035, FC05.04.730040, FC05.04.730045, FC05.04.730050, FC05.04.730055, FC05.04.730060, FC05.04.730065, FC05.04.730070, FC05.04.730075, FC05.04.730080, FC01.04.350016, FC01.04.350018, FC01.04.350020, FC01.04.350022, FC01.04.350024, FC01.04.350026, FC01.04.350028, FC01.04.350030, FC01.04.350032, FC01.04.350034, FC01.04.350036, FC01.04.350038, FC01.04.350040, FC01.04.350045, FC01.04.350050, FC01.04.350055, FC01.04.350060, FC01.04.350065, FC01.04.350070, FC01.04.350075, FC01.04.350080, FC01.04.350085, FC01.04.350090, FC07.03.500014, FC07.03.500016, FC07.03.500018, FC07.03.500020, FC07.03.500022, FC07.03.500024, FC07.03.500026, FC07.03.500028, FC07.03.500030, FC07.03.500032, FC07.03.500034, FC07.03.500036, FC07.03.500038, FC07.03.500040, FC07.03.500045, FC07.03.500050, FC07.03.500055, FC07.03.500060, FC07.03.500065, FC07.03.500070, FC07.03.500075, FC07.03.500080, FC07.03.500085, FC07.03.500090, FC07.03.500095, FC07.03.500100, FC07.03.400010, FC07.03.400012, FC07.03.400014, FC07.03.400016, FC07.03.400018, FC07.03.400020, FC07.03.400022, FC07.03.400024, FC07.03.400026, FC07.03.400028, FC07.03.400030, FC07.03.400032, FC07.03.400034, FC07.03.400036, FC07.03.400038, FC07.03.400040, FC07.03.400045, FC07.03.400050, FC07.03.400055, FC07.03.400060, FC07.03.400065, FC07.03.400070, FC07.03.400075, FC07.03.400080, FC07.03.400085, FC07.03.400090, FC07.03.400095, FC07.03.400100, FC04.03.650035, FC04.03.650040, FC04.03.650045, FC04.03.650050, FC04.03.650055, FC04.03.650060, FC04.03.650065, FC04.03.650070, FC04.03.650075, FC04.03.650080, FC04.03.650085, FC04.03.650090, FC04.03.650095, FC04.03.650100, FC04.03.650105, FC04.03.650110, FC04.03.650115, FC04.03.650120, FC04.04.650035, FC04.04.650040, FC04.04.650045, | Klasa IIb | IMPLANTET E PLLAKAVE TE KOCKAVE TE TRAUMES DHE VIDA | Pajisje te implantueshme jo aktive
16mm, FX CANNULATED TITANIUM SCREWØ7.3X55mm GROOVE LENGTH:
16mm, FX CANNULATED TITANIUM SCREWØ7.3X60mm GROOVE LENGTH:
16mm, FX CANNULATED TITANIUM SCREWØ7.3X65mm GROOVE LENGTH:
16mm, FX CANNULATED TITANIUM SCREWØ7.3X70mm GROOVE LENGTH:
16mm, FX CANNULATED TITANIUM SCREWØ7.3X75mm GROOVE LENGTH:
16mm, FX CANNULATED TITANIUM SCREWØ7.3X80mm GROOVE LENGTH:
16mm, FX CORTICAL TITANIUM SELF-TAPPING SCREWØ3.5x16mm, FX CORTICAL TITANIUM SELF-TAPPING SCREWØ3.5x18mm, FX CORTICAL TITANIUM SELF-TAPPING SCREWØ3.5x20mm, FX CORTICAL TITANIUM SELF-TAPPING SCREWØ3.5x22mm, FX CORTICAL TITANIUM SELF-TAPPING SCREWØ3.5x24mm, FX CORTICAL TITANIUM SELF-TAPPING SCREWØ3.5x26mm, FX CORTICAL TITANIUM SELF-TAPPING SCREWØ3.5x28mm, FX CORTICAL TITANIUM SELF-TAPPING SCREWØ3.5x30mm, FX CORTICAL TITANIUM SELF-TAPPING SCREWØ3.5x32mm, FX CORTICAL TITANIUM SELF-TAPPING SCREWØ3.5x34mm, FX CORTICAL TITANIUM SELF-TAPPING SCREWØ3.5x36mm, FX CORTICAL TITANIUM SELF-TAPPING SCREWØ3.5x38mm, FX CORTICAL TITANIUM SELF-TAPPING SCREWØ3.5x40mm, FX CORTICAL TITANIUM SELF-TAPPING SCREWØ3.5x45mm, FX CORTICAL TITANIUM SELF-TAPPING SCREWØ3.5x50mm, FX CORTICAL TITANIUM SELF-TAPPING SCREWØ3.5x55mm, FX CORTICAL TITANIUM SELF-TAPPING SCREWØ3.5x60mm, FX CORTICAL TITANIUM SELF-TAPPING SCREWØ3.5x65mm, FX CORTICAL TITANIUM SELF-TAPPING SCREWØ3.5x70mm, FX CORTICAL TITANIUM SELF-TAPPING SCREWØ3.5x75mm, FX CORTICAL TITANIUM SELF-TAPPING SCREWØ3.5x80mm, FX CORTICAL TITANIUM SELF-TAPPING SCREWØ3.5x85mm, FX CORTICAL TITANIUM SELF-TAPPING SCREWØ3.5x90mm, FX LOCKING SPONGIOS TITANIUM SCREW Ø5x14mm HALF GROOVED, FX LOCKING SPONGIOS TITANIUM SCREW Ø5x16mm HALF GROOVED, FX LOCKING SPONGIOS TITANIUM SCREW Ø5x18mm HALF GROOVED, FX LOCKING SPONGIOS TITANIUM SCREW Ø5x20mm HALF GROOVED, FX LOCKING SPONGIOS TITANIUM SCREW Ø5x22mm HALF GROOVED, FX LOCKING SPONGIOS TITANIUM SCREW Ø5x24mm HALF GROOVED, FX LOCKING SPONGIOS TITANIUM SCREW Ø5x26mm HALF GROOVED, FX LOCKING SPONGIOS TITANIUM SCREW Ø5x28mm HALF GROOVED, FX LOCKING SPONGIOS TITANIUM SCREW Ø5x30mm HALF GROOVED, FX LOCKING SPONGIOS TITANIUM SCREW Ø5x32mm HALF GROOVED, FX LOCKING SPONGIOS TITANIUM SCREW Ø5x34mm HALF GROOVED, FX LOCKING SPONGIOS TITANIUM SCREW Ø5x36mm HALF GROOVED, FX LOCKING SPONGIOS TITANIUM SCREW Ø5x38mm HALF GROOVED, FX LOCKING SPONGIOS TITANIUM SCREW Ø5x40mm HALF GROOVED, FX LOCKING SPONGIOS TITANIUM SCREW Ø5x45mm HALF GROOVED, FX LOCKING SPONGIOS TITANIUM SCREW Ø5x50mm HALF GROOVED, FX LOCKING SPONGIOS TITANIUM SCREW Ø5x55mm HALF GROOVED, FX LOCKING SPONGIOS TITANIUM SCREW Ø5x60mm HALF GROOVED, FX LOCKING SPONGIOS TITANIUM SCREW Ø5x65mm HALF GROOVED, FX LOCKING SPONGIOS TITANIUM SCREW Ø5x70mm HALF GROOVED, FX LOCKING SPONGIOS TITANIUM SCREW Ø5x75mm HALF GROOVED, FX LOCKING SPONGIOS TITANIUM SCREW Ø5x80mm HALF GROOVED, FX LOCKING SPONGIOS TITANIUM SCREW Ø5x85mm HALF GROOVED, FX LOCKING SPONGIOS TITANIUM SCREW Ø5x90mm HALF GROOVED, FX LOCKING SPONGIOS TITANIUM SCREW Ø5x95mm HALF GROOVED, FX LOCKING SPONGIOS TITANIUM SCREW Ø5x100mm HALF GROOVED, FX LOCKING SPONGIOS TITANIUM SCREW Ø4x10mm HALF GROOVED, FX LOCKING SPONGIOS TITANIUM SCREW Ø4x12mm HALF GROOVED, FX LOCKING SPONGIOS TITANIUM SCREW Ø4x14mm HALF GROOVED, FX LOCKING SPONGIOS TITANIUM SCREW Ø4x16mm HALF GROOVED, FX LOCKING SPONGIOS TITANIUM SCREW Ø4x18mm HALF GROOVED, FX LOCKING SPONGIOS TITANIUM SCREW Ø4x20mm HALF GROOVED, FX LOCKING SPONGIOS TITANIUM SCREW Ø4x22mm HALF GROOVED, FX LOCKING SPONGIOS TITANIUM SCREW Ø4x24mm HALF GROOVED, FX LOCKING SPONGIOS TITANIUM SCREW Ø4x26mm HALF GROOVED, FX LOCKING SPONGIOS TITANIUM SCREW Ø4x28mm HALF GROOVED, FX LOCKING SPONGIOS TITANIUM SCREW Ø4x30mm HALF GROOVED, FX LOCKING SPONGIOS TITANIUM SCREW Ø4x32mm HALF GROOVED, FX LOCKING SPONGIOS TITANIUM SCREW Ø4x34mm HALF GROOVED, FX LOCKING SPONGIOS TITANIUM SCREW Ø4x36mm HALF GROOVED, FX LOCKING SPONGIOS TITANIUM SCREW Ø4x38mm HALF GROOVED, FX LOCKING SPONGIOS TITANIUM SCREW Ø4x40mm HALF GROOVED, FX LOCKING SPONGIOS TITANIUM SCREW Ø4x45mm HALF GROOVED, FX LOCKING SPONGIOS TITANIUM SCREW Ø4x50mm HALF GROOVED, FX LOCKING SPONGIOS TITANIUM SCREW Ø4x55mm HALF GROOVED, FX LOCKING SPONGIOS TITANIUM SCREW Ø4x60mm HALF GROOVED, FX LOCKING SPONGIOS TITANIUM SCREW Ø4x65mm HALF GROOVED, FX LOCKING SPONGIOS TITANIUM SCREW Ø4x70mm HALF GROOVED, FX LOCKING SPONGIOS TITANIUM SCREW Ø4x75mm HALF GROOVED, FX LOCKING SPONGIOS TITANIUM SCREW Ø4x80mm HALF GROOVED, FX LOCKING SPONGIOS TITANIUM SCREW Ø4x85mm HALF GROOVED, FX LOCKING SPONGIOS TITANIUM SCREW Ø4x90mm HALF GROOVED, FX LOCKING SPONGIOS TITANIUM SCREW Ø4x95mm HALF GROOVED, FX LOCKING SPONGIOS TITANIUM SCREW Ø4x100mm HALF GROOVED, FX SPONGIOS TITANIUM SCREW Ø6.5x35mm 16 MM GROOVED, FX SPONGIOS TITANIUM SCREW Ø6.5x40mm 16 MM GROOVED, FX SPONGIOS TITANIUM SCREW Ø6.5x45mm 16 MM GROOVED, FX SPONGIOS TITANIUM SCREW Ø6.5x50mm 16 MM GROOVED, FX SPONGIOS TITANIUM SCREW Ø6.5x55mm 16 MM GROOVED, FX SPONGIOS TITANIUM SCREW Ø6.5x60mm 16 MM GROOVED, FX SPONGIOS TITANIUM SCREW Ø6.5x65mm 16 MM GROOVED, FX SPONGIOS TITANIUM SCREW Ø6.5x70mm 16 MM GROOVED, FX SPONGIOS TITANIUM SCREW Ø6.5x75mm 16 MM GROOVED, FX SPONGIOS TITANIUM SCREW Ø6.5x80mm 16 MM GROOVED, FX SPONGIOS TITANIUM SCREW Ø6.5x85mm 16 MM GROOVED, FX SPONGIOS TITANIUM SCREW Ø6.5x90mm 16 MM GROOVED, FX SPONGIOS TITANIUM SCREW Ø6.5x95mm 16 MM GROOVED, FX SPONGIOS TITANIUM SCREW Ø6.5x100mm 16 MM GROOVED, FX SPONGIOS TITANIUM SCREW Ø6.5x105mm 16 MM GROOVED, FX SPONGIOS TITANIUM SCREW Ø6.5x110mm 16 MM GROOVED, FX SPONGIOS TITANIUM SCREW Ø6.5x115mm 16 MM GROOVED, FX SPONGIOS TITANIUM SCREW Ø6.5x120mm 16 MM GROOVED, FX SPONGIOS TITANIUM SCREW Ø6.5x35mm 32 MM GROOVED, FX SPONGIOS TITANIUM SCREW Ø6.5x40mm 32 MM GROOVED, FX SPONGIOS TITANIUM SCREW Ø6.5x45mm 32 MM GROOVED, FX SPONGIOS TITANIUM SCREW Ø6.5x50mm 32 MM GROOVED, FX SPONGIOS TITANIUM SCREW Ø6.5x55mm 32 MM GROOVED, FX SPONGIOS TITANIUM SCREW Ø6.5x60mm 32 MM GROOVED, FX SPONGIOS TITANIUM SCREW Ø6.5x65mm 32 MM GROOVED, FX SPONGIOS TITANIUM SCREW Ø6.5x70mm 32 MM GROOVED, FX SPONGIOS TITANIUM SCREW Ø6.5x75mm 32 MM GROOVED, FX SPONGIOS TITANIUM SCREW Ø6.5x80mm 32 MM GROOVED, FX SPONGIOS TITANIUM SCREW Ø6.5x85mm 32 MM GROOVED, FX SPONGIOS TITANIUM SCREW Ø6.5x90mm 32 MM GROOVED, FX SPONGIOS TITANIUM SCREW Ø6.5x95mm 32 MM GROOVED, FX SPONGIOS TITANIUM SCREW Ø6.5x100mm 32 MM GROOVED, FX SPONGIOS TITANIUM SCREW Ø6.5x105mm 32 MM GROOVED, FX SPONGIOS TITANIUM SCREW Ø6.5x110mm 32 MM GROOVED, FX SPONGIOS TITANIUM SCREW Ø6.5x115mm 32 MM GROOVED, FX SPONGIOS TITANIUM SCREW Ø6.5x120mm 32 MM GROOVED, FX TITANIUM FULL GROOVED SPONGIOS SCREWØ4x10mm, FX TITANIUM FULL GROOVED SPONGIOS SCREWØ4x12mm, FX TITANIUM FULL GROOVED SPONGIOS SCREWØ4x14mm, FX TITANIUM FULL GROOVED SPONGIOS SCREWØ4x16mm, FX TITANIUM FULL GROOVED SPONGIOS SCREWØ4x18mm, FX TITANIUM FULL GROOVED SPONGIOS SCREWØ4x20mm, FX TITANIUM FULL GROOVED SPONGIOS SCREWØ4x22mm, FX TITANIUM FULL GROOVED SPONGIOS SCREWØ4x24mm, FX TITANIUM FULL GROOVED SPONGIOS SCREWØ4x26mm, FX TITANIUM FULL GROOVED SPONGIOS SCREWØ4x28mm, FX TITANIUM FULL GROOVED SPONGIOS SCREWØ4x30mm, FX TITANIUM FULL GROOVED SPONGIOS SCREWØ4x35mm, FX TITANIUM FULL GROOVED SPONGIOS SCREWØ4x40mm, FX TITANIUM FULL GROOVED SPONGIOS SCREWØ4x45mm, FX TITANIUM FULL GROOVED SPONGIOS SCREWØ4x50mm, FX TITANIUM FULL GROOVED SPONGIOS SCREWØ4x55mm, FX TITANIUM FULL GROOVED SPONGIOS SCREWØ4x60mm, FX TITANIUM FULL GROOVED SPONGIOS SCREWØ4x65mm, FX TITANIUM FULL GROOVED SPONGIOS SCREWØ4x70mm, FX TITANIUM FULL GROOVED SPONGIOS SCREWØ4x75mm, FX TITANIUM FULL GROOVED SPONGIOS SCREWØ4x80mm, FX TITANIUM FULL GROOVED SPONGIOS SCREWØ4x85mm, FX TITANIUM FULL GROOVED SPONGIOS SCREWØ4x90mm, FX SPONGIOS TITANIUM SCREW Ø4x14mm HALF GROOVED, FX SPONGIOS TITANIUM SCREW Ø4x16mm HALF GROOVED, FX SPONGIOS TITANIUM SCREW Ø4x18mm HALF GROOVED, FX SPONGIOS TITANIUM SCREW Ø4x20mm HALF GROOVED, FX SPONGIOS TITANIUM SCREW Ø4x22mm HALF GROOVED, FX SPONGIOS TITANIUM SCREW Ø4x24mm HALF GROOVED, FX SPONGIOS TITANIUM SCREW Ø4x26mm HALF GROOVED, FX SPONGIOS TITANIUM SCREW Ø4x28mm HALF GROOVED, FX SPONGIOS TITANIUM SCREW Ø4x30mm HALF GROOVED, FX SPONGIOS TITANIUM SCREW Ø4x35mm HALF GROOVED, FX SPONGIOS TITANIUM SCREW Ø4x40mm HALF GROOVED, FX SPONGIOS TITANIUM SCREW Ø4x45mm HALF GROOVED, FX SPONGIOS TITANIUM SCREW Ø4x50mm HALF GROOVED, FX SPONGIOS TITANIUM SCREW Ø4x55mm HALF GROOVED, FX Y FX DISTAL HUMERUS TITANIUM PLATE RIGHT 8 HOLE, FX Y FX DISTAL HUMERUS TITANIUM PLATE RIGHT 9 HOLE, FX Y FX DISTAL HUMERUS TITANIUM PLATE RIGHT 10 HOLE, FX TIBIA DISTAL LATERAL TITANIUM PLATE LEFT 3 HOLE, FX TIBIA DISTAL LATERAL TITANIUM PLATE LEFT 4 HOLE, FX TIBIA DISTAL LATERAL TITANIUM PLATE LEFT 5 HOLE, FX TIBIA DISTAL LATERAL TITANIUM PLATE LEFT 6 HOLE, FX TIBIA DISTAL LATERAL TITANIUM PLATE LEFT 7 HOLE, FX TIBIA DISTAL LATERAL TITANIUM PLATE LEFT 8 HOLE, FX TIBIA DISTAL LATERAL TITANIUM PLATE LEFT 9 HOLE, FX TIBIA DISTAL LATERAL TITANIUM PLATE LEFT 10 HOLE, FX TIBIA DISTAL LATERAL TITANIUM PLATE RIGHT 3 HOLE, FX TIBIA DISTAL LATERAL TITANIUM PLATE RIGHT 4 HOLE, FX TIBIA DISTAL LATERAL TITANIUM PLATE RIGHT 5 HOLE, FX TIBIA DISTAL LATERAL TITANIUM PLATE RIGHT 6 HOLE, FX TIBIA DISTAL LATERAL TITANIUM PLATE RIGHT 7 HOLE, FX TIBIA DISTAL LATERAL TITANIUM PLATE RIGHT 8 HOLE, FX TIBIA DISTAL LATERAL TITANIUM PLATE RIGHT 9 HOLE, FX TIBIA DISTAL LATERAL TITANIUM PLATE RIGHT 10 HOLE, FX METPHYSICAL COMPRESSION TITANIUM PLATE 6 HOLE, FX METPHYSICAL COMPRESSION TITANIUM PLATE 7 HOLE, FX METPHYSICAL COMPRESSION TITANIUM PLATE 8 HOLE, FX METPHYSICAL COMPRESSION TITANIUM PLATE 9 HOLE, FX METPHYSICAL COMPRESSION TITANIUM PLATE 10 HOLE, FX METPHYSICAL COMPRESSION TITANIUM PLATE 11 HOLE, FX METPHYSICAL COMPRESSION TITANIUM PLATE 12 HOLE, FX METPHYSICAL COMPRESSION TITANIUM PLATE 13 HOLE, FX METPHYSICAL COMPRESSION TITANIUM PLATE 14 HOLE, FX DHS/DCS TITANIUM COMPRESSION SCREW, FX CORTICAL TITANIUM SELF-TAPPING SCREW Ø2.4x14mm, FX CORTICAL TITANIUM SCREW Ø1.5x5mm, FX CORTICAL TITANIUM SCREW Ø1.5x6mm, FX CORTICAL TITANIUM SCREW Ø1.5x7mm, FX CORTICAL TITANIUM SCREW Ø1.5x8mm, FX CORTICAL TITANIUM SCREW Ø1.5x9mm, FX CORTICAL TITANIUM SCREW Ø1.5x10mm, FX CORTICAL TITANIUM SCREW Ø1.5x11mm, FX CORTICAL TITANIUM SCREW Ø1.5x12mm, FX CORTICAL TITANIUM SCREW Ø1.5x13mm, FX CORTICAL TITANIUM SCREW Ø1.5x14mm, FX CORTICAL TITANIUM SCREW Ø1.5x15mm, FX CORTICAL TITANIUM SCREW Ø1.5x16mm, FX CORTICAL TITANIUM SCREW Ø2.0x5mm, FX CORTICAL TITANIUM SCREW Ø2.0x6mm, FX CORTICAL TITANIUM SCREW Ø2.0x7mm, FX CORTICAL TITANIUM SCREW Ø2.0x8mm, FX CORTICAL TITANIUM SCREW Ø2.0x9mm, FX CORTICAL TITANIUM SCREW Ø2.0x10mm, FX CORTICAL TITANIUM SCREW Ø2.0x11mm, FX CORTICAL TITANIUM SCREW Ø2.0x12mm, FX CORTICAL TITANIUM SCREW Ø2.0x13mm, FX CORTICAL TITANIUM SCREW Ø2.0x14mm, FX CORTICAL TITANIUM SCREW Ø2.0x15mm, FX CORTICAL TITANIUM SCREW Ø2.0x16mm, FX CORTICAL TITANIUM SCREW Ø2.0x17mm, FX CORTICAL TITANIUM SCREW Ø2.0x18mm, FX CORTICAL TITANIUM SCREW Ø2.0x19mm, FX CORTICAL TITANIUM SCREW Ø2.0x20mm, FX CORTICAL TITANIUM SCREW Ø2.7x5mm, FX CORTICAL TITANIUM SCREW Ø2.7x6mm, FX CORTICAL TITANIUM SCREW Ø2.7x7mm, FX CORTICAL TITANIUM SCREW Ø2.7x8mm, FX CORTICAL TITANIUM SCREW Ø2.7x9mm, FX CORTICAL TITANIUM SCREW Ø2.7x10mm, FX CORTICAL TITANIUM SCREW Ø2.7x11mm, FX CORTICAL TITANIUM SCREW Ø2.7x12mm, FX CORTICAL TITANIUM SCREW Ø2.7x13mm, FX CORTICAL TITANIUM SCREW Ø2.7x14mm, FX CORTICAL TITANIUM SCREW Ø2.7x15mm, FX CORTICAL TITANIUM SCREW Ø2.7x16mm, FX CORTICAL TITANIUM SCREW Ø2.7x17mm, FX CORTICAL TITANIUM SCREW Ø2.7x18mm, FX CORTICAL TITANIUM SCREW Ø2.7x19mm, FX CORTICAL TITANIUM SCREW Ø2.7x20mm, FX CORTICAL TITANIUM SCREW Ø2.7x21mm, FX CORTICAL TITANIUM SCREW Ø2.7x22mm, FX CORTICAL TITANIUM SCREW Ø2.7x23mm, FX CORTICAL TITANIUM SCREW Ø2.7x24mm, FX CORTICAL TITANIUM SCREW Ø2.7x25mm, FX CORTICAL TITANIUM SELF-TAPPING SCREW Ø2.4x10mm, FX CORTICAL TITANIUM SELF-TAPPING SCREW Ø2.4x12mm, FX CORTICAL TITANIUM SELF-TAPPING SCREW Ø2.4x16mm, FX CORTICAL TITANIUM SELF-TAPPING SCREW Ø2.4x18mm, FX CORTICAL TITANIUM SELF-TAPPING SCREW Ø2.4x20mm, FX CORTICAL TITANIUM SELF-TAPPING SCREW Ø2.4x22mm, FX CORTICAL TITANIUM SELF-TAPPING SCREW Ø2.4x24mm, FX CORTICAL TITANIUM SELF-TAPPING SCREW Ø2.4x26mm, FX CORTICAL TITANIUM SELF-TAPPING SCREW Ø2.4x28mm, FX CORTICAL TITANIUM SELF-TAPPING SCREW Ø2.4x30mm, FX CORTICAL TITANIUM SELF-TAPPING SCREW Ø2.4x32mm, FX CORTICAL TITANIUM SELF-TAPPING SCREW Ø2.4x34mm, FX CORTICAL TITANIUM SELF-TAPPING SCREW Ø2.4x36mm, FX CORTICAL TITANIUM SELF-TAPPING SCREWØ2.4x38mm, FX CORTICAL TITANIUM SELF-TAPPING SCREWØ2.4x40mm, FX CORTICAL TITANIUM SELF-TAPPING SCREWØ2.7x10mm, FX CORTICAL TITANIUM SELF-TAPPING SCREWØ2.7x12mm, FX CORTICAL TITANIUM SELF-TAPPING SCREWØ2.7x14mm, FX CORTICAL TITANIUM SELF-TAPPING SCREWØ2.7x16mm, FX CORTICAL TITANIUM SELF-TAPPING SCREWØ2.7x18mm, FX CORTICAL TITANIUM SELF-TAPPING SCREWØ2.7x20mm, FX CORTICAL TITANIUM SELF-TAPPING SCREWØ2.7x22mm, FX CORTICAL TITANIUM SELF-TAPPING SCREWØ2.7x24mm, FX CORTICAL TITANIUM SELF-TAPPING SCREWØ2.7x26mm, FX CORTICAL TITANIUM SELF-TAPPING SCREWØ2.7x28mm, FX CORTICAL TITANIUM SELF-TAPPING SCREWØ2.7x30mm, FX CORTICAL TITANIUM SELF-TAPPING SCREWØ2.7x32mm, FX CORTICAL TITANIUM SELF-TAPPING SCREWØ2.7x34mm, FX CORTICAL TITANIUM SELF-TAPPING SCREWØ2.7x36mm, FX CORTICAL TITANIUM SELF-TAPPING SCREWØ2.7x38mm, FX CORTICAL TITANIUM SELF-TAPPING SCREWØ2.7x40mm, FX CORTICAL TITANIUM SELF-TAPPING SCREWØ2.7x45mm, FX CORTICAL TITANIUM SELF-TAPPING SCREWØ2.7x50mm, FX CORTICAL TITANIUM SELF-TAPPING SCREWØ2.7x55mm, FX CORTICAL TITANIUM SELF-TAPPING SCREWØ2.7x60mm, FX CORTICAL TITANIUM SELF-TAPPING SCREWØ2.7x65mm, FX CORTICAL TITANIUM SELF-TAPPING SCREWØ2.7x70mm, FX SELF-TAPPING CORTICAL TITANIUM SCREWØ4.5x10mm, FX SELF-TAPPING CORTICAL TITANIUM SCREWØ4.5x12mm, FX SELF-TAPPING CORTICAL TITANIUM SCREWØ4.5x14mm, FX SELF-TAPPING CORTICAL TITANIUM SCREWØ4.5x16mm, FX SELF-TAPPING CORTICAL TITANIUM SCREWØ4.5x18mm, FX SELF-TAPPING CORTICAL TITANIUM SCREWØ4.5x20mm, FX SELF-TAPPING CORTICAL TITANIUM SCREWØ4.5x22mm, FX SELF-TAPPING CORTICAL TITANIUM SCREWØ4.5x24mm, FX SELF-TAPPING CORTICAL TITANIUM SCREWØ4.5x26mm, FX SELF-TAPPING CORTICAL TITANIUM SCREWØ4.5x28mm, FX SELF-TAPPING CORTICAL TITANIUM SCREWØ4.5x30mm, FX SELF-TAPPING CORTICAL TITANIUM SCREWØ4.5x32mm, FX SELF-TAPPING CORTICAL TITANIUM SCREWØ4.5x34mm, FX SELF-TAPPING CORTICAL TITANIUM SCREWØ4.5x36mm, FX SELF-TAPPING CORTICAL TITANIUM SCREWØ4.5x38mm, FX SELF-TAPPING CORTICAL TITANIUM SCREWØ4.5x40mm, FX SELF-TAPPING CORTICAL TITANIUM SCREWØ4.5x42mm, FX SELF-TAPPING CORTICAL TITANIUM SCREWØ4.5x44mm, FX SELF-TAPPING CORTICAL TITANIUM SCREWØ4.5x46mm, FX SELF-TAPPING CORTICAL TITANIUM SCREWØ4.5x48mm, FX SELF-TAPPING CORTICAL TITANIUM SCREWØ4.5x50mm, FX SELF-TAPPING CORTICAL TITANIUM SCREWØ4.5x55mm, FX SELF-TAPPING CORTICAL TITANIUM SCREWØ4.5x60mm, FX SELF-TAPPING CORTICAL TITANIUM SCREWØ4.5x65mm, FX SELF-TAPPING CORTICAL TITANIUM SCREWØ4.5x70mm, FX SELF-TAPPING CORTICAL TITANIUM SCREWØ4.5x75mm, FX SELF-TAPPING CORTICAL TITANIUM SCREWØ4.5x80mm, FX SELF-TAPPING CORTICAL TITANIUM SCREWØ4.5x85mm, FX SELF-TAPPING CORTICAL TITANIUM SCREWØ4.5x90mm, FX SELF-TAPPING CORTICAL TITANIUM SCREWØ4.5x95mm, FX SELF-TAPPING CORTICAL TITANIUM SCREWØ4.5x100mm, FX SELF-TAPPING CORTICAL TITANIUM SCREWØ4.5x105mm, FX SELF-TAPPING CORTICAL TITANIUM SCREWØ4.5x110mm, FX SELF-TAPPING CORTICAL TITANIUM SCREWØ4.5x115mm, FX SELF-TAPPING CORTICAL TITANIUM SCREWØ4.5x120mm, FX CORTICAL TITANIUM SELF-TAPPING SCREWØ3.5x10mm, FX CORTICAL TITANIUM SELF-TAPPING SCREWØ3.5x12mm, FX CORTICAL TITANIUM SELF-TAPPING SCREWØ3.5x14mm, FX PROXIMAL RADIUS HEAD PLATE 2 HOLE, FX PROXIMAL RADIUS HEAD PLATE 3 HOLE, FX PROXIMAL RADIUS HEAD PLATE 4 HOLE, FX PROXIMAL RADIUS HEAD PLATE 5 HOLE, FX HALLUKS VALGUS OPEN WEDGE ANATOMIC TITANIUM PLATE LEFT 0°, FX HALLUKS VALGUS OPEN WEDGE ANATOMIC TITANIUM PLATE LEFT 2°, FX HALLUKS VALGUS OPEN WEDGE ANATOMIC TITANIUM PLATE LEFT 4°, FX HALLUKS VALGUS OPEN WEDGE ANATOMIC TITANIUM PLATE LEFT 6°, FX HALLUKS VALGUS OPEN WEDGE ANATOMIC TITANIUM PLATE RIGHT 0°, FX HALLUKS VALGUS OPEN WEDGE ANATOMIC TITANIUM PLATE RIGHT 2°, FX HALLUKS VALGUS OPEN WEDGE ANATOMIC TITANIUM PLATE RIGHT 4°, FX HALLUKS VALGUS OPEN WEDGE ANATOMIC TITANIUM PLATE RIGHT 6°, FX BUNION ANATOMIC TITANIUM PLATE LEFT 30mm, FX BUNION ANATOMIC TITANIUM PLATE LEFT 32mm, FX BUNION ANATOMIC TITANIUM PLATE LEFT 34mm, FX BUNION ANATOMIC TITANIUM PLATE LEFT 36mm, FX BUNION ANATOMIC TITANIUM PLATE RIGHT 30mm, FX BUNION ANATOMIC TITANIUM PLATE RIGHT 32mm, FX BUNION ANATOMIC TITANIUM PLATE RIGHT 34mm, FX BUNION ANATOMIC TITANIUM PLATE RIGHT 36mm, FX DISTAL RADIUS DORSAL FLAT PLATE 3 HOLE, FX DISTAL RADIUS DORSAL FLAT PLATE 4 HOLE, FX DISTAL RADIUS DORSAL FLAT PLATE 5 HOLE, FX DISTAL RADIUS DORSAL FLAT PLATE 6 HOLE, FX DISTAL RADIUS DORSAL OBLIQUE TITANIUM PLATE LEFT 2 HOLE, FX DISTAL RADIUS DORSAL OBLIQUE TITANIUM PLATE LEFT 3 HOLE, FX DISTAL RADIUS DORSAL OBLIQUE TITANIUM PLATE LEFT 4 HOLE, FX DISTAL RADIUS DORSAL OBLIQUE TITANIUM PLATE LEFT 5 HOLE, FX DISTAL RADIUS DORSAL OBLIQUE TITANIUM PLATE RIGHT 2 HOLE, FX DISTAL RADIUS DORSAL OBLIQUE TITANIUM PLATE RIGHT 3 HOLE, FX DISTAL RADIUS DORSAL OBLIQUE TITANIUM PLATE RIGHT 4 HOLE, FX DISTAL RADIUS DORSAL OBLIQUE TITANIUM PLATE RIGHT 5 HOLE, FX DISTAL RADIUS DORSAL OBLIQUE TITANIUM ANGLE PLATE LEFT 2 HOLE, FX DISTAL RADIUS DORSAL OBLIQUE TITANIUM ANGLE PLATE LEFT 3 HOLE, FX DISTAL RADIUS DORSAL OBLIQUE TITANIUM ANGLE PLATE LEFT 4 HOLE, FX DISTAL RADIUS DORSAL OBLIQUE TITANIUM ANGLE PLATE LEFT 5 HOLE, FX DISTAL RADIUS DORSAL OBLIQUE TITANIUM ANGLE PLATE RIGHT 2 HOLE, FX DISTAL RADIUS DORSAL OBLIQUE TITANIUM ANGLE PLATE RIGHT 3 HOLE, FX DISTAL RADIUS DORSAL OBLIQUE TITANIUM ANGLE PLATE RIGHT 4 HOLE, FX DISTAL RADIUS DORSAL OBLIQUE TITANIUM ANGLE PLATE RIGHT 5 HOLE, FX DISTAL RADIUS DORSAL TITANIUM T PLATE 3 HOLE, FX DISTAL RADIUS DORSAL TITANIUM T PLATE 4 HOLE, FX DISTAL RADIUS DORSAL TITANIUM T PLATE 5 HOLE, FX DISTAL RADIUS DORSAL TITANIUM T PLATE 6 HOLE, FX DISTAL RADIUS DORSAL OBLIQUE TITANIUM L PLATE LEFT 2 HOLE, FX DISTAL RADIUS DORSAL OBLIQUE TITANIUM L PLATE LEFT 3 HOLE, FX DISTAL RADIUS DORSAL OBLIQUE TITANIUM L PLATE LEFT 4 HOLE, FX DISTAL RADIUS DORSAL OBLIQUE TITANIUM L PLATE LEFT 5 HOLE, FX DISTAL RADIUS DORSAL OBLIQUE TITANIUM L PLATE RIGHT 2 HOLE, FX DISTAL RADIUS DORSAL OBLIQUE TITANIUM L PLATE RIGHT 3 HOLE, FX DISTAL RADIUS DORSAL OBLIQUE TITANIUM L PLATE RIGHT 4 HOLE, FX DISTAL RADIUS DORSAL OBLIQUE TITANIUM L PLATE RIGHT 5 HOLE, FX DISTAL RADIUS DORSAL OBLIQUE TITANIUM ANGLE L PLATE LEFT 2 HOLE, FX DISTAL RADIUS DORSAL OBLIQUE TITANIUM ANGLE L PLATE LEFT 3 HOLE, FX DISTAL RADIUS DORSAL OBLIQUE TITANIUM ANGLE L PLATE LEFT 4 HOLE, FX DISTAL RADIUS DORSAL OBLIQUE TITANIUM ANGLE L PLATE LEFT 5 HOLE, FX DISTAL RADIUS DORSAL OBLIQUE TITANIUM ANGLE L PLATE RIGHT 2 HOLE, FX DISTAL RADIUS DORSAL OBLIQUE TITANIUM ANGLE L PLATE RIGHT 3 HOLE, FX DISTAL RADIUS DORSAL OBLIQUE TITANIUM ANGLE L PLATE RIGHT 4 HOLE, FX DISTAL RADIUS DORSAL OBLIQUE TITANIUM ANGLE L PLATE RIGHT 5 HOLE, FX LIMITED CONTACT FLAT TITANIUM PLATE 4 HOLE, FX LIMITED CONTACT FLAT TITANIUM PLATE 5 HOLE, FX LIMITED CONTACT FLAT TITANIUM PLATE 6 HOLE, FX LIMITED CONTACT FLAT TITANIUM PLATE 7 HOLE, FX LIMITED CONTACT FLAT TITANIUM PLATE 8 HOLE, FX LIMITED CONTACT FLAT TITANIUM PLATE 9 HOLE, FX LIMITED CONTACT FLAT TITANIUM PLATE 10 HOLE, FX FUSION FINGER TALUS TITANIUM PLATE 4 HOLE, FX FUSION FINGER TALUS TITANIUM PLATE 5 HOLE, FX FUSION FINGER TALUS TITANIUM PLATE 6 HOLE, FX FUSION FINGER TALUS TITANIUM PLATE 7 HOLE, FX FUSION FINGER TALUS TITANIUM PLATE 3+4 HOLE, FX FUSION FINGER TALUS TITANIUM PLATE 3+5 HOLE, FX FUSION FINGER TALUS TITANIUM PLATE 3+6 HOLE, FX FUSION FINGER TALUS TITANIUM PLATE 3+7 HOLE, FX FUSION FINGER TALUS TITANIUM PLATE 3+8 HOLE, FX FUSION FINGER TALUS TITANIUM PLATE 4+5 HOLE, FX FUSION FINGER TALUS TITANIUM PLATE 4+6 HOLE, FX FUSION FINGER TALUS TITANIUM PLATE 4+7 HOLE, FX FUSION FINGER TALUS TITANIUM PLATE 4+8 HOLE, FX LIMITED CONTACT TITANIUM X PLATE 4 HOLE, FX LIMITED CONTACT TITANIUM X PLATE 6 HOLE, FX LIMITED CONTACT TITANIUM X PLATE 8 HOLE, FX LIMITED CONTACT TITANIUM RECTANGULAR PLATE 6 HOLE SHORT, FX LIMITED CONTACT TITANIUM RECTANGULAR PLATE 6 HOLE LONG, FX LIMITED CONTACT TYPE 6 TITANIUM PLATE RIGHT 6 HOLE SHORT, FX LIMITED CONTACT TYPE 6 TITANIUM PLATE RIGHT 6 HOLE LONG, FX LIMITED CONTACT TYPE 6 TITANIUM PLATE LEFT 6 HOLE SHORT, FX LIMITED CONTACT TYPE 6 TITANIUM PLATE LEFT 6 HOLE LONG, FX LIMITED CONTACT CUBID TITANIUM PLATELEFT SHORT, FX LIMITED CONTACT CUBID TITANIUM PLATELEFT LONG, FX LIMITED CONTACT CUBID TITANIUM PLATERIGHT SHORT, FX LIMITED CONTACT CUBID TITANIUM PLATERIGHT LONG, FX LIMITED CONTACT 3D TITANIUM PLATE LEFT SHORT, FX LIMITED CONTACT 3D TITANIUM PLATE LEFT LONG, FX LIMITED CONTACT 3D TITANIUM PLATE RIGHT SHORT, FX LIMITED CONTACT 3D TITANIUM PLATE RIGHT LONG, FX LIMITED CONTACT ANGLE TITANIUM PLATE 4 HOLE, FX LIMITED CONTACT ANGLE TITANIUM PLATE 5 HOLE, FX LIMITED CONTACT ANGLE TITANIUM PLATE 6 HOLE, FX LIMITED CONTACT ANGLE TITANIUM PLATE 7 HOLE, FX LIMITED CONTACT OBLIQUE TITANIUM T PLATE LEFT 4 HOLE, FX LIMITED CONTACT OBLIQUE TITANIUM T PLATE RIGHT 4 HOLE, FX LIMITED CONTACT OBLIQUE TITANIUM Y PLATE LEFT 4 HOLE SHORT, FX LIMITED CONTACT OBLIQUE TITANIUM Y PLATE LEFT 4 HOLE MEDIUM, FX LIMITED CONTACT OBLIQUE TITANIUM Y PLATE LEFT 4 HOLE LONG, FX LIMITED CONTACT OBLIQUE TITANIUM Y PLATE RIGHT 4 HOLE SHORT, FX LIMITED CONTACT OBLIQUE TITANIUM Y PLATE RIGHT 4 HOLE MEDIUM, FX LIMITED CONTACT OBLIQUE TITANIUM Y PLATE RIGHT 4 HOLE LONG, FX LIMITED CONTACT OBLIQUE TITANIUM Y PLATE 4 HOLE SHORT, FX LIMITED CONTACT OBLIQUE TITANIUM Y PLATE 4 HOLE MEDIUM, FX LIMITED CONTACT OBLIQUE TITANIUM Y PLATE 4 HOLE LONG, FX LIMITED CONTACT TITANIUM L PLATE LEFT 2 HOLE, FX LIMITED CONTACT TITANIUM L PLATE LEFT 3 HOLE, FX LIMITED CONTACT TITANIUM L PLATE LEFT 4 HOLE, FX LIMITED CONTACT TITANIUM L PLATE RIGHT 2 HOLE, FX LIMITED CONTACT TITANIUM L PLATE RIGHT 3 HOLE, FX LIMITED CONTACT TITANIUM L PLATE RIGHT 4 HOLE, FX LIMITED CONTACT TITANIUM FLAT PLATE SHORT, FX LIMITED CONTACT TITANIUM FLAT PLATE MEDIUM, FX LIMITED CONTACT TITANIUM FLAT PLATE LONG, FX LIMITED CONTACT TITANIUM FUSION PLATE LEFT 2 HOLE, FX LIMITED CONTACT TITANIUM FUSION PLATE LEFT 3 HOLE, FX LIMITED CONTACT TITANIUM FUSION PLATE LEFT 4 HOLE, FX LIMITED CONTACT TITANIUM FUSION PLATE LEFT 5 HOLE, FX LIMITED CONTACT TITANIUM FUSION PLATE RIGHT 2 HOLE, FX LIMITED CONTACT TITANIUM FUSION PLATE RIGHT 3 HOLE, FX LIMITED CONTACT TITANIUM FUSION PLATE RIGHT 4 HOLE, FX LIMITED CONTACT TITANIUM FUSION PLATE RIGHT 5 HOLE, FX CORONOID TITANIUM PLATE RIGHT 2 HOLE, FX CORONOID TITANIUM PLATE RIGHT 3 HOLE, FX CORONOID TITANIUM PLATE RIGHT 4 HOLE, FX CORONOID TITANIUM PLATE RIGHT 5 HOLE, FX CORONOID TITANIUM PLATE LEFT 2 HOLE, FX CORONOID TITANIUM PLATE LEFT 3 HOLE, FX CORONOID TITANIUM PLATE LEFT 4 HOLE, FX CORONOID TITANIUM PLATE LEFT 5 HOLE, FX Y FX DISTAL HUMERUS TITANIUM PLATE LEFT 3 HOLE, FX Y FX DISTAL HUMERUS TITANIUM PLATE LEFT 4 HOLE, FX Y FX DISTAL HUMERUS TITANIUM PLATE LEFT 5 HOLE, FX Y FX DISTAL HUMERUS TITANIUM PLATE LEFT 6 HOLE, FX Y FX DISTAL HUMERUS TITANIUM PLATE LEFT 7 HOLE, FX Y FX DISTAL HUMERUS TITANIUM PLATE LEFT 8 HOLE, FX Y FX DISTAL HUMERUS TITANIUM PLATE LEFT 9 HOLE, FX Y FX DISTAL HUMERUS TITANIUM PLATE LEFT 10 HOLE, FX Y FX DISTAL HUMERUS TITANIUM PLATE RIGHT 3 HOLE, FX Y FX DISTAL HUMERUS TITANIUM PLATE RIGHT 4 HOLE, FX Y FX DISTAL HUMERUS TITANIUM PLATE RIGHT 5 HOLE, FX Y FX DISTAL HUMERUS TITANIUM PLATE RIGHT 6 HOLE, FX Y FX DISTAL HUMERUS TITANIUM PLATE RIGHT 7 HOLE, FX PELVIS FLAT TITANIUM PLATE 11 HOLE, FX PELVIS FLAT TITANIUM PLATE 12 HOLE, FX PELVIS FLAT TITANIUM PLATE 13 HOLE, FX PELVIS FLAT TITANIUM PLATE 14 HOLE, FX PELVIS FLAT TITANIUM PLATE 15 HOLE, FX PELVIS FLAT TITANIUM PLATE 16 HOLE, FX PELVIS FLAT TITANIUM PLATE 17 HOLE, FX PELVIS FLAT TITANIUM PLATE 18 HOLE, FX PELVIS FLAT TITANIUM PLATE 19 HOLE, FX PELVIS FLAT TITANIUM PLATE 20 HOLE, FX PELVIS CURVED TITANIUM PLATE 4 HOLE, FX PELVIS CURVED TITANIUM PLATE 5 HOLE, FX PELVIS CURVED TITANIUM PLATE 6 HOLE, FX PELVIS CURVED TITANIUM PLATE 7 HOLE, FX PELVIS CURVED TITANIUM PLATE 8 HOLE, FX PELVIS CURVED TITANIUM PLATE 9 HOLE, FX PELVIS CURVED TITANIUM PLATE 10 HOLE, FX PELVIS CURVED TITANIUM PLATE 11 HOLE, FX PELVIS CURVED TITANIUM PLATE 12 HOLE, FX PELVIS CURVED TITANIUM PLATE 13 HOLE, FX PELVIS CURVED TITANIUM PLATE 14 HOLE, FX PELVIS CURVED TITANIUM PLATE 15 HOLE, FX PELVIS CURVED TITANIUM PLATE 16 HOLE, FX PELVIS CURVED TITANIUM PLATE 17 HOLE, FX PELVIS CURVED TITANIUM PLATE 18 HOLE, FX PELVIS CURVED TITANIUM PLATE 19 HOLE, FX PELVIS CURVED TITANIUM PLATE 20 HOLE, FX DISTAL LATERAL FIBULA TITANIUM PLATE LEFT 2 HOLE, FX DISTAL LATERAL FIBULA TITANIUM PLATE LEFT 3 HOLE, FX DISTAL LATERAL FIBULA TITANIUM PLATE LEFT 4 HOLE, FX DISTAL LATERAL FIBULA TITANIUM PLATE LEFT 5 HOLE, FX DISTAL LATERAL FIBULA TITANIUM PLATE LEFT 6 HOLE, FX DISTAL LATERAL FIBULA TITANIUM PLATE LEFT 7 HOLE, FX DISTAL LATERAL FIBULA TITANIUM PLATE LEFT 8 HOLE, FX DISTAL LATERAL FIBULA TITANIUM PLATE LEFT 9 HOLE, FX DISTAL LATERAL FIBULA TITANIUM PLATE LEFT 10 HOLE, FX DISTAL LATERAL FIBULA TITANIUM PLATE LEFT 11 HOLE, FX DISTAL LATERAL FIBULA TITANIUM PLATE LEFT 12 HOLE, FX DISTAL LATERAL FIBULA TITANIUM PLATE RIGHT 2 HOLE, FX DISTAL LATERAL FIBULA TITANIUM PLATE RIGHT 3 HOLE, FX DISTAL LATERAL FIBULA TITANIUM PLATE RIGHT 4 HOLE, FX DISTAL LATERAL FIBULA TITANIUM PLATE RIGHT 5 HOLE, FX DISTAL LATERAL FIBULA TITANIUM PLATE RIGHT 6 HOLE, FX DISTAL LATERAL FIBULA TITANIUM PLATE RIGHT 7 HOLE, FX DISTAL LATERAL FIBULA TITANIUM PLATE RIGHT 8 HOLE, FX DISTAL LATERAL FIBULA TITANIUM PLATE RIGHT 9 HOLE, FX DISTAL LATERAL FIBULA TITANIUM PLATE RIGHT 10 HOLE, FX DISTAL LATERAL FIBULA TITANIUM PLATE RIGHT 11 HOLE, FX DISTAL LATERAL FIBULA TITANIUM PLATE RIGHT 12 HOLE, FX DISTAL FIBULA TITANIUM PLATE 3 HOLE, FX DISTAL FIBULA TITANIUM PLATE 4 HOLE, FX DISTAL FIBULA TITANIUM PLATE 5 HOLE, FX DISTAL FIBULA TITANIUM PLATE 6 HOLE, FX DISTAL FIBULA TITANIUM PLATE 7 HOLE, FX DISTAL FIBULA TITANIUM PLATE 8 HOLE, FX DISTAL FIBULA TITANIUM PLATE 9 HOLE, FX DISTAL FIBULA TITANIUM PLATE 10 HOLE, FX DISTAL FIBULA TITANIUM PLATE 11 HOLE, FX DISTAL FIBULA TITANIUM PLATE 12 HOLE, FX DISTAL FIBULA HOOK TITANIUM PLATE 3 HOLE, FX DISTAL FIBULA HOOK TITANIUM PLATE 4 HOLE, FX DISTAL FIBULA HOOK TITANIUM PLATE 5 HOLE, FX DISTAL FIBULA HOOK TITANIUM PLATE 6 HOLE, FX DISTAL FIBULA HOOK TITANIUM PLATE 7 HOLE, FX DISTAL FIBULA HOOK TITANIUM PLATE 8 HOLE, FX DISTAL FIBULA HOOK TITANIUM PLATE 9 HOLE, FX DISTAL FIBULA HOOK TITANIUM PLATE 10 HOLE, FX DISTAL FIBULA HOOK TITANIUM PLATE 11 HOLE, FX DISTAL FIBULA HOOK TITANIUM PLATE 12 HOLE, FX 1/3 TUBULAR TITANIUM PLATE 4 HOLE, FX 1/3 TUBULAR TITANIUM PLATE 5 HOLE, FX 1/3 TUBULAR TITANIUM PLATE 6 HOLE, FX 1/3 TUBULAR TITANIUM PLATE 7 HOLE, FX 1/3 TUBULAR TITANIUM PLATE 8 HOLE, FX 1/3 TUBULAR TITANIUM PLATE 9 HOLE, FX 1/3 TUBULAR TITANIUM PLATE 10 HOLE, FX 1/3 TUBULAR TITANIUM PLATE 11 HOLE, FX 1/3 TUBULAR TITANIUM PLATE 12 HOLE, FX 1/3 TUBULAR TITANIUM PLATE 13 HOLE, FX 1/3 TUBULAR TITANIUM PLATE 14 HOLE, FX 1/3 TUBULAR TITANIUM PLATE 15 HOLE, FX 1/3 TUBULAR TITANIUM PLATE 16 HOLE, FX 1/3 TUBULAR TITANIUM PLATE 17 HOLE, FX 1/3 TUBULAR TITANIUM PLATE 18 HOLE, FX CALCANEUS TITANIUM PLATE LEFT SHORT, FX CALCANEUS TITANIUM PLATE LEFT MEDIUM, FX CALCANEUS TITANIUM PLATE LEFT LONG, FX CALCANEUS TITANIUM PLATE RIGHT SHORT, FX CALCANEUS TITANIUM PLATE RIGHT MEDIUM, FX CALCANEUS TITANIUM PLATE RIGHT LONG, FX DHS TITANIUM PLATE 3 HOLE, FX DHS TITANIUM PLATE 4 HOLE, FX DHS TITANIUM PLATE 5 HOLE, FX DHS TITANIUM PLATE 6 HOLE, FX DHS TITANIUM PLATE 7 HOLE, FX DHS TITANIUM PLATE 8 HOLE, FX DHS TITANIUM PLATE 9 HOLE, FX DHS TITANIUM PLATE 10 HOLE, FX DHS TITANIUM PLATE 11 HOLE, FX DHS TITANIUM PLATE 12 HOLE, FX DHS TITANIUM PLATE 13 HOLE, FX DHS TITANIUM PLATE 14 HOLE, FX DCS TITANIUM PLATE 3 HOLE, FX DCS TITANIUM PLATE 4 HOLE, FX DCS TITANIUM PLATE 5 HOLE, FX DCS TITANIUM PLATE 6 HOLE, FX DCS TITANIUM PLATE 7 HOLE, FX DCS TITANIUM PLATE 8 HOLE, FX DCS TITANIUM PLATE 9 HOLE, FX DCS TITANIUM PLATE 10 HOLE, FX DCS TITANIUM PLATE 11 HOLE, FX DCS TITANIUM PLATE 12 HOLE, FX DCS TITANIUM PLATE 13 HOLE, FX DCS TITANIUM PLATE 14 HOLE, FX DHS/DCS TITANIUM LAG SCREW 50mm, FX DHS/DCS TITANIUM LAG SCREW 55mm, FX DHS/DCS TITANIUM LAG SCREW 60mm, FX DHS/DCS TITANIUM LAG SCREW 65mm, FX DHS/DCS TITANIUM LAG SCREW 70mm, FX DHS/DCS TITANIUM LAG SCREW 75mm, FX DHS/DCS TITANIUM LAG SCREW 80mm, FX DHS/DCS TITANIUM LAG SCREW 85mm, FX DHS/DCS TITANIUM LAG SCREW 90mm, FX DHS/DCS TITANIUM LAG SCREW 95mm, FX DHS/DCS TITANIUM LAG SCREW 100mm, FX DHS/DCS TITANIUM LAG SCREW 105mm, FX DHS/DCS TITANIUM LAG SCREW 110mm, FX DHS/DCS TITANIUM LAG SCREW 115mm, FX DHS/DCS TITANIUM LAG SCREW 120mm, FX WRIST ARTRODESIA TITANIUM PLATE FLAT, FX WRIST ARTRODESIA TITANIUM PLATE SHORT, FX WRIST ARTRODESIA TITANIUM PLATE MEDIUM, FX WRIST ARTRODESIA TITANIUM PLATE LONG, FX WRIST ARTRODESIA TITANIUM PLATE STANDARD, FX PILON TITANIUM PLATE 5 HOLE, FX PILON TITANIUM PLATE 7 HOLE, FX PILON TITANIUM PLATE 9 HOLE, FX PILON TITANIUM PLATE 11 HOLE, FX PILON TITANIUM PLATE 13 HOLE, FX PROXIMAL RADIUS HEAD PLATE NARROW LEFT 2 HOLE, FX PROXIMAL RADIUS HEAD PLATE NARROW LEFT 3 HOLE, FX PROXIMAL RADIUS HEAD PLATE NARROW LEFT 4 HOLE, FX PROXIMAL RADIUS HEAD PLATE NARROW LEFT 5 HOLE, FX PROXIMAL RADIUS HEAD PLATE NARROW RIGHT 2 HOLE, FX PROXIMAL RADIUS HEAD PLATE NARROW RIGHT 3 HOLE, FX PROXIMAL RADIUS HEAD PLATE NARROW RIGHT 4 HOLE, FX PROXIMAL RADIUS HEAD PLATE NARROW RIGHT 5 HOLE, FX PROXIMAL RADIUS HEAD PLATE WIDE LEFT 2 HOLE, FX PROXIMAL RADIUS HEAD PLATE WIDE LEFT 3 HOLE, FX PROXIMAL RADIUS HEAD PLATE WIDE LEFT 4 HOLE, FX PROXIMAL RADIUS HEAD PLATE WIDE LEFT 5 HOLE, FX PROXIMAL RADIUS HEAD PLATE WIDE RIGHT 2 HOLE, FX PROXIMAL RADIUS HEAD PLATE WIDE RIGHT 3 HOLE, FX PROXIMAL RADIUS HEAD PLATE WIDE RIGHT 4 HOLE, FX PROXIMAL RADIUS HEAD PLATE WIDE RIGHT 5 HOLE, FX DISTAL HUMERUS MEDIAL ANATOMIC TITANIUM PLATE LEFT 10 HOLE, FX DISTAL HUMERUS MEDIAL ANATOMIC TITANIUM PLATE LEFT 11 HOLE, FX DISTAL HUMERUS MEDIAL ANATOMIC TITANIUM PLATE LEFT 12 HOLE, FX DISTAL HUMERUS MEDIAL ANATOMIC TITANIUM PLATE RIGHT 3 HOLE, FX DISTAL HUMERUS MEDIAL ANATOMIC TITANIUM PLATE RIGHT 4 HOLE, FX DISTAL HUMERUS MEDIAL ANATOMIC TITANIUM PLATE RIGHT 5 HOLE, FX DISTAL HUMERUS MEDIAL ANATOMIC TITANIUM PLATE RIGHT 6 HOLE, FX DISTAL HUMERUS MEDIAL ANATOMIC TITANIUM PLATE RIGHT 7 HOLE, FX DISTAL HUMERUS MEDIAL ANATOMIC TITANIUM PLATE RIGHT 8 HOLE, FX DISTAL HUMERUS MEDIAL ANATOMIC TITANIUM PLATE RIGHT 9 HOLE, FX DISTAL HUMERUS MEDIAL ANATOMIC TITANIUM PLATE RIGHT 10 HOLE, FX DISTAL HUMERUS MEDIAL ANATOMIC TITANIUM PLATE RIGHT 11 HOLE, FX DISTAL HUMERUS MEDIAL ANATOMIC TITANIUM PLATE RIGHT 12 HOLE, FX DISTAL HUMERUS LATERAL TITANIUM PLATE LEFT 3 HOLE, FX DISTAL HUMERUS LATERAL TITANIUM PLATE LEFT 4 HOLE, FX DISTAL HUMERUS LATERAL TITANIUM PLATE LEFT 5 HOLE, FX DISTAL HUMERUS LATERAL TITANIUM PLATE LEFT 6 HOLE, FX DISTAL HUMERUS LATERAL TITANIUM PLATE LEFT 7 HOLE, FX DISTAL HUMERUS LATERAL TITANIUM PLATE LEFT 8 HOLE, FX DISTAL HUMERUS LATERAL TITANIUM PLATE LEFT 9 HOLE, FX DISTAL HUMERUS LATERAL TITANIUM PLATE LEFT 10 HOLE, FX DISTAL HUMERUS LATERAL TITANIUM PLATE LEFT 11 HOLE, FX DISTAL HUMERUS LATERAL TITANIUM PLATE LEFT 12 HOLE, FX DISTAL HUMERUS LATERAL TITANIUM PLATE RIGHT 3 HOLE, FX DISTAL HUMERUS LATERAL TITANIUM PLATE RIGHT 4 HOLE, FX DISTAL HUMERUS LATERAL TITANIUM PLATE RIGHT 5 HOLE, FX DISTAL HUMERUS LATERAL TITANIUM PLATE RIGHT 6 HOLE, FX DISTAL HUMERUS LATERAL TITANIUM PLATE RIGHT 7 HOLE, FX DISTAL HUMERUS LATERAL TITANIUM PLATE RIGHT 8 HOLE, FX DISTAL HUMERUS LATERAL TITANIUM PLATE RIGHT 9 HOLE, FX DISTAL HUMERUS LATERAL TITANIUM PLATE RIGHT 10 HOLE, FX DISTAL HUMERUS LATERAL TITANIUM PLATE RIGHT 11 HOLE, FX DISTAL HUMERUS LATERAL TITANIUM PLATE RIGHT 12 HOLE, FX CLAVICULA S TYPE SHAFT TITANIUM PLATE LEFT 5 HOLE, FX CLAVICULA S TYPE SHAFT TITANIUM PLATE LEFT 6 HOLE, FX CLAVICULA S TYPE SHAFT TITANIUM PLATE LEFT 7 HOLE, FX CLAVICULA S TYPE SHAFT TITANIUM PLATE LEFT 8 HOLE, FX CLAVICULA S TYPE SHAFT TITANIUM PLATE LEFT 9 HOLE, FX CLAVICULA S TYPE SHAFT TITANIUM PLATE LEFT 10 HOLE, FX CLAVICULA S TYPE SHAFT TITANIUM PLATE LEFT 11 HOLE, FX CLAVICULA S TYPE SHAFT TITANIUM PLATE LEFT 12 HOLE, FX CLAVICULA S TYPE SHAFT TITANIUM PLATE RIGHT 5 HOLE, FX CLAVICULA S TYPE SHAFT TITANIUM PLATE RIGHT 6 HOLE, FX CLAVICULA S TYPE SHAFT TITANIUM PLATE RIGHT 7 HOLE, FX CLAVICULA S TYPE SHAFT TITANIUM PLATE RIGHT 8 HOLE, FX CLAVICULA S TYPE SHAFT TITANIUM PLATE RIGHT 9 HOLE, FX CLAVICULA S TYPE SHAFT TITANIUM PLATE RIGHT 10 HOLE, FX CLAVICULA S TYPE SHAFT TITANIUM PLATE RIGHT 11 HOLE, FX CLAVICULA S TYPE SHAFT TITANIUM PLATE RIGHT 12 HOLE, FX S TYPE CLAVICULA FX RECONSTRUCTION TITANIUM PLATE LEFT 5 HOLE, FX S TYPE CLAVICULA FX RECONSTRUCTION TITANIUM PLATE LEFT 6 HOLE, FX S TYPE CLAVICULA FX RECONSTRUCTION TITANIUM PLATE LEFT 7 HOLE, FX S TYPE CLAVICULA FX RECONSTRUCTION TITANIUM PLATE LEFT 8 HOLE, FX S TYPE CLAVICULA FX RECONSTRUCTION TITANIUM PLATE LEFT 9 HOLE, FX S TYPE
HOLE, FX PROXIMAL TIBIA HIGH FX OSTEOTOMY PLATE ELEVATOR TYPE LEFT 4 HOLE, FX PROXIMAL TIBIA HIGH FX OSTEOTOMY PLATE ELEVATOR TYPE LEFT 5
HOLE, FX PROXIMAL TIBIA HIGH FX OSTEOTOMY PLATE ELEVATOR TYPE LEFT 6 HOLE, FX PROXIMAL TIBIA HIGH FX OSTEOTOMY PLATE ELEVATOR TYPE LEFT 7 HOLE, FX PROXIMAL TIBIA HIGH FX OSTEOTOMY PLATE ELEVATOR TYPE RIGHT 3
HOLE, FX PROXIMAL TIBIA HIGH FX OSTEOTOMY PLATE ELEVATOR TYPE RIGHT 4 HOLE, FX PROXIMAL TIBIA HIGH FX OSTEOTOMY PLATE ELEVATOR TYPE RIGHT 5 HOLE, FX PROXIMAL TIBIA HIGH FX OSTEOTOMY PLATE ELEVATOR TYPE RIGHT 6
HOLE, FX PROXIMAL TIBIA HIGH FX OSTEOTOMY PLATE ELEVATOR TYPE RIGHT 7 HOLE, FX OSTEOTOMY PLATE WEDGE 5mm, FX OSTEOTOMY PLATE WEDGE 7.5mm, FX OSTEOTOMY PLATE WEDGE 10mm, FX OSTEOTOMY PLATE WEDGE 12.5mm, FX OSTEOTOMY PLATE WEDGE 15mm, FX OSTEOTOMY PLATE WEDGE 17.5mm, FX PROXIMAL TIBIA LATERAL TITANIUM PLATE LEFT 3 HOLE, FX PROXIMAL TIBIA LATERAL TITANIUM PLATE LEFT 4 HOLE, FX PROXIMAL TIBIA LATERAL TITANIUM PLATE LEFT 5 HOLE, FX PROXIMAL TIBIA LATERAL TITANIUM PLATE LEFT 6 HOLE, FX PROXIMAL TIBIA LATERAL TITANIUM PLATE LEFT 7 HOLE, FX PROXIMAL TIBIA LATERAL TITANIUM PLATE LEFT 8 HOLE, FX PROXIMAL TIBIA LATERAL TITANIUM PLATE LEFT 9 HOLE, FX PROXIMAL TIBIA LATERAL TITANIUM PLATE LEFT 10 HOLE, FX PROXIMAL TIBIA LATERAL TITANIUM PLATE LEFT 11 HOLE, FX PROXIMAL TIBIA LATERAL TITANIUM PLATE LEFT 12 HOLE, FX PROXIMAL TIBIA LATERAL TITANIUM PLATE LEFT 13 HOLE, FX PROXIMAL TIBIA LATERAL TITANIUM PLATE LEFT 14 HOLE, FX PROXIMAL TIBIA LATERAL TITANIUM PLATE LEFT 15 HOLE, FX PROXIMAL TIBIA LATERAL TITANIUM PLATE LEFT 16 HOLE, FX PROXIMAL TIBIA LATERAL TITANIUM PLATE RIGHT 3 HOLE, FX PROXIMAL TIBIA LATERAL TITANIUM PLATE RIGHT 4 HOLE, FX PROXIMAL TIBIA LATERAL TITANIUM PLATE RIGHT 5 HOLE, FX PROXIMAL TIBIA LATERAL TITANIUM PLATE RIGHT 6 HOLE, FX PROXIMAL TIBIA LATERAL TITANIUM PLATE RIGHT 7 HOLE, FX PROXIMAL TIBIA LATERAL TITANIUM PLATE RIGHT 8 HOLE, FX PROXIMAL TIBIA LATERAL TITANIUM PLATE RIGHT 9 HOLE, FX PROXIMAL TIBIA LATERAL TITANIUM PLATE RIGHT 10 HOLE, FX PROXIMAL TIBIA LATERAL TITANIUM PLATE RIGHT 11 HOLE, FX PROXIMAL TIBIA LATERAL TITANIUM PLATE RIGHT 12 HOLE, FX PROXIMAL TIBIA LATERAL TITANIUM PLATE RIGHT 13 HOLE, FX PROXIMAL TIBIA LATERAL TITANIUM PLATE RIGHT 14 HOLE, FX PROXIMAL TIBIA LATERAL TITANIUM PLATE RIGHT 15 HOLE, FX PROXIMAL TIBIA LATERAL TITANIUM PLATE RIGHT 16 HOLE, FX PROXIMAL TIBIA HIGH FX OSTEOTOMY ANATOMIC PLATE LEFT 3mm, FX PROXIMAL TIBIA HIGH FX OSTEOTOMY ANATOMIC PLATE LEFT 5mm, FX PROXIMAL TIBIA HIGH FX OSTEOTOMY ANATOMIC PLATE LEFT 7.5mm, FX PROXIMAL TIBIA HIGH FX OSTEOTOMY ANATOMIC PLATE LEFT 9mm, FX PROXIMAL TIBIA HIGH FX OSTEOTOMY ANATOMIC PLATE LEFT 10mm, FX PROXIMAL TIBIA HIGH FX OSTEOTOMY ANATOMIC PLATE LEFT 11mm, FX PROXIMAL TIBIA HIGH FX OSTEOTOMY ANATOMIC PLATE LEFT 12.5mm, FX PROXIMAL TIBIA HIGH FX OSTEOTOMY ANATOMIC PLATE LEFT 15mm, FX PROXIMAL TIBIA HIGH FX OSTEOTOMY ANATOMIC PLATE LEFT 17.5mm, FX PROXIMAL TIBIA HIGH FX OSTEOTOMY ANATOMIC PLATE RIGHT 3mm, FX PROXIMAL TIBIA HIGH FX OSTEOTOMY ANATOMIC PLATE RIGHT 5mm, FX PROXIMAL TIBIA HIGH FX OSTEOTOMY ANATOMIC PLATE RIGHT 7.5mm, FX PROXIMAL TIBIA HIGH FX OSTEOTOMY ANATOMIC PLATE RIGHT 9mm, FX PROXIMAL TIBIA HIGH FX OSTEOTOMY ANATOMIC PLATE RIGHT 10mm, FX PROXIMAL TIBIA HIGH FX OSTEOTOMY ANATOMIC PLATE RIGHT 11mm, FX PROXIMAL TIBIA HIGH FX OSTEOTOMY ANATOMIC PLATE RIGHT 12.5mm, FX PROXIMAL TIBIA HIGH FX OSTEOTOMY ANATOMIC PLATE RIGHT 15mm, FX PROXIMAL TIBIA HIGH FX OSTEOTOMY ANATOMIC PLATE RIGHT 17.5mm, FX DISTAL TIBIA MEDIAL TITANIUM PLATE LEFT 3 HOLE, FX DISTAL TIBIA MEDIAL TITANIUM PLATE LEFT 4 HOLE, FX DISTAL TIBIA MEDIAL TITANIUM PLATE LEFT 5 HOLE, FX DISTAL TIBIA MEDIAL TITANIUM PLATE LEFT 6 HOLE, FX DISTAL TIBIA MEDIAL TITANIUM PLATE LEFT 7 HOLE, FX DISTAL TIBIA MEDIAL TITANIUM PLATE LEFT 8 HOLE, FX DISTAL TIBIA MEDIAL TITANIUM PLATE LEFT 9 HOLE, FX DISTAL TIBIA MEDIAL TITANIUM PLATE LEFT 10 HOLE, FX DISTAL TIBIA MEDIAL TITANIUM PLATE LEFT 11 HOLE, FX DISTAL TIBIA MEDIAL TITANIUM PLATE LEFT 12 HOLE, FX DISTAL TIBIA MEDIAL TITANIUM PLATE LEFT 13 HOLE, FX DISTAL TIBIA MEDIAL TITANIUM PLATE LEFT 14 HOLE, FX DISTAL TIBIA MEDIAL TITANIUM PLATE LEFT 15 HOLE, FX DISTAL TIBIA MEDIAL TITANIUM PLATE LEFT 16 HOLE, FX DISTAL TIBIA MEDIAL TITANIUM PLATE RIGHT 3 HOLE, FX DISTAL TIBIA MEDIAL TITANIUM PLATE RIGHT 4 HOLE, FX DISTAL TIBIA MEDIAL TITANIUM PLATE RIGHT 5 HOLE, FX DISTAL TIBIA MEDIAL TITANIUM PLATE RIGHT 6 HOLE, FX DISTAL TIBIA MEDIAL TITANIUM PLATE RIGHT 7 HOLE, FX DISTAL TIBIA MEDIAL TITANIUM PLATE RIGHT 8 HOLE, FX DISTAL TIBIA MEDIAL TITANIUM PLATE RIGHT 9 HOLE, FX DISTAL TIBIA MEDIAL TITANIUM PLATE RIGHT 10 HOLE, FX DISTAL TIBIA MEDIAL TITANIUM PLATE RIGHT 11 HOLE, FX DISTAL TIBIA MEDIAL TITANIUM PLATE RIGHT 12 HOLE, FX DISTAL TIBIA MEDIAL TITANIUM PLATE RIGHT 13 HOLE, FX DISTAL TIBIA MEDIAL TITANIUM PLATE RIGHT 14 HOLE, FX DISTAL TIBIA MEDIAL TITANIUM PLATE RIGHT 15 HOLE, FX DISTAL TIBIA MEDIAL TITANIUM PLATE RIGHT 16 HOLE, TITANIUM NARROW PLATE WITH TIBIA COMPRESSION 4 HOLE, TITANIUM NARROW PLATE WITH TIBIA COMPRESSION 5 HOLE, TITANIUM NARROW PLATE WITH TIBIA COMPRESSION 6 HOLE, TITANIUM NARROW PLATE WITH TIBIA COMPRESSION 7 HOLE, TITANIUM NARROW PLATE WITH TIBIA COMPRESSION 8 HOLE, TITANIUM NARROW PLATE WITH TIBIA COMPRESSION 9 HOLE, TITANIUM NARROW PLATE WITH TIBIA COMPRESSION 10 HOLE, TITANIUM NARROW PLATE WITH TIBIA COMPRESSION 11 HOLE, TITANIUM NARROW PLATE WITH TIBIA COMPRESSION 12 HOLE, TITANIUM NARROW PLATE WITH TIBIA COMPRESSION 13 HOLE, TITANIUM NARROW PLATE WITH TIBIA COMPRESSION 14 HOLE, TITANIUM NARROW PLATE WITH TIBIA COMPRESSION 15 HOLE, TITANIUM NARROW PLATE WITH TIBIA COMPRESSION 16 HOLE, FX PROXIMAL TIBIA TITANIUM L PLATE LEFT 3 HOLE, FX PROXIMAL TIBIA TITANIUM L PLATE LEFT 4 HOLE, FX PROXIMAL TIBIA TITANIUM L PLATE LEFT 5 HOLE, FX PROXIMAL TIBIA TITANIUM L PLATE LEFT 6 HOLE, FX PROXIMAL TIBIA TITANIUM L PLATE LEFT 7 HOLE, FX PROXIMAL TIBIA TITANIUM L PLATE LEFT 8 HOLE, FX PROXIMAL TIBIA TITANIUM L PLATE RIGHT 3 HOLE, FX PROXIMAL TIBIA TITANIUM L PLATE RIGHT 4 HOLE, FX PROXIMAL TIBIA TITANIUM L PLATE RIGHT 5 HOLE, FX PROXIMAL TIBIA TITANIUM L PLATE RIGHT 6 HOLE, FX PROXIMAL TIBIA TITANIUM L PLATE RIGHT 7 HOLE, FX PROXIMAL TIBIA TITANIUM L PLATE RIGHT 8 HOLE, FX PROXIMAL LATERAL TIBIA TITANIUM L PLATE LEFT 3 HOLE, FX PROXIMAL LATERAL TIBIA TITANIUM L PLATE LEFT 4 HOLE, FX PROXIMAL LATERAL TIBIA TITANIUM L PLATE LEFT 5 HOLE, FX PROXIMAL LATERAL TIBIA TITANIUM L PLATE LEFT 6 HOLE, FX PROXIMAL LATERAL TIBIA TITANIUM L PLATE LEFT 7 HOLE, FX PROXIMAL LATERAL TIBIA TITANIUM L PLATE LEFT 8 HOLE, FX PROXIMAL LATERAL TIBIA TITANIUM L PLATE LEFT 9 HOLE, FX PROXIMAL LATERAL TIBIA TITANIUM L PLATE LEFT 10 HOLE, FX PROXIMAL LATERAL TIBIA TITANIUM L PLATE RIGHT 3 HOLE, FX PROXIMAL LATERAL TIBIA TITANIUM L PLATE RIGHT 4 HOLE, FX PROXIMAL LATERAL TIBIA TITANIUM L PLATE RIGHT 5 HOLE, FX PROXIMAL LATERAL TIBIA TITANIUM L PLATE RIGHT 6 HOLE, FX PROXIMAL LATERAL TIBIA TITANIUM L PLATE RIGHT 7 HOLE, FX PROXIMAL LATERAL TIBIA TITANIUM L PLATE RIGHT 8 HOLE, FX PROXIMAL LATERAL TIBIA TITANIUM L PLATE RIGHT 9 HOLE, FX PROXIMAL LATERAL TIBIA TITANIUM L PLATE RIGHT 10 HOLE, FX PROXIMAL TIBIA TITANIUM T PLATE 3 HOLE, FX PROXIMAL TIBIA TITANIUM T PLATE 4 HOLE, FX PROXIMAL TIBIA TITANIUM T PLATE 5 HOLE, FX PROXIMAL TIBIA TITANIUM T PLATE 6 HOLE, FX PROXIMAL TIBIA TITANIUM T PLATE 7 HOLE, FX PROXIMAL TIBIA TITANIUM T PLATE 8 HOLE, FX DISTAL TIBIA LATERAL ANATOMIC TITANIUM PLATE LEFT 3 HOLE, FX DISTAL TIBIA LATERAL ANATOMIC TITANIUM PLATE LEFT 4 HOLE, FX DISTAL TIBIA LATERAL ANATOMIC TITANIUM PLATE LEFT 5 HOLE, FX DISTAL TIBIA LATERAL ANATOMIC TITANIUM PLATE LEFT 6 HOLE, FX DISTAL TIBIA LATERAL ANATOMIC TITANIUM PLATE LEFT 7 HOLE, FX DISTAL TIBIA LATERAL ANATOMIC TITANIUM PLATE LEFT 8 HOLE, FX DISTAL TIBIA LATERAL ANATOMIC TITANIUM PLATE LEFT 9 HOLE, FX DISTAL TIBIA LATERAL ANATOMIC TITANIUM PLATE LEFT 10 HOLE, FX DISTAL TIBIA LATERAL ANATOMIC TITANIUM PLATE LEFT 11 HOLE, FX DISTAL TIBIA LATERAL ANATOMIC TITANIUM PLATE LEFT 12 HOLE, FX DISTAL TIBIA LATERAL ANATOMIC TITANIUM PLATE LEFT 13 HOLE, FX LOCKED FX CORTICAL TITANIUM SCREW Ø3.5x20mm, FX LOCKED FX CORTICAL TITANIUM SCREW Ø3.5x22mm, FX LOCKED FX CORTICAL TITANIUM SCREW Ø3.5x24mm, FX LOCKED FX CORTICAL TITANIUM SCREW Ø3.5x26mm, FX LOCKED FX CORTICAL TITANIUM SCREW Ø3.5x28mm, FX LOCKED FX CORTICAL TITANIUM SCREW Ø3.5x30mm, FX LOCKED FX CORTICAL TITANIUM SCREW Ø3.5x32mm, FX LOCKED FX CORTICAL TITANIUM SCREW Ø3.5x34mm, FX LOCKED FX CORTICAL TITANIUM SCREW Ø3.5x36mm, FX LOCKED FX CORTICAL TITANIUM SCREW Ø3.5x38mm, FX LOCKED FX CORTICAL TITANIUM SCREW Ø3.5x40mm, FX LOCKED FX CORTICAL TITANIUM SCREW Ø3.5x45mm, FX LOCKED FX CORTICAL TITANIUM SCREW Ø3.5x50mm, FX LOCKED FX CORTICAL TITANIUM SCREW Ø3.5x55mm, FX LOCKED FX CORTICAL TITANIUM SCREW Ø3.5x60mm, FX LOCKED FX CORTICAL TITANIUM SCREW Ø3.5x65mm, FX LOCKED FX CORTICAL TITANIUM SCREW Ø3.5x70mm, FX LOCKED FX CORTICAL TITANIUM SCREW Ø3.5x75mm, FX LOCKED FX CORTICAL TITANIUM SCREW Ø3.5x80mm, FX LOCKED FX CORTICAL TITANIUM SCREW Ø3.5x85mm, FX LOCKED FX CORTICAL TITANIUM SCREW Ø3.5x90mm, FX LOCKED FX CORTICAL TITANIUM SCREW Ø3.5x95mm, FX LOCKED FX CORTICAL TITANIUM SCREW Ø3.5x100mm, FX LOCKED FX CORTICAL TITANIUM SCREW Ø3.5x105mm, FX LOCKED FX CORTICAL TITANIUM SCREW Ø3.5x110mm, FX LOCKING CORTICAL SELF-TAPPING TITANIUM SCREWØ5.3X12mm, FX LOCKING CORTICAL SELF-TAPPING TITANIUM SCREWØ5.3X14mm, FX LOCKING CORTICAL SELF-TAPPING TITANIUM SCREWØ5.3X16mm, FX LOCKING CORTICAL SELF-TAPPING TITANIUM SCREWØ5.3X18mm, FX LOCKING CORTICAL SELF-TAPPING TITANIUM SCREWØ5.3X20mm, FX LOCKING CORTICAL SELF-TAPPING TITANIUM SCREWØ5.3X22mm, FX LOCKING CORTICAL SELF-TAPPING TITANIUM SCREWØ5.3X24mm, FX LOCKING CORTICAL SELF-TAPPING TITANIUM SCREWØ5.3X26mm, FX LOCKING CORTICAL SELF-TAPPING TITANIUM SCREWØ5.3X28mm, FX LOCKING CORTICAL SELF-TAPPING TITANIUM SCREWØ5.3X30mm, FX LOCKING CORTICAL SELF-TAPPING TITANIUM SCREWØ5.3X35mm, FX LOCKING CORTICAL SELF-TAPPING TITANIUM SCREWØ5.3X40mm, FX LOCKING CORTICAL SELF-TAPPING TITANIUM SCREWØ5.3X45mm, FX LOCKING CORTICAL SELF-TAPPING TITANIUM SCREWØ5.3X50mm, FX LOCKING CORTICAL SELF-TAPPING TITANIUM SCREWØ5.3X55mm, FX LOCKING CORTICAL SELF-TAPPING TITANIUM SCREWØ5.3X60mm, FX LOCKING CORTICAL SELF-TAPPING TITANIUM SCREWØ5.3X65mm, FX LOCKING CORTICAL SELF-TAPPING TITANIUM SCREWØ5.3X70mm, FX LOCKING CORTICAL SELF-TAPPING TITANIUM SCREWØ5.3X75mm, FX LOCKING CORTICAL SELF-TAPPING TITANIUM SCREWØ5.3X80mm, FX LOCKING CORTICAL SELF-TAPPING TITANIUM SCREWØ5.3X85mm, FX LOCKING CORTICAL SELF-TAPPING TITANIUM SCREWØ5.3X90mm, FX LOCKING CORTICAL SELF-TAPPING TITANIUM SCREWØ5.3X95mm, FX LOCKING CORTICAL SELF-TAPPING TITANIUM SCREWØ5.3X100mm, FX LOCKING CORTICAL SELF-TAPPING TITANIUM SCREWØ5.3X105mm, FX LOCKING CORTICAL SELF-TAPPING TITANIUM SCREWØ5.3X110mm, FX LOCKING CORTICAL SELF-TAPPING TITANIUM SCREWØ5X12mm, FX LOCKING CORTICAL SELF-TAPPING TITANIUM SCREWØ5X14mm, FX LOCKING CORTICAL SELF-TAPPING TITANIUM SCREWØ5X16mm, FX LOCKING CORTICAL SELF-TAPPING TITANIUM SCREWØ5X18mm, FX LOCKING CORTICAL SELF-TAPPING TITANIUM SCREWØ5X20mm, FX LOCKING CORTICAL SELF-TAPPING TITANIUM SCREWØ5X22mm, FX LOCKING CORTICAL SELF-TAPPING TITANIUM SCREWØ5X24mm, FX LOCKING CORTICAL SELF-TAPPING TITANIUM SCREWØ5X26mm, FX LOCKING CORTICAL SELF-TAPPING TITANIUM SCREWØ5X28mm, FX LOCKING CORTICAL SELF-TAPPING TITANIUM SCREWØ5X30mm, FX LOCKING CORTICAL SELF-TAPPING TITANIUM SCREWØ5X32mm, FX LOCKING CORTICAL SELF-TAPPING TITANIUM SCREWØ5X34mm, FX LOCKING CORTICAL SELF-TAPPING TITANIUM SCREWØ5X36mm, FX LOCKING CORTICAL SELF-TAPPING TITANIUM SCREWØ5X38mm, FX LOCKING CORTICAL SELF-TAPPING TITANIUM SCREWØ5X40mm, FX LOCKING CORTICAL SELF-TAPPING TITANIUM SCREWØ5X42mm, FX LOCKING CORTICAL SELF-TAPPING TITANIUM SCREWØ5X44mm, FX LOCKING CORTICAL SELF-TAPPING TITANIUM SCREWØ5X46mm, FX LOCKING CORTICAL SELF-TAPPING TITANIUM SCREWØ5X48mm, FX LOCKING CORTICAL SELF-TAPPING TITANIUM SCREWØ5X50mm, FX LOCKING CORTICAL SELF-TAPPING TITANIUM SCREWØ5X52mm, FX LOCKING CORTICAL SELF-TAPPING TITANIUM SCREWØ5X55mm, FX LOCKING CORTICAL SELF-TAPPING TITANIUM SCREWØ5X60mm, FX LOCKING CORTICAL SELF-TAPPING TITANIUM SCREWØ5X65mm, FX LOCKING CORTICAL SELF-TAPPING TITANIUM SCREWØ5X70mm, FX LOCKING CORTICAL SELF-TAPPING TITANIUM SCREWØ5X75mm, FX LOCKING CORTICAL SELF-TAPPING TITANIUM SCREWØ5X80mm, FX LOCKING CORTICAL SELF-TAPPING TITANIUM SCREWØ5X85mm, FX LOCKING CORTICAL SELF-TAPPING TITANIUM SCREWØ5X90mm, FX LOCKING CORTICAL SELF-TAPPING TITANIUM SCREWØ5X95mm, FX LOCKING CORTICAL SELF-TAPPING TITANIUM SCREWØ5X100mm, FX LOCKING CORTICAL SELF-TAPPING TITANIUM SCREWØ5X105mm, FX LOCKING CORTICAL SELF-TAPPING TITANIUM SCREWØ5X110mm, FX TITANIUM LOCKED PEG SCREWØ2.4X10mm, FX TITANIUM LOCKED PEG SCREWØ2.4X12mm, FX TITANIUM LOCKED PEG SCREWØ2.4X14mm, FX TITANIUM LOCKED PEG SCREWØ2.4X16mm, FX TITANIUM LOCKED PEG SCREWØ2.4X18mm, FX TITANIUM LOCKED PEG SCREWØ2.4X20mm, FX TITANIUM LOCKED PEG SCREWØ2.4X22mm, FX TITANIUM LOCKED PEG SCREWØ2.4X24mm, FX TITANIUM LOCKED PEG SCREWØ2.4X26mm, FX TITANIUM LOCKED PEG SCREWØ2.4X28mm, FX TITANIUM LOCKED PEG SCREWØ2.4X30mm, FX TITANIUM LOCKED PEG SCREWØ2.4X32mm, FX TITANIUM LOCKED PEG SCREWØ2.4X34mm, FX TITANIUM LOCKED PEG SCREWØ2.4X36mm, FX TITANIUM LOCKED PEG SCREWØ2.4X38mm, FX TITANIUM LOCKED PEG SCREWØ2.4X40mm, FX TITANIUM LOCKED PEG SCREWØ2.4X45mm, FX TITANIUM LOCKED PEG SCREWØ2.4X50mm, FX TITANIUM LOCKED PEG SCREWØ2.4X55mm, FX TITANIUM LOCKED PEG SCREWØ2.4X60mm, FX TITANIUM HERBERT DESIGN COMPRESSION SCREWØ3.0X10mm, FX TITANIUM HERBERT DESIGN COMPRESSION SCREWØ3.0X12mm, FX TITANIUM HERBERT DESIGN COMPRESSION SCREWØ3.0X14mm, FX TITANIUM HERBERT DESIGN COMPRESSION SCREWØ3.0X16mm, FX TITANIUM HERBERT DESIGN COMPRESSION SCREWØ3.0X18mm, FX TITANIUM HERBERT DESIGN COMPRESSION SCREWØ3.0X20mm, FX TITANIUM HERBERT DESIGN COMPRESSION SCREWØ3.0X22mm, FX TITANIUM HERBERT DESIGN COMPRESSION SCREWØ3.0X24mm, FX TITANIUM HERBERT DESIGN COMPRESSION SCREWØ3.0X26mm, FX TITANIUM HERBERT DESIGN COMPRESSION SCREWØ3.0X28mm, FX TITANIUM HERBERT DESIGN COMPRESSION SCREWØ3.0X30mm, FX TITANIUM HERBERT DESIGN COMPRESSION SCREWØ3.0X32mm, FX TITANIUM HERBERT DESIGN COMPRESSION SCREWØ3.0X34mm, FX TITANIUM HERBERT DESIGN COMPRESSION SCREWØ3.0X36mm, FX TITANIUM HERBERT DESIGN COMPRESSION SCREWØ3.0X38mm, FX TITANIUM HERBERT DESIGN COMPRESSION SCREWØ3.0X40mm, FX TITANIUM HERBERT DESIGN COMPRESSION SCREWØ3.0X45mm, FX TITANIUM HERBERT DESIGN COMPRESSION SCREWØ3.0X50mm, FX TITANIUM HERBERT DESIGN COMPRESSION SCREWØ3.0X55mm, FX TITANIUM HERBERT DESIGN COMPRESSION SCREWØ3.0X60mm, FX TITANIUM HERBERT DESIGN COMPRESSION SCREWØ5.0x20mm, FX TITANIUM HERBERT DESIGN COMPRESSION SCREWØ5.0x25mm, FX TITANIUM HERBERT DESIGN COMPRESSION SCREWØ5.0x30mm, FX TITANIUM HERBERT DESIGN COMPRESSION SCREWØ5.0x35mm, FX TITANIUM HERBERT DESIGN COMPRESSION SCREWØ5.0x40mm, FX TITANIUM HERBERT DESIGN COMPRESSION SCREWØ5.0x45mm, FX TITANIUM HERBERT DESIGN COMPRESSION SCREWØ5.0x50mm, FX TITANIUM HERBERT DESIGN COMPRESSION SCREWØ5.0x55mm, FX TITANIUM HERBERT DESIGN COMPRESSION SCREWØ5.0x60mm, FX TITANIUM HERBERT DESIGN COMPRESSION SCREWØ5.0x65mm, FX TITANIUM HERBERT DESIGN COMPRESSION SCREWØ5.0x70mm, FX TITANIUM HERBERT DESIGN COMPRESSION SCREWØ5.0x75mm, FX TITANIUM HERBERT DESIGN COMPRESSION SCREWØ5.0x80mm, FX TITANIUM HERBERT DESIGN COMPRESSION SCREWØ5.0x85mm, FX TITANIUM HERBERT DESIGN COMPRESSION SCREWØ5.0x90mm, FX LOCKED CANNULA FX SPONGIOS TITANIUM SCREW Ø6.5X30mm, FX LOCKED CANNULA FX SPONGIOS TITANIUM SCREW Ø6.5X35mm, FX LOCKED CANNULA FX SPONGIOS TITANIUM SCREW Ø6.5X40mm, FX LOCKED CANNULA FX SPONGIOS TITANIUM SCREW Ø6.5X45mm, FX LOCKED CANNULA FX SPONGIOS TITANIUM SCREW Ø6.5X50mm, FX LOCKED CANNULA FX SPONGIOS TITANIUM SCREW Ø6.5X55mm, FX LOCKED CANNULA FX SPONGIOS TITANIUM SCREW Ø6.5X60mm, FX LOCKED CANNULA FX SPONGIOS TITANIUM SCREW Ø6.5X65mm, FX LOCKED CANNULA FX SPONGIOS TITANIUM SCREW Ø6.5X70mm, FX LOCKED CANNULA FX SPONGIOS TITANIUM SCREW Ø6.5X75mm, FX LOCKED CANNULA FX SPONGIOS TITANIUM SCREW Ø6.5X80mm, FX LOCKED CANNULA FX SPONGIOS TITANIUM SCREW Ø6.5X85mm, FX HEADLESS CANNULA COMPRESSION SCREW Ø6.5X30mm, FX HEADLESS CANNULA COMPRESSION SCREW Ø6.5X35mm, FX HEADLESS CANNULA COMPRESSION SCREW Ø6.5X40mm, FX HEADLESS CANNULA COMPRESSION SCREW Ø6.5X45mm, FX HEADLESS CANNULA COMPRESSION SCREW Ø6.5X50mm, FX HEADLESS CANNULA COMPRESSION SCREW Ø6.5X55mm, FX HEADLESS CANNULA COMPRESSION SCREW Ø6.5X60mm, FX HEADLESS CANNULA COMPRESSION SCREW Ø6.5X65mm, FX HEADLESS CANNULA COMPRESSION SCREW Ø6.5X70mm, FX HEADLESS CANNULA COMPRESSION SCREW Ø6.5X75mm, FX HEADLESS CANNULA COMPRESSION SCREW Ø6.5X80mm, FX HEADLESS CANNULA COMPRESSION SCREW Ø6.5X85mm, FX HEADLESS CANNULA COMPRESSION SCREW Ø6.5X90mm, FX HEADLESS CANNULA COMPRESSION SCREW Ø6.5X95mm, FX HEADLESS CANNULA COMPRESSION SCREW Ø6.5X100mm, FX HEADLESS CANNULA COMPRESSION SCREW Ø6.5X105mm, FX HEADLESS CANNULA COMPRESSION SCREW Ø6.5X110mm, FX HEADLESS CANNULA COMPRESSION SCREW Ø6.5X115mm, FX HEADLESS CANNULA COMPRESSION SCREW Ø6.5X120mm, FX LOCKING CORTICAL SELF-TAPPING TITANIUM SCREWØ2.4X6mm, FX LOCKING CORTICAL SELF-TAPPING TITANIUM SCREWØ2.4X8mm, FX LOCKING CORTICAL SELF-TAPPING TITANIUM SCREWØ2.4X10mm, FX LOCKING CORTICAL SELF-TAPPING TITANIUM SCREWØ2.4X12mm, FX LOCKING CORTICAL SELF-TAPPING TITANIUM SCREWØ2.4X14mm, FX LOCKING CORTICAL SELF-TAPPING TITANIUM SCREWØ2.4X16mm, FX LOCKING CORTICAL SELF-TAPPING TITANIUM SCREWØ2.4X18mm, FX LOCKING CORTICAL SELF-TAPPING TITANIUM SCREWØ2.4X20mm, FX LOCKING CORTICAL SELF-TAPPING TITANIUM SCREWØ2.4X22mm, FX LOCKING CORTICAL SELF-TAPPING TITANIUM SCREWØ2.4X24mm, FX LOCKING CORTICAL SELF-TAPPING TITANIUM SCREWØ2.4X26mm, FX LOCKING CORTICAL SELF-TAPPING TITANIUM SCREWØ2.4X28mm, FX LOCKING CORTICAL SELF-TAPPING TITANIUM SCREWØ2.4X30mm, FX LOCKING CORTICAL SELF-TAPPING TITANIUM SCREWØ2.4X32mm, FX LOCKING CORTICAL SELF-TAPPING TITANIUM SCREWØ2.4X34mm, FX LOCKING CORTICAL SELF-TAPPING TITANIUM SCREWØ2.4X36mm, FX LOCKING CORTICAL SELF-TAPPING TITANIUM SCREWØ2.4X38mm, FX LOCKING CORTICAL SELF-TAPPING TITANIUM SCREWØ2.4X40mm, FX LOCKING CORTICAL SELF-TAPPING TITANIUM SCREWØ2.7X6mm, FX LOCKING CORTICAL SELF-TAPPING TITANIUM SCREWØ2.7X8mm, FX LOCKING CORTICAL SELF-TAPPING TITANIUM SCREWØ2.7X10mm, FX LOCKING CORTICAL SELF-TAPPING TITANIUM SCREWØ2.7X12mm, FX LOCKING CORTICAL SELF-TAPPING TITANIUM SCREWØ2.7X14mm, FX LOCKING CORTICAL SELF-TAPPING TITANIUM SCREWØ2.7X16mm, FX LOCKING CORTICAL SELF-TAPPING TITANIUM SCREWØ2.7X18mm, FX LOCKING CORTICAL SELF-TAPPING TITANIUM SCREWØ2.7X20mm, FX LOCKING CORTICAL SELF-TAPPING TITANIUM SCREWØ2.7X22mm, FX LOCKING CORTICAL SELF-TAPPING TITANIUM SCREWØ2.7X24mm, FX LOCKING CORTICAL SELF-TAPPING TITANIUM SCREWØ2.7X26mm, FX LOCKING CORTICAL SELF-TAPPING TITANIUM SCREWØ2.7X28mm, FX LOCKING CORTICAL SELF-TAPPING TITANIUM SCREWØ2.7X30mm, FX LOCKING CORTICAL SELF-TAPPING TITANIUM SCREWØ2.7X32mm, FX LOCKING CORTICAL SELF-TAPPING TITANIUM SCREWØ2.7X34mm, FX LOCKING CORTICAL SELF-TAPPING TITANIUM SCREWØ2.7X36mm, FX LOCKING CORTICAL SELF-TAPPING TITANIUM SCREWØ2.7X38mm, FX LOCKING CORTICAL SELF-TAPPING TITANIUM SCREWØ2.7X40mm, FX LOCKING CORTICAL SELF-TAPPING TITANIUM SCREWØ2.7X45mm, FX LOCKING CORTICAL SELF-TAPPING TITANIUM SCREWØ2.7X50mm, FX LOCKING CORTICAL SELF-TAPPING TITANIUM SCREWØ2.7X55mm, FX LOCKING CORTICAL SELF-TAPPING TITANIUM SCREWØ2.7X60mm, FX LOCKING CORTICAL SELF-TAPPING TITANIUM SCREWØ3.5X8mm, FX LOCKING CORTICAL SELF-TAPPING TITANIUM SCREWØ3.5X10mm, FX LOCKING CORTICAL SELF-TAPPING TITANIUM SCREWØ3.5X12mm, FX LOCKING CORTICAL SELF-TAPPING TITANIUM SCREWØ3.5X14mm, FX LOCKING CORTICAL SELF-TAPPING TITANIUM SCREWØ3.5X16mm, FX LOCKING CORTICAL SELF-TAPPING TITANIUM SCREWØ3.5X18mm, FX LOCKING CORTICAL SELF-TAPPING TITANIUM SCREWØ3.5X20mm, FX LOCKING CORTICAL SELF-TAPPING TITANIUM SCREWØ3.5X22mm, FX LOCKING CORTICAL SELF-TAPPING TITANIUM SCREWØ3.5X24mm, FX LOCKING CORTICAL SELF-TAPPING TITANIUM SCREWØ3.5X26mm, FX LOCKING CORTICAL SELF-TAPPING TITANIUM SCREWØ3.5X28mm, FX LOCKING CORTICAL SELF-TAPPING TITANIUM SCREWØ3.5X30mm, FX LOCKING CORTICAL SELF-TAPPING TITANIUM SCREWØ3.5X32mm, FX LOCKING CORTICAL SELF-TAPPING TITANIUM SCREWØ3.5X34mm, FX LOCKING CORTICAL SELF-TAPPING TITANIUM SCREWØ3.5X36mm, FX LOCKING CORTICAL SELF-TAPPING TITANIUM SCREWØ3.5X38mm, FX LOCKING CORTICAL SELF-TAPPING TITANIUM SCREWØ3.5X40mm, FX LOCKING CORTICAL SELF-TAPPING TITANIUM SCREWØ3.5X45mm, FX LOCKING CORTICAL SELF-TAPPING TITANIUM SCREWØ3.5X50mm, FX LOCKING CORTICAL SELF-TAPPING TITANIUM SCREWØ3.5X55mm, FX LOCKING CORTICAL SELF-TAPPING TITANIUM SCREWØ3.5X60mm, FX LOCKING CORTICAL SELF-TAPPING TITANIUM SCREWØ3.5X65mm, FX LOCKING CORTICAL SELF-TAPPING TITANIUM SCREWØ3.5X70mm, FX LOCKING CORTICAL SELF-TAPPING TITANIUM SCREWØ3.5X75mm, FX LOCKING CORTICAL SELF-TAPPING TITANIUM SCREWØ3.5X80mm, FX LOCKING CORTICAL SELF-TAPPING TITANIUM SCREWØ3.5X85mm, FX LOCKING CORTICAL SELF-TAPPING TITANIUM SCREWØ3.5X90mm, FX LOCKING CORTICAL SELF-TAPPING TITANIUM SCREWØ3.5X95mm, FX LOCKING CORTICAL SELF-TAPPING TITANIUM SCREWØ3.5X100mm, FX LOCKED FX CORTICAL TITANIUM SCREW Ø2.7X10mm, FX LOCKED FX CORTICAL TITANIUM SCREW Ø2.7X12mm, FX LOCKED FX CORTICAL TITANIUM SCREW Ø2.7X14mm, FX LOCKED FX CORTICAL TITANIUM SCREW Ø2.7X16mm, FX LOCKED FX CORTICAL TITANIUM SCREW Ø2.7X18mm, FX LOCKED FX CORTICAL TITANIUM SCREW Ø2.7X20mm, FX LOCKED FX CORTICAL TITANIUM SCREW Ø2.7X22mm, FX LOCKED FX CORTICAL TITANIUM SCREW Ø2.7X24mm, FX LOCKED FX CORTICAL TITANIUM SCREW Ø2.7X26mm, FX LOCKED FX CORTICAL TITANIUM SCREW Ø2.7X28mm, FX LOCKED FX CORTICAL TITANIUM SCREW Ø2.7X30mm, FX LOCKED FX CORTICAL TITANIUM SCREW Ø2.7X32mm, FX LOCKED FX CORTICAL TITANIUM SCREW Ø2.7X34mm, FX LOCKED FX CORTICAL TITANIUM SCREW Ø2.7X36mm, FX LOCKED FX CORTICAL TITANIUM SCREW Ø2.7X38mm, FX LOCKED FX CORTICAL TITANIUM SCREW Ø2.7X40mm, FX LOCKED FX CORTICAL TITANIUM SCREW Ø2.7X45mm, FX LOCKED FX CORTICAL TITANIUM SCREW Ø2.7X50mm, FX LOCKED FX CORTICAL TITANIUM SCREW Ø2.7X55mm, FX LOCKED FX CORTICAL TITANIUM SCREW Ø2.7X60mm, FX LOCKED FX CORTICAL TITANIUM SCREW Ø2.7X65mm, FX LOCKED FX CORTICAL TITANIUM SCREW Ø2.7X70mm, FX LOCKED FX CORTICAL TITANIUM SCREW Ø2.7X75mm, FX LOCKED FX CORTICAL TITANIUM SCREW Ø2.7X80mm, FX LOCKED FX CORTICAL TITANIUM SCREW Ø2.7X85mm, FX LOCKED FX CORTICAL TITANIUM SCREW Ø2.7X90mm, FX LOCKED FX CORTICAL TITANIUM SCREW Ø3x10mm, FX LOCKED FX CORTICAL TITANIUM SCREW Ø3x12mm, FX LOCKED FX CORTICAL TITANIUM SCREW Ø3x14mm, FX LOCKED FX CORTICAL TITANIUM SCREW Ø3x16mm, FX LOCKED FX CORTICAL TITANIUM SCREW Ø3x18mm, FX LOCKED FX CORTICAL TITANIUM SCREW Ø3x20mm, FX LOCKED FX CORTICAL TITANIUM SCREW Ø3x22mm, FX LOCKED FX CORTICAL TITANIUM SCREW Ø3x24mm, FX LOCKED FX CORTICAL TITANIUM SCREW Ø3x26mm, FX LOCKED FX CORTICAL TITANIUM SCREW Ø3x28mm, FX LOCKED FX CORTICAL TITANIUM SCREW Ø3x30mm, FX LOCKED FX CORTICAL TITANIUM SCREW Ø3x32mm, FX LOCKED FX CORTICAL TITANIUM SCREW Ø3x34mm, FX LOCKED FX CORTICAL TITANIUM SCREW Ø3x36mm, FX LOCKED FX CORTICAL TITANIUM SCREW Ø3x38mm, FX LOCKED FX CORTICAL TITANIUM SCREW Ø3x40mm, FX LOCKED FX CORTICAL TITANIUM SCREW Ø3x45mm, FX LOCKED FX CORTICAL TITANIUM SCREW Ø3x50mm, FX LOCKED FX CORTICAL TITANIUM SCREW Ø3x55mm, FX LOCKED FX CORTICAL TITANIUM SCREW Ø3x60mm, FX LOCKED FX CORTICAL TITANIUM SCREW Ø3x65mm, FX LOCKED FX CORTICAL TITANIUM SCREW Ø3x70mm, FX LOCKED FX CORTICAL TITANIUM SCREW Ø3x75mm, FX LOCKED FX CORTICAL TITANIUM SCREW Ø3x80mm, FX LOCKED FX CORTICAL TITANIUM SCREW Ø3x85mm, FX LOCKED FX CORTICAL TITANIUM SCREW Ø3x90mm, FX LOCKED FX CORTICAL TITANIUM SCREW Ø3x95mm, FX LOCKED FX CORTICAL TITANIUM SCREW Ø3x100mm, FX LOCKED FX CORTICAL TITANIUM SCREW Ø3x105mm, FX LOCKED FX CORTICAL TITANIUM SCREW Ø3x110mm, FX LOCKED FX CORTICAL TITANIUM SCREW Ø3.5x10mm, FX LOCKED FX CORTICAL TITANIUM SCREW Ø3.5x12mm, FX LOCKED FX CORTICAL TITANIUM SCREW Ø3.5x14mm, FX LOCKED FX CORTICAL TITANIUM SCREW Ø3.5x16mm, FX LOCKED FX CORTICAL TITANIUM SCREW Ø3.5x18mm, FX LOCKING WIDE FEMUR TITANIUM PLATE 7 HOLE, FX LOCKING WIDE FEMUR TITANIUM PLATE 8 HOLE, FX LOCKING WIDE FEMUR TITANIUM PLATE 9 HOLE, FX LOCKING WIDE FEMUR TITANIUM PLATE 10 HOLE, FX LOCKING WIDE FEMUR TITANIUM PLATE 11 HOLE, FX LOCKING WIDE FEMUR TITANIUM PLATE 12 HOLE, FX LOCKING WIDE FEMUR TITANIUM PLATE 13 HOLE, FX LOCKING WIDE FEMUR TITANIUM PLATE 14 HOLE, FX LOCKING WIDE FEMUR TITANIUM PLATE 15 HOLE, FX LOCKING WIDE FEMUR TITANIUM PLATE 16 HOLE, FX LOCKING WIDE FEMUR TITANIUM PLATE 17 HOLE, FX LOCKING WIDE FEMUR TITANIUM PLATE 18 HOLE, FX DISTAL FEMUR TITANIUM PLATE LEFT 3 HOLE, FX DISTAL FEMUR TITANIUM PLATE LEFT 4 HOLE, FX DISTAL FEMUR TITANIUM PLATE LEFT 5 HOLE, FX DISTAL FEMUR TITANIUM PLATE LEFT 6 HOLE, FX DISTAL FEMUR TITANIUM PLATE LEFT 7 HOLE, FX DISTAL FEMUR TITANIUM PLATE LEFT 8 HOLE, FX DISTAL FEMUR TITANIUM PLATE LEFT 9 HOLE, FX DISTAL FEMUR TITANIUM PLATE LEFT 10 HOLE, FX DISTAL FEMUR TITANIUM PLATE LEFT 11 HOLE, FX DISTAL FEMUR TITANIUM PLATE LEFT 12 HOLE, FX DISTAL FEMUR TITANIUM PLATE LEFT 13 HOLE, FX DISTAL FEMUR TITANIUM PLATE LEFT 14 HOLE, FX DISTAL FEMUR TITANIUM PLATE LEFT 15 HOLE, FX DISTAL FEMUR TITANIUM PLATE LEFT 16 HOLE, FX DISTAL FEMUR TITANIUM PLATE RIGHT 3 HOLE, FX DISTAL FEMUR TITANIUM PLATE RIGHT 4 HOLE, FX DISTAL FEMUR TITANIUM PLATE RIGHT 5 HOLE, FX DISTAL FEMUR TITANIUM PLATE RIGHT 6 HOLE, FX DISTAL FEMUR TITANIUM PLATE RIGHT 7 HOLE, FX DISTAL FEMUR TITANIUM PLATE RIGHT 8 HOLE, FX DISTAL FEMUR TITANIUM PLATE RIGHT 9 HOLE, FX DISTAL FEMUR TITANIUM PLATE RIGHT 10 HOLE, FX DISTAL FEMUR TITANIUM PLATE RIGHT 11 HOLE, FX DISTAL FEMUR TITANIUM PLATE RIGHT 12 HOLE, FX DISTAL FEMUR TITANIUM PLATE RIGHT 13 HOLE, FX DISTAL FEMUR TITANIUM PLATE RIGHT 14 HOLE, FX DISTAL FEMUR TITANIUM PLATE RIGHT 15 HOLE, FX DISTAL FEMUR TITANIUM PLATE RIGHT 16 HOLE, FX DISTAL FEMUR LATERAL TITANIUM PLATE LEFT 3 HOLE, FX DISTAL FEMUR LATERAL TITANIUM PLATE LEFT 4 HOLE, FX DISTAL FEMUR LATERAL TITANIUM PLATE LEFT 5 HOLE, FX DISTAL FEMUR LATERAL TITANIUM PLATE LEFT 6 HOLE, FX DISTAL FEMUR LATERAL TITANIUM PLATE LEFT 7 HOLE, FX DISTAL FEMUR LATERAL TITANIUM PLATE LEFT 8 HOLE, FX DISTAL FEMUR LATERAL TITANIUM PLATE LEFT 9 HOLE, FX DISTAL FEMUR LATERAL TITANIUM PLATE LEFT 10 HOLE, FX DISTAL FEMUR LATERAL TITANIUM PLATE LEFT 11 HOLE, FX DISTAL FEMUR LATERAL TITANIUM PLATE LEFT 12 HOLE, FX DISTAL FEMUR LATERAL TITANIUM PLATE LEFT 13 HOLE, FX DISTAL FEMUR LATERAL TITANIUM PLATE LEFT 14 HOLE, FX DISTAL FEMUR LATERAL TITANIUM PLATE LEFT 15 HOLE, FX DISTAL FEMUR LATERAL TITANIUM PLATE LEFT 16 HOLE, FX DISTAL FEMUR LATERAL TITANIUM PLATE RIGHT 3 HOLE, FX DISTAL FEMUR LATERAL TITANIUM PLATE RIGHT 4 HOLE, FX DISTAL FEMUR LATERAL TITANIUM PLATE RIGHT 5 HOLE, FX DISTAL FEMUR LATERAL TITANIUM PLATE RIGHT 6 HOLE, FX DISTAL FEMUR LATERAL TITANIUM PLATE RIGHT 7 HOLE, FX DISTAL FEMUR LATERAL TITANIUM PLATE RIGHT 8 HOLE, FX DISTAL FEMUR LATERAL TITANIUM PLATE RIGHT 9 HOLE, FX DISTAL FEMUR LATERAL TITANIUM PLATE RIGHT 10 HOLE, FX DISTAL FEMUR LATERAL TITANIUM PLATE RIGHT 11 HOLE, FX DISTAL FEMUR LATERAL TITANIUM PLATE RIGHT 12 HOLE, FX DISTAL FEMUR LATERAL TITANIUM PLATE RIGHT 13 HOLE, FX DISTAL FEMUR LATERAL TITANIUM PLATE RIGHT 14 HOLE, FX DISTAL FEMUR LATERAL TITANIUM PLATE RIGHT 15 HOLE, FX DISTAL FEMUR LATERAL TITANIUM PLATE RIGHT 16 HOLE, FX DISTAL FEMUR HIGH FX OSTEOTOMY PLATE LEFT 3 HOLE, FX DISTAL FEMUR HIGH FX OSTEOTOMY PLATE LEFT 4 HOLE, FX DISTAL FEMUR HIGH FX OSTEOTOMY PLATE LEFT 5 HOLE, FX DISTAL FEMUR HIGH FX OSTEOTOMY PLATE LEFT 6 HOLE, FX DISTAL FEMUR HIGH FX OSTEOTOMY PLATE LEFT 7 HOLE, FX DISTAL FEMUR HIGH FX OSTEOTOMY PLATE RIGHT 3 HOLE, FX DISTAL FEMUR HIGH FX OSTEOTOMY PLATE RIGHT 4 HOLE, FX DISTAL FEMUR HIGH FX OSTEOTOMY PLATE RIGHT 5 HOLE, FX LOCKING FEMUR PROXIMAL TITANIUM PLATE LEFT 3 HOLE, FX LOCKING FEMUR PROXIMAL TITANIUM PLATE LEFT 4 HOLE, FX LOCKING FEMUR PROXIMAL TITANIUM PLATE LEFT 5 HOLE, FX LOCKING FEMUR PROXIMAL TITANIUM PLATE LEFT 6 HOLE, FX LOCKING FEMUR PROXIMAL TITANIUM PLATE LEFT 7 HOLE, FX LOCKING FEMUR PROXIMAL TITANIUM PLATE LEFT 8 HOLE, FX LOCKING FEMUR PROXIMAL TITANIUM PLATE LEFT 9 HOLE, FX LOCKING FEMUR PROXIMAL TITANIUM PLATE LEFT 10 HOLE, FX LOCKING FEMUR PROXIMAL TITANIUM PLATE LEFT 11 HOLE, FX LOCKING FEMUR PROXIMAL TITANIUM PLATE LEFT 12 HOLE, FX LOCKING FEMUR PROXIMAL TITANIUM PLATE LEFT 13 HOLE, FX LOCKING FEMUR PROXIMAL TITANIUM PLATE LEFT 14 HOLE, FX LOCKING FEMUR PROXIMAL TITANIUM PLATE LEFT 15 HOLE, FX LOCKING FEMUR PROXIMAL TITANIUM PLATE LEFT 16 HOLE, FX LOCKING FEMUR PROXIMAL TITANIUM PLATE RIGHT 3 HOLE, FX LOCKING FEMUR PROXIMAL TITANIUM PLATE RIGHT 4 HOLE, FX LOCKING FEMUR PROXIMAL TITANIUM PLATE RIGHT 5 HOLE, FX LOCKING FEMUR PROXIMAL TITANIUM PLATE RIGHT 6 HOLE, FX LOCKING FEMUR PROXIMAL TITANIUM PLATE RIGHT 7 HOLE, FX LOCKING FEMUR PROXIMAL TITANIUM PLATE RIGHT 8 HOLE, FX LOCKING FEMUR PROXIMAL TITANIUM PLATE RIGHT 9 HOLE, FX LOCKING FEMUR PROXIMAL TITANIUM PLATE RIGHT 10 HOLE, FX LOCKING FEMUR PROXIMAL TITANIUM PLATE RIGHT 11 HOLE, FX LOCKING FEMUR PROXIMAL TITANIUM PLATE RIGHT 12 HOLE, FX LOCKING FEMUR PROXIMAL TITANIUM PLATE RIGHT 13 HOLE, FX LOCKING FEMUR PROXIMAL TITANIUM PLATE RIGHT 14 HOLE, FX LOCKING FEMUR PROXIMAL TITANIUM PLATE RIGHT 15 HOLE, FX LOCKING FEMUR PROXIMAL TITANIUM PLATE RIGHT 16 HOLE, FX LOCKING WIDE FEMUR TITANIUM PLATE 4 HOLE, FX LOCKING WIDE FEMUR TITANIUM PLATE 5 HOLE, FX LOCKING WIDE FEMUR TITANIUM PLATE 6 HOLE, FX CANNULATED TITANIUM SCREWØ6.5X85mm GROOVE LENGTH: 32mm, FX CANNULATED TITANIUM SCREWØ6.5X90mm GROOVE LENGTH: 32mm, FX CANNULATED TITANIUM SCREWØ6.5X95mm GROOVE LENGTH: 32mm, FX CANNULATED TITANIUM SCREWØ6.5X100mm GROOVE LENGTH: 32mm, FX CANNULATED TITANIUM SCREWØ6.5X105mm GROOVE LENGTH: 32mm, FX CANNULATED TITANIUM SCREWØ6.5X110mm GROOVE LENGTH: 32mm, FX CANNULATED TITANIUM SCREWØ6.5X115mm GROOVE LENGTH: 32mm, FX CANNULATED TITANIUM SCREWØ6.5X120mm GROOVE LENGTH: 32mm, FX LOCKED CANNULATED FX CORTICAL TITANIUM SCREWØ2.7X10mm, FX LOCKED CANNULATED FX CORTICAL TITANIUM SCREWØ2.7X12mm, FX LOCKED CANNULATED FX CORTICAL TITANIUM SCREWØ2.7X14mm, FX LOCKED CANNULATED FX CORTICAL TITANIUM SCREWØ2.7X16mm, FX LOCKED CANNULATED FX CORTICAL TITANIUM SCREWØ2.7X18mm, FX LOCKED CANNULATED FX CORTICAL TITANIUM SCREWØ2.7X20mm, FX LOCKED CANNULATED FX CORTICAL TITANIUM SCREWØ2.7X22mm, FX LOCKED CANNULATED FX CORTICAL TITANIUM SCREWØ2.7X24mm, FX LOCKED CANNULATED FX CORTICAL TITANIUM SCREWØ2.7X26mm, FX LOCKED CANNULATED FX CORTICAL TITANIUM SCREWØ2.7X28mm, FX CANNULATED TITANIUM SCREWØ6.5X75mm GROOVE LENGTH:
16mm, FX CANNULATED TITANIUM SCREWØ6.5X80mm GROOVE LENGTH:
16mm, FX CANNULATED TITANIUM SCREWØ6.5X85mm GROOVE LENGTH:
16mm, FX CANNULATED TITANIUM SCREWØ6.5X90mm GROOVE LENGTH:
16mm, FX CANNULATED TITANIUM SCREWØ6.5X95mm GROOVE LENGTH:
16mm, FX CANNULATED TITANIUM SCREWØ6.5X100mm GROOVE LENGTH:
16mm, FX CANNULATED TITANIUM SCREWØ6.5X105mm GROOVE LENGTH:
16mm, FX CANNULATED TITANIUM SCREWØ6.5X110mm GROOVE LENGTH:
16mm, FX CANNULATED TITANIUM SCREWØ6.5X115mm GROOVE LENGTH:
16mm, FX CANNULATED TITANIUM SCREWØ6.5X120mm GROOVE LENGTH:
16mm, FX HEADLESS CANNULA COMPRESSION SCREW Ø2.5x8mm, FX HEADLESS CANNULA COMPRESSION SCREW Ø2.5x10mm, FX HEADLESS CANNULA COMPRESSION SCREW Ø2.5x12mm, FX HEADLESS CANNULA COMPRESSION SCREW Ø2.5x14mm, FX HEADLESS CANNULA COMPRESSION SCREW Ø2.5x16mm, FX HEADLESS CANNULA COMPRESSION SCREW Ø2.5x18mm, FX HEADLESS CANNULA COMPRESSION SCREW Ø2.5x20mm, FX HEADLESS CANNULA COMPRESSION SCREW Ø2.5x22mm, FX HEADLESS CANNULA COMPRESSION SCREW Ø2.5x24mm, FX HEADLESS CANNULA COMPRESSION SCREW Ø2.5x26mm, FX HEADLESS CANNULA COMPRESSION SCREW Ø2.5x28mm, FX HEADLESS CANNULA COMPRESSION SCREW Ø2.5x30mm, FX HEADLESS CANNULA COMPRESSION SCREW Ø2.5x32mm, FX HEADLESS CANNULA COMPRESSION SCREW Ø2.5x34mm, FX HEADLESS CANNULA COMPRESSION SCREW Ø2.5x36mm, FX HEADLESS CANNULA COMPRESSION SCREW Ø2.5x38mm, FX HEADLESS CANNULA COMPRESSION SCREW Ø2.5x40mm, FX HEADLESS CANNULA COMPRESSION SCREW Ø2.8x8mm, FX HEADLESS CANNULA COMPRESSION SCREW Ø2.8x10mm, FX HEADLESS CANNULA COMPRESSION SCREW Ø2.8x12mm, FX HEADLESS CANNULA COMPRESSION SCREW Ø2.8x14mm, FX HEADLESS CANNULA COMPRESSION SCREW Ø2.8x16mm, FX HEADLESS CANNULA COMPRESSION SCREW Ø2.8x18mm, FX HEADLESS CANNULA COMPRESSION SCREW Ø2.8x20mm, FX HEADLESS CANNULA COMPRESSION SCREW Ø2.8x22mm, FX HEADLESS CANNULA COMPRESSION SCREW Ø2.8x24mm, FX HEADLESS CANNULA COMPRESSION SCREW Ø2.8x26mm, FX HEADLESS CANNULA COMPRESSION SCREW Ø2.8x28mm, FX HEADLESS CANNULA COMPRESSION SCREW Ø2.8x30mm, FX HEADLESS CANNULA COMPRESSION SCREW Ø2.8x32mm, FX HEADLESS CANNULA COMPRESSION SCREW Ø2.8x34mm, FX HEADLESS CANNULA COMPRESSION SCREW Ø2.8x36mm, FX HEADLESS CANNULA COMPRESSION SCREW Ø2.8x38mm, FX HEADLESS CANNULA COMPRESSION SCREW Ø2.8x40mm, FX HEADLESS CANNULA COMPRESSION SCREW Ø3.5X10mm, FX HEADLESS CANNULA COMPRESSION SCREW Ø3.5X12mm, FX HEADLESS CANNULA COMPRESSION SCREW Ø3.5X14mm, FX HEADLESS CANNULA COMPRESSION SCREW Ø3.5X16mm, FX HEADLESS CANNULA COMPRESSION SCREW Ø3.5X18mm, FX HEADLESS CANNULA COMPRESSION SCREW Ø3.5X20mm, FX HEADLESS CANNULA COMPRESSION SCREW Ø3.5X22mm, FX HEADLESS CANNULA COMPRESSION SCREW Ø3.5X24mm, FX HEADLESS CANNULA COMPRESSION SCREW Ø3.5X26mm, FX HEADLESS CANNULA COMPRESSION SCREW Ø3.5X28mm, FX HEADLESS CANNULA COMPRESSION SCREW Ø3.5X30mm, FX HEADLESS CANNULA COMPRESSION SCREW Ø3.5X32mm, FX HEADLESS CANNULA COMPRESSION SCREW Ø3.5X34mm, FX HEADLESS CANNULA COMPRESSION SCREW Ø3.5X36mm, FX HEADLESS CANNULA COMPRESSION SCREW Ø3.5X38mm, FX HEADLESS CANNULA COMPRESSION SCREW Ø3.5X40mm, FX HEADLESS CANNULA COMPRESSION SCREW Ø3.5X42mm, FX HEADLESS CANNULA COMPRESSION SCREW Ø3.5X44mm, FX HEADLESS CANNULA COMPRESSION SCREW Ø3.5X45mm, FX HEADLESS CANNULA COMPRESSION SCREW Ø3.5X46mm, FX HEADLESS CANNULA COMPRESSION SCREW Ø3.5X48mm, FX HEADLESS CANNULA COMPRESSION SCREW Ø3.5X50mm, FX HEADLESS CANNULA COMPRESSION SCREW Ø4X15mm, FX HEADLESS CANNULA COMPRESSION SCREW Ø4X20mm, FX HEADLESS CANNULA COMPRESSION SCREW Ø4X25mm, FX HEADLESS CANNULA COMPRESSION SCREW Ø4X30mm, FX HEADLESS CANNULA COMPRESSION SCREW Ø4X35mm, FX HEADLESS CANNULA COMPRESSION SCREW Ø4X40mm, FX HEADLESS CANNULA COMPRESSION SCREW Ø4X45mm, FX HEADLESS CANNULA COMPRESSION SCREW Ø4X50mm, FX HEADLESS CANNULA COMPRESSION SCREW Ø4X55mm, FX HEADLESS CANNULA COMPRESSION SCREW Ø4X60mm, FX HEADLESS CANNULA COMPRESSION SCREW Ø4X65mm, FX HEADLESS CANNULA COMPRESSION SCREW Ø4X70mm, FX HEADLESS CANNULA COMPRESSION SCREW Ø5X20mm, FX HEADLESS CANNULA COMPRESSION SCREW Ø5X25mm, FX HEADLESS CANNULA COMPRESSION SCREW Ø5X30mm, FX HEADLESS CANNULA COMPRESSION SCREW Ø5X35mm, FX HEADLESS CANNULA COMPRESSION SCREW Ø5X40mm, FX HEADLESS CANNULA COMPRESSION SCREW Ø5X45mm, FX HEADLESS CANNULA COMPRESSION SCREW Ø5X50mm, FX HEADLESS CANNULA COMPRESSION SCREW Ø5X55mm, FX HEADLESS CANNULA COMPRESSION SCREW Ø5X60mm, FX HEADLESS CANNULA COMPRESSION SCREW Ø5X65mm, FX HEADLESS CANNULA COMPRESSION SCREW Ø5X70mm, FX HEADLESS CANNULA COMPRESSION SCREW Ø5X75mm, FX HEADLESS CANNULA COMPRESSION SCREW Ø5X80mm, FX HEADLESS CANNULA COMPRESSION SCREW Ø5X85mm, FX HEADLESS CANNULA COMPRESSION SCREW Ø5X90mm, FX HEADLESS CANNULA COMPRESSION SCREW Ø5X95mm, FX HEADLESS CANNULA COMPRESSION SCREW Ø5X100mm, FX HEADLESS CANNULA COMPRESSION SCREW Ø5.5X20mm, FX HEADLESS CANNULA COMPRESSION SCREW Ø5.5X25mm, FX HEADLESS CANNULA COMPRESSION SCREW Ø5.5X30mm, FX HEADLESS CANNULA COMPRESSION SCREW Ø5.5X35mm, FX HEADLESS CANNULA COMPRESSION SCREW Ø5.5X40mm, FX HEADLESS CANNULA COMPRESSION SCREW Ø5.5X45mm, FX HEADLESS CANNULA COMPRESSION SCREW Ø5.5X50mm, FX HEADLESS CANNULA COMPRESSION SCREW Ø5.5X55mm, FX HEADLESS CANNULA COMPRESSION SCREW Ø5.5X60mm, FX HEADLESS CANNULA COMPRESSION SCREW Ø5.5X65mm, FX HEADLESS CANNULA COMPRESSION SCREW Ø5.5X70mm, FX HEADLESS CANNULA COMPRESSION SCREW Ø5.5X75mm, FX HEADLESS CANNULA COMPRESSION SCREW Ø5.5X80mm, FX HEADLESS CANNULA COMPRESSION SCREW Ø5.5X85mm, FX HEADLESS CANNULA COMPRESSION SCREW Ø5.5X90mm, FX HEADLESS CANNULA COMPRESSION SCREW Ø5.5X95mm, FX HEADLESS CANNULA COMPRESSION SCREW Ø5.5X100mm, FX HEADLESS CANNULA COMPRESSION SCREW Ø6.5X20mm, FX HEADLESS CANNULA COMPRESSION SCREW Ø6.5X25mm, FX LOCKED CANNULATED FX CORTICAL TITANIUM SCREWØ2.7X30mm, FX LOCKED CANNULATED FX CORTICAL TITANIUM SCREWØ2.7X32mm, FX LOCKED CANNULATED FX CORTICAL TITANIUM SCREWØ2.7X34mm, FX LOCKED CANNULATED FX CORTICAL TITANIUM SCREWØ2.7X36mm, FX LOCKED CANNULATED FX CORTICAL TITANIUM SCREWØ2.7X38mm, FX LOCKED CANNULATED FX CORTICAL TITANIUM SCREWØ2.7X40mm, FX LOCKED CANNULATED FX CORTICAL TITANIUM SCREWØ2.7X45mm, FX LOCKED CANNULATED FX CORTICAL TITANIUM SCREWØ2.7X50mm, FX LOCKING CANNULA SELF-TAPPING CORTICAL SCREW Ø3.5X10mm, FX LOCKING CANNULA SELF-TAPPING CORTICAL SCREW Ø3.5X12mm, FX LOCKING CANNULA SELF-TAPPING CORTICAL SCREW Ø3.5X14mm, FX LOCKING CANNULA SELF-TAPPING CORTICAL SCREW Ø3.5X16mm, FX LOCKING CANNULA SELF-TAPPING CORTICAL SCREW Ø3.5X18mm, FX LOCKING CANNULA SELF-TAPPING CORTICAL SCREW Ø3.5X20mm, FX LOCKING CANNULA SELF-TAPPING CORTICAL SCREW Ø3.5X22mm, FX LOCKING CANNULA SELF-TAPPING CORTICAL SCREW Ø3.5X24mm, FX LOCKING CANNULA SELF-TAPPING CORTICAL SCREW Ø3.5X26mm, FX LOCKING CANNULA SELF-TAPPING CORTICAL SCREW Ø3.5X28mm, FX LOCKING CANNULA SELF-TAPPING CORTICAL SCREW Ø3.5X30mm, FX LOCKING CANNULA SELF-TAPPING CORTICAL SCREW Ø3.5X32mm, FX LOCKING CANNULA SELF-TAPPING CORTICAL SCREW Ø3.5X34mm, FX LOCKING CANNULA SELF-TAPPING CORTICAL SCREW Ø3.5X36mm, FX LOCKING CANNULA SELF-TAPPING CORTICAL SCREW Ø3.5X38mm, FX LOCKING CANNULA SELF-TAPPING CORTICAL SCREW Ø3.5X40mm, FX LOCKING CANNULA SELF-TAPPING CORTICAL SCREW Ø3.5X45mm, FX LOCKING CANNULA SELF-TAPPING CORTICAL SCREW Ø3.5X50mm, FX LOCKING CANNULA SELF-TAPPING CORTICAL SCREW Ø3.5X55mm, FX LOCKING CANNULA SELF-TAPPING CORTICAL SCREW Ø3.5X60mm, FX LOCKING CANNULA SELF-TAPPING CORTICAL SCREW Ø3.5X65mm, FX LOCKING CANNULA SELF-TAPPING CORTICAL SCREW Ø3.5X70mm, FX LOCKING CANNULA SELF-TAPPING CORTICAL SCREW Ø3.5X75mm, FX LOCKING CANNULA SELF-TAPPING CORTICAL SCREW Ø3.5X80mm, FX LOCKING CANNULA SELF-TAPPING CORTICAL SCREW Ø3.5X85mm, FX LOCKING CANNULA SELF-TAPPING CORTICAL SCREW Ø3.5X90mm, FX LOCKING CANNULA SELF-TAPPING CORTICAL SCREW Ø3.5X95mm, FX LOCKING CANNULA SELF-TAPPING CORTICAL SCREW Ø3.5X100mm, FX LOCKED CANNULATED FX CORTICAL TITANIUM SCREWØ5X20mm, FX LOCKED CANNULATED FX CORTICAL TITANIUM SCREWØ5X22mm, FX LOCKED CANNULATED FX CORTICAL TITANIUM SCREWØ5X24mm, FX LOCKED CANNULATED FX CORTICAL TITANIUM SCREWØ5X26mm, FX LOCKED CANNULATED FX CORTICAL TITANIUM SCREWØ5X28mm, FX LOCKED CANNULATED FX CORTICAL TITANIUM SCREWØ5X30mm, FX LOCKED CANNULATED FX CORTICAL TITANIUM SCREWØ5X32mm, FX LOCKED CANNULATED FX CORTICAL TITANIUM SCREWØ5X34mm, FX LOCKED CANNULATED FX CORTICAL TITANIUM SCREWØ5X36mm, FX LOCKED CANNULATED FX CORTICAL TITANIUM SCREWØ5X38mm, FX LOCKED CANNULATED FX CORTICAL TITANIUM SCREWØ5X40mm, FX LOCKED CANNULATED FX CORTICAL TITANIUM SCREWØ5X45mm, FX LOCKED CANNULATED FX CORTICAL TITANIUM SCREWØ5X50mm, FX LOCKED CANNULATED FX CORTICAL TITANIUM SCREWØ5X55mm, FX LOCKED CANNULATED FX CORTICAL TITANIUM SCREWØ5X60mm, FX LOCKED CANNULATED FX CORTICAL TITANIUM SCREWØ5X65mm, FX LOCKED CANNULATED FX CORTICAL TITANIUM SCREWØ5X70mm, FX LOCKED CANNULATED FX CORTICAL TITANIUM SCREWØ5X75mm, FX LOCKED CANNULATED FX CORTICAL TITANIUM SCREWØ5X80mm, FX LOCKED CANNULATED FX CORTICAL TITANIUM SCREWØ5X85mm, FX LOCKED CANNULATED FX CORTICAL TITANIUM SCREWØ5X90mm, FX LOCKED CANNULATED FX CORTICAL TITANIUM SCREWØ5X95mm, FX LOCKED CANNULATED FX CORTICAL TITANIUM SCREWØ5X100mm, FX LOCKED CANNULA FX SPONGIOS TITANIUM SCREW Ø5X20mm, FX LOCKED CANNULA FX SPONGIOS TITANIUM SCREW Ø5X25mm, FX LOCKED CANNULA FX SPONGIOS TITANIUM SCREW Ø5X30mm, FX LOCKED CANNULA FX SPONGIOS TITANIUM SCREW Ø5X35mm, FX LOCKED CANNULA FX SPONGIOS TITANIUM SCREW Ø5X40mm, FX LOCKED CANNULA FX SPONGIOS TITANIUM SCREW Ø5X45mm, FX LOCKED CANNULA FX SPONGIOS TITANIUM SCREW Ø5X50mm, FX LOCKED CANNULA FX SPONGIOS TITANIUM SCREW Ø5X55mm, FX LOCKED CANNULA FX SPONGIOS TITANIUM SCREW Ø5X60mm, FX LOCKED CANNULA FX SPONGIOS TITANIUM SCREW Ø5X65mm, FX LOCKED CANNULA FX SPONGIOS TITANIUM SCREW Ø5X70mm, FX LOCKED CANNULA FX SPONGIOS TITANIUM SCREW Ø5X75mm, FX LOCKED CANNULA FX SPONGIOS TITANIUM SCREW Ø5X80mm, FX LOCKED CANNULA FX SPONGIOS TITANIUM SCREW Ø5X85mm, FX LOCKED CANNULA FX SPONGIOS TITANIUM SCREW Ø5X90mm, FX LOCKED CANNULA FX SPONGIOS TITANIUM SCREW Ø5X95mm, FX LOCKED CANNULA FX SPONGIOS TITANIUM SCREW Ø5X100mm, FX LOCKED CANNULATED FX CORTICAL TITANIUM SCREWØ5.3X20mm, FX LOCKED CANNULATED FX CORTICAL TITANIUM SCREWØ5.3X22mm, FX LOCKED CANNULATED FX CORTICAL TITANIUM SCREWØ5.3X24mm, FX LOCKED CANNULATED FX CORTICAL TITANIUM SCREWØ5.3X26mm, FX LOCKED CANNULATED FX CORTICAL TITANIUM SCREWØ5.3X28mm, FX LOCKED CANNULATED FX CORTICAL TITANIUM SCREWØ5.3X30mm, FX LOCKED CANNULATED FX CORTICAL TITANIUM SCREWØ5.3X32mm, FX LOCKED CANNULATED FX CORTICAL TITANIUM SCREWØ5.3X34mm, FX LOCKED CANNULATED FX CORTICAL TITANIUM SCREWØ5.3X36mm, FX LOCKED CANNULATED FX CORTICAL TITANIUM SCREWØ5.3X38mm, FX LOCKED CANNULATED FX CORTICAL TITANIUM SCREWØ5.3X40mm, FX LOCKED CANNULATED FX CORTICAL TITANIUM SCREWØ5.3X45mm, FX LOCKED CANNULATED FX CORTICAL TITANIUM SCREWØ5.3X50mm, FX LOCKED CANNULATED FX CORTICAL TITANIUM SCREWØ5.3X55mm, FX LOCKED CANNULATED FX CORTICAL TITANIUM SCREWØ5.3X60mm, FX LOCKED CANNULATED FX CORTICAL TITANIUM SCREWØ5.3X65mm, FX LOCKED CANNULATED FX CORTICAL TITANIUM SCREWØ5.3X70mm, FX LOCKED CANNULATED FX CORTICAL TITANIUM SCREWØ5.3X75mm, FX LOCKED CANNULATED FX CORTICAL TITANIUM SCREWØ5.3X80mm, FX LOCKED CANNULATED FX CORTICAL TITANIUM SCREWØ5.3X85mm, FX LOCKED CANNULATED FX CORTICAL TITANIUM SCREWØ5.3X90mm, FX LOCKED CANNULATED FX CORTICAL TITANIUM SCREWØ5.3X95mm, FX LOCKED CANNULATED FX CORTICAL TITANIUM SCREWØ5.3X100mm, FX CANNULATED TITANIUM SCREWØ7.3X120mm GROOVE LENGTH:
16mm, FX CANNULATED TITANIUM SCREWØ7.3X30mm GROOVE LENGTH:
32mm, FX CANNULATED TITANIUM SCREWØ7.3X35mm GROOVE LENGTH:
32mm, FX CANNULATED TITANIUM SCREWØ7.3X40mm GROOVE LENGTH:
32mm, FX CANNULATED TITANIUM SCREWØ7.3X45mm GROOVE LENGTH:
32mm, FX CANNULATED TITANIUM SCREWØ7.3X50mm GROOVE LENGTH:
32mm, FX CANNULATED TITANIUM SCREWØ7.3X55mm GROOVE LENGTH:
32mm, FX CANNULATED TITANIUM SCREWØ7.3X60mm GROOVE LENGTH:
32mm, FX CANNULATED TITANIUM SCREWØ7.3X65mm GROOVE LENGTH:
32mm, FX CANNULATED TITANIUM SCREWØ7.3X70mm GROOVE LENGTH:
32mm, FX CANNULATED TITANIUM SCREWØ7.3X75mm GROOVE LENGTH:
32mm, FX CANNULATED TITANIUM SCREWØ7.3X80mm GROOVE LENGTH:
32mm, FX CANNULATED TITANIUM SCREWØ7.3X85mm GROOVE LENGTH:
32mm, FX CANNULATED TITANIUM SCREWØ7.3X90mm GROOVE LENGTH:
32mm, FX CANNULATED TITANIUM SCREWØ7.3X95mm GROOVE LENGTH:
32mm, FX CANNULATED TITANIUM SCREWØ7.3X100mm GROOVE LENGTH:
32mm, FX CANNULATED TITANIUM SCREWØ7.3X105mm GROOVE LENGTH:
32mm, FX CANNULATED TITANIUM SCREWØ7.3X110mm GROOVE LENGTH:
32mm, FX CANNULATED TITANIUM SCREWØ7.3X115mm GROOVE LENGTH:
32mm, FX CANNULATED TITANIUM SCREWØ7.3X120mm GROOVE LENGTH:
32mm, FX CANNULATED TITANIUM SCREWØ6.5X30mm GROOVE LENGTH:
16mm, FX CANNULATED TITANIUM SCREWØ6.5X35mm GROOVE LENGTH:
16mm, FX CANNULATED TITANIUM SCREWØ6.5X40mm GROOVE LENGTH:
16mm, FX CANNULATED TITANIUM SCREWØ6.5X45mm GROOVE LENGTH:
16mm, FX CANNULATED TITANIUM SCREWØ6.5X50mm GROOVE LENGTH:
16mm, FX CANNULATED TITANIUM SCREWØ6.5X55mm GROOVE LENGTH:
16mm, FX CANNULATED TITANIUM SCREWØ6.5X60mm GROOVE LENGTH:
16mm, FX CANNULATED TITANIUM SCREWØ6.5X65mm GROOVE LENGTH:
16mm, FX CANNULATED TITANIUM SCREWØ6.5X70mm GROOVE LENGTH:
16mm, FX CANNULATED TITANIUM SCREWØ7.3X85mm GROOVE LENGTH:
16mm, FX CANNULATED TITANIUM SCREWØ7.3X90mm GROOVE LENGTH:
16mm, FX CANNULATED TITANIUM SCREWØ7.3X95mm GROOVE LENGTH:
16mm, FX CANNULATED TITANIUM SCREWØ7.3X100mm GROOVE LENGTH:
16mm, FX CANNULATED TITANIUM SCREWØ7.3X105mm GROOVE LENGTH:
16mm, FX CANNULATED TITANIUM SCREWØ7.3X110mm GROOVE LENGTH:
16mm, FX CANNULATED TITANIUM SCREWØ7.3X115mm GROOVE LENGTH:
16mm, FX CANNULATED TITANIUM SCREWØ6.5X30mm GROOVE LENGTH:
32mm, FX CANNULATED TITANIUM SCREWØ6.5X35mm GROOVE LENGTH:
32mm, FX CANNULATED TITANIUM SCREWØ6.5X40mm GROOVE LENGTH:
32mm, FX CANNULATED TITANIUM SCREWØ6.5X45mm GROOVE LENGTH:
32mm, FX CANNULATED TITANIUM SCREWØ6.5X50mm GROOVE LENGTH:
32mm, FX CANNULATED TITANIUM SCREWØ6.5X55mm GROOVE LENGTH:
32mm, FX CANNULATED TITANIUM SCREWØ6.5X60mm GROOVE LENGTH:
32mm, FX CANNULATED TITANIUM SCREWØ6.5X65mm GROOVE LENGTH:
32mm, FX CANNULATED TITANIUM SCREWØ6.5X70mm GROOVE LENGTH:
32mm, FX CANNULATED TITANIUM SCREWØ6.5X75mm GROOVE LENGTH:
32mm, FX CANNULATED TITANIUM SCREWØ6.5X80mm GROOVE LENGTH: 32mm
16582 | FX PFN NAIL DISTAL LOCKING SCREW Ø5X38mm, FX PFN NAIL DISTAL LOCKING SCREW Ø5X40mm, FX PFN NAIL DISTAL LOCKING SCREW Ø5X42mm, FX PFN NAIL DISTAL LOCKING SCREW Ø5X44mm, FX PFN NAIL DISTAL LOCKING SCREW Ø5X46mm, FX PFN NAIL DISTAL LOCKING SCREW Ø5X48mm, FX PFN NAIL DISTAL LOCKING SCREW Ø5X50mm, FX PFN NAIL DISTAL LOCKING SCREW Ø5X52mm, FX PFN NAIL DISTAL LOCKING SCREW Ø5X54mm, FX PFN NAIL DISTAL LOCKING SCREW Ø5X56mm, FX PFN NAIL DISTAL LOCKING SCREW Ø5X58mm, FX PFN NAIL DISTAL LOCKING SCREW Ø5X60mm, FX INTRAMEDULLARY NAIL DISTAL LOCK SCREW Ø5x25mm, FX INTRAMEDULLARY NAIL DISTAL LOCK SCREW Ø5x30mm, FX INTRAMEDULLARY NAIL DISTAL LOCK SCREW Ø5x35mm, FX INTRAMEDULLARY NAIL DISTAL LOCK SCREW Ø5x40mm, FX INTRAMEDULLARY NAIL DISTAL LOCK SCREW Ø5x45mm, FX INTRAMEDULLARY NAIL DISTAL LOCK SCREW Ø5x50mm, FX INTRAMEDULLARY NAIL DISTAL LOCK SCREW Ø5x55mm, FX INTRAMEDULLARY NAIL DISTAL LOCK SCREW Ø5x60mm, FX INTRAMEDULLARY NAIL DISTAL LOCK SCREW Ø5x65mm, FX INTRAMEDULLARY NAIL DISTAL LOCK SCREW Ø5x70mm, FX INTRAMEDULLARY NAIL DISTAL LOCK SCREW Ø5x75mm, FX INTRAMEDULLARY NAIL DISTAL LOCK SCREW Ø5x80mm, FX INTRAMEDULLARY NAIL DISTAL LOCK SCREW Ø5x85mm, FX INTRAMEDULLARY NAIL DISTAL LOCK SCREW Ø5x90mm, FX INTRAMEDULLARY NAIL DISTAL LOCK SCREW Ø5.5x25mm, FX INTRAMEDULLARY NAIL DISTAL LOCK SCREW Ø5.5x30mm, FX INTRAMEDULLARY NAIL DISTAL LOCK SCREW Ø5.5x35mm, FX INTRAMEDULLARY NAIL DISTAL LOCK SCREW Ø5.5x40mm, FX INTRAMEDULLARY NAIL DISTAL LOCK SCREW Ø5.5x45mm, FX INTRAMEDULLARY NAIL DISTAL LOCK SCREW Ø5.5x50mm, FX INTRAMEDULLARY NAIL DISTAL LOCK SCREW Ø5.5x55mm, FX INTRAMEDULLARY NAIL DISTAL LOCK SCREW Ø5.5x60mm, FX INTRAMEDULLARY NAIL DISTAL LOCK SCREW Ø5.5x65mm, FX INTRAMEDULLARY NAIL DISTAL LOCK SCREW Ø5.5x70mm, FX INTRAMEDULLARY NAIL DISTAL LOCK SCREW Ø5.5x75mm, FX INTRAMEDULLARY NAIL DISTAL LOCK SCREW Ø5.5x80mm, FX INTRAMEDULLARY NAIL DISTAL LOCK SCREW Ø5.5x85mm, FX INTRAMEDULLARY NAIL DISTAL LOCK SCREW Ø5.5x90mm, FX PROXIMAL FEMUR NAIL 120° Ø9x170mm, FX PROXIMAL FEMUR NAIL 120° Ø9x200mm, FX PROXIMAL FEMUR NAIL 120° Ø9x260mm, FX PROXIMAL FEMUR NAIL 120° Ø10x260mm, FX PROXIMAL FEMUR NAIL 120° Ø11x240mm, FX PROXIMAL FEMUR NAIL 120° Ø11x260mm, FX FEMUR RETROGRADE NAILS Ø13x360mm, FX FEMUR RETROGRADE NAILS Ø13x380mm, FX FEMUR RETROGRADE NAILS Ø13x400mm, FX FEMUR RETROGRADE NAILS Ø14x200mm, FX FEMUR RETROGRADE NAILS Ø14x220mm, FX FEMUR RETROGRADE NAILS Ø14x240mm, FX FEMUR RETROGRADE NAILS Ø14x260mm, FX FEMUR RETROGRADE NAILS Ø14x280mm, FX FEMUR RETROGRADE NAILS Ø14x300mm, FX FEMUR RETROGRADE NAILS Ø14x320mm, FX FEMUR RETROGRADE NAILS Ø14x340mm, FX FEMUR RETROGRADE NAILS Ø14x360mm, FX FEMUR RETROGRADE NAILS Ø14x380mm, FX FEMUR RETROGRADE NAILS Ø14x400mm, FX PFN NAIL DISTAL LOCKING SCREW Ø5X24mm, FX PFN NAIL DISTAL LOCKING SCREW Ø5X26mm, FX PFN NAIL DISTAL LOCKING SCREW Ø5X28mm, FX PFN NAIL DISTAL LOCKING SCREW Ø5X30mm, FX PFN NAIL DISTAL LOCKING SCREW Ø5X32mm, FX PFN NAIL DISTAL LOCKING SCREW Ø5X34mm, FX PFN NAIL DISTAL LOCKING SCREW Ø5X36mm, FX PROXIMAL FEMUR NAIL 120° Ø12x200mm, FX PROXIMAL FEMUR NAIL 120° Ø12x260mm, FX PROXIMAL FEMUR NAIL 125° Ø9x170mm, FX PROXIMAL FEMUR NAIL 125° Ø9x240mm, FX PROXIMAL FEMUR NAIL 125° Ø9x260mm, FX PROXIMAL FEMUR NAIL 125° Ø10x200mm, FX PROXIMAL FEMUR NAIL 125° Ø10x260mm, FX PROXIMAL FEMUR NAIL 125° Ø11x240mm, FX PROXIMAL FEMUR NAIL 125° Ø11x260mm, FX PROXIMAL FEMUR NAIL 125° Ø12x170mm, FX PROXIMAL FEMUR NAIL 125° Ø12x200mm, FX PROXIMAL FEMUR NAIL 125° Ø12x240mm, FX PROXIMAL FEMUR NAIL 125° Ø12x260mm, FX PROXIMAL FEMUR NAIL 130° Ø9x240mm, FX PROXIMAL FEMUR NAIL 130° Ø9x260mm, FX PROXIMAL FEMUR NAIL 130° Ø10x200mm, FX PROXIMAL FEMUR NAIL 130° Ø10x240mm, FX PROXIMAL FEMUR NAIL 130° Ø10x260mm, FX PROXIMAL FEMUR NAIL 130° Ø11x200mm, FX PROXIMAL FEMUR NAIL 130° Ø11x260mm, FX PROXIMAL FEMUR NAIL 130° Ø12x170mm, FX PROXIMAL FEMUR NAIL 130° Ø12x200mm, FX PROXIMAL FEMUR NAIL 130° Ø12x240mm, FX PROXIMAL FEMUR NAIL LONG Ø9x300mm, FX PROXIMAL FEMUR NAIL LONG Ø9x320mm, FX PROXIMAL FEMUR NAIL LONG Ø9x340mm, FX PROXIMAL FEMUR NAIL LONG Ø9x360mm, FX PROXIMAL FEMUR NAIL LONG Ø9x380mm, FX PROXIMAL FEMUR NAIL LONG Ø9x400mm, FX PROXIMAL FEMUR NAIL LONG Ø9x420mm, FX PROXIMAL FEMUR NAIL LONG Ø9x440mm, FX PROXIMAL FEMUR NAIL LONG Ø10x300mm, FX PROXIMAL FEMUR NAIL LONG Ø10x320mm, FX PROXIMAL FEMUR NAIL LONG Ø10x340mm, FX PROXIMAL FEMUR NAIL LONG Ø10x360mm, FX PROXIMAL FEMUR NAIL LONG Ø10x380mm, FX PROXIMAL FEMUR NAIL LONG Ø10x400mm, FX PROXIMAL FEMUR NAIL LONG Ø10x420mm, FX PROXIMAL FEMUR NAIL LONG Ø10x440mm, FX PROXIMAL FEMUR NAIL 120° Ø9x240mm, FX PROXIMAL FEMUR NAIL 120° Ø10x170mm, FX PROXIMAL FEMUR NAIL 120° Ø10x200mm, FX PROXIMAL FEMUR NAIL 120° Ø10x240mm, FX PROXIMAL FEMUR NAIL 120° Ø11x170mm, FX PROXIMAL FEMUR NAIL 120° Ø11x200mm, FX PROXIMAL FEMUR NAIL 120° Ø12x170mm, FX PROXIMAL FEMUR NAIL 120° Ø12x240mm, FX PROXIMAL FEMUR NAIL 125° Ø9x200mm, FX PROXIMAL FEMUR NAIL 125° Ø10x170mm, FX PROXIMAL FEMUR NAIL 125° Ø10x240mm, FX PROXIMAL FEMUR NAIL 125° Ø11x170mm, FX PROXIMAL FEMUR NAIL 125° Ø11x200mm, FX PROXIMAL FEMUR NAIL 130° Ø9x170mm, FX PROXIMAL FEMUR NAIL 130° Ø9x200mm, FX PROXIMAL FEMUR NAIL 130° Ø10x170mm, FX PROXIMAL FEMUR NAIL 130° Ø11x170mm, FX PROXIMAL FEMUR NAIL 130° Ø11x240mm, FX PROXIMAL FEMUR NAIL 130° Ø12x260mm, FX PROXIMAL FEMUR NAIL LONG Ø11x300mm, FX PROXIMAL FEMUR NAIL LONG Ø11x320mm, FX PROXIMAL FEMUR NAIL LONG Ø11x340mm, FX PROXIMAL FEMUR NAIL LONG Ø11x360mm, FX PROXIMAL FEMUR NAIL LONG Ø11x380mm, FX PROXIMAL FEMUR NAIL LONG Ø11x400mm, FX PROXIMAL FEMUR NAIL LONG Ø11x420mm, FX PROXIMAL FEMUR NAIL LONG Ø11x440mm, FX PROXIMAL FEMUR NAIL LONG Ø12x300mm, FX PROXIMAL FEMUR NAIL LONG Ø12x320mm, FX PROXIMAL FEMUR NAIL LONG Ø12x340mm, FX PROXIMAL FEMUR NAIL LONG Ø12x360mm, FX PROXIMAL FEMUR NAIL LONG Ø12x380mm, FX PROXIMAL FEMUR NAIL LONG Ø12x400mm, FX PROXIMAL FEMUR NAIL LONG Ø12x420mm, FX PROXIMAL FEMUR NAIL LONG Ø12x440mm, FX FEMUR RETROGRADE NAILS Ø9x200mm, FX FEMUR RETROGRADE NAILS Ø9x220mm, FX FEMUR RETROGRADE NAILS Ø9x240mm, FX FEMUR RETROGRADE NAILS Ø9x260mm, FX FEMUR RETROGRADE NAILS Ø9x280mm, FX FEMUR RETROGRADE NAILS Ø9x300mm, FX FEMUR RETROGRADE NAILS Ø9x320mm, FX FEMUR RETROGRADE NAILS Ø9x340mm, FX FEMUR RETROGRADE NAILS Ø9x360mm, FX FEMUR RETROGRADE NAILS Ø9x380mm, FX FEMUR RETROGRADE NAILS Ø9x400mm, FX FEMUR RETROGRADE NAILS Ø10x200mm, FX FEMUR RETROGRADE NAILS Ø10x220mm, FX FEMUR RETROGRADE NAILS Ø10x240mm, FX FEMUR RETROGRADE NAILS Ø10x260mm, FX FEMUR RETROGRADE NAILS Ø10x280mm, FX FEMUR RETROGRADE NAILS Ø10x300mm, FX FEMUR RETROGRADE NAILS Ø10x320mm, FX FEMUR RETROGRADE NAILS Ø10x340mm, FX FEMUR RETROGRADE NAILS Ø10x360mm, FX FEMUR RETROGRADE NAILS Ø10x380mm, FX FEMUR RETROGRADE NAILS Ø10x400mm, FX FEMUR RETROGRADE NAILS Ø11x200mm, FX FEMUR RETROGRADE NAILS Ø11x220mm, FX FEMUR RETROGRADE NAILS Ø11x240mm, FX FEMUR RETROGRADE NAILS Ø11x260mm, FX FEMUR RETROGRADE NAILS Ø11x280mm, FX FEMUR RETROGRADE NAILS Ø11x300mm, FX FEMUR RETROGRADE NAILS Ø11x320mm, FX FEMUR RETROGRADE NAILS Ø11x340mm, FX FEMUR RETROGRADE NAILS Ø11x360mm, FX FEMUR RETROGRADE NAILS Ø11x380mm, FX FEMUR RETROGRADE NAILS Ø11x400mm, FX FEMUR RETROGRADE NAILS Ø12x200mm, FX FEMUR RETROGRADE NAILS Ø12x220mm, FX FEMUR RETROGRADE NAILS Ø12x240mm, FX FEMUR RETROGRADE NAILS Ø12x260mm, FX FEMUR RETROGRADE NAILS Ø12x280mm, FX FEMUR RETROGRADE NAILS Ø12x300mm, FX FEMUR RETROGRADE NAILS Ø12x320mm, FX FEMUR RETROGRADE NAILS Ø12x340mm, FX FEMUR RETROGRADE NAILS Ø12x360mm, FX FEMUR RETROGRADE NAILS Ø12x380mm, FX FEMUR RETROGRADE NAILS Ø12x400mm, FX FEMUR RETROGRADE NAILS Ø13x200mm, FX FEMUR RETROGRADE NAILS Ø13x220mm, FX FEMUR RETROGRADE NAILS Ø13x240mm, FX FEMUR RETROGRADE NAILS Ø13x260mm, FX FEMUR RETROGRADE NAILS Ø13x280mm, FX FEMUR RETROGRADE NAILS Ø13x300mm, FX FEMUR RETROGRADE NAILS Ø13x320mm, FX FEMUR RETROGRADE NAILS Ø13x340mm, FX FEMUR INTRAMEDULLARY NAIL RIGTH 11x400mm, FX FEMUR INTRAMEDULLARY NAIL RIGTH 11x420mm, FX FEMUR INTRAMEDULLARY NAIL RIGTH 11x440mm, FX FEMUR INTRAMEDULLARY NAIL RIGTH 12x300mm, FX FEMUR INTRAMEDULLARY NAIL RIGTH 12x320mm, FX FEMUR INTRAMEDULLARY NAIL RIGTH 12x340mm, FX FEMUR INTRAMEDULLARY NAIL RIGTH 12x360mm, FX FEMUR INTRAMEDULLARY NAIL RIGTH 12x380mm, FX FEMUR INTRAMEDULLARY NAIL RIGTH 12x400mm, FX FEMUR INTRAMEDULLARY NAIL RIGTH 12x420mm, FX FEMUR INTRAMEDULLARY NAIL RIGTH 12x440mm, FX FEMUR INTRAMEDULLARY NAIL RIGTH Ø13x300mm, FX FEMUR INTRAMEDULLARY NAIL RIGTH Ø13x320mm, FX FEMUR INTRAMEDULLARY NAIL RIGTH Ø13x340mm, FX FEMUR INTRAMEDULLARY NAIL RIGTH Ø13x360mm, FX FEMUR INTRAMEDULLARY NAIL RIGTH Ø13x380mm, FX FEMUR INTRAMEDULLARY NAIL RIGTH Ø13x400mm, FX FEMUR INTRAMEDULLARY NAIL RIGTH Ø13x420mm, FX FEMUR INTRAMEDULLARY NAIL RIGTH Ø13x440mm, FX FEMUR INTRAMEDULLARY NAIL RIGTH Ø14x300mm, FX FEMUR INTRAMEDULLARY NAIL RIGTH Ø14x320mm, FX FEMUR INTRAMEDULLARY NAIL RIGTH Ø14x340mm, FX FEMUR INTRAMEDULLARY NAIL RIGTH Ø14x360mm, FX FEMUR INTRAMEDULLARY NAIL RIGTH Ø14x380mm, FX FEMUR INTRAMEDULLARY NAIL RIGTH Ø14x400mm, FX FEMUR INTRAMEDULLARY NAIL RIGTH Ø14x420mm, FX FEMUR INTRAMEDULLARY NAIL RIGTH Ø14x440mm, FX HUMERUS INTRAMEDULLARY NAIL Ø 6x160mm, FX HUMERUS INTRAMEDULLARY NAIL Ø 6x180mm, FX HUMERUS INTRAMEDULLARY NAIL Ø 6x200mm, FX HUMERUS INTRAMEDULLARY NAIL Ø 6x220mm, FX HUMERUS INTRAMEDULLARY NAIL Ø 6x240mm, FX HUMERUS INTRAMEDULLARY NAIL Ø 6x260mm, FX HUMERUS INTRAMEDULLARY NAIL Ø 6x280mm, FX HUMERUS INTRAMEDULLARY NAIL Ø 6x300mm, FX HUMERUS INTRAMEDULLARY NAIL Ø 6x320mm, FX HUMERUS INTRAMEDULLARY NAIL Ø 7x150mm, FX HUMERUS INTRAMEDULLARY NAIL Ø 7x180mm, FX HUMERUS INTRAMEDULLARY NAIL Ø 7x200mm, FX HUMERUS INTRAMEDULLARY NAIL Ø 7x220mm, FX HUMERUS INTRAMEDULLARY NAIL Ø 7x240mm, FX HUMERUS INTRAMEDULLARY NAIL Ø 7x260mm, FX HUMERUS INTRAMEDULLARY NAIL Ø 7x280mm, FX HUMERUS INTRAMEDULLARY NAIL Ø 7x300mm, FX HUMERUS INTRAMEDULLARY NAIL Ø 7x320mm, FX HUMERUS INTRAMEDULLARY NAIL Ø 8x150mm, FX HUMERUS INTRAMEDULLARY NAIL Ø 8x180mm, FX HUMERUS INTRAMEDULLARY NAIL Ø 8x200mm, FX HUMERUS INTRAMEDULLARY NAIL Ø 8x220mm, FX HUMERUS INTRAMEDULLARY NAIL Ø 8x240mm, FX HUMERUS INTRAMEDULLARY NAIL Ø 8x260mm, FX HUMERUS INTRAMEDULLARY NAIL Ø 8x280mm, FX HUMERUS INTRAMEDULLARY NAIL Ø 8x300mm, FX HUMERUS INTRAMEDULLARY NAIL Ø 8x320mm, FX HUMERUS INTRAMEDULLARY NAIL Ø 9x150mm, FX HUMERUS INTRAMEDULLARY NAIL Ø 9x180mm, FX HUMERUS INTRAMEDULLARY NAIL Ø 9x200mm, FX HUMERUS INTRAMEDULLARY NAIL Ø 9x220mm, FX HUMERUS INTRAMEDULLARY NAIL Ø 9x240mm, FX HUMERUS INTRAMEDULLARY NAIL Ø 9x260mm, FX HUMERUS INTRAMEDULLARY NAIL Ø 9x280mm, FX HUMERUS INTRAMEDULLARY NAIL Ø 9x300mm, FX HUMERUS INTRAMEDULLARY NAIL Ø 9x320mm, FX HUMERUS INTRAMEDULLARY NAIL DISTAL LOCK SCREW Ø3.5x20mm, FX HUMERUS INTRAMEDULLARY NAIL DISTAL LOCK SCREW Ø3.5x22mm, FX HUMERUS INTRAMEDULLARY NAIL DISTAL LOCK SCREW Ø3.5x24mm, FX HUMERUS INTRAMEDULLARY NAIL DISTAL LOCK SCREW Ø3.5x26mm, FX HUMERUS INTRAMEDULLARY NAIL DISTAL LOCK SCREW Ø3.5x28mm, FX HUMERUS INTRAMEDULLARY NAIL DISTAL LOCK SCREW Ø3.5x30mm, FX HUMERUS INTRAMEDULLARY NAIL DISTAL LOCK SCREW Ø3.5x32mm, FX HUMERUS INTRAMEDULLARY NAIL DISTAL LOCK SCREW Ø3.5x34mm, FX HUMERUS INTRAMEDULLARY NAIL DISTAL LOCK SCREW Ø3.5x36mm, FX HUMERUS INTRAMEDULLARY NAIL DISTAL LOCK SCREW Ø3.5x38mm, FX HUMERUS INTRAMEDULLARY NAIL DISTAL LOCK SCREW Ø3.5x40mm, FX INTRAMEDULLARY NAIL DISTAL LOCK SCREW Ø4x25mm, FX INTRAMEDULLARY NAIL DISTAL LOCK SCREW Ø4x30mm, FX INTRAMEDULLARY NAIL DISTAL LOCK SCREW Ø4x35mm, FX INTRAMEDULLARY NAIL DISTAL LOCK SCREW Ø4x40mm, FX INTRAMEDULLARY NAIL DISTAL LOCK SCREW Ø4x45mm, FX INTRAMEDULLARY NAIL DISTAL LOCK SCREW Ø4x50mm, FX INTRAMEDULLARY NAIL DISTAL LOCK SCREW Ø4x55mm, FX INTRAMEDULLARY NAIL DISTAL LOCK SCREW Ø4x60mm, FX INTRAMEDULLARY NAIL DISTAL LOCK SCREW Ø4x65mm, FX INTRAMEDULLARY NAIL DISTAL LOCK SCREW Ø4x70mm, FX INTRAMEDULLARY NAIL DISTAL LOCK SCREW Ø4x75mm, FX INTRAMEDULLARY NAIL DISTAL LOCK SCREW Ø4x80mm, FX INTRAMEDULLARY NAIL DISTAL LOCK SCREW Ø4x85mm, FX INTRAMEDULLARY NAIL DISTAL LOCK SCREW Ø4x90mm, FX INTRAMEDULLARY NAIL DISTAL LOCK SCREW Ø4.5x25mm, FX INTRAMEDULLARY NAIL DISTAL LOCK SCREW Ø4.5x30mm, FX INTRAMEDULLARY NAIL DISTAL LOCK SCREW Ø4.5x35mm, FX INTRAMEDULLARY NAIL DISTAL LOCK SCREW Ø4.5x40mm, FX INTRAMEDULLARY NAIL DISTAL LOCK SCREW Ø4.5x45mm, FX INTRAMEDULLARY NAIL DISTAL LOCK SCREW Ø4.5x50mm, FX INTRAMEDULLARY NAIL DISTAL LOCK SCREW Ø4.5x55mm, FX INTRAMEDULLARY NAIL DISTAL LOCK SCREW Ø4.5x60mm, FX INTRAMEDULLARY NAIL DISTAL LOCK SCREW Ø4.5x65mm, FX INTRAMEDULLARY NAIL DISTAL LOCK SCREW Ø4.5x70mm, FX INTRAMEDULLARY NAIL DISTAL LOCK SCREW Ø4.5x75mm, FX INTRAMEDULLARY NAIL DISTAL LOCK SCREW Ø4.5x80mm, FX INTRAMEDULLARY NAIL DISTAL LOCK SCREW Ø4.5x85mm, FX INTRAMEDULLARY NAIL DISTAL LOCK SCREW Ø4.5x90mm, FX INTRAMEDULLARY NAIL SLIDING COMPRESSION SCREW110mm, FX INTRAMEDULLARY NAIL SLIDING COMPRESSION SCREW115mm, FX INTRAMEDULLARY NAIL SLIDING COMPRESSION SCREW120mm, FX FEMUR INTRAMEDULLARY NAIL NECK LOCKING SCREW Ø6.4X70MM, FX FEMUR INTRAMEDULLARY NAIL NECK LOCKING SCREW Ø6.4X75MM, FX FEMUR INTRAMEDULLARY NAIL NECK LOCKING SCREW Ø6.4X80MM, FX FEMUR INTRAMEDULLARY NAIL NECK LOCKING SCREW Ø6.4X85MM, FX FEMUR INTRAMEDULLARY NAIL NECK LOCKING SCREW Ø6.4X90MM, FX FEMUR INTRAMEDULLARY NAIL NECK LOCKING SCREW Ø6.4X95MM, FX FEMUR INTRAMEDULLARY NAIL NECK LOCKING SCREW Ø6.4X100MM, FX FEMUR INTRAMEDULLARY NAIL NECK LOCKING SCREW Ø6.4X105MM, FX FEMUR INTRAMEDULLARY NAIL NECK LOCKING SCREW Ø6.4X110MM, FX FEMUR INTRAMEDULLARY NAIL NECK LOCKING SCREW Ø6.4X115MM, FX FEMUR INTRAMEDULLARY NAIL NECK LOCKING SCREW Ø6.4X120MM, FX PFN PROXIMAL LOCK SCREWØ11x70mm, FX PFN PROXIMAL LOCK SCREWØ11x75mm, FX PFN PROXIMAL LOCK SCREWØ11x80mm, FX PFN PROXIMAL LOCK SCREWØ11x85mm, FX PFN PROXIMAL LOCK SCREWØ11x90mm, FX PFN PROXIMAL LOCK SCREWØ11x950mm, FX PFN PROXIMAL LOCK SCREWØ11x100mm, FX PFN PROXIMAL LOCK SCREWØ11x105mm, FX PFN PROXIMAL LOCK SCREWØ11x110mm, FX PFN PROXIMAL LOCK SCREWØ11x115mm, FX PFN PROXIMAL LOCK SCREWØ11x120mm, FX PFN NAIL END CUP 0mm, FX PFN NAIL END CUP 5mm, FX PFN NAIL END CUP 10mm, FX PFN NAIL END CUP 15mm, FX PFN NAIL END CUP 20mm, FX PFN NAIL END CUP 25mm, FX PFN LAG LOCK END CUP, FX TİBİA INTRAMEDULLARY NAIL Ø8x240mm, FX TİBİA INTRAMEDULLARY NAIL Ø8x255mm, FX TİBİA INTRAMEDULLARY NAIL Ø8x270mm, FX TİBİA INTRAMEDULLARY NAIL Ø8x285mm, FX TİBİA INTRAMEDULLARY NAIL Ø8x300mm, FX TİBİA INTRAMEDULLARY NAIL Ø8x315mm, FX TİBİA INTRAMEDULLARY NAIL Ø8x330mm, FX TİBİA INTRAMEDULLARY NAIL Ø8x345mm, FX TİBİA INTRAMEDULLARY NAIL Ø8x360mm, FX FEMUR INTRAMEDULLARY NAIL RIGTH 9x300mm, FX FEMUR INTRAMEDULLARY NAIL RIGTH 9x320mm, FX FEMUR INTRAMEDULLARY NAIL RIGTH 9x340mm, FX FEMUR INTRAMEDULLARY NAIL RIGTH 9x360mm, FX FEMUR INTRAMEDULLARY NAIL RIGTH 9x380mm, FX FEMUR INTRAMEDULLARY NAIL RIGTH 9x400mm, FX FEMUR INTRAMEDULLARY NAIL RIGTH 9x420mm, FX FEMUR INTRAMEDULLARY NAIL RIGTH 9x440mm, FX FEMUR INTRAMEDULLARY NAIL RIGTH 10x300mm, FX FEMUR INTRAMEDULLARY NAIL RIGTH 10x320mm, FX FEMUR INTRAMEDULLARY NAIL RIGTH 10x340mm, FX FEMUR INTRAMEDULLARY NAIL RIGTH 10x360mm, FX FEMUR INTRAMEDULLARY NAIL RIGTH 10x380mm, FX FEMUR INTRAMEDULLARY NAIL RIGTH 10x400mm, FX FEMUR INTRAMEDULLARY NAIL RIGTH 10x420mm, FX FEMUR INTRAMEDULLARY NAIL RIGTH 10x440mm, FX FEMUR INTRAMEDULLARY NAIL RIGTH 11x300mm, FX FEMUR INTRAMEDULLARY NAIL RIGTH 11x320mm, FX FEMUR INTRAMEDULLARY NAIL RIGTH 11x340mm, FX FEMUR INTRAMEDULLARY NAIL RIGTH 11x360mm, FX FEMUR INTRAMEDULLARY NAIL RIGTH 11x380mm, FX TİBİA INTRAMEDULLARY NAIL Ø8x375mm, FX TİBİA INTRAMEDULLARY NAIL Ø8x390mm, FX TİBİA INTRAMEDULLARY NAIL Ø8x405mm, FX TİBİA INTRAMEDULLARY NAIL Ø8x420mm, FX TİBİA INTRAMEDULLARY NAIL Ø9x240mm, FX TİBİA INTRAMEDULLARY NAIL Ø9x255mm, FX TİBİA INTRAMEDULLARY NAIL Ø9x270mm, FX TİBİA INTRAMEDULLARY NAIL Ø9x285mm, FX TİBİA INTRAMEDULLARY NAIL Ø9x300mm, FX TİBİA INTRAMEDULLARY NAIL Ø9x315mm, FX TİBİA INTRAMEDULLARY NAIL Ø9x330mm, FX TİBİA INTRAMEDULLARY NAIL Ø9x345mm, FX TİBİA INTRAMEDULLARY NAIL Ø9x360mm, FX TİBİA INTRAMEDULLARY NAIL Ø9x375mm, FX TİBİA INTRAMEDULLARY NAIL Ø9x390mm, FX TİBİA INTRAMEDULLARY NAIL Ø9x405mm, FX TİBİA INTRAMEDULLARY NAIL Ø9x420mm, FX TİBİA INTRAMEDULLARY NAIL Ø10x240mm, FX TİBİA INTRAMEDULLARY NAIL Ø10x255mm, FX TİBİA INTRAMEDULLARY NAIL Ø10x270mm, FX TİBİA INTRAMEDULLARY NAIL Ø10x285mm, FX TİBİA INTRAMEDULLARY NAIL Ø10x300mm, FX TİBİA INTRAMEDULLARY NAIL Ø10x315mm, FX TİBİA INTRAMEDULLARY NAIL Ø10x330mm, FX TİBİA INTRAMEDULLARY NAIL Ø10x345mm, FX TİBİA INTRAMEDULLARY NAIL Ø10x360mm, FX TİBİA INTRAMEDULLARY NAIL Ø10x375mm, FX TİBİA INTRAMEDULLARY NAIL Ø10x390mm, FX TİBİA INTRAMEDULLARY NAIL Ø10x405mm, FX TİBİA INTRAMEDULLARY NAIL Ø10x420mm, FX TİBİA INTRAMEDULLARY NAIL Ø11x240mm, FX TİBİA INTRAMEDULLARY NAIL Ø11x255mm, FX TİBİA INTRAMEDULLARY NAIL Ø11x270mm, FX TİBİA INTRAMEDULLARY NAIL Ø11x285mm, FX TİBİA INTRAMEDULLARY NAIL Ø11x300mm, FX TİBİA INTRAMEDULLARY NAIL Ø11x315mm, FX TİBİA INTRAMEDULLARY NAIL Ø11x330mm, FX TİBİA INTRAMEDULLARY NAIL Ø11x345mm, FX TİBİA INTRAMEDULLARY NAIL Ø11x360mm, FX TİBİA INTRAMEDULLARY NAIL Ø11x375mm, FX TİBİA INTRAMEDULLARY NAIL Ø11x390mm, FX TİBİA INTRAMEDULLARY NAIL Ø11x405mm, FX TİBİA INTRAMEDULLARY NAIL Ø11x420mm, FX TİBİA INTRAMEDULLARY NAIL Ø12x240mm, FX TİBİA INTRAMEDULLARY NAIL Ø12x255mm, FX TİBİA INTRAMEDULLARY NAIL Ø12x270mm, FX TİBİA INTRAMEDULLARY NAIL Ø12x285mm, FX TİBİA INTRAMEDULLARY NAIL Ø12x300mm, FX TİBİA INTRAMEDULLARY NAIL Ø12x315mm, FX TİBİA INTRAMEDULLARY NAIL Ø12x330mm, FX TİBİA INTRAMEDULLARY NAIL Ø12x345mm, FX TİBİA INTRAMEDULLARY NAIL Ø12x360mm, FX TİBİA INTRAMEDULLARY NAIL Ø12x375mm, FX TİBİA INTRAMEDULLARY NAIL Ø12x390mm, FX TİBİA INTRAMEDULLARY NAIL Ø12x405mm, FX TİBİA INTRAMEDULLARY NAIL Ø12x420mm, FX FEMUR INTRAMEDULLARY NAIL LEFT 9x300mm, FX FEMUR INTRAMEDULLARY NAIL LEFT 9x320mm, FX FEMUR INTRAMEDULLARY NAIL LEFT 9x340mm, FX FEMUR INTRAMEDULLARY NAIL LEFT 9x360mm, FX FEMUR INTRAMEDULLARY NAIL LEFT 9x380mm, FX FEMUR INTRAMEDULLARY NAIL LEFT 9x400mm, FX FEMUR INTRAMEDULLARY NAIL LEFT 9x420mm, FX FEMUR INTRAMEDULLARY NAIL LEFT 9x440mm, FX FEMUR INTRAMEDULLARY NAIL LEFT 10x300mm, FX FEMUR INTRAMEDULLARY NAIL LEFT 10x320mm, FX FEMUR INTRAMEDULLARY NAIL LEFT 10x340mm, FX FEMUR INTRAMEDULLARY NAIL LEFT 10x360mm, FX FEMUR INTRAMEDULLARY NAIL LEFT 10x380mm, FX FEMUR INTRAMEDULLARY NAIL LEFT 10x400mm, FX FEMUR INTRAMEDULLARY NAIL LEFT 10x420mm, FX FEMUR INTRAMEDULLARY NAIL LEFT 10x440mm, FX FEMUR INTRAMEDULLARY NAIL LEFT 11x300mm, FX FEMUR INTRAMEDULLARY NAIL LEFT 11x320mm, FX FEMUR INTRAMEDULLARY NAIL LEFT 11x340mm, FX FEMUR INTRAMEDULLARY NAIL LEFT 11x360mm, FX FEMUR INTRAMEDULLARY NAIL LEFT 11x380mm, FX FEMUR INTRAMEDULLARY NAIL LEFT 11x400mm, FX FEMUR INTRAMEDULLARY NAIL LEFT 11x420mm, FX FEMUR INTRAMEDULLARY NAIL LEFT 11x440mm, FX FEMUR INTRAMEDULLARY NAIL LEFT 12x300mm, FX FEMUR INTRAMEDULLARY NAIL LEFT 12x320mm, FX FEMUR INTRAMEDULLARY NAIL LEFT 12x340mm, FX FEMUR INTRAMEDULLARY NAIL LEFT 12x360mm, FX FEMUR INTRAMEDULLARY NAIL LEFT 12x380mm, FX FEMUR INTRAMEDULLARY NAIL LEFT 12x400mm, FX FEMUR INTRAMEDULLARY NAIL LEFT 12x420mm, FX FEMUR INTRAMEDULLARY NAIL LEFT 12x440mm, FX FEMUR INTRAMEDULLARY NAIL LEFT Ø13x300mm, FX FEMUR INTRAMEDULLARY NAIL LEFT Ø13x320mm, FX FEMUR INTRAMEDULLARY NAIL LEFT Ø13x340mm, FX FEMUR INTRAMEDULLARY NAIL LEFT Ø13x360mm, FX FEMUR INTRAMEDULLARY NAIL LEFT Ø13x380mm, FX FEMUR INTRAMEDULLARY NAIL LEFT Ø13x400mm, FX FEMUR INTRAMEDULLARY NAIL LEFT Ø13x420mm, FX FEMUR INTRAMEDULLARY NAIL LEFT Ø13x440mm, FX FEMUR INTRAMEDULLARY NAIL LEFT Ø14x300mm, FX FEMUR INTRAMEDULLARY NAIL LEFT Ø14x320mm, FX FEMUR INTRAMEDULLARY NAIL LEFT Ø14x340mm, FX FEMUR INTRAMEDULLARY NAIL LEFT Ø14x360mm, FX FEMUR INTRAMEDULLARY NAIL LEFT Ø14x380mm, FX FEMUR INTRAMEDULLARY NAIL LEFT Ø14x400mm, FX FEMUR INTRAMEDULLARY NAIL LEFT Ø14x420mm, FX FEMUR INTRAMEDULLARY NAIL LEFT Ø14x440mm, FX INTRAMEDULLARY ELASTIC NAIL Ø2x200mm, FX INTRAMEDULLARY ELASTIC NAIL Ø2x250mm, FX INTRAMEDULLARY ELASTIC NAIL Ø2x300mm, FX INTRAMEDULLARY ELASTIC NAIL Ø2x350mm, FX INTRAMEDULLARY ELASTIC NAIL Ø2x400mm, FX INTRAMEDULLARY ELASTIC NAIL Ø2x450mm, FX INTRAMEDULLARY ELASTIC NAIL Ø2.5x200mm, FX INTRAMEDULLARY ELASTIC NAIL Ø2.5x250mm, FX INTRAMEDULLARY ELASTIC NAIL Ø2.5x300mm, FX INTRAMEDULLARY ELASTIC NAIL Ø2.5x350mm, FX INTRAMEDULLARY ELASTIC NAIL Ø2.5x400mm, FX INTRAMEDULLARY ELASTIC NAIL Ø2.5x450mm, FX INTRAMEDULLARY ELASTIC NAIL Ø3x200mm, FX INTRAMEDULLARY ELASTIC NAIL Ø3x250mm, FX INTRAMEDULLARY ELASTIC NAIL Ø3x300mm, FX INTRAMEDULLARY ELASTIC NAIL Ø3x350mm, FX INTRAMEDULLARY ELASTIC NAIL Ø3x400mm, FX INTRAMEDULLARY ELASTIC NAIL Ø3x450mm, FX INTRAMEDULLARY ELASTIC NAIL Ø3.5x200mm, FX INTRAMEDULLARY ELASTIC NAIL Ø3.5x250mm, FX INTRAMEDULLARY ELASTIC NAIL Ø3.5x300mm, FX INTRAMEDULLARY ELASTIC NAIL Ø3.5x350mm, FX INTRAMEDULLARY ELASTIC NAIL Ø3.5x400mm, FX INTRAMEDULLARY ELASTIC NAIL Ø3.5x450mm, FX INTRAMEDULLARY ELASTIC NAIL Ø4x200mm, FX INTRAMEDULLARY ELASTIC NAIL Ø4x250mm, FX INTRAMEDULLARY ELASTIC NAIL Ø4x300mm, FX INTRAMEDULLARY ELASTIC NAIL Ø4x350mm, FX INTRAMEDULLARY ELASTIC NAIL Ø4x400mm, FX INTRAMEDULLARY ELASTIC NAIL Ø4x450mm, FX INTRAMEDULLARY ELASTIC NAIL Ø4.5x200mm, FX INTRAMEDULLARY ELASTIC NAIL Ø4.5x250mm, FX INTRAMEDULLARY ELASTIC NAIL Ø4.5x300mm, FX INTRAMEDULLARY ELASTIC NAIL Ø4.5x350mm, FX INTRAMEDULLARY ELASTIC NAIL Ø4.5x400mm, FX INTRAMEDULLARY ELASTIC NAIL Ø4.5x450mm, FX INTRAMEDULLARY ELASTIC NAIL Ø5x200mm, FX INTRAMEDULLARY ELASTIC NAIL Ø5x250mm, FX INTRAMEDULLARY ELASTIC NAIL Ø5x300mm, FX INTRAMEDULLARY ELASTIC NAIL Ø5x350mm, FX INTRAMEDULLARY ELASTIC NAIL Ø5x400mm, FX INTRAMEDULLARY ELASTIC NAIL Ø5x450mm, FX INTRAMEDULLARY ELASTIC NAIL END CUP Ø2mm, FX INTRAMEDULLARY ELASTIC NAIL END CUP Ø2.5mm, FX INTRAMEDULLARY ELASTIC NAIL END CUP Ø3mm, FX INTRAMEDULLARY ELASTIC NAIL END CUP Ø3.5mm, FX INTRAMEDULLARY ELASTIC NAIL END CUP Ø4mm, FX INTRAMEDULLARY ELASTIC NAIL END CUP Ø4.5mm, FX INTRAMEDULLARY ELASTIC NAIL END CUP Ø5mm, FX LOCKING INSERT SCREW Ø2.7mm, FX LOCKING INSERT SCREW Ø3.5mm, FX LOCKING INSERT SCREW Ø4.5mm, FX LOCKING INSERT SCREW Ø5mm, FX CANNULATED LOCKING INSERT SCREW Ø5mm, FX CANNULATED LOCKING INSERT SCREW Ø5.5mm, FX CANNULATED LOCKING INSERT SCREW Ø6mm, FX CANNULATED LOCKING INSERT SCREW Ø6.5mm, FX CANNULATED LOCKING INSERT SCREW Ø7mm, FX INTRAMEDULLARY NAIL END CUP M8X14mm, FX INTRAMEDULLARY NAIL PULLING END CUP M8x26mm, FX INTRAMEDULLARY NAIL END CUP M12x13mm, FX INTRAMEDULLARY NAIL END CUP 5mm M12X16mm, FX INTRAMEDULLARY NAIL END CUP 10mm M12X21mm, FX INTRAMEDULLARY NAIL END CUP 15mm M12X26mm, FX INTRAMEDULLARY NAIL END CUP 20mm M12X31mm, FX INTRAMEDULLARY NAIL END CUP 25mm M12X36mm, HUMERUS NAIL COMPRESSION SCREW, TİBİA NAIL COMPRESSION SCREW, FEMUR NAIL COMPRESSION SCREW, PFN NAIL COMPRESSION SCREW, FX INTRAMEDULLARY NAIL LOCKED SLIDING COMPRESSION SCREW 10X70mm, FX INTRAMEDULLARY NAIL LOCKED SLIDING COMPRESSION SCREW 10X75mm, FX INTRAMEDULLARY NAIL LOCKED SLIDING COMPRESSION SCREW 10X80mm, FX INTRAMEDULLARY NAIL LOCKED SLIDING COMPRESSION SCREW 10X85mm, FX INTRAMEDULLARY NAIL LOCKED SLIDING COMPRESSION SCREW 10X90mm, FX INTRAMEDULLARY NAIL LOCKED SLIDING COMPRESSION SCREW 10X95mm, FX INTRAMEDULLARY NAIL LOCKED SLIDING COMPRESSION SCREW 10X100mm, FX INTRAMEDULLARY NAIL LOCKED SLIDING COMPRESSION SCREW 10X105mm, FX INTRAMEDULLARY NAIL LOCKED SLIDING COMPRESSION SCREW 10X110mm, FX INTRAMEDULLARY NAIL LOCKED SLIDING COMPRESSION SCREW 10X115mm, FX INTRAMEDULLARY NAIL LOCKED SLIDING COMPRESSION SCREW 10X120mm, FX INTRAMEDULLARY NAIL SLIDING COMPRESSION SCREW70mm, FX INTRAMEDULLARY NAIL SLIDING COMPRESSION SCREW75mm, FX INTRAMEDULLARY NAIL SLIDING COMPRESSION SCREW80mm, FX INTRAMEDULLARY NAIL SLIDING COMPRESSION SCREW | ATLAS MEDIKAL | 2024-05-30T00:00:00.000+02:00 | EFRAHİM ÇEKİÇ FX ORTOPEDİ VE PROTEZ SAĞLIK GEREÇLERİ SANAYİ VE TİCARET Ege Serbest Bölgesi Zafer SB Mah. Mümtaz Sk. No:14/A Gaziemir İZMİR-TURKEY | FF06.02.500038, FF06.02.500040, FF06.02.500042, FF06.02.500044, FF06.02.500046, FF06.02.500048, FF06.02.500050, FF06.02.500052, FF06.02.500054, FF06.02.500056, FF06.02.500058, FF06.02.500060, FF06.01.505025, FF06.01.505030, FF06.01.505035, FF06.01.505040, FF06.01.505045, FF06.01.505050, FF06.01.505055, FF06.01.505060, FF06.01.505065, FF06.01.505070, FF06.01.505075, FF06.01.505080, FF06.01.505085, FF06.01.505090, FF06.01.556025, FF06.01.556030, FF06.01.556035, FF06.01.556040, FF06.01.556045, FF06.01.556050, FF06.01.556055, FF06.01.556060, FF06.01.556065, FF06.01.556070, FF06.01.556075, FF06.01.556080, FF06.01.556085, FF06.01.556090, FF05.01.090170, FF05.01.090200, FF05.01.090240, FF05.01.090260, FF05.01.100170, FF05.01.100200, FF05.01.100240, FF05.01.100260, FF05.01.110170, FF05.01.110200, FF05.01.110240, FF05.01.110260, FF05.12.130360, FF05.12.130380, FF05.12.130400, FF05.12.140200, FF05.12.140220, FF05.12.140240, FF05.12.140260, FF05.12.140280, FF05.12.140300, FF05.12.140320, FF05.12.140340, FF05.12.140360, FF05.12.140380, FF05.12.140400, FF06.02.500024, FF06.02.500026, FF06.02.500028, FF06.02.500030, FF06.02.500032, FF06.02.500034, FF06.02.500036, FF05.01.120170, FF05.01.120200, FF05.01.120240, FF05.01.120260, FF05.02.090170, FF05.02.090200, FF05.02.090240, FF05.02.090260, FF05.02.100170, FF05.02.100200, FF05.02.100240, FF05.02.100260, FF05.02.110170, FF05.02.110200, FF05.02.110240, FF05.02.110260, FF05.02.120170, FF05.02.120200, FF05.02.120240, FF05.02.120260, FF05.03.090170, FF05.03.090200, FF05.03.090240, FF05.03.090260, FF05.03.100170, FF05.03.100200, FF05.03.100240, FF05.03.100260, FF05.03.110170, FF05.03.110200, FF05.03.110240, FF05.03.110260, FF05.03.120170, FF05.03.120200, FF05.03.120240, FF05.03.120260, FF05.11.090300, FF05.11.090320, FF05.11.090340, FF05.11.090360, FF05.11.090380, FF05.11.090400, FF05.11.090420, FF05.11.090440, FF05.11.100300, FF05.11.100320, FF05.11.100340, FF05.11.100360, FF05.11.100380, FF05.11.100400, FF05.11.100420, FF05.11.100440, FF05.06.090170, FF05.06.090200, FF05.06.090240, FF05.06.0902260, FF05.06.100170, FF05.06.100200, FF05.06.100240, FF05.06.100260, FF05.06.110170, FF05.06.110200, FF05.06.110240, FF05.06.110260, FF05.06.120170, FF05.06.120200, FF05.06.120240, FF05.06.120260, FF05.07.090170, FF05.07.090200, FF05.07.090240, FF05.07.0902260, FF05.07.100170, FF05.07.100200, FF05.07.100240, FF05.07.100260, FF05.07.110170, FF05.07.110200, FF05.07.110240, FF05.07.110260, FF05.07.120170, FF05.07.120200, FF05.07.120240, FF05.07.120260, FF05.08.090170, FF05.08.090200, FF05.08.090240, FF05.08.0902260, FF05.08.100170, FF05.08.100200, FF05.08.100240, FF05.08.100260, FF05.08.110170, FF05.08.110200, FF05.08.110240, FF05.08.110260, FF05.08.120170, FF05.08.120200, FF05.08.120240, FF05.08.120260, FF05.11.110300, FF05.11.110320, FF05.11.110340, FF05.11.110360, FF05.11.110380, FF05.11.110400, FF05.11.110420, FF05.11.110440, FF05.11.120300, FF05.11.120320, FF05.11.120340, FF05.11.120360, FF05.11.120380, FF05.11.120400, FF05.11.120420, FF05.11.120440, FF05.12.090200, FF05.12.090220, FF05.12.090240, FF05.12.090260, FF05.12.090280, FF05.12.090300, FF05.12.090320, FF05.12.090340, FF05.12.090360, FF05.12.090380, FF05.12.090400, FF05.12.100200, FF05.12.100220, FF05.12.100240, FF05.12.100260, FF05.12.100280, FF05.12.100300, FF05.12.100320, FF05.12.100340, FF05.12.100360, FF05.12.100380, FF05.12.100400, FF05.12.110200, FF05.12.110220, FF05.12.110240, FF05.12.110260, FF05.12.110280, FF05.12.110300, FF05.12.110320, FF05.12.110340, FF05.12.110360, FF05.12.110380, FF05.12.110400, FF05.12.120200, FF05.12.120220, FF05.12.120240, FF05.12.120260, FF05.12.120280, FF05.12.120300, FF05.12.120320, FF05.12.120340, FF05.12.120360, FF05.12.120380, FF05.12.120400, FF05.12.130200, FF05.12.130220, FF05.12.130240, FF05.12.130260, FF05.12.130280, FF05.12.130300, FF05.12.130320, FF05.12.130340, FF05.04.R11400, FF05.04.R11420, FF05.04.R11440, FF05.04.R12300, FF05.04.R12320, FF05.04.R12340, FF05.04.R12360, FF05.04.R12380, FF05.04.R1240 | Klasa IIb | GOZHDË DHE VIDA INTRAMEDULARE | Pajisje te implantueshme jo aktive
85mm, FX INTRAMEDULLARY NAIL SLIDING COMPRESSION SCREW90mm, FX INTRAMEDULLARY NAIL SLIDING COMPRESSION SCREW95mm, FX INTRAMEDULLARY NAIL SLIDING COMPRESSION SCREW100mm, FX INTRAMEDULLARY NAIL SLIDING COMPRESSION SCREW105mm
16583 | Pulse Oximetry Sensors, Accessories | MONTAL | 2024-05-30T00:00:00.000+02:00 | Nonin Medical, Inc. 13700 1st Avenue North Plymouth MN 55441-5443 USA | 8330AA, 8000Q2, 8000J, 8000J-3, 8000J, 20CM, 8000JFW, 8000SS, 8000SM, 8000SL, 8000SS-3, 8000SM-3, 8000SL-3, 8000FC, 8000FI, 8000AA, 8000AA-2, 8000AA-3, 8000AP, 8000AP-2, 8000AP-3, 8100SL, 8100SM, 8100SS, 8001J, 8008J, 8000R, 6000CA, 6000CI, 6000CP, 6000CN, 8000AA-WO2, 8000J-WO2, 8000SS-WO2, 8000SM-WO2, 8000SL-WO2, 6000CA-WO2, 8000Q2 with 3150I, 8000R with 3150I, 6100CA, 6100CP, 6100CI, 6100CN, 8100AA, 8100AP, 8100Q2, 7000A, 7000P, 7000I, 7000N, 6500SA, 6500MA, 8008JFW, 8001JFW, 8000H | Klasa IIb, Klasa I | Shirit i perkulshem adeziv qe sherben per montimin e SENSORIT PULSES OXIMETER në gishtin e madh ose këmbën e foshnjave dhe të porsalindurve , ku monitorimi i majave të gishtave është jopraktik dhe mund të ndodhë lëvizja e sensorit., Sensor per transmetimin e sinjalit tek PULSES OXIMETERI qe kryen matjen e saturimit te oksigjenit dhe pulsit te pacientit | Instrumenta shumeperdorimeshe
16584 | Cotton roll 50G, 100G, 150G, 200G, 250G, 400G ,450G, 500G, 1000G, etj, Under pad 40*60CM,60*60CM,60*90CM,75*75CM,75*90CM, etj, Breathing exerciser 1BALL,3 BALLS,2500ML,3000ML,4000ML,5000ML, etj, Crepe Bandage CB255; CB55; CB755; CB105; CB155；CB2545 ;CB545 ; CB7545; CB1045; CB1545; CB254; CB54; CB754; CB104; CB154 ;CB254Y; CB54Y; CB754Y; CB104Y; CB154Y;CB2510 ; CB510; CB7510; CB1010 ;CB1510; CB2510Y; CB510Y; CB7510Y; CB1010Y;CB1510Y; CEB2; CEB3; CEB4; CEB6,etc., High Elastic Bandage HEB255; HEB55; HEB755; HEB105; HEB255; HEB55; HEB755; HEB105; HEB155; HEB2545; HEB545; HEB7545; HEB1045; HEB1545; HEB254;HEB54; HEB754; HEB104; HEB154; HEB254Y; HEB54Y; HEB754Y; HEB104Y HEB154Y; HEB2510; HEB510; HEB7510; HEB1010; HEB1510; HEB2510Y; HEB510Y; HEB7510Y; HEB1010Y; HEB1510Y; HEB2; HEB3; HEB4; HEB6,etj., POP Bandage POP527;POP7527;POP1027;POP12527;POP1527; POP2027; POP530; POP7530; POP1030; POP12530; POP1530; POP2030; POP536; POP7536; POP1036 ; POP12536; POP1536 ; POP2036, etj., Undercast padding for POP UCP527; UCP7527; UCP1027; UCP1527; UCP2027; UCP530; UCP7530; UCP1030; UCP1530; UCP2030; UCP536; UCP7536; UCP1036; UCP1536; UCP2036 ,etj., Orthopedic Casting Tape OCT536; OCT7536; OCT1036; OCT1536; OCT2036; OCT54; OCT754; 0CT104 ; OCT154;OCT204 ,etj., PE Tape PT255,PT55,PT755,PT105,PT255Y,PT55Y,PT755Y,PT105Y,PT2510,PT510,PT7510,PT1010,PT2510Y,PT510Y,PT7510Y,PT1010, etj., Skin Traction Kit STKA, STKC, Heavy Elastic Adhesive Bandage EAB050, EAB075, EAB100, EAB150, etj., Net Bandage NB1,NB2,NB3,NB4,NB5,NB6,NB8,NB9,NB10,NB11,etj., Dental Cotton Roll CRD838,CRD1038,CRD1238,CRD1488, etj., Cooling Patch CP49, CP411, CP510, CP512, etj., Urine Bag 100 ML, 2000ML, UDB-N2000W-SCREW, UDB-N2000W/O-V, UDB-N2000W-PULLPUSH, UDB-N2000W-T, UDB-L2000ML, 2000ML, etj., Wound Dressing NWAW0505; NWAW0507; NWAW0510; NWAW0607; NWAW0608; NWAW0610 NWAW7510; NWAW1012; NWAW1015; NWAW1020; NWAW1025; NWAW1030; | T R I M E D | 2024-06-14T00:00:00.000+02:00 | Yangzhou Super Union Import & Export Co., Ltd. No.120 Xishan South Road Chenji Town 211408 Yizheng City, Yangzhou City, Jiangsu Province CHINA | N/A | Klasa I | Cotton roll janë pajisje mjekësore me përmbajtje pambuku që kanë për qëlim pastrimin të sipërfaqes së trupit dhe lëkurës., Under pad janë pajisje mjekësore që kanë për qëlim të mbrojnë çarçafët dhe mbrojtësit e dyshekut nga aksidentet gjatë natës. Këto shtroje përdoren gjithashtu në spitale për të mbrojtur sipërfaqet dhe mirëmbajtjen e higjienës., Breathing exerciser janë pajisje mjekësore stërvitore për mushkëritë, që kanë për qëlim t'i ndihmojnë ato të zgjerohen dhe të forcohen., Crepe Bandage janë pajisje mjekësore që kanë për qëlim mbajtjen e garzës në vend, frenimin e gjakderdhjes dhe sigurimin e ngjeshjes së lehtë., High Elastic Bandage janë pajisje mjekësore që përdoren për të trajtuar ndrydhjet dhe tendosjet e muskujve duke reduktuar rrjedhën e gjakut në një zonë të caktuar. Gjitashtu përdoren për të trajtuar frakturat e kockave., POP Bandage janë pajisje mjekësore që përdoren kryesisht për të mbrojtur dhe imobilizuar një gjymtyrë të thyer., Undercast padding janë pajisje mjekësore që përdoren për të mbrojtur indet e buta dhe zonat e spikatura kockore, dhe për të riformuar gjymtyrët e shtrembëruara., Orthopedic Casting Tape janë pajisje mjekësore që përdoren zakonisht nga specialistët ortopedikë për të imobilizuar gjymtyrët e dëmtuara. Mund të përdoren për të stabilizuar kockat e thyera, muskujt dhe ligamentet e këputura., PE Tape janë pajisje mjekësore që përdoren për të fiksuar veshjet e plagëve, kateterët dhe pajisje të tjera mjekësore., Skin Traction Kit janë pajisje mjekësore që përdoren rregulluar ose ruajtur shtrirjen e kockave që rezulton nga një zhvendosje ose frakturë, për të siguruar imobilizimin e një nyje të lënduar, për të lehtësuar dhimbjen ose për të korrigjuar një deformim të lehtë., Heavy Elastic Adhesive Bandage janë pajisje mjekësore që përdoren për të siguruar kompresim të menjëhershëm të lëndimeve, duke përkulur artikulacionin dhe për të zvogëluar dhimbjen dhe shqetësimin e ënjtjes., Net Bandage janë pajisje mjekësore që përdoren për të mbështetur një pajisje mjekësore tjetër, ose më vete për të siguruar mbështetje për lëvizjen e një pjese të trupit., Dental Cotton Roll janë pajisje mjekësore që përdoren në praktikën dentare për qëllim tharjen gjatë terapisë së mbushjes, trajtimeve protetike dhe parodontale., Cooling Patch janë pajisje mjekësore që përdoren për qetësim lidhur me të nxehtin, ethe, dhimbje koke të forta, migrenë, dhimbje dhëmbi, mavijosje dhe ndrydhje. , Urine Bag janë pajisje mjekësore që kanë për qëllim mbledhjen e urinës duke u lidhur me një kateter., Wound Dressing janë pajisje mjekësore që kanë për qëllim të sigurojë një pengesë fizike mbrojtëse të përkohshme, të thithë drenazhin e plagës dhe, të sigurojë lagështinë e nevojshme për të optimizuar ri-epitelializimin., Eye Pad janë pajisje mjekësore që kanë për qëllim bllokimin e syrit te demtuar per ta mbrojtur atë nga faktorët mjedsorë dhe për të parandaluar nje kontaminim i mundshëm., Hot Cold Pack janë pajisje mjekësore që përdoren për qetësim lidhur me të nxehtin, te ftohtin, ethe, dhimbje koke të forta, migrenë, dhimbje dhëmbi, mavijosje dhe ndrydhje. , Disposable Face Mask janë pajisje mjekësore që kanë për qëllim parandalimin ose uljen e rrezikut të përhapjes së mikrobeve, dhe ofron mbrojtje nga ndotja dhe alergjenët., Ice Bag janë pajisje mjekësore që kanë për qëllim të lehtësojnë dhimbjen, ënjtjen dhe inflamacionin nga lëndimet ose artriti., Vaginal Douche janë pajisje mjekësore që kanë për qëllim të parandalojnë ose trajtuar simptomat vaginale si kruarja dhe sekrecionet dhe, më rrallë, për të parandaluar sëmundjet seksualisht të transmetueshme., Vinyl Gloves janë pajisje mjekësore që kanë për qëllim të mbrojnë duart nga acidet dhe bazat e forta, kripërat, solucione të tjera ujore dhe alkoolet., Isolation Gown janë pajisje mjekësore që kanë për qëllim të mbrojnë personelin mjekësor nga spërkatja dhe ndotja e gjakut, lëngjeve trupore dhe materialeve të tjera potencialisht infektive., Shoe Cover janë pajisje mjekësore që kanë për qëllim të sigurojnë një pengesë kundër ekspozimit të mundshëm ndaj organizmave të ajrit ose kontaktit me një mjedis të kontaminuar., Nebulizer Mask janë pajisje mjekësore që përdoren te lidhura me pajisjet e aerosolit, nga pacientet që kanë çrregullime të frymëmarrjes si astma, sëmundje pulmonare obstruktive kronike (COPD) ose fibrozë cistike. , Oxygen Mask janë pajisje mjekësore që përdoren kryesisht nga personeli mjekësor për terapinë me oksigjen, duke minimizuar rreziqet e infeksionit., ECG Electrode janë pajisje mjekësore që përdoren të lidhura me aparaturën per testet e kardiogramës, te cilat kane për qëllim te kapin sinjalet duke kontaktuar me siperfaqen e trupin te vendosura ne gjoks, krahë dhe këmbë., Cotton Ball janë pajisje mjekësore që kanë për qëllim pastrimin e plagëve me peroksid hidrogjeni ose jod, aplikimin e antiseptikëve ose pomadave lokale, pastrimin e prerjeve të vogla dhe acarimeve të lëkurës dhe ndalimin e gjakut pas dhënies së një injeksioni ose tërheqjes së gjakut., Sterilization Pouch janë pajisje mjekësore që kanë për qëllim mbajnë sendet brenda sterilizuesit gjatë procesit të sterilizimit. Përdoret për të lejuar depërtimin e sterilantit në sendet e vendosura brenda dhe ruajnë sterilitetin e sendit pas sterilizimit., Zigzag Cotton janë pajisje mjekësore me veti të larta absorbuese që kanë për qëllim pastrimin e plagëve me peroksid hidrogjeni ose jod, aplikimin e antiseptikëve ose pomadave lokale, pastrimin e prerjeve të vogla dhe acarimeve të lëkurës dhe ndalimin e gjakut pas dhënies së një injeksioni ose tërheqjes së gjakut., Gauze Ball janë pajisje mjekësore me një prerje e rrumbullakët pambuku që kanë për qëllim pastrimin e sipërfaqes së plagës, aplikimin e pomadave antibiotike dhe kanë aftësi përthithëse. , Lap Sponge janë pajisje mjekesore me efekt absorbues që përdoret gjatë operacioneve dhe procedurave kirurgjikale., Gauze Swab janë pajisje mjekësore që përdoren për të veshur lëndime të vogla: nga veshja e plagës, prerjet e lehta, kullotjet dhe gërvishtjet deri te përdorimi pas operacionit. , Gauze Bandage janë pajisje mjekësore që përdoren për të fiksuar nje garze ose një tampon mbi plagë., Gauze Roll janë pajisje mjekësore që përdoren për të fiksuar nje garze ose një tampon mbi plagë., Self Adhesive Bandage janë pajisje mjekësore në formen e një fashe elastike me vetë-ngjitje e cila nuk ka nevojë për kapëse dhe ka për qëllim te ofrojë mbështetje për aktivitete të rënda dhe komprimim për sforcimet dhe ndrydhjet., Non Woven Swab janë pajisje mjekësore që përdoren për të veshur lëndime të vogla: nga veshja e plagës, prerjet e lehta, kullotjet dhe gërvishtjet deri te përdorimi pas operacionit. , Combine Pad janë pajisje mjekësore të specializuara të ndihmës së parë dhe përgjigjes së parë. Ato kanë për qëllim të ndalojnë gjakderdhjen masive., Wound Dressing Roll janë pajisje mjekësore që përdoren për të fiksuar nje garze ose një tampon mbi plagë., Zinc Oxide Plaster janë pajisje mjekësore që përdorenpër të ndaluar rrjedhjen e gjakut duke shtuar presion dhe lidhur fort., Silk tape janë pajisje mjekësore që përdoren për të fiksuar nje garze ose një tampon mbi plagë dhe të përdoret si një shtresë bazë për rripa sportive, ose si një shirit i ndihmës së parë për të rregulluar dhe mbajtur veshjet., Non woven tape janë pajisje mjekësore që përdoren në një sërë aplikimesh, duke përfshirë kujdesin e plagëve, procedurat kirurgjikale dhe fiksimin e pajisjeve mjekësore., Bouffant cap janë pajisje mjekësore që përdoren në ambientet spitalore per te mbajtur flokët e mbledhur, në mënyrë qe mos kemi renie të fijeve të flokut gjatë operacioneve ose procedurave të tjera mjekësore., Clip cap janë pajisje mjekësore që përdoren për diagnostikimin ose trajtimin e gjakderdhjes së rëndë menstruale, humbjes së rëndë të gjakut, problemeve të koagulimit të gjakut., PBT bandage janë pajisje mjekësore që përdoren për aplikim të jashtëm të pjesëve të trupit, stërvitje në terren, trajtim urgjent të traumës etj. Ndihmon gjithashtu në zbutjen e ndrydhjeve, sforcimeve dhe ënjtjeve., Triangular bandage janë pajisje mjekësore që kanë për qëlim të përdoren si një mbështetëse krahu ose si një shtresë për të kontrolluar gjakderdhjen., Alcohol swab janë pajisje mjekësore që kanë për qëlim të përdoren për t'u siguruar që lëkura, prerja ose gërvishtja të mos ketë kontaminim që mund të çojë në infeksione të mundshme., CPR mask janë pajisje mjekësore qe kanër qëllim të ndihmojnë në parandalimin e transferimit të lëngjeve të trupit nga goja në gojë gjatë frymëmarrjes artificiale., Kinesiology tape janë pajisje mjekësore që kanë për qëlim të përdoret për të lehtësuar dhimbjen, për të reduktuar ënjtjen dhe inflamacionin dhe për të ofruar mbështetje për nyjet dhe muskujt., Coverall janë pajisje mjekësore që kanë për qëlim të mbrojnë trupin ose veshjet gjatë punës me substanca të dëmshme ose papasterti të tjera. | Tjeter
NWAW0575; NWAW0609; NWAW0810; NWAW0815; NWAW0820; NWAW1010; NWAW1035; NWAW1515; WAW10115; PUAW0505; PUAW0507; PUAW0510; PUAW0607; PUAW0608; PUAW0610; PUAW7510; PUAW1012; PUAW1015; PUAW1020; PUAW1025 ; PUAW1030; PUAW0575; PUAW0609 ; PUAW0810; PUAW0815; PUAW0820 ; PUAW1010; PUAW1035; PUAW1515; PUAW10115;etj., Eye Pad EP6595; EP0508; EP4567; EP6297; etj., Hot Cold Pack HCP1, HCP2, HCP3, HCP250, HCP320, etj., Disposable Face Mask FMEL1; FMEL2; FMEL3; FMTO1; FMTO2; FMTO3; FMP1; FMP2; FMN95; FMCN; WHCT9503500; WHCT9505300; PHFM10501; etj., Ice Bag B11, B12, B13, B14, B15, B16, IB11, IB12, IB13, IB14, IB15, IB16,etj., Vaginal Douche PHVD1201; PHVD1202; PHVD1203; PHVD1204; etj., Vinyl Gloves VGS; VGM; VGL; VGXL; etj., Isolation Gown IGS, IGM, IGL, IGXL, etj., Shoe Cover SC1540, SC1740, SC1741, etj., Nebulizer Mask NMS, NMM, NML, NMXL, etj., Oxygen Mask OMS, OMM, OML, OMXL, etj., ECG Electrode EEPA, EEPC, EEPI, EEA, EEC, EEI, etj., Cotton Ball CB01, CB02, CB03, CB04, CB05, CB1, CB15, CB2, etj., Sterilization Pouch SP50, SP75, SP100, SP150, SP200, SP250, SP300, SP400, SP500, SP600,etj., Zigzag Cotton 25g, 50g, 100g, 250g, 500g, 1000g, etj., Gauze Ball 5CMX5CM,8CMX8CM,15CMX15CM,20CMX20CM,25CMX25CM,30CMX30CM,30CMX40CM,35CMX35CM,40CMX40CM, etj., Lap Sponge 6CMX86CM,10CMX10CM,10CMX30CM,10CMX60CM,13CMX15CM,16CMX25CM,20CMX20CM,30CMX30CM,40CMX40CM,30CMX40CM,30CMX45CM,45CMX45CM,45CMX70CM,50CMX50CM, etj., Gauze Swab 5CMX5CM,5CMX10CM,7CMX9CM,7.5CMX7.5CM,7.5CMX10CM,10CMX10CM,10CMX12CM,10CMX12.5CM,10CMX15CM,10CMX20CM,20CMX20CM,30CMX30CM,40CMX40CM, etj., Gauze Bandage
2.5CM,3CM,4CM,5CM,6CM,7.5CM,8CM, 10CM,15CM,20CM, etj., Gauze Roll 7.5CM,10CM,120CM,90CM, etj., Self Adhesive Bandage
2.5CM,5CM,7.5CM,10CM,15CM, etj., Non Woven Swab 5CMX5CM,7.5CMX7.5CM,10CMX10CM,10CMX20CM etj., Combine Pad 10CMX10CM,10CMX20CM,10CMX30CM,15CMX20CM,15CMX25CM,20CMX20CM,20CMX25CM,20CMX40CM,13CMX23CM,18CMX18CM,91CMX25CM,5"X9", etj., Wound Dressing Roll 2.5CM,5CM,10CM,15CM,20CM,30CM, etj., Zinc Oxide Plaster 1.25CM,2.5CM,5CM,7.5CM,10CM, etj., Silk tape 1.25CM,2.5CM,5CM,7.5CM,10CM, etj, Non woven tape 1.25CM,2.5CM,5CM,7.5CM,10CM, etj., Bouffant cap 19'' ,21'',24'',etj, Clip cap 19'' ,21'',24'', etj, PBT bandage 5CM,6CM,7.5CM,8CM,10CM,12CM,12.5CM,15CM,20CM, etj., Triangular bandage 90*90*127CM, 96*96*136CM, 100*100*140CM, 100*100*141CM, 100*100*142CM, 105*105*150CM, 110*110*156CM, etj., Alcohol swab 3*6CM,3*6.5CM,5*5CM, etj, CPR mask 31CMX19CM,ADULT,CHILD,PAEDIATRIC, etj, Kinesiology tape 1.25CM,2.5CM,5CM,7.5CM,10CM, etj, Coverall S,M,L,XL,XXL,XXXL,160CM,165CM,170CM,175CM,180CM,185CM,190CM,195CM, etj.
16585 | Detro Lube Spray | T R I M E D | 2024-06-14T00:00:00.000+02:00 | Detro Healthcare Kimya Sanayi A.Ş. Atatürk mh. Cemal Gürsel cd. No:8 Esenyurt-İstanbul/Turkey | Detro Lube Spray | Klasa I | Detro Lube Spray është pajisjë mjekësore që ka për qëllim të veprojë si lubrifikant i instrumentave mjekesore perfshire dhe ato dentare. Kjo pajije ndihmon në ruajtjen e kushteve higjienike duke parandaluar njollat dhe ndryshkjen, si dhe duke zgjatur funksionimin dhe jetëgjatësinë e instrumenteve mjekësore. | Tjeter
16586 | Medical Record Paper (ECG), Medical Record Paper (EEG), Medical Record Paper (CTG), Medical Record Paper (HTA), Medical Record Paper (USG) | T R I M E D | 2024-06-14T00:00:00.000+02:00 | TIANJIN GRAND PAPER INDUSTRY CO.,LTD HONGGUANG FARM, BEICHEN DISTRICT, TIANJIN 300401, CHINA | Medical Record Paper (ECG), Medical Record Paper (EEG), Medical Record Paper (CTG), Medical Record Paper (HTA), Medical Record Paper (USG) | Klasa I | Medical Record Paper është pajisje mjekësore e përbërë nga letra termike që përdoret në mjedise mjekësore për të regjistruar të dhena ne teste te ndyrshme si ECG, EEG, CTG, HTA dhe USG. | Produkte per institucione te kujdesit shendetesor
16587 | ECG – EKG Cables & Leadwires, ECG Suction & Clamp Electrodes, ECG Adaptors for Cables and Leadwires | BIOMETRIC ALBANIA | 2024-06-14T00:00:00.000+02:00 | Metko Medikal ve Tıbbi Cihazlar Dış Ticaret Sanayi A.Ş. - Adresa: İvedik O. S. B. Ağaç İşleri Sanayi Sitesi 1354 Cad. 1358 Sok. No:9 06378 Yenimahalle - Ankara / Türkiye | E100/XYZ/I, E101/XYZ/I, E103/XYZ/I, E104/XYZ/I, E105/XYZ/I, E106/XYZ/I, E107/XYZ/I, E100/XYZ/A, E101/XYZ/A, E103/XYZ/A, E104/XYZ/A, E105/XYZ/A, E106/XYZ/A and E107/XYZ/A Series FMT Diagnostic EKG Cables (X: A to Z; Y: N, R; Z: 0, B, G, P and S); E100/MDR/GI, E100/MDR/GA, E100/MDR/SI and E100/MDR/SA FMT Diagnostic EKG Cables; E200-YXXX/Z, E201-YXXX/Z, E202-YXXX/Z, E204-YXXX/Z, E205-YXXX/Z, E206-YXXX/Z, E207-YXXX/Z, E208-YXXX/Z and E209-YXXX/Z Series FMT ECG Cables (Y: 3, 4, 5, 6; XXX: (000-999); Z: SA, SI, GA, GI, VA, VI, 0A, 0I); E21-XX, E22-XX, E23-XX, E31-XX, E32-XX, E33-XX, E40-XX, E41-XX, E42-XX, E43-XX, E51-XX, E52-XX, E53-XX, E61-XX, E62-XX, E63-XX, E71-XX, E72-XX, E73-XX, E80-XX, E81-XX, E82-XX, E83-XX, E91-XX, E92-XX and E93-XX Series FMT ECG Leadwires set (XX: 3A, 3I, 5A, 5I, 6A, 6I, 3IT, 3AT, 5IT, 5AT, 3AN, 3IN, 5AN, 5IN, 3AM and 3IM); MT32X, MT52X, MT62X Series FMT ECG Leadwires set (X: I, A); E21-XX, E22-XX, E23-XX, E31-XX, E32-XX, E33-XX, E41-XX, E42-XX, E43-XX, E51-XX, E52-XX, E53-XX, E61-XX, E62-XX, E63-XX, E71-XX, E72-XX, E73-XX, E81-XX, E82-XX, E83-XX, E91-XX, E92-XX and E93-XX Series FMT ECG Leadwires (XX: 0C, 0L, 0R, 0N, 0F, 0V, LA, RA, RL and LL); E32-XX-OR FMT ECG Leadwires set (XX: 3I, 3A, 5I, 5A, 3IM, 3AM); E82-XX-OR FMT ECG Leadwires set (XX: 3I, 3A); E101XX/10, E102XX/10, E103XX/10, E104XX/10, E105XX/10, E112XX/10, E117XX/10, E118XX/10, E119XX/10, E120XX/10 and E121XX/10 Series FMT Diagnostic EKG Leadwires set (XX: BI, SI, GI, PI, BA, SA, GA and PA); E101XX/YY, E102XX/YY, E103XX/YY, E104XX/YY, E105XX/YY, E112XX/YY, E117XX/YY, E118XX/YY, E119XX/YY, E120XX/YY and E121XX/YY Series FMT Diagnostic EKG Leadwires (XX: BI, SI, GI, PI ,BA, SA, GA and PA), (YY: R, N, F, L, C1, C2, C3, C4, C5, C6, RA, RL, LA, LL, V1, V2, V3, V4, V5, V6, 3A, 3B, 5A, 5B); E106XX/5, E107XX/5, E108XX/5, E109XX/5, E110XX/5, E111XX/5, E113XX/4, E114XX/6 and E122XX/6 Series FMT Diagnostic EKG Leadwires set (XX: BI, SI, GI, PI, BA, SA, GA and PA); E110GX/5-OR and E111GX/5-OR FMT Diagnostic EKG Leadwires set (X: I, A); HLXXZ-YYZ Series FMT ECG Holter Leadwires (XX: 01-20; Z: A, B, C, D, E or empty; YY: 01-20 or empty), SE1, SE2 FMT ECG Suction Electrode set, CEAI1, CEAI2, CEAA1, CEAA2 FMT ECG Clamp Electrodes, MTM/01 FMT Multi Parameter Cable, BS3, BS4, BG3l/10, BG3A/10, BG4/10, BA4 FMT ECG Adaptors, AXXXXXX Series SensorPlus Diagnostic EKG Cables (X: 0-9), BXXXXXX Series SensorPlus ECG Cables (X: 0-9), LXXXX Series SensorPlus ECG Leadwires set (X: 0-9) | Klasa I | Kabllo EKG & Leadwire, Elektroda EKG Suction & Clamp, Adaptore EKG per kabllo | Produkte per institucione te kujdesit shendetesor
16588 | Humidifier Heater Wire Adaptor Cable | BIOMETRIC ALBANIA | 2024-06-14T00:00:00.000+02:00 | Metko Medikal ve Tıbbi Cihazlar Dış Ticaret Sanayi A.Ş. - Adresa: İvedik O. S. B. Ağaç İşleri Sanayi Sitesi 1354 Cad. 1358 Sok. No:9 06378 Yenimahalle - Ankara / Türkiye | HWA-XXX, HWA-XXX/SOCP | Klasa I | Kabllo adaptor per tel ngrohes me lageshtues | Produkte per institucione te kujdesit shendetesor
16589 | Adaptor & Extension Cable for Disposable IBP Transducers | BIOMETRIC ALBANIA | 2024-06-14T00:00:00.000+02:00 | Metko Medikal ve Tıbbi Cihazlar Dış Ticaret Sanayi A.Ş. - Adresa: İvedik O. S. B. Ağaç İşleri Sanayi Sitesi 1354 Cad. 1358 Sok. No:9 06378 Yenimahalle - Ankara / Türkiye | IBP-YY/ZXX IBP Transducer Adaptor & Extension Cables, IBP-ADP/XXX IBP Transducer Adaptor & Extension Cables | Klasa I | Adaptor dhe kabllo-zgjatues per transduktore 1-perdorimsh IBP | Produkte per institucione te kujdesit shendetesor
16590 | Reusable and Disposable Non-Invasive Blood Pressure (NIBP) Cuffs, Reusable Non-Invasive Blood Pressure (NIBP) Hose (Reusable NIBP Hose), Reusable and Disposable Non-Invasive Blood Pressure (NIBP) Cuffs, Reusable Non-Invasive Blood Pressure (NIBP) Hose (Reusable NIBP Cuff), Reusable and Disposable Non-Invasive Blood Pressure (NIBP) Cuffs, Reusable Non-Invasive Blood Pressure (NIBP) Hose (Disposable NIBP Cuff) | BIOMETRIC ALBANIA | 2024-06-14T00:00:00.000+02:00 | Metko Medikal ve Tıbbi Cihazlar Dış Ticaret Sanayi A.Ş. - Adresa: İvedik O. S. B. Ağaç İşleri Sanayi Sitesi 1354 Cad. 1358 Sok. No:9 06378 Yenimahalle - Ankara / Türkiye | DBPXXXX/BPXXXX (FMT Reusable double line hose, 3.0 m), CEBPXX/BPXX-Z (FMT Reusable coiled extendable hose), E01XXXX (SensorPlus Reusable single line hose), E02XXXX (SensorPlus Reusable double line hose), FMT-SX, FMT-SX/BPYY-Z (FMT Reusable cuff with bladder / single tube), FMT-SBX, FMT-SBX/BPYY-Z (FMT Reusable cuff without bladder / single tube), FMT-DX, FMT-DX/BPYYYY (FMT Reusable cuff with bladder / double tube), FMT-DBX, FMT-DBX/BPYYYY (FMT Reusable cuff without bladder / double tube), DXXXXXXX (SensorPlus Reusable cuff with bladder) FMT-ASX, FMT-ASX/BPYY-Z (FMT Reusable ABPM cuff), FMT-DSX, FMT-DSXS, FMT-DSXT, FMT-DSX/BPYY-Z, FMT-DSXS/BPYY-Z, FMT-DSXT/BPYY-Z (FMT Disposable cuff / single tube), FMT-DDX, FMT-DDXS, FMT-DDXT, FMT-DDX/BPYYYY, FMT-DDXS/BPYYYY, FMT-DDXT/BPYYYY (FMT Disposable cuff / double tube), SBPXX/BPXX-Z (FMT Reusable single line hose, 3.0 m) | Klasa I | Mansheta te riperdorshme dhe 1-perdorimshe te presionit jo-invaziv(NIPB), Tuba zgjatues te riperdorshem per NIBP | Produkte per institucione te kujdesit shendetesor
16591 | Z800 Tonometer, F900 Tonometer, A900 Tonometer | GEN - ALB FARMA | 2024-06-12T00:00:00.000+02:00 | C.S.O. srl Via Degli Stagnacci 12/E - Cap 50018 - Badia a Settimo -Scandicci - Firenze - Italia | Z800, F900, A900 | Klasa I | Z-800 është një dizajn ergonomik, me optikë të cilësisë së lartë dhe pjesë mekanike precize. Tonometrat Z-800 gjithashtu mund të montohen dhe kombinohen me pajisje të prodhuesve të tjerë si llamba e çarë SL-9800 që përdoret për matjen e presionit okular., Tonometrat e afishimit F900 dhe A900 janë aksesorë për llambën e çarë SL990 për të matur presionin okular. Për shkak të dizajnit të tij të gjithanshëm, ato mund të kombinohen edhe me pajisje të prodhuesve të tjerë. | Pajisje oftalmike dhe optike
16592 | ENEMA SET (120101) | T R I M E D | 2024-06-14T00:00:00.000+02:00 | Plasti-med Plastik Medikal Ürünleri San. Ve Tic. Ltd. Şti. Deri OSB Mah. Yan Sanayi Cad. No:13 Tuzla/İSTANBUL, TÜRKİYE | ENEMA SET (120101) | Klasa I | ENEMA SET është pajisje mjekësore që ka për qëllim pastrimin e zorrës të trashë. Përdoret për të lehtësuar konstipacionin ose për tu përgatitur për një operacion ose një kolonoskopi etj. | Pajisje nje perdorimeshe
16593 | Vacuum pump, with silencer and air hose, Vacuum pump, with silencer | T R I M E D | 2024-06-14T00:00:00.000+02:00 | Biomet France Plateau de Lautagne 26000 Valence FRANCE | 4232, 4235 | Klasa I | Vacuum pump-jane instrumenta qe perdoren te kombinuara me sistemet Optivac, per te hequr ajrin gjate perzjerjes se cementit kockor. | Instrumenta shumeperdorimeshe
16594 | Curasept Biosmalto Mouthwash Sensitive Teeth | F A R M A T E CH | 2024-06-14T00:00:00.000+02:00 | Curasept S.p.A. Via G.Parini 19, 21047 Saronno (VA) Italy | n.a. | Klasa I | Shpelares goje per dhembe te ndjeshem | Tjeter
16595 | Reusable Pressure Infusion Cuff 500ml, 1000ml, 3000 ml, Disposable Pressure Infusion Cuff 500ml, 1000ml | BIOMETRIC ALBANIA | 2024-06-12T00:00:00.000+02:00 | Metko Medikal ve Tıbbi Cihazlar Dış Ticaret Sanayi A.Ş. - Adresa: İvedik O. S. B. Ağaç İşleri Sanayi Sitesi 1354 Cad. 1358 Sok. No:9 06378 Yenimahalle - Ankara / Türkiye | FMT-PI/05, FMT-PI/10, FMT-PI/10S, FMT-PI/30, FMT-DPI/05, FMT-DPI/10 | Klasa I | Mansheta infuzioni te riperdorshme, Mansheta infuzioni 1-perdorimshe | Produkte per institucione te kujdesit shendetesor
16596 | Stimulation probe cable Cable length 5 m | O.E.S DISTRIMED | 2024-06-18T00:00:00.000+02:00 | inomed Medizintechnik GmbH Im Hausgrün 79312 Emmendingen 29 Germany | 520045 | Klasa I | Kabull per transferimin e pulseve stumuluese elektrike nga stimulatori te elektrodat e pacientit,per perdorim gjate stimulimit elektrik te indeve nervore dhe muskulore | Instrumenta shumeperdorimeshe
16597 | Instrument/Set | O.E.S DISTRIMED | 2024-06-18T00:00:00.000+02:00 | Hermann Medizintechnik GmbH Wurttemberger Strabe 26 D-78567 Fridingen | 15-895 | Klasa I | Instrument urologjik | Instrumenta shumeperdorimeshe
16598 | Monophase - Dental Impression Material, Pentamix 3, Including its component: Penta Universal Cartridge for Pentamix 3, Pentamix Lite , Including its component: Penta Cartridge for Pentamix Lite, Penta Mixing Tips -red, Penta Elastomer Syringe, Intra-Oral Tips for Penta Elastomer Syringe / Elastomer Syringe, Polyether Adhesive , Polyether Contac Tray Adhesive | Diamant Plus | 2024-06-18T00:00:00.000+02:00 | 3M Deutschland GmbH - Carl-Schurz-Str.1 41453 Neuss Germany | 31796, 77871, 77872, 77873, 77874, 77875, 77876, 77878, 71545, 77901,77902,77903,77904,77905,77906,77907,77908,7709,78000,, 77944, 77919, 77949, 71210, 71225, 30600, 69408, 69409 | Klasa IIa, Klasa I | Material per marrje mase ne dentistri, Aksesor per marrjen e mases, Adeziv Silikoni | Pajisje dentare
16599 | 3M™ Sof-Lex™ Finishing Strips, 3M™ Sof-Lex™ Polishing Strips | Diamant Plus | 2024-06-18T00:00:00.000+02:00 | 3M ESPE Dental Products - 2510 Conway Avenue, St. Paul Minnesota 55144-1000, USA | 1954, 1954N, 1956 | Klasa I | Disqe per llustrim te kompozitit ne dentirstri | Pajisje dentare
16600 | CoaDATA 2004 CD12-2-17 | GENIUS SHPK | 2024-05-27T00:00:00.000+02:00 | LABiTec LAbor BioMedical Technologies GmbH - An der Strusbek 6 22926 Ahrensburg Germany | 112-99-130-xx 112-99-630-xx | In vitro | Autoanalizator gjysemautomatik koagulimi in vitro qe sherben per matjen e testeve te koagulacionit, kromogjenik, dhe testeve te koagulacionit imunologjike si ndihme ne diagnoze dhe ndihme ne monitorim. Mostra e nevojshme eshte plazma e cila sigurohet me ane te tubave me citrat, pasi centrifugohen. Analizatori eshte i destinuar vetem per diagnoze in vitro. | Pajisje te diagnostifikimit in vitro
16601 | Oral B Pro-Science Advanced Sensitivity and Gum Calm | MARKETING & DISTRIBUTION | 2024-05-09T00:00:00.000+02:00 | Procter & Gamble Technical Centres Limited The Heights, Brooklands Weybridge Surrey KT13 OXP United Kingdom | 90520592 | Klasa IIa | Përdorimi primar i synuar i mburojës dentare të ndjeshme është të lehtësojë dhimbjen e mbindjeshmërisë së dentinës të shkaktuar nga tubulat dentinale të ekspozuara. Duke ofruar mbrojtje fizike produkti: a) Ofron reduktim / (lehtësim) të menjëhershëm të / (nga) ndjeshmërisë së dentinës dhe dhimbjes që shoqërohet me të. b) Siguron mbrojtje të qëndrueshme ndaj ndjeshmërisë me përdorim të vazhdueshëm. | Pajisje dentare
16602 | PMMACAM MONOCOLOR, PMMACAM MULTICOLOR | Orbis Dental Care | 2024-05-17T00:00:00.000+02:00 | CO.N.CE.P.T Srl, via Respighi, 15, 43011 Busseto, PR, Italia | C99PA9816W2-YY; C99PA9825W2-YY; C99PA1008K1-YY,.C99PA9825K1-YY; C99PA3919B1-YY; C99PA5519B1-YY; YY= A1,A2,A3,A35,A4,B1,B2,B3,B4,C1,C2,C3,C4,D1,D2,D3,D4, S2,S4,RS,RX, C99PM1008K1-YY; C99PM9825K1-YY; C99PM3919B1-Y; C99PM5519B1-YY; YY= A1,A2,A3,A35,A4,B1,B2,B3,B4,C1,C2,C3,C4,D1,D2,D3,D4, S2,S4,RS,RX | Klasa IIa | Strukture polimetilmetakrilati per prodhimin e struktura protetike dentare provizore | Pajisje dentare
16603 | Multi‐Drug X(2‐18) Drugs Rapid Test Key Cup with/without, Cassette | Kapsula Farma | 2024-05-30T00:00:00.000+02:00 | Micro trace Diagnostici Via Ca' di Vico, 16 - 47863 Novafeltria (RN) | MTR7117 | In vitro | Test i Shpejtë për Droga me Gotë ose pa Gotë | Pajisje te diagnostifikimit in vitro
16604 | Tracheostomy Tube XLT Cuffed /Distal with Disposable Inner Cannula, Tracheostomy Tube XLT Cuffed / Distal with Disposable Inner Cannula, Tracheostomy Tube XLT Cuffed / Proximal with | O.E.S DISTRIMED | 2024-05-30T00:00:00.000+02:00 | Covidien llc 15 Hampshire Street Mansfield, MA 02048, U.S.A. | 50XLTCD, 60XLTCD, 70XLTCD, 80XLTCD, 50XLTCP, 60XLTCP, 70XLTCP, 80XLTCP, 50XLTUD, 60XLTUD, 70XLTUD, 80XLTUD, 50XLTUP, 60XLTUP, 70XLTUP, 80XLTUP, 50XLTIN, 60XLTIN, 70XLTIN, 80XLTIN | Klasa IIb | Tuba trakeostomie,per perdorim spitalor | Pajisje nje perdorimeshe
Disposable Inner Cannula, Tracheostomy Tube XLT Cuffless / Distal with
Disposable Inner Cannula, Tracheostomy Tube XLT Cuffless/Proximal with
Disposable Inner Cannula, Inner Cannula XLT / Disposable, Inner Cannula XLT / Disposable IIb /
16605 | Reusable surgical instruments/Suction curette, 6mm, 22cm working length, 31,5cm, gra- duated, Reusable surgical instruments/Suction curette, 8mm, 22cm working length, 31,5cm, gra- duated, Reusable surgical instruments/Suction curette,10mm, 22cm working length, 31,5cm, gra- duated, Reusable surgical instruments/Suction curette,12mm, 22cm working length, 31,5cm, gra- duated, Reusable surgical instruments/Suction curette,14mm, 22cm working length, 31,5cm, gra- duated, Reusable surgical instruments/Tube attachment for HB 5195-04 - HB 5195-14, Reusable surgical instruments/Replacement seal, pair | O.E.S DISTRIMED | 2024-05-30T00:00:00.000+02:00 | HEBUmedical GmbH Badstrasse 8 78532 Tuttlingen Germany | HB5195-06, HB5195-08, HB5195-10, HB5195-12, HB5195-14, HB5195-00, HB5195-01 | Ir | Instrumenta kirurgjikal te riperdorshem | Instrumenta shumeperdorimeshe
16606 | MyLunos Duo/ Ultrasonic scalers and related accessories, LUNOS SCALER HANDPIECE/ Ultrasonic scalers and related accessories, ICS / Reusable inserts for bone surgery and for scalers, IC1 / Reusable inserts for bone surgery and for scalers, P11 / Reusable inserts for scalers, P10 / Reusable inserts for scalers, S2 / Reusable inserts for scalers, P12 / Reusable inserts for scalers, S1-S / Reusable inserts for scalers, P16R / Reusable inserts for scalers, P16L / Reusable inserts for scalers | BORA DENTAL ALBANIA | 2024-06-04T00:00:00.000+02:00 | Mectron S.p.A. Via Loreto, 15/A 16042 Carasco - GE (Italy), ID/SRN: IT-MF-000024418 | MyLunos Duo, Ultrasonic scalers and related accessories, ICS, IC1, P11, P10, S2, P12, S1-S, P16R, P16L | Klasa IIa | My Lunos Duo, Kavitron (Ablator) Ultrasonik dhe aksesoret e perkates, Doreze Kavitroni Lunos, Kavitron (Ablator) Ultrasonik dhe aksesoret e perkates, ICS, Inserte të ripërdorshme për kirurgjinë e kockave dhe për Kavitron, IC1, Inserte të ripërdorshme për kirurgjinë e kockave dhe për Kavitron, P11, Inserte të ripërdorshme për Kavitron, P10, Inserte të ripërdorshme për Kavitron, S2, Inserte të ripërdorshme për Kavitron, P12, Inserte të ripërdorshme për Kavitron, S1-S, Inserte të ripërdorshme për Kavitron, P16R, Inserte të ripërdorshme për Kavitron, P16L, Inserte të ripërdorshme për Kavitron | Pajisje dentare
16607 | Lumi-Phos PRO | GENIUS SHPK | 2024-05-31T00:00:00.000+02:00 | BECKMAN COULTER INC - 250 SOUTH KRAEMER BLVD. BREA, CALIFORNIA 92821, USA | B96000 | In vitro | REAGENT INVITRO PER TE NDIHMUAR NE PUNIMIN E ANALIZAVE TE NDRYSHME IMUNOLOGJIKE NEPERMJET SISTEMEVE IMUNOLOGJIKE ACCESS TE TEKNOLOGJISE BECKMAN COULTER INC. | Pajisje te diagnostifikimit in vitro
16608 | Access Active B12 (Reagent Pack), Access Active B12 (Calibrators): , Access Active B12 (QC): | GENIUS SHPK | 2024-05-31T00:00:00.000+02:00 | BECKMAN COULTER INC - 250 SOUTH KRAEMER BLVD. BREA, CALIFORNIA 92821, USA | C01772, C01773 , C01774 | In vitro | REAGENT DIAGNOSTIFIKUES INVITRO , IMUNOKIMIK LUMINESHENT ME GRIMCA PARAMAGNETIKE PER PERCAKTIMIN SASIOR TE NIVELEVE TE HOLOTRANSCOBALAMINES (HOLOTC) NE SERUM NJEREZOR DUKE PERDORUR INSTRUMENTET ACCESS TE TEKNOLOGJISE BECKMAN COULTER INC. VITAMINA B12 NE QARKULLIM EKZISTON NE DY FORMA: HOLOTRANSCOBALAMINE (HOLOTC) DHE HOLOHAPTOCORRINE (HOLOHC). HOLOTC KONSIDEROHET FORMA BIOAKTIVE E B12 OSE ACTIVE-B12. PERDORIMI KRYESOR KLINIK I TESTIT ACCESS ACTIVE-B12 ESHTE PER VLERESIMIN E STATUSIT TE VITAMINES B12. KA DESHMI NE RRITJE QE TREGOJNE SE HOLOTC MUND TE JETE NJE TREGUES ME I BESUESHEM DHE I HERSHEM I MUNGESES SE VITAMINES B12 SE SA TESTET TRADICIONALE TE SERUMIT PER B12. VITAMINA B12 ESHTE E NEVOJSHME PER SINTEZEN E ADN-SE DHE METABOLIZMIN E ACIDEVE YNDYRORE. MUNGESA E PATRAJTUAR MUND TE REZULTOJE NE ANEMI MEGALOBLASTIKE DHE NEUROPATI DEMIELINIZUESE., REAGENT DIAGNOSTIFIKUES INVITRO, FUNKSIONI I TE CILIT ESHTE I DESTINUAR PER TE KALIBRUAR TESTIN ACCESS ACTIVE-B12 PER PERCAKTIMIN SASIOR TE NIVELEVE TE HOLOTC NE SERUM NJEREZOR DUKE PERDORUR SISTEMIN E INSTRUMENTETE ACCESS TE TEKNOLOGJISE BECKMAN COULTER INC., REAGENT DIAGNOSTIFIKUES INVITRO, FUNKSIONI I TE CILIT ESHTE I DESTINUAR PER TE MONITORUAR PERFORMANCEN E SISTEMIT TE TESTIT ACCESS ACTIVE-B12 DUKE PERDORUR SISTEMIN E INSTRUMENTEVE ACCESS TE TEKNOLOGJISE BECKMAN COULTER INC. | Pajisje te diagnostifikimit in vitro
16609 | Natural rubber latex probe cover for vaginal and / or anal ultrasound scanning | MONTAL | 2024-06-19T00:00:00.000+02:00 | CEX INTERNACIONAL, S.A. C/ Canigó 6, Llerona 08520-Les Franqueses del Vallés. Barcelona. España. SRN: ES-MF-000000392 | PF-ECO-10 ECOFUNDA 500 UN. | Klasa I | Mbulese sonde per parandalimin e mikroorganizmave gjate nje ekografie vaginale ose rektale | Pajisje nje perdorimeshe
, PF-ECO-14 ECOFUNDA 1.000 UN (10 x 100), PF-ECO-18 ECOFUNDA 50 UN
16610 | Blood sedimentation racks and pipettes | Labor Dr. Limbach Heidelberg Germany | 2024-05-24T00:00:00.000+02:00 | SARSTEDT AG & Co. KG Sarstedtstr. 1, 51588 Nümbrech, Germany | 90.1091, 90.1090, 90.1060, 90.1060.062, 86.1996, 86.1996.062 | In vitro | Përcaktimi manual i shkalles se sedimentit te eritrociteve | Pajisje te diagnostifikimit in vitro
16611 | Steam sterilizer/ Vacuclave® 118, Steam sterilizer/ Vacuclave® 118 S, Steam sterilizer/ Vacuclave® 123, Steam sterilizer/ Vacuclave® 123 S, Steam sterilizer/ Vacuclave® 318, Steam sterilizer/ Vacuclave® 323, Steam sterilizer/ Vacuclave® 550 | BORA DENTAL ALBANIA | 2024-06-04T00:00:00.000+02:00 | MELAG Medizintechnik GmbH & Co. KG Geneststraße 6-10 10829 Berlin, Germany DE-MF-000006703 | ME10118, ME10118S, ME10123, ME10123S, ME10318, ME10323, Vacuclave® 550 | Klasa IIa | Sterilizator me Avull Vacuclave 118, Sterilizator me Avull Vacuclave 118 S, Sterilizator me Avull Vacuclave 123, Sterilizator me Avull Vacuclave 123 S, Sterilizator me Avull Vacuclave 318, Sterilizator me Avull Vacuclave 323, Sterilizator me Avull Vacuclave 550 | Produkte per institucione te kujdesit shendetesor
16612 | Access Unconjugated Estriol (Reagent Pack), Access Unconjugated Estriol (Calibrators) | GENIUS SHPK | 2024-05-31T00:00:00.000+02:00 | BECKMAN COULTER INC - 250 SOUTH KRAEMER BLVD. BREA, CALIFORNIA 92821, USA | C22255, C22256 | In vitro | REAGENT DIAGNOSTIFIKUES INVITRO , I CILI PERDOR GRIMCA PARAMAGNETIKE, ANALIZE CHEMILUMINESHENTE IMMUNO PER TE PERCAKTUAR SASINE E ESTRIOLIT TE PAKONJUGUAR NE SERUM DUKE PERDORUR SISTEMET E ISNTRUMENTEVE ACCESS TE TEKNOLOGJISE BECKMAN COULTER INC. KONCENTRIMI I ESTRIOLIT TE PAKONJUGUA TE PERCAKTUAR NGA KY KIT MUND TE PERDORET SE BASHKU ME PERQENDRIMET E BHCG, AFP, DHE INHIBIN A PER VLERESIMIN E RREZIKUT TE TREMUJORIT 18 DHE 21 (SINDROMA DOWN). KJO QASJE ESHTE VERIFIKUAR BAZUAR NE ANALIZEN E SHPERNDARJES GAUSSIANE MULTIVARIATE., REAGENT DIAGNOSTIFIKUES INVITRO ,I DESTINUAR PER TE KALIBRUAR TESTIN E ACCESS UNCONJUGATED ESTRIOL PER PERCAKTIMIN SASIOR TE NIVELEVE TE ESTRIOLIT TE PAKONJUGUA NE SERUM DUKE PERDORUR DUKE PERDORUR SISTEMET E ISNTRUMENTEVE ACCESS TE TEKNOLOGJISE BECKMAN COULTER INC. | Pajisje te diagnostifikimit in vitro
16613 | Access Hybritech PSA (Reagent Pack), Access Hybritech PSA (Calibrators), Access Hybritech PSA (Diluent), Access Hybritech PSA (QC), Access Hybritech PSA (2x100) | GENIUS SHPK | 2024-05-31T00:00:00.000+02:00 | BECKMAN COULTER INC - 250 SOUTH KRAEMER BLVD. BREA, CALIFORNIA 92821, USA | 37200, 37205, 37206, 37209, C22845 | In vitro | REAGENT DIAGNOSTIFIKUES INVITRO ,QE PERDOR METODEN E IMUNOLUMINESHENTE ME GRIMCA PARAMAGNETIKE PER DIAGNOSTIFIKIMIN DHE PERCAKTIMIN SASIOR TE NIVELEVE TE ANTIGJENIT SPECIFIK TE PROSTATES (PSA) NE SERUM TE NJERIUT DUKE PERDORUR TEKNOLOGJINE E BECKMAN COULTER INC, ME INSTRUMENTET E ACCESS. KJO PAJISJE PERDORET PER MATJEN E PSA-SE NE SERUM SE BASHKU ME EKZAMINIMIN REKTAL DIXHITAL (DRE) SI NJE NDIHME NE ZBULIMIN E KANCERIT TE PROSTATES TE MESHKUJT MBI 50 VJEÇ. BIOPSIA E PROSTATES ESHTE E NEVOJSHME PER DIAGNOZEN E KANCERIT. KJO PAJISJE ESHTE GJITHASHTU NDIHMON NE PARASHIKIMIN, MONITORIMIN DHE MENAXHIMIN E PACIENTEVE ME KANCER TE PROSTATES., REAGENT DIAGNOSTIFIKUES INVITRO , I DESTINUAR PER TE KALIBRUAR ANALIZEN ACCESS HYBRITECH PSA PER PERCAKTIMIN SASIOR TE NIVELEVE TE ANTIGJENIT SPECIFIK TE PROSTATES (PSA) NE MOSTRAT E SERUMIT DUKE PERDORUR TEKNOLOGJINE E BECKMAN COULTER INC, NE INSTRUMENTET E ACCESS., REAGENT DIAGNOSTIFIKUES INVITRO , I DESTINUAR PER PERDORIM ME ANALIZEN ACCESS HYBRITECH PSA PER TE HOLLUAR MOSTRAT E PACIENTEVE QE PERMBAJNE PERQENDRIME TE ANTIGJENIT SPECIFIK TE PROSTATES (PSA) ME TE LARTA SE KALIBRATORI S5, DUKE PERDORUR TEKNOLOGJINE E BECKMAN COULTER INC, NE INSTRUMENTET E ACCESS., I DESTINUAR PER TE KONTROLLUAR NE TRE NIVELE DUKE BERE MONITORIMIN E PERFORMANCES SE SISTEMEVE TE PROCEDURAVE IMUNOENZIMATIKE PER MATJEN SASIORE TE ANTIGJENIT SPECIFIK TE PROSTATES (PSA) DUKE PERDORUR TEKNOLOGJINE E BECKMAN COULTER INC, NE INSTRUMENTET E ACCESS. | Pajisje te diagnostifikimit in vitro
16614 | Access CK-MB, Access CK-MB Calibrators | GENIUS SHPK | 2024-05-31T00:00:00.000+02:00 | BECKMAN COULTER INC - 250 SOUTH KRAEMER BLVD. BREA, CALIFORNIA 92821, USA | 386371, D00534, 386372 | In vitro | REAGENT DIAGNOSTIFIKUES INVITRO ,PER DIAGNOSTIKIMIN E DEMTIMIT DHE INFARKTIT TE MIOKARDIT. NESE NJE ANALIZE E CTN NUK ESHTE E DISPONUESHME, ALTERNATIVA ME E MIRE ESHTE CK-MB E MATUR ME NJE ANALIZE MASIVE. MATJET E CK-MB MUND TE NDIHMOJNE GJITHASHTU NE VLERESIMIN JO-INVAZIV TE EFIKASITETIT TE REPERFUZIONIT TE MIOKARDIT PAS TERAPISE TROMBOLITIKE. NIVELET E LARTA TE CK-MB JANE GJITHASHTU TE LIDHURA ME TRAUMEN E MUSKUJVE SKELETORE, POR NUK KANE KARAKTERISTIKAT E NGRITJES DHE RENIES SE NIVELEVE TE CK-MB NE INFARKT AKUT TE MIOKARDIT (AMI)., REAGENT DIAGNOSTIFIKUES INVITRO, TE DESTINUAR PER TE KALIBRUAR ANALIZEN ACCESS CK-MB PER PERCAKTIMIN SASIOR TE NIVELEVE TE CK-MB NE SERUM OSE PLAZME TE NJERIUT (HEPARIN, EDTA) DUKE PERDORUR DUKE PERDORUR TEKNOLOGJINE E BECKMAN COULTER INC, NE INSTRUMENTET E ACCESS. | Pajisje te diagnostifikimit in vitro
16615 | Access Thyroglobulin (Reagent Pack), Access Thyroglobulin (Calibrators), Access Thyroglobulin (Sample Diluent) | GENIUS SHPK | 2024-06-03T00:00:00.000+02:00 | BECKMAN COULTER INC - 250 SOUTH KRAEMER BLVD. BREA, CALIFORNIA 92821, USA | C71762, 33865, 33866 | In vitro | REAGENT DIAGNOSTIFIKUES INVITRO ,ESHTE NJE IMUNOANALIZE KEMILUMINESHENTE ME GRIMCA PARAMAGNETIKE PER PERCAKTIMIN SASIOR TE NIVELEVE TE TIROGLOBULINES NE SERUM DHE PLAZME NJEREZORE DUKE PERDORUR SISTEMET E IMUNOANALIZES ACCESS. KY PAJISJE KA PER QELLIM TE NDIHMOJE NE MONITORIMIN E PRANISE SE INDIT LOKAL DHE METASTATIK TE TIROIDES TEK PACIENTET QE KANE PESUAR ABLACION TE GJENDRES TIROIDE (DUKE PERDORUR KIRURGJINE E TIROIDES ME OSE PA RADIOAKTIVITET) DHE QE NUK KANE ANTITRUPA NDAJ TIROGLOBULINES NE SERUM., REAGENT DIAGNOSTIFIKUES INVITRO, I DESTINUAR PER KALIBRIMIN E ANALIZES ACCESS THYROGLOBULIN PER PERCAKTIMIN SASIOR TE NIVELEVE TE TIROGLOBULINES NE SERUM DHE PLAZME NJEREZORE DUKE PERDORUR SISTEMET E IMUNOANALIZES ACCESS., REAGENT DIAGNOSTIFIKUES INVITRO, KA PER QELLIM PERDORIMIN ME ANALIZEN ACCESS THYROGLOBULIN PER TE HOLLUAR MOSTRAT E PACIENTEVE QE PERMBAJNE PERQENDRIME TE TIROGLOBULINES (TG) ME TE MEDHA SE KALIBRATORI S5. | Pajisje te diagnostifikimit in vitro
16616 | SINOVIAL HL - 3.2% - 32mg(H-HA) +32 mg (L-HA) / 2 ml Hyaluronic Acid Sodium Salt | CFO PHARMA | 2024-05-30T00:00:00.000+02:00 | Ibsa Farmaceutici Italia S.r.l - Via Martiri di Cefalonia,n. 2 - 26900 Lodi-Italia | N/A | Klasa III | Tretesire per injeksion per perdorim intra-artikular | Tjeter
16617 | Kyphon Element™ Syringe Kit, Kyphon™ Xpede™ Bone Cement and Kyphon™ Mixer Pack, KyphoPak™ Tray First Fracture, Kyphon Express™ II Inflatable Bone Tamp, Express™ Osteo Introducer System, CDS and BFD, KyphoPak™ Express™ II Tray First Fracture, Kyphon Express™ II Inflatable Bone Tamp, Kyphon™ Express™ Osteo Introducer™ System and BFD, KyphoPak™ Express™ Tray First Fracture, Kyphon™ Express™ Inflatable Bone Tamp, Kyphon™ Express™ Osteo Introducer System and BFD, KyphoPak™ Tray First Fracture,, KyphoPak™ Tray First Fracture, Kyphon Xpander™ Inflatable Bone Tamp, Kyphon™ ONE- STEP™ Osteo Introducer™ System | O.E.S DISTRIMED | 2024-06-03T00:00:00.000+02:00 | Medtronic Sofamor Danek USA, Inc. 1800 Pyramid Place Memphis, TN 38132 USA | A25R, CX01B-C, KEX102EB-CDS-INT, KEX102EB-INT, KEX152EB-CDS-INT, KEX152EB-INT, KEX202EB-INT, KPE1001, KPT1003, KPT1004, KPT1005, KPT1005-CDS, KPT1502, KPT1502-CDS, KPT1503, KPT1504, KPT1505, KPT1505-CDS, KPT2002, KPT2002-CDS, KPT2003, KPT2004, KPT2005, KPT2005-CDS, KPX153AB-C, KPX153PB-C, KPE1001-CDS, KPE1002, KPE1003, KPE1003-CDS, KPE1004, KPT1002, KPX153PB-CDS-C, KPX153RB-C, KPX153RB-CDS-C, KPX203PB-CDS-C, KPX203RB-C, KPX203RB-CDS-C, VPK011B, VPK011D, VPK013B, VPK013D, VPK1002, VPK1003 | Sistem ose pakete proceduriale | Pakete proceduriale per riparimin e frakturave vertebrale spinale | Pajisje nje perdorimeshe
and BFD, KyphoPak™ Tray First Fracture, Kyphon Xpander™ Inflatable Bone Tamp, Kyphon™ Advanced Osteo Introducer™ System and BFD, KyphoPak™ Tray First Fracture, KyphoPak™ Tray First Fracture, Kyphon Xpander™ Inflatable Bone Tamp, Kyphon™ Osteo Introducer™ System and BFD, KyphoPak™ Tray First Fracture, Kyphon Xpander™ Inflatable Bone Tamp, Osteo Introducer™ System; CDS and BFD, KyphoPak™ Tray Additional Fracture, Kyphon Xpander™ Inflatable Bone Tamp, Kyphon™ Osteo Introducer™ Cannula and BFD, KyphoPak™ Tray First Fracture, Kyphon Xpander™ Inflatable Bone Tamp, Kyphon™ ONE- STEP™ Osteo Introducer™ System and BFD, KyphoPak™ Tray First Fracture, Kyphon Xpander™ Inflatable Bone Tamp, One- Step™ Osteo Introducer™ System; CDS and BFD, First Fracture Kyphopak™ II Tray, Kyphon Xpander™ II Inflatable Bone Tamp, Kyphon™ Advanced Osteo Introducer™ System and BFD, KyphoPak™ Express™ Tray First Fracture, Kyphon™ Express™ Inflatable Bone Tamp, Kyphon™ Express™ Osteo Introducer System;CDS and BFD, KyphoPak™ Express™ Tray Additional Fracture, Kyphon™ Express™ Inflatable Bone Tamp, Kyphon™ Express™Osteo Introducer System and BFD, KyphoPak™ Express™ Tray First Fracture, Kyphon™ Express™ Inflatable Bone Tamp, Express™ Osteo Introducer System; CDS and BFD, KyphoPak™ Express™ Tray Additional Fracture, Kyphon™ Express™ Inflatable Bone Tamp, Kyphon™ Express™ Osteo Introducer™ Cannula and BFD, Kyphopak™ Tray First Fracture, Kyphon Xpander™ II Inflatable Bone Tamp, One-Step™ Osteo Introducer™ System, CDS and
BFD, First Fracture Kyphopak™ II Tray, Kyphon Xpander™ II Inflatable Bone Tamp, Kyphon™ Osteo Introducer™ System and BFD, First Fracture Kyphopak™ II Tray, Xpander™ II Inflatable Bone Tamp, Kyphon™ One-Step Osteo Introducer™ System Trocar & Diamond, and BFD, Kyphopak™ Tray First Fracture, Kyphon Xpander™ II Inflatable Bone Tamp, One-Step™ Osteo Introducer™ System; CDS and BFD, KyphoPak™ Tray First Fracture, Kyphon Xpander™ II Inflatable Bone Tamp, Osteo Introducer™ System; CDS and BFD, Kyphon V™ Osteo Introducer™ 11Ga Bevel Kit,, Kyphon V™ Osteo Introducer™ 11Ga Trocar/Bevel Kit, Kyphon V™ Osteo Introducer™ 13Ga Bevel Kit,, Kyphon V™ Osteo Introducer™ 13Ga Trocar/Bevel Kit,, Kyphon V™ Osteo Introducer™, Kyphon Kurve™ Kit
16618 | MULTI-SLICE CT SCANNER SYSTEM | 2 A - PHARMA | 2024-06-03T00:00:00.000+02:00 | Neusoft Medical Systems Co., Ltd.No. 177-1 Chuangxin Road, Hunnan District, Shenyang, Liaoning, China 110167 | NeuViz 128 | Klasa IIb | Sistemi i skanerit CT me shume pjese mund te perdoret si nje sistem tomografie kompjuterike me rreze x te te gjithe trupit qe permban nje tub me rreze x me rrotullim te vazhdueshem dhe grup detektoresh. Te dhenat e marra te transmetimit te rrezeve x rindertohen nga kompjuteri ne imazhe terthore te trupit ose nga i njejti plan boshtor i marre ne kende te ndryshme ose plane spirale te marra ne kende | Pajisje diagnostikuese dhe terapeutike me rezatim
16619 | MASTER-VU A-SCAN OPHTHALMIC ULTRASOUND SYSTEMS | GEN - ALB FARMA | 2024-06-05T00:00:00.000+02:00 | Sonomed Escalon 1979 Marcus Avenue, C105, Lake Success, New York 11042 | MV4500 | Klasa IIa | Sistemi i ultrazërit i syrit Master-Vu A-Scan është një pajisje aktive jo-invazive e destinuar për imazherinë e veçorive të syrit për qëllime diagnostikuese. Sistemi A-Scan lejon matjen e gjatësisë boshtore (AXL), thellësisë së dhomës së përparme dhe trashësisë së thjerrëzave të syrit dhe llogaritjen e fuqisë së lidhur me IOL për një lente të implantuar. | Pajisje oftalmike dhe optike
16620 | PacScan 300 A+ OPHTHALMIC ULTRASOUND SYSTEM, PacScan 300 AP+ OPHTHALMIC ULTRASOUND SYSTEM | GEN - ALB FARMA | 2024-06-05T00:00:00.000+02:00 | Sonomed Escalon 1979 Marcus Avenue, C105, Lake Success, New York 11042 | 300+ | Klasa IIa | Ky sistem A-skanimi lejon matjen e gjatësisë boshtore (AXL), thellësisë së dhomës së përparme dhe trashësisë së thjerrëzave të një syri dhe për llogaritjen e fuqisë shoqëruese të IOL për një lente të implantuar., Ky sistem integron pa probleme aftësitë A-Scan dhe Pachymeter në një sistem të vetëm duke lejuar matjen dhe hartimin e trashësisë së kornesë. | Pajisje oftalmike dhe optike
16621 | VuMAX BA OPHTHALMIC ULTRASOUND SYSTEMS, VuMAX UA OPHTHALMIC ULTRASOUND SYSTEMS, VuMAX B OPHTHALMIC ULTRASOUND SYSTEMS, VuMAX BU OPHTHALMIC ULTRASOUND SYSTEMS, VuMAX U OPHTHALMIC ULTRASOUND SYSTEMS, VuMAX BUA OPHTHALMIC ULTRASOUND SYSTEMS | GEN - ALB FARMA | 2024-06-05T00:00:00.000+02:00 | Sonomed Escalon 1979 Marcus Avenue, C105, Lake Success, New York 11042 | 3575 | Klasa IIa | Një sistem revolucionar me ultratinguj i syrit që vendos standardin e artë në teknologjinë e imazherisë me fuqinë e cilësisë së pashembullt të imazhit, përdorshmërisë së jashtëzakonshme dhe diagnostikimit të saktë. | Pajisje oftalmike dhe optike
16622 | VuPad A OPHTHALMIC ULTRASOUND SYSTEM, VuPad B OPHTHALMIC ULTRASOUND SYSTEM, VuPad A/B OPHTHALMIC ULTRASOUND SYSTEM, VuPad BUA OPHTHALMIC ULTRASOUND SYSTEM, VuPad U OPHTHALMIC ULTRASOUND SYSTEM, VuPad BU OPHTHALMIC ULTRASOUND SYSTEM, VuPad AP OPHTHALMIC ULTRASOUND SYSTEM, VuPad BP OPHTHALMIC ULTRASOUND SYSTEM, VuPad A/B/P OPHTHALMIC ULTRASOUND SYSTEM, VuPad UBM/P OPHTHALMIC ULTRASOUND SYSTEM, VuPad B/UBM/P OPHTHALMIC ULTRASOUND SYSTEM, VuPad A/B/UBM/P OPHTHALMIC ULTRASOUND SYSTEM | GEN - ALB FARMA | 2024-06-05T00:00:00.000+02:00 | Sonomed Escalon 1979 Marcus Avenue, C105, Lake Success, New York 11042 | 5575 | Klasa IIa | Një tablet portativ që ofron cilësi të jashtëzakonshme imazhi në një gamë të gjerë aplikacionesh dhe ju lejon të regjistroni video dhe të kapni imazhe të qarta të syrit. | Pajisje oftalmike dhe optike
16623 | Sterile Paper Points | MARLEN/E | 2024-06-05T00:00:00.000+02:00 | Dia Dent Group International, 16Osongsaengmyeong 4-10, Osong-cup, Heungdeok-gu, Chengju-si, Chungcheongbuk-do, 28161, Republic of Korea | N/A | Klasa IIa | Material per tharjen e kanalit te dhembit | Pajisje dentare
16624 | Access Hybritech free PSA (Reagents Pack) (2x100), Access Hybritech free PSA (Calibrators), Access Hybritech free PSA (QC) | GENIUS SHPK | 2024-06-03T00:00:00.000+02:00 | BECKMAN COULTER INC - 250 SOUTH KRAEMER BLVD. BREA, CALIFORNIA 92821, USA | 37210, C22846, 37215, 37219 | In vitro | REAGENT DIAGNOSTIFIKUES INVITRO ,ESHTE NJE TEST IMUNOANALIZE KEMILUMINESHENTE ME GRIMCA PARAMAGNETIKE PER PERCAKTIMIN SASIOR TE ANTIGJENIT SPECIFIK TE PROSTATES SE LIRE (PSA TE LIRE) NE SERUM NJEREZOR DUKE PERDORUR SISTEMET E IMUNOANALIZES ACCESS. ACCESS HYBRITECH PER PSA TE LIRE ESHTE E DESTINUAR PER T'U PERDORUR SE BASHKU ME PSA-NE E PERGJITHSHME HYBRITECH PER TE LLOGARITUR RAPORTIN E PSA-SE SE LIRE NDAJ PSA-SE SE PERGJITHSHME TE SHPREHUR SI PERQINDJE (PERQINDJE PSA TE LIRE). PERQINDJA E PSA-SE SE LIRE E MATUR NGA ANALIZAT HYBRITECH ESHTE E INDIKUAR PER PERDORIM SI NDIHME NE DALLIMIN E KANCERIT TE PROSTATES NGA KUSHTET BENINJE TE PROSTATES, KUR PERDORET SE BASHKU ME PSA-NE E PERGJITHSHME HYBRITECH PER ZBULIMIN E KANCERIT TE PROSTATES TEK MESHKUJT MBI 50 VJEÇ ME PSA TOTALE NDERMJET 4 DHE 10 NG/ML DHE ME EKZAMINIM REKTAL DIGJITAL QE NUK ESHTE I DYSHIMTE PER KANCER. PER DIAGNOSTIKIMIN E KANCERIT KERKOHET BIOPSIA E PROSTATES., REAGENT DIAGNOSTIFIKUES INVITRO, KANE PER QELLIM KALIBRIMIN E ANALIZES ACCESS HYBRITECH PER PSA TE LIRE PER PERCAKTIMIN SASIOR TE NIVELEVE TE PSA-SE SE LIRE NE SERUM NJEREZOR DUKE PERDORUR SISTEMET E IMUNOANALIZES ACCESS., REAGENT DIAGNOSTIFIKUES INVITRO, JANE TE DESTINUARA PER MONITORIMIN E PERFORMANCES SE SISTEMIT TE PROCEDURAVE IMUNOENZIMATIKE PER MATJEN SASIORE TE ANTIGJENIT SPECIFIK TE PROSTATES SE LIRE (PSA TE LIRE) DUKE PERDORUR SISTEMET E IMUNOANALIZES ACCESS. | Pajisje te diagnostifikimit in vitro
16625 | Access Vitamin B12 (Reagent Pack), Access Vitamin B12 (Calibrators), Access Vitamin B12 (Calibrator SO), Access Vitamin B12 II (Calibrators) | GENIUS SHPK | 2024-06-03T00:00:00.000+02:00 | BECKMAN COULTER INC - 250 SOUTH KRAEMER BLVD. BREA, CALIFORNIA 92821, USA | 33000, 33005, 33006, D06116 | In vitro | REAGENT DIAGNOSTIFIKUES INVITRO , ESHTE NJE IMUNOANALIZE KEMILUMINESHENTE ME GRIMCA PARAMAGNETIKE PER PERCAKTIMIN SASIOR TE NIVELEVE TE VITAMINES B12 NE SERUM DHE PLAZME NJEREZORE (HEPARINE) DUKE PERDORUR SISTEMET E IMUNOANALIZES ACCESS. ANALIZA ACCESS PER VITAMINEN B12 NDIHMON NE DIAGNOSTIKIMIN E MUNGESES SE VITAMINES B12 TEK INDIVIDET ME ANEMI MEGALOBLASTIKE., REAGENT DIAGNOSTIFIKUES INVITRO ,I DESTINUAR PER TE KALIBRUAR ANALIZEN ACCESS PER VITAMINEN B12 PER PERCAKTIMIN SASIOR TE NIVELEVE TE VITAMINES B12 NE SERUM DHE PLAZME NJEREZORE (HEPARINE) DUKE PERDORUR SISTEMET E IMUNOANALIZES ACCESS., REAGENT DIAGNOSTIFIKUES INVITRO , ESHTE I DESTINUAR PER PERDORIM ME ACCESS VITAMINEN B12 PER TE HOLLUAR MOSTRAT E PACIENTEVE QE PERMBAJNE PERQENDRIME TE ANALITIT ME TE MEDHA SE KALIBRATORI SPECIFIK S5 I ANALITIT., REAGENT DIAGNOSTIFIKUES INVITRO , I DESTINUAR PER TE KALIBRUAR ANALIZEN ACCESS PER VITAMINEN B12 II PER PERCAKTIMIN SASIOR TE NIVELEVE TE VITAMINES B12 NE SERUM DHE PLAZME NJEREZORE (HEPARINE) DUKE PERDORUR SISTEMET E IMUNOANALIZES ACCESS. | Pajisje te diagnostifikimit in vitro
16626 | Access Thyroglobulin Antibody II (Reagent Pack), Access Thyroglobulin Antibody II (Calibrators) | GENIUS SHPK | 2024-06-03T00:00:00.000+02:00 | BECKMAN COULTER INC - 250 SOUTH KRAEMER BLVD. BREA, CALIFORNIA 92821, USA | C86552, A36920 | In vitro | REAGENT DIAGNOSTIFIKUES INVITRO , ESHTE NJE IMUNOANALIZE KEMILUMINESHENTE ME GRIMCA PARAMAGNETIKE PER PERCAKTIMIN SASIOR TE NIVELEVE TE ANTITRUPAVE NDAJ TIROGLOBULINES NE SERUM DHE PLAZME NJEREZORE DUKE PERDORUR SISTEMET E IMUNOANALIZES ACCESS. MATJA E AUTOANTITRUPAVE TIROIDE MUND TE NDIHMOJE NE DIAGNOSTIKIMIN E SEMUNDJES SE HASHIMOTOS, GUSES JO-TOKSIKE DHE SEMUNDJES SE GRAVES., REAGENT DIAGNOSTIFIKUES INVITRO ,I DESTINUAR PER TE KALIBRUAR ANALIZEN ACCESS PER ANTITRUPAT NDAJ TIROGLOBULINES II PER PERCAKTIMIN SASIOR TE NIVELEVE TE ANTITRUPAVE NDAJ TIROGLOBULINES NE SERUM DHE PLAZME NJEREZORE DUKE PERDORUR SISTEMET E IMUNOANALIZES ACCESS. MATJA E AUTOANTITRUPAVE TIROIDE MUND TE NDIHMOJE NE DIAGNOSTIKIMIN E SEMUNDJES SE HASHIMOTOS, GUSES JO-TOKSIKE DHE SEMUNDJES SE GRAVES. | Pajisje te diagnostifikimit in vitro
16627 | Access 25 (OH) Vitamin D Total (Reagent Pack), Access 25 (OH) Vitamin D Total (Calibrators | GENIUS SHPK | 2024-06-03T00:00:00.000+02:00 | BECKMAN COULTER INC - 250 SOUTH KRAEMER BLVD. BREA, CALIFORNIA 92821, USA | A98856, C28646, A98857 | In vitro | REAGENT DIAGNOSTIFIKUES INVITRO , ESHTE NJE IMUNOANALIZE KEMILUMINESHENTE ME GRIMCA PARAMAGNETIKE PER PERCAKTIMIN SASIOR TE NIVELEVE TOTALE TE 25-HIDROKSIVITAMINES D [25(OH) VITAMINA D] NE SERUM DHE PLAZME NJEREZORE DUKE PERDORUR SISTEMET E IMUNOANALIZES UNICEL DXL. REZULTATET PERDOREN SI NDIHME PER VLERESIMIN E MJAFTUESHMERISE SE VITAMINES D., REAGENT DIAGNOSTIFIKUES INVITRO , I DESTINUAR PER TE KALIBRUAR ANALIZEN ACCESS PER VITAMINEN D TOTALE 25(OH) PER PERCAKTIMIN SASIOR TE NIVELEVE TOTALE TE 25-HIDROKSIVITAMINES D [25(OH) VITAMINA D] NE SERUM DHE PLAZME NJEREZORE DUKE PERDORUR SISTEMET E IMUNOANALIZES UNICEL DXL. | Pajisje te diagnostifikimit in vitro
16628 | Access NT-ProBNP (Reagent Pack), Access NT-ProBNP (Calibrators) | GENIUS SHPK | 2024-06-05T00:00:00.000+02:00 | IMMUNOTECH S.A.S -130, AVENUE DE LATTRE DE TASSIGNY BP 177, 13276 MARSEILLE CEDEX 9 FRANCE | C71977, C71978 | In vitro | REAGENT DIAGNOSTIFIKUES INVITRO ,NJE IMUNOANALIZE KEMILUMINESHENTE ME GRIMCA PARAMAGNETIKE PER PERCAKTIMIN SASIOR TE NIVELEVE TE PEPTIDIT NATRIURETIK TE TIPIT B NE PJESEN E PERPARME TE N-TERMINALIT NE SERUM DHE PLAZME NJEREZORE DUKE PERDORUR ANALIZUESIT AUTOMATIKE DXL ACCESS IMMUNOASSAY., REAGENT DIAGNOSTIFIKUES INVITRO, I DESTINUAR PER TE KALIBRUAR ANALIZEN ACCESS NT-PROBNP PER PERCAKTIMIN SASIOR TE NIVELEVE TE PEPTIDIT NATRIURETIK TE TIPIT B NE PJESEN E PERPARME TE N-TERMINALIT NE SERUM DHE PLAZME NJEREZORE DUKE PERDORUR ANALIZUESIT DXL ACCESS IMMUNOASSAY. | Pajisje te diagnostifikimit in vitro
16629 | ACCESS anti-HCV , ACCESS anti-HCV CALIBRATOR, ACCESS anti-HCV QC | GENIUS SHPK | 2024-06-05T00:00:00.000+02:00 | BECKMAN COULTER INC - 250 SOUTH KRAEMER BLVD. BREA, CALIFORNIA 92821, USA | C39441, C39442, C39443 | In vitro | REAGENT DIAGNOSTIFIKUES INVITRO , NJE ANALIZE DY-HAPESHE ME ENZIME IMUNOLOGJIKE PER ZBULIMIN CILESOR TE ANTITRUPAVE IGG NDAJ VIRUSIT TE HEPATITIT C. , REAGENT DIAGNOSTIFIKUES INVITRO , I DESTINUAR PER TE KALIBRUAR ANALIZEN ACCESS Anti-HCV PER ZBULIMIN CILESOR TE ANTITRUPAVE IGG NDAJ VIRUSIT TE HEPATITIT C. , REAGENT DIAGNOSTIFIKUES INVITRO , I DESTINUAR PER TE BERE KONTROLLIN E ANALIZES ANTI-HCV PER ZBULIMIN CILESOR TE ANTITRUPAVE IGG NDAJ VIRUSIT TE HEPATITIT C. | Pajisje te diagnostifikimit in vitro
16630 | Access Progesterone II (Reagent Pack), Access Progesterone II (Calibrators), Access Progesterone II (Sample Diluent) | GENIUS SHPK | 2024-06-05T00:00:00.000+02:00 | BECKMAN COULTER INC - 250 SOUTH KRAEMER BLVD. BREA, CALIFORNIA 92821, USA | C78020, C78021, C81798 | In vitro | REAGENT DIAGNOSTIFIKUES INVITRO , ESHTE NJE ANALIZE IMUNOLOGJIKE KEMILUMINESCENTE ME GRIMCA PARAMAGNETIKE PER PERCAKTIMIN SASIORE TE NIVELEVE TE PROGESTERONIT NE SERUM DHE PLAZME HUMANE (HEPARINE LITIUMI) DUKE PERDORUR SISTEMIN E AUTOMATIZUAR ACCESS 2 IMMUNOASSAY DHE DXL 9000 ACCESS IMMUNOASSAY ANALYZER. MATJET E MARRA NGA KY PAJISJE PERDOREN NE DIAGNOSTIKIMIN DHE TRAJTIMIN E ÇRREGULLIMEVE TE VEZOREVE OSE PLACENTES., REAGENT DIAGNOSTIFIKUES INVITRO , JANE TE DESTINUAR PER TE KALIBRUAR ANALIZEN ACCESS PROGESTERONE II PER PERCAKTIMIN SASIORE TE NIVELEVE TE PROGESTERONIT NE SERUM DHE PLAZME HUMANE (HEPARINE LITIUMI) NE SISTEMIN E AUTOMATIZUAR ACCESS 2 IMMUNOASSAY DHE DXL 9000 IMMUNOASSAY ANALYZER., REAGENT DIAGNOSTIFIKUES INVITRO , ESHTE E DESTINUAR PER PERDORIM ME ANALIZEN ACCESS PROGESTERONE II PER TE HOLLUAR MOSTRAT QE PERMBAJNE PERQENDRIME TE PROGESTERONIT ME TE LARTA SE KALIBRATORI S5 NE SISTEMIN E AUTOMATIZUAR ACCESS 2 IMMUNOASSAY DHE DXL 9000 ACCESS IMMUNOASSAY ANALYZER. | Pajisje te diagnostifikimit in vitro
16631 | McFarland Standard 70900 | LABOPHARMA SHPK | 2024-06-05T00:00:00.000+02:00 | Biomerieux SA 376 Chemin de l'Orme 69280 Marcy-l'Etoile France | 70900 | In vitro | Eshte nje lloj reagenti i perdorur ne analizen mikrobiologjike ne laborator per te vleresuar densitetin bakterial ne moster. | Pajisje te diagnostifikimit in vitro
16632 | API 20 A 20300 | LABOPHARMA SHPK | 2024-06-05T00:00:00.000+02:00 | Biomerieux SA 376 Chemin de l'Orme 69280 Marcy-l'Etoile France | 20300 | In vitro | Jane reagente qe perdoren per identifikimin dhe kultivimin e baktereve anaerobe ne kulturat qelizore ne laborator | Pajisje te diagnostifikimit in vitro
16633 | API 10 S 10100 | LABOPHARMA SHPK | 2024-06-05T00:00:00.000+02:00 | Biomerieux SA 376 Chemin de l'Orme 69280 Marcy-l'Etoile France | 10100 | In vitro | Jane reagente qe perdoren per identifikimin dhe kultivimin e stafilokokut ne kulturat qelizore ne laborator | Pajisje te diagnostifikimit in vitro
16634 | RAPID 20 E TM 20701 | LABOPHARMA SHPK | 2024-06-05T00:00:00.000+02:00 | Biomerieux SA 376 Chemin de l'Orme 69280 Marcy-l'Etoile France | 20701 | In vitro | Jane reagente qe perdoren per identifikimin dhe kultivimin e stafilokokut ne mostrat per analize. | Pajisje te diagnostifikimit in vitro
16635 | API CANDIDA 10500 | LABOPHARMA SHPK | 2024-06-05T00:00:00.000+02:00 | Biomerieux SA 376 Chemin de l'Orme 69280 Marcy-l'Etoile France | 10500 | In vitro | Jane reagente qe perdoren per identifikimin dhe kultivimin e stafilokokut ne mostrat per analize. | Pajisje te diagnostifikimit in vitro
16636 | icoone Laser Med | DPDERMA | 2024-06-07T00:00:00.000+02:00 | I TECH INDUSTRIES S.R.L. Via 1° Maggio, 4/Q - 40057 Granarolo Dell'Emilia (BO) - Italia | 650EA22; MDA:MDA0302; MDT:MDT2010, MDT2011 | Klasa IIa | Pajisje elektromedikale per trajtimin e lekures. | Tjeter
16637 | API Suspension Medium 20150 | LABOPHARMA SHPK | 2024-06-05T00:00:00.000+02:00 | Biomerieux SA 376 Chemin de l'Orme 69280 Marcy-l'Etoile France | 20150 | In vitro | Jane reagente qe perdoren per identifikimin dhe kultivimin e stafilokokut ne mostrat per analize. | Pajisje te diagnostifikimit in vitro
16638 | API NaCl 0.85 % Medium 20040 | LABOPHARMA SHPK | 2024-06-05T00:00:00.000+02:00 | Biomerieux SA 376 Chemin de l'Orme 69280 Marcy-l'Etoile France | 20040 | In vitro | Jane reagente qe perdoren per identifikimin dhe kultivimin e stafilokokut ne mostrat per analize. | Pajisje te diagnostifikimit in vitro
16639 | API NaCl 0.85% Medium 20230 | LABOPHARMA SHPK | 2024-06-05T00:00:00.000+02:00 | Biomerieux SA 376 Chemin de l'Orme 69280 Marcy-l'Etoile France | 20230 | In vitro | Jane reagente qe perdoren per mjediset per kultivimin dhe identifikimin e mikroorganizmave ne mostrat per analize ne laborator. | Pajisje te diagnostifikimit in vitro
16640 | API M Medium 50120 | LABOPHARMA SHPK | 2024-06-05T00:00:00.000+02:00 | Biomerieux SA 376 Chemin de l'Orme 69280 Marcy-l'Etoile France | 50120 | In vitro | Jane reagente qe perdoren per identifikimin dhe kultivimin e stafilokokut ne mostrat per analize. | Pajisje te diagnostifikimit in vitro
16641 | API NH 10400 | LABOPHARMA SHPK | 2024-06-05T00:00:00.000+02:00 | Biomerieux SA 376 Chemin de l'Orme 69280 Marcy-l'Etoile France | 10400 | In vitro | Jane reagente qe perdoren per identifikimin dhe kultivimin e stafilokokut ne mostrat per analize. | Pajisje te diagnostifikimit in vitro
16642 | API 20 E 20160 | LABOPHARMA SHPK | 2024-06-05T00:00:00.000+02:00 | Biomerieux SA 376 Chemin de l'Orme 69280 Marcy-l'Etoile France | 20160 | In vitro | Jane reagente qe perdoren per identifikimin dhe kultivimin e stafilokokut ne mostrat per analize. | Pajisje te diagnostifikimit in vitro
16643 | API M Medium 50120 | LABOPHARMA SHPK | 2024-06-05T00:00:00.000+02:00 | Biomerieux SA 376 Chemin de l'Orme 69280 Marcy-l'Etoile France | 50120 | In vitro | Jane reagente qe perdoren per identifikimin dhe kultivimin e stafilokokut ne mostrat per analize. | Pajisje te diagnostifikimit in vitro
16644 | Electrosurgery Cables & Accessories (Electrosurgery High Frequency Bipolar Cables), Electrosurgery Cables & Accessories (Electrosurgery High Frequency Monopolar Cables), Electrosurgery Cables & Accessories (Electrosurgery Dispersive Cables), Electrosurgery Cables & Accessories (Electrosurgery Bipolar Adaptors), Electrosurgery Cables & Accessories (Electrosurgery Reusable Grounding Pads), Electrosurgery Cables & Accessories (Electrosurgery Reusable Connection Cable for Universal Patient Return Electrodes) | BIOMETRIC ALBANIA | 2024-06-14T00:00:00.000+02:00 | Metko Medikal ve Tıbbi Cihazlar Dış Ticaret Sanayi A.Ş. - Adresa: İvedik O. S. B. Ağaç İşleri Sanayi Sitesi 1354 Cad. 1358 Sok. No:9 06378 Yenimahalle - Ankara / Türkiye | ESU-BP/XXY Series, ESU-BP/CONA, ESU-BP/CONAL, ESU-BP/OWE, ESU-BP/FWE, ESU-BP/BWE, ESU-BP/LWE, ESU-BP/GYR, ESU-BP/GYRL, ESU-MP/XXY Series, RDC-XXY Series, ESU-ADP/XX Series, RGPC-XX Series, FMT-RGPX Series, FMT-MDX/YY | Klasa I | Kabllo dhe aksesore per elektrobisturie | Produkte per institucione te kujdesit shendetesor
16645 | Adaptor & Extension Cable for Pulse Oximetry (SpO2) Sensors | BIOMETRIC ALBANIA | 2024-06-12T00:00:00.000+02:00 | Metko Medikal ve Tıbbi Cihazlar Dış Ticaret Sanayi A.Ş. - Adresa: İvedik O. S. B. Ağaç İşleri Sanayi Sitesi 1354 Cad. 1358 Sok. No:9 06378 Yenimahalle - Ankara / Türkiye | AEC-51XX, AEC-52XX FMT Pulse Oximetry (SpO2) Sensor Adaptor & Extension Cables, CXXXXXX SensorPlus Pulse Oximetry (SpO2) Sensor Adaptor & Extension Cables | Klasa I | Adaptore dhe kabllo zgjatues per sensore oksimetrik SpO2 | Produkte per institucione te kujdesit shendetesor
16646 | Adaptor & Extension Cable for Medical Temperature Probes, Adaptor & Extension Cable for Nebulizer and Flow Sensor | BIOMETRIC ALBANIA | 2024-06-12T00:00:00.000+02:00 | Metko Medikal ve Tıbbi Cihazlar Dış Ticaret Sanayi A.Ş. - Adresa: İvedik O. S. B. Ağaç İşleri Sanayi Sitesi 1354 Cad. 1358 Sok. No:9 06378 Yenimahalle - Ankara / Türkiye | FMT400/AEC-XX, FMT400/AEC/Z, FMT400/AEC/Z-E, FMT400/AEC/Z-R, FMT400/AEC/Z-P, FMT-AEC/SIS Temperature Probe Adaptor & Extension Cables, AEC-ARG, AEC-ARG/GE, AEC-SLE, AEC-GEEC, AEC-FAB | Klasa I | Adaptore dhe kabllo zgjatues per sonda medikale temperature, Adaptore dhe kabllo zgjatues per sensore "Flow" dhe Nebulizimi | Produkte per institucione te kujdesit shendetesor
16647 | Abrasives - Sof-Lex™ Contouring and Polishing Discs, Abrasives - Sof-Lex™ Finishing and Polishing Discs, Abrasives - Sof-Lex™ Finishing and Polishing Strips, Abrasives - Sof-Lex™ Extra Thin Contouring and Polishing Discs, Abrasives - Sof-Lex™ Finishing and Polishing Discs Extra Thin, Abrasives - Sof-Lex™ Finishing and Polishing Systems, Abrasives - Sof-Lex™ Mandrels | Diamant Plus | 2024-06-21T00:00:00.000+02:00 | 3M ESPE Dental Products - 2510 Conway Avenue, St. Paul Minnesota 55144-1000, USA | n/a | Klasa I | Disqe pastrimi per persorim ne dentistri | Pajisje dentare
16648 | STERILIZATION REEL HANGER & CUTTER | BIOMETRIC ALBANIA | 2024-06-24T00:00:00.000+02:00 | KORDON TIP SAĞLIK ARAÇ GEREÇLERİ MÜH. PRJ. İTH. LTD. ŞTİ - Adresa: 10006/1 SK NO:43 A.O.S.B. ÇİĞLİ/İZMİR/TURKEY | AX 1300 | Klasa I | Aparat per vendosjen dhe prerjen e mbeshtjellesve te sterilizimit | Produkte per institucione te kujdesit shendetesor
16649 | SEALING, CUTTING AND PRINTING MACHINES AND ACCESSORIES FOR | BIOMETRIC ALBANIA | 2024-06-24T00:00:00.000+02:00 | KORDON TIP SAĞLIK ARAÇ GEREÇLERİ MÜH. PRJ. İTH. LTD. ŞTİ - Adresa: 10006/1 SK NO:43 A.O.S.B. ÇİĞLİ/İZMİR/TURKEY | PXS-300 / PXS-400 / AXPS-100 / AXCS-200 / AXCPS200 / | Klasa I | Aparate qe bejne ngjitje, prerje dhe printim dhe aksesore per qese sterilizimi (Paketim Medikal) | Produkte per institucione te kujdesit shendetesor
| STERILIZATION REELS (MEDICAL PACKAGING) |  |  |  | AXCS-100 /AXCS-200/ AXCS-300 / AXCM-100 / AXRLW100 / AXRLW200
16650 | HD Medical Video Endoscope Image Processor, Medical Video Endoscope Image Processor | AGS Corporation | 2024-06-24T00:00:00.000+02:00 | Zhuhai Pusen Medical Technology Co, Ltd. 5/F, Building 1, No 33, Keji San Road, High-tech Zone, Tangjiawan Town , 519085 Zhuhai, Guangdong, China | PV300, PV220 | Klasa I | Procesor i imazhit te endoskopit mjekesor HD, Procesor i imazhit te endoskopit mjekesor | Pajisje elektromekanike
16651 | BOUFFANT/ROUND CAP (SM50025) PP DOCTOR CAP (SM50024A) | EUROMED | 2024-06-24T00:00:00.000+02:00 | SUMBOW MEDICAL INSTRUMENTS CO.,LTD. Address: ADD.:14F-01, NO.2 BUILDING SHANGDONG BUSINESS CENTER, #1926 CANGHAI ROAD, YINZHOU, 315041 NINGBO, PEOPLE'S REPUBLIC OF CHINA | BOUFFANT/ROUND CAP (SM50025) PP DOCTOR CAP (SM50024A) | Klasa I | Kapuc per inefrmiere dhe kapele per doktorre . | Pajisje nje perdorimeshe
16652 | EFFECOL 3350 EPSILON HEALTH | EUROFARMA TQ TOLICA | 2024-05-07T00:00:00.000+02:00 | S.I.I.T. S.R.L, Via Ariosto, 50/60 - 20090 Trezzano Sul Naviglio (MI), ITALI | N/A | Klasa IIa | Laksativ osmotik per perballimin e konstipacionit me permbajtje Macrogol PEG 3350 | Tjeter
16653 | EFFECOL JUNIOR 3350 EPSILON HEALTH | EUROFARMA TQ TOLICA | 2024-05-07T00:00:00.000+02:00 | S.I.I.T. S.R.L, Via Ariosto, 50/60 - 20090 Trezzano Sul Naviglio (MI), ITALI | N/A | Klasa IIa | Laksativ osmotik per perballimin e konstipacionit tek femijet me permbajtje Macrogol PEG 3350 | Tjeter
16654 | EFFECOL PREP | EUROFARMA TQ TOLICA | 2024-05-07T00:00:00.000+02:00 | S.I.I.T. S.R.L, Via Ariosto, 50/60 - 20090 Trezzano Sul Naviglio (MI), ITALI | N/A | Klasa IIa | Pastrim i zorreve para ekzaminimeve endoskopike | Tjeter
16655 | Bone Level Tapered Implant, Ø2.9mm SC, SLA® 14mm, Roxolid®, Loxim®, Standard Plus Implant, Ø 3.3mm NNC, SLActive® 8mm, Roxolid®, Standard Plus Implant, Ø 3.3mm NNC, SLActive® 10mm, Roxolid®, Standard Plus Implant, Ø 3.3mm NNC, SLActive® 12mm, Roxolid®, Standard Plus Implant, Ø 3.3mm NNC, SLActive® 14mm, Roxolid®, Standard Plus Implant, Ø 3.3mm RN, SLActive® 8mm, Roxolid®, Loxim®, Standard Plus Implant, Ø 3.3mm RN, SLActive® 10mm, Roxolid®, Loxim®, Standard Plus Implant, Ø 3.3mm RN, SLActive® 12mm, Roxolid®, Loxim®, Standard Plus Implant, Ø 3.3mm RN, SLActive® 14mm, Roxolid®, Loxim®, Standard Plus Implant, Ø 4.1mm RN, SLActive® 6mm, Roxolid®, Loxim®, Standard Plus Implant, Ø 4.1mm RN, SLActive® 8mm, Roxolid®, Loxim®, Standard Plus Implant, Ø 4.1mm RN, SLActive® 10mm, Roxolid®, Loxim®, Standard Plus Implant, Ø 4.1mm RN, SLActive® 12mm, Roxolid®, Loxim®, Standard Plus Implant, Ø 4.1mm RN, SLActive® 14mm, Roxolid®, Loxim®, Standard Plus Implant, Ø 4.1mm RN, SLA® 6mm, Roxolid®, Loxim®, Standard Plus Implant, Ø 4.1mm RN, SLA® 8mm, Roxolid®, Loxim®, Standard Plus Implant, Ø 4.1mm RN, SLA® 10mm, Roxolid®, Loxim®, Standard Plus Implant, Ø 4.1mm RN, SLA® 12mm, Roxolid®, Loxim®, Standard Plus Implant, Ø 4.1mm RN, SLA® 14mm, Roxolid®, Loxim®, Standard Plus Implant, Ø 3.3mm RN, SLA® 8mm, Roxolid®, Loxim®, Standard Plus Implant, Ø 3.3mm RN, SLA® 10mm, Roxolid®, Loxim®, Standard Plus Implant, Ø 3.3mm RN, SLA® 12mm, Roxolid®, Loxim®, Standard Plus Implant, Ø 3.3mm RN, SLA® 14mm, Roxolid®, Loxim®, Standard Plus Implant, Ø 3.3mm NNC, SLA® 8mm, Roxolid®, Loxim®, Standard Plus Implant, Ø 3.3mm NNC, SLA® 10mm, Roxolid®, Loxim®, VeloDrill™, Ø 3.7mm, medium, stainless steel, VeloDrill™, Ø 4.2mm, medium, stainless steel, VeloDrill™, Ø 4.7mm, medium, stainless steel, VeloDrill™, Ø 5.2mm, medium, stainless steel, Pilot VeloDrill™, Ø 2.2mm, long, stainless steel, VeloDrill™, Ø 2.8mm, long, stainless steel, VeloDrill™, Ø 3.2mm, long, stainless steel, VeloDrill™, Ø 3.5mm, long, stainless steel, VeloDrill™, Ø 3.7mm, long, stainless steel, VeloDrill™, Ø 4.2mm, long, stainless steel, VeloDrill™, Ø 4.7mm, long, stainless steel, Milling cutter, Ø 2.2mm, guided, stainless steel, VeloDrill™, Ø 6.2mm, medium, stainless steel, BLT Profile Drill, short, FIBA compatible, Ø 3.3mm, L 27mm, stainless steel, BLT Profile Drill, short, FIBA compatible, Ø 4.1mm, L 27mm, stainless steel, BLT Profile Drill, short, FIBA compatible, Ø 4.8mm, L 27mm,stainless steel, BL/NNC Profile Drill, short, FIBA compatible, Ø 3.3mm, L 28mm, stainless steel, BL Profile Drill,short, FIBA compatible, Ø 4.1mm, L 28mm, stainless steel, BL Profile Drill, short, FIBA compatible, Ø 4.8mm, L 28mm, stainless steel, SP Profile Drill, RN, short, FIBA compatible, Ø 3.3mm, L 25mm, stainless steel, SP Profile Drill, RN, short, FIBA compatible, Ø 4.1mm, L 25mm, stainless steel, Guided Adapter for Profile Drill, FIBA, H2, handpiece, stainless steel, Guided Adapter for Profile Drill, FIBA, H4, handpiece, stainless steel, Guided Adapter for Profile Drill, FIBA, H6, handpiece, stainless steel, Guided Adapter for Tap, FIBA, H2, handpiece, stainless steel, Guided Adapter for Tap, FIBA, H4, handpiece, stainless steel, Guided Adapter for Tap, FIBA, H6, handpiece, stainless steel, Adapter for handpiece, short, for surgical handle, L 26mm, stainless steel, 48h Explantation Device, L 26.2mm, stainless steel, for Straumann® PURE Ceramic Implant, SC Guiding cylinder, for Ø 2.9mm, stainless steel, Explantation drill, medium, for Ø 2.9mm, L 37.5mm, stainless steel, Explantation drill, long, for Ø 2.9mm, L 40mm, stainless steel, NC Guiding cylinder for Ø 3.3mm, BL Implant explantation, stainless steel, RC Guiding cylinder for Ø 4.1mm, BL Implant explantation, stainless steel, RC Guiding cylinder for Ø 4.8mm, BL Implant explantation, stainless steel, 48h Explantation Device, L 19.7mm, stainless steel, for RD Straumann® PURE Ceramic Implant (Monotype), 48h Explantation Device, L 19.8mm, stainless steel, for ND Straumann® PURE Ceramic Implant (Monotype), Explantation drill, short, for Ø 3.3mm, Ø 3.5mm, L 32mm, stainless steel, Explantation drill, medium, for Ø 3.3mm, Ø 3.5mm, L 37.5mm, stainless steel, Explantation drill, long, for Ø 3.3mm, Ø 3.5mm, L 40.5mm, stainless steel, Explantation drill, short, for Ø 4.1mm L 32mm, stainless steel, Explantation drill, medium, for Ø 4.1mm L 37.5mm, stainless steel, Explantation drill, long, for Ø 4.1mm L 40.5mm, stainless steel, Explantation drill, short, for Ø 4.8mm L 32mm, stainless steel, Explantation drill, medium, for Ø 4.8mm L 37.5mm, stainless steel, Explantation drill, long, for Ø 4.8mm L 40.5mm, stainless steel, RN guide sleeve for Straumann dental implants Ø 4.1 mm, Ø 4.2 mm length 5.6 mm, stainless steel, Guide cylinder for implants Ø 3.3mm & Ø 3.5mm Ø 3.6mm, L 10.5mm, stainless steel, SCS Guide sleeve for Straumann dental implants, RN Ø 4.1 mm Ø 4.2 mm, length 10.5 mm, stainless steel,, Guide cylinder for implant Ø 4.8mm, Ø 4.9mm, L 10.5mm, stainless steel, 48h Explantation device for STL implant NNC, L 31.4mm, stainless steel, Guide sleeve for implants Ø 3.3mm Ø 3.6mm, L 4.5mm, stainless steel, Guide sleeve for implants Ø 4.8mm Ø 4.9mm, L 6.4mm, stainless steel, SCS Guiding cylinder for NNC implant Ø 3.3mm, L 10.1mm, stainless steel, CI RD Guiding Cylinder, for Ø 4.1mm, stainless steel, BLT Tap, Ø 3.3mm, for adapter, single use, TAN, BLT Tap, Ø 4.1mm, for adapter, single use, TAN, BLT Tap, Ø 4.8mm, for adapter, single use, TAN, BLT Tap, Ø 2.9mm, for adapter, single use, TAN, BL/TE Tap, Ø 4.1mm, for adapter, single use, TAN, BL/TE Tap, Ø 4.8mm, for adapter, single use, TAN, BL/TE Tap, Ø 3.3mm, for adapter, single use, TAN, S/SP Tap, Ø 3.3mm, for adapter, single use, TAN, S/SP Tap, Ø 4.8mm, for adapter, single use, TAN, S/SP Tap, Ø 4.1mm, for adapter, single use, TAN, TLX/TLC Guiding Cylinder for Bone Profiler, Ø 3.6mm, L 9.8mm, TAN, CD Ø 1.3 Core Drill, left-hand cut, for Service Set, HD Ø 2.1 Head Drill, left-hand cut, for Service Set, MC Ø 1.6 Milling Cutter, left-hand cut, for Service Set, CD Ø 1.45 Core Drill, left-hand cut, for Service Set, CD Ø 1.65 Core Drill, left-hand cut, for Service Set, BLC/TLC Profile Drill, short, FIBA compatible, Ø 3.3mm, L 27mm, stainless steel, BLC/TLC Profile Drill, short, FIBA compatible, Ø 3.75mm, L 26mm, stainless steel, BLC/TLC Profile Drill, short, FIBA compatible, Ø 4.5mm, L 26mm, stainless steel, BLC/TLC Profile Drill, short, Ø 5.5mm, L 26mm, stainless steel, BLC/TLC Profile Drill, short, Ø 6.5mm, L 26mm, stainless steel, TorcFit™ Implant Driver for handpiece, short, L 21mm, stainless steel, TorcFit™ Implant Driver for handpiece, long, L 31mm, stainless steel, TorcFit™ Implant Driver for handpiece, medium, L 26mm, stainless steel, TorcFit™ Implant Driver for handpiece, extra long, L 36mm, stainless steel, BLX/BLC Guided Implant Driver, for handpiece, stainless steel, TLX/TLC S Guided Implant Driver, for handpiece, stainless steel, TLX/TLC SP Guided Implant Driver, for handpiece, stainless steel, BLX Implant, Ø 6.5mm WB, SLA® 16mm, Roxolid®, TLX S Implant, Ø 3.75mm NT, SLA® 6mm, Roxolid®, TLX S Implant, Ø 3.75mm NT, SLA® 8mm, Roxolid®, TLX S Implant, Ø 3.75mm NT, SLA® 10mm, Roxolid®, TLX S Implant, Ø 3.75mm NT, SLA® 12mm, Roxolid®, TLX S Implant, Ø 3.75mm NT, SLA® 14mm, Roxolid®, TLX S Implant, Ø 3.75mm NT, SLA® 16mm, Roxolid®, TLX S Implant, Ø 3.75mm NT, SLA® 18mm, Roxolid®, TLX S Implant, Ø 3.75mm RT, SLA® 6mm, Roxolid®, TLX S Implant, Ø 3.75mm RT, SLA® 8mm, Roxolid®, TLX S Implant, Ø 3.75mm RT, SLA® 10mm, Roxolid®, TLX S Implant, Ø 3.75mm RT, SLA® 12mm, Roxolid®, TLX S Implant, Ø 3.75mm RT, SLA® 14mm, Roxolid®, TLX S Implant, Ø 3.75mm RT, SLA® 16mm, Roxolid®, TLX S Implant, Ø 3.75mm RT, SLA® 18mm, Roxolid®, TLX S Implant, Ø 4.0mm NT, SLA® 6mm, Roxolid®, TLX S Implant, Ø 4.0mm NT, SLA® 8mm, Roxolid®, TLX S Implant, Ø 4.0mm NT, SLA® 10mm, Roxolid®, TLX S Implant, Ø 4.0mm NT, SLA® 12mm, Roxolid®, TLX S Implant, Ø 4.0mm NT, SLA® 14mm, Roxolid®, TLX S Implant, Ø 4.0mm NT, SLA® 16mm, Roxolid®, TLX S Implant, Ø 4.0mm NT, SLA® 18mm, Roxolid®, TLX S Implant, Ø 4.0mm RT, SLA® 6mm, Roxolid®, TLX S Implant, Ø 4.0mm RT, SLA® 8mm, Roxolid®, TLX S Implant, Ø 4.0mm RT, SLA® 10mm, Roxolid®, TLX S Implant, Ø 4.0mm RT, SLA® 12mm, Roxolid®, TLX S Implant, Ø 4.0mm RT, SLA® 14mm, Roxolid®, TLX S Implant, Ø 4.0mm RT, SLA® 16mm, Roxolid®, TLX S Implant, Ø 4.0mm RT, SLA® 18mm, Roxolid®, TLX S Implant, Ø 4.5mm NT, SLA® 6mm, Roxolid®, TLX S Implant, Ø 4.5mm NT, SLA® 8mm, Roxolid®, TLX S Implant, Ø 4.5mm NT, SLA® 10mm, Roxolid®, TLX S Implant, Ø 4.5mm NT, SLA® 12mm, Roxolid®, TLX S Implant, Ø 4.5mm NT, SLA® 14mm, Roxolid®, TLX S Implant, Ø 4.5mm NT, SLA® 16mm, Roxolid®, TLX S Implant, Ø 4.5mm NT, SLA® 18mm, Roxolid®, TLX S Implant, Ø 4.5mm RT, SLA® 6mm, Roxolid®, TLX S Implant, Ø 4.5mm RT, SLA® 8mm, Roxolid®, TLX S Implant, Ø 4.5mm RT, SLA® 10mm, Roxolid®, TLX S Implant, Ø 4.5mm RT, SLA® 12mm, Roxolid®, TLX S Implant, Ø 4.5mm RT, SLA® 14mm, Roxolid®, TLX S Implant, Ø 4.5mm RT, SLA® 16mm, Roxolid®, TLX S Implant, Ø 4.5mm RT, SLA® 18mm, Roxolid®, TLX S Implant, Ø 5.0mm WT, SLA® 6mm, Roxolid®, TLX S Implant, Ø 5.0mm WT, SLA® 8mm, Roxolid®, TLX S Implant, Ø 5.0mm WT, SLA® 10mm, Roxolid®, TLX S Implant, Ø 5.0mm WT, SLA® 12mm, Roxolid®, Standard Plus Implant, Ø 3.3mm NNC, SLA® 12mm, Roxolid®, Loxim®, Standard Plus Implant, Ø 3.3mm NNC, SLA® 14mm, Roxolid®, Loxim®, Bone Level Tapered Implant, Ø 3.3mm NC, SLActive® 8mm, Roxolid®, Loxim®, Bone Level Tapered Implant, Ø 3.3mm NC, SLActive® 10mm, Roxolid®, Loxim®, Bone Level Tapered Implant, Ø 3.3mm NC, SLActive® 12mm, Roxolid®, Loxim®, Bone Level Tapered Implant, Ø 3.3mm NC, SLActive® 14mm, Roxolid®, Loxim®, Bone Level Tapered Implant, Ø 3.3mm NC, SLActive® 16mm, Roxolid®, Loxim®, Bone Level Tapered Implant, Ø3.3mm NC, SLActive® 18mm, Roxolid®, Loxim®, Bone Level Tapered Implant, Ø 3.3mm NC, SLA® 8mm, Roxolid®, Loxim®, Bone Level Tapered Implant, Ø 3.3mm NC, SLA® 10mm, Roxolid®, Loxim®, Bone Level Tapered Implant, Ø 3.3mm NC, SLA® 12mm, Roxolid®, Loxim®, Bone Level Tapered Implant, Ø 3.3mm NC, SLA® 14mm, Roxolid®, Loxim®, Bone Level Tapered Implant, Ø 3.3mm NC, SLA® 16mm, Roxolid®, Loxim®, Bone Level Tapered Implant, Ø3.3mm NC, SLA® 18mm, Roxolid®, Loxim®, Bone Level Tapered Implant, Ø 4.1mm RC, SLActive® 8mm, Roxolid®, Loxim®, Bone Level Tapered Implant, Ø 4.1mm RC, SLActive® 10mm, Roxolid®, Loxim®, Bone Level Tapered Implant, Ø 4.1mm RC, SLActive® 12mm, Roxolid®, Loxim®, Bone Level Tapered Implant, Ø 4.1mm RC, SLActive® 14mm, Roxolid®, Loxim®, Bone Level Tapered Implant, Ø 4.1mm RC, SLActive® 16mm, Roxolid®, Loxim®, Bone Level Tapered Implant, Ø4.1mm RC, SLActive® 18mm, Roxolid®, Loxim®, Bone Level Tapered Implant, Ø 4.1mm RC, SLA® 8mm, Roxolid®, Loxim®, Bone Level Tapered Implant, Ø 4.1mm RC, SLA® 10mm, Roxolid®, Loxim®, Bone Level Tapered Implant, Ø 4.1mm RC, SLA® 12mm, Roxolid®, Loxim®, Bone Level Tapered Implant, Ø 4.1mm RC, SLA® 14mm, Roxolid®, Loxim®, Bone Level Tapered Implant, Ø 4.1mm RC, SLA® 16mm, Roxolid®, Loxim®, Bone Level Tapered Implant, Ø4.1mm RC, SLA® 18mm, Roxolid®, Loxim™, Bone Level Tapered Implant, Ø 4.8mm RC, SLActive® 8mm, Roxolid®, Loxim®, Bone Level Tapered Implant, Ø 4.8mm RC, SLActive® 10mm, Roxolid®, Loxim®, Bone Level Tapered Implant, Ø 4.8mm RC, SLActive® 12mm, Roxolid®, Loxim®, Bone Level Tapered Implant, Ø 4.8mm RC, SLActive® 14mm, Roxolid®, Loxim®, Bone Level Tapered Implant, Ø 4.8mm RC, SLActive® 16mm, Roxolid®, Loxim®, Bone Level Tapered Implant, Ø4.8mm RC, SLActive® 18mm, Roxolid®, Loxim®, Bone Level Tapered Implant, Ø 4.8mm RC, SLA® 8mm, Roxolid®, Loxim®, Bone Level Tapered Implant, Ø 4.8mm RC, SLA® 10mm, Roxolid®, Loxim®, Bone Level Tapered Implant, Ø 4.8mm RC, SLA® 12mm, Roxolid®, Loxim®, Bone Level Tapered Implant, Ø 4.8mm RC, SLA® 14mm, Roxolid®, Loxim®, Bone Level Tapered Implant, Ø 4.8mm RC, SLA® 16mm, Roxolid®, Loxim®, Bone Level Tapered Implant, Ø4.8mm RC, SLA® 18mm, Roxolid®, Loxim®, Bone Level Tapered Implant, Ø 3.3mm NC, SLA® 16mm, Ti, Loxim®, Bone Level Tapered Implant, Ø 4.1mm RC, SLA® 10mm, Ti, Loxim®, Bone Level Tapered Implant, Ø 3.3mm NC, SLA® 12mm, Ti, Loxim®, Bone Level Tapered Implant, Ø 4.1mm RC, SLA® 8mm, Ti, Loxim®, Bone Level Tapered Implant, Ø 4.8mm RC, SLA® 12mm, Ti, Loxim®, Bone Level Tapered Implant, Ø 4.1mm RC, SLA® 16mm, Ti, Loxim®, Bone Level Tapered Implant, Ø 4.8mm RC, SLA® 10mm, Ti, Loxim®, Bone Level Tapered Implant, Ø 4.8mm RC, SLA® 14mm, Ti, Loxim®, Bone Level Tapered Implant, Ø 4.1mm RC, SLA® 14mm, Ti, Loxim®, Bone Level Tapered Implant, Ø 4.8mm RC, SLA® 8mm, Ti, Loxim®, Bone Level Tapered Implant, Ø 3.3mm NC, SLA® 10mm, Ti, Loxim®, Bone Level Tapered Implant, Ø 3.3mm NC, SLA® 8mm, Ti, Loxim®, Bone Level Tapered Implant, Ø 4.1mm RC, SLA® 12mm, Ti, Loxim®, Bone Level Tapered Implant, Ø 3.3mm NC, SLA® 14mm, Ti, Loxim®, Bone Level Tapered Implant, Ø 4.8mm RC, SLA® 16mm, Ti, Loxim®, Standard Plus Implant, Ø 4.1mm RN, SLActive® 4mm, Roxolid®, Loxim®, Standard Plus Implant, Ø 4.8mm RN, SLActive® 4mm, Roxolid®, Loxim®, Standard Plus Implant, Ø 4.8mm WN, SLActive® 4mm, Roxolid®, Loxim®, BLT Pilot Drill, short, Ø 2.2mm, L 33mm, stainless steel, BLT Pilot Drill, long, Ø 2.2mm, L 41mm, stainless steel, BLT Profile Drill, short, Ø 3.3mm, L 25mm, stainless steel, BLT Profile Drill, long, Ø 3.3mm, L 33mm, stainless steel, BLT Profile Drill, short, Ø 4.1mm, L 25mm, stainless steel, BLT Profile Drill, long, Ø 4.1mm, L 33mm, stainless steel, BLT Profile Drill, short, Ø 4.8mm, L 25mm, stainless steel, BLT Profile Drill, long, Ø 4.8mm, L 33mm, stainless steel, BLT Profile Drill, short, Ø 2.9mm, L 25mm, stainless steel, BLT Profile Drill, long, Ø 2.9mm, L 33mm, stainless steel, BL Bone Profiler Oval Platform, Ø 4mm, L 28mm, stainless steel, BLT Pilot Drill, extra short, Ø 2.2mm, L 29mm, stainless steel, BLT Drill, extra short, Ø 2.8mm, L 29mm, stainless steel, BLT Drill, extra short, Ø 3.5mm, L 29mm, stainless steel, BLT Drill, extra short, Ø 4.2mm, L 29mm, stainless steel, BLT Drill, short, Ø 2.8mm, L 33mm, stainless steel, BLT Drill, long, Ø 2.8mm, L 41mm, stainless steel, BLT Drill, short, Ø 3.5mm, L 33mm, stainless steel, BLT Drill, long, Ø 3.5mm, L 41mm, stainless steel, BLT Drill, short, Ø 4.2mm, L 33mm, stainless steel, BLT Drill, long, Ø 4.2mm, L 41mm, stainless steel, Pilot drill, Ø 2.2mm, short, 16mm, guided, L 32mm, stainless steel, Pilot drill, Ø 2.2mm, medium, 20mm, guided, L 36mm, stainless steel, Pilot drill, Ø 2.2mm, long, 24mm, guided, L 40mm, stainless steel, Twist drill PRO, Ø 2.8mm, short, 16mm, guided, L 32mm, stainless steel, Twist drill PRO, Ø 2.8mm, medium, 20mm, guided, L 36mm, stainless steel, Twist drill PRO, Ø 2.8mm, long, 24mm, guided, L 40mm, stainless steel, SP Profile Drill, Ø 3.3 mm, RN, guided, length 35 mm, stainless steel, BLT Pilot Drill, guided, Ø 2.2mm, short, stainless steel, BLT Pilot Drill, guided, Ø 2.2mm, medium, stainless steel, BLT Pilot Drill, guided, Ø 2.2mm, long, stainless steel, BLT Drill, guided, Ø 2.8mm, short, stainless steel, BLT Drill, guided, Ø 2.8mm, medium, stainless steel, BLT Drill, guided, Ø 2.8mm, long, stainless steel, BLT Drill, guided, Ø 3.5mm, short, stainless steel, BLT Drill, guided, Ø 3.5mm, medium, stainless steel, BLT Drill, guided, Ø 3.5mm, long, stainless steel, BLT Drill, guided, Ø 4.2mm, short, stainless steel, BLT Drill, guided, Ø 4.2mm, medium, stainless steel, BLT Drill, guided, Ø 4.2mm, long, stainless steel, BLT Profile Drill, guided, Ø 3.3mm, L 36mm, stainless steel, BLT Profile Drill, guided, Ø 4.1mm, L 36mm, stainless steel, BLT Profile Drill, guided, Ø 4.8mm, L 36mm, stainless steel, Twist drill PRO, Ø 3.5 mm, short, 16mm, guided, L 32mm, stainless steel, Twist drill PRO, Ø 3.5mm, medium, 20mm, guided, L 36mm, stainless steel, Twist drill PRO, Ø 3.5mm, long, 24mm, guided, L 40mm, stainless steel, SP Profile Drill, Ø 4.1mm, RN, guided, L 34mm, stainless steel, Twist drill PRO, Ø 4.2mm, short, 16mm, guided, L 32mm, stainless steel, Twist drill PRO, Ø 4.2mm, medium, 20mm, guided, L 36mm, stainless steel, Twist drill PRO, Ø 4.2mm, long, 24mm, guided, L 40mm, stainless steel, Roundburr, Ø 2,3 mm, stainless steel., Roundburr, Ø 3,1, stainless steel., Roundburr, Ø 1,4mm, stainless steel., SP profile drill, WN, Ø 4.8 mm, short, L 23.8mm, stainless steel, SP profile drill, WN, Ø 4.8 mm, long, L 32.8mm, stainless steel, SP profile drill, RN, Ø 3.3 mm, short, L 25.0 mm, stainless steel, SP profile drill, RN, Ø 3.3 mm, long, L 34.0 mm, stainless steel, SP profile drill, RN, Ø 4.1 mm, short, L 24mm, stainless steel, SP profile drill, RN, Ø 4.1 mm, long, L 33mm, stainless steel, Pilot drill 1, short, Ø 2.2 mm, length 33.0 mm, stainless steel, Pilot drill 1, long, Ø 2.2 mm, length 41.0 mm, stainless steel, Pilot drill 2, short, Ø 2.8 mm, length 33.0 mm, stainless steel, Pilot drill 2, long, Ø 2.8 mm, length 41.0 mm, stainless steel, Twist Drill PRO, short, Ø 3.5 mm, length 33.0 mm, stainless steel, Twist Drill PRO, long, Ø 3.5 mm, length 41.0 mm, stainless steel, Twist Drill PRO, short, Ø 4.2 mm, length 33.0 mm, stainless steel, Twist Drill PRO, long, Ø 4.2 mm, length 41.0 mm, stainless steel, Bone profiler for RN/RT, L 28mm, stainless steel, Bone profiler for WN/WT, L 25mm, stainless steel, Pilot Drill 1, extra short, Ø 2.2mm, L 26mm, stainless steel, Pilot drill 2, extra short, Ø 2.8mm, L 26mm, stainless steel, Twist Drill PRO, extra short, Ø 3.5mm, L 26mm, stainless steel, Twist Drill PRO, extra short, Ø 4.2mm, L 26mm, stainless steel, Bone Level Implant profile, Ø 4.8mm, long, stainless steel, Bone Level Implant profile drill, Ø 4.8mm, short, stainless steel, Bone Level Implant profile drill, Ø 4.1mm, long, stainless steel, Bone Level Implant profile drill, Ø 4.1mm, short, stainless steel, BL/NNC Profile drill, Ø 3.3mm, guided, L 37mm, stainless steel, BL/NNC Implant profile drill, Ø 3.3mm, long, stainless steel, BL/NNC Implant profile drill, Ø 3.3mm, short, stainless steel, BL Profile Drill, Ø 4.8 mm, guided, length 37 mm, stainless steel, BL Profile Drill, Ø 4.1 mm, guided, length 37 mm, stainless steel, RT Profile Drill, short, for implants Ø 3.75/Ø4.8mm, stainless steel, RT Profile Drill, long, for implants Ø 3.75/Ø4.8mm, stainless steel, WT Profile Drill, short, for implants Ø 5.5/Ø6.5mm, stainless steel, WT Profile Drill, long, for implants Ø 5.5/Ø6.5mm, stainless steel, NC Guiding Cylinder for BL Bone Profiler, Ø 3.25mm, L 12.5mm, TAN, RC Guiding Cylinder for BL Bone Profiler, Ø 3.7mm, L 12.5mm, TAN, SC Guiding Pin for BL Bone Profiler, Oval Platform, Ø 2.85mm, L 6.4mm, TAN, BLT Drill Set, short, for Ø 3.3mm implants, single-use, TAN, BLT Drill Set, short, for Ø 4.1mm implants, single-use, TAN, BLT Drill Set, short, for Ø 4.8mm implants, single-use, TAN, BLT Drill Set, long, for Ø 3.3mm implants, single-use, TAN, BLT Drill Set, long, for Ø 4.1mm implants, single-use, TAN, BLT Drill Set, long, for Ø 4.8mm implants, single-use, TAN, Needle Drill, short, Ø 1.6mm, single use, TAN, Needle Drill, long, Ø 1.6mm, single use, TAN, BLT Pilot Drill, long, Ø 2.2mm, single-use, TAN, Drill Set, short, for Ø 3.3mm implants, single-use, TAN, Drill Set, short, for Ø 4.1mm implants, single-use, TAN, Drill Set, short, for Ø 4.8mm implants, single-use, TAN, Drill Set, long, for Ø 3.3mm implants, single-use, TAN, Drill Set, long, for Ø 4.1mm implants, single-use, TAN, Drill Set, long, for Ø 4.8mm implants, single-use, TAN, BLT Profile Drill, long, Ø 4.8mm, single-use, TAN, BLT Profile Drill, long, Ø 4.1mm, single-use, TAN, BLT Profile Drill, long, Ø 3.3mm, single-use, TAN, BLT Profile Drill, long, Ø 2.9mm, single-use, TAN, BLT Profile Drill, short, Ø 4.8mm, single-use, TAN, BLT Profile Drill, short, Ø 4.1mm, single-use, TAN, BLT Profile Drill, short, Ø 3.3mm, single-use, TAN, BLT Profile Drill, short, Ø 2.9mm, single-use, TAN, BL Profile Drill, short, Ø 3.3mm, single-use, TAN, BL Profile Drill, long, Ø 3.3mm, single-use, TAN, Round Bur, Ø 3.1mm, single use, stainless steel, SP Profile Drill, long, Ø 3.3mm, single-use, TAN, SP Profile Drill, long, Ø 4.8mm, single-use, TAN, Round Bur, Ø 2.3mm, single use, stainless steel, BL Profile Drill, long, Ø 4.1mm, single-use, TAN, SP Profile Drill, short, Ø 4.1mm, single-use, TAN, SP Profile Drill, short, Ø 3.3mm, single-use, TAN, BL Profile Drill, short, Ø 4.1mm, single-use, TAN, SP Profile Drill, short, Ø 4.8mm, single-use, TAN, BL Profile Drill, short, Ø 4.8mm, single-use, TAN, SP Profile Drill, long, Ø 4.1mm, single-use, TAN, BL Profile Drill, long, Ø 4.8mm, single-use, TAN, BL Bone Profiler 1, Ø 5.2mm, L 23mm, stainless steel, BL Bone Profiler 2, Ø 6.6mm, L 23mm, stainless steel, BL Bone Profiler 3, Ø 6mm, L 23mm, stainless steel, Needle Drill, short, Ø 1.6mm, L 33mm, stainless steel, Needle Drill, long, Ø 1.6mm, L 41mm, stainless steel, Mucosa punch Ø 3.4mm, guided L 30mm, stainless steel, Mucosa punch Ø 4.0mm, guided L 30mm, stainless steel, Mucosa punch Ø 4.7mm, guided L 30mm, stainless steel, Milling cutter, Ø 2.8 mm, guided, length 32.5 mm, stainless steel, Drill for Template Fixation Pin, Ø 1.3mm, stainless steel, Milling Cutter, Ø 3.5mm, guided, L 32.5mm, stainless steel, Milling Cutter, Ø 4.2mm, guided, L 32.5mm, stainless steel, BLX/BLC Guiding Cylinder for Bone Profiler, Ø 2.9mm, L 10.8mm, TAN, Pilot VeloDrill™, Ø 2.2mm, short, stainless steel, VeloDrill™, Ø 2.8mm, short, stainless steel, VeloDrill™, Ø 3.2mm, short, stainless steel, VeloDrill™, Ø 3.5mm, short, stainless steel, VeloDrill™, Ø 3.7mm, short, stainless steel, VeloDrill™, Ø 4.2mm, short, stainless steel, VeloDrill™, Ø 4.7mm, short, stainless steel, VeloDrill™, Ø 5.2mm, short, stainless steel, VeloDrill™, Ø 6.2mm, short, stainless steel, Pilot VeloDrill™, Ø 2.2mm, medium, stainless steel, VeloDrill™, Ø 2.8mm, medium, stainless steel, VeloDrill™, Ø 3.2mm, medium, stainless steel, VeloDrill™, Ø 3.5mm, medium, stainless steel, Straumann® PURE Ceramic Implant Monotype, Ø 4.1mm RD, ZLA® 8mm, AH 4mm, ZrO2, Straumann® PURE Ceramic Implant Monotype, Ø 4.1mm RD, ZLA® 10mm, AH 4mm, ZrO2, Straumann® PURE Ceramic Implant Monotype, Ø 4.1mm RD, ZLA® 12mm, AH 4mm, ZrO2, Straumann® PURE Ceramic Implant Monotype, Ø 4.1mm RD, ZLA® 14mm, AH 4mm, ZrO2, Straumann® PURE Ceramic Implant Monotype, Ø 4.1mm RD, ZLA® 8mm, AH 5.5mm, ZrO2, Straumann® PURE Ceramic Implant Monotype, Ø 4.1mm RD, ZLA® 10mm, AH 5.5mm, ZrO2, Straumann® PURE Ceramic Implant Monotype, Ø 4.1mm RD, ZLA® 12mm, AH 5.5mm, ZrO2, Straumann® PURE Ceramic Implant Monotype, Ø 4.1mm RD, ZLA® 14mm, AH 5.5mm, ZrO2, Standard Implant, Ø 3.3mm RN, SLA® 8mm, Ti, Loxim®, Standard Implant, Ø 3.3mm RN, SLA® 10mm, Ti, Loxim®, Standard Implant, Ø 3.3mm RN, SLA® 12mm, Ti, Loxim®, Standard Implant, Ø 3.3mm RN, SLA® 14mm, Ti, Loxim®, Standard Implant, Ø 3.3mm RN, SLA® 16mm, Ti, Loxim®, Standard Plus Implant, Ø 3.3mm RN, SLA® 8mm, Ti, Loxim®, Standard Plus Implant, Ø 3.3mm RN, SLA® 10mm, Ti, Loxim®, Standard Plus Implant, Ø 3.3mm RN, SLA® 12mm, Ti, Loxim®, Standard Plus Implant, Ø 3.3mm RN, SLA® 14mm, Ti, Loxim®, Standard Implant, Ø 4.1mm RN, SLA® 6mm, Ti, Loxim®, Standard Implant, Ø 4.1mm RN, SLA® 8mm, Ti, Loxim®, Standard Implant, Ø 4.1mm RN, SLA® 10mm, Ti, Loxim®, Standard Implant, Ø 4.1mm RN, SLA® 12mm, Ti, Loxim®, Standard Implant, Ø 4.1mm RN, SLA® 14mm, Ti, Loxim®, Standard Implant, Ø 4.1mm RN, SLA® 16mm, Ti, Loxim®, Standard Plus Implant, Ø 4.1mm RN, SLA® 6mm, Ti, Loxim®, Standard Plus Implant, Ø 4.1mm RN, SLA® 8mm, Ti, Loxim®, Standard Plus Implant, Ø 4.1mm RN, SLA® 10mm, Ti, Loxim®, Standard Plus Implant, Ø 4.1mm RN, SLA® 12mm, Ti, Loxim®, Standard Plus Implant, Ø 4.1mm RN, SLA® 14mm, Ti, Loxim®, Standard Implant, Ø 3.3mm RN, SLActive® 8mm, Roxolid®, Loxim®, Standard Implant, Ø 3.3mm RN, SLActive® 10mm, Roxolid®, Loxim®, Standard Implant, Ø 3.3mm RN, SLActive® 12mm, Roxolid®, Loxim®, Standard Implant, Ø 3.3mm RN, SLActive® 14mm, Roxolid®, Loxim®, Standard Implant, Ø 3.3mm RN, SLActive® 16mm, Roxolid®, Loxim®, Standard Implant, Ø 4.1mm RN, SLActive® 6mm, Roxolid®, Loxim®, Standard Implant, Ø 4.1mm RN, SLActive® 8mm, Roxolid®, Loxim®, Standard Implant, Ø 4.1mm RN, SLActive® 10mm, Roxolid®, Loxim®, Standard Implant, Ø 4.1mm RN, SLActive® 12mm, Roxolid®, Loxim®, Standard Implant, Ø 4.1mm RN, SLActive® 14mm, Roxolid®, Loxim®, Standard Implant, Ø 4.1mm RN, SLActive® 16mm, Roxolid®, Loxim®, Standard Implant, Ø 4.1mm RN, SLA® 6mm, Roxolid® Loxim®, Standard Implant, Ø 4.1mm RN, SLA® 8mm, Roxolid® Loxim®, Standard Implant, Ø 4.1mm RN, SLA® 10mm, Roxolid® Loxim®, Standard Implant, Ø 4.1mm RN, SLA® 12mm, Roxolid®, Loxim®, Standard Implant, Ø 4.1mm RN, SLA® 14mm, Roxolid®, Loxim®, Standard Implant, Ø 4.1mm RN, SLA® 16mm, Roxolid®, Loxim®, Standard Implant, Ø 3.3mm RN, SLA® 8mm, Roxolid®, Loxim®, Standard Implant, Ø 3.3mm RN, SLA® 10mm, Roxolid®, Loxim®, Standard Implant, Ø 3.3mm RN, SLA® 12mm, Roxolid®, Loxim®, Standard Implant, Ø 3.3mm RN, SLA® 14mm, Roxolid®, Loxim®, Standard Implant, Ø 3.3mm RN, SLA® 16mm, Roxolid®, Loxim®, Bone Level Tapered Implant, Ø2.9mm SC, SLA® 10mm, Roxolid®, Loxim®, Bone Level Tapered Implant, Ø2.9mm SC, SLA® 12mm, Roxolid®, Loxim®, Novaloc® Retention Insert Red - Extra-Light, PEEK, Novaloc® Retention Insert White - Light, PEEK, Novaloc® Retention Insert Yellow - Medium, PEEK, Novaloc® Retention Insert Green - Strong, PEEK, Novaloc® Retention Insert Blue - Extra-Strong, PEEK, Novaloc® Retention Insert Black - Ultra-Strong, PEEK, Optiloc® Matrix Housing, Ti, Optiloc® Retention Insert Red - Extra-Light, PEEK, Optiloc® Retention Insert White - Light, PEEK, Optiloc® Retention Insert Yellow - Medium, PEEK, Optiloc® Retention Insert Green - Strong, PEEK, Optiloc® Retention Insert Blue - Extra-Strong, PEEK, Optiloc® Retention Insert Black - Ultra-Strong, PEEK, Optiloc® Matrix Housing - Elliptic, Ti, Optiloc® Matrix Housing - Extended, Ti, Optiloc® Processing Package, Ti / PEEK / Silicone, Coping for screw-retained abutment, Ti, Crown, Ø 3.5mm, Coping for screw-retained abutment, Ti, Bridge, Ø 3.5mm, Coping for screw-retained abutment, Ti, Crown, Ø 4.6mm, Coping for screw-retained abutment, Ti, Bridge, Ø 4.6mm, RC Straumann® Variobase® for CEREC®, TAN, NC Straumann® Variobase® for CEREC®, TAN, Custom Abutment Zirconia, for Straumann® RN, incl. TAN screw, SCS Guide screw for 048.240/241, can be shortened by 2 mm, L 8 mm, Ti, Variobase® Cop.,f.Scr.-ret.Abt.Ø4.6mm, with screw, Ø 5.1mm, H 3.5mm, TAN, CI RD Straumann® PUREbase, AH 5.5mm, TAN, NN Occlusal Screw, L 5mm, Ø 1.8mm, TAN, RB Basal Screw, TAN, WB Basal Screw, TAN, NNC Healing cap, Ø 4mm, H 4.5mm, Ti, NNC Healing cap, labial bevel, Ø 4mm, H 2mm, Ti/TAN, NNC Closure cap, Ø 2.6mm, H 0mm, Ti, NNC Closure cap, Ø 4mm, H 1.5mm, Ti, CI RD Straumann® PUREloc, straight, H 4mm, ZrO2/Ti, CI RD Straumann® PUREloc, straight, H 5mm, ZrO2/Ti, RB/WB Healing Abutment, Crown, Ø 6.5mm, GH 2.5mm, AH 2mm, Ti, RB/WB Healing Abutment, Crown, Ø 6.5mm, GH 2.5mm, AH 4mm, Ti, RB/WB Healing Abutment, Crown, Ø 6.5mm, GH 3.5mm, AH 2mm, Ti, RB/WB Healing Abutment, Crown, Ø 6.5mm, GH 3.5mm, AH 4mm, Ti, RB/WB Healing Abutment, Bridge/Bar, Ø 5mm, GH 1.5mm, AH 2mm, Ti, RB/WB Healing Abutment, Bridge/Bar, Ø 5mm, GH 1.5mm, AH 4mm, Ti, WB Closure Cap, H 0.5mm, Ti, WB Healing Abutment, Ø 6mm, GH 0.75mm, AH 2mm, Ti, WB Healing Abutment, Ø 6mm, GH 0.75mm, AH 4mm, Ti, WB Healing Abutment, Ø 7.5mm, GH 0.75mm, AH 2mm, Ti, WB Healing Abutment, Ø 7.5mm, GH 0.75mm, AH 4mm, Ti, WB Healing Abutment, Ø 6mm, GH 1.5mm, AH 2mm, Ti, WB Healing Abutment, Ø 6mm, GH 1.5mm, AH 4mm, Ti, WB Healing Abutment, Ø 7.5mm, GH 1.5mm, AH 2mm, Ti, WB Healing Abutment, Ø 7.5mm, GH 1.5mm, AH 4mm, Ti, RB/WB Temporary Abutment, Bridge, Ø 4.5mm, GH 1.5mm, AH 10mm, TAN, RB/WB Temporary Abutment, for crown, Ø 3.8mm, GH 1.5mm, TAN, RB/WB Temporary Abutment, for crown, Ø 3.8mm, GH 2.5mm, TAN, RB/WB Temporary Abutment, Crown, Ø 3.8mm, GH 3.5mm, TAN, RB/WB Temporary Abutment, for crown, Ø 4.5mm, GH 1.5mm, TAN, RB/WB Temporary Abutment, for crown, Ø 4.5mm, GH 2.5mm, TAN, RB/WB Temporary Abutment, Crown, Ø 4.5mm, GH 3.5mm, TAN, RB/WB Temporary Abutment, for crown, Ø 6mm, GH 2.5mm, TAN, RB/WB Temporary Abutment, for crown, Ø 6mm, GH 3.5mm, TAN, WB Temporary Abutment, for crown, Ø 5.5mm, GH 0.75mm, TAN, WB Temporary Abutment, for crown, Ø 5.5mm, GH 1.5mm, TAN, RB/WB Immediate Temporary Abutment, crown, Ø 3.8mm, GH 1.5mm, TAN, RB/WB Immediate Temporary Abutment, crown, Ø 3.8mm, GH 2.5mm, TAN, RB/WB Immediate Temporary Abutment, crown, Ø 3.8mm, GH 3.5mm, TAN, RB/WB Immediate Temporary Abutment, crown, Ø 4.5mm, GH 1.5mm, TAN, RB/WB Immediate Temporary Abutment, crown, Ø 4.5mm, GH 2.5mm, TAN, RB/WB Immediate Temporary Abutment, crown, Ø 4.5mm, GH 3.5mm, TAN, RB/WB Variobase® C, Ø 3.8mm, GH 1.5mm, TAN, RB/WB Variobase® C, Ø 4.5mm, GH 1.5mm, TAN, WB Variobase® C, Ø 5.5mm, GH 1.5mm, TAN, Coping for screw-retained abutment, Crown, Ø 4.6mm, Ceramicor®/POM, Coping for screw-retained abutment, Bridge, Ø 4.6mm, Ceramicor®/POM, Coping for screw-retained abutment, Bar, Ø 4.6mm, Ceramicor®, Occlusal screw, TAN, for coping, screw-retained abutment, RB/WB Basal Screw, TAN, RB/WB Basal Screw AS, L 6.5mm, TAN, Paralleling Post, for Straumann® Mini Implants, sterile, Burn-out coping f. screw-retained abut., Crown, including screw, Ø 3.5mm, POM/TAN, Burn-out coping f. screw-retained abut., Bridge/Bar, including screw, Ø 3.5mm, POM/TAN, Burn-out coping f. screw-retained abut., Crown, including screw, Ø 4.6mm, POM/TAN, Burn-out coping f. screw-retained abut., Bridge/Bar, including screw, Ø 4.6mm, POM/TAN, Plastic Coping, for Immediate Temporary Abutment, PMMA, Novaloc® Processing Package, Ti / POM / PEEK / Silicone, Novaloc® Processing Package PEEK, PEEK / POM / Silicone, Novaloc® Matrix Housing, Ti/POM, Novaloc® Matrix Housing PEEK, PEEK/POM, Novaloc® Matrix Housing - Extended, Ti/POM, BLC Implant, Ø 3.3mm RB, SLA® 8mm, Roxolid®, BLC Implant, Ø 3.3mm RB, SLA® 10mm, Roxolid®, BLC Implant, Ø 3.3mm RB, SLA® 12mm, Roxolid®, BLC Implant, Ø 3.3mm RB, SLA® 14mm, Roxolid®, BLC Implant, Ø 3.3mm RB, SLA® 16mm, Roxolid®, BLC Implant, Ø 3.3mm RB, SLA® 18mm, Roxolid®, BLC Implant, Ø 3.75mm RB, SLA® 6mm, Roxolid®, BLC Implant, Ø 3.75mm RB, SLA® 8mm, Roxolid®, BLC Implant, Ø 3.75mm RB, SLA® 10mm, Roxolid®, BLC Implant, Ø 3.75mm RB, SLA® 12mm, Roxolid®, BLC Implant, Ø 3.75mm RB, SLA® 14mm, Roxolid®, TLC SP Implant, Ø 3.75mm NT, SLActive® 18mm, Roxolid®, TLC SP Implant, Ø 3.75mm RT, SLActive® 6mm, Roxolid®, TLC SP Implant, Ø 3.75mm RT, SLActive® 8mm, Roxolid®, TLC SP Implant, Ø 3.75mm RT, SLActive® 10mm, Roxolid®, TLC SP Implant, Ø 3.75mm RT, SLActive® 12mm, Roxolid®, TLC SP Implant, Ø 3.75mm RT, SLActive® 14mm, Roxolid®, TLC SP Implant, Ø 3.75mm RT, SLActive® 16mm, Roxolid®, TLC SP Implant, Ø 3.75mm RT, SLActive® 18mm, Roxolid®, TLC SP Implant, Ø 4.5mm RT, SLActive® 6mm, Roxolid®, TLC SP Implant, Ø 4.5mm RT, SLActive® 8mm, Roxolid®, TLC SP Implant, Ø 4.5mm RT, SLActive® 10mm, Roxolid®, TLC SP Implant, Ø 4.5mm RT, SLActive® 12mm, Roxolid®, TLC SP Implant, Ø 4.5mm RT, SLActive® 14mm, Roxolid®, TLC SP Implant, Ø 4.5mm RT, SLActive® 16mm, Roxolid®, TLC SP Implant, Ø 4.5mm RT, SLActive® 18mm, Roxolid®, TLC SP Implant, Ø 4.5mm WT, SLActive® 6mm, Roxolid®, TLC SP Implant, Ø 4.5mm WT, SLActive® 8mm, Roxolid®, TLC SP Implant, Ø 4.5mm WT, SLActive® 10mm, Roxolid®, TLC SP Implant, Ø 4.5mm WT, SLActive® 12mm, Roxolid®, TLC SP Implant, Ø 4.5mm WT, SLActive® 14mm, Roxolid®, TLC SP Implant, Ø 4.5mm WT, SLActive® 16mm, Roxolid®, TLC SP Implant, Ø 4.5mm WT, SLActive® 18mm, Roxolid®, TLC SP Implant, Ø 5.5mm WT, SLActive® 6mm, Roxolid®, TLC SP Implant, Ø 5.5mm WT, SLActive® 8mm, Roxolid®, TLC SP Implant, Ø 5.5mm WT, SLActive® 10mm, Roxolid®, TLC SP Implant, Ø 5.5mm WT, SLActive® 12mm, Roxolid®, TLC SP Implant, Ø 5.5mm WT, SLActive® 14mm, Roxolid®, TLC SP Implant, Ø 5.5mm WT, SLActive® 16mm, Roxolid®, TLC SP Implant, Ø 6.5mm WT, SLActive® 6mm, Roxolid®, TLC SP Implant, Ø 6.5mm WT, SLActive® 8mm, Roxolid®, TLC SP Implant, Ø 6.5mm WT, SLActive® 10mm, Roxolid®, TLC SP Implant, Ø 6.5mm WT, SLActive® 12mm, Roxolid®, TLC SP Implant, Ø 6.5mm WT, SLActive® 14mm, Roxolid®, TLC SP Implant, Ø 6.5mm WT, SLActive® 16mm, Roxolid®, BLX Implant, Ø 3.5mm RB, SLActive® 8mm, Roxolid®, BLX Implant, Ø 3.5mm RB, SLActive® 10mm, Roxolid®, BLX Implant, Ø 5.5mm WB, SLActive® 14mm, Roxolid®, BLX Implant, Ø 5.5mm WB, SLActive® 16mm, Roxolid®, BLX Implant, Ø 5.5mm WB, SLA® 14mm, Roxolid®, BLX Implant, Ø 5.5mm WB, SLA® 16mm, Roxolid®, BLX Implant, Ø 6.5mm WB, SLActive® 14mm, Roxolid®, BLX Implant, Ø 6.5mm WB, SLActive® 16mm, Roxolid®, BLX Implant, Ø 6.5mm WB, SLA® 14mm, Roxolid®, BLX Implant, Ø 3.5mm RB, SLActive® 12mm, Roxolid®, BLX Implant, Ø 3.5mm RB, SLActive® 14mm, Roxolid®, BLX Implant, Ø 3.5mm RB, SLActive® 16mm, Roxolid®, BLX Implant, Ø 3.5mm RB, SLAct | IMPLANTEX | 2024-06-11T00:00:00.000+02:00 | Institut Straumann AG , Peter Merian-Weg 12 4002 Basel Switzerland | 021.0114, 033.416S, 033.417S, 033.418S, 033.419S, 033.511S, 033.512S, 033.513S, 033.514S, 033.560S, 033.561S, 033.562S, 033.563S, 033.564S, 043.161S, 043.162S, 043.163S, 043.164S, 043.165S, 043.260S, 043.261S, 043.262S, 043.263S, 043.416S, 043.417S, 066.1505, 066.1506, 066.1507, 066.1508, 066.1701, 066.1702, 066.1703, 066.1704, 066.1705, 066.1706, 066.1707, 026.0144, 066.1509, 034.324, 034.325, 034.326, 034.327, 034.328, 034.329, 034.332, 034.333, 034.354, 034.355, 034.356, 034.357, 034.358, 034.359, 034.361, 032.053, 026.0066, 026.0068, 026.0069, 026.2801, 026.4801, 026.6801, 031.080, 031.081, 044.330, 044.331, 044.332, 044.340, 044.341, 044.342, 044.344, 044.345, 044.346, 049.071, 049.082, 049.083, 049.167, 049.361, 049.850, 049.851, 049.360, 032.054, 026.0104S, 026.0105S, 026.0106S, 026.0103S, 044.758S, 044.759S, 044.757S, 044.754S, 044.756S, 044.755S, 049.406S, 026.0127, 026.0128, 026.0129, 046.756, 046.757, 034.362, 034.363, 034.365, 034.366, 034.367, 066.4101, 066.4102, 066.4107, 066.4108, 066.4403, 037.3001, 037.3003, 061.9516, 035.0006S, 035.0008S, 035.0010S, 035.0012S, 035.0014S, 035.0016S, 035.0018S, 035.0106S, 035.0108S, 035.0110S, 035.0112S, 035.0114S, 035.0116S, 035.0118S, 035.0206S, 035.0208S, 035.0210S, 035.0212S, 035.0214S, 035.0216S, 035.0218S, 035.0306S, 035.0308S, 035.0310S, 035.0312S, 035.0314S, 035.0316S, 035.0318S, 035.0406S, 035.0408S, 035.0410S, 035.0412S, 035.0414S, 035.0416S, 035.0418S, 035.0506S, 035.0508S, 035.0510S, 035.0512S, 035.0514S, 035.0516S, 035.0518S, 035.0606S, 035.0608S, 035.0610S, 035.0612S, 043.418S, 043.419S, 021.3308, 021.3310, 021.3312, 021.3314, 021.3316, 021.3318, 021.3508, 021.3510, 021.3512, 021.3514, 021.3516, 021.3518, 021.5308, 021.5310, 021.5312, 021.5314, 021.5316, 021.5318, 021.5508, 021.5510, 021.5512, 021.5514, 021.5516, 021.5518, 021.7308, 021.7310, 021.7312, 021.7314, 021.7316, 021.7318, 021.7508, 021.7510, 021.7512, 021.7514, 021.7516, 021.7518, 021.3416, 021.5410, 021.3412, 021.5408, 021.7412, 021.5416, 021.7410, 021.7414, 021.5414, 021.7408, 021.3410, 021.3408, 021.5412, 021.3414, 021.7416, 033.043S, 033.044S, 033.045S, 026.0001, 026.0002, 026.0003, 026.0004, 026.0005, 026.0006, 026.0007, 026.0008, 026.0061, 026.0062, 026.0070, 026.0139, 026.0140, 026.0141, 026.0142, 026.2200, 026.2201, 026.4200, 026.4201, 026.6200, 026.6201, 034.123, 034.126, 034.129, 034.223, 034.226, 034.229, 034.235, 034.257, 034.258, 034.259, 034.260, 034.261, 034.262, 034.263, 034.264, 034.265, 034.266, 034.267, 034.268, 034.269, 034.270, 034.271, 034.423, 034.426, 034.429, 034.435, 034.623, 034.626, 034.629, 044.003, 044.004, 044.022, 044.084, 044.085, 044.086, 044.087, 044.088, 044.089, 044.210, 044.211, 044.214, 044.215, 044.250, 044.251, 044.254, 044.255, 044.304, 044.305, 044.763, 044.764, 044.765, 044.766, 026.6306, 026.6303, 026.4306, 026.4303, 026.2503, 026.2306, 026.2303, 026.6503, 026.4503, 036.3300, 036.3301, 036.3302, 036.3303, 026.0025S, 026.0026S, 026.0071S, 027.0000S, 027.0001S, 027.0002S, 027.0003S, 027.0004S, 027.0005S, 027.0006S, 027.0007S, 027.0011S, 040.571S, 040.572S, 040.573S, 040.574S, 040.575S, 040.576S, 026.0102S, 026.0101S, 026.0100S, 026.0099S, 026.0095S, 026.0094S, 026.0093S, 026.0092S, 026.0089S, 026.0096S, 044.762S, 044.748S, 044.750S, 044.761S, 026.0097S, 044.743S, 044.742S, 026.0090S, 044.744S, 026.0091S, 044.749S, 026.0098S, 026.0022, 026.0023, 026.0024, 026.0054, 026.0056, 034.010, 034.011, 034.012, 034.215, 034.284, 034.415, 034.615, 066.0025S, 066.1301, 066.1302, 066.1303, 066.1304, 066.1305, 066.1306, 066.1307, 066.1308, 066.1309, 066.1501, 066.1502, 066.1503, 066.1504, 031.021S, 031.022S, 031.023S, 031.024S, 031.031S, 031.032S, 031.033S, 031.034S, 043.906S, 043.907S, 043.908S, 043.909S, 043.910S, 043.911S, 043.912S, 043.913S, 043.914S, 043.919S, 043.920S, 043.921S, 043.922S, 043.923S, 043.924S, 043.925S, 043.926S, 043.927S, 043.928S, 043.929S, 033.501S, 033.502S, 033.503S, 033.504S, 033.505S, 033.530S, 033.531S, 033.532S, 033.533S, 033.534S, 033.535S, 043.1 | Klasa IIa, Klasa I, , Klasa IIb | Implante dentare dhe materiale protetike te cilat perdoren ne kirurgjite dentare | Pajisje te implantueshme jo aktive
16656 | Terumo Platelet Additive Solution (T-PAS+) 200ml 40851 Terumo Platelet Additive Solution (T-PAS+) 220ml 40852 Terumo Platelet Additive Solution (T-PAS+) 250ml 40853 Terumo Platelet Additive Solution (T-PAS+) 280ml 40854 Terumo Platelet Additive Solution (T-PAS+) 300ml 40855 Terumo Platelet Additive Solution (T-PAS+) 500ml 40856 | EUROMED | 2024-06-10T00:00:00.000+02:00 | Terumo BCT, Inc. 10811 West Collins Avenue Lakewood Colorado, 80215 USA | Terumo Platelet Additive Solution (T-PAS+) 200ml 40851 Terumo Platelet Additive Solution (T-PAS+) 220ml 40852 Terumo Platelet Additive Solution (T-PAS+) 250ml 40853 Terumo Platelet Additive Solution | Klasa III | Solucioni shtesë i trombociteve + (T-PAS+) është një solucion aditiv i trombociteve, i destinuar për të zëvendësuar pjesërisht plazmën në përgatitjen dhe ruajtjen e një koncentrati trombocitar ose aferezës të përftuar nga një shtresë trombocitare për deri në 7 ditë me trazim të vazhdueshëm në 22 ± 2 °C. | Tjeter
16657 | Anti-k (Cellano) Mono-Type 213209 | PEGASUS. | 2024-06-10T00:00:00.000+02:00 | Medion Grifols Diagnostics AG Bonnstrasse 9 CH-3186 Dudingen Switzerland | 213209 | In vitro | Jane reagente qe perdoren ne laborator per analizen cilesore te mungeses ose prezences se antigjenit K (celano) ne siperfaqen e qelizave te kuqe te gjakut. | Pajisje te diagnostifikimit in vitro
16658 | Calcium2 04T8720, Calcium2 04T8730 | PEGASUS. | 2024-06-10T00:00:00.000+02:00 | Abbott Ireland Diagnostics Division Lisnamuck Longford, Co. Longford Ireland | 04T8720, 04T8730 | In vitro | Jane reagente qe perdoren per matjen sasiore te Kalciumit ne analizat biokimike klinike te gjakut ne laborator. | Pajisje te diagnostifikimit in vitro
16659 | 85400121,STROMATOL YSER-3WP | SWISSMED | 2024-06-12T00:00:00.000+02:00 | SYSMEX CORPORATION, 1-5-1 WAKINOHAMA-KAIGANDORI, CHUO-KU,KOBE 651-0073 JAPAN | 85400121,STROMATOL YSER-3WP | In vitro | Reagent laboratorik per pajisje hematologjike | Pajisje laboratori
16660 | Sterilization Packing | BIOMETRIC ALBANIA | 2024-06-24T00:00:00.000+02:00 | KORDON TIP SAĞLIK ARAÇ GEREÇLERİ MÜH. PRJ. İTH. LTD. ŞTİ - Adresa: 10006/1 SK NO:43 A.O.S.B. ÇİĞLİ/İZMİR/TURKEY | AXFR50200 / AXFR75200 / AXFR100200 / AXFR150200 / AXFR200200 / AXFR250200 / AXFR300200 / AXFR350200 | Klasa I | Pako sterilizimi (mbeshtjellje, qese, leter "CREPE", mbeshtjellese dhe leter mbeshtjellese "SMS") | Produkte per institucione te kujdesit shendetesor
| REELS,CREPE, WRAP & SMS WRAP PAPERS |  |  |  | AXFR400200 / AXHB2530 / AXHB2535/ AXHB3040 / AXHB3045 / AXHB3550/ AXHB4050 / AXHB4055 / AXHB4060 /
AXHB5070 /AXWR050050 / AXWR060060 / AXWR070070 AXWR075075 / AXWR080080 / AXWR090090 /
AXWR100100 / AXWR110110 / AXWR100110 / AXWR110120 / AXWR120120 / AXWR120130 / AXWR130150 /
AXWR140140 / AXWR140150 / AXWR150150 / AXWR150160 / AXWR160160 / AXKR050050 / AXKR060060 /
AXKR070070 / AXKR075075 / AXKR080080 / AXKR090090 / AXKR100100 / AXKR110110 / AXKR100120 / AXKR110120 /
AXKR120120 / AXKR120130 / AXKR130150 / AXKR140140 / AXKR140150 / AXKR150150 / AXKR150160 / AXKR160160 /
AXFPH0525 / AXFPH07515/ AXFPH07520 /AXFPH07525 / AXFPH7530 / AXFPH7540/ AXFPH1020 / AXFPH1025 /
AXFPH1030 / AXFPH1040 / AXFPH1225 / AXFPH1235 / AXFPH1520 / AXFPH1530 / AXFPH2030 / AXFPH2040
/AXFPH2530 / AXFPH2538/ AXFPH3040 /AXFPH3050 / AXFPH4040 / AXGR100100 / AXGR150100 / AXGR200100 /
AXGR250100 / AXGR300100 / AXGR350100 / AXGR400100
16661 | BOUFFANT/ROUND CAP (SM50025) PP DOCTOR CAP (SM50024A) | EUROMED | 2024-06-24T00:00:00.000+02:00 | SUMBOW MEDICAL INSTRUMENTS CO.,LTD. Address: ADD.:14F-01, NO.2 BUILDING SHANGDONG BUSINESS CENTER, #1926 CANGHAI ROAD, YINZHOU, 315041 NINGBO, PEOPLE'S REPUBLIC OF CHINA | BOUFFANT/ROUND CAP (SM50025) PP DOCTOR CAP (SM50024A) | Klasa I | Kapuc per inefrmiere dhe kapele per doktorre . | Pajisje nje perdorimeshe
16662 | Folded Gauze Swab / Compresse di Garza Piegata - Linea Deal Safe | LUVIV | 2024-06-11T00:00:00.000+02:00 | DEALFA S.r.l. - Via Borgazzi 93 - 20900 Monza (Itali) | GA02D001, GA02D002, GA02D025, GA02D026, GA02D032 | Klasa IIa | Garza josterile nje perdorimshe. 5 cm x 5 cm - 8p - Fold, Garza josterile nje perdorimshe. 5 cm x 5 cm - 12p - Fold, Garza josterile nje perdorimshe. 10 cm x 10 cm - 8p - Fold, Garza josterile nje perdorimshe. 10 cm x 10 cm - 12p - Fold, Garza josterile nje perdorimshe. 10 cm x 20 cm - 12p - Fold | Pajisje nje perdorimeshe
16663 | ABX Minocal (Hematology Calibrator) | BIOMETRIC ALBANIA | 2024-06-12T00:00:00.000+02:00 | HORIBA ABX SAS - Adresa: Parc Euromédecine, Rue du Caducée, BP 7290, 34184 Montpellier CEDEX 4, France | 2032002 | In vitro | Kalibrator hematologjie | Pajisje te diagnostifikimit in vitro
16664 | MobileLink Acetabular Cup System, Shell,Multi Hole, uncemented, PlasmaLink, O.D.= 66mm, for Insert Size F, Tilastan, MobileLink Acetabular Cup System, Shell,Multi Hole, uncemented, PlasmaLink, O.D.= 68mm, for Insert Size F, Tilastan, MobileLink Acetabular Cup System, Shell,Multi Hole, uncemented, PlasmaLink, O.D.= 70mm, for Insert Size F, Tilastan, MobileLink Acetabular Cup System, Shell,Multi Hole, | OrthoNet 360 | 2024-06-18T00:00:00.000+02:00 | Waldemar Link GmbH & Co. KG Barkhausenweg 10 22339 Hamburg, Germany | 183-310/66, 183-310/68, 183-310/70, 183-310/72, 183-310/74, 183-310/76, 183-310/78, 183-310/80, 183-201/42, 183-201/44, 183-201/46, 183-201/48, 183-201/50, 183-201/52, 183-201/54, 183-201/56, 183-201/58, 183-201/60, 183-201/62, 183-201/64, 183-201/66, 183-201/68, 183-201/70, 183-201/72, 183-401/50, 183-401/52, 183-401/54, 183-401/56, 183-401/58, 183-401/60, 183-401/62, 183-401/64, 183-401/66, 183-401/68, 183-401/70, 183-401/72, 183-401/74, 183-401/76, 183-401/78, 183-401/80, 183-520/28, 183-530/28, 183-530/32, 183-540/32, 183-540/36, 183-550/32, 183-550/36, 183-550/40, 183-560/32, 183-560/36, 183-560/40, 183-570/36, 183-570/40, 183-521/28, 183-531/28, 183-531/32, 183-541/32, 183-541/36, 183-551/32, 183-551/36, 183-551/40, 183-561/32, 183-561/36, 183-561/40, 183-571/36, 183-571/40, 183-360/28, 183-361/28, 183-361/32, 183-362/28, 183-362/32, 183-362/36, 183-363/28, 183-363/32, 183-363/36, 183-364/28, 183-364/32, 183-301/50, 183-301/52, 183-301/54, 183-301/56, 183-301/58, 183-301/60, 183-301/62, 183-301/64, 183-301/66, 183-301/68, 183-301/70, 183-301/72, 183-301/74, 183-301/76, 183-301/78, 183-301/80, 183-110/42, 183-110/44, 183-110/46, 183-110/48, 183-110/50, 183-110/52, 183-110/54, 183-110/56, 183-110/58, 183-110/60, 183-110/62, 183-110/64, 183-110/66, 183-110/68, 183-110/70, 183-110/72, 183-310/50, 183-310/52, 183-310/54, 183-310/56, 183-310/58, 183-310/60, 183-310/62, 183-310/64, 183-871/28, 183-871/32, 183-872/28, 183-872/32, 183-872/36, 183-873/28, 183-873/32, 183-873/36, 183-874/28, 183-874/32, 183-874/36, 183-875/28, 183-875/32, 183-875/36, 183-876/28, 183-876/32, 183-876/36, 183-880/28, 183-881/28, 183-881/32, 183-882/28, 183-882/32, 183-882/36, 183-883/28, 183-883/32, 183-883/36, 183-884/28, 183-884/32, 183-884/36, 183-885/28, 183-885/32, 183-885/36, 183-886/28, 183-886/32, 183-886/36, 183-350/28, 183-351/28, 183-351/32, 183-352/28, 183-352/32, 183-352/36, 183-353/28, 183-353/32, 183-353/36, 183-354/28, 183-354/32, 183-354/36, 183-355/28, 183-355/32, 183-355/36, 183-356/28, 183-356/32, 183-356/36, 183-740/28, 183-741/28, 183-741/32, 183-742/28, 183-742/32, 183-742/36, 183-743/28, 183-743/32, 183-743/36, 183-744/28, 183-744/32, 183-744/36, 183-745/28, 183-745/32, 183-745/36, 183-746/28, 183-746/32, 183-746/36, 183-750/28, 183-751/28, 183-751/32, 183-752/28, 183-752/32, 183-752/36, 183-753/28, 183-753/32, 183-753/36, 183-754/28, 183-754/32, 183-754/36, 183-755/28, 183-755/32, 183-755/36, 183-756/28, 183-756/32, 183-756/36, 183-760/28, 183-761/28, 183-761/32, 183-762/28, 183-762/32, 183-762/36, 183-763/28, 183-763/32, 183-763/36, 183-764/28, 183-764/32, 183-764/36, 183-765/28, 183-765/32, 183-765/36, 183-766/28, 183-766/32, 183-766/36, 183-770/28, 183-771/28, 183-771/32, 183-772/28, 183-772/32, 183-772/36, 183-773/28, 183-773/32, 183-773/36, 183-774/28, 183-774/32, 183-774/36, 183-775/28, 183-775/32, 183-775/36, 183-776/28, 183-776/32, 183-776/36, 183-780/28, 183-781/28, 183-781/32, 183-782/28, 183-782/32, 183-782/36, 183-783/28, 183-783/32, 183-783/36, 183-784/28, 183-784/32, 183-784/36, 183-785/28, 183-785/32, 183-785/36, 183-786/28, 183-786/32, 183-786/36, 183-580/01, 183-580/02, 183-580/03, 183-580/04, 183-580/05, 183-590/01, 183-590/02, 183-590/03, 183-590/04, 183-590/05, 183-590/06, 183-600/01, 183-600/02, 183-600/03, 183-600/04, 183-600/05, 183-600/06, 183-610/01, 183-610/02, 183-610/03, 183-610/04, 183-610/05, 183-610/06, 183-905/01, 183-910/01, 183-915/01, 183-920/01, 183-925/01, 183-930/01, 183-700/00, 183-364/36, 183-365/28, 183-365/32, 183-365/36, 183-366/28, 183-366/32, 183-366/36, 183-370/28, 183-371/28, 183-371/32, 183-372/28, 183-372/32, 183-372/36, 183-373/28, 183-373/32, 183-373/36, 183-374/28, 183-374/32, 183-374/36, 183-375/28, 183-375/32, 183-375/36, 183-376/28, 183-376/32, 183-376/36, 183-850/28, 183-851/28, 183-851/32, 183-852/28, 183-852/32, 183-852/36, 183-853/28, 183-853/32, 183-853/36, 183-854/28, 183-854/32, 183-854/36, 183-855/28, 183-855/32, 183-855/36, 183-856/28, 183-856/32, 183-856/36, 183- | Klasa III | Implant ortopedik , I cili perdoret per zevendesimin e kokes femorale ne protezat kokso-femorale. | Pajisje te implantueshme jo aktive
uncemented, PlasmaLink, O.D.= 72mm, for Insert Size F, Tilastan, MobileLink Acetabular Cup System, Shell,Multi Hole,
uncemented, PlasmaLink, O.D.= 74mm, for Insert Size G, Tilastan, MobileLink Acetabular Cup System, Shell,Multi Hole,
uncemented, PlasmaLink, O.D.= 76mm, for Insert Size G, Tilastan, MobileLink Acetabular Cup System, Shell,Multi Hole, uncemented, PlasmaLink, O.D.= 78mm, for Insert Size
G, Tilastan, MobileLink Acetabular Cup System, Shell,Multi Hole, uncemented, PlasmaLink, O.D.= 80mm, for Insert Size
G, Tilastan, MobileLink Acetabular Cup System, Shell, Cluster Hole, uncemented, TrabecuLink, O.D.= 42mm, for Insert Size A, Tilastan, MobileLink Acetabular Cup System, Shell, Cluster Hole, uncemented, TrabecuLink, O.D.= 44mm, for Insert Size A, Tilastan, MobileLink Acetabular Cup System, Shell, Cluster Hole,
uncemented, TrabecuLink, O.D.= 46mm, for Insert Size B, Tilastan, MobileLink Acetabular Cup System, Shell, Cluster Hole,
uncemented, TrabecuLink, O.D.= 48mm, for Insert Size B, Tilastan, MobileLink Acetabular Cup System, Shell, Cluster Hole, uncemented, TrabecuLink, O.D.= 50mm, for Insert Size
C, Tilastan, MobileLink Acetabular Cup System, Shell, Cluster Hole, uncemented, TrabecuLink, O.D.= 52mm, for Insert Size
C, Tilastan, MobileLink Acetabular Cup System, Shell, Cluster Hole, uncemented, TrabecuLink, O.D.= 54mm, for Insert Size
D, Tilastan, MobileLink Acetabular Cup System, Shell, Cluster Hole, uncemented, TrabecuLink, O.D.= 56mm, for Insert Size D, Tilastan, MobileLink Acetabular Cup System, Shell, Cluster Hole, uncemented, TrabecuLink, O.D.= 58mm, for Insert Size E, Tilastan, MobileLink Acetabular Cup System, Shell, Cluster Hole, uncemented, TrabecuLink, O.D.= 60mm, for Insert Size E, Tilastan, MobileLink Acetabular Cup System, Shell, Cluster Hole, uncemented, TrabecuLink, O.D.= 62mm, for Insert Size F, Tilastan, MobileLink Acetabular Cup System, Shell, Cluster Hole,
uncemented, TrabecuLink, O.D.= 64mm, for Insert Size F, Tilastan, MobileLink Acetabular Cup System, Shell, Cluster Hole,
uncemented, TrabecuLink, O.D.= 66mm, for Insert Size F, Tilastan, MobileLink Acetabular Cup System, Shell, Cluster Hole,
uncemented, TrabecuLink, O.D.= 68mm, for Insert Size F, Tilastan, MobileLink Acetabular Cup System, Shell, Cluster Hole, uncemented, TrabecuLink, O.D.= 70mm, for Insert Size
F, Tilastan, MobileLink Acetabular Cup System, Shell, Cluster Hole, uncemented, TrabecuLink, O.D.= 72mm, for Insert Size
F, Tilastan, MobileLink Acetabular Cup System, Shell,Multi Hole, uncemented, TrabecuLink, O.D.= 50mm, for Insert Size C, Tilastan, MobileLink Acetabular Cup System, Shell,Multi Hole, uncemented, TrabecuLink, O.D.= 52mm, for Insert Size C, Tilastan, MobileLink Acetabular Cup System, Shell,Multi Hole,
uncemented, TrabecuLink, O.D.= 54mm, for Insert Size D, Tilastan, MobileLink Acetabular Cup System, Shell,Multi Hole,
uncemented, TrabecuLink, O.D.= 56mm, for Insert Size D, Tilastan, MobileLink Acetabular Cup System, Shell,Multi Hole, uncemented, TrabecuLink, O.D.= 58mm, for Insert Size
E, Tilastan, MobileLink Acetabular Cup System, Shell,Multi Hole, uncemented, TrabecuLink, O.D.= 60mm, for Insert Size
E, Tilastan, MobileLink Acetabular Cup System, Shell,Multi Hole, uncemented, TrabecuLink, O.D.= 62mm, for Insert Size
F, Tilastan, MobileLink Acetabular Cup System, Shell,Multi Hole, uncemented, TrabecuLink, O.D.= 64mm, for Insert Size F, Tilastan, MobileLink Acetabular Cup System, Shell,Multi Hole, uncemented, TrabecuLink, O.D.= 66mm, for Insert Size F, Tilastan, MobileLink Acetabular Cup System, Shell,Multi Hole, uncemented, TrabecuLink, O.D.= 68mm, for Insert Size F, Tilastan, MobileLink Acetabular Cup System, Shell,Multi Hole, uncemented, TrabecuLink, O.D.= 70mm, for Insert Size F, Tilastan, MobileLink Acetabular Cup System, Shell,Multi Hole,
uncemented, TrabecuLink, O.D.= 72mm, for Insert Size F, Tilastan, MobileLink Acetabular Cup System, Shell,Multi Hole,
uncemented, TrabecuLink, O.D.= 74mm, for Insert Size G, Tilastan, MobileLink Acetabular Cup System, Shell,Multi Hole,
uncemented, TrabecuLink, O.D.= 76mm, for Insert Size G, Tilastan, MobileLink Acetabular Cup System, Shell,Multi Hole, uncemented, TrabecuLink, O.D.= 78mm, for Insert Size
G, Tilastan, MobileLink Acetabular Cup System, Shell,Multi Hole, uncemented, TrabecuLink, O.D.= 80mm, for Insert Size
G, Tilastan, MobileLink Acetabular Cup System, Insert, BIOLOX delta, I.D.= 28mm, Insert Size A, MobileLink Acetabular Cup System, Insert, BIOLOX delta, I.D.= 28mm, Insert Size B, MobileLink Acetabular Cup System, Insert, BIOLOX delta, I.D.= 32mm, Insert Size B, MobileLink Acetabular Cup System, Insert, BIOLOX delta, I.D.= 32mm, Insert Size C, MobileLink Acetabular Cup System, Insert, BIOLOX delta, I.D.= 36mm, Insert Size C, MobileLink Acetabular Cup System, Insert, BIOLOX delta, I.D.= 32mm, Insert Size D, MobileLink Acetabular Cup System, Insert, BIOLOX delta, I.D.= 36mm, Insert Size D, MobileLink Acetabular Cup System, Insert, BIOLOX delta, I.D.= 40mm, Insert Size D, MobileLink Acetabular Cup System, Insert, BIOLOX delta, I.D.= 32mm, Insert Size E, MobileLink Acetabular Cup System, Insert, BIOLOX delta, I.D.= 36mm, Insert Size E, MobileLink Acetabular Cup System, Insert, BIOLOX delta, I.D.= 40mm, Insert Size E, MobileLink Acetabular Cup System, Insert, BIOLOX delta, I.D.= 36mm, Insert Size F, MobileLink Acetabular Cup System, Insert, BIOLOX delta, I.D.= 40mm, Insert Size F, MobileLink Acetabular Cup System, Insert, LINK CeraDur, I.D.= 28mm, Insert Size A, MobileLink Acetabular Cup System, Insert, LINK CeraDur, I.D.= 28mm, Insert Size B, MobileLink Acetabular Cup System, Insert, LINK CeraDur, I.D.= 32mm, Insert Size B, MobileLink Acetabular Cup System, Insert, LINK CeraDur, I.D.= 32mm, Insert Size C, MobileLink Acetabular Cup System, Insert, LINK CeraDur, I.D.= 36mm, Insert Size C, MobileLink Acetabular Cup System, Insert, LINK CeraDur, I.D.= 32mm, Insert Size D, MobileLink Acetabular Cup System, Insert, LINK CeraDur, I.D.= 36mm, Insert Size D, MobileLink Acetabular Cup System, Insert, LINK CeraDur, I.D.= 40mm, Insert Size D, MobileLink Acetabular Cup System, Insert, LINK CeraDur, I.D.= 32mm, Insert Size E, MobileLink Acetabular Cup System, Insert, LINK CeraDur, I.D.= 36mm, Insert Size E, MobileLink Acetabular Cup System, Insert, LINK CeraDur, I.D.= 40mm, Insert Size E, MobileLink Acetabular Cup System, Insert, LINK CeraDur, I.D.= 36mm, Insert Size F, MobileLink Acetabular Cup System, Insert, LINK CeraDur, I.D.= 40mm, Insert Size F, MobileLink Acetabular Cup System, Insert, X-LINKed Vit- E PE, I.D.= 28mm, Insert Size A, neutral, MobileLink Acetabular Cup System, Insert, X-LINKed Vit- E PE, I.D.= 28mm, Insert Size B, neutral, MobileLink Acetabular Cup System, Insert, X-LINKed Vit- E PE, I.D.= 32mm, Insert Size B, neutral, MobileLink Acetabular Cup System, Insert, X-LINKed Vit- E PE, I.D.= 28mm, Insert Size C, neutral, MobileLink Acetabular Cup System, Insert, X-LINKed Vit- E PE, I.D.= 32mm, Insert Size C, neutral, MobileLink Acetabular Cup System, Insert, X-LINKed Vit- E PE, I.D.= 36mm, Insert Size C, neutral, MobileLink Acetabular Cup System, Insert, X-LINKed Vit- E PE, I.D.= 28mm, Insert Size D, neutral, MobileLink Acetabular Cup System, Insert, X-LINKed Vit- E PE, I.D.= 32mm, Insert Size D, neutral, MobileLink Acetabular Cup System, Insert, X-LINKed Vit- E PE, I.D.= 36mm, Insert Size D, neutral, MobileLink Acetabular Cup System, Insert, X-LINKed Vit- E PE, I.D.= 28mm, Insert Size E, neutral, MobileLink Acetabular Cup System, Insert, X-LINKed Vit- E PE, I.D.= 32mm, Insert Size E, neutral, MobileLink Acetabular Cup System, Shell,Multi Hole, uncemented, TiCaP, O.D.= 50mm, for Insert Size C,
Tilastan, MobileLink Acetabular Cup System, Shell,Multi Hole, uncemented, TiCaP, O.D.= 52mm, for Insert Size C,
Tilastan, MobileLink Acetabular Cup System, Shell,Multi Hole, uncemented, TiCaP, O.D.= 54mm, for Insert Size D, Tilastan, MobileLink Acetabular Cup System, Shell,Multi Hole, uncemented, TiCaP, O.D.= 56mm, for Insert Size D, Tilastan, MobileLink Acetabular Cup System, Shell,Multi Hole, uncemented, TiCaP, O.D.= 58mm, for Insert Size E Tilastan, MobileLink Acetabular Cup System, Shell,Multi Hole, uncemented, TiCaP, O.D.= 60mm, for Insert Size E, Tilastan, MobileLink Acetabular Cup System, Shell,Multi Hole, uncemented, TiCaP, O.D.= 62mm, for Insert Size F, Tilastan, MobileLink Acetabular Cup System, Shell,Multi Hole,
uncemented, TiCaP, O.D.= 64mm, for Insert Size F, Tilastan, MobileLink Acetabular Cup System, Shell,Multi Hole,
uncemented, TiCaP, O.D.= 66mm, for Insert Size F, Tilastan, MobileLink Acetabular Cup System, Shell,Multi Hole, uncemented, TiCaP, O.D.= 68mm, for Insert Size F,
Tilastan, MobileLink Acetabular Cup System, Shell,Multi Hole, uncemented, TiCaP, O.D.= 70mm, for Insert Size F,
Tilastan, MobileLink Acetabular Cup System, Shell,Multi Hole, uncemented, TiCaP, O.D.= 72mm, for Insert Size F, Tilastan, MobileLink Acetabular Cup System, Shell,Multi Hole, uncemented, TiCaP, O.D.= 74mm, for Insert Size G, Tilastan, MobileLink Acetabular Cup System, Shell,Multi Hole, uncemented, TiCaP, O.D.= 76mm, for Insert Size G, Tilastan, MobileLink Acetabular Cup System, Shell,Multi Hole, uncemented, TiCaP, O.D.= 78mm, for Insert Size G, Tilastan, MobileLink Acetabular Cup System, Shell,Multi Hole, uncemented, TiCaP, O.D.= 80mm, for Insert Size G, Tilastan, MobileLink Acetabular Cup System, Shell, Cluster Hole, uncemented, PlasmaLink, O.D.= 42mm, for Insert Size A, Tilastan, MobileLink Acetabular Cup System, Shell, Cluster Hole, uncemented, PlasmaLink, O.D.= 44mm, for Insert Size A, Tilastan, MobileLink Acetabular Cup System, Shell, Cluster Hole,
uncemented, PlasmaLink, O.D.= 46mm, for Insert Size B, Tilastan, MobileLink Acetabular Cup System, Shell, Cluster Hole,
uncemented, PlasmaLink, O.D.= 48mm, for Insert Size B, Tilastan, MobileLink Acetabular Cup System, Shell, Cluster Hole, uncemented, PlasmaLink, O.D.= 50mm, for Insert Size
C, Tilastan, MobileLink Acetabular Cup System, Shell, Cluster Hole, uncemented, PlasmaLink, O.D.= 52mm, for Insert Size
C, Tilastan, MobileLink Acetabular Cup System, Shell, Cluster Hole, uncemented, PlasmaLink, O.D.= 54mm, for Insert Size
D, Tilastan, MobileLink Acetabular Cup System, Shell, Cluster Hole, uncemented, PlasmaLink, O.D.= 56mm, for Insert Size D, Tilastan, MobileLink Acetabular Cup System, Shell, Cluster Hole, uncemented, PlasmaLink, O.D.= 58mm, for Insert Size E, Tilastan, MobileLink Acetabular Cup System, Shell, Cluster Hole, uncemented, PlasmaLink, O.D.= 60mm, for Insert Size E, Tilastan, MobileLink Acetabular Cup System, Shell, Cluster Hole, uncemented, PlasmaLink, O.D.= 62mm, for Insert Size F, Tilastan, MobileLink Acetabular Cup System, Shell, Cluster Hole,
uncemented, PlasmaLink, O.D.= 64mm, for Insert Size F, Tilastan, MobileLink Acetabular Cup System, Shell, Cluster Hole,
uncemented, PlasmaLink, O.D.= 66mm, for Insert Size F, Tilastan, MobileLink Acetabular Cup System, Shell, Cluster Hole,
uncemented, PlasmaLink, O.D.= 68mm, for Insert Size F, Tilastan, MobileLink Acetabular Cup System, Shell, Cluster Hole, uncemented, PlasmaLink, O.D.= 70mm, for Insert Size F,
Tilastan, MobileLink Acetabular Cup System, Shell, Cluster Hole, uncemented, PlasmaLink, O.D.= 72mm, for Insert Size F,
Tilastan, MobileLink Acetabular Cup System, Shell,Multi Hole, uncemented, PlasmaLink, O.D.= 50mm, for Insert Size C, Tilastan, MobileLink Acetabular Cup System, Shell,Multi Hole, uncemented, PlasmaLink, O.D.= 52mm, for Insert Size C, Tilastan, MobileLink Acetabular Cup System, Shell,Multi Hole,
uncemented, PlasmaLink, O.D.= 54mm, for Insert Size D, Tilastan, MobileLink Acetabular Cup System, Shell,Multi Hole,
uncemented, PlasmaLink, O.D.= 56mm, for Insert Size D, Tilastan, MobileLink Acetabular Cup System, Shell,Multi Hole, uncemented, PlasmaLink, O.D.= 58mm, for Insert Size
E, Tilastan, MobileLink Acetabular Cup System, Shell,Multi Hole, uncemented, PlasmaLink, O.D.= 60mm, for Insert Size
E, Tilastan, MobileLink Acetabular Cup System, Shell,Multi Hole, uncemented, PlasmaLink, O.D.= 62mm, for Insert Size F,
Tilastan, MobileLink Acetabular Cup System, Shell,Multi Hole, uncemented, PlasmaLink, O.D.= 64mm, for Insert Size F, Tilastan, MobileLink Acetabular Cup System, Insert, X-LINKed Vit- E PE, I.D.= 28mm, Insert Size B, + 4 mm Offset 10° Inclination, MobileLink Acetabular Cup System, Insert, X-LINKed Vit-
E PE, I.D.= 32mm, Insert Size B, + 4 mm Offset 10° Inclination, MobileLink Acetabular Cup System, Insert, X-LINKed Vit-
E PE, I.D.= 28mm, Insert Size C, + 4 mm Offset 10° Inclination, MobileLink Acetabular Cup System, Insert, X-LINKed Vit- E PE, I.D.= 32mm, Insert Size C, + 4 mm Offset 10°
Inclination, MobileLink Acetabular Cup System, Insert, X-LINKed Vit- E PE, I.D.= 36mm, Insert Size C, + 4 mm Offset 10°
Inclination, MobileLink Acetabular Cup System, Insert, X-LINKed Vit- E PE, I.D.= 28mm, Insert Size D, + 4 mm Offset 10°
Inclination, MobileLink Acetabular Cup System, Insert, X-LINKed Vit- E PE, I.D.= 32mm, Insert Size D, + 4 mm Offset 10° Inclination, MobileLink Acetabular Cup System, Insert, X-LINKed Vit- E PE, I.D.= 6mm, Insert Size D, + 4 mm Offset 10° Inclination, MobileLink Acetabular Cup System, Insert, X-LINKed Vit- E PE, I.D.= 28mm, Insert Size E, + 4 mm Offset 10° Inclination, MobileLink Acetabular Cup System, Insert, X-LINKed Vit- E PE, I.D.= 32mm, Insert Size E, + 4 mm Offset 10° Inclination, MobileLink Acetabular Cup System, Insert, X-LINKed Vit-
E PE, I.D.= 36mm, Insert Size E, + 4 mm Offset 10° Inclination, MobileLink Acetabular Cup System, Insert, X-LINKed Vit-
E PE, I.D.= 28mm, Insert Size F, + 4 mm Offset 10° Inclination, MobileLink Acetabular Cup System, Insert, X-LINKed Vit-
E PE, I.D.= 32mm, Insert Size F, + 4 mm Offset 10° Inclination, MobileLink Acetabular Cup System, Insert, X-LINKed Vit- E PE, I.D.= 36mm, Insert Size F, + 4 mm Offset 10°
Inclination, MobileLink Acetabular Cup System, Insert, X-LINKed Vit- E PE, I.D.= 28mm, Insert Size G, + 4 mm Offset 10°
Inclination, MobileLink Acetabular Cup System, Insert, X-LINKed Vit- E PE, I.D.= 32mm, Insert Size G, + 4 mm Offset 10° Inclination, MobileLink Acetabular Cup System, Insert, X-LINKed Vit- E PE, I.D.= 36mm, Insert Size G, + 4 mm Offset 10° Inclination, MobileLink Acetabular Cup System, Insert, X-LINKed Vit- E PE, I.D.= 28mm, Insert Size A, + 8 mm Offset 20° Inclination, MobileLink Acetabular Cup System, Insert, X-LINKed Vit- E PE, I.D.= 28mm, Insert Size B, + 8 mm Offset 20° Inclination, MobileLink Acetabular Cup System, Insert, X-LINKed Vit-
E PE, I.D.= 32mm, Insert Size B, + 8 mm Offset 20° Inclination, MobileLink Acetabular Cup System, Insert, X-LINKed Vit-
E PE, I.D.= 28mm, Insert Size C, + 8 mm Offset 20° Inclination, MobileLink Acetabular Cup System, Insert, X-LINKed Vit- E PE, I.D.= 32mm, Insert Size C, + 8 mm Offset 20°
Inclination, MobileLink Acetabular Cup System, Insert, X-LINKed Vit- E PE, I.D.= 36mm, Insert Size C, + 8 mm Offset 20°
Inclination, MobileLink Acetabular Cup System, Insert, X-LINKed Vit- E PE, I.D.= 28mm, Insert Size D, + 8 mm Offset 20°
Inclination, MobileLink Acetabular Cup System, Insert, X-LINKed Vit- E PE, I.D.= 32mm, Insert Size D, + 8 mm Offset 20° Inclination, MobileLink Acetabular Cup System, Insert, X-LINKed Vit- E PE, I.D.= 36mm, Insert Size D, + 8 mm Offset 20° Inclination, MobileLink Acetabular Cup System, Insert, X-LINKed Vit- E PE, I.D.= 28mm, Insert Size E, + 8 mm Offset 20° Inclination, MobileLink Acetabular Cup System, Insert, X-LINKed Vit- E PE, I.D.= 32mm, Insert Size E, + 8 mm Offset 20° Inclination, MobileLink Acetabular Cup System, Insert, X-LINKed Vit-
E PE, I.D.= 36mm, Insert Size E, + 8 mm Offset 20° Inclination, MobileLink Acetabular Cup System, Insert, X-LINKed Vit-
E PE, I.D.= 28mm, Insert Size F, + 8 mm Offset 20° Inclination, MobileLink Acetabular Cup System, Insert, X-LINKed Vit-
E PE, I.D.= 32mm, Insert Size F, + 8 mm Offset 20° Inclination, MobileLink Acetabular Cup System, Insert, X-LINKed Vit- E PE, I.D.= 36mm, Insert Size F, + 8 mm Offset 20°
Inclination, MobileLink Acetabular Cup System, Insert, X-LINKed Vit- E PE, I.D.= 28mm, Insert Size G, + 12 mm Offset 20°
Inclination, MobileLink Acetabular Cup System, Insert, X-LINKed Vit- E PE, I.D.= 32mm, Insert Size G, + 12 mm Offset 20° Inclination, MobileLink Acetabular Cup System, Insert, X-LINKed Vit- E PE, I.D.= 36mm, Insert Size G, + 12 mm Offset 20° Inclination, MobileLink Acetabular Cup System, Insert, X-LINKed PE, I.D.= 28mm, Insert Size A, neutral, MobileLink Acetabular Cup System, Insert, X-LINKed PE, I.D.= 28mm, Insert Size B, neutral, MobileLink Acetabular Cup System, Insert, X-LINKed PE, I.D.= 32mm, Insert Size B, neutral, MobileLink Acetabular Cup System, Insert, X-LINKed PE, I.D.= 28mm, Insert Size C, neutral, MobileLink Acetabular Cup System, Insert, X-LINKed PE, I.D.= 32mm, Insert Size C, neutral, MobileLink Acetabular Cup System, Insert, X-LINKed PE, I.D.= 36mm, Insert Size C, neutral, MobileLink Acetabular Cup System, Insert, X-LINKed PE, I.D.= 28mm, Insert Size D, neutral, MobileLink Acetabular Cup System, Insert, X-LINKed PE, I.D.= 32mm, Insert Size D, neutral, MobileLink Acetabular Cup System, Insert, X-LINKed PE, I.D.= 36mm, Insert Size D, neutral, MobileLink Acetabular Cup System, Insert, X-LINKed PE, I.D.= 28mm, Insert Size E, neutral, MobileLink Acetabular Cup System, Insert, X-LINKed PE, I.D.= 32mm, Insert Size E, neutral, MobileLink Acetabular Cup System, Insert, X-LINKed PE, I.D.= 36mm, Insert Size E, neutral, MobileLink Acetabular Cup System, Insert, X-LINKed PE, I.D.= 28mm, Insert Size F, neutral, MobileLink Acetabular Cup System, Insert, X-LINKed PE, I.D.= 32mm, Insert Size F, neutral, MobileLink Acetabular Cup System, Insert, X-LINKed PE, I.D.= 36mm, Insert Size F, neutral, MobileLink Acetabular Cup System, Insert, X-LINKed PE, I.D.= 28mm, Insert Size G, neutral, MobileLink Acetabular Cup System, Insert, X-LINKed PE, I.D.= 32mm, Insert Size G, neutral, MobileLink Acetabular Cup System, Insert, X-LINKed PE, I.D.= 36mm, Insert Size G, neutral, MobileLink Acetabular Cup System, Insert, X-LINKed PE, I.D.= 28mm, Insert Size A, Shoulder Height 5 mm, MobileLink Acetabular Cup System, Insert, X-LINKed PE, I.D.= 28mm, Insert Size B, Shoulder Height 5 mm, MobileLink Acetabular Cup System, Insert, X-LINKed PE, I.D.= 32mm, Insert Size B, Shoulder Height 5 mm, MobileLink Acetabular Cup System, Insert, X-LINKed PE, I.D.= 28mm, Insert Size C, Shoulder Height 5 mm, MobileLink Acetabular Cup System, Insert, X-LINKed PE, I.D.= 32mm, Insert Size C, Shoulder Height 5 mm, MobileLink Acetabular Cup System, Insert, X-LINKed PE, I.D.= 36mm, Insert Size C, Shoulder Height 5 mm, MobileLink Acetabular Cup System, Insert, X-LINKed PE, I.D.= 28mm, Insert Size D, Shoulder Height 5 mm, MobileLink Acetabular Cup System, Insert, X-LINKed PE, I.D.= 32mm, Insert Size D, Shoulder Height 5 mm, MobileLink Acetabular Cup System, Insert, X-LINKed PE, I.D.= 36mm, Insert Size D, Shoulder Height 5 mm, MobileLink Acetabular Cup System, Insert, X-LINKed PE, I.D.= 28mm, Insert Size E, Shoulder Height 5 mm, MobileLink Acetabular Cup System, Insert, X-LINKed PE, I.D.= 32mm, Insert Size E, Shoulder Height 5 mm, MobileLink Acetabular Cup System, Insert, X-LINKed PE, I.D.= 36mm, Insert Size E, Shoulder Height 5 mm, MobileLink Acetabular Cup System, Insert, X-LINKed PE, I.D.= 28mm, Insert Size F, Shoulder Height 5 mm, MobileLink Acetabular Cup System, Insert, X-LINKed PE, I.D.= 32mm, Insert Size F, Shoulder Height 5 mm, MobileLink Acetabular Cup System, Insert, X-LINKed PE, I.D.= 36mm, Insert Size F, Shoulder Height 5 mm, MobileLink Acetabular Cup System, Insert, X-LINKed PE, I.D.= 28mm, Insert Size G, Shoulder Height 5 mm, MobileLink Acetabular Cup System, Insert, X-LINKed PE, I.D.= 32mm, Insert Size G, Shoulder Height 5 mm, MobileLink Acetabular Cup System, Insert, X-LINKed PE, I.D.= 36mm, Insert Size G, Shoulder Height 5 mm, MobileLink Acetabular Cup System, Insert, X-LINKed PE, I.D.= 28mm, Insert Size A, + 4 mm Offset, MobileLink Acetabular Cup System, Insert, X-LINKed PE, I.D.= 28mm, Insert Size B, + 4 mm Offset, MobileLink Acetabular Cup System, Insert, X-LINKed PE, I.D.= 32mm, Insert Size B, + 4 mm Offset, MobileLink Acetabular Cup System, Insert, X-LINKed PE, I.D.= 28mm, Insert Size C, + 4 mm Offset, MobileLink Acetabular Cup System, Insert, X-LINKed PE, I.D.= 32mm, Insert Size C, + 4 mm Offset, MobileLink Acetabular Cup System, Insert, X-LINKed PE, I.D.= 36mm, Insert Size C, + 4 mm Offset, MobileLink Acetabular Cup System, Insert, X-LINKed PE, I.D.= 28mm, Insert Size D, + 4 mm Offset, MobileLink Acetabular Cup System, Insert, X-LINKed PE, I.D.= 32mm, Insert Size D, + 4 mm Offset, MobileLink Acetabular Cup System, Insert, X-LINKed PE, I.D.= 36mm, Insert Size D, + 4 mm Offset, MobileLink Acetabular Cup System, Insert, X-LINKed PE, I.D.= 28mm, Insert Size E, + 4 mm Offset, MobileLink Acetabular Cup System, Insert, X-LINKed PE, I.D.= 32mm, Insert Size E, + 4 mm Offset, MobileLink Acetabular Cup System, Insert, X-LINKed PE, I.D.= 36mm, Insert Size E, + 4 mm Offset, MobileLink Acetabular Cup System, Insert, X-LINKed PE, I.D.= 28mm, Insert Size F, + 4 mm Offset, MobileLink Acetabular Cup System, Insert, X-LINKed PE, I.D.= 32mm, Insert Size F, + 4 mm Offset, MobileLink Acetabular Cup System, Insert, X-LINKed PE, I.D.= 36mm, Insert Size F, + 4 mm Offset, MobileLink Acetabular Cup System, Insert, X-LINKed PE, I.D.= 28mm, Insert Size G, + 4 mm Offset, MobileLink Acetabular Cup System, Insert, X-LINKed PE, I.D.= 32mm, Insert Size G, + 4 mm Offset, MobileLink Acetabular Cup System, Insert, X-LINKed PE, I.D.= 36mm, Insert Size G, + 4 mm Offset, MobileLink Acetabular Cup System, Insert, X-LINKed PE, I.D.= 28mm, Insert Size A, + 4 mm Offset with shoulder, MobileLink Acetabular Cup System, Insert, X-LINKed PE, I.D.= 28mm, Insert Size B, + 4 mm Offset with shoulder, MobileLink Acetabular Cup System, Insert, X-LINKed
PE, I.D.= 32mm, Insert Size B, + 4 mm Offset with shoulder, MobileLink Acetabular Cup System, Insert, X-LINKed
PE, I.D.= 28mm, Insert Size C, + 4 mm Offset with shoulder, MobileLink Acetabular Cup System, Insert, X-LINKed PE, I.D.= 32mm, Insert Size C, + 4 mm Offset with
shoulder, MobileLink Acetabular Cup System, Insert, X-LINKed PE, I.D.= 36mm, Insert Size C, + 4 mm Offset with
shoulder, MobileLink Acetabular Cup System, Insert, X-LINKed PE, I.D.= 28mm, Insert Size D, + 4 mm Offset with
shoulder, MobileLink Acetabular Cup System, Insert, X-LINKed PE, I.D.= 32mm, Insert Size D, + 4 mm Offset with shoulder, MobileLink Acetabular Cup System, Insert, X-LINKed PE, I.D.= 36mm, Insert Size D, + 4 mm Offset with shoulder, MobileLink Acetabular Cup System, Insert, X-LINKed PE, I.D.= 28mm, Insert Size E, + 4 mm Offset with shoulder, MobileLink Acetabular Cup System, Insert, X-LINKed PE, I.D.= 32mm, Insert Size E, + 4 mm Offset with shoulder, MobileLink Acetabular Cup System, Insert, X-LINKed
PE, I.D.= 36mm, Insert Size E, + 4 mm Offset with shoulder, MobileLink Acetabular Cup System, Insert, X-LINKed
PE, I.D.= 28mm, Insert Size F, + 4 mm Offset with shoulder, MobileLink Acetabular Cup System, Insert, X-LINKed
PE, I.D.= 32mm, Insert Size F, + 4 mm Offset with shoulder, MobileLink Acetabular Cup System, Insert, X-LINKed PE, I.D.= 36mm, Insert Size F, + 4 mm Offset with
shoulder, MobileLink Acetabular Cup System, Insert, X-LINKed PE, I.D.= 28mm, Insert Size G, + 4 mm Offset with
shoulder, MobileLink Acetabular Cup System, Insert, X-LINKed PE, I.D.= 32mm, Insert Size G, + 4 mm Offset with shoulder, MobileLink Acetabular Cup System, Insert, X-LINKed PE, I.D.= 36mm, Insert Size G, + 4 mm Offset with shoulder, MobileLink Acetabular Cup System, Insert, X-LINKed PE, I.D.= 28mm, Insert Size A, + 4 mm Offset 10° Inclination, MobileLink Acetabular Cup System, Insert, X-LINKed PE, I.D.= 28mm, Insert Size B, + 4 mm Offset 10° Inclination, MobileLink Acetabular Cup System, Insert, X-LINKed
PE, I.D.= 32mm, Insert Size B, + 4 mm Offset 10° Inclination, MobileLink Acetabular Cup System, Insert, X-LINKed
PE, I.D.= 28mm, Insert Size C, + 4 mm Offset 10° Inclination, MobileLink Acetabular Cup System, Insert, X-LINKed PE, I.D.= 32mm, Insert Size C, + 4 mm Offset 10°
Inclination, MobileLink Acetabular Cup System, Insert, X-LINKed PE, I.D.= 36mm, Insert Size C, + 4 mm Offset 10°
Inclination, MobileLink Acetabular Cup System, Insert, X-LINKed PE, I.D.= 28mm, Insert Size D, + 4 mm Offset 10°
Inclination, MobileLink Acetabular Cup System, Insert, X-LINKed PE, I.D.= 32mm, Insert Size D, + 4 mm Offset 10° Inclination, MobileLink Acetabular Cup System, Insert, X-LINKed PE, I.D.= 36mm, Insert Size D, + 4 mm Offset 10° Inclination, MobileLink Acetabular Cup System, Insert, X-LINKed PE, I.D.= 28mm, Insert Size E, + 4 mm Offset 10° Inclination, MobileLink Acetabular Cup System, Insert, X-LINKed PE, I.D.= 32mm, Insert Size E, + 4 mm Offset 10° Inclination, MobileLink Acetabular Cup System, Insert, X-LINKed
PE, I.D.= 36mm, Insert Size E, + 4 mm Offset 10° Inclination, MobileLink Acetabular Cup System, Insert, X-LINKed
PE, I.D.= 28mm, Insert Size F, + 4 mm Offset 10° Inclination, MobileLink Acetabular Cup System, Insert, X-LINKed
PE, I.D.= 32mm, Insert Size F, + 4 mm Offset 10° Inclination, MobileLink Acetabular Cup System, Insert, X-LINKed PE, I.D.= 36mm, Insert Size F, + 4 mm Offset 10°
Inclination, MobileLink Acetabular Cup System, Insert, X-LINKed PE, I.D.= 28mm, Insert Size G, + 4 mm Offset 10°
Inclination, MobileLink Acetabular Cup System, Insert, X-LINKed PE, I.D.= 32mm, Insert Size G, + 4 mm Offset 10° Inclination, MobileLink Acetabular Cup System, Insert, X-LINKed PE, I.D.= 36mm, Insert Size G, + 4 mm Offset 10° Inclination, MobileLink Acetabular Cup System, Insert, X-LINKed PE, I.D.= 28mm, Insert Size A, + 8 mm Offset 20° Inclination, MobileLink Acetabular Cup System, Insert, X-LINKed PE, I.D.= 28mm, Insert Size B, + 8 mm Offset 20° Inclination, MobileLink Acetabular Cup System, Insert, X-LINKed
PE, I.D.= 32mm, Insert Size B, + 8 mm Offset 20° Inclination, MobileLink Acetabular Cup System, Insert, X-LINKed
PE, I.D.= 28mm, Insert Size C, + 8 mm Offset 20° Inclination, MobileLink Acetabular Cup System, Insert, X-LINKed PE, I.D.= 32mm, Insert Size C, + 8 mm Offset 20°
Inclination, MobileLink Acetabular Cup System, Insert, X-LINKed PE, I.D.= 36mm, Insert Size C, + 8 mm Offset 20°
Inclination, MobileLink Acetabular Cup System, Insert, X-LINKed PE, I.D.= 28mm, Insert Size D, + 8 mm Offset 20°
Inclination, MobileLink Acetabular Cup System, Insert, X-LINKed PE, I.D.= 32mm, Insert Size D, + 8 mm Offset 20° Inclination, MobileLink Acetabular Cup System, Insert, X-LINKed PE, I.D.= 36mm, Insert Size D, + 8 mm Offset 20° Inclination, MobileLink Acetabular Cup System, Insert, X-LINKed PE, I.D.= 28mm, Insert Size E, + 8 mm Offset 20° Inclination, MobileLink Acetabular Cup System, Insert, X-LINKed PE, I.D.= 32mm, Insert Size E, + 8 mm Offset 20° Inclination, MobileLink Acetabular Cup System, Insert, X-LINKed
PE, I.D.= 36mm, Insert Size E, + 8 mm Offset 20° Inclination, MobileLink Acetabular Cup System, Insert, X-LINKed
PE, I.D.= 28mm, Insert Size F, + 8 mm Offset 20° Inclination, MobileLink Acetabular Cup System, Insert, X-LINKed
PE, I.D.= 32mm, Insert Size F, + 8 mm Offset 20° Inclination, MobileLink Acetabular Cup System, Insert, X-LINKed PE, I.D.= 36mm, Insert Size F, + 8 mm Offset 20°
Inclination, MobileLink Acetabular Cup System, Insert, X-LINKed PE, I.D.= 28mm, Insert Size G, + 12 mm Offset 20°
Inclination, MobileLink Acetabular Cup System, Insert, X-LINKed PE, I.D.= 32mm, Insert Size G, + 12 mm Offset 20° Inclination, MobileLink Acetabular Cup System, Insert, X-LINKed PE, I.D.= 36mm, Insert Size G, + 12 mm Offset 20° Inclination, MobileLink Acetabular Cup System, Shell/Insert Adapter, for Shell 50-52 mm, Insert Size B, neutral, Tilastan, MobileLink Acetabular Cup System, Shell/Insert Adapter, for Shell 54-56 mm, Insert Size C, neutral, Tilastan, MobileLink Acetabular Cup System, Shell/Insert Adapter, for Shell 58-60 mm, Insert Size D, neutral, Tilastan, MobileLink Acetabular Cup System, Shell/Insert Adapter, for Shell 62-72 mm, Insert Size D, neutral, Tilastan, MobileLink Acetabular Cup System, Shell/Insert Adapter, for Shell 74-80 mm, Insert Size F, neutral, Tilastan, MobileLink Acetabular Cup System, Shell/Insert Adapter, for Shell 46-48 mm, Insert Size A, +4 mm Offset, Tilastan, MobileLink Acetabular Cup System, Shell/Insert Adapter, for Shell 50-52 mm, Insert Size B, +4 mm Offset, Tilastan, MobileLink Acetabular Cup System, Shell/Insert Adapter, for Shell 54-56 mm, Insert Size C, +4 mm Offset, Tilastan, MobileLink Acetabular Cup System, Shell/Insert Adapter, for Shell 58-60 mm, Insert Size D, +4 mm Offset, Tilastan, MobileLink Acetabular Cup System, Shell/Insert Adapter, for Shell 62-72 mm, Insert Size D, +4 mm Offset, Tilastan, MobileLink Acetabular Cup System, Shell/Insert Adapter, for Shell 74-80 mm, Insert Size F, +4 mm Offset, Tilastan, MobileLink Acetabular Cup System, Shell/Insert Adapter,
for Shell 50-52 mm, Insert Size B, + 4 mm Offset 10° Inclination , Tilastan, MobileLink Acetabular Cup System, Shell/Insert Adapter, for Shell 54-56 mm, Insert Size C, + 4 mm Offset 10°
Inclination , Tilastan, MobileLink Acetabular Cup System, Shell/Insert Adapter, for Shell 58-60 mm, Insert Size D, + 4 mm Offset 10°
Inclination , Tilastan, MobileLink Acetabular Cup System, Shell/Insert Adapter, for Shell 62-72 mm, Insert Size D, + 4 mm Offset 10° Inclination , Tilastan, MobileLink Acetabular Cup System, Shell/Insert Adapter, for Shell 74-80 mm, Insert Size F, + 4 mm Offset 10° Inclination , Tilastan, MobileLink Acetabular Cup System, Shell/Insert Adapter, for Shell 46-48 mm, Insert Size A, + 4 mm Offset 10° Inclination , Tilastan, MobileLink Acetabular Cup System, Shell/Insert Adapter, for Shell 50-52 mm, Insert Size B, + 8 mm Offset 20° Inclination , Tilastan, MobileLink Acetabular Cup System, Shell/Insert Adapter, for Shell 54-56 mm, Insert Size C, + 8 mm Offset 20° Inclination , Tilastan, MobileLink Acetabular Cup System, Shell/Insert
Adapter, for Shell 58-60 mm, Insert Size D, + 8 mm Offset 20° Inclination , Tilastan, MobileLink Acetabular Cup System, Shell/Insert
Adapter, for Shell 62-72 mm, Insert Size D, + 8 mm Offset 20° Inclination , Tilastan, MobileLink Acetabular Cup System, Shell/Insert Adapter, for Shell 74-80 mm, Insert Size F, + 12 mm
Offset 20° Inclination , Tilastan, MobileLink Acetabular Cup System, Shell/Insert Adapter, for Shell 46-48 mm, Insert Size A, + 8 mm
Offset 20° Inclination , Tilastan, MobileLink Acetabular Cup System, Dual Mobility Insert, CoCrMo, for shell 46-48mm, MobileLink Acetabular Cup System, Dual Mobility Insert, CoCrMo, for shell 50-52mm, MobileLink Acetabular Cup System, Dual Mobility Insert, CoCrMo, for shell 54-56mm, MobileLink Acetabular Cup System, Dual Mobility Insert, CoCrMo, for shell 58-60mm, MobileLink Acetabular Cup System, Dual Mobility Insert, CoCrMo, for shell 62-72mm, MobileLink Acetabular Cup System, Dual Mobility Insert, CoCrMo, for shell 74-80mm, MobileLink Acetabular Cup System, Spare Polar Screw, for MobileLink Shells, Tilastan, MobileLink Acetabular Cup System, Insert, X-LINKed Vit- E PE, I.D.= 36mm, Insert Size E, neutral, MobileLink Acetabular Cup System, Insert, X-LINKed Vit- E PE, I.D.= 28mm, Insert Size F, neutral, MobileLink Acetabular Cup System, Insert, X-LINKed Vit- E PE, I.D.= 32mm, Insert Size F, neutral, MobileLink Acetabular Cup System, Insert, X-LINKed Vit- E PE, I.D.= 36mm, Insert Size F, neutral, MobileLink Acetabular Cup System, Insert, X-LINKed Vit- E PE, I.D.= 28mm, Insert Size G, neutral, MobileLink Acetabular Cup System, Insert, X-LINKed Vit- E PE, I.D.= 32mm, Insert Size G, neutral, MobileLink Acetabular Cup System, Insert, X-LINKed Vit- E PE, I.D.= 36mm, Insert Size G, neutral, MobileLink Acetabular Cup System, Insert, X-LINKed Vit- E PE, I.D.= 28mm, Insert Size B, Shoulder Height 5 mm, MobileLink Acetabular Cup System, Insert, X-LINKed Vit- E PE, I.D.= 32mm, Insert Size B, Shoulder Height 5 mm, MobileLink Acetabular Cup System, Insert, X-LINKed Vit- E PE, I.D.= 28mm, Insert Size C, Shoulder Height 5 mm, MobileLink Acetabular Cup System, Insert, X-LINKed Vit- E PE, I.D.= 32mm, Insert Size C, Shoulder Height 5 mm, MobileLink Acetabular Cup System, Insert, X-LINKed Vit- E PE, I.D.= 36mm, Insert Size C, Shoulder Height 5 mm, MobileLink Acetabular Cup System, Insert, X-LINKed Vit- E PE, I.D.= 28mm, Insert Size D, Shoulder Height 5 mm, MobileLink Acetabular Cup System, Insert, X-LINKed Vit- E PE, I.D.= 32mm, Insert Size D, Shoulder Height 5 mm, MobileLink Acetabular Cup System, Insert, X-LINKed Vit- E PE, I.D.= 36mm, Insert Size D, Shoulder Height 5 mm, MobileLink Acetabular Cup System, Insert, X-LINKed Vit- E PE, I.D.= 28mm, Insert Size E, Shoulder Height 5 mm, MobileLink Acetabular Cup System, Insert, X-LINKed Vit- E PE, I.D.= 32mm, Insert Size E, Shoulder Height 5 mm, MobileLink Acetabular Cup System, Insert, X-LINKed Vit- E PE, I.D.= 36mm, Insert Size E, Shoulder Height 5 mm, MobileLink Acetabular Cup System, Insert, X-LINKed Vit- E PE, I.D.= 28mm, Insert Size F, Shoulder Height 5 mm, MobileLink Acetabular Cup System, Insert, X-LINKed Vit- E PE, I.D.= 32mm, Insert Size F, Shoulder Height 5 mm, MobileLink Acetabular Cup System, Insert, X-LINKed Vit- E PE, I.D.= 36mm, Insert Size F, Shoulder Height 5 mm, MobileLink Acetabular Cup System, Insert, X-LINKed Vit- E PE, I.D.= 28mm, Insert Size A, Shoulder Height 5 mm, MobileLink Acetabular Cup System, Insert, X-LINKed Vit- E PE, I.D.= 32mm, Insert Size G, Shoulder Height 5 mm, MobileLink Acetabular Cup System, Insert, X-LINKed Vit- E PE, I.D.= 36mm, Insert Size G, Shoulder Height 5 mm, MobileLink Acetabular Cup System, Insert, X-LINKed Vit- E PE, I.D.= 28mm, Insert Size A, + 4 mm offset, MobileLink Acetabular Cup System, Insert, X-LINKed Vit- E PE, I.D.= 28mm, Insert Size B, + 4 mm offset, MobileLink Acetabular Cup System, Insert, X-LINKed Vit- E PE, I.D.= 32mm, Insert Size B, + 4 mm offset, MobileLink Acetabular Cup System, Insert, X-LINKed Vit- E PE, I.D.= 28mm, Insert Size C, + 4 mm offset, MobileLink Acetabular Cup System, Insert, X-LINKed Vit- E PE, I.D.= 32mm, Insert Size C, + 4 mm offset, MobileLink Acetabular Cup System, Insert, X-LINKed Vit- E PE, I.D.= 36mm, Insert Size C, + 4 mm offset, MobileLink Acetabular Cup System, Insert, X-LINKed Vit- E PE, I.D.= 28mm, Insert Size D, + 4 mm offset, MobileLink Acetabular Cup System, Insert, X-LINKed Vit- E PE, I.D.= 32mm, Insert Size D, + 4 mm offset, MobileLink Acetabular Cup System, Insert, X-LINKed Vit- E PE, I.D.= 36mm, Insert Size D, + 4 mm offset, MobileLink Acetabular Cup System, Insert, X-LINKed Vit- E PE, I.D.= 28mm, Insert Size E, + 4 mm offset, MobileLink Acetabular Cup System, Insert, X-LINKed Vit- E PE, I.D.= 32mm, Insert Size E, + 4 mm offset, MobileLink Acetabular Cup System, Insert, X-LINKed Vit- E PE, I.D.= 36mm, Insert Size E, + 4 mm offset, MobileLink Acetabular Cup System, Insert, X-LINKed Vit- E PE, I.D.= 28mm, Insert Size F, + 4 mm offset, MobileLink Acetabular Cup System, Insert, X-LINKed Vit- E PE, I.D.= 32mm, Insert Size F, + 4 mm offset, MobileLink Acetabular Cup System, Insert, X-LINKed Vit- E PE, I.D.= 36mm, Insert Size F, + 4 mm offset, MobileLink Acetabular Cup System, Insert, X-LINKed Vit- E PE, I.D.= 28mm, Insert Size G, + 4 mm offset, MobileLink Acetabular Cup System, Insert, X-LINKed Vit- E PE, I.D.= 32mm, Insert Size G, + 4 mm offset, MobileLink Acetabular Cup System, Insert, X-LINKed Vit- E PE, I.D.= 36mm, Insert Size G, + 4 mm offset, MobileLink Acetabular Cup System, Insert, X-LINKed Vit- E PE, I.D.= 28mm, Insert Size A, + 4 mm offset with shoulder, MobileLink Acetabular Cup System, Insert, X-LINKed Vit- E PE, I.D.= 28mm, Insert Size B, + 4 mm offset with shoulder, MobileLink Acetabular Cup System, Insert, X-LINKed Vit-
E PE, I.D.= 32mm, Insert Size B, + 4 mm offset with shoulder, MobileLink Acetabular Cup System, Insert, X-LINKed Vit-
E PE, I.D.= 28mm, Insert Size C, + 4 mm offset with shoulder, MobileLink Acetabular Cup System, Insert, X-LINKed Vit- E PE, I.D.= 32mm, Insert Size C, + 4 mm offset with
shoulder, MobileLink Acetabular Cup System, Insert, X-LINKed Vit- E PE, I.D.= 36mm, Insert Size C, + 4 mm offset with
shoulder, MobileLink Acetabular Cup System, Insert, X-LINKed Vit- E PE, I.D.= 28mm, Insert Size D, + 4 mm offset with
shoulder, MobileLink Acetabular Cup System, Insert, X-LINKed Vit- E PE, I.D.= 32mm, Insert Size D, + 4 mm offset with shoulder, MobileLink Acetabular Cup System, Insert, X-LINKed Vit- E PE, I.D.= 36mm, Insert Size D, + 4 mm offset with shoulder, MobileLink Acetabular Cup System, Insert, X-LINKed Vit- E PE, I.D.= 28mm, Insert Size E, + 4 mm offset with shoulder, MobileLink Acetabular Cup System, Insert, X-LINKed Vit- E PE, I.D.= 32mm, Insert Size E, + 4 mm offset with shoulder, MobileLink Acetabular Cup System, Insert, X-LINKed Vit-
E PE, I.D.= 36mm, Insert Size E, + 4 mm offset with shoulder, MobileLink Acetabular Cup System, Insert, X-LINKed Vit-
E PE, I.D.= 28mm, Insert Size F, + 4 mm offset with shoulder, MobileLink Acetabular Cup System, Insert, X-LINKed Vit-
E PE, I.D.= 32mm, Insert Size F, + 4 mm offset with shoulder, MobileLink Acetabular Cup System, Insert, X-LINKed Vit- E PE, I.D.= 36mm, Insert Size F, + 4 mm offset with
shoulder, MobileLink Acetabular Cup System, Insert, X-LINKed Vit- E PE, I.D.= 28mm, Insert Size G, + 4 mm offset with
shoulder, MobileLink Acetabular Cup System, Insert, X-LINKed Vit- E PE, I.D.= 32mm, Insert Size G, + 4 mm offset with shoulder, MobileLink Acetabular Cup System, Insert, X-LINKed Vit- E PE, I.D.= 36mm, Insert Size G, + 4 mm offset with shoulder, MobileLink Acetabular Cup System, Insert, X-LINKed Vit- E PE, I.D.= 28mm, Insert Size A, + 4 mm Offset 10° Inclination
16665 | LCU Hip System, Hip Prosthesis Stem, cementless, HX, L= 150 | OrthoNet 360 | 2024-06-11T00:00:00.000+02:00 | Waldemar Link GmbH & Co. KG Barkhausenweg 10 22339 Hamburg, Germany | 165-116/26, 165-117/26, 165-118/26, 165-119/26, 165-120/26, 292-186/26, 292-187/26, 165-312/26, 165-313/26, 165-314/26, 165-315/26, 165-316/26, 165-317/26, 165-318/26, 165-319/26, 165-320/26, 165-321/26, 165-32Z/26, 165-412/26, 165-413/26, 165-414/26, 165-415/26, 165-416/26, 165-417/26, 165-418/26, 165-419/26, 165-420/26, 165-421/26, 165-422/26, 165-512/26, 165-513/26, 165-514/26, 165-515/26, 165-516/26, 165-517/26, 165-518/26, 165-519/26, 165-520/26, 165-521/26, 165-522/26, 165-612/26, 165-613/26, 165-614/26, 165-615/26, 165-616/26, 165-617/26, 165-618/26, 165-619/26, 165-620/26, 165-621/26, 165-622/26, 165-012/26, 165-013/26, 165-014/26, 165-015/26, 165-016/26, 165-017/26, 165-018/26, 165-019/26, 165-020/26, 292-126/26, 292-127/26, 298-120/26, 298-121/26, 165-112/26, 165-113/26, 165-114/26, 165-115/26 | Klasa III | Implant ortopedik jo-aktiv, I cili perdoret ne protezat kokso-femorale. | Pajisje te implantueshme jo aktive
mm, Sz. 12, laterialized, CCD 125°, Tilastan, straight, Taper 12/14, LCU Hip System, Hip Prosthesis Stem, cementless, HX, L= 155
mm, Sz. 13, laterialized, CCD 125°, Tilastan, straight, Taper 12/14, LCU Hip System, Hip Prosthesis Stem, cementless, HX, L= 160
mm, Sz. 14, laterialized, CCD 125°, Tilastan, straight, Taper
12/14, LCU Hip System, Hip Prosthesis Stem, cementless, HX, L= 165
mm, Sz. 15, Materialized, CCD 125°, Tilastan, straight, Taper 12/14, LCU Hip System, Hip Prosthesis Stem, cementless, HX, L= 170
mm, Sz. 16, laterialized, CCD 125°, Tilastan, straight, Taper 12/14, LCU Hip System, Hip Prosthesis Stem, cementless, HX, L= 180
mm, Sz. 18, laterialized, CCD 125°, Tilastan, straight, Taper 12/14, LCU Hip System, Hip Prosthesis Stem, cementless, HX, L= 190
mm, Sz. 20, laterialized, CCD 125°, Tilastan, straight, Taper
12/14, LCU Hip System, Hip Prosthesis Stem, cementless, PoroLink,
L= 115 mm, Sz. 8, standard, CCD 130°, Tilastan, straight, Taper 12/14, LCU Hip System, Hip Prosthesis Stem, cementless, PoroLink,
L= 130 mm, Sz. 9, standard, CCD 130°, Tilastan, straight, Taper
12/14, LCU Hip System, Hip Prosthesis Stem, cementless, PoroLink,
L= 140 mm, Sz. 10, standard, CCD 130°, Tilastan, straight, Taper 12/14, LCU Hip System, Hip Prosthesis Stem, cementless, PoroLink,
L= 145 mm, Sz. 11, standard, CCD 130°, Tilastan, straight,
Taper 12/14 , LCU Hip System, Hip Prosthesis Stem, cementless, PoroLink,
L= 150 mm, Sz. 12, standard, CCD 130°, Tilastan, straight, Taper 12/14, LCU Hip System, Hip Prosthesis Stem, cementless, PoroLink,
L= 155 mm, Sz. 13, standard, CCD 130°, Tilastan, straight, Taper 12/14, LCU Hip System, Hip Prosthesis Stem, cementless, PoroLink,
L= 160 mm, Sz. 14, standard, CCD 130°, Tilastan, straight,
Taper 12/14 , LCU Hip System, Hip Prosthesis Stem, cementless, PoroLink, L= 165 mm, Sz. 15, standard, CCD 130°, Tilastan, straight, Taper 12/14, LCU Hip System, Hip Prosthesis Stem, cementless, PoroLink,
L= 170 mm, Sz. 16, standard, CCD 130°, Tilastan, straight, Taper 12/14, LCU Hip System, Hip Prosthesis Stem, cementless, PoroLink,L= 180 mm, Sz. 18, standard, CCD 130°, Tilastan, straight,Taper 12/14 , LCU Hip System, Hip Prosthesis Stem, cementless, PoroLink,
L= 190 mm, Sz. 20, standard, CCD 130°, Tilastan, straight, Taper 12/14, LCU Hip System, Hip Prosthesis Stem, cementless, PoroLink,
L= 115 mm, Sz. 8, laterialized, CCD 125°, Tilastan, straight,
Taper 12/14 , LCU Hip System, Hip Prosthesis Stem, cementless, PoroLink, L= 130 mm, Sz. 9, laterialized, CCD 125°, Tilastan, straight,
Taper 12/14, LCU Hip System, Hip Prosthesis Stem, cementless, PoroLink,
L= 140 mm, Sz. 10, Materialized, CCD 125°, Tilastan, straight, Taper 12/14, LCU Hip System, Hip Prosthesis Stem, cementless, PoroLink,
L= 145 mm, Sz. 11, laterialized, CCD 125°, Tilastan, straight,
Taper 12/14 , LCU Hip System, Hip Prosthesis Stem, cementless, PoroLink,
L= 150 mm, Sz. 12, laterialized, CCD 125°, Tilastan, straight, Taper 12/14, LCU Hip System, Hip Prosthesis Stem, cementless, PoroLink,
L= 155 mm, Sz. 13, laterialized, CCD 125°, Tilastan, straight, Taper 12/14, LCU Hip System, Hip Prosthesis Stem, cementless, PoroLink,
L= 160 mm, Sz. 14, laterialized, CCD 125°, Tilastan, straight,
Taper 12/14 , LCU Hip System, Hip Prosthesis Stem, cementless, PoroLink,
L= 165 mm, Sz. 15, laterialized, CCD 125°, Tilastan, straight, Taper 12/14, LCU Hip System, Hip Prosthesis Stem, cementless, PoroLink,
L= 170 mm, Sz. 16, laterialized, CCD 125°, Tilastan, straight,
Taper 12/14 , LCU Hip System, Hip Prosthesis Stem, cementless, PoroLink,
L= 180 mm, Sz. 18, laterialized, CCD 125°, Tilastan, straight, Taper 12/14, LCU Hip System, Hip Prosthesis Stem, cementless, PoroLink,
L= 190 mm, Sz. 20, laterialized, CCD 125°, Tilastan, straight, Taper 12/14, LCU Hip System, Hip Prosthesis Stem, cemented, L= 115 mm,
Sz. 8, standard, CCD 130°, CoCrMo, straight, Taper 12/14 , LCU Hip System, Hip Prosthesis Stem, cemented, L= 130 mm,
Sz. 9, standard, CCD 130°, CoCrMo, straight, Taper 12/14, LCU Hip System, Hip Prosthesis Stem, cemented, L= 140 mm,
Sz. 10, standard, CCD 130°, CoCrMo, straight, Taper 12/14, LCU Hip System, Hip Prosthesis Stem, cemented, L= 145 mm,
Sz. 11, standard, CCD 130°, CoCrMo, straight, Taper 12/14, LCU Hip System, Hip Prosthesis Stem, cemented, L= 150 mm,
Sz. 12, standard, CCD 130°, CoCrMo, straight, Taper 12/14, LCU Hip System, Hip Prosthesis Stem, cemented, L= 155 mm,
Sz. 13, standard, CCD 130°, CoCrMo, straight, Taper 12/14, LCU Hip System, Hip Prosthesis Stem, cemented, L= 160 mm,
Sz. 14, standard, CCD 130°, CoCrMo, straight, Taper 12/14, LCU Hip System, Hip Prosthesis Stem, cemented, L= 165 mm,
Sz. 15, standard, CCD 130°, CoCrMo, straight, Taper 12/14, LCU Hip System, Hip Prosthesis Stem, cemented, L= 170 mm,
Sz. 16, standard, CCD 130°, CoCrMo, straight, Taper 12/14, LCU Hip System, Hip Prosthesis Stem, cemented, L= 180 mm,
Sz. 18, standard, CCD 130°, CoCrMo, straight, Taper 12/14, LCU Hip System, Hip Prosthesis Stem, cemented, L= 190 mm,
Sz. 20, standard, CCD 130°, CoCrMo, straight, Taper 12/14, LCU Hip System, Hip Prosthesis Stem, cemented, L= 115 mm,
Sz. 8, laterialized, CCD 125°, CoCrMo, straight, Taper 12/14, LCU Hip System, Hip Prosthesis Stem, cemented, L= 130 mm,
Sz. 9, Materialized, CCD 125°, CoCrMo, straight, Taper 12/14, LCU Hip System, Hip Prosthesis Stem, cemented, L= 140 mm,
Sz. 10, laterialized, CCD 125°, CoCrMo, straight, Taper 12/14, LCU Hip System, Hip Prosthesis Stem, cemented, L= 145 mm,
Sz. 11, laterialized, CCD 125°, CoCrMo, straight, Taper 12/14, LCU Hip System, Hip Prosthesis Stem, cemented, L= 150 mm,
Sz. 12, Materialized, CCD 125°, CoCrMo, straight, Taper 12/14, LCU Hip System, Hip Prosthesis Stem, cemented, L= 155 mm,
Sz. 13, Materialized, CCD 125°, CoCrMo, straight, Taper 12/14, LCU Hip System, Hip Prosthesis Stem, cemented, L= 160 mm,
Sz. 14, Materialized, CCD 125°, CoCrMo, straight, Taper 12/14, LCU Hip System, Hip Prosthesis Stem, cemented, L= 165 mm,
Sz. 15, laterialized, CCD 125°, CoCrMo, straight, Taper 12/14, LCU Hip System, Hip Prosthesis Stem, cemented, L= 170 mm,
Sz. 16, laterialized, CCD 125°, CoCrMo, straight, Taper 12/14, LCU Hip System, Hip Prosthesis Stem, cemented, L= 180 mm,
Sz. 18, laterialized, CCD 125°, CoCrMo, straight, Taper 12/14, LCU Hip System, Hip Prosthesis Stem, cemented, L= 190 mm,
Sz. 20, laterialized, CCD 125°, CoCrMo, straight, Taper12/14, LCU Hip System, Hip Prosthesis Stem, cementless, HX, L= 115
mm, Sz. 8, standard, CCD 130°, Tilastan, straight, Taper 12/14, LCU Hip System, Hip Prosthesis Stem, cementless, HX, L= 130
mm, Sz. 9, standard, CCD 130°, Tilastan, straight, Taper 12/14, LCU Hip System, Hip Prosthesis Stem, cementless, HX, L= 140
mm, Sz. 10, standard, CCD 130°, Tilastan, straight, Taper 12/14, LCU Hip System, Hip Prosthesis Stem, cementless, HX, L= 145
mm, Sz. 11, standard, CCD 130°, Tilastan, straight, Taper 12/14, LCU Hip System, Hip Prosthesis Stem, cementless, HX, L= 150
mm, Sz. 12, standard, CCD 130°, Tilastan, straight, Taper 12/14 , LCU Hip System, Hip Prosthesis Stem, cementless, HX, L= 155
mm, Sz. 13, standard, CCD 130°, Tilastan, straight, Taper 12/14, LCU Hip System, Hip Prosthesis Stem, cementless, HX, L= 160
mm, Sz. 14, standard, CCD 130°, Tilastan, straight, Taper 12/14, LCU Hip System, Hip Prosthesis Stem, cementless, HX, L= 165
mm, Sz. 15, standard, CCD 130°, Tilastan, straight, Taper 12/14, LCU Hip System, Hip Prosthesis Stem, cementless, HX, L= 170
mm, Sz. 16, standard, CCD 130°, Tilastan, straight, Taper 12/14, LCU Hip System, Hip Prosthesis Stem, cementless, HX, L= 180
mm, Sz. 18, standard, CCD 130°, Tilastan, straight, Taper 12/14, LCU Hip System, Hip Prosthesis Stem, cementless, HX, L= 190
mm, Sz. 20, standard, CCD 130°, Tilastan, straight, Taper 12/14, LCU Hip System, Hip Prosthesis Stem, cementless, HX, L= 115
mm, Sz. 20, medialized, CCD 140°, Tilastan, straight, Taper
12/14, LCU Hip System, Hip Prosthesis Stem, cementless, HX, L= 130
mm, Sz. 20, medialized, CCD 140°, Tilastan, straight, Taper
12/14, LCU Hip System, Hip Prosthesis Stem, cementless, HX, L= 115
mm, Sz. 8, laterialized, CCD 125°, Tilastan, straight, Taper 12/14, LCU Hip System, Hip Prosthesis Stem, cementless, HX, L= 130
mm, Sz. 9, laterialized, CCD 125°, Tilastan, straight, Taper 12/14, LCU Hip System, Hip Prosthesis Stem, cementless, HX, L= 140
mm, Sz. 10, laterialized, CCD 125°, Tilastan, straight, Taper 12/14, LCU Hip System, Hip Prosthesis Stem, cementless, HX, L= 145
mm, Sz. 11, laterialized, CCD 125°, Tilastan, straight, Taper
2024-12-14
16666 | TRACOE® care Neck Straps/max. length ca. 45 cm, width ca. 3 cm, , TRACOE® care Neck Straps/ max. length ca. 45 cm, width ca. 3 cm,, TRACOE® care Neck Straps/max. length ca. 49 cm, width ca. 2.5 cm,, TRACOE® care Neck Straps/max. length ca. 42 cm, width ca. 4 cm,, TRACOE® care Neck Straps/max. length ca. 43 cm, width ca. 2 .6 cm,, TRACOE® care Neck Straps/ max. length ca. 43 cm, width ca. 2.6 cm, TRACOE® care Neck Straps/max. length 29 cm, width ca. 2.6 cm | E v i t a | 2024-06-27T00:00:00.000+02:00 | TRACOE medical GmbH,Reichelsheimer Str. 1/3 55268 Nieder-Olm, GERMANY | REF 903-B, REF 903-B-P, REF 903-D, REF 903-E, REF 903-E-P, REF 903-F, REF 903-F-P, REF 903-G | Klasa I | Tracoe rrip fiksues per qafen | Pajisje nje perdorimeshe
16667 | EEG Electrodes and Accessories (E031015), EEG Electrodes and Accessories (ED041015), EEG Electrodes and Accessories (BD-8), EEG Electrodes and Accessories (BD-G1) | T R I M E D | 2024-06-27T00:00:00.000+02:00 | Shenzhen Besdata Technology Co., Ltd 503, Building #2, Xinnantian Industrial Park, No. 3179, Danzi Avenue, Laokeng Community, Longtian Street, Pingshan District, Shenzhen | EEG Electrodes and Accessories (E031015), EEG Electrodes and Accessories (ED041015), EEG Electrodes and Accessories (BD-8), EEG Electrodes and Accessories (BD-G1) | Klasa I | EEG eletrodes and accessories janë pajisje mjekësore që kanë qëllim të regjistrojnë aktivitetin elektrik të trurit nëpërmjet elektrodave të ngjitura në lëkurën e kokës. Rezultatet e EEG tregojnë ndryshime në aktivitetin e trurit që mund të ndihmojnë në diagnostikimin e sëmundjeve të trurit, veçanërisht epilepsisë dhe sëmundje të tjera. | Instrumenta shumeperdorimeshe
16668 | Steam sterilizer / Cliniclave® 45 D, Steam sterilizer / Cliniclave® 45, Steam sterilizer / Cliniclave® 45 M, Steam sterilizer / Cliniclave® 45 MD, Washer-disinfector / MELAtherm® 10 DTB, Washer-disinfector / MELAtherm® 10 Evolution DTA, Washer-disinfector / MELAtherm® 10 Evolution DTB, Steam sterilizer / Euroklav® 23 S+, Steam sterilizer / Euroklav® 23 VS+, Steam sterilizer / Euroklav® 29 VS+, Steam sterilizer / MELAquick® 12+ p, Steam sterilizer / MELAquick® 12+, Steam sterilizer / Vacuklav® 23 B+, Steam sterilizer / Vacuklav® 24 B+, Steam sterilizer / Vacuklav® 24 BL+, Steam sterilizer / Vacuklav® 30 B+, Steam sterilizer / Vacuklav® 31 B+, Steam sterilizer / Vacuklav® 40 B+, Steam sterilizer / Vacuklav® 41 B+, Steam sterilizer /Vacuklav® 43 B+, Steam sterilizer / Vacuklav® 44 B+ | BORA DENTAL ALBANIA | 2024-06-04T00:00:00.000+02:00 | MELAG Medizintechnik GmbH & Co. KG Geneststraße 6-10 10829 Berlin, Germany DE-MF-000006703 | Cliniclave® 45 D, Cliniclave® 45, Cliniclave® 45 M, Cliniclave® 45 MD, MELAtherm® 10 DTB, MELAtherm® 10 Evolution DTA, MELAtherm® 10 Evolution DTB, Euroklav® 23 S+, Euroklav® 23 VS+, Euroklav® 29 VS+, MELAquick® 12+ p, MELAquick® 12+, Vacuklav® 23 B+, Vacuklav® 24 B+, Vacuklav® 24 BL+, Vacuklav® 30 B+, Vacuklav® 31 B+, Vacuklav® 40 B+, Vacuklav® 41 B+, Vacuklav® 43 B+, Vacuklav® 44 B+ | Klasa IIb | Sterilisator me avull, Cliniclave® 45 D, Sterilisator me avull, Cliniclave® 45, Sterilisator me avull, Cliniclave® 45 M, Sterilisator me avull, Cliniclave® 45 MD, Lares Disinfektues , / MELAtherm® 10 DTB, Lares Disinfektues , / MELAtherm® 10 Evolution DTA, Lares Disinfektues , / MELAtherm® 10 Evolution DTB, Sterilisator me avull, Euroklav® 23 S+, Sterilisator me avull, Euroklav® 23 VS+, Sterilisator me avull, Euroklav® 29 S+, Sterilisator me avull, MELAquick® 12+ p, Sterilisator me avull, MELAquick® 12+, Sterilisator me avull, Vacuklav® 23 B+, Sterilisator me avull, Vacuklav® 24 B+, Sterilisator me avull, Vacuklav® 24 BL+, Sterilisator me avull, Vacuklav® 30 B+, Sterilisator me avull, Vacuklav® 31 B+, Sterilisator me avull, Vacuklav® 40 B+, Sterilisator me avull, Vacuklav® 41 B+, Sterilisator me avull, Vacuklav® 43 B+, Sterilisator me avull, Vacuklav® 44 B+ | Produkte per institucione te kujdesit shendetesor
16669 | MASTER-VU B-SCAN OPHTHALMIC ULTRASOUND SYSTEM | GEN - ALB FARMA | 2024-06-05T00:00:00.000+02:00 | Sonomed Escalon 1979 Marcus Avenue, C105, Lake Success, New York 11042 | MV5600 | Klasa IIa | Sistemi i ultrazërit i syrit Master-Vu B-Scan është një pajisje jo-invazive, aktive, diagnostikuese dhe biometrike e destinuar për përdorim në aplikime oftalmike duke imazhuar strukturat e brendshme të syrit. | Pajisje oftalmike dhe optike
16670 | Toxoplasma gondii IgM (CLIA) | O3 LAB | 2024-06-05T00:00:00.000+02:00 | Shenzhen Mindray Bio-Medical Electronics Co., Ltd. Mindray Building, Keji 12th Road South, High-Tech Industrial Park, Nanshan, 518057, Shenzhen, P. R. China | 105-012530-00, 105-012531-00, 105-012533-00, 105-012534-00 | In vitro | Analiza Toxoplasma gondii lgM e serisë CL është një analizë imunolumineshente (CLIA) për zbulimin cilesor të IgM-së specifike Toxoplasma gondii në serumin dhe plazmën e njeriut. Rezultatet e kësaj analize mund të përdoren si ndihmë në diagnostikimin e hershem ose te tanishem te infeksionit me Toxoplasma gondii dhe në vlerësimin e statusit imunitar të individëve përfshirë gratë shtatzëna., Analiza Toxoplasma gondii lgM e serisë CL është një analizë imunolumineshente (CLIA) për zbulimin cilesor të IgM-së specifike Toxoplasma gondii në serumin dhe plazmën e njeriut. Rezultatet e kësaj analize mund të përdoren si ndihmë në diagnostikimin e hershem ose te tanishem te infeksionit me Toxoplasma gondii dhe në vlerësimin e statusit imunitar të individëve përfshirë gratë shtatzëna | Pajisje te diagnostifikimit in vitro
16671 | Dermapen 4 and 4PRO Handpiece and DP4 Microneedle Cartridge | DPDERMA | 2024-06-07T00:00:00.000+02:00 | Equipmed USA LLC 4695 MacArthur Court 11F Newport Beach, CA 92660 UNITED STATES | NA | Klasa IIa | Pajisje mjekesore qe perdoret per trajtimin e lekures. | Tjeter
16672 | Pancreatic pseudocyst stent/gallbladder drainage stent,Niti-S SPAXUS ™ Stent | GREEMED | 2024-06-05T00:00:00.000+02:00 | TaeWoong Medical Co., Ltd. 14, Gojeong-ro, Wolgot-myeon, Gimpo-si, Gyeonggi-do, Korea | SS0802FW, SS1002FW, SS1602FW | Klasa IIb | Stente pankreatike | Tjeter
16673 | API Suspension Medium 70700 | LABOPHARMA SHPK | 2024-06-05T00:00:00.000+02:00 | Biomerieux SA 376 Chemin de l'Orme 69280 Marcy-l'Etoile France | 70700 | In vitro | Jane reagente qe perdoren ne analizat mikrobiologjike per pezullimin bakterial te mostres se perdorur. | Pajisje te diagnostifikimit in vitro
16674 | API 20 NE 20050 | LABOPHARMA SHPK | 2024-06-05T00:00:00.000+02:00 | Biomerieux SA 376 Chemin de l'Orme 69280 Marcy-l'Etoile France | 20050 | In vitro | Jane reagente qe perdoren per identifikimin dhe kultivimin e stafilokokut ne mostrat per analize. | Pajisje te diagnostifikimit in vitro
16675 | NIN 70491 | LABOPHARMA SHPK | 2024-06-05T00:00:00.000+02:00 | Biomerieux SA 376 Chemin de l'Orme 69280 Marcy-l'Etoile France | 70491 | In vitro | Jane reagente qe perdoren per identifikimin dhe kultivimin e stafilokokut ne mostrat per analize. | Pajisje te diagnostifikimit in vitro
16676 | API Suspension Medium 70640 | LABOPHARMA SHPK | 2024-06-05T00:00:00.000+02:00 | Biomerieux SA 376 Chemin de l'Orme 69280 Marcy-l'Etoile France | 70640 | In vitro | Jane reagente qe perdoren per identifikimin dhe kultivimin e stafilokokut ne mostrat per analize. | Pajisje te diagnostifikimit in vitro
16677 | API NaCl 0.85 % Medium 20070 | LABOPHARMA SHPK | 2024-06-05T00:00:00.000+02:00 | Biomerieux SA 376 Chemin de l'Orme 69280 Marcy-l'Etoile France | 20070 | In vitro | Jane reagente qe perdoren per identifikimin dhe kultivimin e stafilokokut ne mostrat per analize. | Pajisje te diagnostifikimit in vitro
16678 | API NaCl 0.85% Medium 20230 | LABOPHARMA SHPK | 2024-06-05T00:00:00.000+02:00 | Biomerieux SA 376 Chemin de l'Orme 69280 Marcy-l'Etoile France | 20230 | In vitro | Jane reagente qe perdoren per krijimin e terreneve per identifikimin dhe kultivimin e mikroorganizmave ne laborator. | Pajisje te diagnostifikimit in vitro
16679 | API CORYNE 20900 | LABOPHARMA SHPK | 2024-06-05T00:00:00.000+02:00 | Biomerieux SA 376 Chemin de l'Orme 69280 Marcy-l'Etoile France | 20900 | In vitro | Jane reagente qe perdoren per identifikimin dhe kultivimin e stafilokokut ne mostrat per analize. | Pajisje te diagnostifikimit in vitro
16680 | API CAMPY 20800 | LABOPHARMA SHPK | 2024-06-05T00:00:00.000+02:00 | Biomerieux SA 376 Chemin de l'Orme 69280 Marcy-l'Etoile France | 20800 | In vitro | Jane reagente qe perdoren per identifikimin dhe kultivimin e stafilokokut ne mostrat per analize. | Pajisje te diagnostifikimit in vitro
16681 | Anticoagulant Citrate Dextrose Solution (ACD) Formula A, 500mL 40814 Anticoagulant Citrate Dextrose Solution (ACD) Formula A, 750mL 40818 | EUROMED | 2024-06-10T00:00:00.000+02:00 | Terumo BCT, Inc 10811 W. Collins Ave. Lakewood, CO 80215-4440 United States | Anticoagulant Citrate Dextrose Solution (ACD) Formula A, 500mL 40814 Anticoagulant Citrate Dextrose Solution (ACD) Formula A, 750mL 40818 | Klasa III | Solucioni antikoagulant i dekstrozës citrate Formula A (ACD-A) për përdorim VETËM me pajisjet e automatizuara të aferezës për grumbullimin e përbërësve të gjakut të njeriut | Tjeter
16682 | Hi-Torque CommandTM Guide Wire with Hydrophilic Coating - 2078172, Hi-Torque CommandTM Guide Wire with Hydrophilic Coating - 2078176, Hi-Torque CommandTM Guide Wire with Hydrophilic Coating - 2078173, Hi-Torque Command TM ES Guide Wire with Hydrophilic Coating - 2078174, Hi-Torque Command TM ES Guide Wire with Hydrophilic Coating - 2078177, Hi-Torque Command TM ES Guide Wire with Hydrophilic Coating - 2078175 | DIAL-ALB | 2024-06-07T00:00:00.000+02:00 | Abbot Medical, 3200 Lakeside Drive, Santa Clara, California, 95054, USA | 2078172, 2078176, 2078173, 2078174, 2078177, 2078175 | Klasa IIa | Tel udhezues per koronografi | Pajisje nje perdorimeshe
16683 | BLUE ETCH / BLUE ETCH 2ml, BLUE ETCH / BLUE ETCH 10ml, BLUE ETCH / BLUE ETCH 50ml, BLUE ETCH / BLUE ETCH MEGA PACK (3 x 10ml), BLUE ETCH / BLUE ETCH MONSTER PACK (10 x 2ml), BLUE ETCH / BLUE ETCH FLOW 2 ml, BLUE ETCH / BLUE ETCH FLOW 10 ml, BLUE ETCH / BLUE ETCH FLOW 50 ml, BLUE ETCH / BLUE ETCH FLOW MONSTER PACK (10 x 2 ml), ENDO-PREP GEL / ENDO-PREP GEL 2ml, ENDO-PREP GEL / ENDO-PREP GEL 5ml, ENDO-PREP GEL / ENDO-PREP GEL 10ml, ENDO-SOLUTION/ ENDO-SOLUTION 50ml, ENDO-SOLUTION/ ENDO-SOLUTION 120ml, ENDO-SOLUTION/ ENDO-SOLUTION 200g, ENDO-SOLUTION/ ENDO-SOLUTION PREMIUM 120ml | EURODENTA | 2024-06-10T00:00:00.000+02:00 | Przedsiebiorstwo Produkcyjno-Handlowe CERKAMED Wojciech Pawlowski 37-450 Stalowa Wola,ul. Kwiatkowskiego 1 , Poland | N/A | Klasa IIa | Acid per perdorim dentar, EDTA Xhel per pergatitjen e kanaleve te rrenjes, EDTA Solucion per zgjerimin e kanalit te rrenjes | Pajisje dentare
16684 | ARCHITECT BRAHMS PCT Reagent Kit 1 x 100 6P22-25, ARCHITECT BRAHMS PCT Reagent Kit 1 x 500 6P22-35, ARCHITECT BRAHMS PCT Calibrators 6P22-01, ARCHITECT BRAHMS PCT Controls 6P22-10 | PEGASUS. | 2024-06-10T00:00:00.000+02:00 | Abbott GmbH Max Planck Ring 2 65205 Wiesbaden Germany | 6P22-25, 6P22-35, 6P22-01, 6P22-10 | In vitro | Jane reagente qe perdoren per matjen sasiore te prokalcitonines ne gjak | Pajisje te diagnostifikimit in vitro
me aparatin Architect., Jane reagente qe perdoren per kalibrimin ne matjen sasiore te prokalcitonines ne gjak
me aparatin Architect., Jane reagente qe perdoren per precizionin ne matjen sasiore te prokalcitonines ne gjak
me aparatin Architect.
16685 | CQ-711-695, pocH-pack 65 XL | SWISSMED | 2024-06-12T00:00:00.000+02:00 | SYSMEX CORPORATION, 1-5-1 WAKINOHAMA-KAIGANDORI, CHUO-KU,KOBE 651-0073 JAPAN | CQ-711-695, pocH-pack 65 XL | In vitro | Reagent laboratorik per pajisje hematologjike | Pajisje laboratori
16686 | RADIESSE Injectable implant | Laurus Distribution | 2024-06-12T00:00:00.000+02:00 | Merz North America Inc. Adresa: 4133 Courtney St.Suite 10, Franksville WI 53126 USA | 8071U5, 8071U11, 8071U12, 8071U13, 8071U14, 8071M19, 8078U5 | Klasa III | Radiesse injectable implant eshte i destinuar per mbushje dhe rikostrucion, i asorbueshem | Tjeter
16687 | HBc Ab | BIOMETRIC ALBANIA | 2024-06-12T00:00:00.000+02:00 | DIA.PRO DIAGNOSTIC BIOPROBES S.R.L. - Adresa: VIA G. CARDUCCI N° 27 – 20099 SESTO SAN GIOVANNI (MILANO) – ITALY | BCAB.CE (96 tests) | In vitro | Reagente dhe produkte reaktive per percaktimin, konfirmimin dhe kuantifikimin e shenjuesve te infektionit naj Hepatitit B ne kampionet njerezor me ane te metodes ELISA. | Pajisje te diagnostifikimit in vitro
16688 | VIDAS 3 V1.4 Software 423694 | LABOPHARMA SHPK | 2024-06-12T00:00:00.000+02:00 | Biomerieux SA 376 Chemin de l'Orme 69280 Marcy-l'Etoile France | 423694 | In vitro | Jane software te aparatit analizues diagnostikues VIDAS qe perdoret per procesimin e mostrave te gjakut ne laborator | Pajisje te diagnostifikimit in vitro
16689 | Sterile Disposable Pressure Transducer | BIOMETRIC ALBANIA | 2024-06-12T00:00:00.000+02:00 | Metko Medikal ve Tıbbi Cihazlar Dış Ticaret Sanayi A.Ş. - Adresa: İvedik O. S. B. Ağaç İşleri Sanayi Sitesi 1354 Cad. 1358 Sok. No:9 06378 Yenimahalle - Ankara / Türkiye | TKBT-103, TKBT-203 | Klasa IIb | Sensore presioni steril 1-perdorimsh | Produkte per institucione te kujdesit shendetesor
16690 | TEMPO 5F STR 90CM 5SH, TEMPO 5F STR 100CM 5SH, TEMPO 5F STR 110CM 5SH, TEMPO 5F PIG TR 90CM 5SH, TEMPO 5F PIG TR 110CM 5SH, TEMPO 5F PIG TR 65CM 5SH, TEMPO 5F PIG 90CM 5SH, TEMPO 5F PIG 100CM 5SH, TEMPO 5F PIG 110CM 5SH, TEMPO 5F UF 90CM 5SH, TEMPO 5F UF 110CM 5SH, TEMPO 5F UF 65CM 5SH, TEMP0 5 MPA1 (1) 100CM, TEMPO 5F MP A2(I)100CM2SH, TEMPO 5F MP A1 125CM, TEMPO 5F MP A2(I)125CM2SH, TEMPO 5F MP A1 80CM, TEMPO 5F MP A2 (I)80CM2SH, TEMPO 5F MP A1 (I)65CM, TEMPO 5F MP A1 100CM, TEMPO 5F MP A2 100CM 2SH, TEMPO 5F MP A2 80CM 2SH, TEMPO 5F MP A1 65CM, TEMPO 5F MP B2 65CM 2SH, TEMPO 5F MAN 100CM, TEMPO 5F BER 100CM, TEMPO 5F BER 65CM, TEMPO 5F VER 135o 100CM, TEMPO 5F BER II 100CM, TEMPO 5F BER II 65CM, TEMPO 5F BER II 40CM, TEMPO 5F USL 2 80CM, TEMPO 5F HN3 100CM, TEMPO 5F HN 4 100CM, TEMPO 5F JB 1 100CM, TEMPO 5F JB 2 100CM, TEMPO 5F JB 3 100CM, TEMPO 5F SIM 1 100CM, TEMPO 5F SIM 1 100CM 2SH, TEMPO 5F SIM 2 100CM, TEMPO 5F SIM 3 100CM, TEMPO 5F SIM 3 100CM 2SH, TEMPO 5F H1 100CM, TEMPO 5F H3 100CM, TEMPO 5F C1 65CM, TEMPO 5F C1 65CM 2SH, TEMPO 5F C2 100CM, TEMPO 5F C2 65CM, TEMPO 5F C2 65CM 2SH, TEMPO 5F C3 65CM, TEMPO 5F C3 65CM 2SH, TEMPO 5F RDC A1 80CM, TEMPO 5F RDC A2(I)80CM2SH, TEMPO 5F RDC A2(I)65CM2SH, TEMPO 5F RDC A2 80CM 2SH, TEMPO 5F SHK 0.8 65CM, INFINITI 5F 100cm RBL4.5 1SH, INFINITI 5F 100cm RBL5.0 1SH, INFINITI 5F 100cm RBLTG 1SH, INFINITI 5F 125cm RBLJK 2SH, INFINITI 5F 125cm RBL3.5 1SH, INFINITI 5F 125cm RBL4.0 1SH, INFINITI 5F 125cm RBL4.5 1SH, INFINITI 5F 125cm RBL5.0 1SH, INFINITI 5F 125cm RBLTG 1SH, INFINITI 4F JL4.5 100CM, INFINITI 4F JL3.5 100CM, INFINITI 4F JR3.5 100CM, INFINITI 4F JL4.0 100CM, INFINITI 4F 100cm JR4, INFINITI 4F JL5.0 100CM, INFINITI 4F JR5.0 100CM, INFINITI 4F JL6.0 100 CM, INFINITI 4F JR6.0 100 CM, INFINITI 4F JR4.0 SHORT 100CM, INFINITI 4F JR4.0 MOD. 100CM, INFINITI 4F JR5.0 MOD. 100CM, INFINITI 4F SONES I 80CM 2SH, INFINITI 4F SONES II 80CM 2SH, INFINITI 4F MPA2 65CM 2SH, INFINITI 4F AR I MOD 100 CM, INFINITI 4F MPA2 100 CM 2SH, INFINITI 4F ARII MOD 100CM, INFINITI 4F MPA2 125CM 2SH, INFINITI 4F ALI 100CM, INFINITI 4F ALII 100CM, INFINITI 4FINITI ALIII 100CM, INFINITI 4F AR MOD 100CM, INFINITI 4F MPA2 80CM 2SH, INFINITI 4F PIG 110CM 8SH, INFINITI 4F PIG 110CM 6SH, INFINITI 4F PIG 110CM, INFINITI 4F PIG 145° MOD 110CM 6SH, INFINITI 4F PIG 155° MOD 110CM 6SH, INFINITI 4F 110CM 5SH PIG 145 MOD, INFINITI 4F PIG 155° MOD 110CM, INFINITI 4FINITI IM 100CM, INFINITI 4FINITI RCB 100CM, INFINITI 4FINITI LCB 100CM, INFINITI 4FINITI SRC 100CM, INFINITI 4FINITI 3DRC 100 CM, INFINITI 4F 8 SH MICROLOOP, TEMPO 5F SHK 1.0 65CM, TEMPO 5F RC 1 65CM, TEMPO 5F RC 2 65CM, TEMPO 5F RIM 65CM, TEMPO 5F STR 65CM 5SH, TEMPO 5F PIG 65CM 5SH, INFINITI 5F JR 4 RB 100CM, INFINITI 5F JL 4.5 100CM, INFINITI 5F JL 3.5 100CM, INFINITI 5F JR 3.5 100CM, INFINITI 5F JL 4 100CM, INFINITI 5F JR 4 100CM, INFINITI 5F JL 5 100CM, INFINITI 5F JR 5 100CM, INFINITI 5F JL 6 100CM, INFINITI 5F JR 6 100CM, INFINITI 5F JR4 ST 100CM, INFINITI 5F JR 4 MOD 100CM, INFINITI 5F JR 5 MOD 100CM, INFINITI 5F SON I 80CM 4SH, INFINITI 5F SON II 80CM 4SH, INFINITI 5F MP B2 100CM 2SH, INFINITI 5F MP A2 65CM 2SH, INFINITI 5F AR I MOD 100CM, INFINITI 5F MP A2 100CM 2SH, INFINITI 5F AR II MOD 100CM, INFINITI 5F MP A2 125CM 2SH, INFINITI 5F AL I 100CM, INFINITI 5F AL II 100CM, INFINITI 5F AL III 100CM, INFINITI 5F AR MOD 100CM, INFINITI 5F MP A2 80CM 2SH, INFINITI 5F PIG 110CM 8SH, INFINITI 5F PIG 110CM 6SH, INFINITI 5F PIG145 110CM 6SH, INFINITI 5F TLPIGST145 110CM 6SH, INFINITI 5F PIG155 110CM 6SH, INFINITI 5F TLPIGST155 110CM 6SH, INFINITI 5F IM 100CM, INFINITI 5F SON I 100CM 4SH, INFINITI 5F S0N 1.5 100CM 4SH, INFINITI 5F RCB 100CM, INFINITI 5F LCB 100CM, INFINITI 5F SRC 100CM, INFINITI 5F 3DRC 100CM, INFINITI 5F BER 111 100 CM, INFINITI 5F BARBEAU 100CM 2SH, INFINITI 5F 100cm RBLJK 2SH, INFINITI 5F 100cm RBL3.5 1SH, INFINITI 5F 100cm RBL4.0 1SH, 4F DSA Sets, 65cm, 5F DSA Sets, 65cm, High Flow 7F, JL 3.5 100cm, High Flow 7F, JR 3.5 100cm, High Flow 7F, JL 4 100CM, High Flow 7F Maker, JL 4 100CM, High Flow 7F, JR 4 100cm, High Flow 7F, JL 5 100cm, High Flow 7F, JR 5 100cm, High Flow 7F, JL 6 100cm, High Flow 7F, JR 6 100cm, High Flow 7F, JL 4 125cm, High Flow 7F, JR 4 125cm, High Flow 7F SONII 80cm, High Flow 7F MP A1 125 CM, High Flow 7F AL I 100CM, High Flow 7F AL II 100CM, High Flow 7F MP A2 100CM 2SH, High Flow 7F 100CM OPEN END 2SH, High Flow 7F AL III 100CM, High Flow 7F N.I.H. 100cm 4SH, High Flow 7F AR MOD 100cm, High Flow 7F PIG 100cm 12SH, High Flow 7F PIG 110CM 8SH, High Flow 7F PIG 110CM 4SH, High Flow 7F PIG 110CM 6SH, High Flow 7F PIG 110CM 8S, High Flow 7F PIG 145 110CM 6SH, High Flow 7F PIG 145 110CM 12SH, High Flow 7F PIG 155 110CM 12SH, High Flow 7F PIG 155 110CM 6SH, High Flow 7F IM 100CM, High Flow 7F RCB 100CM, High Flow 7F LCB 100CM, High Flow 7F SK 100CM 2SH, High Flow 7F MPA1 100CM, High Flow 7F MP A1 125CM, High Flow 7F MP A2 125CM 2SH, High Flow 7F MULTIPACK, High Flow 7F PRIMOPAC with CSI, High Flow 7F JUDKINS L4.5 100CM, High Flow 7F EL GAMAL II 100CM, High Flow 7F COREPACK with GUIDEWIRE | AGS Corporation | 2024-06-19T00:00:00.000+02:00 | Cordis Corporation 14201 North West 60th Avenue Miami Lakes Florida 33014 USA | 451-501F5, 451-501H5, 451-501L5, 451-501V5, 451-502F5, 451-502L5, 451-502V5, 451-503F5, 451-503H5, 451-503L5, 451-503V5, 451-504F5, 451-504L5, 451-504V5, 451-506H0, 451-506H2, 451-506P0, 451-506P2, 451-506S0, 451-506S2, 451-506V0, 451-507H0, 451-507H2, 451-507S2, 451-507V0, 451-508V2, 451-512H0, 451-513H0, 451-513V0, 451-514H0, 451-515H0, 451-515V0, 451-515T0, 451-518S0, 451-520H0, 451-521H0, 451-523H0, 451-524H0, 451-525H0, 451-530H0, 451-530H2, 451-531H0, 451-531H2, 451-532H0, 451-532H2, 451-535H0, 451-539H0, 451-542V0, 451-542V2, 451-543H0, 451-543V0, 451-543V2, 451-544V0, 451-544V2, 451-546S0, 451-546S2, 451-546V2, 451-547S0, 451-547S2, 451-549V0, 555-500R451, 555-500R501, 555-500T1, 555-525J2, 555-525R351, 555-525R401, 555-525R451, 555-525R501, 555-525T1, 538-417, 538-418, 538-419, 538-420, 538-421, 538-422, 538-423, 538-424, 538-425, 538-427, 538-428, 538-429, 538-430, 538-431, 538-440, 538-441, 538-442, 538-443, 538-444, 538-445, 538-446, 538-447, 538-448, 538-449, 538-450E, 538-450S, 538-451V, 538-453S, 538-455S, 538-457V, 538-459V, 538-460, 538-470, 538-472, 538-474, 538-476, 538-491P, 538-492C, 538-493, 538-493C, 451-550V0, 451-555V0, 451-556V0, 451-557V0, 451-591V5, 451-593V5, 534-516T, 534-517T, 534-518T, 534-519T, 534-52-0T, 534-521T, 534-522T, 534-523T, 534-524T, 534-525T, 534-527T, 534-528T, 534-529T, 534-530T, 534-531T, 534-539T, 534-540T, 534-541T, 534-542T, 534-543T, 534-544T, 534-545T, 534-546T, 534-547T, 534-548T, 534-549T, 534-550E, 534-550S, 534-552S, 534-553S, 534-554S, 534-555S, 534-560T, 534-562T, 534-564T, 534-570T, 534-572T, 534-574T, 534-576T, 534-577T, 534-578T, 555-500J2, 555-500R351, 555-500R401, 503-410, 503-420, 503-510, 503-520, 527-718, 527-719, 527-720, 527-720M, 527-721, 527-722, 527-723, 527-724, 527-725, 527-726, 527-727, 527-731, 527-733, 527-740, 527-741, 527-742, 527-742M, 527-744, 527-745, 527-748, 527-750, 527-750E, 527-750F, 527-750S, 527-751M, 527-752, 527-752S, 527-753, 527-754, 527-754S, 527-760, 527-770, 527-772, 527-782, 527-784, 527-786, 527-787, 527-793, 527-799, 527-791P, 527-710, 527-715, 527-730, 527-791C, 527-792C, 527-793C, 527-793P, 527-794C, 526-410, 526-411, 526-412, 526-420, 526-421, 526-422, 526-430, 526-431, 526-432, 526-440, 526-442, 526-413, 526-423, 526-510, 526-511, 526-512, 526-520, 526-521, 526-522, 526-530, 526-523, 526-531, 526-532, 526-540, 526-541, 526-513, 452-407H0, 452-412H0, 452-413H0, 452-414H0, 452-418S0, 452-421H0, 452-443S0, 452-423H0, 452-430H0, 452-431H0, 452-435H0, 452-442V0, 452-443V0, 452-447S0, 452-450V0, 452-507H0, 452-512H0, 452-513H0, 452-514H0, 452-518S0, 452-521H0, 452-523H0, 452-530H0, 452-531H0, 452-535H0, 452-542V0, 452-543S0, 452-543V0, 452-547S0, 452-550V0, 451-401F5, 451-401H5, 451-401V5, 451-402F5, 451-402V5, 451-403F5, 451-403H5, 451-403L5, 451-403V5, 451-404F5, 451-404V5, 451-406H0, 451-406H2, 451-406P0, 451-406P2, 451-406S2, 451-406V0, 451-407H2, 451-407S2, 451-407V0, 451-408V2, 451-412H0, 451-413H0, 451-413V0, 451-414H0, 451-415H0, 451-418S0, 451-415V0, 451-420H0, 451-421H0, 451-423H0, 451-424H0, 451-425H0, 451-430H0, 451-430H2, 451-431H0, 451-431H2, 451-432H0, 451-432H2, 451-435H0, 451-439H0, 451-442V0, 451-442V2, 451-443H0, 451-443V0, 451-443V2, 451-444V0, 451-444V2, 451-446S0, 451-446S2, 451-447S0, 451-447S2, 451-449V0, 451-450V0, 451-455V0, 451-456V0, 451-457V0, 451-401L5, 451-413T0, 534-644T, 534-645T, 534-646T, 534-647T, 534-648T, 534-649T, 534-650E, 534-650S, 534-652S, 534-654S, 534-660T, 534-670T, 534-672T, 534-674T, 534-676T, 555-600J2, 555-600R351, 555-600R401, 555-600R451, 555-600R501, 555-600T1, 555-625J2, 555-625R351, 555-625R401, 555-625R451, 555-625R501, 555-625T1, 533-525, 533-527, 533-528, 533-530, 533-531, 533-532, 533-533, 533-533A, 533-534A, 533-535, 533-537S, 533-538S, 533-540, 533-542, 533-544, 533-545, 533-550, 533-551, 533-552, 533-553, 533-554, 533-556, 533-557, 533-558, 533-559, 533-560, 533-561, 533-562, 533-563, 533-565, 533-570, 533-572, 533-576, 533-578, 533-579, 533-580, 533-581, 533-582, 533-58 | Klasa III | Katetera diagnostikues per procedura angiografike | Pajisje nje perdorimeshe
.038, High Flow 7F COREPACK with GUIDEWIRE.035, High Flow 7F, NYLEX 4F PIG 65CM 8SH, NYLEX 4F PIG .035 90CM 8SH, NYLEX 4F PIG 100CM 8SH, NYLEX 4F STR 65CM 8SH, NYLEX 4F STR 90CM 8SH, NYLEX 4F STR 100CM 8SH, NYLEX 4F PIG TR 65CM 8SH, NYLEX 4F PIG TR 90CM 8SH, NYLEX 4F PIG TR 100CM 8SH, NYLEX 4F UF 65CM 8SH, NYLEX 4F UF 100CM 8SH, NYLEX 4F PIG 110CM 8SH, NYLEX 4F STR 110CM 8SH, NYLEX 5F PIG 65CM 8SH, NYLEX 5F PIG 90CM 8SH, NYLEX 5F PIG 100CM 8SH, NYLEX 5F STR 65CM 8SH, NYLEX 5F STR 90CM 8SH, NYLEX 5F STR 100CM 8SH, NYLEX 5F PIG TR 65CM 8SH, NYLEX 5F STR 110CM 8SH, NYLEX 5F PIG TR 90CM 8SH, NYLEX TR 5FR .035 100CM 8SH, NYLEX 5F UF 65CM 8SH, NYLEX 5F UF 90CM 8SH, NYLEX 5F 110 PIGT.035, TEMPO AQUA 4F MP A1 100CM, TEMPO AQUA 4F MAN 100CM, TEMPO AQUA 4F BER 100CM, TEMPO AQUA 4FVER135o100CM, TEMPO AQUA 4F USL 2 80CM, TEMPO AQUA 4F HN 4 100CM, TEMPO AQUA 4F C2 80CM, TEMPO AQUA 4F JB 1 100CM, TEMPO AQUA 4F SIM 1 100CM, TEMPO AQUA 4F SIM 2 100CM, TEMPO AQUA 4F H1 100CM, TEMPO AQUA 4F C1 65CM, TEMPO AQUA 4F C2 65CM, TEMPO AQUA 4F RDC A1 80CM, TEMPO AQUA 4F SHK 1.065CM, TEMPO AQUA 5F MP A1 100CM, TEMPO AQUA 5F MAN 100CM, TEMPO AQUA 5F BER 100CM, TEMPO AQUA 5FVER135o100CM, TEMPO AQUA 5F USL 2 80CM, TEMPO AQUA 5F HN 4 100CM, TEMPO AQUA 5F JB 1 100CM, TEMPO AQUA 5F SIM 1 100CM, TEMPO AQUA 5F SIM 2 100CM, TEMPO AQUA 5F H1 100CM, TEMPO AQUA 5F C1 65CM, TEMPO AQUA 5F C2 80CM, TEMPO AQUA 5F C2 65CM, TEMPO AQUA 5F RDC A1 80CM, TEMPO AQUA 5F SHK 1.065CM, TEMPO 4 STR 90CM 5SH, TEMPO 4F STR 100CM 5SH, TEMPO 4F STR 65CM 5SH, TEMPO 4F PIG TR 90CM 5SH, TEMPO 4F PIG TR 65CM 5SH, TEMPO 4F PIG 90CM 5SH, TEMPO 4F PIG 100CM 5SH, TEMPO 4F PIG 110CM 5SH, TEMPO 4F PIG 65CM 5SH, TEMPO 4F UF 90CM 5SH, TEMPO 4F UF 65CM 5SH, TEMPO 4F MP A1 100CM, TEMPO 4F MP A2(I)100CM2SH, TEMPO 4F MP A1 (I) 125CM, TEMPO 4F MP A2(I)125CM2SH, TEMPO 4F MP A2 (I)80CM2SH, TEMPO 4F MP A1 (I) 65CM, TEMPO 4F MP A2 100CM 2SH, TEMPO 4F MP A2 80CM 2SH, TEMPO 4F MP A1 65CM, TEMPO 4F MP B2 65CM 2SH, TEMPO 4F MAN 100CM, TEMPO 4F BER 100CM, TEMPO 4F BER 65CM, TEMPO 4F VER 135° 100CM, TEMPO 4F BER II 100CM, TEMPO 4F BER II 65CM, TEMPO 4F USL 2 80CM, TEMPO 4F HN 3 100CM, TEMPO 4F HN 4 100CM, TEMPO 4F JB 1 100CM, TEMPO 4F JB 2 100CM, TEMPO 4F JB 3 100CM, TEMPO 4F SIM 1 100CM, TEMPO 4F SIM 1 100CM 2SH, TEMPO 4F SIM 2 100CM, TEMPO 4F SIM 2 100CM 2SH, TEMPO 4 4F SIDEWIND 3 100, TEMPO 4F SIM 3 100CM 2SH, TEMPO 4F H1 100CM, TEMPO 4F H3 100CM, TEMPO 4F C1 65CM, TEMPO 4F C1 65CM 2SH, TEMPO 4F C2 100CM, TEMPO 4F C2 65CM, TEMPO 4F C2 65CM 2SH, TEMPO 4F C3 65CM, TEMPO 4F C3 65CM 2SH, TEMPO 4F RDC A2(I)80CM2SH, TEMPO 4F RDC A1 80CM, TEMPO 4F RDC A2 80CM 2SH, TEMPO 4F SHK 0.8 65CM, TEMPO 4F SHK 1.0 65CM, TEMPO 4F RC 1 65CM, TEMPO 4F RC 2 65 CM, TEMPO 4F RIM 65CM, TEMPO 4F STR 110CM 5SH, TEMPO 4F BER 40CM, INFINITI 6F TL MP A2 125CM 2SH, INFINITI 6F TL AL I 100CM, INFINITI 6F TL AL II 100CM, INFINITI 6F TL AL III 100CM, INFINITI 6F TL AR MOD 100CM, INFINITI 6F TL MP B2 100CM 2SH, INFINITI 6F PIG 110CM 8SH, INFINITI 6F PIG 110CM 6SH, INFINITI 6F PIG 145 110CM 6SH, INFINITI 6F PIG 155 110CM 6SH, INFINITI 6F TL IM 100CM, INFINITI 6F TL RCB 100CM, INFINITI 6F TL LCB 100CM, INFINITI 6F TL SRC 100CM, INFINITI 6F TL 3DRC 100CM, INFINITI 6F 100cm RBLJK 2SH, INFINITI 6F 100cm RBL3.5 1SH, INFINITI 6F 100cm RBL4.0 1SH, INFINITI 6F 100cm RBL4.5 1SH, INFINITI 6F 100cm RBL5.0 1SH, INFINITI 6F 100cm RBLTG 1SH, INFINITI 6F 125cm RBLJK 2SH, INFINITI 6F 125cm RBL3.5 1SH, INFINITI 6F 125cm RBL4.0 1SH, INFINITI 6F 125cm RBL4.5 1SH, INFINITI 6F 125cm RBL5.0 1SH, INFINITI 6F 125cm RBLTG 1SH, Super Torque Plus F5.2 N.I.H 65CM 4SH, Super Torque Plus F5.2 JL4.5 100CM, Super Torque Plus F5.2 JR4 MOD 100, Super Torque Plus F5.2 SON I 80CM 4SH, Super Torque Plus F5.2 SON II 80CM 4SH, Super Torque Plus F5.2 MP A2 80CM 2SH, Super Torque Plus F5.2 PIG 110CM 6SH, Super Torque Plus F5.2 PIG 155° 110CM
6SH, Super Torque Plus F5.2 PIG 145° 110CM
6SH, Super Torque Plus F5.2 N.I.H 80CM 4SH, Super Torque Plus F5.2 PIG 145°
MOD110CM 6SH, Super Torque Plus F5.2 PIG 155°
MOD110CM 6SH, Super Torque Plus F5.2 AL I 100CM, Super Torque Plus F5.2 AL II 100CM, Super Torque Plus F5.2 AL III 100CM, Super Torque Plus F5.2 N.I.H 100CM 4SH, Super Torque Plus F5.2 JR3.5 100CM, Super Torque Plus F5.2 JL3.5 100CM, Super Torque Plus F5.2 JR4 100CM, Super Torque Plus F5.2 JL 4 100CM, Super Torque Plus F5.2 AR MOD 100CM, Super Torque Plus F5.2 MPA2(I) 100CM
2SH, Super Torque Plus F5.2 MPA2(I) 125CM
2SH, Super Torque Plus F5.2 JL 5 100 CM, Super Torque Plus F5.2 JR 6 100 CM, Super Torque Plus F5.2 JL 6 100 CM, Super Torque Plus F5.2 MP A2 65 CM 2SH, Super Torque Plus F5.2 JR 4 ST 100 CM, Super Torque Plus F5.2 JR 4 125CM, Super Torque Plus F5.2 RCB 100 CM, Super Torque Plus F5.2 LCB 100 CM, Super Torque Plus F5.2 3DRC 100CM, Super Torque Plus F5.2 MP A1 100CM, Super Torque Plus F5.2 MPA1 80CM, Super Torque Plus F5.2 I M 100CM, Super Torque Plus F5.2 CAS I 80CM, Super Torque Plus F5.2 MP A2 100CM, Super Torque Plus F5.2 CAS III 80CM, Super Torque Plus F5.2 CAS I 100CM, Super Torque Plus F5.2 CAS II 100CM, Super Torque Plus F5.2 CAS III 100CM, Super Torque Plus F5.2 MP A2 125CM 2SH, Super Torque Plus F5.2 CAS II 80CM, Super Torque Plus F5.2 COR PAC .038, Super Torque Plus F5.2 PRIMO PAC
STRIAHGT, Super Torque Plus F5.2 COR PAC .035, Super Torque Plus F5.2 MULTIPACK 145
PIG, Super Torque Plus F5.2 COR PAC .038, Super Torque Plus F5.2 PRIMO PAC 145, Super Torque Plus F5.2 COR PAC .035, Super Torque Plus F5.2 MULTIPACK STRT
PIG, Super Torque Plus F5.2 100cm RBLJK 2SH, Super Torque Plus F5.2 100cm RBLTG 1SH, Super Torque Plus F5.2 125cm RBLJK 2SH, Super Torque Plus F5.2 125cm RBLTG 1SH, Super Torque Plus 6F JL3.5 100CM, Super Torque Plus 6F JR3.5 100CM, Super Torque Plus 6F JL 4 100CM, Super Torque Plus 6F JR 4 100CM, Super Torque Plus 6F JL 5 100CM, Super Torque Plus 6F JR 5 100CM, Super Torque Plus 6F JL 6 100CM, Super Torque Plus 6F JR 6 100CM, Super Torque Plus 6F JR 4 ST 100CM, Super Torque Plus 6F JL4.5 100CM, Super Torque Plus 6F JR 4 MOD 100CM, Super Torque Plus 6F MP A2 80 CM 2SH, Super Torque Plus 6F SON I 100CM 4SH, Super Torque Plus 6F SON II 100CM 4SH, Super Torque Plus 6F SON III 100CM 4SH, Super Torque Plus 6F MP A1 80CM, Super Torque Plus 6F MP B3 100CM 6SH, Super Torque Plus 6F N.I.H. 80CM 4SH, Super Torque Plus 6F NIH 100CM 4SH, Super Torque Plus 6F EGB I 100CM 2SH, Super Torque Plus 6F EGB II 100CM 2SH, Super Torque Plus 6F EGB III 100CM 2SH, Super Torque Plus 6F MP A1 100CM, Super Torque Plus 6F AR I MOD 100CM, Super Torque Plus 6F MP A2 100CM 2SH, Super Torque Plus 6F AR II MOD 100CM, Super Torque Plus 6F MP A2 125CM 2SH, Super Torque Plus 6F AL I 100CM, Super Torque Plus 6F AL II 100CM, Super Torque Plus 6F AL III 100CM, Super Torque Plus 6F AR MOD 100CM, Super Torque Plus 6F MP B2 100CM 2SH, Super Torque Plus 6F PIG 110CM 8SH, Super Torque Plus 6F PIG 110CM 4SH, Super Torque Plus 6F PIG 125CM 8SH, Super Torque Plus 6F PIG 110CM 6SH, Super Torque Plus 6F PIG 125CM 6SH, Super Torque Plus 6F PIG 145 110CM 6SH, Super Torque Plus 6F PIG
145MOD110CM6SH, Super Torque Plus 6F PIG 155 110CM 6SH, Super Torque Plus 6F PIG
155MOD110CM6SH, Super Torque Plus 6F IM 100CM, Super Torque Plus 6F IM MOD II 100CM, Super Torque Plus 6F NR 100CM, Super Torque Plus 6F MP B2 125CM 2SH, Super Torque Plus 6F WIMA 100CM, Super Torque Plus 6F MP A1 125CM, Super Torque Plus 6F RCB 100CM, Super Torque Plus 6F LCB 100CM, Super Torque Plus 6F 3DRC 100CM, Super Torque Plus 6F MULTIPACK JL4 JR4
PIG, Super Torque Plus 6F CAS II 80CM, Super Torque Plus 6F CAS I 100CM, Super Torque Plus 6F CAS II 100CM, Super Torque Plus 6F MPAC JL4,JR4,PIG6, Super Torque Plus 6F CAS III 100CM, Super Torque Plus 6F JR 4 CLASSIC 100CM, Super Torque Plus 6F JR 5 SB 100CM, Super Torque Plus 6F JR 4 SB 100CM, Super Torque Plus 6F COR PAC .038, Super Torque Plus 6F PRIMO MULTI PACS, Super Torque Plus 6F COR PAC .035, Super Torque Plus 6F ANGLE PIG
MULTIPACK, Super Torque Plus 6F PRIMOPAC, Super Torque Plus 6F COR .035, Super Torque Plus 6F PRIMOPAC AVANTI SI, Super Torque Plus 6F STRAIGHT
MULTIPACK, Super Torque Plus 6F 100cm RBLJK 2SH, Super Torque Plus 6F 100cm RBL4.0 1SH, Super Torque Plus 6F 100cm RBL4.5 1SH, Super Torque Plus 6F 100cm RBL5.0 1SH, Super Torque Plus 6F 100cm RBLTG 1SH, Super Torque Plus 6F 125cm RBLJK 2SH, Super Torque Plus 6F 125cm RBL4.0 1SH, Super Torque Plus 6F 125cm RBL4.5 1SH, Super Torque Plus 6F 125cm RBL5 1SH, Super Torque Plus 6F 125cm RBLTG 1SH, Super Torque MB 5F PIG 110CM 6SH, Super Torque MB 5F PIG 65CM 8SH, Super Torque MB 5F PIG 70CM 6SH, Super Torque 6F PIG 65CM 12SH, Super Torque 6F PIG 90CM 12SH, Super Torque 6F PIG 110CM 8SH, Super Torque 6F MP A1 80CM, Super Torque 6F MP A2 80CM 2SH, Super Torque 6F MP A2 100CM2SH, Super Torque 6F SIM 1 100CM, Super Torque 6F SIM 1 100CM2SH, Super Torque 6F SIM 2 100CM, Super Torque 6F SIM 3 100CM, Super Torque 6F SIM 4 100CM, Super Torque 6F H1 100CM, Super Torque 6F H1H 100CM, Super Torque 6F C2 65CM, Super Torque 6F C3 65CM, Super Torque 6F RDC A1 80CM, Super Torque 6F RDC A2 80CM2SH, Super Torque 6F NIH 80CM 4SH, Super Torque 6F JL 3.5 100CM, Super Torque 6F JR 3.5 100CM, Super Torque 6F JL 4 100CM, Super Torque 6F JR 4 100CM, Super Torque 6F JL 5 100CM, Super Torque 6F JR 5 100CM, Super Torque 6F JL 6 100CM, Super Torque 6F JR 6 100CM, Super Torque 6F JL 4.5 100CM, Super Torque 6F JR 4 MOD 100CM, Super Torque 6F SON I 100CM 4SH, Super Torque 6F MP A2 100CM 2SH, Super Torque 6F MP A2 125CM 2SH, Super Torque 6F AL I 100CM, Super Torque 6F AL II 100CM, Super Torque 6F AL III 100CM, Super Torque 6F AR MOD 100CM, Super Torque 6F MP B2 100CM 2SH, Super Torque 6F PIG 110CM 6SH, Super Torque 6F PIG 145 110CM 6SH, Super Torque 6F PIG 155 110CM 6SH, Super Torque 6F IM 100CM, Super Torque 6F SON I 80CM 4SH, Super Torque 6F IM VB1 90CM, Super Torque 6F SON II 80CM 4SH, Super Torque 6F SON II 100CM 4SH, Super Torque 6F MPB2ELONGNOSE 125CM
2SH, Super Torque 6F MPB2ELONGNOSE 100CM
2SH, Super Torque 6F RCB 100CM, Super Torque 6F LCB 100CM, Super Torque 6F MPAC JL4 JR4 PIG, Super Torque 6F CAS I 80CM, Super Torque 6F CAS II 80CM, Super Torque 6F CAS III 80CM, Super Torque 6F CAS I 100CM, Super Torque 6F CAS II 100CM, Super Torque 6F MPAC JL4 JR4 PIG6S, Super Torque 6F CAS III 100CM, Super Torque 6F PRIMOPAC AVANTI SI, Super Torque 6F PROPAC 038GW PIG145, Super Torque 6F PROPAC 035GW PIG145, Super Torque 6F PROPAC 038GW, Super Torque 6F PROPAC 035GW, Super Torque 5F SIM 1 100CM, Super Torque 5F SIM 2 100CM, Super Torque 5F SIM 3 100CM, Super Torque 5F H1 100CM, Super Torque 5F H3 100CM, Super Torque 5F MP A2 (I) 80CM 2SH, Super Torque 5F MP A2 (I) 100CM 2SH, Super Torque 5F MP A2 (I) 125CM 2SH, Super Torque 5F RDC A1 80CM, Super Torque 5F RDC A2 (I) 65CM 2SH, Super Torque 5F RDC A2 (I) 80CM 2SH, Super Torque 5F C1 65CM, Super Torque 5F C2 65CM, Super Torque 5F C3 65CM, Super Torque 5F C1 65CM 2SH, Super Torque 5F C2 65CM 2SH, Super Torque 5F C3 65CM 2SH, Super Torque 5F SHK 0.8 65CM, Super Torque 5F SHK 1.0 65CM, Super Torque 5F HN 4 100CM, Super Torque 5F RC 1 65CM, Super Torque 5F RC 2 65CM, Super Torque 5F RIM 65CM, Super Torque 5F PIG 65CM 8SH, Super Torque 5.2F PIG 110CM 6SH, Super Torque 5F PIG 90CM 8SH, Super Torque 5F JB 1 100CM, Super Torque 5F JB 2 100CM, Super Torque 5F SIM 1 100CM 2SH, Super Torque 5F SIM 2 100CM 2SH, Super Torque 5F SIM 3 100CM 2SH, Super Torque 5F VER 100CM, Super Torque 5F PIG 100CM 8SH, Super Torque 5F STR 65CM 8SH, Super Torque 5F CL 65CM, Super Torque 5F CL 65CM 2SH, Super Torque 5F CL 80CM, Super Torque 5F CL 80CM 2SH, Super Torque 5F STR 100CM 8SH, Super Torque 5F MAN 100CM, Super Torque 5F PIER 65CM, Super Torque 5F MP A1 100CM, Super Torque 5F MP A1 80CM, Super Torque 5F NEFF 80CM 6SH, Super Torque 5F MP A1 65CM, Super Torque 5F MP A2 65CM 2SH, Super Torque 5F MP A2 100CM 2SH, Super Torque 5F HN 3 100CM, Super Torque 4F 100CM, Super Torque 4F PIG 65CM 8SH, Super Torque 4F PIG 90CM 8SH, Super Torque 4F PIG 100CM 8SH, Super Torque 4F PIG 110CM 8SH, Super Torque 4F SIM1 100CM, Super Torque 4F SIM2 100CM, Super Torque 4F SIM3 100CM, Super Torque 4F SIM 2 90CM 2SH, Super Torque 4F STR 65CM 8SH, Super Torque 4F STR 90CM 8SH, Super Torque 4F STR 100CM 8SH, Super Torque 4F PIG TR 65CM 8SH, Super Torque 4F PIG TR 90CM 8SH, Super Torque 4F PIG TR 100CM 8SH, Super Torque 4F PIG TR 110CM 8SH, Super Torque 4F MPA1 100CM, Super Torque 4F MPA1 125CM, Super Torque 4F MP A2 (I) 80CM 2SH, Super Torque 4F RDC A1 (I) 80CM, Super Torque 4F JR 2 80CM, Super Torque 4F J B1 100CM, Super Torque 4F J B2 100CM, Super Torque 4F J B3 100CM, Super Torque 4F C2 100CM, Super Torque 4F C1 65CM, Super Torque 4F C1 65CM 2SH, Super Torque 4F C2 65CM, Super Torque 4F C2 65CM 2SH, Super Torque 4F C3 65CM, Super Torque 4F C3 65CM 2SH, Super Torque 4F RC 1 65CM, Super Torque 4F RC 2 65CM, Super Torque 4F RIM 65CM, Super Torque 4F MP A2 (I) 125CM 2SH, Super Torque 4F H1-100CM, Super Torque 4F RDC A2 (I) 65CM 2SH, Super Torque 4F H3 100 CM, Super Torque 4F MAN 100CM, Super Torque 4F SHK 0.8 65CM, Super Torque 4F SHK 1.0 65CM, Super Torque 4F RDC A2 (I) 80CM 2SH, Super Torque 4F MP A2 (I) 100CM 2SH, Super Torque 4F MP A1 65CM, Super Torque 4F MP A1 100CM, Super Torque 4F MP A2 65CM 2SH, Super Torque 4F MP A2 100CM 2SH, Super Torque 4F HN 3 100CM, Super Torque 4F HN 4 100CM, Super Torque 4F VER 135 100CM, INFINITI 4F 145 DEGREES 5 SH, INFINITI 4F MPAC JL4 JR4 PIG 6/110, INFINITI 4F 155 DEG 6 SH MICROLOOP, INFINITI 4F MPAC JL4 JR4 PIG 8/110, INFINITI 4F MULTIPACK, INFINITI 4F PROPACK, INFINITI 4F 5 SH, INFINITI 6F TL JL 4 125CM, INFINITI 6F TL JR 4 125CM, INFINITI 6F TL JL 4.5 100CM, INFINITI 6FTL JL 3.5 100 CM, INFINITI 6F TL JR 3.5 100CM, INFINITI 6F TL JL 4 100CM, INFINITI 6F TL JR 4 100CM, INFINITI 6F TL JL 5 100CM, INFINITI 6F TL JR 5 100CM, INFINITI 6F TL JL 6 100CM, INFINITI 6F TL JR 6 100CM, INFINITI 6F TL JR 4 ST 100CM, INFINITI 6F TL JR 4 MOD 100CM, INFINITI 6F TL JR 5 MOD 100CM, INFINITI 6F TL SON I 80CM 4SH, INFINITI 6F TL SON II 80CM 4SH, INFINITI 6F TL SON I 100CM 4SH, INFINITI 6F TL SONII 100CM 4SH, INFINITI 6F TL AR I MOD 100CM, INFINITI 6F TL MP A2 100CM 2SH, INFINITI 6F TL AR II MOD 100CM
16691 | Vista Brite Tip Guiding Catheter Family MODIFIED STANDARDS GUIDING CATHETERS (5F – 9F SIZES) JL3 ST, Vista Brite Tip Guiding Catheter Family MODIFIED STANDARDS GUIDING CATHETERS (5F – 9F SIZES) JL5, Vista Brite Tip Guiding Catheter Family MODIFIED STANDARDS GUIDING CATHETERS (5F – 9F SIZES) MPA-2, Vista Brite Tip Guiding Catheter Family MODIFIED STANDARDS GUIDING CATHETERS (5F – 9F SIZES) XB3, Vista Brite Tip Guiding Catheter Family MODIFIED STANDARDS GUIDING CATHETERS (5F – 9F SIZES) AR MOD, Vista Brite Tip Guiding Catheter Family MODIFIED STANDARDS GUIDING CATHETERS (5F – 9F SIZES) MPA1, Vista Brite Tip Guiding Catheter Family MODIFIED STANDARDS GUIDING CATHETERS (5F – 9F SIZES) CHAMP 2.0, Vista Brite Tip Guiding Catheter Family MODIFIED STANDARDS GUIDING CATHETERS (5F – 9F SIZES) CHAMP 4.0, Vista Brite Tip Guiding Catheter Family MODIFIED STANDARDS GUIDING CATHETERS (5F – 9F SIZES) 2SH JL4 ECO, Vista Brite Tip Guiding Catheter Family MODIFIED STANDARDS GUIDING CATHETERS (5F – 9F SIZES) JFL ST, Vista Brite Tip Guiding Catheter Family MODIFIED STANDARDS GUIDING CATHETERS (5F – 9F SIZES) JFR ST, Vista Brite Tip Guiding Catheter Family MODIFIED STANDARDS GUIDING CATHETERS (5F – 9F SIZES) JL4, Vista Brite Tip Guiding Catheter Family MODIFIED STANDARDS GUIDING CATHETERS (5F – 9F SIZES) 2SH AL1STSH, Vista Brite Tip Guiding Catheter Family MODIFIED STANDARDS GUIDING CATHETERS (5F – 9F SIZES) XB 2.5, Vista Brite Tip Guiding Catheter Family MODIFIED STANDARDS GUIDING CATHETERS (5F – 9F SIZES) XBC 3.5, Vista Brite Tip Guiding Catheter Family MODIFIED STANDARDS GUIDING CATHETERS (5F – 9F SIZES) CHAMP1.0, Vista Brite Tip Guiding Catheter Family MODIFIED STANDARDS GUIDING CATHETERS (5F – 9F SIZES) 2SH CIRCUM, Vista Brite Tip Guiding Catheter Family MODIFIED STANDARDS GUIDING CATHETERS (5F – 9F SIZES) XB 3.75, Vista Brite Tip Guiding Catheter Family MODIFIED STANDARDS GUIDING CATHETERS (5F – 9F SIZES) 3D LIMA 90°, Vista Brite Tip Guiding Catheter Family MODIFIED STANDARDS GUIDING CATHETERS (5F – 9F SIZES) 2SH 3D LIMA 90°, Vista Brite Tip Guiding Catheter Family MODIFIED STANDARDS GUIDING CATHETERS (5F – 9F SIZES) AL1ST, Vista Brite Tip Guiding Catheter Family MODIFIED STANDARDS GUIDING CATHETERS (5F – 9F SIZES) BARBEAU, Vista Brite Tip Guiding Catheter Family MODIFIED STANDARDS GUIDING CATHETERS (5F – 9F SIZES) SON1, Vista Brite Tip Guiding Catheter Family MODIFIED STANDARDS GUIDING CATHETERS (5F – 9F SIZES) SAAD RIGHT, Vista Brite Tip Guiding Catheter Family MODIFIED STANDARDS GUIDING CATHETERS (5F – 9F SIZES) SAAD LEFT1, Vista Brite Tip Guiding Catheter Family MODIFIED STANDARDS GUIDING CATHETERS (5F – 9F SIZES) SAAD LEFT2, Vista Brite Tip Guiding Catheter Family MODIFIED STANDARDS GUIDING CATHETERS (5F – 9F SIZES) IM MOD, Vista Brite Tip Guiding Catheter Family MODIFIED STANDARDS GUIDING CATHETERS (5F – 9F SIZES) 2SH IM MOD, Vista Brite Tip Guiding Catheter Family MODIFIED STANDARDS GUIDING CATHETERS (5F – 9F SIZES) 2SH JR4, Vista Brite Tip Guiding Catheter Family MODIFIED STANDARDS GUIDING CATHETERS (5F – 9F SIZES) HS, Vista Brite Tip Guiding Catheter Family MODIFIED STANDARDS GUIDING CATHETERS (5F – 9F SIZES) WILLIAMS 3 DRC, Vista Brite Tip Guiding Catheter Family MODIFIED STANDARDS GUIDING CATHETERS (5F – 9F SIZES) AL1 90°, Vista Brite Tip Guiding Catheter Family MODIFIED STANDARDS GUIDING CATHETERS (5F – 9F SIZES) 2SH XB4.0, Vista Brite Tip Guiding Catheter Family MODIFIED STANDARDS GUIDING CATHETERS (5F – 9F SIZES) 2SH AL.75, Vista Brite Tip Guiding Catheter Family MODIFIED STANDARDS GUIDING CATHETERS (5F – 9F SIZES) AL.75 ST, Vista Brite Tip Guiding Catheter Family MODIFIED STANDARDS GUIDING CATHETERS (5F – 9F SIZES) RIM, Vista Brite Tip Guiding Catheter Family MODIFIED STANDARDS GUIDING CATHETERS (5F – 9F SIZES) XBLAD3.5, Vista Brite Tip Guiding Catheter Family MODIFIED STANDARDS GUIDING CATHETERS (5F – 9F SIZES) RBL4, Vista Brite Tip Guiding Catheter Family MODIFIED STANDARDS GUIDING CATHETERS (5F – 9F SIZES) AL .75, Vista Brite Tip Guiding Catheter Family MODIFIED STANDARDS GUIDING CATHETERS (5F – 9F SIZES) AL.75, Vista Brite Tip Guiding Catheter Family MODIFIED STANDARDS GUIDING CATHETERS (5F – 9F SIZES) XB 7.0, Vista Brite Tip Guiding Catheter Family MODIFIED STANDARDS GUIDING CATHETERS (5F – 9F SIZES) AKM, Vista Brite Tip Guiding Catheter Family MODIFIED STANDARDS GUIDING CATHETERS (5F – 9F SIZES) ALR1.2, Vista Brite Tip Guiding Catheter Family MODIFIED STANDARDS GUIDING CATHETERS (5F – 9F SIZES) RRAD5, Vista Brite Tip Guiding Catheter Family MODIFIED STANDARDS GUIDING CATHETERS (5F – 9F SIZES) RRAD6, Vista Brite Tip Guiding Catheter Family MODIFIED STANDARDS GUIDING CATHETERS (5F – 9F SIZES) XB4, Vista Brite Tip Guiding Catheter Family MODIFIED STANDARDS GUIDING CATHETERS (5F – 9F SIZES) LIMA, Vista Brite Tip Guiding Catheter Family MODIFIED STANDARDS GUIDING CATHETERS (5F – 9F SIZES) STR, Vista Brite Tip Guiding Catheter Family MODIFIED STANDARDS GUIDING CATHETERS (5F – 9F SIZES) JR4, Vista Brite Tip Guiding Catheter Family MODIFIED STANDARDS GUIDING CATHETERS (5F – 9F SIZES) JR 3.5, Vista Brite Tip Guiding Catheter Family MODIFIED STANDARDS GUIDING CATHETERS (5F – 9F SIZES) XBRCA, Vista Brite Tip Guiding Catheter Family MODIFIED STANDARDS GUIDING CATHETERS (5F – 9F SIZES) JL 3.5, Vista Brite Tip Guiding Catheter Family MODIFIED STANDARDS GUIDING CATHETERS (5F – 9F SIZES) XB 3.5, Vista Brite Tip Guiding Catheter Family MODIFIED STANDARDS GUIDING CATHETERS (5F – 9F SIZES) 2SH XB 3.5, Vista Brite Tip Guiding Catheter Family 7F VBT XB 4.5 SH, Vista Brite Tip Guiding Catheter Family 7F VBT XBLAD 3.5, Vista Brite Tip Guiding Catheter Family 7F VBT XBLAD 3.5 SH, Vista Brite Tip Guiding Catheter Family 7F VBT XBLAD 4, Vista Brite Tip Guiding Catheter Family 7F VBT XBLAD 4 SH, Vista Brite Tip Guiding Catheter Family 7F VBT XBLAD 4.5, Vista Brite Tip Guiding Catheter Family 7F VBT JR 3.5, Vista Brite Tip Guiding Catheter Family 7F VBT JR 3.5 SH, Vista Brite Tip Guiding Catheter Family 7F VBT JR 4, Vista Brite Tip Guiding Catheter Family 7F VBT JR 4 90CM, Vista Brite Tip Guiding Catheter Family 7F VBT JR 4 SH, Vista Brite Tip Guiding Catheter Family 7F VBT JR 4 SH 90CM, Vista Brite Tip Guiding Catheter Family 7F VBT JR 5, Vista Brite Tip Guiding Catheter Family 7F VBT JR 5 SH, Vista Brite Tip Guiding Catheter Family 7F VBT JR 4 ST, Vista Brite Tip Guiding Catheter Family 7F VBT JR 4.5 ST, Vista Brite Tip Guiding Catheter Family 7F VBT AR 1, Vista Brite Tip Guiding Catheter Family 7F VBT AR 1 SH, Vista Brite Tip Guiding Catheter Family 7F VBT AR 2, Vista Brite Tip Guiding Catheter Family 7F VBT AR 2 SH, Vista Brite Tip Guiding Catheter Family 7F VBT JL 3, Vista Brite Tip Guiding Catheter Family 7F VBT JL 3 SH, Vista Brite Tip Guiding Catheter Family 7F VBT JL 3.5, Vista Brite Tip Guiding Catheter Family 7F VBT JL 3.5 SH, Vista Brite Tip Guiding Catheter Family 7F VBT JL 4, Vista Brite Tip Guiding Catheter Family 7F VBT JL 4 90CM, Vista Brite Tip Guiding Catheter Family 7F VBT JL 4 SH, Vista Brite Tip Guiding Catheter Family 7F VBT JL 4.5 100CM, Vista Brite Tip Guiding Catheter Family 7F VBT JL 4.5 SH, Vista Brite Tip Guiding Catheter Family 7F VBT JL 5, Vista Brite Tip Guiding Catheter Family 7F VBT JL 5 SH, Vista Brite Tip Guiding Catheter Family 7F VBT JL 6, Vista Brite Tip Guiding Catheter Family 7F VBT JL 3.5 ST, Vista Brite Tip Guiding Catheter Family 7F VBT JL 4 ST, Vista Brite Tip Guiding Catheter Family 7F VBT JL 4 ST SH, Vista Brite Tip Guiding Catheter Family 7F VBT AL .75, Vista Brite Tip Guiding Catheter Family 7F VBT AL 1, Vista Brite Tip Guiding Catheter Family 7F VBT AL 1 90CM, Vista Brite Tip Guiding Catheter Family 7F VBT AL 1 SH, Vista Brite Tip Guiding Catheter Family 7F VBT AL 1.5, Vista Brite Tip Guiding Catheter Family 7F VBT IM SH 90CM, Vista Brite Tip Guiding Catheter Family 7F VBT RDC(I) 55CM, Vista Brite Tip Guiding Catheter Family 7F VBT RDC 55CM, Vista Brite Tip Guiding Catheter Family 7F VBT JCV 55CM, Vista Brite Tip Guiding Catheter Family 7F VBT VBL 90CM, Vista Brite Tip Guiding Catheter Family 7F VBT CONTRA 1 55CM, Vista Brite Tip Guiding Catheter Family 7F VBT CONTRA 2 55CM, Vista Brite Tip Guiding Catheter Family 7F VBT CBL MOD BURKE 90CM, Vista Brite Tip Guiding Catheter Family 7F VBT MP A-1, Vista Brite Tip Guiding Catheter Family 7F VBT MP A-1 55CM, Vista Brite Tip Guiding Catheter Family 7F VBT MP A-1 90CM, Vista Brite Tip Guiding Catheter Family 7F VBT MP A-1 SH, Vista Brite Tip Guiding Catheter Family 7F VBT MP B-1 SH, Vista Brite Tip Guiding Catheter Family 7F VBT H-STICK, Vista Brite Tip Guiding Catheter Family 7F VBT H-STICK 55CM, Vista Brite Tip Guiding Catheter Family 7F VBT H-STICK 90CM, Vista Brite Tip Guiding Catheter Family 7F VBT H-STICK SH, Vista Brite Tip Guiding Catheter Family 7F VBT H-STICK SH 90CM, Vista Brite Tip Guiding Catheter Family 7F VBT STR 55CM, Vista Brite Tip Guiding Catheter Family 7F VBT STR 90CM, Vista Brite Tip Guiding Catheter Family 8F VBT JL 5 SH, Vista Brite Tip Guiding Catheter Family 8F VBT IM 90 CM, Vista Brite Tip Guiding Catheter Family 8F VBT JL 4.5 SH, Vista Brite Tip Guiding Catheter Family 8F VBT JL 3, Vista Brite Tip Guiding Catheter Family 8F VBT LCB, Vista Brite Tip Guiding Catheter Family 8F VBT RCB, Vista Brite Tip Guiding Catheter Family 8F VBT IMA, Vista Brite Tip Guiding Catheter Family 8F VBT IMA SH, Vista Brite Tip Guiding Catheter Family 8F VBT JL 4, Vista Brite Tip Guiding Catheter Family 8F VBT JR 3.5 SH, Vista Brite Tip Guiding Catheter Family 8F VBT XB 3, Vista Brite Tip Guiding Catheter Family 8F VBT JR 4, Vista Brite Tip Guiding Catheter Family 8F VBT JR 4 SH, Vista Brite Tip Guiding Catheter Family 8F VBT JL 3.5 SH, Vista Brite Tip Guiding Catheter Family 8F VBT JL 4 SH, Vista Brite Tip Guiding Catheter Family 8F VBT AR 1 SH, Vista Brite Tip Guiding Catheter Family 8F VBT AR 2 SH, Vista Brite Tip Guiding Catheter Family 8F VBT H. STICK, Vista Brite Tip Guiding Catheter Family 8F VBT MP A-1, Vista Brite Tip Guiding Catheter Family 8F VBT AL 1, Vista Brite Tip Guiding Catheter Family 8F VBT AL 2, Vista Brite Tip Guiding Catheter Family 8F VBT AR 1, Vista Brite Tip Guiding Catheter Family 8F VBT AR 2, Vista Brite Tip Guiding Catheter Family 8F VBT AL 1 SH, Vista Brite Tip Guiding Catheter Family 8F VBT AL 2 SH, Vista Brite Tip Guiding Catheter Family 8F VBT AL 3, Vista Brite Tip Guiding Catheter Family 8F VBT H. STICK SH, Vista Brite Tip Guiding Catheter Family 8F VBT JL 3.5, Vista Brite Tip Guiding Catheter Family 8F VBT JL 4.5, Vista Brite Tip Guiding Catheter Family 8F VBT JL 5, Vista Brite Tip Guiding Catheter Family 8F VBT JL 6, Vista Brite Tip Guiding Catheter Family 8F VBT JR 3.5, Vista Brite Tip Guiding Catheter Family 8F VBT JR 5, Vista Brite Tip Guiding Catheter Family 8F VBT AL 1 ST, Vista Brite Tip Guiding Catheter Family 8F VBT AL 1 ST SH, Vista Brite Tip Guiding Catheter Family 8F VBT XB 3 SH, Vista Brite Tip Guiding Catheter Family 8F VBT AL 1.5 SH, Vista Brite Tip Guiding Catheter Family 8F VBT SON 1 90 CM, Vista Brite Tip Guiding Catheter Family 8F VBT XB 3.5, Vista Brite Tip Guiding Catheter Family 8F VBT CAS 1 90 CM, Vista Brite Tip Guiding Catheter Family 8F VBT CAS 2 90 CM, Vista Brite Tip Guiding Catheter Family 8F VBT XB 3.5 SH, Vista Brite Tip Guiding Catheter Family 8F VBT AL 0.75, Vista Brite Tip Guiding Catheter Family 8F VBT AL 3 SH, Vista Brite Tip Guiding Catheter Family 8F VBT MP A-1 SH, Vista Brite Tip Guiding Catheter Family 8F VBT XB 4, Vista Brite Tip Guiding Catheter Family 8F VBT XB 4 SH, Vista Brite Tip Guiding Catheter Family 8F VBT XB 4.5, Vista Brite Tip Guiding Catheter Family 8F VBT XB LAD 3.5, Vista Brite Tip Guiding Catheter Family 8F VBT XB LAD 4, Vista Brite Tip Guiding Catheter Family 8F VBT XB LAD 3.5 SH, Vista Brite Tip Guiding Catheter Family 8F VBT XB LAD 4 SH, Vista Brite Tip Guiding Catheter Family 8F VBT JCL 4, Vista Brite Tip Guiding Catheter Family 8F VBT H 1 95 cm, Vista Brite Tip Guiding Catheter Family 8F VBT MPC 95 cm, Vista Brite Tip Guiding Catheter Family 8F VBT MPD 95 cm, Vista Brite Tip Guiding Catheter Family 8F VBT JR 4 90 CM, Vista Brite Tip Guiding Catheter Family 8F VBT JR 4 SH 90 CM, Vista Brite Tip Guiding Catheter Family 8F VBT MP A-1 55 CM, Vista Brite Tip Guiding Catheter Family 8F VBT H. STICK 55 CM, Vista Brite Tip Guiding Catheter Family 8F VBT MP A-1 90 CM, Vista Brite Tip Guiding Catheter Family 8F VBT STR 55 CM, Vista Brite Tip Guiding Catheter Family 8F VBT AL 1 90 CM, Vista Brite Tip Guiding Catheter Family 8F VBT STR 90 CM, Vista Brite Tip Guiding Catheter Family 8F VBT AL 2 90 CM, Vista Brite Tip Guiding Catheter Family 8F VBT RDC I 55 CM, Vista Brite Tip Guiding Catheter Family 8F VBT RDC 55 CM, Vista Brite Tip Guiding Catheter Family 8F VBT VBL 90 CM, Vista Brite Tip Guiding Catheter Family 8F VBT CBL 90 CM, Vista Brite Tip Guiding Catheter Family 8F VBT CONTRA 1 55 CM, Vista Brite Tip Guiding Catheter Family 8F VBT CONTRA 2 55 CM, Vista Brite Tip Guiding Catheter Family 9F VBT MPC 95CM, Vista Brite Tip Guiding Catheter Family 9F VBT MPA1, Vista Brite Tip Guiding Catheter Family 9F VBT STR, Vista Brite Tip Guiding Catheter Family 10F VBT STR, Vista Brite Tip Guiding Catheter Family MODIFIED STANDARDS GUIDING CATHETERS (5F – 9F SIZES) TAMPA BAY, Vista Brite Tip Guiding Catheter Family MODIFIED STANDARDS GUIDING CATHETERS (5F – 9F SIZES) MPA, Vista Brite Tip Guiding Catheter Family MODIFIED STANDARDS GUIDING CATHETERS (5F – 9F SIZES) 2SH SPECIAL, Vista Brite Tip Guiding Catheter Family MODIFIED STANDARDS GUIDING CATHETERS (5F – 9F SIZES) 2 SH JR4 ECO, Vista Brite Tip Guiding Catheter Family MODIFIED STANDARDS GUIDING CATHETERS (5F – 9F SIZES) LCB, Vista Brite Tip Guiding Catheter Family MODIFIED STANDARDS GUIDING CATHETERS (5F – 9F SIZES) XB 3.0, Vista Brite Tip Guiding Catheter Family MODIFIED STANDARDS GUIDING CATHETERS (5F – 9F SIZES) JL4.5, Vista Brite Tip Guiding Catheter Family MODIFIED STANDARDS GUIDING CATHETERS (5F – 9F SIZES) JR5, Vista Brite Tip Guiding Catheter Family MODIFIED STANDARDS GUIDING CATHETERS (5F – 9F SIZES) AL1, Vista Brite Tip Guiding Catheter Family MODIFIED STANDARDS GUIDING CATHETERS (5F – 9F SIZES) AR1, Vista Brite Tip Guiding Catheter Family 7F VBT AL 1.5 SH, Vista Brite Tip Guiding Catheter Family 7F VBT AL 2, Vista Brite Tip Guiding Catheter Family 7F VBT AL 2 90 CM, Vista Brite Tip Guiding Catheter Family 7F VBT AL 2 SH, Vista Brite Tip Guiding Catheter Family 7F VBT AL 3, Vista Brite Tip Guiding Catheter Family 7F VBT AL 3 SH, Vista Brite Tip Guiding Catheter Family 7F VBT LCB, Vista Brite Tip Guiding Catheter Family 7F VBT LCB 90 CM, Vista Brite Tip Guiding Catheter Family 7F VBT LCB SH, Vista Brite Tip Guiding Catheter Family 7F VBT RCB, Vista Brite Tip Guiding Catheter Family 7F VBT RCB SH, Vista Brite Tip Guiding Catheter Family 7F VBT IM, Vista Brite Tip Guiding Catheter Family 7F VBT IM 90CM, Vista Brite Tip Guiding Catheter Family 7F VBT IM SH, Vista Brite Tip Guiding Catheter Family 5F VBT JL 3.5, Vista Brite Tip Guiding Catheter Family 5F VBT JL 4, Vista Brite Tip Guiding Catheter Family 5F VBT JL 5, Vista Brite Tip Guiding Catheter Family 5F VBT AL 2, Vista Brite Tip Guiding Catheter Family 5F VBT XB 3.5, Vista Brite Tip Guiding Catheter Family 5F VBT XB 4, Vista Brite Tip Guiding Catheter Family 5F VBT XB LAD 3.5, Vista Brite Tip Guiding Catheter Family 5F VBT JR 3.5, Vista Brite Tip Guiding Catheter Family 5F VBT JR 4, Vista Brite Tip Guiding Catheter Family 5F VBT AR 2, Vista Brite Tip Guiding Catheter Family 5F VBT JFL, Vista Brite Tip Guiding Catheter Family 5F VBT JFR, Vista Brite Tip Guiding Catheter Family 5F VBT RB LBT, Vista Brite Tip Guiding Catheter Family 5F VBT BARBEAU, Vista Brite Tip Guiding Catheter Family 5F VBT JL 3.5 LBT, Vista Brite Tip Guiding Catheter Family 5F VBT JL 4 LBT, Vista Brite Tip Guiding Catheter Family 5F VBT JL 5 LBT, Vista Brite Tip Guiding Catheter Family 5F VBT AL 2 LBT, Vista Brite Tip Guiding Catheter Family 5F VBT XB 3.5 LBT, Vista Brite Tip Guiding Catheter Family 5F VBT XB 4 LBT, Vista Brite Tip Guiding Catheter Family 5F VBT XB LAD 3.5 LBT, Vista Brite Tip Guiding Catheter Family 5F VBT JR 3.5 LBT, Vista Brite Tip Guiding Catheter Family 5F VBT JR 4 LBT, Vista Brite Tip Guiding Catheter Family 5F VBT AR 2 LBT, Vista Brite Tip Guiding Catheter Family 5F VBT JFL LBT, Vista Brite Tip Guiding Catheter Family 5F VBT JFR LBT, Vista Brite Tip Guiding Catheter Family 5F VBT BARBEAU LBT, Vista Brite Tip Guiding Catheter Family 5F VBT IM LBT, Vista Brite Tip Guiding Catheter Family 5F VBT MPA 1 LBT, Vista Brite Tip Guiding Catheter Family 5F VBT H. STICK LBT, Vista Brite Tip Guiding Catheter Family 6F VBT JL 3, Vista Brite Tip Guiding Catheter Family 6F VBT JL 3.5, Vista Brite Tip Guiding Catheter Family 6F VBT JL 3.5 SH, Vista Brite Tip Guiding Catheter Family 6F VBT JL 4, Vista Brite Tip Guiding Catheter Family 6F VBT JL 4 Eco Pac, Vista Brite Tip Guiding Catheter Family 6F VBT JL 4 LBT, Vista Brite Tip Guiding Catheter Family 6F VBT JL 4 90cm, Vista Brite Tip Guiding Catheter Family 6F VBT JL 4 SH, Vista Brite Tip Guiding Catheter Family 6F VBT JL 4.5, Vista Brite Tip Guiding Catheter Family 6F VBT JL 5, Vista Brite Tip Guiding Catheter Family 6F VBT JL 6, Vista Brite Tip Guiding Catheter Family 6F VBT JL 3.5 ST, Vista Brite Tip Guiding Catheter Family 6F VBT JL 4 ST, Vista Brite Tip Guiding Catheter Family 6F VBT JL 4.5 ST, Vista Brite Tip Guiding Catheter Family 6F VBT JCL 3.5, Vista Brite Tip Guiding Catheter Family 6F VBT JCL 3.5 SH, Vista Brite Tip Guiding Catheter Family 6F VBT JCL 4, Vista Brite Tip Guiding Catheter Family 6F VBT AL 0.75, Vista Brite Tip Guiding Catheter Family 6F VBT AL 0.75 SH, Vista Brite Tip Guiding Catheter Family 6F VBT AL 1, Vista Brite Tip Guiding Catheter Family 6F VBT AL 1 SH, Vista Brite Tip Guiding Catheter Family 6F VBT AL 1.5, Vista Brite Tip Guiding Catheter Family 6F VBT AL 2, Vista Brite Tip Guiding Catheter Family 6F VBT AL 2 LBT, Vista Brite Tip Guiding Catheter Family 6F VBT AL 2 SH, Vista Brite Tip Guiding Catheter Family 6F VBT AL 3, Vista Brite Tip Guiding Catheter Family 6F VBT AL 1 ST, Vista Brite Tip Guiding Catheter Family 6F VBT XB 3, Vista Brite Tip Guiding Catheter Family 6F VBT XB 3 SH, Vista Brite Tip Guiding Catheter Family 6F VBT XB 3.5, Vista Brite Tip Guiding Catheter Family 6F VBT XB 3.5 Eco Pac, Vista Brite Tip Guiding Catheter Family 6F VBT XB 3.5 LBT, Vista Brite Tip Guiding Catheter Family 6F VBT XB 3.5 90 cm, Vista Brite Tip Guiding Catheter Family 6F VBTXB 3.5 SH, Vista Brite Tip Guiding Catheter Family 6F VBT XB 4, Vista Brite Tip Guiding Catheter Family 6F VBT XB 4 SH, Vista Brite Tip Guiding Catheter Family 6F VBT XB 4.5, Vista Brite Tip Guiding Catheter Family 6F VBT XB 4.5 SH, Vista Brite Tip Guiding Catheter Family 6F VBT XB LAD 3.5, Vista Brite Tip Guiding Catheter Family 6F VBT XB LAD 3.5 SH, Vista Brite Tip Guiding Catheter Family 6F VBT XB LAD 4.0, Vista Brite Tip Guiding Catheter Family 6F VBT XB LAD 4.0 SH, Vista Brite Tip Guiding Catheter Family 6F VBT XB LAD 4.5, Vista Brite Tip Guiding Catheter Family 6F VBT XB LAD 3.0, Vista Brite Tip Guiding Catheter Family 6F VBT XB LAD 3.0 SH, Vista Brite Tip Guiding Catheter Family 6F VBT XBC 3.0, Vista Brite Tip Guiding Catheter Family 6F VBT XBC 3.0 SH, Vista Brite Tip Guiding Catheter Family 6F VBT XBC 3.5, Vista Brite Tip Guiding Catheter Family 6F VBT XBC 3.5 SH, Vista Brite Tip Guiding Catheter Family 6F VBT XBC 4.0, Vista Brite Tip Guiding Catheter Family 6F VBT XBC 4.0 SH, Vista Brite Tip Guiding Catheter Family 6F VBT XBC 4.5 SH, Vista Brite Tip Guiding Catheter Family 6F VBT JR 3.5, Vista Brite Tip Guiding Catheter Family 6F VBT JR 3.5 SH, Vista Brite Tip Guiding Catheter Family 6F VBT JR 4, Vista Brite Tip Guiding Catheter Family 6F VBT JR 4 Eco Pac, Vista Brite Tip Guiding Catheter Family 6F VBT JR 4 LBT, Vista Brite Tip Guiding Catheter Family 6F VBT JR 4 55 cm, Vista Brite Tip Guiding Catheter Family 6F VBT JR 4 90 cm, Vista Brite Tip Guiding Catheter Family 6F VBT JR 4 SH, Vista Brite Tip Guiding Catheter Family 6F VBT JR 5 w/ Intruc, Vista Brite Tip Guiding Catheter Family 6F VBT JR 4 ST, Vista Brite Tip Guiding Catheter Family 6F VBT JCR 4, Vista Brite Tip Guiding Catheter Family 6F VBT AR 1, Vista Brite Tip Guiding Catheter Family 6F VBT AR 1 LBT, Vista Brite Tip Guiding Catheter Family 6F VBT AR 1 SH, Vista Brite Tip Guiding Catheter Family 6F VBT AR 2, Vista Brite Tip Guiding Catheter Family 6F VBT AR 2 LBT, Vista Brite Tip Guiding Catheter Family 6F VBT AR 2 SH, Vista Brite Tip Guiding Catheter Family 6F VBT NR 4, Vista Brite Tip Guiding Catheter Family 6F VBT XBR 1, Vista Brite Tip Guiding Catheter Family 6F VBT XBR 1 SH, Vista Brite Tip Guiding Catheter Family 6F VBT XBR 2, Vista Brite Tip Guiding Catheter Family 6F VBT XBRCA, Vista Brite Tip Guiding Catheter Family 6F VBT XBRCA SH, Vista Brite Tip Guiding Catheter Family 6F VBT 3DRC, Vista Brite Tip Guiding Catheter Family 6F VBT 3DRC SH, Vista Brite Tip Guiding Catheter Family 6F VBT JFL Fajadet, Vista Brite Tip Guiding Catheter Family 6F VBT JFL ST Fajadet, Vista Brite Tip Guiding Catheter Family 6F VBT JFL LT Fajadet, Vista Brite Tip Guiding Catheter Family 6F VBT JFR Fajadet, Vista Brite Tip Guiding Catheter Family 6F VBT JFR ST Fajadet, Vista Brite Tip Guiding Catheter Family 6F VBT RB, Vista Brite Tip Guiding Catheter Family 6F VBT Barbeau, Vista Brite Tip Guiding Catheter Family 6F VBT LCB, Vista Brite Tip Guiding Catheter Family 6F VBT LCB 90 CM, Vista Brite Tip Guiding Catheter Family 6F VBT LCB SH, Vista Brite Tip Guiding Catheter Family 6F VBT RCB, Vista Brite Tip Guiding Catheter Family 6F VBT RCB 90 CM, Vista Brite Tip Guiding Catheter Family 6F VBT RCB SH, Vista Brite Tip Guiding Catheter Family 6F VBT IM, Vista Brite Tip Guiding Catheter Family 6F VBT IM 55 cm, Vista Brite Tip Guiding Catheter Family 6F VBT IM 90 CM, Vista Brite Tip Guiding Catheter Family 6F VBT IM SH, Vista Brite Tip Guiding Catheter Family 6F VBT IM VB-1, Vista Brite Tip Guiding Catheter Family 6F VBT RDC I (Small) 55cm, Vista Brite Tip Guiding Catheter Family 6F VBT RDC II (Large) 55cm, Vista Brite Tip Guiding Catheter Family 6F VBT JCV 55cm, Vista Brite Tip Guiding Catheter Family 6F VBT CBL Mod. Crbrl, Burke 90cm, Vista Brite Tip Guiding Catheter Family 6F VBT MPA 1, Vista Brite Tip Guiding Catheter Family 6F VBT MPA 1 LBT, Vista Brite Tip Guiding Catheter Family 6F VBT MPA-1 55cm, Vista Brite Tip Guiding Catheter Family 6F VBT MPA-1 90 cm, Vista Brite Tip Guiding Catheter Family 6F VBT MPA-1 SH, Vista Brite Tip Guiding Catheter Family 6F VBT MPB 1, Vista Brite Tip Guiding Catheter Family 6F VBT H. STICK, Vista Brite Tip Guiding Catheter Family 6F VBT H. STICK LBT, Vista Brite Tip Guiding Catheter Family 6F VBT H. STICK 55cm, Vista Brite Tip Guiding Catheter Family 6F VBT H. STICK SH, Vista Brite Tip Guiding Catheter Family 6F VBT STR 55cm, Vista Brite Tip Guiding Catheter Family 6F VBT H. STICK 90cm, Vista Brite Tip Guiding Catheter Family 7F VBT AL 1 ST, Vista Brite Tip Guiding Catheter Family 7F VBT AL 1 ST SH, Vista Brite Tip Guiding Catheter Family 7F VBT AL 2 ST, Vista Brite Tip Guiding Catheter Family 7F VBT XB 3, Vista Brite Tip Guiding Catheter Family 7F VBT XB 3 SH, Vista Brite Tip Guiding Catheter Family 7F VBT XB 3.5, Vista Brite Tip Guiding Catheter Family 7F VBT XB 3.5 SH, Vista Brite Tip Guiding Catheter Family 7F VBT XB 4, Vista Brite Tip Guiding Catheter Family 7F VBT XB 4 SH, Vista Brite Tip Guiding Catheter Family 7F VBT XB 4.5 | AGS Corporation | 2024-06-19T00:00:00.000+02:00 | Cordis Corporation 14201 North West 60th Avenue Miami Lakes Florida 33014 USA | SM7338, SM7361, SM7394, SM7395, SM7398, SM7406, SM7407, SM7411, SM7426, SM7427, SM7433, SM7434, SM7435, SM7436, SM7443, SM7462, SM7465, SM7466, SM7467, SM7472, SM7477, SM7487, SM7499, SM7501, SM7502, SM7503, SM7504, SM7542, SM7570, SM7571, SM7572, SM7573, SM7578, SM7579, SM7581, SM7583, SM7584, SM7599, SM7603, SM7621, SM7649, SM7664, SM7693, SM7696, SM7698, SM7717, SM7719, SM7721, SM7722, SM7723, SM7724, SM7725, SM7731, SM7732, SM7733, SM7737, SM7739, SM7740, SM7742, SM7743, SM7745, SM7746, SM7747, SM7748, SM7751, SM7752, 778-059-00, 778-060-00, 778-061-00, 778-062-00, 778-063-00, 778-064-00, 778-080-00, 778-081-00, 778-082-00, 778-082-90, 778-083-00, 778-083-90, 778-084-00, 778-085-00, 778-090-00, 778-092-00, 778-110-00, 778-111-00, 778-112-00, 778-113-00, 778-000-00, 778-001-00, 778-002-00, 778-003-00, 778-004-00, 778-004-90, 778-005-00, 778-006-00, 778-007-00, 778-008-00, 778-009-00, 778-010-00, 778-012-00, 778-014-00, 778-015-00, 778-034-00, 778-036-00, 778-036-90, 778-037-00, 778-038-00, 778-191-90, 778-210-55, 778-212-55, 778-214-55, 778-216-90, 778-222-55, 778-224-55, 778-250-90, 778-270-00, 778-270-55, 778-270-90, 778-271-00, 778-273-00, 778-278-00, 778-278-55, 778-278-90, 778-279-00, 778-279-90, 778-280-55, 778-280-90, 588-800, 588-801, 588-810, 588-812, 588-815, 588-816, 588-817, 588-820, 588-823, 588-828, 588-829, 588-830, 588-831, 588-832, 588-834, 588-836, 588-837, 588-841, 588-842, 588-843, 588-844, 588-845, 588-846, 588-847, 588-848, 588-849, 588-850, 588-851, 588-852, 588-853, 588-854, 588-855, 588-856, 588-870, 588-873, 588-875, 588-878, 588-880, 588-882, 588-883, 588-884, 588-885, 588-890, 588-891, 588-892, 588-894, 588-896, 588-898, 588-8100, 588-8101, 588-8103, 588-8104, 588-8108, 588-8202, 588-8206, 588-8207, 588-830T, 588-831T, 588-840P, 588-841P, 588-842P, 588-843P, 588-843T, 588-844P, 588-844T, 588-845P, 588-846P, 588-847P, 588-848P, 588-857P, 588-858P, 598-9206, 598-942, 598-942P, 598-943P, 598-944P, 511-040P, SM3371, SM7206, SM7309, SM7313, SM7327, SM7328, SM7329, SM7330, SM7331, SM7333, 778-039-00, 778-040-00, 778-040-90, 778-041-00, 778-042-00, 778-043-00, 778-180-00, 778-180-90, 778-181-00, 778-182-00, 778-183-00, 778-190-00, 778-190-90, 778-191-00, 556-002-00, 556-004-00, 556-008-00, 556-040-00, 556-054-00, 556-056-00, 556-060-00, 556-080-00, 556-082-00, 556-112-00, 556-162-00, 556-168-00, 556-172-00, 556-174-00, 556-002-0L, 556-004-0L, 556-008-0L, 556-040-0L, 556-054-0L, 556-056-0L, 556-060-0L, 556-080-0L, 556-082-0L, 556-112-0L, 556-162-0L, 556-168-0L, 556-172-0L, 556-174-0L, 556-190-0L, 556-270-0L, 556-278-0L, 670-000-00, 670-002-00, 670-003-00, 670-004-00, 670-004-0E, 670-004-0L, 670-004-90, 670-005-00, 670-006-00, 670-008-00, 670-010-00, 670-012-00, 670-014-00, 670-016-00, 670-026-00, 670-027-00, 670-028-00, 670-034-00, 670-035-00, 670-036-00, 670-037-00, 670-038-00, 670-040-00, 670-040-0L, 670-041-00, 670-042-00, 670-044-00, 670-052-00, 670-053-00, 670-054-00, 670-054-0E, 670-054-0L, 670-054-90, 670-055-00, 670-056-00, 670-057-00, 670-058-00, 670-059-00, 670-060-00, 670-061-00, 670-062-00, 670-063-00, 670-064-00, 670-066-00, 670-067-00, 670-070-00, 670-071-00, 670-072-00, 670-073-00, 670-074-00, 670-075-00, 670-077-00, 670-080-00, 670-081-00, 670-082-00, 670-082-0E, 670-082-0L, 670-082-55, 670-082-90, 670-083-00, 670-084-00, 670-090-00, 670-098-00, 670-110-00, 670-110-0L, 670-111-00, 670-112-00, 670-112-0L, 670-113-00, 670-120-00, 670-122-00, 670-123-00, 670-124-00, 670-126-00, 670-127-00, 670-130-00, 670-131-00, 670-162-00, 670-164-00, 670-166-00, 670-168-00, 670-170-00, 670-172-00, 670-174-00, 670-180-00, 670-180-90, 670-181-00, 670-182-00, 670-182-90, 670-183-00, 670-190-00, 670-190-55, 670-190-90, 670-191-00, 670-192-00, 670-210-55, 670-212-55, 670-214-55, 670-218-90, 670-270-00, 670-270-0L, 670-270-55, 670-270-90, 670-271-00, 670-272-00, 670-278-00, 670-278-0L, 670-278-55, 670-278-90, 670-279-00, 670-280-55, 670-280-90, 778-044-00, 778-045-00, 778-048-00, 778-052-00, 778-053-00, 778-054 | Klasa III | Kateter Udheheqes | Tjeter
16692 | Straumann® X-ray Template, for Straumann® Bone Level Tapered Implants, Surgical cassette, for guided surgery, Straumann® Basic Surgical Cassette, guided, Straumann® surgical cassette, Straumann® ProClean Cassette, Straumann® Basic Surgical Cassette, Upgrade Tray, for Straumann® Basic Surgical Cassette (040.564), X-ray Reference Foil, for Mini Implants, Holding key, for screw-retained abutments, L 85mm, stainless steel, Connector for Ratchet, length 14 mm, stainless steel, Tweezers without titanium plasma-coated tips, L 105mm, stainless steel, Diagnostic T, L 65mm, W 33mm, Ti, Cassette without content, for bone condensation, Cassette without content, for sinus floor elevation, Osteotome straight, for bone condensation, Ø 2.2mm, stainless steel, Osteotome straight, for bone condensation, Ø 2.8mm, stainless steel, Osteotome straight, for bone condensation, Ø 3.5mm, stainless steel, Osteotome straight, for bone condensation, Ø 4.2mm, stainless steel, Osteotome angled, for bone condensation, Ø 2.2mm, stainless steel, Osteotome angled, for bone condensation, Ø 2.8mm, stainless steel, Osteotome angled, for bone condensation, Ø 3.5mm, stainless steel, Osteotome angled, for bone condensation, Ø 4.2mm, stainless steel, Osteotome straight, for sinus floor elevation, Ø 2.8mm, stainless steel, Osteotome straight, for sinus floor elevation, Ø 3.5mm, stainless steel, Osteotome straight, for sinus floor elevation, Ø 4.2mm, stainless steel, Osteotome angled, for sinus floor elevation, Ø 2.8mm, stainless steel, Osteotome angled, for sinus floor elevation, Ø 3.5mm, stainless steel, Osteotome angled, for sinus floor elevation, Ø 4.2mm, stainless steel, Transfer aid for 048.605 H 6,5 mm, PC, x-ray template for Bone Level Implants, x-ray template for Standard and Standard Plus Implants, Drill Stop Aid, polymer, X-ray Reference Foil, for TLX Implants, BLX Alignment Pin, Ø 2.2/2.8mm, long, L 28mm, Ti, BLX Alignment Pin, Ø 2.2/2.8mm, short, L 22mm, Ti, Straumann® Modular Cassette, A Module, A Module, Grommet Tray, 6 small, A Module, Grommet Tray, 6 large, A Module, Grommet Tray, 3 small, 3 large, A Module, Grommet Tray, 3 medium 3 large, A Module, Ratchet Tray, A Module, Release Aid Tray, A Module, Stop Key Tray, A Module, Planning Aid Tray, A Module, Tweezer Tray, A Module, Implant Depth Gauge Tray, Straumann® Modular Cassette, C Module, Guided Surgery, Straumann® Modular Cassette, C Module, Spare Tools, Ultrasonic Mat, Straumann® Modular Cassette, B Module, B Module, Fully Tapered Tray, B Module, Basic Tray, B Module, Parallel Walled Tray, B Module, Guided Fully Tapered Tray, B Module, Guided Basic Tray, B Module, Guided Parallel Walled Tray, X-ray Reference Foil, for BLX Implants, Stop Key for Guided Implants, S/SP/TE/BL, stainless steel, Torque control device for ratchet, stainless steel, Holding key, L 85mm, stainless steel, Ratchet, including service instrument, L 84mm, stainless steel, X-ray reference sphere, Ø 5.0 mm, stainless steel, TorcFit™ Abutment-Removal Screw, TAN, TorcFit™ Removal Tool, for Basal Screw, left-hand, L 27mm, stainless steel, TorcFit™ Removal Tool, for Basal Screw, left-hand, L 21mm, stainless steel, Torque Control Device, for Ratchet, Torque 35/50/80Ncm, stainless steel, Straumann® Modular Cassette, C Module, Auxiliary Cassette, Novaloc® Processing Collar, Silicone, Novaloc® Processing Insert, POM, Optiloc® Processing Collar, Silicone, NC Transfer Aid, for Cementable Abutment, Ø 3.5mm, PC, NC Transfer Aid, for Cementable Abutment, Ø 5mm, PC, RC Transfer Aid, for Cementable Abutment, Ø 5mm, PC, RC Transfer Aid, for Cementable Abutment, Ø 6.5mm, PC, Transfer aid for RN synOcta®, angled short, H 5.5 mm, PC, Transfer aid for RN synOcta®, angled, long, H 4 mm, PC, Transfer aid for WN synOcta®, angled H 5 mm, PC, Transfer aid for 048.606 H 6,5 mm, PC, Guidance Mount, for Service Set, SCS Occlusal Screw M2, for Service Set, Extractor Bolt 7°, long, for Service Set, Extractor Bolt 7°, short,for Service Set, WN Extractor Sleeve, for Service Set, RN Extractor Sleeve, for Service Set, SCS Screw M2.5x6.5, for Service Set, NN 3 Tap, for Service Set, NN 4 Tap, for Service Set, NN 1 Drill/Tap Gauge, for Service Set, RN/WN 1 Tap, for Service Set, RN/WN 2 Tap, for Service Set, RN/WN 3 Tap, for Service Set, RN/WN 4 Tap, for Service Set, RN/WN 5 Tap, for Service Set, RN/WN 1 Drill/Tap Gauge, for Service Set, RN 2 Drill/Tap Gauge, for Service Set, WN 2 Drill/Tap Gauge, for Service Set, NNC/NC/RC 1 Tap, for Service Set, NNC/NC/RC 2 Tap, for Service Set, NNC/NC/RC 3 Tap, for Service Se, NNC/NC/RC 4 Tap, for Service Set, NNC/NC 1 Drill Gauge, for Service Set, NNC/NC 2 Tap Gauge, for Service Set, RC 1 Drill/Tap Gauge, for Service Set, NN 1 Tap, for Service Set, NN 2 Tap, for Service Set, TorcFit™ 1 Drill Gauge, for Service Set, TorcFit™ 2 Tap Gauge, for Service Set, Basic Instruments for Service Set, B Module, Tray TorcFit™ BLC, TLC, X-ray Reference Foil, for BLC Implants, X-ray Reference Foil, for TLC Implants, B Module, Tray TorcFit™ BLC, TLC, BLX, TLX, B Module, Tray TorcFit™ BLC, TLC, BLX, TLX Guided | IMPLANTEX | 2024-07-01T00:00:00.000+02:00 | Institut Straumann AG , Peter Merian-Weg 12 4002 Basel Switzerland | 025.0003, 034.001, 034.281, 040.165, 040.561, 040.564, 040.565, 046.795, 025.0019, 034.005, 046.057, 046.147, 040.550, 040.560, 046.500, 046.501, 046.502, 046.503, 046.510, 046.511, 046.512, 046.513, 046.521, 046.522, 046.523, 046.531, 046.532, 046.533, 048.059V4, 150.216, 150.215, 040.594, 036.3400, 066.1002, 066.1001, 041.761, 041.762, 041.763, 041.764, 041.765, 041.766, 041.767, 041.768, 041.769, 041.770, 041.771, 041.772, 041.773, 041.774, 041.776, 041.777, 041.778, 041.779, 041.780, 041.781, 041.782, 065.0000, 034.006, 046.049, 046.064, 046.119, 049.076V4, 065.0007, 065.0008, 065.0009, 066.1100, 041.783, 2010.724- | Ir, Klasa I | Instrumenta dentar te cilat perdoren ne kirugjite e implanteve dentare | Instrumenta shumeperdorimeshe
NOV, 2010.725-
NOV, 2102.0011- OPT, 025.2911-04, 025.2912-04, 025.4912-04, 025.4913-04, 048.000V4, 048.002V4, 048.032, 048.054V4, 046.718, 046.754, 046.755, 046.753, 046.773, 046.772, 046.770, 046.760, 046.761, 046.762, 046.763, 046.764, 046.765, 046.766, 046.767, 046.768, 046.769, 046.771, 026.0130, 026.0131, 026.0132, 026.0133, 026.0134, 026.0135, 026.0136, 046.758, 046.759, 066.0136, 066.0137, 026.0156, 041.785, 065.0104, 065.0105, 041.786, 041.787, 041.788
16693 | TRACOE tube clean Cleaning Powder, TRACOE tube clean Cleaning Tub, TRACOE tube clean Cleaning Swabs small, TRACOE tube clean Cleaning Swabs large, TRACOE care Cleaning Brushes with wool tip (diam 7,9,11 mm), TRACOE care Cleaning Brushes flexible (diam 7, 9, 11, 13 mm), TRACOE care Cleaning Cloth | E v i t a | 2024-06-27T00:00:00.000+02:00 | TRACOE medical GmbH,Reichelsheimer Str. 1/3 55268 Nieder-Olm, GERMANY | REF 932, REF 934, REF 935, REF 936, REF 938-A, REF 938-B, REF 938-C, REF 940-A, REF 940-B, REF 940-C, REF 940-D, REF 970 | Klasa I | Puder pastruese per tub trakeostomie, Pastrues per tub trakeostomie, Garze per pastrimin e tubit te trakeostomise, Furce per pastrimin e tubit te trakeostomise, Lecke per pastrimin e tubit te trakeostomise | Pajisje nje perdorimeshe
16694 | Intraoral Scanner i900, Handpiece Cover, Reusable Tip Package, Reusable Tip (Large), Reusable Tip (Normal), Reusable Tip (Small), Calibration Tool, Wall Mount Holder, Desktop Cradle, Practice Model, USB Flash Drive, Power Delivery Cable (2m), Power Delivery Cable (2.5m) | REAL DENT CENTER | 2024-07-02T00:00:00.000+02:00 | Medit Corp. 9F,10F,13F,14F,16F, 8, Yangpyeong-ro 25-gil, Yeongdeungpo-gu, Seoul, 07207, Republic of Korea | MO1-i900, MO1-HC1, MO1-RTP, Component of MO1-RTM, Component of MO1-RTL, MO1-RTS, MO1-CT1, MO1-WH1, MO1-DC, N\A | Klasa I | Skaner intraoral dhe aksesoret e tyre | Pajisje dentare
16695 | Walking stick SOFT STEP (including spare parts) and accessories / Canne SOFT STEP, Walking stick SOFT STEP (including spare parts) and accessories / Base (x10), Walking stick SOFT STEP (including spare parts) and accessories / Locking Device (x10), Walking stick SOFT STEP (including spare parts) and accessories / TRIPOD | ELBA. | 2024-06-28T00:00:00.000+02:00 | FDI France MEDICAL 77 Route de Buatière - Fitilieu 38490 Les Abrets en Dauphiné France | SS/02/02, SS/03/02, SS/05/02, BA/07/00, LD/07/00, TR/05/07 | Klasa I | Shkop ecjeje i destinuar për të mbështetur përdoruesin e tij gjatë ecjes (pajisje ndihmëse për ecje), Spare parts per pajisjen ndihmëse për ecje, Aksesor per pajisjen ndihmëse për ecje | Pajisje asistive per persona me aftesi te kufizuara
16696 | Elbow crutch PREMIUM (including spare parts) and accessories / Forearm protection (x2), Elbow crutch PREMIUM (including spare parts) and accessories / TRIPOD, Elbow crutch PREMIUM (including spare parts) and accessories / Canne PREMIUM, Elbow crutch PREMIUM (including spare parts) and accessories / Grip OPTICOMFORT (x2), Elbow crutch PREMIUM (including spare parts) and accessories / Base (x10), Elbow crutch PREMIUM (including spare parts) and accessories / Locking Device (x10) | ELBA. | 2024-06-28T00:00:00.000+02:00 | FDI France MEDICAL 77 Route de Buatière - Fitilieu 38490 Les Abrets en Dauphiné France | FP/08/00, TR/05/07, OP/01/02, OP/02/02, OP/03/02, OP/04/02, OP/05/02, OP/15/02, OP/01/06, OP/02/06, OP/03/06, OP/04/06, OP/05/06, OP/15/06, OP/01/07, OP/02/07, OP/03/07, OP/04/07, OP/05/07, OP/15/07, OP/01/08, OP/02/08, OP/03/08, OP/04/08, OP/05/08, OP/15/08, GO/02/00, GO/06/00, GO/07/00, GO/08/00, BA/07/00, LD/07/00, FP/02/00, FP/06/00, FP/07/00 | Klasa I | Aksesor per pajisje ndihmëse për ecje, Paterica e bërrylit synon të mbështesë përdoruesin e saj gjatë ecjes (pajisje ndihmëse për ecje), Spare parts per pajisje ndihmëse për ecje | Pajisje asistive per persona me aftesi te kufizuara
16697 | Elbow crutch ERGOTECH (including spare parts) and accessories / Canne ERGOTECH, Elbow crutch ERGOTECH (including spare parts) and accessories / Grip OPTICOMFORT (x2), Elbow crutch ERGOTECH (including spare parts) and accessories / Base (x10), Elbow crutch ERGOTECH (including spare parts) and accessories / Locking Device (x10), Elbow crutch ERGOTECH (including spare parts) and accessories / TRIPOD | ELBA. | 2024-06-28T00:00:00.000+02:00 | FDI France MEDICAL 77 Route de Buatière - Fitilieu 38490 Les Abrets en Dauphiné France | ET/01/02, ET/02/02, ET/03/02, ET/04/02, ET/05/02, ET/15/02, ET/01/06, ET/02/06, ET/03/06, ET/04/06, ET/05/06, ET/15/06, ET/01/07, ET/02/07, ET/03/07, ET/04/07, ET/05/07, ET/15/07, ET/01/08, ET/02/08, ET/03/08, ET/04/08, ET/05/08, ET/15/08, GO/02/00, GO/06/00, GO/07/00, GO/08/00, BA/07/00, LD/07/00, TR/05/07 | Klasa I | Paterica e bërrylit synon të mbështesë përdoruesin e saj gjatë ecjes (pajisje ndihmëse për ecje), Spare parts per pajisjen ndihmëse për ecje, Aksesor per pajisjen ndihmëse për ecje | Pajisje asistive per persona me aftesi te kufizuara
16698 | Elbow crutch ERGODYNAMIC (including spare parts) and accessories / Forearm protection (x2), Elbow crutch ERGODYNAMIC (including spare parts) and accessories / TRIPOD, Elbow crutch ERGODYNAMIC (including spare parts) and accessories / Canne ERGODYNAMIC, Elbow crutch ERGODYNAMIC (including spare parts) and accessories / Grip OPTICOMFORT (x2), Elbow crutch ERGODYNAMIC (including spare parts) and accessories / Base (x10), Elbow crutch ERGODYNAMIC (including spare parts) and accessories / Locking Device (x10) | ELBA. | 2024-06-28T00:00:00.000+02:00 | FDI France MEDICAL 77 Route de Buatière - Fitilieu 38490 Les Abrets en Dauphiné France | FP/07/00, FP/08/00, TR/05/07, EDS/05/02, EDS/02/02, EDM/05/02, EDM/02/02, EDL/05/02, EDL/02/02, EDS/05/06, EDS/02/06, EDM/05/06, EDM/02/06, EDL/05/06, EDL/02/06, EDS/05/07, EDS/02/07, EDM/05/07, EDM/02/07, EDL/05/07, EDL/02/07, EDS/05/08, EDS/02/08, EDM/05/08, EDM/02/08, EDL/05/08, EDL/02/08, GO/02/00, GO/06/00, GO/07/00, GO/08/00, BA/07/00, LD/07/00, FP/02/00, FP/06/00 | Klasa I | Aksesor per pajisje ndihmëse për ecje, Paterica e bërrylit synon të mbështesë përdoruesin e saj gjatë ecjes (pajisje ndihmëse për ecje), Spare parts per pajisje ndihmëse për ecje | Pajisje asistive per persona me aftesi te kufizuara
16699 | Elbow crutch ACCESS model COMFORT (including spare parts) and accessories / Canne ACCESS / Grip Comfort, Elbow crutch ACCESS model SAFE WALK (including spare parts) and accessories / Grip SAFE WALK (x2), Elbow crutch ACCESS model COMFORT (including spare parts) and accessories / Grip COMFORT (x2), Elbow crutch ACCESS model SAFE WALK, ACCESS model COMFORT (including spare parts) and accessories / Base (x10), Elbow crutch ACCESS model SAFE WALK, ACCESS model COMFORT (including spare parts) and accessories / Locking Device (x10), Elbow crutch ACCESS model SAFE WALK (including spare parts) and accessories / Canne ACCESS / Grip Safe Walk | ELBA. | 2024-06-28T00:00:00.000+02:00 | FDI France MEDICAL 77 Route de Buatière - Fitilieu 38490 Les Abrets en Dauphiné France | ACO/03/06, ACO/04/06, ACO/05/06, ACO/07/06, ACO/15/06, ACO/01/07, ACO/02/07, ACO/03/07, ACO/04/07, ACO/05/07, ACO/07/07, ACO/15/07, ACO/01/08, ACO/02/08, ACO/03/08, ACO/04/08, ACO/05/08, ACO/07/08, ACO/15/08, ACO/01/09, ACO/02/09, ACO/03/09, ACO/04/09, ACO/05/09, ACO/07/09, ACO/15/09, GS/02/00, GC/02/00, GC/06/00, GC/07/00, GC/08/00, GC/09/00, BA/07/00, LD/07/00, ASW/01/02, ASW/02/02, ASW/03/02, ASW/04/02, ASW/05/02, ASW/07/02, ASW/15/02, ACO/01/02, ACO/02/02, ACO/03/02, ACO/04/02, ACO/05/02, ACO/07/02, ACO/15/02, ACO/01/06, ACO/02/06 | Klasa I | Spare parts per pajisje ndihmëse për ecje, Paterica e bërrylit synon të mbështesë përdoruesin e saj gjatë ecjes (pajisje ndihmëse për ecje) | Pajisje asistive per persona me aftesi te kufizuara
16700 | In-Vitro Fertilization (IVF)Laminar Airflow(LAF) Workstations/ IVFtech Econica 60 workstation, In-Vitro Fertilization (IVF)Laminar Airflow(LAF) Workstations/ IVFtech Econica 120 workstation | MSE | 2024-06-28T00:00:00.000+02:00 | IVFtech Aps, Klintehøj Vænge 3, DK- 3460 Birkerød Denmark | IVFtech Econica 60 workstation, IVFtech Econica 120 workstation | Klasa I | Laminar-flow ( perdoret per nje ambjent steril pune)/kapa | Tjeter
16701 | NUK NASAL DECONGESTER | FLORIFARMA | 2024-06-28T00:00:00.000+02:00 | MAPA GmbH, Industriestraße 21-25, 27404 Zeven, Germany | 10.256.065 | Klasa I | ZHBLLOKUES NASAL PER BEBE. BEN TERHEQJE TE BUTE TE SEKRECIONEVE NGA HUNDA E BEBIT DUKE QENE SA ME PRANE JUSH. LEHTE PER TU PASTRUAR SI PAJISJE. | Tjeter
16702 | Surgical Tapes | MONTAL | 2024-07-01T00:00:00.000+02:00 | Hospital & Homecare Medical Device Co., Ltd. China No.12 Plant, Phase II, Standard Plant, Gaochun Economic Development Zone, 211300 Nanjing, Jiangsu Province, PEOPLE'S REPUBLIC OF CHINA SRN: CN-MF-000032014 | MC177, MC178, MC168, MC169, MC170, MC171, MC172, MC173, MC174, MC175, MC176 | Klasa I | Surgical Tape eshte nje shirit kirurgjik qe përdoret për të ngjitur fasha, garzë dhe mbulesa të tjera në lëkurën rreth plagëve. | Produkte per institucione te kujdesit shendetesor
16703 | NUK JOLIE MANUAL BREAST PUMP | FLORIFARMA | 2024-06-28T00:00:00.000+02:00 | MAPA GmbH, Industriestraße 21-25, 27404 Zeven, Germany | 10.252.090 | Klasa I | POMPE GJIRI MANUALE JOLIE. IDEALE PER NXJERRJEN E QUMESHTIT TE GJIRIT. KA DOREZE ERGONOMIKE DHE MBESHTETESE SILIKONI PER NJE MBLEDHJE SA ME TE BUTE. | Tjeter
16704 | NUK ELECTRIC BREAST PUMP | FLORIFARMA | 2024-06-28T00:00:00.000+02:00 | MAPA GmbH, Industriestraße 21-25 27404 Zeven, Germany | Nature Sense 10.252.130, Nature Sense 10.252.132 | Klasa I | POMPE GJIRI ELEKTRIKE NATURE SENSE. KA 4 FAZA SHPEJTESIE DHE 4 FAZA RITMI. TEKNOLOGJI ME E AVANCUAR. FUNKSIONON EDHE ME BATERI (TE RIKARIKUESHME) DUKE E BERE SA ME PRAKTIKE FUNKSIONIN E SAJ KUDO QE JU TE NDODHENI. SHUME E THJESHTE NE PERDORIM. MBLEDHJE SHUME E BUTE E QUMESHTIT FALE MBESHTETESES SE SILIKONIT. POMPE KOMFORTE NATURE SENSE, SA ME PRANE NATYRES. | Tjeter
16705 | Clara crown romover, Clarafill composite 4g syringe, Clarafill composite kit 6x4gr sirg 1x5ml bond 1x3ml etch, Clara flowable composite, Clara light curing liner with glass ionomer 2 gr, Clara light curing pit fissure sealant 2 gr, Clara etch etching gel 50 ml, Clara single bond 5 ml, Clara self etch bond 6 ml, Porcelain etch hf 3 gr, Gingiva barrier 2 g, Clara cements cem luting 10 gr with 10 ml, Clara cem filling 10 gr with 10 ml, Zeozinc oxide eugenol cement 45 gr with 15 ml, Zinc phosphate 25 g with 15 ml, Clara MTA power liquid, Clara hemostat 10 ml liquid, Clara calcium hydroxide with barium sulphate 2 gr, Clara hydroxide with iodoform 2 g , Light curing calcium hydroxide 2 gr, Calcium hydroxide power liquid 10 gr, Edta gel, Clara polishing strips, Clara articulating paper 80 micron 144 pcs red blue, Clara articulating paper red blue 72 cp, Clara propylaxis paste 150 gr, Clara propylaxis paste 340 gr, Clara prophylaxis paste 2 gr x 100 pcs , Clara prophylaxis paste 2 ggr x 50 pcs | Ameis Dent | 2024-06-06T00:00:00.000+02:00 | İnci Dental Tıbbi Malz. San. Ve Tic. Ltd. Şti. De erdar Mah. Otakcilar cad. E. Blok Sit. No: 74 Eyupsultan / Istanbul | 8681480000000 | Klasa IIa | Kompozit per mbushjen e dhembeve | Pajisje dentare
16706 | Push-click Y connector kit, Push-click Y connector kit/Push-click Y connector, Push-click Y connector kit/Push-click Y connector with | O.E.S DISTRIMED | 2024-06-11T00:00:00.000+02:00 | Beijing Demax Medical Technology Co.Ltd A13-7,Jingshengnansi Street,Tongzhou district,101102 Beijing,P.R.China | DPY01, DPY01B, DPY02, DPY03, DPY02B, DPY03B | Is | Kit konektoresh ne forme Y-je,per perdorim ne kirurgji | Pajisje nje perdorimeshe
fixed extention tube and
stopcock, Push-click Y connector kit/Push-click Y connector with
movable extention tube and
stopcock
16707 | Twist Y connector Kit | O.E.S DISTRIMED | 2024-06-11T00:00:00.000+02:00 | Beijing Demax Medical Technology Co.Ltd A13-7,Jingshengnansi Street,Tongzhou district,101102 Beijing,P.R.China | DRY01, DDY01, DHRY01, DHDY01, DRY01B, DDY01B, DHRY01B, DHDY01B, DRY02, DRY03, DHRY02, DHRY03, DDY02, DDY03, DHDY02, DHDY03, DRY02B, DRY03B, DHRY02B, DHRY03B, DDY02B, DDY03B, DHDY02E, DHDY03B, DDT01, DHDT01, DDT01B, DHDT01B, DDT02, DDT03, DHDT02, DHDT03, DDT02B, DDT03B, DHDT02B, DHDT03B | Is | Kit konektor ne forme Y-je I perdredhur,per perdorim ne nderhyrjet kirurgjikale | Pajisje nje perdorimeshe
16708 | All-Poly Tibial Component, fixed bearing, Size 4DOWN, H10, All-Poly Tibial Component, fixed bearing, Size 4DOWN, H12, All-Poly Tibial Component, fixed bearing, Size 4DOWN, H14, All-Poly Tibial Component, fixed bearing, Size 5, H10, All-Poly Tibial Component, fixed bearing, Size 5, H12, All-Poly Tibial Component, fixed bearing, Size 5, H14, All-Poly Tibial Component, fixed bearing, Size 6, H10, All-Poly Tibial Component, fixed bearing, Size 6, H12, All-Poly Tibial Component, fixed bearing, Size 6, H14, All-Poly Tibial Component, fixed bearing, Size 7, H10, All-Poly Tibial Component, fixed bearing, Size 7, H12, All-Poly Tibial Component, fixed bearing, Size 7, H14, All-Poly Tibial Component, fixed bearing, Size 8, H10, All-Poly Tibial Component, fixed bearing, Size 8, H12, All-Poly Tibial Component, fixed bearing, Size 8, H14, All-Poly Tibial Component, fixed bearing, Size 9, H10, All-Poly Tibial Component, fixed bearing, Size 9, H12, All-Poly Tibial Component, fixed bearing, Size 9, H14, All-Poly Tibial Component, fixed bearing, Size 10, H10, All-Poly Tibial Component, fixed bearing, Size 10, H12, All-Poly Tibial Component, fixed bearing, Size 10, H14, Patella Component, 25x6 mm, Patella Component, 34x8 mm, Patella Component, 28x6 mm, Patella Component, 31x7 mm, Patella Component, 37x9 mm, Patella Component, 40x10 mm, Modular Stem, D10 L80, Modular Stem, D11 L80, Modular Stem, D12 L80, Modular Stem, D13 L80, Modular Stem, D14 L80, Modular Stem, D15 L80, Modular Stem, D16 L80, Modular Stem, D17 L80, Modular Stem, D18 L80, Modular Stem, D10 L120, Modular Stem, D11 L120, Modular Stem, D12 L120, Modular Stem, D13 L120, Modular Stem, D14 L120, Modular Stem, D15 L120, Modular Stem, D16 L120, Modular Stem, D17 L120, Modular Stem, D18 L120, Modular Stem, D19 L120, Modular Stem, D20 L120, Modular Stem, D11 L160, Modular Stem, D12 L160, Modular Stem, D13 L160, Modular Stem, D14 L160, Modular Stem, D15 L160, Modular Stem, D16 L160, Modular Stem, D17 L160, Modular Stem, D18 L160, Modular Stem, D19 L160, Modular Stem, D20 L160, Modular Stem, D12 L200, Modular Stem, D14 L200, Modular Stem, D16 L200, Modular Stem, D18 L200, Modular Stem, D20 L200, Modular Stem, D22 L200, Modular Stem, D12 L220, Modular Stem, D14 L220, Modular Stem, D16 L220, Modular Stem, D18 L220, Modular Stem, D20 L220, Modular Stem, D22 L220, Modular Stem, D12 L240, Modular Stem, D14 L240, Modular Stem, D16 L240, Modular Stem, D18 L240, Modular Stem, D20 L240, Modular Stem, D22 L240, Modular Stem, Offset 3 mm D10 L80, Modular Stem, Offset 3 mm D11 L80, Modular Stem, Offset 3 mm D12 L80, Modular Stem, Offset 3 mm D13 L80, Modular Stem, Offset 3 mm D14 L80, Modular Stem, Offset 3 mm D15 L80, Modular Stem, Offset 3 mm D16 L80, Modular Stem, Offset 3 mm D17 L80, Modular Stem, Offset 3 mm D18 L80, Modular Stem, Offset 3 mm D10 L120, Modular Stem, Offset 3 mm D11 L120, Modular Stem, Offset 3 mm D12 L120, Modular Stem, Offset 3 mm D13 L120, Modular Stem, Offset 3 mm D14 L120, Modular Stem, Offset 3 mm D15 L120, Modular Stem, Offset 3 mm D16 L120, Modular Stem, Offset 3 mm D17 L120, Modular Stem, Offset 3 mm D18 L120, Modular Stem, Offset 3 mm D19 L120, Modular Stem, Offset 3 mm D20 L120, Modular Stem, Offset 3 mm D11 L160, Modular Stem, Offset 3 mm D12 L160, Modular Stem, Offset 3 mm D13 L160, Modular Stem, Offset 3 mm D14 L160, Modular Stem, Offset 3 mm D15 L160, Modular Stem, Offset 3 mm D16 L160, Modular Stem, Offset 3 mm D17 L160, Modular Stem, Offset 3 mm D18 L160, Modular Stem, Offset 3 mm D19 L160, Modular Stem, Offset 3 mm D20 L160, Modular Stem, Offset 3 mm D12 L200, Modular Stem, Offset 3 mm D14 L200, Modular Stem, Offset 3 mm D16 L200, Modular Stem, Offset 3 mm D18 L200, Modular Stem, Offset 3 mm D20 L200, Modular Stem, Offset 3 mm D22 L200, Modular Stem, Offset 3 mm D12 L220, Modular Stem, Offset 3 mm D14 L220, Modular Stem, Offset 3 mm D16 L220, Modular Stem, Offset 3 mm D18 L220, Modular Stem, Offset 3 mm D20 L220, Modular Stem, Offset 3 mm D22 L220, Modular Stem, Offset 3 mm D12 L240, Modular Stem, Offset 3 mm D14 L240, Modular Stem, Offset 3 mm D16 L240, Modular Stem, Offset 3 mm D18 L240, Modular Stem, Offset 3 mm D20 L240, Modular Stem, Offset 3 mm D22 L240, Modular Stem, Offset 6 mm D10 L80, Modular Stem, Offset 6 mm D11 L80, Modular Stem, Offset 6 mm D12 L80, Modular Stem, Offset 6 mm D13 L80, Modular Stem, Offset 6 mm D14 L80, Modular Stem, Offset 6 mm D15 L80, Modular Stem, Offset 6 mm D16 L80, Modular Stem, Offset 6 mm D17 L80, Modular Stem, Offset 6 mm D18 L80, Modular Stem, Offset 6 mm D10 L120, Modular Stem, Offset 6 mm D11 L120, Modular Stem, Offset 6 mm D12 L120, Modular Stem, Offset 6 mm D13 L120, Modular Stem, Offset 6 mm D14 L120, Modular Stem, Offset 6 mm D15 L120, Modular Stem, Offset 6 mm D16 L120, Modular Stem, Offset 6 mm D17 L120, Modular Stem, Offset 6 mm D18 L120, Modular Stem, Offset 6 mm D19 L120, Modular Stem, Offset 6 mm D20 L120, Modular Stem, Offset 6 mm D11 L160, Modular Stem, Offset 6 mm D112L160, Modular Stem, Offset 6 mm D13 L160, Modular Stem, Offset 6 mm D14 L160, Modular Stem, Offset 6 mm D15 L160, Modular Stem, Offset 6 mm D16 L160, Modular Stem, Offset 6 mm D17 L160, Modular Stem, Offset 6 mm D18 L160, Modular Stem, Offset 6 mm D19 L160, Modular Stem, Offset 6 mm D20 L160, Modular Stem, Offset 6 mm D12 L200, Modular Stem, Offset 6 mm D14 L200, Modular Stem, Offset 6 mm D16 L200, Modular Stem, Offset 6 mm D18 L200, Modular Stem, Offset 6 mm D20 L200, Modular Stem, Offset 6 mm D22 L200, Modular Stem, Offset 6 mm D12 L220, Modular Stem, Offset 6 mm D14 L220, Modular Stem, Offset 6 mm D16 L220, Modular Stem, Offset 6 mm D18 L220, Modular Stem, Offset 6 mm D20 L220, Modular Stem, Offset 6 mm D22 L220, Modular Stem, Offset 6 mm D12 L240, Modular Stem, Offset 6 mm D14 L240, Modular Stem, Offset 6 mm D16 L240, Modular Stem, Offset 6 mm D18 L240, Modular Stem, Offset 6 mm D20 L240, Modular Stem, Offset 6 mm D22 L240, Taper Cap, cemented, Distal Med-R/Lat-L, Size 9-10, H5, Femoral augment, Distal Med-R/Lat-L, Size 9-10, H10, Femoral augment, Distal Lat-R/Med-L, Size 9-10, H5, Femoral augment, Distal Lat-R/Med-L, Size 9-10, H10, Femoral augment, Posterior Med-R/Lat-L, Size 0, H5, Femoral augment, Posterior Lat-R/Med-L, Size 0, H5, Femoral augment, Posterior Med-R/Lat-L, Size 1-2, H5, Femoral augment, Posterior Lat-R/Med-L, Size 1-2, H5, Femoral augment, Posterior Med-R/Lat-L, Size 3-4, H5, Femoral augment, Posterior Med-R/Lat-L, Size 3-4, H10, Femoral augment, Posterior Lat-R/Med-L, Size 3-4, H5, Femoral augment, Posterior Lat-R/Med-L, Size 3-4, H10, Femoral augment, Posterior Med-R/Lat-L, Size 5-6, H5, Femoral augment, Posterior Med-R/Lat-L, Size 5-6, H10, Femoral augment, Posterior Lat-R/Med-L, Size 5-6, H5, Femoral augment, Posterior Lat-R/Med-L, Size 5-6, H10, Femoral augment, Posterior Med-R/Lat-L, Size 7-8, H5, Femoral augment, Posterior Med-R/Lat-L, Size 7-8, H10, Femoral augment, Posterior Lat-R/Med-L, Size 7-8, H5, Femoral augment, Posterior Lat-R/Med-L, Size 7-8, H10, Femoral augment, Posterior Med-R/Lat-L, Size 9-10, H5, Femoral augment, Posterior Med-R/Lat-L, Size 9-10, H10, Femoral augment, Posterior Lat-R/Med-L, Size 9-10, H5, Femoral augment, L-Shaped Med-R/Lat-L, Size 0, H10, Femoral augment, L-Shaped Lat-R/Med-L, Size 0, H10, Femoral augment, L-Shaped Med-R/Lat-L, Size 1-2, H10, Femoral augment, L-Shaped Lat-R/Med-L, Size 1-2, H10, Femoral augment, L-Shaped Med-R/Lat-L, Size 3-4, H15, Femoral augment, L-Shaped Lat-R/Med-L, Size 3-4, H15, Femoral augment, L-Shaped Med-R/Lat-L, Size 5-6, H15, Femoral augment, L-Shaped Lat-R/Med-L, Size 5-6, H15, Femoral augment, L-Shaped Med-R/Lat-L, Size 7-8, H15, Femoral augment, L-Shaped Lat-R/Med-L, Size 7-8, H15, Femoral augment, L-Shaped Med-R/Lat-L, Size 9-10, H15, Femoral augment, L-Shaped Lat-R/Med-L, Size 9-10, H15, Femoral augment, Augment Med-R/Lat-L, Size 1-2, H5, Tibial augment, Augment Med-R/Lat-L, Size 1-2, H10, Tibial augment, Augment Med-R/Lat-L, Size 1-2, H15, Tibial augment, Augment Lat-R/Med-L, Size 1-2, H5, Tibial augment, Augment Lat-R/Med-L, Size 1-2, H10, Tibial augment, Augment Lat-R/Med-L, Size 1-2, H15, Tibial augment, Augment Med-R/Lat-L, Size 3-4, H5, Tibial augment, Augment Med-R/Lat-L, Size 3-4, H10, Tibial augment, Augment Med-R/Lat-L, Size 3-4, H15, Tibial augment, Augment Lat-R/Med-L, Size 3-4, H5, Tibial augment, Augment Lat-R/Med-L, Size 3-4, H10, Tibial augment, Augment Lat-R/Med-L, Size 3-4, H15, Tibial augment, Augment Med-R/Lat-L, Size 5-6, H5, Tibial augment, Augment Med-R/Lat-L, Size 5-6, H10, Tibial augment, Augment Med-R/Lat-L, Size 5-6, H15, Tibial augment, Augment Lat-R/Med-L, Size 5-6, H5, Tibial augment, Augment Lat-R/Med-L, Size 5-6, H10, Tibial augment, Augment Lat-R/Med-L, Size 5-6, H15, Tibial augment, Augment Med-R/Lat-L, Size 7-8, H5, Tibial augment, Augment Med-R/Lat-L, Size 7-8, H10, Tibial augment, Augment Med-R/Lat-L, Size 7-8, H15, Tibial augment, Augment Lat-R/Med-L, Size 7-8, H5, Tibial augment, Augment Lat-R/Med-L, Size 7-8, H10, Tibial augment, Augment Lat-R/Med-L, Size 7-8, H15, Tibial augment, Augment Med-R/Lat-L, Size 9-10, H5, Tibial augment, Augment Med-R/Lat-L, Size 9-10, H10, Tibial augment, Augment Med-R/Lat-L, Size 9-10, H15, Tibial augment, Augment Lat-R/Med-L, Size 9-10, H5, Tibial augment, Augment Lat-R/Med-L, Size 9-10, H10, Tibial augment, Augment Lat-R/Med-L, Size 9-10, H15, Tibial augment, All-Poly Tibial Component, fixed bearing, Size 1, H10, All-Poly Tibial Component, fixed bearing, Size 1, H12, All-Poly Tibial Component, fixed bearing, Size 1, H14, All-Poly Tibial Component, fixed bearing, Size 1UP, H10, All-Poly Tibial Component, fixed bearing, Size 1UP, H12, All-Poly Tibial Component, fixed bearing, Size 1UP, H14, All-Poly Tibial Component, fixed bearing, Size 2, H10, All-Poly Tibial Component, fixed bearing, Size 2, H12, All-Poly Tibial Component, fixed bearing, Size 2, H14, All-Poly Tibial Component, fixed bearing, Size 2UP, H10, All-Poly Tibial Component, fixed bearing, Size 2UP, H12, All-Poly Tibial Component, fixed bearing, Size 2UP, H14, All-Poly Tibial Component, fixed bearing, Size 3, H10, All-Poly Tibial Component, fixed bearing, Size 3, H12, All-Poly Tibial Component, fixed bearing, Size 3, H14, All-Poly Tibial Component, fixed bearing, Size 3DOWN, H10, All-Poly Tibial Component, fixed bearing, Size 3DOWN, H12, All-Poly Tibial Component, fixed bearing, Size 3DOWN, H14, All-Poly Tibial Component, fixed bearing, Size 4, H10, All-Poly Tibial Component, fixed bearing, Size 4, H12, All-Poly Tibial Component, fixed bearing, Size 4, H14, Tibial Component, Monoblock, Fixed bearing, Size 2, PorEx+TiCaP, cementless, Tibial Component, Monoblock, Fixed bearing, Size 3, PorEx+TiCaP, cementless, Tibial Component, Monoblock, Fixed bearing, Size 4, PorEx+TiCaP, cementless, Tibial Component, Monoblock, Fixed bearing, Size 5, PorEx+TiCaP, cementless, Tibial Component, Monoblock, Fixed bearing, Size 6, PorEx+TiCaP, cementless, Tibial Component, Monoblock, Fixed bearing, Size 7, PorEx+TiCaP, cementless, Tibial Component, Monoblock, Fixed bearing, Size 8, PorEx+TiCaP, cementless, Tibial Component, Monoblock, Fixed bearing, Size 9, PorEx+TiCaP, cementless, Tibial Component, Monoblock, Fixed bearing, Size 10, PorEx+TiCaP, cementless, Articulating Surface, CR, fixed bearing, Size 1-2, H10, Articulating Surface, CR, fixed bearing, Size 1-2, H14, Articulating Surface, CR, fixed bearing, Size 1-2, H16, Articulating Surface, CR, fixed bearing, Size 1-2, H18, Articulating Surface, CR, fixed bearing, Size 3-4, H10, Articulating Surface, CR, fixed bearing, Size 3-4, H11, Articulating Surface, CR, fixed bearing, Size 3-4, H12, Articulating Surface, CR, fixed bearing, Size 3-4, H16, Articulating Surface, CR, fixed bearing, Size 3-4, H18, Articulating Surface, CR, fixed bearing, Size 5-6, H10, Articulating Surface, CR, fixed bearing, Size 5-6, H14, Articulating Surface, PS+, fixed bearing, Size 1-2UP, H10, Articulating Surface, PS+, fixed bearing, Size 1-2UP, H12, Articulating Surface, PS+, fixed bearing, Size 3-4, H10, Articulating Surface, PS+, fixed bearing, Size 3-4, H16, Articulating Surface, PS+, fixed bearing, Size 3-4DOWN, H12, Articulating Surface, PS+, fixed bearing, Size 3-4DOWN, H18, Articulating Surface, PS+, fixed bearing, Size 5-6, H10, Articulating Surface, PS+, fixed bearing, Size 5-6, H18, Articulating Surface, PS+, fixed bearing, Size 7-8, H14, Articulating Surface, PS+, fixed bearing, Size 7-8, H16, Articulating Surface, PS+, fixed bearing, Size 9-10, H12, Articulating Surface, PS+, fixed bearing, Size 9-10, H14, Articulating Surface, PS+, fixed bearing, Size 9-10, H16, Articulating Surface, PS+, fixed bearing, Size 9-10, H18, Articulating Surface, CCK, fixed bearing, Size 1-2, H16, Articulating Surface, CCK, fixed bearing, Size 1-2, H18, Articulating Surface, CCK, fixed bearing, Size 1-2, H24, Articulating Surface, CCK, fixed bearing, Size 1-2UP, H10, Articulating Surface, CCK, fixed bearing, Size 1-2UP, H16, Articulating Surface, CCK, fixed bearing, Size 1-2UP, H18, Articulating Surface, CCK, fixed bearing, Size 1-2UP, H20, Articulating Surface, CCK, fixed bearing, Size 3-4, H10, Articulating Surface, CCK, fixed bearing, Size 3-4, H12, Articulating Surface, CCK, fixed bearing, Size 3-4, H14, Articulating Surface, CCK, fixed bearing, Size 3-4DOWN, H14, Articulating Surface, CCK, fixed bearing, Size 3-4DOWN, H16, Articulating Surface, CCK, fixed bearing, Size 3-4DOWN, H18, Articulating Surface, CCK, fixed bearing, Size 3-4DOWN, H22, Articulating Surface, CCK, fixed bearing, Size 3-4DOWN, H24, Articulating Surface, CCK, fixed bearing, Size 5-6, H10, Articulating Surface, CCK, fixed bearing, Size 5-6, H18, Articulating Surface, CCK, fixed bearing, Size 5-6, H20, Articulating Surface, CCK, fixed bearing, Size 5-6, H24, Articulating Surface, CCK, fixed bearing, Size 7-8, H10, Articulating Surface, CCK, fixed bearing, Size 7-8, H18, Articulating Surface, CCK, fixed bearing, Size 7-8, H20, Articulating Surface, CCK, fixed bearing, Size 7-8, H24, Articulating Surface, CCK, fixed bearing, Size 9-10, H10, Articulating Surface, CCK, fixed bearing, Size 9-10, H14, Articulating Surface, CCK, fixed bearing, Size 9-10, H18, Articulating Surface, CCK, fixed bearing, Size 9-10, H20, Distal Med-R/Lat-L, Size 0, H5, Femoral augment, Distal Lat-R/Med-L, Size 0, H5, Femoral augment, Distal Med-R/Lat-L, Size 1-2, H5, Femoral augment, Distal Lat-R/Med-L, Size 1-2, H5, Femoral augment, Distal Med-R/Lat-L, Size 3-4, H5, Femoral augment, Distal Med-R/Lat-L, Size 3-4, H10, Femoral augment, Distal Lat-R/Med-L, Size 3-4, H5, Femoral augment, Distal Lat-R/Med-L, Size 3-4, H10, Femoral augment, Distal Med-R/Lat-L, Size 5-6, H5, Femoral augment, Distal Med-R/Lat-L, Size 5-6, H10, Femoral augment, Distal Lat-R/Med-L, Size 5-6, H5, Femoral augment, Distal Lat-R/Med-L, Size 5-6, H10, Femoral augment, Distal Med-R/Lat-L, Size 7-8, H5, Femoral augment, Distal Med-R/Lat-L, Size 7-8, H10, Femoral augment, Distal Lat-R/Med-L, Size 7-8, H5, Femoral augment, Distal Lat-R/Med-L, Size 7-8, H10, Femoral augment, Articulating Surface, CR, fixed bearing, Size 7-8, H11, Articulating Surface, CR, fixed bearing, Size 7-8, H14, Articulating Surface, CR, fixed bearing, Size 7-8, H16, Articulating Surface, CR, fixed bearing, Size 9-10, H10, Articulating Surface, CR, fixed bearing, Size 9-10, H12, Articulating Surface, CR, fixed bearing, Size 9-10, H14, Articulating Surface, CR, fixed bearing, Size 9-10, H16, Articulating Surface, CR, fixed bearing, Size 9-10, H18, Articulating Surface, PS, fixed bearing, Size 1-2, H10, Articulating Surface, PS, fixed bearing, Size 1-2, H12, Articulating Surface, PS, fixed bearing, Size 1-2, H14, Articulating Surface, PS, fixed bearing, Size 1-2UP, H11, Articulating Surface, PS, fixed bearing, Size 1-2UP, H16, Articulating Surface, PS, fixed bearing, Size 1-2UP, H18, Articulating Surface, PS, fixed bearing, Size 3-4, H10, Articulating Surface, PS, fixed bearing, Size 3-4, H11, Articulating Surface, PS, fixed bearing, Size 3-4, H12, Articulating Surface, PS, fixed bearing, Size 3-4, H16, Articulating Surface, PS, fixed bearing, Size 3-4DOWN, H10, Articulating Surface, PS, fixed bearing, Size 3-4DOWN, H11, Articulating Surface, PS, fixed bearing, Size 5-6, H11, Articulating Surface, PS, fixed bearing, Size 5-6, H12, Articulating Surface, PS, fixed bearing, Size 5-6, H16, Articulating Surface, PS, fixed bearing, Size 7-8, H10, Articulating Surface, PS, fixed bearing, Size 7-8, H11, Articulating Surface, PS, fixed bearing, Size 7-8, H14, Articulating Surface, PS, fixed bearing, Size 7-8, H16, Articulating Surface, PS, fixed bearing, Size 7-8, H18, Articulating Surface, PS+, fixed bearing, Size 1-2, H11, Articulating Surface, PS+, fixed bearing, Size 1-2, H12, Articulating Surface, PS+, fixed bearing, Size 1-2, H14, Articulating Surface, PS+, fixed bearing, Size 1-2, H16, Articulating Surface, PS+, fixed bearing, Size 1-2, H18, Articulating Surface, PS+, fixed bearing, Size 1-2UP, H11, Articulating Surface, PS+, fixed bearing, Size 1-2UP, H14, Articulating Surface, PS+, fixed bearing, Size 1-2UP, H16, Articulating Surface, PS+, fixed bearing, Size 1-2UP, H18, Articulating Surface, PS+, fixed bearing, Size 3-4, H11, Articulating Surface, PS+, fixed bearing, Size 3-4, H12, Articulating Surface, PS+, fixed bearing, Size 3-4, H14, Articulating Surface, PS+, fixed bearing, Size 3-4, H18, Articulating Surface, PS+, fixed bearing, Size 3-4DOWN, H10, Articulating Surface, PS+, fixed bearing, Size 3-4DOWN, H11, Articulating Surface, PS+, fixed bearing, Size 3-4DOWN, H14, Articulating Surface, PS+, fixed bearing, Size 3-4DOWN, H16, Articulating Surface, PS+, fixed bearing, Size 5-6, H11, Articulating Surface, PS+, fixed bearing, Size 5-6, H12, Articulating Surface, PS+, fixed bearing, Size 5-6, H14, Articulating Surface, PS+, fixed bearing, Size 5-6, H16, Articulating Surface, PS+, fixed bearing, Size 7-8, H10, Articulating Surface, PS+, fixed bearing, Size 7-8, H11, Articulating Surface, PS+, fixed bearing, Size 7-8, H12, Articulating Surface, PS+, fixed bearing, Size 7-8, H18, Articulating Surface, PS+, fixed bearing, Size 9-10, H10, Articulating Surface, PS+, fixed bearing, Size 9-10, H11, Articulating Surface, CCK, fixed bearing, Size 1-2, H10, Articulating Surface, CCK, fixed bearing, Size 1-2, H12, Articulating Surface, CCK, fixed bearing, Size 1-2, H14, Articulating Surface, CCK, fixed bearing, Size 1-2, H20, Articulating Surface, CCK, fixed bearing, Size 1-2, H22, Articulating Surface, CCK, fixed bearing, Size 1-2UP, H12, Articulating Surface, CCK, fixed bearing, Size 1-2UP, H14, Articulating Surface, CCK, fixed bearing, Size 1-2UP, H22, Articulating Surface, CCK, fixed bearing, Size 1-2UP, H24, Articulating Surface, CCK, fixed bearing, Size 3-4, H16, Articulating Surface, CCK, fixed bearing, Size 3-4, H18, Articulating Surface, CCK, fixed bearing, Size 3-4, H20, Articulating Surface, CCK, fixed bearing, Size 3-4, H22, Articulating Surface, CCK, fixed bearing, Size 3-4, H24, Articulating Surface, CCK, fixed bearing, Size 3-4DOWN, H10, Articulating Surface, CCK, fixed bearing, Size 3-4DOWN, H12, Articulating Surface, CCK, fixed bearing, Size 3-4DOWN, H20, Articulating Surface, CCK, fixed bearing, Size 5-6, H12, Articulating Surface, CCK, fixed bearing, Size 5-6, H14, Articulating Surface, CCK, fixed bearing, Size 5-6, H16, Articulating Surface, CCK, fixed bearing, Size 5-6, H22, Articulating Surface, CCK, fixed bearing, Size 7-8, H12, Articulating Surface, CCK, fixed bearing, Size 7-8, H14, Articulating Surface, CCK, fixed bearing, Size 7-8, H16, Articulating Surface, CCK, fixed bearing, Size 7-8, H22, Articulating Surface, CCK, fixed bearing, Size 9-10, H12, Articulating Surface, CCK, fixed bearing, Size 9-10, H16, Articulating Surface, CCK, fixed bearing, Size 9-10, H22, Articulating Surface, CCK, fixed bearing, Size 9-10, H24, Articulating Surface, CR, fixed bearing, Size 1-2, H11, Articulating Surface, CR, fixed bearing, Size 1-2, H12, Articulating Surface, CR, fixed bearing, Size 3-4, H14, Articulating Surface, CR, fixed bearing, Size 5-6, H11, Articulating Surface, CR, fixed bearing, Size 5-6, H12, Articulating Surface, CR, fixed bearing, Size 5-6, H16, Articulating Surface, CR, fixed bearing, Size 5-6, H18, Articulating Surface, CR, fixed bearing, Size 7-8, H10, Articulating Surface, CR, fixed bearing, Size 7-8, H12, Articulating Surface, CR, fixed bearing, Size 7-8, H18, Articulating Surface, CR, fixed bearing, Size 9-10, H11, Articulating Surface, PS, fixed bearing, Size 1-2, H11, Articulating Surface, PS, fixed bearing, Size 1-2, H16, Articulating Surface, PS, fixed bearing, Size 1-2, H18, Articulating Surface, PS, fixed bearing, Size 1-2UP, H10, Articulating Surface, PS, fixed bearing, Size 1-2UP, H12, Articulating Surface, PS, fixed bearing, Size 1-2UP, H14, Articulating Surface, PS, fixed bearing, Size 3-4, H14, Articulating Surface, PS, fixed bearing, Size 3-4, H18, Articulating Surface, PS, fixed bearing, Size 3-4DOWN, H12, Articulating Surface, PS, fixed bearing, Size 3-4DOWN, H14, Articulating Surface, PS, fixed bearing, Size 3-4DOWN, H16, Articulating Surface, PS, fixed bearing, Size 3-4DOWN, H18, Articulating Surface, PS, fixed bearing, Size 5-6, H10, Articulating Surface, PS, fixed bearing, Size 5-6, H14, Articulating Surface, PS, fixed bearing, Size 5-6, H18, Articulating Surface, PS, fixed bearing, Size 7-8, H12, Articulating Surface, PS, fixed bearing, Size 9-10, H10, Articulating Surface, PS, fixed bearing, Size 9-10, H11, Articulating Surface, PS, fixed bearing, Size 9-10, H12, Articulating Surface, PS, fixed bearing, Size 9-10, H14, Articulating Surface, PS, fixed bearing, Size 9-10, H16, Articulating Surface, PS, fixed bearing, Size 9-10, H18, Articulating Surface, PS+, fixed bearing, Size 1-2, H10, Femoral Component, CR, Size 0, Left, PorEx+TiCaP, cementless, Femoral Component, CR, Size 1, Left, PorEx+TiCaP, cementless, Femoral Component, CR, Size 2, Left, PorEx+TiCaP, cementless, Femoral Component, CR, Size 3, Left, PorEx+TiCaP, cementless, Femoral Component, CR, Size 3+, Left, PorEx+TiCaP, cementless, Femoral Component, CR, Size 4, Left, PorEx+TiCaP, cementless, Femoral Component, CR, Size 4+, Left, PorEx+TiCaP, cementless, Femoral Component, CR, Size 5, Left, PorEx+TiCaP, cementless, Femoral Component, CR, Size 5+, Left, PorEx+TiCaP, cementless, Femoral Component, CR, Size 6, Left, PorEx+TiCaP, cementless, Femoral Component, CR, Size 7, Left, PorEx+TiCaP, cementless, Femoral Component, CR, Size 8, Left, PorEx+TiCaP, cementless, Femoral Component, CR, Size 9, Left, PorEx+TiCaP, cementless, Femoral Component, CR, Size 10, Left, PorEx+TiCaP, cementless, Femoral Component, PS, Size 0, Right, PorEx+TiCaP, cementless, Femoral Component, PS, Size 1, Right, PorEx+TiCaP, cementless, Femoral Component, PS, Size 2, Right, PorEx+TiCaP, cementless, Femoral Component, PS, Size 3, Right, PorEx+TiCaP, cementless, Femoral Component, PS, Size 3+, Right, PorEx+TiCaP, cementless, Femoral Component, PS, Size 4, Right, PorEx+TiCaP, cementless, Femoral Component, PS, Size 4+, Right, PorEx+TiCaP, cementless, Femoral Component, PS, Size 5, Right, PorEx+TiCaP, cementless, Femoral Component, PS, Size 5+, Right, PorEx+TiCaP, cementless, Femoral Component, PS, Size 6, Right, PorEx+TiCaP, cementless, Femoral Component, PS, Size 7, Right, PorEx+TiCaP, cementless, Femoral Component, PS, Size 8, Right, PorEx+TiCaP, cementless, Femoral Component, PS, Size 9, Right, PorEx+TiCaP, cementless, Femoral Component, PS, Size 10, Right, PorEx+TiCaP, cementless, Femoral Component, PS, Size 0, Left, PorEx+TiCaP, cementless, Femoral Component, PS, Size 1, Left, PorEx+TiCaP, cementless, Femoral Component, PS, Size 2, Left, PorEx+TiCaP, cementless, Femoral Component, PS, Size 3, Left, PorEx+TiCaP, cementless, Femoral Component, PS, Size 3+, Left, PorEx+TiCaP, cementless, Femoral Component, PS, Size 4, Left, PorEx+TiCaP, cementless, Femoral Component, PS, Size 4+, Left, PorEx+TiCaP, cementless, Femoral Component, PS, Size 5, Left, PorEx+TiCaP, cementless, Femoral Component, PS, Size 5+, Left, PorEx+TiCaP, cementless, Femoral Component, PS, Size 6, Left, PorEx+TiCaP, cementless, Femoral Component, PS, Size 7, Left, PorEx+TiCaP, cementless, Femoral Component, PS, Size 8, Left, PorEx+TiCaP, cementless, Femoral Component, PS, Size 9, Left, PorEx+TiCaP, cementless, Femoral Component, PS, Size 10, Left, PorEx+TiCaP, cementless, Tibial Component, Monoblock, fixed bearing, Size 1, Tibial Component, Monoblock, fixed bearing, Size 2, Tibial Component, Monoblock, fixed bearing, Size 3, Tibial Component, Monoblock, fixed bearing, Size 4, Tibial Component, Monoblock, fixed bearing, Size 5, Tibial Component, Monoblock, fixed bearing, Size 6, Tibial Component, Monoblock, fixed bearing, Size 7, Tibial Component, Monoblock, fixed bearing, Size 8, Tibial Component, Monoblock, fixed bearing, Size 9, Tibial Component, Monoblock, fixed bearing, Size 10, Tibial Component, Modular, fixed bearing Size 1, Tibial Component, Modular, fixed bearing Size 2, Tibial Component, Modular, fixed bearing Size 3, Tibial Component, Modular, fixed bearing Size 4, Tibial Component, Modular, fixed bearing Size 5, Tibial Component, Modular, fixed bearing Size 6, Tibial Component, Modular, fixed bearing Size 7, Tibial Component, Modular, fixed bearing Size 8, Tibial Component, Modular, fixed bearing Size 9, Tibial Component, Modular, fixed bearing Size 10, Tibial Component, Monoblock, Fixed bearing, Size1, PorEx, cemented, Tibial Component, Monoblock, Fixed bearing, Size2, PorEx, cemented, Tibial Component, Monoblock, Fixed bearing, Size3, PorEx, cemented, Tibial Component, Monoblock, Fixed bearing, Size4, PorEx, cemented, Tibial Component, Monoblock, Fixed bearing, Size5, PorEx, cemented, Tibial Component, Monoblock, Fixed bearing, Size 6, PorEx, cemented, Tibial Component, Monoblock, Fixed bearing, Size 7, PorEx, cemented, Tibial Component, Monoblock, Fixed bearing, Size 8, PorEx, cemented, Tibial Component, Monoblock, Fixed bearing, Size 9, PorEx, cemented, Tibial Component, Monoblock, Fixed bearing, Size 10, PorEx, cemented, Tibial Component, Modular, Fixed bearing, Size 1, PorEx, cemented, Tibial Component, Modular, Fixed bearing, Size 2, PorEx, cemented, Tibial Component, Modular, Fixed bearing, Size 3, PorEx, cemented, Tibial Component, Modular, Fixed bearing, Size 4, PorEx, cemented, Tibial Component, Modular, Fixed bearing, Size 5, PorEx, cemented, Tibial Component, Modular, Fixed bearing, Size 6, PorEx, cemented, Tibial Component, Modular, Fixed bearing, Size 7, PorEx, cemented, Tibial Component, Modular, Fixed bearing, Size 8, PorEx, cemented, Tibial Component, Modular, Fixed bearing, Size 9, PorEx, cemented, Tibial Component, Modular, Fixed bearing, Size 10, PorEx, cemented, Tibial Component, Monoblock, Fixed bearing, Size 1, PorEx+TiCaP, cementless, Femoral Component, PS, Size 3+, Right PorEx, cemented, Femoral Component, PS, Size 4, Right PorEx, cemented, Femoral Component, PS, Size 4+, Right PorEx, cemented, Femoral Component, PS, Size 5, Right PorEx, cemented, Femoral Component, PS, Size 5+, Right PorEx, cemented, Femoral Component, PS, Size 6, Right PorEx, cemented, Femoral Component, PS, Size 7, Right PorEx, cemented, Femoral Component, PS, Size 8, Right PorEx, cemented, Femoral Component, PS, Size 9, Right PorEx, cemented, Femoral Component, PS, Size 10, Right PorEx, cemented, Femoral Component, PS, Size 0, Left, PorEx, cemented, Femoral Component, PS, Size 1, Left, PorEx, cemented, Femoral Component, PS, Size 2, Left, PorEx, cemented, Femoral Component, PS, Size 3, Left, PorEx, cemented, Femoral Component, PS, Size 3+, Left, PorEx, cemented, Femoral Component, PS, Size 4, Left, PorEx, cemented, Femoral Component, PS, Size 4+, Left, PorEx, cemented, Femoral Component, PS, Size 5, Left, PorEx, cemented, Femoral Component, PS, Size 5+, Left, PorEx, cemented, Femoral Component, PS, Size 6, Left, PorEx, cemented, Femoral Component, PS, Size 7, Left, PorEx, cemented, Femoral Component, PS, Size 8, Left, PorEx, cemented, Femoral Component, PS, Size 9, Left, PorEx, cemented, Femoral Component, PS, Size 10, Left, PorEx, cemented, Femoral Component, CCK, Size 0, Right, PorEx, cemented, Femoral Component, CCK, Size 1, Right, PorEx, cemented, Femoral Component, CCK, Size 2, Right, PorEx, cemented, Femoral Component, CCK, Size 3, Right, PorEx, cemented, Femoral Component, CCK, Size 3+, Right, PorEx, cemented, Femoral Component, CCK, Size 4, Right, PorEx, cemented, Femoral Component, CCK, Size 4+, Right, PorEx, cemented, Femoral Component, CCK, Size 5, Right, PorEx, cemented, Femoral Component, CCK, Size 5+, Right, PorEx, cemented, Femoral Component, CCK, Size 6, Right, PorEx, cemented, Femoral Component, CCK, Size 7, Right, PorEx, cemented, Femoral Component, CCK, Size 8, Right, PorEx, cemented, Femoral Component, CCK, Size 9, Right, PorEx, cemented, Femoral Component, CCK, Size 10, Right, PorEx, cemented, Femoral Component, CCK, Size 0, Left, PorEx, cemented, Femoral Component, CCK, Size 1, Left, PorEx, cemented, Femoral Component, CCK, Size 2, Left, PorEx, cemented, Femoral Component, CCK, Size 3, Left, PorEx, cemented, Femoral Component, CCK, Size 3+, Left, PorEx, cemented, Femoral Component, CCK, Size 4, Left, PorEx, cemented, Femoral Component, CCK, Size 4+, Left, PorEx, cemented, Femoral Component, CCK, Size 5, Left, PorEx, cemented, Femoral Component, CCK, Size 5+, Left, PorEx, cemented, Femoral Component, CCK, Size 6, Left, PorEx, cemented, Femoral Component, CCK, Size 7, Left, PorEx, cemented, Femoral Component, CCK, Size 8, Left, PorEx, cemented, Femoral Component, CCK, Size 9, Left, PorEx, cemented, Femoral Component, CCK, Size 10, Left, PorEx, cemented, Femoral Component, CR, Size 0, Right, PorEx+TiCaP, cementless, Femoral Component, CR, Size 1, Right PorEx+TiCaP, cementless, Femoral Component, CR, Size 2, Right, PorEx+TiCaP, cementless, Femoral Component, CR, Size 3, Right, PorEx+TiCaP, cementless, Femoral Component, CR, Size 3+, Right, PorEx+TiCaP, cementless, Femoral Component, CR, Size 4, Right, PorEx+TiCaP, cementless, Femoral Component, CR, Size 4+, Right, PorEx+TiCaP, cementless, Femoral Component, CR, Size 5, Right, PorEx+TiCaP, cementless, Femoral Component, CR, Size 5+, Right, PorEx+TiCaP, cementless, Femoral Component, CR, Size 6, Right, PorEx+TiCaP, cementless, Femoral Component, CR, Size 7, Right, PorEx+TiCaP, cementless, Femoral Component, CR, Size 8, Right, PorEx+TiCaP, cementless, Femoral Component, CR, Size 9, Right, PorEx+TiCaP, cementless, Femoral Component, CR, Size 10, Right, PorEx+TiCaP, cementless, Femoral Component, CR, Size 0, Right, cemented, Femoral Component, CR, Size 1, Right cemented, Femoral Component, CR, Size 2, Right cemented, Femoral Component, CR, Size 3, Right cemented, Femoral Component, CR, Size 3+, Right cemented, Femoral Component, CR, Size 4, Right cemented, Femoral Component, CR, Size 4+, Right cemented, Femoral Component, CR, Size 5, Right cemented, Femoral Component, CR, Size 5+, Right cemented, Femoral Component, CR, Size 6, Right cemented, Femoral Component, CR, Size 7, Right cemented, Femoral Component, CR, Size 8, Right cemented, Femoral Component, CR, Size 9, Right cemented, Femoral Component, CR, Size 10, Right cemented, Femoral Component, CR, Size 0, Left, cemented, Femoral Component, CR, Size 1, Left, cemented, Femoral Component, CR, Size 2, Left, cemented, Femoral Component, CR, Size 3, Left, cemented, Femoral Component, CR, Size 3+, Left, cemented, Femoral Component, CR, Size 4, Left, cemented, Femoral Component, CR, Size 4+, Left, cemented, Femoral Component, CR, Size 5, Left, cemented, Femoral Component, CR, Size 5+, Left, cemented, Femoral Component, CR, Size 6, Left, cemented, Femoral Component, CR, Size 7, Left, cemented, Femoral Component, CR, Size 8, Left, cemented, Femoral Component, CR, Size 9, Left, cemented, Femoral Component, CR, Size 10, Left, cemented, Femoral Component, PS, Size 0, Right, cemented, Femoral Component, PS, Size 1, Right cemented, Femoral Component, PS, Size 2, Right cemented, Femoral Component, PS, Size 3, Right cemented, Femoral Component, PS, Size 3+, Right cemented, Femoral Component, PS, Size 4, Right cemented, Femoral Component, PS, Size 4+, Right cemented, Femoral Component, PS, Size 5, Right cemented, Femoral Component, PS, Size 5+, Right cemented, Femoral Component, PS, Size 6, Right cemented, Femoral Component, PS, Size 7, Right cemented, Femoral Component, PS, Size 8, Right cemented, Femoral Component, PS, Size 9, Right cemented, Femoral Component, PS, Size 10, Right cemented, Femoral Component, PS, Size 0, | OrthoNet 360 | 2024-06-11T00:00:00.000+02:00 | Waldemar Link GmbH & Co. KG Barkhausenweg 10 22339 Hamburg, Germany | 880-414/21, 880-414/22, 880-414/23, 880-415/11, 880-415/12, 880-415/13, 880-416/11, 880-416/12, 880-416/13, 880-417/11, 880-417/12, 880-417/13, 880-418/11, 880-418/12, 880-418/13, 880-419/11, 880-419/12, 880-419/13, 880-41X/11, 880-41X/12, 880-41X/13, 880-501/25, 880-501/28, 880-501/31, 880-501/34, 880-501/37, 880-501/40, 880-511/25, 880-511/28, 880-511/31, 880-511/34, 880-511/37, 880-511/40, 880-601/10, 880-601/11, 880-601/12, 880-601/13, 880-601/14, 880-601/15, 880-601/16, 880-601/17, 880-601/18, 880-603/10, 880-603/11, 880-603/12, 880-603/13, 880-603/14, 880-603/15, 880-603/16, 880-603/17, 880-603/18, 880-603/19, 880-603/20, 880-605/11, 880-605/12, 880-605/13, 880-605/14, 880-605/15, 880-605/16, 880-605/17, 880-605/18, 880-605/19, 880-605/20, 880-607/12, 880-607/14, 880-607/16, 880-607/18, 880-607/20, 880-607/22, 880-608/12, 880-608/14, 880-608/16, 880-608/18, 880-608/20, 880-608/22, 880-609/12, 880-609/14, 880-609/16, 880-609/18, 880-609/20, 880-609/22, 880-611/10, 880-611/11, 880-611/12, 880-611/13, 880-611/14, 880-611/15, 880-611/16, 880-611/17, 880-611/18, 880-613/10, 880-613/11, 880-613/12, 880-613/13, 880-613/14, 880-613/15, 880-613/16, 880-613/17, 880-613/18, 880-613/19, 880-613/20, 880-615/11, 880-615/12, 880-615/13, 880-615/14, 880-615/15, 880-615/16, 880-615/17, 880-615/18, 880-615/19, 880-615/20, 880-617/12, 880-617/14, 880-617/16, 880-617/18, 880-617/20, 880-617/22, 880-618/12, 880-618/14, 880-618/16, 880-618/18, 880-618/20, 880-618/22, 880-619/12, 880-619/14, 880-619/16, 880-619/18, 880-619/20, 880-619/22, 880-621/10, 880-621/11, 880-621/12, 880-621/13, 880-621/14, 880-621/15, 880-621/16, 880-621/17, 880-621/18, 880-623/10, 880-623/11, 880-623/12, 880-623/13, 880-623/14, 880-623/15, 880-623/16, 880-623/17, 880-623/18, 880-623/19, 880-623/20, 880-625/11, 880-625/12, 880-625/13, 880-625/14, 880-625/15, 880-625/16, 880-625/17, 880-625/18, 880-625/19, 880-625/20, 880-627/12, 880-627/14, 880-627/16, 880-627/18, 880-627/20, 880-627/22, 880-628/12, 880-628/14, 880-628/16, 880-628/18, 880-628/20, 880-628/22, 880-629/12, 880-629/14, 880-629/16, 880-629/18, 880-629/20, 880-629/22, 880-700/00, 880-700/10, 880-309/11, 880-309/12, 880-309/21, 880-309/22, 880-310/11, 880-310/21, 880-311/11, 880-311/21, 880-313/11, 880-313/12, 880-313/21, 880-313/22, 880-315/11, 880-315/12, 880-315/21, 880-315/22, 880-317/11, 880-317/12, 880-317/21, 880-317/22, 880-319/11, 880-319/12, 880-319/21, 880-319/22, 880-320/12, 880-320/22, 880-321/12, 880-321/22, 880-323/13, 880-323/23, 880-325/13, 880-325/23, 880-327/13, 880-327/23, 880-329/13, 880-329/23, 880-331/11, 880-331/12, 880-331/13, 880-331/21, 880-331/22, 880-331/23, 880-333/11, 880-333/12, 880-333/13, 880-333/21, 880-333/22, 880-333/23, 880-335/11, 880-335/12, 880-335/13, 880-335/21, 880-335/22, 880-335/23, 880-337/11, 880-337/12, 880-337/13, 880-337/21, 880-337/22, 880-337/23, 880-339/11, 880-339/12, 880-339/13, 880-339/21, 880-339/22, 880-339/23, 880-411/11, 880-411/12, 880-411/13, 880-411/21, 880-411/22, 880-411/23, 880-412/11, 880-412/12, 880-412/13, 880-412/21, 880-412/22, 880-412/23, 880-413/11, 880-413/12, 880-413/13, 880-413/21, 880-413/22, 880-413/23, 880-414/11, 880-414/12, 880-414/13, 880-130/20, 880-130/30, 880-130/40, 880-130/50, 880-130/60, 880-130/70, 880-130/80, 880-130/90, 880-130/X0, 880-201/10, 880-201/11, 880-201/12, 880-201/14, 880-201/16, 880-201/18, 880-203/10, 880-203/11, 880-203/12, 880-203/14, 880-203/16, 880-203/18, 880-205/10, 880-205/11, 880-205/12, 880-205/14, 880-205/16, 880-205/18, 880-207/10, 880-261/11, 880-261/12, 880-261/14, 880-261/16, 880-261/18, 880-262/10, 880-262/11, 880-262/12, 880-262/14, 880-262/16, 880-262/18, 880-263/10, 880-263/11, 880-263/12, 880-263/14, 880-263/16, 880-263/18, 880-264/10, 880-264/11, 880-264/12, 880-264/14, 880-264/16, 880-264/18, 880-265/10, 880-265/11, 880-265/12, 880-265/14, 880-265/16, 880-265/18, 880-267/10, 880-267/11, 880-267/12, 880-267/14, 880-267/16, 880-267/18, 880-269/10, 880-269/11, 880-269/12, 880-269/14, 880- | Klasa III | Implant ortopedik I cili perdoret ne protezat e gjurit. | Pajisje te implantueshme jo aktive
16709 | LCU Hip System, Hip Prosthesis Stem, cementless, HX, L= 115 | OrthoNet 360 | 2024-06-11T00:00:00.000+02:00 | Waldemar Link GmbH & Co. KG Barkhausenweg 10 22339 Hamburg, Germany | 165-012/26, 165-013/26, 165-014/26, 165-015/26, 165-016/26, 165-017/26, 165-018/26, 165-019/26, 165-020/26, 292-126/26, 292-127/26, 298-120/26, 298-121/26, 165-112/26, 165-113/26, 165-114/26, 165-115/26, 165-116/26, 165-117/26, 165-118/26, 165-119/26, 165-120/26, 292-186/26, 292-187/26, 165-312/26, 165-313/26, 165-314/26, 165-315/26, 165-316/26, 165-317/26, 165-318/26, 165-319/26, 165-320/26, 165-321/26, 165-32Z/26, 165-412/26, 165-413/26, 165-414/26, 165-415/26, 165-416/26, 165-417/26, 165-418/26, 165-419/26, 165-420/26, 165-421/26, 165-422/26, 165-512/26, 165-513/26, 165-514/26, 165-515/26, 165-516/26, 165-517/26, 165-518/26, 165-519/26, 165-520/26, 165-521/26, 165-522/26, 165-612/26, 165-613/26, 165-614/26, 165-615/26, 165-616/26, 165-617/26, 165-618/26, 165-619/26, 165-620/26, 165-621/26, 165-622/26 | Klasa III | Implant ortopedik jo-aktiv, I cili perdoret ne protezat kokso-femorale. | Pajisje te implantueshme jo aktive
mm, Sz. 8, standard, CCD 130°, Tilastan, straight, Taper 12/14, LCU Hip System, Hip Prosthesis Stem, cementless, HX, L= 130
mm, Sz. 9, standard, CCD 130°, Tilastan, straight, Taper 12/14, LCU Hip System, Hip Prosthesis Stem, cementless, HX, L= 140
mm, Sz. 10, standard, CCD 130°, Tilastan, straight, Taper 12/14, LCU Hip System, Hip Prosthesis Stem, cementless, HX, L= 145
mm, Sz. 11, standard, CCD 130°, Tilastan, straight, Taper 12/14, LCU Hip System, Hip Prosthesis Stem, cementless, HX, L= 150
mm, Sz. 12, standard, CCD 130°, Tilastan, straight, Taper 12/14 , LCU Hip System, Hip Prosthesis Stem, cementless, HX, L= 155
mm, Sz. 13, standard, CCD 130°, Tilastan, straight, Taper 12/14, LCU Hip System, Hip Prosthesis Stem, cementless, HX, L= 160
mm, Sz. 14, standard, CCD 130°, Tilastan, straight, Taper 12/14, LCU Hip System, Hip Prosthesis Stem, cementless, HX, L= 165
mm, Sz. 15, standard, CCD 130°, Tilastan, straight, Taper 12/14, LCU Hip System, Hip Prosthesis Stem, cementless, HX, L= 170
mm, Sz. 16, standard, CCD 130°, Tilastan, straight, Taper 12/14, LCU Hip System, Hip Prosthesis Stem, cementless, HX, L= 180
mm, Sz. 18, standard, CCD 130°, Tilastan, straight, Taper 12/14, LCU Hip System, Hip Prosthesis Stem, cementless, HX, L= 190
mm, Sz. 20, standard, CCD 130°, Tilastan, straight, Taper 12/14, LCU Hip System, Hip Prosthesis Stem, cementless, HX, L= 115
mm, Sz. 20, medialized, CCD 140°, Tilastan, straight, Taper
12/14, LCU Hip System, Hip Prosthesis Stem, cementless, HX, L= 130
mm, Sz. 20, medialized, CCD 140°, Tilastan, straight, Taper
12/14, LCU Hip System, Hip Prosthesis Stem, cementless, HX, L= 115
mm, Sz. 8, laterialized, CCD 125°, Tilastan, straight, Taper 12/14, LCU Hip System, Hip Prosthesis Stem, cementless, HX, L= 130
mm, Sz. 9, laterialized, CCD 125°, Tilastan, straight, Taper 12/14, LCU Hip System, Hip Prosthesis Stem, cementless, HX, L= 140
mm, Sz. 10, laterialized, CCD 125°, Tilastan, straight, Taper 12/14, LCU Hip System, Hip Prosthesis Stem, cementless, HX, L= 145
mm, Sz. 11, laterialized, CCD 125°, Tilastan, straight, Taper
12/14, LCU Hip System, Hip Prosthesis Stem, cementless, HX, L= 150
mm, Sz. 12, laterialized, CCD 125°, Tilastan, straight, Taper 12/14, LCU Hip System, Hip Prosthesis Stem, cementless, HX, L= 155
mm, Sz. 13, laterialized, CCD 125°, Tilastan, straight, Taper 12/14, LCU Hip System, Hip Prosthesis Stem, cementless, HX, L= 160
mm, Sz. 14, laterialized, CCD 125°, Tilastan, straight, Taper
12/14, LCU Hip System, Hip Prosthesis Stem, cementless, HX, L= 165
mm, Sz. 15, Materialized, CCD 125°, Tilastan, straight, Taper 12/14, LCU Hip System, Hip Prosthesis Stem, cementless, HX, L= 170
mm, Sz. 16, laterialized, CCD 125°, Tilastan, straight, Taper 12/14, LCU Hip System, Hip Prosthesis Stem, cementless, HX, L= 180
mm, Sz. 18, laterialized, CCD 125°, Tilastan, straight, Taper 12/14, LCU Hip System, Hip Prosthesis Stem, cementless, HX, L= 190
mm, Sz. 20, laterialized, CCD 125°, Tilastan, straight, Taper
12/14, LCU Hip System, Hip Prosthesis Stem, cementless, PoroLink,
L= 115 mm, Sz. 8, standard, CCD 130°, Tilastan, straight, Taper 12/14, LCU Hip System, Hip Prosthesis Stem, cementless, PoroLink,
L= 130 mm, Sz. 9, standard, CCD 130°, Tilastan, straight, Taper
12/14, LCU Hip System, Hip Prosthesis Stem, cementless, PoroLink,
L= 140 mm, Sz. 10, standard, CCD 130°, Tilastan, straight, Taper 12/14, LCU Hip System, Hip Prosthesis Stem, cementless, PoroLink,
L= 145 mm, Sz. 11, standard, CCD 130°, Tilastan, straight,
Taper 12/14 , LCU Hip System, Hip Prosthesis Stem, cementless, PoroLink,
L= 150 mm, Sz. 12, standard, CCD 130°, Tilastan, straight, Taper 12/14, LCU Hip System, Hip Prosthesis Stem, cementless, PoroLink,
L= 155 mm, Sz. 13, standard, CCD 130°, Tilastan, straight, Taper 12/14, LCU Hip System, Hip Prosthesis Stem, cementless, PoroLink,
L= 160 mm, Sz. 14, standard, CCD 130°, Tilastan, straight,
Taper 12/14 , LCU Hip System, Hip Prosthesis Stem, cementless, PoroLink, L= 165 mm, Sz. 15, standard, CCD 130°, Tilastan, straight, Taper 12/14, LCU Hip System, Hip Prosthesis Stem, cementless, PoroLink,
L= 170 mm, Sz. 16, standard, CCD 130°, Tilastan, straight, Taper 12/14, LCU Hip System, Hip Prosthesis Stem, cementless, PoroLink,L= 180 mm, Sz. 18, standard, CCD 130°, Tilastan, straight,Taper 12/14 , LCU Hip System, Hip Prosthesis Stem, cementless, PoroLink,
L= 190 mm, Sz. 20, standard, CCD 130°, Tilastan, straight, Taper 12/14, LCU Hip System, Hip Prosthesis Stem, cementless, PoroLink,
L= 115 mm, Sz. 8, laterialized, CCD 125°, Tilastan, straight,
Taper 12/14 , LCU Hip System, Hip Prosthesis Stem, cementless, PoroLink, L= 130 mm, Sz. 9, laterialized, CCD 125°, Tilastan, straight,
Taper 12/14, LCU Hip System, Hip Prosthesis Stem, cementless, PoroLink,
L= 140 mm, Sz. 10, Materialized, CCD 125°, Tilastan, straight, Taper 12/14, LCU Hip System, Hip Prosthesis Stem, cementless, PoroLink,
L= 145 mm, Sz. 11, laterialized, CCD 125°, Tilastan, straight,
Taper 12/14 , LCU Hip System, Hip Prosthesis Stem, cementless, PoroLink,
L= 150 mm, Sz. 12, laterialized, CCD 125°, Tilastan, straight, Taper 12/14, LCU Hip System, Hip Prosthesis Stem, cementless, PoroLink,
L= 155 mm, Sz. 13, laterialized, CCD 125°, Tilastan, straight, Taper 12/14, LCU Hip System, Hip Prosthesis Stem, cementless, PoroLink,
L= 160 mm, Sz. 14, laterialized, CCD 125°, Tilastan, straight,
Taper 12/14 , LCU Hip System, Hip Prosthesis Stem, cementless, PoroLink,
L= 165 mm, Sz. 15, laterialized, CCD 125°, Tilastan, straight, Taper 12/14, LCU Hip System, Hip Prosthesis Stem, cementless, PoroLink,
L= 170 mm, Sz. 16, laterialized, CCD 125°, Tilastan, straight,
Taper 12/14 , LCU Hip System, Hip Prosthesis Stem, cementless, PoroLink,
L= 180 mm, Sz. 18, laterialized, CCD 125°, Tilastan, straight, Taper 12/14, LCU Hip System, Hip Prosthesis Stem, cementless, PoroLink,
L= 190 mm, Sz. 20, laterialized, CCD 125°, Tilastan, straight, Taper 12/14, LCU Hip System, Hip Prosthesis Stem, cemented, L= 115 mm,
Sz. 8, standard, CCD 130°, CoCrMo, straight, Taper 12/14 , LCU Hip System, Hip Prosthesis Stem, cemented, L= 130 mm,
Sz. 9, standard, CCD 130°, CoCrMo, straight, Taper 12/14, LCU Hip System, Hip Prosthesis Stem, cemented, L= 140 mm,
Sz. 10, standard, CCD 130°, CoCrMo, straight, Taper 12/14, LCU Hip System, Hip Prosthesis Stem, cemented, L= 145 mm,
Sz. 11, standard, CCD 130°, CoCrMo, straight, Taper 12/14, LCU Hip System, Hip Prosthesis Stem, cemented, L= 150 mm,
Sz. 12, standard, CCD 130°, CoCrMo, straight, Taper 12/14, LCU Hip System, Hip Prosthesis Stem, cemented, L= 155 mm,
Sz. 13, standard, CCD 130°, CoCrMo, straight, Taper 12/14, LCU Hip System, Hip Prosthesis Stem, cemented, L= 160 mm,
Sz. 14, standard, CCD 130°, CoCrMo, straight, Taper 12/14, LCU Hip System, Hip Prosthesis Stem, cemented, L= 165 mm,
Sz. 15, standard, CCD 130°, CoCrMo, straight, Taper 12/14, LCU Hip System, Hip Prosthesis Stem, cemented, L= 170 mm,
Sz. 16, standard, CCD 130°, CoCrMo, straight, Taper 12/14, LCU Hip System, Hip Prosthesis Stem, cemented, L= 180 mm,
Sz. 18, standard, CCD 130°, CoCrMo, straight, Taper 12/14, LCU Hip System, Hip Prosthesis Stem, cemented, L= 190 mm,
Sz. 20, standard, CCD 130°, CoCrMo, straight, Taper 12/14, LCU Hip System, Hip Prosthesis Stem, cemented, L= 115 mm,
Sz. 8, laterialized, CCD 125°, CoCrMo, straight, Taper 12/14, LCU Hip System, Hip Prosthesis Stem, cemented, L= 130 mm,
Sz. 9, Materialized, CCD 125°, CoCrMo, straight, Taper 12/14, LCU Hip System, Hip Prosthesis Stem, cemented, L= 140 mm,
Sz. 10, laterialized, CCD 125°, CoCrMo, straight, Taper 12/14, LCU Hip System, Hip Prosthesis Stem, cemented, L= 145 mm,
Sz. 11, laterialized, CCD 125°, CoCrMo, straight, Taper 12/14, LCU Hip System, Hip Prosthesis Stem, cemented, L= 150 mm,
Sz. 12, Materialized, CCD 125°, CoCrMo, straight, Taper 12/14, LCU Hip System, Hip Prosthesis Stem, cemented, L= 155 mm,
Sz. 13, Materialized, CCD 125°, CoCrMo, straight, Taper 12/14, LCU Hip System, Hip Prosthesis Stem, cemented, L= 160 mm,
Sz. 14, Materialized, CCD 125°, CoCrMo, straight, Taper 12/14, LCU Hip System, Hip Prosthesis Stem, cemented, L= 165 mm,
Sz. 15, laterialized, CCD 125°, CoCrMo, straight, Taper 12/14, LCU Hip System, Hip Prosthesis Stem, cemented, L= 170 mm,
Sz. 16, laterialized, CCD 125°, CoCrMo, straight, Taper 12/14, LCU Hip System, Hip Prosthesis Stem, cemented, L= 180 mm,
Sz. 18, laterialized, CCD 125°, CoCrMo, straight, Taper 12/14, LCU Hip System, Hip Prosthesis Stem, cemented, L= 190 mm,
Sz. 20, laterialized, CCD 125°, CoCrMo, straight, Taper12/14
16710 | VERSATOR Handpiece, VERSATOR Drive Unit, VERSATOR Handpiece & VERSATOR Rotor Cable sterile, VERSATOR Handpiece & VERSATOR Rotor Cable sterile& MorSafe Tissue Morcellation Bag, VERSATOR Handpiece & VERSATOR Rotor Cable sterile ,VERSATOR Drive Unit & MorSafe Tissue Morcellation Bag | O.E.S DISTRIMED | 2024-06-11T00:00:00.000+02:00 | Veol Medical Technologies Pvt.Ltd A-747,Near Pavan Bus Stop MIDC Pawane,TTC Industrial Area ,Koparkhairane Navi Mumbai,Maharashtra 400705 INDIA | VT-H15-1, VDU, VT-H15-D-1, VTD-X5S-1, VTD-X5M-1, VTD-X5L-1, VTMK-D-S5, VTMK-D-M5, VTMK-D-L5 | Klasa IIa | Sistem per ekstraktimin e indeve te buta gjate nderhyrjeve kirurgjikale laparoskopike,njesia qendrore, Sistem per ekstraktimin e indeve te buta gjate nderhyrjeve kirurgjikale laparoskopike,Doreza, Sistem per ekstraktimin e indeve te buta gjate nderhyrjeve kirurgjikale laparoskopike,transmetuesi I levizjeve | Pajisje nje perdorimeshe
16711 | Cobra / FUNDUS CAMERA, Cobra + / FUNDUS CAMERA | GEN - ALB FARMA | 2024-06-12T00:00:00.000+02:00 | C.S.O. srl Via Degli Stagnacci 12/E - Cap 50018 - Badia a Settimo -Scandicci - Firenze - Italia | Cobra, Cobra + | Klasa IIa | Një aparat fotografik dixhital i fundusit jo-midriatik që përfshin të gjitha funksionet e nevojshme për një kontroll të shpejtë të gjendjes së retinës. | Pajisje oftalmike dhe optike
16712 | MS-39 / Optical coerence tomograph OCT | GEN - ALB FARMA | 2024-06-12T00:00:00.000+02:00 | C.S.O. srl Via Degli Stagnacci 12/E - Cap 50018 - Badia a Settimo -Scandicci - Firenze - Italia | MS-39 | Klasa IIa | Është pajisja më e avancuar për analizën e segmentit të përparmë të syrit. MS-39 kombinon topografinë e kornesë së diskut Placido, me tomografinë e segmentit anterior të bazuar në OCT me rezolucion të lartë. | Pajisje oftalmike dhe optike
16713 | Pulse Oximetry (SpO2) Sensor (Non- Sterile Reusable Pulse Oximetry (SpO2) Sensor), Pulse Oximetry (SpO2) Sensor (Sterile Disposable Pulse Oximetry (SpO2) Sensor), Pulse Oximetry (SpO2) Sensor (Non-Sterile Disposable Pulse Oximetry (SpO2) Sensor) | BIOMETRIC ALBANIA | 2024-06-12T00:00:00.000+02:00 | Metko Medikal ve Tıbbi Cihazlar Dış Ticaret Sanayi A.Ş. - Adresa: İvedik O. S. B. Ağaç İşleri Sanayi Sitesi 1354 Cad. 1358 Sok. No:9 06378 Yenimahalle - Ankara / Türkiye | FMT-RAF/XXX, FMT-RAFB/XXX, FMT-RPF/XXX, FMT-RYS/XXX, FMT-RAS/XXX, FMT-RASB/XXX, FMT-REC/XXX, FMT-RPS/XXX, FMT-RIS/XXX, FMT-RNS/XXX, FMT-RWS/XXX (XXX variable: ADC-L, AT-L, BCI, BCI-L, BCI-LR, BLT, BLT-LC, BLT-LR, BLT-LV, BNT-L, BNT-LD, BRC-L, BYS-L, CHC-LR, CMN-LR, CNC-LR, CRD-L, CRT, CRT-L, CRT-LL, CSI, DGC-L, DLP, DLW-L, DTS, DTS-L, DTX, DTX-L, DXT, DXT-L, EDN-LR, EMT-LD, EMT-LO, GLD-LL, GLD-LR, GOX-L, GTG-LR, HPB-L, HPS-L, IFM-L, INV-L, KNT-L, LHM, MEK, MEK-L, MEK-LD, MEK-LH, MEM-L, MMH-L, MND-L, MND-LO, MNM-L, MRQ-L, MRQ-LM, MRQ-LO, MSD, MSM-L, MTN-L, MTN-LM, MTN-LO, NKN, NKN-L, NKN-LC, NKN-LO, NKN-LR, NLC, NLC-L, NLC-LN, NLO, NLO-L, NLO-LO, NON, NON-L, NTG, NTG-L, NTG-LR, NVM, NVM-L, OHM-L, OHM-S, OXN, OXY, PLC, PLC-L, PLM-LR, PLS, PLS-L, PRN-LR, PTS-L, RGB-LR, RSD-L, SHA-L, SIE-L, SIE-LD, SPL-L, SPL-LB, SPL-LC, SW-L, TRS-L, TRT-L, UTS-L) SENSORPLUS SP010XXX, SP020XXX, SP030XXX, SP040XXX, SP050XXX, FMT-DAF/XXX-Y, FMT-DPF/XXX-Y, FMT-DIF/XXX-Y, FMT-DNF/XXX-Y, FMT-DVF/XXX, SENSORPLUS SP06XXXY, SP07XXXY, SP08XXXY, SP09XXXY, SP10XXX0 | Klasa IIb | Sensore oksimetrie SpO2 (Sensore oksimetrie jo-steril te riperdorshem), Sensore oksimetrie SpO2 (Sensore oksimetrie steril 1-perdorimsh), Sensore oksimetrie SpO2 (Sensore oksimetrie jo-steril 1-perdorimsh) | Produkte per institucione te kujdesit shendetesor
16714 | Smear brush, Smear brush endocervical | GREEMED | 2024-06-11T00:00:00.000+02:00 | Plasti-med Plastik Medikal Ürünler San. Ve Tic. Ltd. Şti. Deri OSB Mahallesi Yan Sanayi Cad. No:13 Tuzla / İSTANBUL, TÜRKİYE | 150301, 150321 | Is | furce per pap-test | Tjeter
16715 | Respiratory exerciser,respiratory exercise device with 3 ball | GREEMED | 2024-06-11T00:00:00.000+02:00 | Plasti-med Plastik Medikal Ürünler San. Ve Tic. Ltd. Şti. Deri OSB Mahallesi Yan Sanayi Cad. No:13 Tuzla / İSTANBUL, TÜRKİYE | 180101 | Im | paisje per testin e mushkerive | Tjeter
16716 | Bacterial Filters,Bacterial Filter, Bacterial Filters,Bacterial filter with HMEF filter , Bacterial Filters,Bacterial filter with HME filter , Bacterial Filters,HEPA Filter, Bacterial Filters,Bacterial filter-elite, Bacterial Filters,Baterial filter with HMEF filter elite, Bacterial Filters,Baterial filter with HME filter elite | GREEMED | 2024-06-11T00:00:00.000+02:00 | Plasti-med Plastik Medikal Ürünler San. Ve Tic. Ltd. Şti. Deri OSB Mahallesi Yan Sanayi Cad. No:13 Tuzla / İSTANBUL, TÜRKİYE | 140101, 140110, 140120, 140130, 140201, 140210, 140220 | Klasa IIa | Filter bakterial | Tjeter
16717 | Human Chorionic Gonadotropin (HCG) Test Kits for self-testing (Regular and Ultra-sensitive) | MedCare International | 2024-06-12T00:00:00.000+02:00 | Artron Laboratories Inc. 3938 North Fraser Way, Burnaby, BC, V5J 5H6, Canada | A01-02-122, A01-01-122, A01-02-130, A01-01-130 | In vitro | Pajisje mjekesore test shtatzanie | Pajisje te diagnostifikimit in vitro
16718 | Calcium2 04S9120, Calcium2 04S9130 | PEGASUS. | 2024-06-10T00:00:00.000+02:00 | Abbott Ireland Diagnostics Division Lisnamuck Longford, Co. Longford Ireland | 04S9120, 04S9130 | In vitro | Jane reagente qe perdoren per matjen sasiore te Kalciumit ne analizat biokimike klinike te gjakut ne laborator., Jane reagente qe perdoren per analizen sasiore biokimike klinike te kalciumit ne laborator. | Pajisje te diagnostifikimit in vitro
16719 | RETIMAX / System for electrophysiology | GEN - ALB FARMA | 2024-06-12T00:00:00.000+02:00 | C.S.O. srl Via Degli Stagnacci 12/E - Cap 50018 - Badia a Settimo -Scandicci - Firenze - Italia | RETIMAX | Klasa IIa | Lejon vlerësimin objektiv funksional të sistemit vizual, në përputhje me standardin SCEV (International Society for Clinical Electrophysiology of Vision). | Pajisje oftalmike dhe optike
16720 | Infusion Controllers with Filter – HI-FLO IV Set, HI-FLO IV Set Adult 0,2 µm Easydrop® single scale, HI-FLO IV Set Adult 1,2 µm Easydrop® single scale, HI-FLO IV Set Pediatric 0,2 µm Easydrop® single scale, HI-FLO IV Set Pediatric 1,2 µm Easydrop® single scale, HI-FLO IV Set Pediatric 0,2 µm Easydrop® double scale, HI-FLO IV Set Pediatric 1,2 µm Easydrop® double scale, HI-FLO IV Set Adult 0,2 µm Eurodrop® single scale, HI-FLO IV Set Adult 1,2 µm Eurodrop® single scale, HI-FLO IV Set Pediatric 0,2 µm Eurodrop® single scale, HI-FLO IV Set Pediatric 1,2 µm Eurodrop® single scale, HI-FLO IV Set Adult 0,2 µm Eurodrop® double scale, HI-FLO IV Set Adult 1,2 µm Eurodrop® double scale, HI-FLO IV Set Pediatric 0,2 µm Eurodrop® double scale, HI-FLO IV Set Pediatric 1,2 µm Eurodrop® double scale, HI-FLO IV Set Adult 0,2 µm Easydrop® double scale, HI-FLO IV Set Adult 1,2 µm Easydrop® double scale, HI-FLO IV Set Adult 0,2 µm, HI-FLO IV Set Adult 1,2 µm, Infusion Extensions with Filter – HI-FLO IV Extension Set, HI-FLO Extension Set Adult 0,2 µm Y-Infusion connector, HI-FLO Extension Set Adult 1,2 µm Y-Infusion connector, HI-FLO Extension Set Pediatric 0,2 µm Y-Infusion connector, HI-FLO Extension Set Pediatric 1,2 µm Y-Infusion connector, HI-FLO Extension Set Adult 0,2 μm Non-Vented Y-Infusion connector, HI-FLO Extension Set Extension Set Adult 0,2 μm Non-Vented Y-Infusion connector, HI-FLO Extension Set Adult 1,2 µm, HI-FLO Extension Set Pediatric 0,2 µm, HI-FLO Extension Set Pediatric 1,2 µm, HI-FLO Extension Set Adult 0,2 μm Non-Vented, HI-FLO Extension Set Endotoxins Adult 0,2+ µm, HI-FLO Extension Set Adult 0,2 µm, HI-FLO Extension Set Adult 5,0 µm, HI-FLO Extension Set Endotoxins Pediatric 0,2+ µm, HI-FLO Extension Set Pediatric 5,0 µm, HI-FLO Extension Set Neonatal 0,2 µm, HI-FLO Extension Set Endotoxins Neonatal 0,2+ µm, HI-FLO Extension Set Neonatal 1,2 µm, HI-FLO Extension Set Neonatal 5,0 µm, Infusion Filters – Speedflow® IV Filter, Speedflow® IV filter Adult 0,2 µm Non-Vented, Speedflow® IV Filter Adult 1,2 µm Non-Vented, Speedflow® IV Filter Adult 0,2 µm, Speedflow® IV Filter Adult 1,2 µm, Speedflow® IV Filter Endotoxins Adult 0,2+ µm, Speedflow® IV Filter Adult 5,0 µm, Speedflow® IV Filter Pediatric 0,2 µm, Speedflow® IV Filter Pediatric 1,2 µm, Speedflow® IV Filter Endotoxins Pediatric 0,2+ µm, Speedflow® IV Filter Pediatric 5,0 µm, Speedflow® IV Filter Neonatal 0,2 µm, Speedflow® IV Filter Endotoxins Neonatal 0,2+ µm, Speedflow® IV Filter Neonatal 1,2 µm, Speedflow® IV Filter Neonatal 5,0 µm, Infusion Filters – EPI-Baby IV Filter, EPI-Baby IV Filter Neonatal 0,2 µm Luer Lock | T R I M E D | 2024-06-14T00:00:00.000+02:00 | GVS. S.P.A. Via Roma, 50 40069 - Zola Predosa (BO) – Italy | GIS001A01S, GIS002A01S, GIS003A01S, GIS004A01S, GIS001B01S, GIS002B01S, GIS003B01S, GIS004B01S, GIS001C01S, GIS002C01S, GIS003C01S, GIS004C01S, GIS001D01S, GIS002D01S, GIS003D01S, GIS004D01S, GIS005A01S, GIS006A01S, GIS009A01S, GIS010A01S, GSS001A02S, GSS002A02S, GSS003A02S, GSS004A02S, GSS001B02S, GSS002B02S, GSS003B02S, GSS004B02S, GSS005A03S, GSS005B03S, GSS011A02S, GSS012A02S, GSS013A02S, GSS014A02S, GSS011B02S, GSS012B02S, GSS013B02S, GSS014B02S, GSS015A03S, GSS015B03S, GSS021A00S, GSS022A01S, GSS023A01S, GSS024A00S, GSS025A00S, GSS026A00S, GSS027A00S, GSS028A00S, GSS029A00S, GSS051A01S, GSS052A01S, GSS053A01S, GSS054A01S, N/A, GMD001A03S, GMD002A03S, GMD003A01S, GMD004A01S, GMD005A01S, GMD006A01S, GMD007A01S, GMD008A01S, GMD009A01S, GMD010A01S, GMD015A00S, GMD016A00S, GMD017A00S, GMD018A00S, GMD019A00S | Klasa IIa | Infusion Controllers with Filter – HI-FLO IV Set janë pajisje mjekësore qe kanë për qëllim të përdoret për infuzion që duhet të kontrollojnë dhe rregullojnë shpejtësinë e rrjedhjes së barnave për infuzion ne terapitë spitalore. Prania e filtrit ndihmon largimin i mikroorganizmave, grimcave nga tretësirat në një linjë infuzioni/intravenoz (IV) ose për të hequr ajrin., Infusion Extensions with Filter – HI-FLO IV Extension Set janë pajisje mjekësore qe kanë për qëllim të përdoret për infuzion që duhet të kontrollojnë dhe rregullojnë shpejtësinë e rrjedhjes së barnave për infuzion ne terapitë spitalore. Prania e filtrit ndihmon largimin i mikroorganizmave, grimcave nga tretësirat në një linjë infuzioni/intravenoz (IV) ose për të hequr ajrin., Infusion Filters – Speedflow® IV Filter janë pajisje mjekësore qe kanë për qëllim të përdoret për infuzion që duhet të kontrollojnë dhe rregullojnë shpejtësinë e rrjedhjes së barnave për infuzion ne terapitë spitalore. Prania e filtrit ndihmon largimin i mikroorganizmave, grimcave nga tretësirat në një linjë infuzioni/intravenoz (IV) ose për të hequr ajrin., Infusion Filters – EPI-Baby IV Filter janë pajisje mjekësore qe kanë për qëllim të përdoret për infuzion që duhet të kontrollojnë dhe rregullojnë shpejtësinë e rrjedhjes së barnave për infuzion ne terapitë spitalore. Prania e filtrit ndihmon largimin i mikroorganizmave, grimcave nga tretësirat në një linjë infuzioni/intravenoz (IV) ose për të hequr ajrin. | Produkte per institucione te kujdesit shendetesor
16721 | Silicone T-Drainage Tube (1910 series), Silicone Penrose Drain Tube (2010, 2011 series), Silicone Penrose Straight Drain Tube (2010, 2011 series), Silicone Sump Drain Tube (2016 series) | T R I M E D | 2024-06-14T00:00:00.000+02:00 | FORTUNE MEDICAL INSTRUMENT CORP. 6FL., NO. 29, SEC. 2, JHONGJHENG E. RD., DANSHUEIDIST., NEW TAIPEI CITY251, TAIWAN | Silicone T-Drainage Tube (1910 series), Silicone Penrose Drain Tube (2010, 2011 series), Silicone Penrose Straight Drain Tube (2010, 2011 series), Silicone Sump Drain Tube (2016 series) | Klasa IIa | Drainage Tubes and Accessories janë pajisje mjekësore që kane për qëllim të kullojnë lëngjet nga zgavrat e trupit duke i larguar ato nga organizmi në operacione të ndryshme. | Produkte per institucione te kujdesit shendetesor
16722 | OptiSoft Ureteral Stent; Ureteral stent, both ends open, with pusher; Ø: 6 CH A: 30 cm B: 26 cm, | MEDFAU | 2024-06-12T00:00:00.000+02:00 | optimed Medizinische Instrumente GmbH Ferdinand-Porsche-Straße 11 76275 Ettlingen Germany | 3004-1530, 3004-1600, 3004-1630, 3004-1700, 3004-1730, 3004-1800, 3004-1830, 3004-2300, 3004-2330, 3004-2400, 3004-2430, 3004-2500, 3004-2530, 3004-2600, 3004-2630, 3004-2700, 3004-2730, 3004-2800, 3004-2830, 3004-3200, 3004-3300, 3004-3330, 3004-3400, 3004-3425, 3004-3430, 3004-3500, 3004-3530, 3004-3600, 3004-3630, 3004-3660, 3004-3700, 3004-3730, 3004-3800, 3004-3830, 3004-4400, 3004-4500, 3004-4600, 3014-4060, 3014-4065, 3001-0010, 3001-0020, 3001-0030, 3001-0040, 3001-0100, 3001-0200, 3001-0300, 3001-0400 , 3001-0403, 3001-0600, 3001-1010, 3001-1020, 3001-1030, 3001-1040, 3001-1050, 3001-1060, 3001-1070, 3001-1100, 3001-1200, 3001-1300 , 3001-1400, 3004-6300, 3004-6400, 3004-6500, 3004-6600, 3004-7300, 3004-7400, 3004-7500, 3004-7600, 3004-8300, 3004-8400, 3004-8500, 3004-8600, 3011-1300, 3011-1400, 3011-1500, 3011-1600, 3011-2300, 3011-2400, 3011-2500 , 3011-2600, 3011-3300, 3011-3400, 3011-3500, 3011-3600, 3012-1300, 3012-1400, 3012-1430, 3012-1500, 3012-1530, 3012-1600, 3012-1630, 3012-1700, 3012-1800, 3012-2300, 3012-2400, 3012-2430, 3012-2500, 3012-2530, 3012-2600, 3012-2630, 3012-2700, 3012-2800, 3012-3300, 3012-3400, 3012-3430, 3012-3500, 3012-3530, 3012-3600, 3012-3630, 3012-3700, 3012-3800, 3004-1000, 3004-1200, 3004-1300, 3004-1330, 3004-1400, 3004-1430, 3004-1500, 3042-2300, 3042-2400, 3042-2430, 3042-2500, 3042-2501, 3042-2530, 3042-2600, 3042-2630, 3042-3300, 3042-3400, 3042-3430, 3042-3500, 3042-3530, 3042-3600, 3042-3630, 3034-0300, 3017-3630, 3017-3700, 3017-3800, 3014-1000, 3014-1030, 3014-2000, 3014-2030, 3014-3000, 3014-3030, 3014-4000, 3014-4030, 3014-5005, 3014-2060, 3014-2065, 3014-3060, 3014-3065, 3034-0310, 3034-0330, 3034-0400, 3034-0410, 3034-0430, 3034-0500, 3034-0510, 3034-0530, 3034-0600, 3034-0610, 3034-0630, 3034-1300, 3034-1310, 3034-1330, 3034-1400, 3034-1410, 3034-1430, 3034-1500, 3034-1510, 3034-1530, 3034-1600, 3034-1610, 3034-1630, 3034-2300, 3034-2310, 3034-2330, 3034-2400, 3034-2410, 3034-2430, 3034-2500, 3034-2510, 3034-2530, 3034-2600, 3034-2610, 3034-2630, 3034-3300, 3034-3310, 3034-3330, 3034-3400, 3034-3410, 3034-3430, 3034-3500, 3034-3510, 3034-3530, 3034-3600, 3034-3610, 3034-3630, 3036-0400, 3036-1400, 3036-1500, 3007-1110, 3007-2100, 3007-2110, 3007-6100, 3007-6110, 3007-7100, 3007-8100, 3007-8110, 3007-9100, 3007-9110, 3008-1100, 3008-1110, 3008-2100, 3008-2110 , 3008-3100, 3008-3110, 3008-4100, 3008-4110, 3016-1300, 3016-1400, 3016-1430, 3016-1500, 3016-1530, 3016-1600, 3016-1630, 3016-1700, 3016-1800 , 3016-2300, 3016-2400, 3016-2430, 3016-2500, 3016-2530, 3016-2600, 3016-2630, 3016-2707, 3016-2800, 3016-3300, 3016-3400, 3016-3430, 3016-3500, 3016-3530, 3016-3600, 3016-3630, 3016-3800, 3016-3900, NA, 3017-1300, 3017-1400, 3017-1405, 3017-1500, 3017-1530, 3017-1600, 3017-1630, 3017-1700, 3017-1800, 3017-2300, 3017-2330, 3017-2400, 3017-2405, 3017-2500, 3017-2530, 3017-2600, 3017-2630, 3017-2700, 3017-2800, 3017-3300, 3017-3400, 3017-3430, 3017-3500, 3017-3530, 3017-3600, 3090-1400, 3090-1430, 3090-1500, 3090-1530, 3090-1600, 3090-1630, 3090-2400, 3090-2430, 3090-2500, 3090-2530, 3090-2600, 3090-2630, 3090-3400, 3090-3430, 3090-3500, 3090-3530, 3090-3600, 3090-3630, 3038-5141, 8200-0200, 8200-0300, 8200-0400, 8200-0600, 8200-0630, 8200-0700, 8200-0730, 8200-0800, 8200-0830, 8200-0900, 8200-0930, 8200-0940, 8200-1500, 8200-1530, 8200-1600 , 8200-1630, 8200-1700, 8200-1730, 8200-1800, 8200-1830, 8200-1840, 8200-1900, 8200-1920, 8200-1930, 8200-2000, 8200-2030, 8200-2100, 8200-2130, 8200-2200, 8200-2220, 8200-2230, 8200-2240, 8200-2300, 8200-2330, 8200-2400 , 8200-2430, 8200-2500, 8200-2530, 8200-2600, 8200-2630, 8200-2640, 3038-1110, 3038-2110, 3038-3110, 3038-4110, 3044-2060, 3044-2065, 3044-3060, 3044-3065, 3044-4060, 3044-4065, 3044-1000, 3044-2000, 3044-3000, 3044-4000, 3042-1300, 3042-1400, 3042-1430, 3042-1500, 3042-1530, 3042-1600, 3042-1630 | Klasa IIb | Stenta ureterale qe perdoret ne problemet e veshkave. | Tjeter
pusher: 40 cm, OptiSoft Ureteral Stent Set; Ureteral stent, both ends open, with pusher and guide wire; Stent: Ø: 6
CH A: 32 cm B: 28 cm, pusher: 40 cm, quidewire: Ø: 0.035" L: 150 cm, OptiSoft Ureteral Stent; Ureteral stent, both ends open, with pusher; Ø: 6 CH A: 32 cm B: 28 cm,
pusher: 40 cm, OptiSoft Ureteral Stent Set; Ureteral stent, both ends open, with pusher and guide wire; Stent: Ø: 6
CH A: 34 cm B: 30 cm, pusher: 40 cm, guide wire: Ø: 0.035" L: 150 cm, OptiSoft Ureteral Stent; Ureteral stent, both ends open, with pusher; Ø: 6 CH A: 34 cm B: 30 cm,
pusher: 40 cm, OptiSoft Ureteral Stent Set; Ureteral stent, both ends open, with pusher and guide wire; Stent: Ø: 6
CH A: 36 cm B: 32 cm, pusher: 40 cm, guide wire: Ø: 0.035 " L: 150 cm, OptiSoft Ureteral Stent; Ureteral stent, both ends open, with pusher; Ø: 6 CH A: 36 cm B: 32 cm,
pusher: 40 cm, OptiSoft Ureteral Stent Set; Ureteral stent, both ends open, with pusher and guide wire; Stent: Ø: 7
CH A: 26 cm B: 22 cm, pusher: 40 cm, quidewire: Ø: 0.035" L: 150 cm, OptiSoft Ureteral Stent; Ureteral stent, both ends open, with pusher; : 7 CH A: 26 cm B: 22 cm,
pusher: 40 cm, OptiSoft Ureteral Stent Set; Ureteral stent, both ends open, with pusher and guide wire; Stent: Ø: 7
CH A: 28 cm B: 24 cm, pusher: 40 cm, quidewire: Ø: 0.035 " L: 150 cm, OptiSoft Ureteral Stent; Ureteral stent, both ends open, with pusher; Ø: 7 CH A: 28 cm B: 24 cm,
pusher: 40 cm, OptiSoft Ureteral Stent Set; Ureteral stent, both ends open, with pusher and guide wire; Stent: Ø: 7
CH A: 30 cm B: 26 cm, pusher: 40 cm, guide wire: Ø: 0.035 " L: 150 cm, OptiSoft Ureteral Stent; Ureteral stent, both ends open, with pusher; Ø: 7 CH A: 30 cm B: 26 cm,
pusher: 40 cm, OptiSoft Ureteral Stent Set; Ureteral stent, both ends open, with pusher and guide wire; Stent: Ø: 7
CH A: 32 cm B: 28 cm, pusher: 40 cm, quide wire: Ø: 0.035 " L: 150 cm, OptiSoft Ureteral Stent; Ureteral stent, both ends open, with pusher; Ø: 7 CH A: 32 cm B: 28 cm,
pusher: 40 cm, OptiSoft Ureteral Stent Set; Ureteral stent, both ends open, with pusher and guide wire; Stent: Ø: 7
CH A: 34 cm B: 30 cm, pusher: 40 cm, quide wire: Ø: 0.035" L: 150 cm, OptiSoft Ureteral Stent; Ureteral stent, both ends open, with pusher; Ø: 7 CH A: 34 cm B: 30 cm,
pusher: 40 cm, OptiSoft Ureteral Stent Set; Ureteral stent, both ends open, with pusher and guide wire; Stent: Ø: 7
CH A: 36 cm B: 32 cm, pusher: 40 cm, guide wire: Ø: 0.035" L: 150 cm, OptiSoft Ureteral Stent; Ureteral stent, both ends open, with pusher; Ø: 7 CH A: 36 cm B: 32 cm,
pusher: 40 cm, OptiSoft Ureteral Stent Set; Ureteral stent, both ends open, with pusher and guide wire; Stent: Ø: 8
CH A: 24 cm B: 20 cm, pusher: 40 cm, guide wire: Ø: 0.038" L: 150 cm, OptiSoft Ureteral Stent Set; Ureteral stent, both ends open, with pusher and guide wire; Stent: Ø: 8
CH A: 26 cm B: 22 cm, pusher: 40 cm, guide wire: Ø: 0.038 " L: 150 cm, OptiSoft Ureteral Stent; Ureteral stent, both ends open, with pusher; Ø: 8 CH A: 26 cm B: 22 cm,
pusher: 40 cm, OptiSoft Ureteral Stent Set; Ureteral stent, both ends open, with pusher and guide wire; Stent: Ø: 8
CH A: 28 cm B: 24 cm, pusher: 40 cm, quide wire:Ø: 0.038 " L: 150 cm, OptiSoft Ureteral Stent Set; Ureteral stent, both ends open, with pusher and guide wire; Stent: Ø: 8
CH A: 28 cm B: 24 cm, pusher: 40 cm, guide wire: Ø: 0.035 " L: 150 cm, OptiSoft Ureteral Stent; Ureteral stent, both ends open, with pusher; 0+C370: 8 CH A: 28 cm B: 24 cm,
pusher: 40 cm, OptiSoft Ureteral Stent Set; Ureteral stent, both ends open, with pusher and guide wire; Stent: Ø: 8
CH A: 30 cm B: 26 cm, pusher: 40 cm, guide wire: Ø: 0.038" L: 150 cm, OptiSoft Ureteral Stent; Ureteral stent, both ends open, with pusher; Ø: 8 CH A: 30 cm B: 26 cm,
pusher: 40 cm, OptiSoft Ureteral Stent Set; Ureteral stent, both ends open, with pusher and guide wire; Stent: Ø: 8
CH A: 32 cm B: 28 cm, pusher: 40 cm, guide wire: Ø: 0.038 " L: 150 cm, OptiSoft Ureteral Stent; Ureteral stent, both ends open, with pusher; Ø: 8 CH A: 32 cm B: 28 cm,
pusher: 40 cm, OptiSoft Ureteral Stent Set; Ureteral stent, both ends open, with pusher and guide wire; Stent: Ø: 8
CH A: 38 cm B: 34 cm, pusher: 40 cm, cuide wire: Ø: 0.038" L: 150 cm, OptiSoft Ureteral Stent Set; Ureteral stent, both ends open, with pusher and guide wire; Stent: Ø: 8
CH A: 34 cm B: 30 cm, pusher: 40 cm, guide wire: Ø: 0.038" L: 150 cm, OptiSoft Ureteral Stent; Ureteral stent, both ends open, with pusher; Ø: 8 CH A: 34 cm B: 30 cm,
pusher: 40 cm, OptiSoft Ureteral Stent Set; Ureteral stent, both ends open, with pusher and guide wire; Stent: Ø: 8
CH A: 36 cm B: 32 cm, pusher: 40 cm, guide wire: Ø: 0.038 " L: 150 cm, OptiSoft Ureteral Stent; Ureteral stent, both ends open, with pusher; Ø: 8 CH A: 36 cm B: 32 cm,
pusher: 40 cm, OptiSoft Ureteral Stent Set; Ureteral stent, both ends open, with pusher and guide wire; Stent: Ø: 9
CH A: 28 cm B: 24 cm, pusher: 40 cm, guide wire: Ø: 0.038" L: 150 cm, OptiSoft Ureteral Stent Set; Ureteral stent, both ends open, with pusher and guide wire; Stent: Ø: 9
CH A: 30 cm B: 26 cm, pusher: 40 cm, quide wire: Ø: 0.038" L: 150 cm, OptiSoft Ureteral Stent Set; Ureteral stent, both ends open, with pusher and guide wire; Stent: Ø: 9
CH A: 32 cm B: 28 cm, pusher: 40 cm, Quide wire: Ø: 0.038 " L: 150 cm, OptiSoft Ureteral Stent Set "Optirnatic", Multilength Ureteral stent, both ends open, double-pigtail,steerable, with application device and guide wire Stent: Ø: 8 CH, A: 32 cm. B: 24 cm, application
device: 40 cm; guide wire: Ø:0.038 ", L: 150 cm
, OptiSoft Ureteral Stent "Optimatic" Multilength Ureteral stent, both ends open, double-pigtail,
steerable, with application Stent: Ø: 8 CH, A: 32 cm, B: 24 cm, application device: 40 cm, 15. OptiSoft Paediatric Ureteral Stent, OptiSoft Paediatric Ureteral Stent Set; Ureteral stent, distal end closed, with pusher, fixation clip and
guide wire; Stent: Ø: 3 CH A: 10 cm B: 8 cm,pusher: 30 cm,guide wire: Ø: 0.021" L: 100 cm, OptiSoft Paediatric Ureteral Stent Set; Ureteral stent, distal end closed, with pusher, fixation clip and
guide wire; Stent: Ø: 3 CH A: 12 cm B: 10 cm, pusher: 30 cm, guide wire: Ø: 0.021 u L: 100 cm, OptiSoft Paediatric Ureteral Stent Set; Ureteral stent, distal end closed, with pusher, fixation clip and
guide wire; Stent: Ø: 3 CH A: 14 cm B: 12 cm, pusher: 30 cm, guide wire: Ø: 0.021 u L: 100 cm, OptiSoft Paediatric Ureteral Stent Set; Ureteral stent, distal end closed, with pusher, fixation clip and
guide wire; Stent: Ø: 3 CH A: 16 cm B: 14 cm, pusher: 30 cm, guide wire: Ø: 0.021 "L: 100 cm, OptiSoft Paediatric Ureteral Stent Set; Ureteral stent, distal end closed, with pusher, fixation clip and
guide wire; Stent: Ø: 4 CH A: 10 cm B: 8 cm, pusher: 30 cm, guide wire: Ø: 0.025" L: 100 cm, OptiSoft Paediatric Ureteral Stent Set; Ureteral stent, distal end closed, with pusher, fixation clip and
guide wire; Stent: Ø: 4 CH A: 12 cm B: 10 cm, pusher: 30 cm, guide wire: Ø: 0.025" L: 100 cm, OptiSoft Paediatric Ureteral Stent Set; Ureteral stent, distal end closed, with pusher, fixation clip and
guide wire; Stent: Ø: 4 CH A: 14 cm B: 12 cm, pusher: 30 cm, guide wire: Ø: 0.025" L: 100 cm, OptiSoft Paediatric Ureteral Stent Set; Ureteral stent, distal end closed, with pusher, fixation clip and
guide wire; Stent: Ø: 4 CH A: 16 cm B: 14 cm, pusher: 30 cm, guide wire: Ø: 0.025" L: 100 cm, OptiSoft Paediatric Ureteral Stent Set; Ureteral stent, distal end closed, with pusher, fixation clip and
guide wire; Stent: Ø: 4.5 CH A: 16 cm B: 14 cm, pusher: 30 cm, guide wire: Ø: 0.032 " L: 150 cm, OptiSoft Paediatric Ureteral Stent Set; Ureteral stent, distal end closed, with pusher, fixation clip and
guide wire; Stent: Ø: 4.5 CH A: 20 cm B: 18 cm, pusher: 30 cm, guide wire: Ø: 0.032" L: 150 cm, OptiSoft Paediatric Ureteral Stent Set; Ureteral stent, both ends open, with pusher and guide wire;
Stent: Ø: 3 CH A: 10 cm B: 8 cm, pusher: 30 cm, guide wire: Ø: 0.021" L: 100 cm, OptiSoft Paediatric Ureteral Stent Set; Ureteral stent, both ends open, with pusher and guide wire;
Stent: Ø: 3 CH A: 12 cm B: 10 cm, pusher: 30 cm, guide wire: Ø: 0.021 " L: 100 cm, OptiSoft Paediatric Ureteral Stent Set; Ureteral stent, both ends open, with pusher and guide wire;
Stent: Ø: 3 CH A: 14 cm B: 12 cm, pusher: 30 cm, guide wire: Ø: 0.021 " L: 100 cm, OptiSoft Paediatric Ureteral Stent Set; Ureteral stent, both ends open, with pusher and guide wire;
Stent: Ø: 3 CH A: 16 cm B: 14 cm, pusher: 30 cm, guide wire: Ø: 0.021 " L: 100 cm, OptiSoft Paediatric Ureteral Stent Set; Ureteral stent, both ends open, with pusher and guide wire;
Stent: Ø: 3 CH A: 18 cm B: 16 cm, pusher: 30 cm, guide wire: Ø: 0.021 " L: 100 cm, OptiSoft Paediatric Ureteral Stent Set; Ureteral stent, both ends open, with pusher and guide wire;
Stent: Ø: 3 CH A: 20 cm B: 18 cm, pusher: 30 cm, guide wire: Ø: 0.021" L: 100 cm, OptiSoft Paediatric Ureteral Stent Set; Ureteral stent, both ends open, with pusher and guide wire;
Stent: Ø: 3 CH A: 22 cm B: 20 cm, pusher: 30 cm, guide wire: Ø: 0.021 " L: 100 cm, OptiSoft Paediatric Ureteral Stent Set; Ureteral stent, both ends open, with pusher and guide wire;
Stent: Ø: 4 CH A: 10 cm B: 8 cm, pusher: 30 cm, guide wire: Ø: 0.025" L: 100 cm, OptiSoft Paediatric Ureteral Stent Set; Ureteral stent, both ends open, with pusher and guide wire;
Stent: Ø: 4 CH A: 12 cm B: 10 cm, pusher: 30 cm, guide wire: Ø: 0.025" L: 100 cm, OptiSoft Paediatric Ureteral Stent Set; Ureteral stent, both ends open, with pusher and guide wire;
Stent: Ø: 4 CH A: 14 cm B: 12 cm, pusher: 30 cm, guide wire: Ø: 0.025" L: 100 cm, OptiSoft Paediatric Ureteral Stent Set; Ureteral stent, both ends open, with pusher and guide wire;
Stent: Ø: 4 CH A: 16 cm B: 14 cm, pusher: 30 cm, guide wire: Ø: 0.025" L: 100 cm, 16. OptiSoft Renal Transplantation Ureteral Stent
, OptiSoft Renal Transplantation Ureteral Stent Set Ureteral stent, both ends open, with pusher and
guide wire Stent: Ø: 6 CH, A: 12 cm, B: 8 cm; pusher: 40 cm; guide wire: Ø:0.035 ", L: 100 cm, OptiSoft Renal Transplantation Ureteral Stent Set Ureteral stent, both ends open, with pusher and
guide wire Stent: Ø: 6 CH, A: 14 cm, B: 10 cm; pusher: 40 cm; guide wire: Ø:0.035 ", L: 100 cm, OptiSoft Renal Transplantation Ureteral Stent Set Ureteral stent, both ends open, with pusher and
guide wire Stent: Ø: 6 CH, A: 16 cm, B: 12 cm; pusher: 40 cm; guide wire: Ø:0.035 ", L: 100 cm, OptiSoft Renal Transplantation Ureteral Stent Set Ureteral stent, both ends open, with pusher and
guide wire Stent: Ø: 6 CH, A: 18 cm, B: 14 cm; pusher: 40 cm; guide wire: Ø:0.035 ", L: 100 cm, OptiSoft Renal Transplantation Ureteral Stent Set Ureteral stent, both ends open, with pusher and
guide wire Stent: Ø: 7 CH, A: 12 cm, B: 8 cm; pusher: 40 cm; guide wire: Ø:0.035 ", L: 100 cm, OptiSoft Renal Transplantation Ureteral Stent Set Ureteral stent, both ends open, with pusher and guide wire Stent: Ø: 7 CH, A: 14 cm, B: 10 cm; pusher: 40 cm; guide wire: Ø:0.035 ", L: 100 cm, OptiSoft Renal Transplantation Ureteral Stent Set Ureteral stent, both ends open, with pusher and
guide wire Stent: Ø: 7 CH, A: 16 cm, B: 12 cm; pusher: 40 cm; guide wire: Ø:0.035 ", L: 100 cm, OptiSoft Renal Transplantation Ureteral Stent Set Ureteral stent, both ends open, with pusher and
guide wire Stent: Ø: 7 CH, A: 18 cm, B: 14 cm; pusher: 40 cm; guide wire: Ø:0.035 ", L: 100 cm, OptiSoft Renal Transplantation Ureteral Stent Set Ureteral stent, both ends open, with pusher and
guide wire Stent: Ø: 8 CH, A: 12 cm, B: 8 cm; pusher: 40 cm; guide wire: Ø:0.038 ", L: 100 cm, OptiSoft Renal Transplantation Ureteral Stent Set Ureteral stent, both ends open, with pusher and
guide wire Stent: Ø: 8 CH, A: 14 cm, B: 10 cm; pusher: 40 cm; guide wire: Ø:0.038 ", L: 100 cm, OptiSoft Renal Transplantation Ureteral Stent Set Ureteral stent, both ends open, with pusher and
guide wire Stent: Ø: 8 CH, A: 16 cm, B: 12 cm; pusher: 40 cm; guide wire: Ø:0.038 ", L: 100 cm, OptiSoft Renal Transplantation Ureteral Stent Set Ureteral stent, both ends open, with pusher and
guide wire Stent: Ø: 8 CH, A: 18 cm, B: 14 cm; pusher: 40 cm; guide wire: Ø:0.038 ". L: 100 cm, 17. OptiSoft Ureteral Stent, steerable, OptiSoft Ureteral Stent Set "Optimatic" Ureteral stent, distal end closed, Ticmann, steerable, with application device, fixation clip and guide wire-moveable core Stent: Ø: 6 CH, A: 26 cm, B: 22 cm,
application device: 40 cm; quidewire: Ø:0.035 ", L: 150 cm
, OptiSoft Ureteral Stent Set "Optimatic" Ureteral stent, distal end closed, Ticmann, steerable, with
application device, fixation clip and guide wire-moveable core Stent: Ø: 6 CH, A: 28 cm, B: 24 cm,
application device: 40 cm; quidewire: Ø:0.035 ", L: 150 cm, OptiSoft Ureteral Stent Set "Optimatic" Ureteral stent, distal end closed, Ticmann, steerable, with
application device, fixation clip and guide wire-moveable core Stent: Ø: 6 CH, A: 30 cm, B: 26 cm,
application device: 40 cm; quidewire: Ø:0.035 ", L: 150 cm, OptiSoft Ureteral Stent Set "Optimatic" Ureteral stent, distal end closed, Ticmann, steerable, with
application device, fixation clip and guide wire-moveable core Stent: Ø: 6 CH, A: 32 cm, B: 28 cm,
application device: 40 cm; ouidewire: Ø:0.035 ". L: 150 cm, OptiSoft Ureteral Stent Set "Optimatic" Ureteral stent, distal end closed, Ticmann, steerable, with
application device, fixation clip and guide wire-moveable core Stent: Ø: 7 CH, A: 26 cm, B: 22 cm,
application device: 40 cm; quidewire: Ø:0.035 ", L: 150 cm, OptiSoft Ureteral Stent Set "Optimatic" Ureteral stent, distal end closed, Ticmann, steerable, with
application device, fixation clip and guide wire-moveable core Stent: Ø: 7 CH, A: 28 cm, B: 24 cm,
application device: 40 cm; quidewire: Ø:0.035 ", L: 150 cm, OptiSoft Ureteral Stent Set "Optimatic" Ureteral stent, distal end closed, Ticmann, steerable, with
application device, fixation clip and guide wire-moveable core Stent: Ø: 7 CH, A: 30 cm, B: 26 cm,
application device: 40 cm; guide wire: Ø:0.035 ", L: 150 cm, OptiSoft Ureteral Stent Set "Optimatic" Ureteral stent, distal end closed, Ticmann, steerable, with
application device, fixation clip and guide wire-moveable core Stent: Ø: 7 CH, A: 32 cm, B: 28 cm,
application device: 40 cm; guide wire: Ø:0.035 ", L: 150 cm, OptiSoft Ureteral Stent Set "Optimatic" Ureteral stent, distal end closed, Ticmann, steerable, with
application device, fixation clip and guide wire-moveable core Stent: Ø: 8 CH, A: 26 cm, B: 22 cm,
application device: 40 cm; guide wire: Ø:0.038 ", L: 150 cm, OptiSoft Ureteral Stent Set "Optimatic" Ureteral stent, distal end closed, Ticmann, steerable, with
application device, fixation clip and guide wire-moveable core Stent: Ø: 8 CH, A: 28 cm, B: 24 cm,
application device: 40 cm; guide wire: Ø:0.038 ", L: 150 cm, OptiSoft Ureteral Stent Set "Optimatic" Ureteral stent, distal end closed, Ticmann, steerable, with
application device, fixation clip and guide wire-moveable core Stent: Ø: 8 CH, A: 30 cm, B: 26 cm,
application device: 40 cm; guide wire: Ø:0.038 ". L: 150 cm, OptiSoft Ureteral Stent Set "Optimatic" Ureteral stent, distal end closed, Ticmann, steerable, with
application device, fixation clip and guide wire-moveable core Stent: Ø: 8 CH, A: 32 cm, B: 28 cm,
application device: 40 cm; guide wire: Ø:0.038 ", L: 150 cm, OptiSoft Ureteral Stent Set "Optimatic" Ureteral stent, both ends open, steerable, with application
device and guide wire Stent: Ø: 6 CH, A: 28 cm, B: 24 cm, application device: 40 cm; guide wire:
Ø:0.035 ", L: 150 cm, OptiSoft Ureteral Stent "Optimatic" Ureteral stent, both ends open, steerable, with application device
Stent: Ø: 6 CH, A: 28 cm, B: 24 cm, application device: 40 cm, OptiSoft Ureteral Stent Set "Optimatic" Ureteral stent, both ends open, steerable, with application
device and guide wire Stent: Ø: 6 CH, A: 30 cm, B: 26 cm, application device: 40 cm; guide wire:
Ø:0.035 ", L: 150 cm, OptiSoft Ureteral Stent "Optimatic" Ureteral stent, both ends open, steerable, with application device
Stent: Ø: 6 CH, A: 30 cm, B: 26 cm, application device: 40 cm, OptiSoft Ureteral Stent Set "Optimatic" Ureteral stent, both ends open, steerable, with application
device and guide wire Stent: Ø: 6 CH, A: 32 cm, B: 28 cm, application device: 40 cm; guide wire:
Ø:0.035 ", L: 150 cm, OptiSoft Ureteral Stent "Optimatic" Ureteral stent, both ends open, steerable, with application device
Stent: Ø: 6 CH, A: 32 cm, B: 28 cm, application device: 40 cm, OptiSoft Ureteral Stent Set "Optimatic" Ureteral stent, both ends open, steerable, with application device and guide wire Stent: Ø: 6 CH, A: 34 cm, B: 30 cm, application device: 40 cm: guide wire:
Ø:0.035 ", L: 150 cm
, OptiSoft Ureteral Stent Set "Optimatic" Ureteral stent, both ends open, steerable, with application device and guide wire Stent: Ø: 6 CH, A: 36 cm, B: 32 cm, application device: 40 cm: guide wire:
0:0.035 ". L: 150 cm
, OptiSoft Ureteral Stent Set "Optimatic" Ureteral stent, both ends open, steerable, with application device and guide wire Stent: Ø: 7 CH, A: 26 cm, B: 22 cm, application device: 40 cm: guide wire:
Ø:0.035 ", L: 150 cm
, OptiSoft Ureteral Stent Set "Optimatic" Ureteral stent, both ends open, steerable, with application device and guide wire Stent: Ø: 7 CH, A: 28 cm, B: 24 cm, application device: 40 cm; guide wire:
0:0.035 ", L: 150 cm, OptiSoft Ureteral Stent "Optimatic" Ureteral stent, both ends open, steerable, with application device
Stent: Ø: 7 CH, A: 28 cm, B: 24 cm, application device: 40 cm, OptiSoft Ureteral Stent Set "Optimatic" Ureteral stent, both ends open, steerable, with application device and guide wire Stent: Ø: 7 CH, A: 30 cm, B: 26 cm, application device: 40 cm; guide wire:
Ø:0.035 ", L: 150 cm
, OptiSoft Ureteral Stent "Optima tic" Ureteral stent, both ends open, steerable, with application device
Stent: Ø: 7 CH, A: 30 cm, B: 26 cm, application device: 40 cm, OptiSoft Ureteral Stent Set "Optimatic" Ureteral stent, both ends open, steerable, with application device and guide wire Stent: Ø: 7 CH, A: 32 cm, B: 28 cm, application device: 40 cm; guide wire:
Ø:0.035 ", L: 150 cm
, OptiSoft Ureteral Stent "Optimatic" Ureteral stent, both ends open, steerable, with application device
Stent: Ø: 7 CH, A: 32 cm, B: 28 cm, application device: 40 cm, OptiSoft Ureteral Stent Set "Optimatic" Ureteral stent, both ends open, steerable, with application device and guide wire Stent: Ø: 7 CH, A: 34 cm, B: 30 cm, application device: 40 cm; guide wire:
Ø:0.035 ", L: 150 cm
, OptiSoft Ureteral Stent Set "Optimatic" Ureteral stent, both ends open, steerable, with application device and guide wire Stent: Ø: 7 CH, A: 36 cm, B: 32 cm, application device: 40 cm: guide wire:
Ø:0.035 ", L: 150 cm
, OptiSoft Ureteral Stent Set "Optimatic" Ureteral stent, both ends open, steerable, with application device and guide wire Stent: Ø: 8 CH, A: 26 cm, B: 22 cm, application device: 40 cm: guide wire:
0:0.038 ", L: 150 cm
, OptiSoft Ureteral Stent Set "Optimatic" Ureteral stent, both ends open, steerable, with application device and guide wire Stent: Ø: 8 CH, A: 28 cm, B: 24 cm, application device: 40 cm; guide wire:
Ø:0.038 ", L: 150 cm
, OptiSoft Ureteral Stent "Optimatic" Ureteral stent, both ends open, steerable, with application device
Stent: Ø: 8 CH, A: 28 cm, B: 24 cm, application device: 40 cm, OptiSoft Ureteral Stent Set "Optimatic" Ureteral stent, both ends open, steerable, with application device and guide wire Stent: Ø: 8 CH, A: 30 cm, B: 26 cm, application device: 40 cm; guide wire:
Ø:0.038 ", L: 150 cm
, OptiSoft Ureteral Stent "Optimatic" Ureteral stent, both ends open, steerable, with application device
Stent: Ø: 8 CH, A: 30 cm, B: 26 cm, application device: 40 cm, OptiSoft Ureteral Stent Set "Optimatic" Ureteral stent, both ends open, steerable, with application device and guide wire Stent: Ø: 8 CH, A: 32 cm, B: 28 cm, application device: 40 cm; guide wire:
Ø:0.038 ", L: 150 cm
, OptiSoft Ureteral Stent "Optimatic" Ureteral stent, both ends open, steerable, with application device
Stent: Ø: 8 CH, A: 32 cm, B: 28 cm, application device: 40 cm, OptiSoft Ureteral Stent Set "Optimatic" Ureteral stent, both ends open, steerable, with application device and guide wire Stent: Ø: 8 CH, A: 34 cm, B: 30 cm, application device: 40 cm; guide wire:
Ø:0.038 ", L: 150 cm, OptiSoft Ureteral Stent Set "Optimatic" Ureteral stent, both ends open, steerable, with application device and guide wire Stent: Ø: 8 CH, A: 36 cm, B: 32 cm, application device: 40 cm: guide wire:
0:0.038 ", L: 150 cm
, 18. OptiSoft Ureteral Stent, standard
, OptiSoft Ureteral Stent Set; Ureteral stent, both ends open, with pusher and guide wire; Stent: Ø: 6
CH A: 20 cm B: 16 cm, pusher: 40 cm, quidewire: Ø: 0.035" L: 150 cm, OptiSoft Ureteral Stent Set; Ureteral stent, both ends open, with pusher and guide wire; Stent: Ø: 6
CH A: 24 cm B: 20 cm, pusher: 40 cm, qulde wire: Ø: 0.035" L: 150 cm, OptiSoft Ureteral Stent Set; Ureteral stent, both ends open, with pusher and guide wire; Stent: Ø: 6
CH A: 26 cm B: 22 cm, pusher: 40 cm, quide wire: Ø: 0.035 " L: 150 cm, OptiSoft Ureteral Stent; Ureteral stent, both ends open, with pusher; Ø: 6 CH A: 26 cm B: 22 cm,
pusher: 40 cm, OptiSoft Ureteral Stent Set; Ureteral stent, both ends open, with pusher and guide wire; Stent: Ø: 6
CH A: 28 cm B: 24 cm, pusher: 40 cm, guide wire: Ø: 0.035" L: 150 cm, OptiSoft Ureteral Stent; Ureteral stent, both ends open, with pusher; Ø: 6 CH A: 28 cm B: 24 cm,
pusher: 40 cm, OptiSoft Ureteral Stent Set; Ureteral stent, both ends open, with pusher and guide wire; Stent: Ø: 6
CH A: 30 cm B: 26 cm, pusher: 40 cm, quidewire: Ø: 0.035 " L: 150 cm, OptiPur Ureteral Stent Set "Optimatic" Ureteral stent, both ends open, steerable, with application device and guide wire Stent: Ø: 7 CH, A: 26 cm, B: 22 cm, application device: 40 cm; guide wire:
Ø:0.035 ". L: 150 cm
, OptiPur Ureteral Stent Set "Optimatic" Ureteral stent, both ends open, steerable, with application
device and guide wire Stent: Ø: 7 CH, A: 28 cm, B: 24 cm, application device: 40 cm; guide wire:
Ø:0.035 ", L: 150 cm, OptiPur Ureteral Stent "Optimatic" Ureteral stent, both ends open, steerable, with application device Stent: Ø: 7 CH, A: 28 cm, B: 24 cm, application device: 40 cm, OptiPur Ureteral Stent Set "Optimatic" Ureteral stent, both ends open, steerable, with application device and guide wire Stent: Ø: 7 CH, A: 30 cm, B: 26 cm, application device: 40 cm; guide wire:
Ø:0.035 ", L: 150 cm
, OptiPur Ureteral Stent Set "Optimatic" Ureteral stent, both ends open, steerable, with application device and guide wire Stent: Ø: 7 CH, A: 30 cm, B: 26 cm, application device: 40 cm; guide wire:
Ø:0.035 ", L: 150 cm, OptiPur Ureteral Stent "Optimatic" Ureteral stent, both ends open, steerable, with application device
Stent: Ø: 7 CH, A: 30 cm, B: 26 cm, application device: 40 cm, OptiPur Ureteral Stent Set "Optimatic" Ureteral stent, both ends open, steerable, with application device and guide wire Stent: Ø: 7 CH, A: 32 cm, B: 28 cm, application device: 40 cm; guide wire:
Ø:0.035 ", L: 150 cm
, OptiPur Ureteral Stent "Optimatic" Ureteral stent, both ends open, steerable, with application device
Stent: Ø: 7 CH, A: 32 cm, B: 28 cm, application device: 40 cm, OptiPur Ureteral Stent Set "Optimatic" Ureteral stent, both ends open, steerable, with application device and guide wire Stent: Ø: 8 CH, A: 26 cm, B: 22 cm, application device: 40 cm; guide wire:
Ø:0.038 ", L: 150 cm, OptiPur Ureteral Stent Set "Optimatic" Ureteral stent, both ends open, steerable, with application device and guide wire Stent: Ø: 8 CH, A: 28 cm, B: 24 cm, application device: 40 cm; guide wire:
Ø:0.038 ", L: 150 cm
, OptiPur Ureteral Stent "Optimatic" Ureteral stent, both ends open, steerable, with application device
Stent: Ø: 8 CH, A: 28 cm, B: 24 cm, application device: 40 cm, OptiPur Ureteral Stent Set "Optimatic" Ureteral stent, both ends open, steerable, with application device and guide wire Stent: Ø: 8 CH, A: 30 cm, B: 26 em, application device: 40 cm; guide wire:
Ø:0.038 ", L: 150 cm
, OptiPur Ureteral Stent "Optimatic" Ureteral stent, both ends open, steerable, with application device
Stent: Ø: 8 CH, A: 30 cm, B: 26 cm, application device: 40 cm, OptiPur Ureteral Stent Set "Optimatic" Ureteral stent, both ends open, steerable, with application device and guide wire Stent: Ø: 8 CH, A: 32 cm, B: 28 cm, application device: 40 cm; guide wire:
Ø:0.038 ", L: 150 cm
, OptiPur Ureteral Stent "Optimatic" Ureteral stent, both ends open, steerable, with application device
Stent: Ø: 8 CH, A: 32 cm, B: 28 cm, application device: 40 cm, 8. OptiPur Ureteral Stent, standard, OptiPur Ureteral Stent Set Ureteral Stent, both ends open, with pusher and guide wire Stent: Ø: 4.5
CH, A: 26 cm, B: 22 cm; pusher: 40 cm;guide wire: Ø:0.032 ". L: 150 cm, OptiSoft Ex-Tumor Ureteral Stent "Optimatic" Ureteral stent, both ends open, steerable, with application device, radiopaque markers, extra strong, Stent: Ø: 8 CH, A: 32 cm, B: 28 cm;
application device: 40 cm
, OptiSoft Ex-Tumor Ureteral Stent Set "Optimatic" Ureteral stent, both ends open, steerable, with application device, radiopaque markers, extra strong, with guide wire, Stent: Ø: 8 CH, A: 34 cm, B:
30 cm; application device: 40 cm; guide wire: Ø:0.038 ", L: 150 cm
, OptiSoft Ex-Tumor Ureteral Stent Set "Optimatic" Ureteral stent, both ends open, steerable, with application device, radiopaque markers, extra strong, with guide wire, Stent: Ø: 8 CH, A: 36 cm, B:
32 cm; application device: 40 cm; quidewire: Ø:0.038 ", L: 150 cm
, 13. OptiSoft Ureteral Stent, Multilength, OptiSoft Ureteral Stent Set Multilength Ureteral stent, both ends open, double-pigtail, with pusher and guide wire Stent: Ø: 4.5 CH, A: 32 cm, B: 24 cm; pusher: 40 cm; guide wire: Ø:0.032 ", L: 150
cm
, OptiSoft Ureteral Stent Multilength Ureteral stent, both ends open, double-pigtail, with pusher Stent:
Ø: 4.5 CH, A: 32 cm, B: 24 cm; pusher: 40 cm, OptiSoft Ureteral Stent Set Multilength Ureteral stent, both ends open, double-pigtail, with pusher
and guide wire Stent: Ø: 6 CH, A: 32 cm, B: 24 cm; pusher: 40 cm; guide wire: Ø:0.035 ", L: 150 cm, OptiSoft Ureteral Stent Set Multilength Ureteral stent, both ends open, double-pigtail. with pusher
Stent: Ø: 6 CH, A: 32 cm, B: 24 cm; pusher: 40 cm, OptiSoft Ureteral Stent Set Multilength Ureteral stent, both ends open, double-pigtail, with pusher
and guide wire Stent: Ø: 7 CH, A: 32 cm, B: 24 cm; pusher: 40 cm; guide wire: Ø:0.035 ", L: 150 cm, OptiSoft Ureteral Stent Multilength Ureteral stent, both ends open, double-pigtail, with pusher Stent:
Ø: 7 CH, A: 32 cm, B: 24 cm; pusher: 40 cm, OptiSoft Ureteral Stent Multilength Ureteral stent, both ends open, double-pigtail, with pusher Stent:
Ø: 8 CH, A: 32 cm, B: 24 cm; pusher: 40 cm, OptiSoft Ureteral Stent Set Multilength Ureteral stent, both ends open, double-pigtail, with pusher
Stent: Ø: 9 CH, A: 32 cm, B: 24 cm; pusher: 40 cm, 14. OptiSoft Ureteral Stent, Multilength steerable, OptiSoft Ureteral Stent Set "Optirnatic'', Multilength Ureteral stent, both ends open, double-pigtail, steerable, with application device and guide wire Stent: Ø: 6 CH, A: 32 cm, B: 24 cm, application
device: 40 cm; guide wire: Ø:0.035 ", L: 150 cm
, OptiSoft Ureteral Stent "Optimatic" Multilength Ureteral stent, both ends open, double-pigtail,
steerable, with application Stent: Ø: 6 CH, A: 32 cm, B: 24 cm, application device: 40 cm, OptiSoft Ureteral Stent Set "Optimatic'', Multilength Ureteral stent, both ends open, double-pigtail, steerable, with application device and guide wire Stent: Ø: 7 CH, A: 32 cm, B: 24 cm, application
device: 40 cm: guide wire: Ø:0.035 ", L: 150 cm, OptiSoft Ureteral Stent "Optimatic" Multilength Ureteral stent, both ends open, double-pigtail,
steerable, with application Stent: Ø: 7 CH, A: 32 cm, B: 24 cm, application device: 40 cm, OptiPur Ureteral Stent Set Ureteral Stent, both ends open, AlP, with pusher and guide wire Stent: Ø:
4.5 CH, A: 26 cm, B: 22 cm; pusher: 40 cm; guide wire: Ø:0.032 ". L: 150 cm, OptiPur Ureteral Stent Ureteral Stent, both ends open, with pusher Stent: Ø: 4.5 CH, A: 26 cm, B: 22 cm; pusher: 40 cm, OptiPur Ureteral Stent Set Ureteral Stent, both ends open, with pusher and guide wire Stent: Ø: 4.5
CH, A: 28 cm, B: 24 cm; pusher: 40 cm; guide wire: Ø:0.032 ", L: 150 cm, OptiPur Ureteral Stent Set Ureteral Stent, both ends open, AlP, with pusher and guide wire Stent: Ø:
4.5 CH, A: 28 cm, B: 24 cm; pusher: 40 cm; guide wire: Ø:0.032 ", L: 150 cm, OptiPur Ureteral Stent Ureteral Stent, both ends open, with pusher Stent: Ø: 4.5 CH, A: 28 cm, B: 24
cm; pusher: 40 cm, OptiPur Ureteral Stent Set Ureteral Stent, both ends open, with pusher and guide wire Stent: Ø: 4.5
CH, A: 30 cm, B: 26 cm; pusher: 40 cm; guide wire: Ø:0.032 ", L: 150 cm, OptiPur Ureteral Stent Set Ureteral Stent, both ends open, AlP, with pusher and guide wire Stent: Ø:
4.5 CH, A: 30 cm, B: 26 cm; pusher: 40 cm: guide wire: Ø:0.032 ", L: 150 cm, OptiPur Ureteral Stent Ureteral Stent, both ends open, with pusher Stent: Ø: 4.5 CH, A: 30 cm, 8: 26
cm; pusher: 40 cm, OptiPur Ureteral Stent Set Ureteral Stent, both ends open, with pusher and guide wire Stent: Ø: 4.5
CH, A: 32 cm, B: 26 cm; pusher: 40 cm;_guide wire: Ø:0.032 ", L: 150 cm, OptiPur Ureteral Stent Set Ureteral Stent, both ends open, AlP, with pusher and guide wire Stent: Ø:
4.5 CH, A: 32 cm, B: 26 cm; pusher: 40 cm; guide wire: Ø:0.032 ". L: 150 cm, OptiPur Ureteral Stent Ureteral Stent, both ends open, with pusher Stent: Ø: 4.5 CH, A: 32 cm, B: 28
cm; pusher: 40 cm, OptiPur Ureteral Stent Set Ureteral Stent, both ends open, with pusher and guide wire Stent: Ø: 6 CH, A: 26 cm, B: 22 cm; pusher: 40 cm; guide wire: Ø:0.035 ". L: 150 cm, OptiPur Ureteral Stent Set Ureteral Stent, both ends open, AlP, with pusher and guide wire Stent: Ø: 6 CH, A: 26 cm, B: 22 cm; pusher: 40 cm; guide wire: Ø:0.035 ", L: 150 cm, OptiPur Ureteral Stent Ureteral Stent, both ends open, with pusher Stent: Ø: 6 CH, A: 26 cm, B: 22 cm; pusher: 40 cm, OptiPur Ureteral Stent Set Ureteral Stent, both ends open, with pusher and guide wire Stent: Ø: 6 CH, A: 28 cm, B: 24 cm; pusher: 40 cm; guide wire: Ø:0.035 ". L: 150 cm, OptiPur Ureteral Stent Set Ureteral Stent, both ends open, AlP, with pusher and guide wire Stent: Ø: 6 CH, A: 28 cm, B: 24 cm; pusher: 40 cm; quidewire: Ø:0.035 ", L: 150 cm, OptiPur Ureteral Stent Ureteral Stent, both ends open, with pusher Stent: Ø: 6 CH, A: 28 cm, B: 24 cm; pusher: 40 cm, OptiPur Ureteral Stent Set Ureteral Stent, both ends open, with pusher and guide wire Stent: Ø: 6 CH, A: 30 cm, B: 26 cm; pusher: 40 cm; guide wire: Ø:0.035 ''. L: 150 cm, OptiPur Ureteral Stent Set Ureteral Stent, both ends open, AlP, with pusher and guide wire Stent: Ø: 6 CH, A: 30 cm, B: 26 cm; pusher: 40 cm; guide wire: Ø:0.035 '', L: 150 cm, OptiPur Ureteral Stent Ureteral Stent, both ends open, with pusher Stent: Ø: 6 CH, A: 30 cm, B: 26 cm; pusher: 40 cm, OptiPur Ureteral Stent Set Ureteral Stent, both ends open, with pusher and guide wire Stent: Ø: 6 CH, A: 32 cm, B: 28 cm; pusher: 40 cm; guide wire: Ø:0.035 ", L: 150 cm, OptiPur Ureteral Stent Set Ureteral Stent, both ends open, AlP, with pusher and guide wire Stent: Ø:
6 CH, A: 32 cm, B: 28 cm; pusher: 40 cm; ouidewire: Ø:0.035 ", L: 150 cm, OptiPur Ureteral Stent Ureteral Stent, both ends open, with pusher Stent: Ø: 6 CH, A: 32 cm, B: 28 cm; pusher: 40 cm, OptiPur Ureteral Stent Set Ureteral Stent, both ends open, with pusher and guide wire Stent: Ø: 7 CH, A: 26 cm, B: 22 cm; pusher: 40 cm; quidewire: Ø:0.035 ". L: 150 cm, OptiPur Ureteral Stent Set Ureteral Stent, both ends open, AlP, with pusher and guide wire Stent: Ø: 7 CH, A: 26 cm, B: 22 cm; pusher: 40 cm; auidewire: Ø:0.035 ", L: 150 cm, OptiPur Ureteral Stent Ureteral Stent, both ends open, with pusher Stent: Ø: 7 CH, A: 26 cm, B: 22 cm; pusher: 40 cm, OptiPur Ureteral Stent Set Ureteral Stent, both ends open, with pusher and guide wire Stent: Ø: 7 CH, A: 28 cm, B: 24 cm; pusher: 40 cm; guide wire: Ø:0.035 ", L: 150 cm, OptiPur Ureteral Stent Set Ureteral Stent, both ends open, AlP, with pusher and guide wire Stent: Ø: 7 CH, A: 28 cm, B: 24 cm; pusher: 40 cm; quidewire: Ø:0.035 '', L: 150 cm, OptiPur Ureteral Stent Ureteral Stent, both ends open, with pusher Stent: Ø: 7 CH, A: 28 cm, B: 24
cm; pusher: 40 cm, OptiPur Ureteral Stent Set Ureteral Stent, both ends open, with pusher and guide wire Stent: Ø: 7 CH, A: 30 cm, B: 26 cm; pusher: 40 cm; au idewire: Ø:0.035 ", L: 150 cm, OptiPur Ureteral Stent Set Ureteral Stent, both ends open, AlP, with pusher and guide wire Stent: Ø:
7 CH, A: 30 cm, B: 26 cm; pusher: 40 cm; auidewire: Ø:0.035 ". L: 150 cm, OptiPur Ureteral Stent Ureteral Stent, both ends open, with pusher Stent: Ø: 7 CH, A: 30 cm, B: 26 cm; pusher: 40 cm, OptiPur Ureteral Stent Set Ureteral Stent, both ends open, with pusher and guide wire Stent: Ø: 7
CH, A: 32 cm, B: 28 cm; pusher: 40 cm; guide wire: Ø:0.035 ". L: 150 cm, OptiPur Ureteral Stent Set Ureteral Stent, both ends open, AlP, with pusher and guide wire Stent: Ø: 7 CH, A: 32 cm, B: 28 cm; pusher: 40 cm; guide wire: Ø:0.035 ", L: 150 cm, OptiPur Ureteral Stent Ureteral Stent, both ends open, with pusher Stent: Ø: 7 CH, A: 32 cm, B: 28 cm; pusher: 40 cm, OptiPur Ureteral Stent Set Ureteral Stent, both ends open, with pusher and guide wire Stent: Ø: 8
CH, A: 26 cm, B: 22 cm; pusher: 40 cm; ouldewire: Ø:0.038 ". L: 150 cm, OptiPur Ureteral Stent Set Ureteral Stent, both ends open, AlP, with pusher and guide wire Stent: Ø: 8 CH, A: 26 cm, B: 22 cm; pusher: 40 cm; quidewire: Ø:0.038 ", L: 150 cm, OptiPur Ureteral Stent Ureteral Stent, both ends open, with pusher Stent: Ø: 8 CH, A: 26 cm, B: 22 cm; pusher: 40 cm, OptiPur Ureteral Stent Set Ureteral Stent, both ends open, with pusher and guide wire Stent: Ø: 8 CH, A: 28 cm, B: 24 cm; pusher: 40 cm; guide wire: Ø:0.038 ", L: 150 cm, OptiPur Ureteral Stent Set Ureteral Stent, both ends open, AlP, with pusher and guide wire Stent: Ø:8 CH, A: 28 cm, B: 24 cm; pusher: 40 cm; guide wire: Ø:0.038 ", L: 150 cm, OptiPur Ureteral Stent Ureteral Stent, both ends open, with pusher Stent: Ø: 8 CH, A: 28 cm, B: 24 cm; pusher: 40 cm, OptiPur Ureteral Stent Set Ureteral Stent, both ends open, with pusher and guide wire Stent: Ø: 8 CH, A: 30 cm, B: 26 cm; pusher: 40 cm; quidewire: Ø:0.038 ", L: 150 cm, OptiPur Ureteral Stent Set Ureteral Stent, both ends open, AlP, with pusher and guide wire Stent: Ø:8 CH, A: 30 cm, B: 26 cm; pusher: 40 cm; guide wire: Ø:0.038 ", L: 150 cm, OptiPur Ureteral Stent Ureteral Stent, both ends open, with pusher Stent: Ø: 8 CH, A: 30 cm, B: 26 cm; pusher: 40 cm, OptiPur Ureteral Stent Set Ureteral Stent, both ends open, with pusher and guide wire Stent: Ø: 8 CH, A: 32 cm, B: 28 cm; pusher: 40 cm; guide wire: Ø:0.038 ", L: 150 cm, OptiPur Ureteral Stent Set Ureteral Stent, both ends open, AlP, with pusher and guide wire Stent: Ø:8 CH, A: 32 cm, B: 28 cm; pusher: 40 cm; guide wire: Ø:0.038 ", L: 150 cm, OptiPur Ureteral Stent Ureteral Stent, both ends open, with pusher Stent: Ø: 8 CH, A: 32 cm, B: 28 cm; pusher: 40 cm, 9. OptiPur Ureteral stent, ureterorenoscopical, OptiPur Ureteral Stent Set ureterorenoscopical Ureteral stent, distal end closed, Tiemann, with pusher, fixation clip and guide wire Stent: Ø: 4.5 CH, A: 28 cm, B: 24 cm; pusher: 70 cm; guide wire:
0:0.032 ", L: 150 cm, OptiPur Ureteral Stent Set ureterorenoscopical Ureteral stent, both ends open, with pusher, fixation
clip and guide wire Stent: Ø: 4.5 CH, A: 28 cm, B: 24 cm; pusher: 70 cm; guide wire: Ø:0.032 ", L:
150 cm, OptiPur Ureteral Stent Set ureterorenoscopical Ureteral stent, both ends open, with pusher, fixation
clip and guide wire Stent: Ø: 4.5 CH, A: 30 cm, B: 26 cm; pusher: 70 cm; guide wire: Ø:0.032 ", L:
150 cm, 10. OptiSoft Endoprosthesis, OptiSoft Mono-J Endoprosthesis Set Ureteral Stent, distal end closed, AlP, with catheter connector
and guide wire Stent: Ø: 6 CH, A: 70 cm, B: 68 cm; guide wire: Ø:0.035 ", L: 150 cm, OptiSoft Mono-J Endoprosthesis Set Ureteral Stent, distal end closed, with catheter connector and
guide wire Stent: Ø: 7 CH, A: 70 cm, B: 68 cm; guide wire: Ø:0.035 ". L: 150 cm, OptiSoft Mono-J Endoprosthesis Set Ureteral Stent, distal end closed, AlP, with catheter connector
and guide wire Stent: Ø: 7 CH, A: 70 cm, B: 68 cm; guide wire: Ø:0.035 ", L: 150 cm, OptiSoft Mono-J Endoprosthesis Set Ureteral Stent, distal end closed, Tiemann, with catheter
connector and guide wire Stent: Ø: 6 CH, A: 70 cm, B: 68 cm; guide wire: Ø:0.035 ", L: 150 cm, OptiSoft Mono-J Endoprosthesis Set Ureteral Stent, distal end closed, Tiemann, AlP, with catheter
connector and quide wire Stent: Ø: 6 CH, A: 70 cm, B: 68 cm; guide wire: Ø:0.035 ", L: 150 cm, OptiSoft Mono-J Endoprosthesis Set Ureteral Stent, distal end closed, Tiemann, with catheter
connector and quide wire Stent: Ø: 7 CH, A: 70 cm, B: 68 cm; Quidewire: Ø:0.035 ", L: 150 cm, OptiSoft Mono-J Endoprosthesis Set Ureteral Stent, distal end closed, Tiemann, with catheter
connector and quide wire Stent: Ø: 8 CH, A: 70 cm, B: 68 cm; quidewire: Ø:0.038 ", L: 150 cm, OptiSoft Mono-J Endoprosthesis Set Ureteral Stent, distal end closed, Tiemann, AlP, with catheter connector and guide wire Stent: Ø: 8 CH, A: 70 cm, B: 68 cm; quidewire: Ø:0.038 ", L: 150 cm, OptiSoft Mono-J Endoprosthesis Set Ureteral Stent, distal end closed, Tiemann, with catheter
connector and guide wire Stent: Ø: 9 CH, A: 70 cm, B: 68 cm; guide wire: Ø:0.038 ", L: 150 cm, OptiSoft Mono-J Endoprosthesis Set Ureteral Stent, distal end closed, Tiemann, AlP, with catheter
connector and guide wire Stent: Ø: 9 CH, A: 70 cm, B: 68 cm; guide wire: Ø:0.038 ", L: 150 cm, OptiSoft Mono-J Endoprosthesis Set Ureteral stent, both ends open, with catheter connector and
guide wire Stent: Ø: 6 CH, A: 70 cm, B: 68 cm; guide wire: Ø:0.035 ", L: 150 cm, OptiSoft Mono-J Endoprosthesis Set Ureteral stent, both ends open, AlP, with catheter connector
and guide wire Stent: Ø: 6 CH, A: 70 cm, B: 68 cm; guide wire: Ø:0.035 ", L: 150 cm, OptiSoft Mono-J Endoprosthesis Set Ureteral stent, both ends open, with catheter connector and
guide wire Stent: Ø: 7 CH, A: 70 cm, B: 68 cm; quidewire: Ø:0.035 ", L: 150 cm, OptiSoft Mono-J Endoprosthesis Set Ureteral stent, both ends open, AlP, with catheter connector
and guide wire Stent: Ø: 7 CH, A: 70 cm, B: 68 cm; guide wire: Ø:0.035 ". L: 150 cm, OptiSoft Mono-J Endoprosthesis Set Ureteral stent, both ends open, with catheter connector and
quide wire Stent: Ø: 8 CH, A: 70 cm, B: 68 cm; guide wire: Ø:0.038 ", L: 150 cm, OptiSoft Mono-J Endoprosthesis Set Ureteral stent, both ends open, AlP, with catheter connector
and quide wire Stent: Ø: 8 CH, A: 70 cm, B: 68 cm; guide wire: Ø:0.038 ", L: 150 cm, OptiSoft Mono-J Endoprosthesis Set Ureteral stent, both ends open, with catheter connector and
guide wire Stent: Ø: 9 CH, A: 70 cm, B: 68 cm; guide wire: Ø:0.038 ", L: 150 cm, OptiSoft Mono-J Endoprosthesis Set Ureteral stent, both ends open, AlP, with catheter connector
and guide wire Stent: Ø: 9 CH, A: 70 cm, B: 68 cm; guide wire: Ø:0.038 ", L: 150 cm, 11. OptiSoft Ex-Tumor Ureteral Stent, OptiSoft Ex-Tumor Ureteral Stent Set Ureteral stent, both ends open, radiopaque markers, extra strong, with pusher and guide wire Stent: Ø: 6 CH, A: 26 cm, B: 22 cm; pusher: 40 cm; guide wire:
Ø:0.035 ", L: 150 cm, OptiSoft Ex-Tumor Ureteral Stent Set Ureteral stent, both ends open, radiopaque markers, extra strong, with pusher and guide wire Stent: Ø: 6 CH, A: 28 cm, B: 24 cm; pusher: 40 cm; guide wire:
Ø:0.035 ". L: 150 cm
, OptiSoft Ex-Tumor Ureteral Stent Ureteral stent, both ends open, radiopaque markers, extra strong,
with pusher Stent: Ø: 6 CH, A: 28 cm, B: 24 cm; pusher: 40 cm, OptiSoft Ex-Tumor Ureteral Stent Set Ureteral stent, both ends open, radiopaque markers, extra strong, with pusher and guide wire Stent: Ø: 6 CH, A: 30 cm, B: 26 cm; pusher: 40 cm; guide wire:
Ø:0.035 ", L: 150 cm, OptiSoft Ex-Tumor Ureteral Stent Ureteral stent, both ends open, radiopaque markers, extra strong,
with pusher Stent: Ø: 6 CH, A: 30 cm, B: 26 cm; pusher: 40 cm, OptiSoft Ex-Tumor Ureteral Stent Set Ureteral stent, both ends open, radiopaque markers, extra strong, with pusher and guide wire Stent: Ø: 6 CH, A: 32 cm, B: 28 cm; pusher: 40 cm; guide wire:
Ø:0.035 ", L: 150 cm
, OptiSoft Ex-Tumor Ureteral Stent Ureteral stent, both ends open, radiopaque markers, extra strong,
with pusher Stent: Ø: 6 CH, A: 32 cm, B: 28 cm; pusher: 40 cm, OptiSoft Ex-Tumor Ureteral Stent Set Ureteral stent, both ends open, radiopaque markers, extra strong, with pusher and guide wire Stent: Ø: 6 CH, A: 34 cm, B: 30 cm; pusher: 40 cm; guide wire:
Ø:0.035 ". L: 150 cm
, OptiSoft Ex-Tumor Ureteral Stent Set Ureteral stent, both ends open, radiopaque markers, extra strong, with pusher and guide wire Stent: Ø: 6 CH, A: 36 cm, B: 32 cm; pusher: 40 cm; guide wire:
Ø:0.035 ", L: 150 cm
, OptiSoft Ex-Tumor Ureteral Stent Set Ureteral stent, both ends open, radiopaque markers, extra strong, with pusher and guide wire Stent: Ø: 7 CH, A: 26 cm, B: 22 cm; pusher: 40 cm; guide wire:
Ø:0.035 ", L: 150 cm
, OptiSoft Ex-Tumor Ureteral Stent Set Ureteral stent, both ends open, radiopaque markers, extra strong, with pusher and guide wire Stent: Ø: 7 CH, A: 28 cm, B: 24 cm; pusher: 40 cm; guide wire:
Ø:0.035 ", L: 150 cm
, OptiSoft Ex-Tumor Ureteral Stent Ureteral stent, both ends open, radiopaque markers, extra strong,
with pusher Stent: Ø: 7 CH, A: 28 cm, B: 24 cm; pusher: 40 cm, OptiSoft Ex-Tumor Ureteral Stent Set Ureteral stent, both ends open, radiopaque markers, extra strong, with pusher and guide wire Stent: Ø: 7 CH, A: 30 cm, B: 26 cm; pusher: 40 cm; guide wire:
Ø:0.035 ", L: 150 cm
, OptiSoft Ex-Tumor Ureteral Stent Ureteral stent, both ends open, radiopaque markers, extra strong,
with pusher Stent: Ø: 7 CH, A: 30 cm, B: 26 cm; pusher: 40 cm, OptiSoft Ex-Tumor Ureteral Stent Set Ureteral stent, both ends open, radiopaque markers, extra strong, with pusher and guide wire Stent: Ø: 7 CH, A: 32 cm, B: 28 cm; pusher: 40 cm; guide wire:
Ø:0.035 ". L: 150 cm, OptiSoft Ex-Tumor Ureteral Stent Ureteral stent, both ends open, radiopaque markers, extra strong,
with pusher Stent: Ø: 7 CH, A: 32 cm, B: 28 cm; pusher: 40 cm, OptiSoft Ex-Tumor Ureteral Stent Set Ureteral stent, both ends open, radiopaque markers, extra strong, with pusher and guide wire Stent: Ø: 7 CH, A: 34 cm, 8: 30 cm; pusher: 40 cm; guide wire:
Ø:0.035 ", L: 150 cm
, OptiSoft Ex-Tumor Ureteral Stent Set Ureteral stent, both ends open, radiopaque markers, extra strong, with pusher and guide wire Stent: Ø: 7 CH, A: 36 cm, 8: 32 cm; pusher: 40 cm; guide wire:
Ø:0.035 ", L: 150 cm
, OptiSoft Ex-Tumor Ureteral Stent Set Ureteral stent, both ends open, radiopaque markers, extra strong, with pusher and guide wire Stent: Ø: 8 CH, A: 26 cm, B: 22 cm; pusher: 40 cm; guide wire:
Ø:0.038 ", L: 150 cm
, OptiSoft Ex-Tumor Ureteral Stent Set Ureteral stent, both ends open, radiopaque markers, extra strong, with pusher and guide wire Stent: Ø: 8 CH, A: 28 cm, B: 24 cm; pusher: 40 cm; guide wire:
Ø:0.038 ", L: 150 cm
, OptiSoft Ex-Tumor Ureteral Stent Ureteral stent, both ends open, radiopaque markers, extra strong,
with pusher Stent: Ø: 8 CH, A: 28 cm, B: 24 cm; pusher: 40 cm, OptiSoft Ex-Tumor Ureteral Stent Set Ureteral stent, both ends open, radiopaque markers, extra strong, with pusher and guide wire Stent: Ø: 8 CH, A: 30 cm, B: 26 cm; pusher: 40 cm; guide wire:
Ø:0.038 ", L: 150 cm
, OptiSoft Ex-Tumor Ureteral Stent Ureteral stent, both ends open, radiopaque markers, extra strong,
with pusher Stent: Ø: 8 CH, A: 30 cm, 8: 26 cm; pusher: 40 cm, OptiSoft Ex-Tumor Ureteral Stent Set Ureteral stent, both ends open, radiopaque markers, extra strong, with pusher and guide wire Stent: Ø: 8 CH, A: 32 cm, B: 28 cm; pusher: 40 cm; guide wire:
Ø:0.038 ", L: 150 cm
, OptiSoft Ex-Tumor Ureteral Stent Ureteral stent, both ends open, radiopaque markers, extra strong,
with pusher Stent: Ø: 8 CH, A: 32 cm, B: 28 cm; pusher: 40 cm, OptiSoft Ex-Tumor Ureteral Stent Set Ureteral stent, both ends open, radiopaque markers, extra strong, with pusher and guide wire Stent: Ø: 8 CH, A: 34 cm, B: 30 cm; pusher: 40 cm; guide wire:
Ø:0.038 ", L: 150 cm
, OptiSoft Ex-Tumor Ureteral Stent Set Ureteral stent, both ends open, radiopaque markers, extra strong, with pusher and guide wire Stent: Ø: 8 CH, A: 36 cm, B: 32 cm; pusher: 40 cm; guide wire:
Ø:0.038 ", L: 150 cm
, 12. OptiSoft Ex-Tumor Ureteral Stent, steerable, OptiSoft Ex-Tumor Ureteral Stent Set "Optimatie" Ureteral stent, both ends open, steerable, with application device, radiopaque markers, extra strong, with guide wire, Stent: Ø: 6 CH, A: 26 cm, 8:
22 cm; application device: 40 cm; guide wire: Ø:0.035 ", L: 150 cm
, OptiSoft Ex-Tumor Ureteral Stent Set "Optimatie" Ureteral stent, both ends open, steerable, with application device, radiopaque markers, extra strong, with guide wire, Stent: Ø: 6 CH, A: 28 cm, B:
24 cm; application device: 40 cm; guide wire: Ø:0.035 ", L: 150 cm
, OptiSoft Ex-Tumor Ureteral Stent "Optimatie" Ureteral stent, both ends open, steerable, with application device, radiopaque markers, extra strong, Stent: Ø: 6 CH, A: 28 cm, B: 24 cm;
application device: 40 cm
, OptiSoft Ex-Tumor Ureteral Stent Set "Optimatie" Ureteral stent, both ends open, steerable, with application device, radiopaque markers, extra strong, with guide wire, Stent: Ø: 6 CH, A: 30 cm, 8:
26 cm; application device: 40 cm; guide wire: Ø:0.035 ", L: 150 cm
, OptiSoft Ex-Tumor Ureteral Stent "Optimatic" Ureteral stent, both ends open, steerable, with application device, radiopaque markers, extra strong, Stent: Ø: 6 CH, A: 30 cm, B: 26 cm;
application device: 40 cm
, OptiSoft Ex-Tumor Ureteral Stent Set "Optimatie" Ureteral stent, both ends open, steerable, with application device, radiopaque markers, extra strong, with guide wire, Stent: Ø: 6 CH, A: 32 cm, 8:
28 cm; application device: 40 cm; guide wire: Ø:0.035 ", L: 150 cm
, OptiSoft Ex-Tumor Ureteral Stent "Optimatic" Ureteral stent, both ends open, steerable, application device, radiopaque markers, extra strong, Stent: Ø: 6 CH, A: 32 cm, 8: 28 cm;
application device: 40 cm
, OptiSoft Ex-Tumor Ureteral Stent Set "Optimatic" Ureteral stent, both ends open, steerable, with application device, radiopaque markers, extra strong, with guide wire, Stent: Ø: 6 CH, A: 34 cm, B:
30 cm; application device: 40 cm; guide wire: Ø:0.035 ", L: 150 cm
, OptiSoft Ex-Tumor Ureteral Stent Set "Optimatic" Ureteral stent, both ends open, steerable, with application device, radiopaque markers, extra strong, with guide wire, Stent: Ø: 6 CH, A: 36 cm, B:
32 cm; application device: 40 cm; guide wire: Ø:0.035 ", L: 150 cm
, OptiSoft Ex-Tumor Ureteral Stent Set "Optimatic" Ureteral stent, both ends open, steerable, with application device, radiopaque markers, extra strong, with guide wire, Stent: Ø: 7 CH, A: 26 cm, B:
2.2 cm; application device: 40 cm; guide wire: Ø:0.035 ", L: 150 cm
, OptiSoft Ex-Tumor Ureteral Stent "Optimatic" Ureteral stent, both ends open, steerable, with application device, radiopaque markers, extra strong, Stent: Ø: 7 CH, A: 26 cm, B: 22 cm;
application device: 40 cm, OptiSoft Ex-Tumor Ureteral Stent Set "Optimatic" Ureteral stent, both ends open, steerable, with application device, radiopaque markers, extra strong, with guide wire, Stent: Ø: 7 CH, A: 28 cm, B:
24 cm; application device: 40 cm; guide wire: Ø:0.035 ", L: 150 cm
, OptiSoft Ex-Tumor Ureteral Stent "Optimatic" Ureteral stent, both ends open, steerable, with application device, radiopaque markers, extra strong, Stent: Ø: 7 CH, A: 28 cm, B: 24 cm;
application device: 40 cm
, OptiSoft Ex-Tumor Ureteral Stent Set "Optimatic" Ureteral stent, both ends open, steerable, with application device, radiopaque markers, extra strong, with guide wire, Stent: Ø: 7 CH, A: 30 cm, B:
26 cm; application device: 40 cm; guide wire: Ø:0.035 ", L: 150 cm
, OptiSoft Ex-Tumor Ureteral Stent "Optimatic" Ureteral stent, both ends open, steerable, with application device, radiopaque markers, extra strong, Stent: Ø: 7 CH, A: 30 cm, B: 26 cm;
application device: 40 cm
, OptiSoft Ex-Tumor Ureteral Stent Set "Optimatic" Ureteral stent, both ends open, steerable, with application device, radiopaque markers, extra strong, with guide wire, Stent: Ø: 7 CH, A: 32 cm, B:
28 cm; application device: 40 cm; guide wire: Ø:0.035 ", L: 150 cm
, OptiSoft Ex-Tumor Ureteral Stent "Optimatic" Ureteral stent, both ends open, steerable, with application device, radiopaque markers, extra strong, Stent: Ø: 7 CH, A: 32 cm, B: 28 cm;
application device: 40 cm
, OptiSoft Ex-Tumor Ureteral Stent Set "Optimatic" Ureteral stent, both ends open, steerable, with application device, radiopaque markers, extra strong, with guide wire, Stent: Ø: 7 CH, A: 34 cm, B:
30 cm; application device: 40 cm; guide wire: Ø:0.035 ", L: 150 cm
, OptiSoft Ex-Tumor Ureteral Stent Set "Optimatic" Ureteral stent, both ends open, steerable, with application device, radiopaque markers, extra strong, with guide wire, Stent: Ø: 7 CH, A: 36 cm, B:
32 cm; application device: 40 cm; guide wire: Ø:0.035 ", L: 150 cm
, OptiSoft Ex-Tumor Ureteral Stent Set "Optimatic" Ureteral stent, both ends open, steerable, with application device, radiopaque markers, extra strong, with guide wire, Stent: Ø: 8 CH, A: 26 cm, B:
22 cm: application device: 40 cm; guide wire: Ø:0.038 ", L: 150 cm
, OptiSoft Ex-Tumor Ureteral Stent Set "Optimatic" Ureteral stent, both ends open, steerable, with application device, radiopaque markers, extra strong, with guide wire, Stent: Ø: 8 CH, A: 28 cm, B:
24 cm; application device: 40 cm; guide wire: Ø:0.038 ", L: 150 cm
, OptiSoft Ex-Tumor Ureteral Stent "Optimatic" Ureteral stent, both ends open, steerable, with application device, radiopaque markers, extra strong, Stent: Ø: 8 CH, A: 28 cm, B: 24 cm;
application device: 40 cm
, OptiSoft Ex-Tumor Ureteral Stent Set "Optimatic" Ureteral stent, both ends open, steerable, with application device, radiopaque markers, extra strong, with guide wire, Stent: Ø: 8 CH, A: 30 cm, B:
26 cm; application device: 40 cm; guide wire: Ø:0.038 ", L: 150 cm
, OptiSoft Ex-Tumor Ureteral Stent "Optimatic" Ureteral stent, both ends open, steerable, with application device, radiopaque markers, extra strong, Stent: Ø: 8 CH, A: 30 cm, B: 26 cm;
application device: 40 cm
, OptiSoft Ex-Tumor Ureteral Stent Set "Optimatic" Ureteral stent, both ends open, steerable, with application device, radiopaque markers, extra strong, with guide wire, Stent: Ø: 8 CH, A: 32 cm, B:
28 cm; application device: 40 cm; guide wire: Ø:0.038 ", L: 150 cm
, Ureteral Stents, 1. CarboSoft Ureteral Stents with DLC coating, Carbo Soft Ureteral Stent Set Ureteral stent, OLC coating, both ends open, with pusher and guide wire Stent: Ø: 6 CH, A: 28 cm, B: 24 cm; pusher: L: 40 cm; quide wire: Ø:0.035 ", L: 150 cm, CarboSoft Ureteral Stent Ureteral stent, OLC coating, both ends open, with pusher Stent: Ø: 6 CH, A: 28 cm, B: 24 cm; pusher: L: 40 cm, CarboSoft Ureteral Stent Set Ureteral stent, OLC coating, both ends open, with pusher and guide wire Stent: Ø: 6 CH, A: 30 cm, B: 26 cm; pusher: L: 40 cm; guide wire: Ø:0.035 ", L: 150 cm, CarboSoft Ureteral Stent Ureteral stent, OLC coating, both ends open, with pusher Stent: Ø: 6 CH, A: 30 cm, B: 26 cm; pusher: L: 40 cm, CarboSoft Ureteral Stent Set Ureteral stent, OLC coating, both ends open, with pusher and guide wire Stent: Ø: 6 CH, A: 32 cm, B: 28 cm; pusher: L: 40 cm; guide wire: Ø:0.035 ", L: 150 cm, CarboSoft Ureteral Stent Ureteral stent, OLC coating, both ends open, with pusher Stent: Ø: 6 CH, A: 32 cm, B: 28 cm; pusher: L: 40 cm, CarboSoft Ureteral Stent Set Ureteral stent, DLC coating, both ends open, with pusher and guide wire Stent:Ø: 7 CH, A: 28 cm, B: 24 cm; pusher: L: 40 cm; guide wire: Ø:0.035 ", L: 150 cm, CarboSoft Ureteral Stent Set Ureteral stent, OLC coating, both ends open, with pusher Stent: Ø: 7 CH, A: 28 cm, B: 24 cm; pusher: L: 40 cm, CarboSoft Ureteral Stent Set Ureteral stent, OLC coating, both ends open, with pusher and guide wire Stent: Ø: 7 CH, A: 30 cm, B: 26 cm; pusher: L: 40 cm; quide wire: Ø:0.035 ", L: 150 cm, CarboSoft Ureteral Stent Ureteral stent, OLC coating, both ends open, with pusher Stent:Ø: 7 CH, A: 30 cm, B: 26 ern; pusher: L: 40 cm , CarboSoft Ureteral Stent Set Ureteral stent, DCL coating, both ends open, with pusher and guide wire Stent: Ø: 7 CH, A: 32 cm, B: 28 cm; pusher: L: 40 cm; guide wire: Ø:0.035 ", L: 150 cm, CarboSoft Ureteral Stent Ureteral stent, OLC coating, both ends open, with pusher Stent: Ø: 7 CH, A: 32 cm, B: 28 cm; pusher: L: 40 cm, CarboSoft Ureteral Stent Set Ureteral stent, OLC coating, both ends open, with pusher and guide wire Stent: Ø: 8 CH, A: 28 cm, B: 24 cm; pusher: L: 40 cm; guide wire: Ø:0.038 ", L: 150 cm, Carbo Soft Ureteral Stent Ureteral stent, OLC coating, both ends open, with pusher Stent:Ø: 8 CH, A: 28 cm, B: 24 cm; pusher: L: 40 cm, CarboSoft Ureteral Stent Set Ureteral stent, OLC coating, both ends open, with pusher and guide wire Stent: Ø: 8 CH, A: 30 cm, B: 26 cm; pusher: L: 40 cm; quide wire: Ø:0.038 ", L: 150 cm, CarboSoft Ureteral Stent Ureteral stent, OLC coating, both ends open, with pusher Stent: Ø: 8 CH, A: 30 cm, B: 26 cm; pusher: L: 40 cm, CarboSoft Ureteral Stent Set Ureteral stent, DLC coating, both ends open, with pusher and guide wire Stent: Ø: 8 CH, A: 32 cm, B: 28 cm; pusher: L: 40 cm; guide wire: Ø:0.038 ", L: 150 cm, CarboSoft Ureteral Stent Ureteral stent, DCL coating, both ends open, with pusher Stent: Ø: 8 CH, A: 32 cm, B: 28 cm; pusher: L: 40 cm, 2.NephroSoft Endoprosthesis, NephroSoft, Mono-J Endoprosthesis Set, both ends open, AIK, guide wire Ø: 10 CH L: 50 cm, guide wire: Ø:0.038 ", L: 150 cm, 3. Opti-J Ureteral Stents, standard, Opti-J Ureteral Stent Set Ureteral stent, both ends open, steerable, with application device and guide wire Stent: Ø: 4.5 CH, A: 18 cm, B: 14 cm, application device: L: 40 cm; guide wire: Ø:0.032 ", L: 150 cm, Opti-J Ureteral Stent Set Ureteral stent, both ends open, steerable, with application device and guide wire Stent: Ø: 4.5 CH, A: 20 cm, B: 16 cm, application device: L: 40 cm; guide wire: Ø:0.032 ". L: 150
cm, Opti-J Ureteral Stent Set Ureteral stent, both ends open, steerable, with application device and guide wire Stent: Ø: 4.5 CH, A: 22 cm, B: 18 cm, application device: L: 40 cm; guide wire: Ø:0.032 ". L: 150
cm, Opti-J Ureteral Stent Set Ureteral stent, both ends open, steerable, with application device and guide wire Stent: Ø: 4.5 CH, A: 26 cm, B: 22 cm, application device: L: 40 cm; guide wire: Ø:0.032 ", L: 150 cm, Opti-J Ureteral Stent Ureteral stent, both ends open, steerable, with application device Stent: Ø: 4.5 CH, A: 26 cm, B: 22 cm, application device: L: 40 cm , Opti-J Ureteral Stent Set Ureteral stent, both ends open, steerable, with application device and guide wire Stent: Ø: 4.5 CH, A: 28 cm, B: 24 cm, application device: L: 40 cm; guide wire: Ø:0.032 ''. L: 150 cm, Opti-J Ureteral Stent Ureteral stent, both ends open, steerable, with application device Stent: Ø: 4.5 CH, A: 28 cm, B: 24 cm, application device: L: 40 cm , Opti-J Ureteral Stent Set Ureteral stent, both ends open, steerable, with application device and guide wire Stent: Ø: 4.5 CH, A: 30 cm, B: 26 cm, application device: L: 40 cm; guide wire: Ø:0.032 ". L: 150 cm, Opti-J Ureteral Stent Ureteral stent, both ends open, steerable, with application device Stent: Ø: 4.5
CH, A: 30 cm, B: 26 cm, application device: L: 40 cm, Opti-J Ureteral Stent Set Ureteral stent, both ends open, steerable, with application device and guide
wire Stent: Ø: 4.5 CH, A: 32 cm, B: 28 cm, application device: L: 40 cm; guide wire: Ø:0.032 ", L: 150
cm, Opti-J Ureteral Stent Ureteral stent, both ends open, steerable, with application device Stent: Ø: 4.5
CH, A: 32 cm, B: 28 cm, application device: L: 40 cm, Opti-J Ureteral Stent Ureteral stent, both ends open, steerable, with application device Stent: Ø: 4.5
CH, A: 34 cm, B: 30 cm, application device: L: 40 cm, Opti-J Ureteral Stent Set Ureteral stent, both ends open, steerable, with application device and guide
wire Stent: Ø: 6 CH, A: 26 cm, B: 22 cm, application device: L: 40 cm: guide wire: Ø:0.035 ". L: 150
cm, Opti-J Ureteral Stent Ureteral stent, both ends open, steerable, with application device Stent: Ø: 6 CH,
A: 26 cm, B: 22 cm, application device: L: 40 cm, Opti-J Ureteral Stent Set Ureteral stent, both ends open, steerable, with application device and guide
wire Stent: Ø: 6 CH, A: 28 cm, B: 24 cm, application device: L: 40 cm; guide wire: Ø:0.035 n, L: 150
cm, Opti-J Ureteral Stent Ureteral stent, both ends open, steerable, with application device Stent: Ø: 6 CH,
A: 28 cm, B: 24 cm, application device: L: 40 cm, Opti-J Ureteral Stent Set Ureteral stent, both ends open, steerable, with application device and guide
wire Stent: Ø: 6 CH, A: 30 cm, B: 26 cm, application device: L: 40 cm; guide wire: Ø:0.035 n, L: 150
cm, Opti-J Ureteral Stent Ureteral stent, both ends open, steerable, with application device Stent: Ø: 6 CH,
A: 30 cm, B: 26 cm, application device: L: 40 cm, Opti-J Ureteral Stent Set Ureteral stent, both ends open, steerable, with application device and guide
wire Stent: Ø: 6 CH, A: 32 cm, B: 28 cm, application device: L: 40 cm; guide wire: Ø:0.035 ". L: 150
cm, Opti-J Ureteral Stent Ureteral stent, both ends open, steerable, with application device Stent: Ø: 6 CH,
A: 32 cm, B: 28 cm, application device: L: 40 cm, Opti-J Ureteral Stent Ureteral stent, both ends open, steerable, with application device Stent: Ø: 6 CH,
A: 34 cm, B: 30 cm, application device: L: 40 cm, Opti-J Ureteral Stent Set Ureteral stent, both ends open, steerable, with application device and guide
wire Stent: Ø: 7 CH, A: 26 cm, B: 22 cm, application device: L: 40 cm; guide wire: Ø:0.035 ". L: 150
cm, Opti-J Ureteral Stent Ureteral stent, both ends open, steerable, with application device Stent: Ø: 6 CH,
A: 36 cm, B: 32 cm, application device: L: 40 cm, Opti-J Ureteral Stent Ureteral stent, both ends open, steerable, with application device Stent: Ø: 7 CH,
A: 26 cm, B: 22 cm, application device: L: 40 cm, Opti-J Ureteral Stent Set Ureteral stent, both ends open, steerable, with application device and guide
wire Stent: Ø: 7 CH, A: 28 cm, B: 24 cm, application device: L: 40 cm: guide wire: Ø:0.035 ", L: 150
cm, Opti-J Ureteral Stent Ureteral stent, both ends open, steerable, with application device Stent: Ø: 7 CH,
A: 28 cm, B: 24 cm, application device: L: 40 cm, Opti-J Ureteral Stent Set Ureteral stent, both ends open, steerable, with application device and guide
wire Stent: Ø: 7 CH, A: 30 cm, B: 26 cm, application device: L: 40 cm: guide wire: Ø:0.035 ", L: 150
cm, Opti-J Ureteral Stent Ureteral stent, both ends open, steerable, with application device Stent: Ø: 7 CH, A: 30 cm, B: 26 cm, application device: L: 40 cm, Opti-J Ureteral Stent Set Ureteral stent, both ends open, steerable, with application device and guide wire Stent: Ø: 7 CH, A: 32 cm, B: 28 cm, application device: L: 40 cm: guide wire: Ø:0.035 ". L: 150
cm, Opti-J Ureteral Stent Ureteral stent, both ends open, steerable, with application device Stent: Ø: 7 CH, A: 36 cm, B: 32 cm, application device: L: 40 cm, Opti-J Ureteral Stent Ureteral stent, both ends open, steerable, with application device Stent: Ø: 7 CH, A: 32 cm, B: 28 cm, application device: L: 40 cm, Opti-J Ureteral Stent Ureteral stent, both ends open, steerable, with application device Stent: Ø: 7 CH, A: 34 cm, B: 30 cm, application device: L: 40 cm, Opti-J Ureteral Stent Set Ureteral stent, both ends open, steerable, with application device and guide wire Stent: Ø: 8 CH, A: 26 cm, B: 22 cm, application device: L: 40 cm; guide wire: Ø:0.038 ", L: 150
cm, Opti-J Ureteral Stent Ureteral stent, both ends open, steerable, with application device Stent: Ø: 8 CH, A: 26 cm, B: 22 cm, application device: L: 40 cm, Opti-J Ureteral Stent Ureteral stent, both ends open, steerable, with application device Stent: Ø: 8 CH, A: 28 cm, B: 24 cm, application device: L: 40 cm, Opti-J Ureteral Stent Set Ureteral stent, both ends open, steerable, with application device and guide wire Stent: Ø: 8 CH, A: 30 cm, B: 26 cm, application device: L: 40 cm; guide wire: Ø:0.038 ", L: 150
cm, Opti-J Ureteral Stent Ureteral stent, both ends open, steerable, with application device Stent: Ø: 8 CH, A: 30 cm, B: 26 cm, application device: L: 40 cm, Opti-J Ureteral Stent Set Ureteral stent, both ends open, steerable, with application device and guide wire Stent: Ø: 8 CH, A: 32 cm, B: 28 cm, application device: L: 40 cm: quidewire: Ø:0.038 "L: 150 cm, Opti-J Ureteral Stent Ureteral stent, both ends open, steerable, with application device Stent: Ø: 8 CH,
A: 32 cm, B: 28 cm, application device: L: 40 cm, Opti-J Ureteral Stent Ureteral stent, both ends open, steerable, with application device Stent: Ø: 8 CH,
A: 34 cm, B: 30 cm, application device: L: 40 cm, 4. OptiPur Endoprosthesis
, OptiPur Mono-J Endoprosthesis Set Ureteral stent, both ends open, AlP, with catheter connector and
guide wire Stent: Ø: 6 CH, A: 70 cm, B: 68 cm: quidewire: Ø:0.035 ". L: 150 cm, OptiPur Mono-J Endoprosthesis Set Ureteral stent, both ends open, AlP, with catheter connector and
guide wire Stent: Ø: 7 CH, A: 70 cm, B: 68 cm: guide wire: Ø:0.035 ", L: 150 cm, OptiPur Mono-J Endoprosthesis Set Ureteral stent, both ends open, AlP, with catheter connector and
guide wire Stent: Ø: 8 CH, A: 70 cm, B: 68 cm: guide wire: Ø:0.038 ". L: 150 cm, OptiPur Mono-J Endoprosthesis Set Ureteral stent, both ends open, AlP, with catheter connector and
guide wire Stent: Ø: 9 CH, A: 70 cm, B: 68 cm: guide wire: Ø:0.038 ", L: 150 cm, 5. OptiPur Ureteral Stents Optimatic, Multilength, OptiPur Ureteral Stent Set "Optlmatic" Multilength Ureteral stent, both ends open, double-pigtail,
steerable, with application device and guide wire Stent: Ø: 6 CH, A: 32 cm, B: 24 cm, application
device: 40 cm; guide wire: Ø:0.035 ", L: 150 cm, OptiPur Ureteral Stent "Optimatic" Multilength Ureteral stent, both ends open, double-pigtail steerable, with application device Stent: Ø: 6 CH, A: 32 cm, B: 24 cm, application device: 40 cm, OptiPur Ureteral Stent Set "Optirnafic" Multilength Ureteral stent, both ends open, double-pigtail,
steerable, with application device and guide wire Stent: Ø: 7 CH, A: 32 cm, B: 24 cm, application
device: 40 cm; guide wire: Ø:0.035 ". L: 150 cm, OptiPur Ureteral Stent "Optimatic" Multilength Ureteral stent, both ends open, double-pigtail, steerable, with application device Stent: Ø: 7 CH, A: 32 cm, B: 24 cm, application device: 40 cm, OptiPur Ureteral Stent Set "Optimatic" Multilength Ureteral stent, both ends open, double-pigtail,
steerable, with application device and guide wire Stent: Ø: 8 CH, A: 32 cm, B: 24 cm, application
device: 40 cm; guide wire: Ø:0.038 ", L: 150 cm, Optlf'ur Ureteral Stent "Optimatic" Multilength Ureteral stent, both ends open, double-pigtail, steerable, with application device Stent: Ø: 8 CH, A: 32 cm, B: 24 cm, application device: 40 cm, 6. OptiPur Ureteral Stents, Multilength, OptiPur Ureteral Stent Set Multilength Ureteral stent, both ends open, double-pigtail, with pusher and guide wire Stent: Ø: 4.5 CH, A: 32 cm, B: 24 cm; pusher: 40 cm; guide wire: Ø:0.032 ", L: 150 cm, OptiPur Ureteral Stent Set Multilength Ureteral stent, both ends open, double-pigtail, with pusher and guide wire Stent: Ø: 6 CH, A: 32 cm, B: 24 cm; pusher: 40 cm; guide wire: Ø:0.035 ", L: 150 cm, OptiPur Ureteral Stent Set Multilength Ureteral stent, both ends open, double-pigtail, with pusher and guide wire Stent: Ø: 7 CH, A: 32 cm, B: 24 cm; pusher: 40 cm; guide wire: Ø:0.035 ", L: 150 cm, OptiPur Ureteral Stent Set Multilength Ureteral stent, both ends open, double-pigtail, with pusher and guide wire Stent: Ø: 8 CH, A: 32 cm, B: 24 cm; pusher: 40 cm; guide wire: Ø:0.038 ", L: 150 cm, 7. OptiPur Ureteral Stent, steerable, OptiPur Ureteral Stent Set "Optimatic" Ureteral stent, both ends open, steerable, with application device and guide wire Stent: Ø: 6 CH, A: 26 cm, B: 22 cm, application device: 40 cm; guide wire: Ø:0.035 ", L: 150 cm, OptiPur Ureteral Stent Set "Optimatic" Ureteral stent, both ends open, steerable, with application device and guide wire Stent: Ø: 6 CH, A: 28 cm, B: 24 cm, application device: 40 cm; guide wire: Ø:0.035 ", L: 150 cm, OptiPur Ureteral Stent "Optimatic" Ureteral stent, both ends open, steerable, with application device Stent: Ø: 6 CH, A: 28 cm, B: 24 cm, application device: 40 cm, OpliPur Ureteral Stent Set "Optimatic" Ureteral stent, both ends open, steerable, with application device and guide wire Stent: Ø: 6 CH, A: 30 cm, B: 26 cm, application device: 40 cm; guide wire: Ø:0.035 ", L: 150 cm
, OptiPur Ureteral Stent "Optimatic" Ureteral stent, both ends open, steerable, with application device Stent: Ø: 6 CH, A: 30 cm, B: 26 cm, application device: 40 cm, OptiPur Ureteral Stent Set "Optimatic" Ureteral stent, both ends open, steerable, with application
device and guide wire Stent: Ø: 6 CH, A: 32 cm, B: 28 cm, application device: 40 cm; guide wire:
Ø:0.035 ", L: 150 cm, OptiPur Ureteral Stent "Optimatic" Ureteral stent, both ends open, steerable, with application device Stent: Ø: 6 CH, A: 32 cm, B: 28 cm, application device: 40 cm
16723 | CAMERA COVER (170101) | T R I M E D | 2024-06-14T00:00:00.000+02:00 | Plasti-med Plastik Medikal Ürünleri San. Ve Tic. Ltd. Şti. Deri OSB Mah. Yan Sanayi Cad. No:13 Tuzla/İSTANBUL, TÜRKİYE | CAMERA COVER (170101) | Is | CAMERA COVER është pajisjë mjekësore që ka për qëllim të shërbejë si mbulesë mbrojtëse për kamerën dhe kabujt për të ruajtur sterilitetin dhe për të parandaluar kontaminimin gjatë procedurave të artroskopisë dhe endoskopisë. | Pajisje nje perdorimeshe
16724 | Software Applications and Preloaded with | O.E.S DISTRIMED | 2024-06-18T00:00:00.000+02:00 | Medtronic Navigation Inc.200 Medtronic Drive,Lafayette,CO 80026,USA | 9736423 | Klasa IIb | Software Kit per sistem navigimi kirurgjikal STEALTH S8 | Tjeter
Software Systems/ -SW KIT 9736423 S8 TRACTOG
16725 | Guidion Rapid Exchange Guide Extension/Guidion 5F, Guidion Rapid Exchange Guide Extension/Guidion 6F, Guidion Rapid Exchange Guide Extension/Guidion 7F, Guidion Rapid Exchange Guide Extension/Guidion 8F, Guidion Short Rapid Exchange Guide Extension/Guidion Short 6F, FlowGuide Rapid Exchange Guide Extension/FlowGuide 6F | O.E.S DISTRIMED | 2024-06-18T00:00:00.000+02:00 | IMDS Operations B.V. Ceintuurbaan Noord 150,9301 NZ,Roden,The Netherlands | G50F25150, G60F25150, G70F25150, G80F25150, GS60F, FG60F | Klasa III | Kateterë drejtimi zgjatues me shkëmbim të shpejtë- përdorim në kardiologji | Pajisje nje perdorimeshe
16726 | Injection patch 100 pcs/ box | T R I M E D | 2024-07-04T00:00:00.000+02:00 | SEYİTLER KİMYA SANAYİ A.Ş. Turgutlu 1.OSB 2007 Cad. No.: 5-7 Turgutlu / MANİSA | Injection patch 100 pcs/ box | Klasa I | Injection patch është pajisje mjekësore që përdoret për të mbuluar zonën e injektimit pas proçesit të injeksionit. | Pajisje nje perdorimeshe
16727 | Impressioning - Imprint™ Garant™ Quick Step Vinyl Polysiloxne Impression Material | Diamant Plus | 2024-07-03T00:00:00.000+02:00 | 3M ESPE Dental Products - 2510 Conway Avenue, St. Paul Minnesota 55144-1000, USA | n/a | Klasa I | Material per marrje mase | Pajisje dentare
16728 | Rhapsody flow mint, Rhapsody flow tropic, Rhapsody flow cherry, Rhapsody flow barberry, Rhapsody flow neutral, Rhapsody flow lemon, Rhapsody flow black currant | Primary Dental | 2024-07-04T00:00:00.000+02:00 | Queen Dental GmbH, Neue Str. 67, 99846 Seebach, GERMANY | LM0300RF000, TP0300RF000, CH0300RF000, BB0300RF000, NE0300RF000, LE0300RF000, BC0300RF000 | Klasa I | Pluhur profilaktik per perdorim me aparature me presion per pastrimin e cipave dhe ngjyrimeve ne siperfaqe te dhembeve | Pajisje dentare
16729 | Multi-vent tapered, Multi-vent, Multi-vent flat top, Expiratory Filter, ECO Machine Filter, Single Walled Machine Filter, Machine Filter, Eco maxipleat, ECO Filter, Eco slimline and mouthpiece, Eco slimline, Luer Lid + Expandable Tube, Eco slimline+tube+connectors, ECO slimline, MAXI Maxi Angled Filter, Eco Maxi Filter, MAXI Maxi Filter, Eco maxi-pleat, Pleated filter and collapsible tube, Maxi Pleat with connectors, ECO Maxi Pleat, ECO maxi-pleat, MAXI Maxi Angled Pleat, Eco Maxi Pleat, MAXI Maxi Pleat, Slimline Bacterial/Viral, Slimline Electrostatic with mouthpiece, Slimline Electrostatic with Integral Mouthpiece, Ultra-High Efficiency Slimline, Maxi pleat/2, Maxi Pleat ULPA Filter, Maxi pleat/1, Maxi pleat, Comfort fit bacterial/viral, MINI Filter, MINI Filter + elbow, MINI Angled Filter, Neo-natal/Bacterial/Viral, MICRO Angled Filter, Bitegrip Mouthpiece, Mouthpiece, Activated Carbon and Smoke Evacuation Filters, Smoke Filter, Smoke Set, 90mm Smoke Evacuation Filter, Vent, Suction, Insufflation and Irrigation, Vent Filter Set, Vent Filter - Autoclavable, Vent Filter, Vent Set, Transducer filter, Vent filter, Insufflation Filter, Suction Set, Insufflation Set, Insufflation filter, Suction Filter, 90MM Suction Filter, Hi Flow Insufflation Kit, MIDI Angled HMEF , MIDI Angled HME , Eco MIDI angled coil paper HMEF , Eco MIDI angled coil paper HME , MINI HMEF , MINI HME , Eco MINI straight coil paper HMEF , MINI Angled HMEF , MINI Angled HME , Eco MINI angled coil paper HMEF , Neo-natal HMEF , Neo Natal HMEF with elbow , MICRO MINI angled HMEF , MICRO angled HME , MICRO Lo-Volume HME , ECO Micro Lo-Volume coil paper HME , Tracheal Blue HME , Tracheal HME , Micro tracheal , Micro Tracheal , Elbow with sampling port , Elbow without sampling port , Double Swivel Elbow , Expandable Tubing with Gas Sampling Elbow , Expandable Tubing with Elbow , Expandable Tubing with Double Swivel Elbow and Port , Expandable Tubing with Double Swivel Elbow Attachment , Attachment, Electrostatic filters and attachments (for anaesthesia, respiratory and critical care/Pleated mechanical filters and attachments for anaesthesia, respiratory and critical care), Medipleat Autoclavable Filter, Autoclavable Filter, Medguard, Medguard + Connector, Spiroguard with Bite Grip, Spiroguard with Bite Grip, Mouthpiece, Nose Clip, Spiroguard with Mouthpiece and Nose Clip, Spiroguard with Mouthpiece, Spiroguard with Nose Clip and Bite Grip, Spiroguard, Spiroguard with Nose Clip, Spiroguard with Integral mouthpiece side, Spiroguard with Integral mouthpiece, Spiroguard with Integral Mouthpiece, Spiroguard Integral Mouthpiece, Spiroguard Integral Mouthpiece with Nose Clip, Compact Electrostatic Spirometry Filter, Spiroguard Re-usable, Spiroguard Adaptor, HME Devices (for anaesthesia, respiratory and critical care/HMEF filters for anaesthesia, Respiratory and critical care), ECO MAXI Pleat , MAXI HME Pleat , MAXI HME Pleat Without Port , Eco-therm HEPA filter with coil paper HME ECO HMEF , Eco HMEF With Connectors , ECO Maxi HME , Eco HMEF , Eco HMEF and elbow , Eco HMEF + tube + connectors, HMEF, Luer Lid with Expandable Tube, Eco HMEF with connectors , ECO Maxi Straight HME , MAXI Angled HMEF, MAXI Straight HMEF, MAXI Straight HMEF , MAXI Straight HMEF + elbow , ECO Maxi Angled HMEF , Eco Range HMEF (white foam) , MAXI Angled HME , MAXI HME , ECO Maxi Angled HME , Eco MAXI angled coil paper HMEF, Eco MAXI straight coil paper HMEF, Eco MAXI angled coil paper HME, Eco MAXI straight coil paper HME, Comfort fit HME , Comfort fit HMEF + tube + connectors, MIDI HMEF , MIDI HMEF + elbow , MIDI HME , Eco MIDI straight coil paper HMEF | T R I M E D | 2024-06-14T00:00:00.000+02:00 | GVS Filter Technology UK NFC House Vickers Industrial Estate Mellishaw Lane LA3 3EN United Kingdom | 2802/09, 2802/10, 2802/11, 2802/12, 2802/13, 2802/14, 2802/15, 2802/16, 2802/17, 2802/18, 2802/19, 2802/20, 2802/21, 2802/22, 2802/23, 2802/24, 2802/25, 2802/26, 2802/27, 2802/28, 2802/29, 2802/30, 2802/31, 2802/32, 3000/03, 3000/04, 3000/07, 3000/11, 3000/12, 3000/740, 4020/01, 4020/03, 4020/06, 4020/10, 4220/01, 4220/04, 4222/01, 4222/01BWK, 4222/01DFK, 4222/01DDK, 4222/02, 4222/02BWK, 4222/03, 4222/700, 4222/701, 4222/702, 4222/703, 4244/01, 4244/01DBK, 4244/01DEK, 4244/02, 4244/04, 4244/06, 4244/700, 4244/701, 4244/702, 4444/01, 4444/01BWK, 4444/06, 4444/66, 6888/01, 6888/20, 6888/21, 8444/01, 8444/27, 8866/01, 9066/701, 9066/701BNK, 9067/700, 9080/01, 9080/700, A539, A571, N/A, 2200/47, 2200/47BBK, 2200/47BDK, 2200/947, 2000/01, 2000/02, 2000/05, 2000/05BAK, 2000/05DLK, 2000/05DTK, 2000/05DUK, 2000/05DWK, 2000/05DXK, 2000/06, 2000/07, 2000/08, 2000/09, 2000/12, 2000/16, 2000/17, 2000/18, 2000/18BEK, 2000/20, 2000/22, 2000/31, 2000/35, 2000/37, 2000/38, 2000/39, 2000/42, 2000/53, 2200/01, 2200/01BCK, 2200/01DKK, 2200/02, 2200/02DIK, 2200/05, 2200/05BRK, 2200/06, 2200/15, 2200/16, 2200/21, 2200/25BUK, 2200/25DSK, 2200/26, 2200/33, 2200/35, 2200/36, 2200/48, 2200/48BIK, 2200/55, 2200/56, 2200/62BHK, 2200/65, 2200/70, 2200/902, 2200/911, 6421/04, 6421/04BGK, 6421/04DVK, 9065/710, 9065/750, 9065/760, 9065/770, 9066/711, 9066/751, 9066/761, 9067/710, 9067/750, 9067/760, 9080/100, 9080/100BNK, 9080/710, 9080/750, 9085/751, 9085/771, 9500/01, 9500/03, 9500/04, 9500/710, 9500/750, A540, A541, A542, A543, A620/40/61, A620/41/61, A620/42/61, A620/43/61, A620/60/61, 1200/08, 1200/20, 1210/09, 1420/01, 1420/03, 1420/03BOK, 2800/01, 2800/01BFK, 2800/01BMK, 2800/01DAK, 2800/01DHK, 2800/01DJK, 2800/02, 2800/02BFK, 2800/02BWK, 2800/02DAK, 2800/03, 2800/03BFK, 2800/03DAK, 2800/03DJK, 2800/10, 2800/10DAK, 2800/11, 2800/15, 2800/17, 2800/17BFK, 2800/17DAK, 2800/21, 2800/21BFK, 2800/22, 2800/22BFK, 2800/22DAK, 2800/23, 2800/24, 2800/25, 2800/26, 2800/27, 2800/30, 2800/31, 2800/31BFK, 2800/32, 2800/728, 2800/729, 2800/R1, 2800/R2, 2800/R3, 2802/01, 2802/02, 2802/03, 2802/04, 2802/05, 2802/06, 2802/07, 2802/08, NA, 4244/03, 4244/711, 4244/712, 4244/761, 4331/01, 4331/01DFK, 4331/01DGK, 4331/50, 4333/01, 4333/01BNK, 4333/01DEK, 4333/01DDK, 4333/01DFK, 4333/01DGK, 4333/50, 4333/710 , 4333/711, 4333/712, 4333/712BNK, 4333/714, 4333/721, 4333/750, 4333/751, 4333/752, 4333/754, 4333/760, 4333/761, 4333/770, 4333/771, 4333/772 , 866/50 , 8866/100, 8866/100DEK, 9064/711, 9064/711BNK, 9064/751, 9064/761 | Klasa IIa | Electrostatic filters and attachments janë pajisje mjekësore që kanë për qëlim të tërheqin dhe bllokojnë grimcat më të vogla (të tilla si bakteret dhe mykun) për t'i parandaluar ato të riqarkullojnë në një amient të caktuar duke u ngarkuar me energji elektrike., Activated Carbon and Smoke Evacuation Filters janë pajisje mjekësore që kanë për qëlim të përthithin aromat dhe gazrat me anë të një filtri të karbonit të aktivizuar., Vent, Suction, Insufflation and Irrigation janë pajisje mjekësore që kanë për qëlim të aspirojne (lëshojnë) lëngje dhe të pastrojne zonën e kirurgjisë gjatë procedurave mjekësore, veçanërisht në kirurgjinë mikro invazive (kirurgji laparoskopike) dhe procedurat endoskopike., HME Devices janë pajisje mjekësore që kanë për qëlim të shkëmbejnë nxehtësinë dhe lagështinë në ajrin e frymëmarrjes dhe ta filtrojnë atë. | Pajisje anestezie dhe respiratore
16730 | Sterile and Non-Sterile Medical Temperature Probes (Non-Sterile Reusable Temperature Probes), Sterile and Non-Sterile Medical Temperature Probes (Sterile Disposable Temperature Probes), Sterile and Non-Sterile Medical Temperature Probes (Non-Sterile Disposable Incubator Temperature Probes) | BIOMETRIC ALBANIA | 2024-06-12T00:00:00.000+02:00 | Metko Medikal ve Tıbbi Cihazlar Dış Ticaret Sanayi A.Ş. - Adresa: İvedik O. S. B. Ağaç İşleri Sanayi Sitesi 1354 Cad. 1358 Sok. No:9 06378 Yenimahalle - Ankara / Türkiye | FMT400/AOR, FMT400/POR, FMT400/IOR, FMT400/AOR-15, FMT400/POR-15, FMT400/IOR-15, FMT400/AOR-A, FMT400/POR-A, FMT400/AOR-A15, FMT400/POR-A15, FMT400/AOR/XX, FMT400/POR/XX, FMT400/IOR/XX, FMT400/AOR/XX-15, FMT400/IOR/XX-15, FMT400/POR/XX-15, FMT400/AOR/XX-A, FMT400/POR/XX-A, FMT400/AOR/XX-A15, FMT400/POR/XX-A15 (XX variable: BLT, EDN, GE, HP, MND, S, SW, Z, THT, MMM, GH), FMT400/OXY-X (X variable: -, 2, 3, 4, 5), FMT400/ATB, FMT400/ATB/Z, FMT400/ATB-A, FMT400/ATB/Z-A, FMT400/PTB, FMT400/PTB/Z, FMT400/PTB-A, FMT400/PTB/Z-A, FMT400/AS, FMT400/AS-15, FMT400/AS-S, FMT400/AS-15-S, FMT400/AS-A, FMT400/AS-A15, FMT400/AS/XX, FMT400/AS/XX-15, FMT400/AS/XX-S, FMT400/AS/XX-15-S, FMT400/AS/XX-A, FMT400/AS/XX-A15 (XX variable: BLT, EDN, GE, HP, MND, S, SW, Z, THT, MMM, GH), FMT-INC/X (X variable: A, AA, MDP, MDP2, S, SA, SA-S, SFP, SGR, SIS, SND, SND2, SND3, SO, SO2, SRS, SAD, ST, ST-S), FMT-AFT/XX (X variable: A1, A2, A3, A4, A5), FMT400/AS-DX, FMT400/AOR-DX, FMT-INC/SDX | Klasa IIb | Sonde temperature medikale sterile dhe jo-sterile. (Sonda temperature jo-sterile te riperdorshme), Sonde temperature medikale sterile dhe jo-sterile. (Sonda temperature sterile 1-perdorimshe), Sonde temperature medikale sterile dhe jo-sterile. (Sonda temperature inkubatori, jo-sterile dhe 1-perdorimshe) | Produkte per institucione te kujdesit shendetesor
16731 | CENTRIFUGE ROTO SILENTA 630RS | KRIJON | 2024-06-19T00:00:00.000+02:00 | Andreas Hettich GmbH & Co. KG Föhrenstr. 12, D- 78532 Tuttlingen Germany | ROTO SILENTA 630 RS | Klasa IIa | Centrifuga eshte nje pajisje laboratori e pershtatshme per aplikimet mjekesore. Kjo pajisje sherben per centrifugimin e qeseve te gjakut per bankat e gjakut | Pajisje laboratori
16732 | MicroScan MH BROTH with 3% LHB, MicroScan HTM BROTH | GENIUS SHPK | 2024-06-19T00:00:00.000+02:00 | BECKMAN COULTER INC - 250 SOUTH KRAEMER BLVD. BREA, CALIFORNIA 92821, USA | B1015-25, B1015-26 | In vitro | MicroScan MH Broth 3% LHB eshte per perdorim me panelet MicroScan. Produkti eshte nje aksesor IVD, diagnostifikues in vitro. MicroScan MH Broth 3% LHB eshte nje aksesor diagnostik in vitro i cili ndihmon ne pergatitjen e inokulimit per percaktimin sasior dhe cilesor te ndjeshmerise ndaj agjentit antimikrobik te streptokokeve nga kolonite e izoluara. Referojuni udhezimeve te panelit MicroScan MIcroSTREP per inkubimin jashte linje jo te automatizuar dhe leximin manual me opsionin per te futur rezultatet ne sistemin e menaxhimit te te dhenave LabPro ose automatizimin e plote ne instrumentet MicroScan., MicroScan HTM Broth eshte per perdorim me panelet MicroScan. Produkti eshte nje aksesor IVD, diagnostifikues in vitro. MicroScan HTM Broth eshte nje aksesor diagnostik in vitro i cili ndihmon ne pergatitjen e inokulimit per percaktimin sasior dhe cilesor te ndjeshmerise se agjentit antimikrobik per Haemophilus influenzae dhe Haemophilus parainfluenzae nga kolonite e izoluara. Referojuni udhezimeve te panelit MicroScan MIcroSTREP per inkubimin jashte linje jo te automatizuar dhe leximin manual me opsionin per te futur rezultatet ne sistemin e menaxhimit te te dhenave LabPro. | Pajisje te diagnostifikimit in vitro
16733 | RX ERCP Cannula Standard Tip, RX ERCP Cannula Tapered Tip, RX ERCP Cannula Ball Tip, Tandem™ XL Triple Lumen ERCP Cannula, Rapid Exchange™ XL Cannula | MONTAL | 2024-06-19T00:00:00.000+02:00 | Boston Scientific Corporation, 300 Boston Scientific Way, Marlborough, MA 01752 USA. | M00545760, M00545770, M00545780, M00535700, M00545820 | Is | Kolangiopankreatografia retrograde endoskopike (ERCP) është një teknikë që përdor imazhe nga një aparat fotografik i dedikuar me rreze X për të parë kanalet biliare dhe pankreatike. | Pajisje nje perdorimeshe
16734 | Spirometry mouthpiece 30mm (9983735) | T R I M E D | 2024-06-13T00:00:00.000+02:00 | AB MEDICA GROUP S.A Jericó, 10 Bis Interior. 08035 Barcelona. (ESP) España. | Spirometry mouthpiece 30mm (9983735) | Klasa IIa | Spirometry Mouthpieces janë pajisje mjekësore kartoni që përdoren për testet e spirometrisë. Është produkt me një përdorim që përdoret e lidhur me pajisjet e spirometrisë dhe ndihmon procesin e frymëshkëmbimit gjatë këtyre testeve. | Pajisje nje perdorimeshe
16735 | EXOSEAL® Vascular Closure Device 5F, EXOSEAL® Vascular Closure Device 6F, EXOSEAL® Vascular Closure Device 7F | AGS Corporation | 2024-06-19T00:00:00.000+02:00 | Cordis Corporation 14201 North West 60th Avenue Miami Lakes Florida 33014 USA | EX500CE, EX600CE, EX700CE | Klasa III | Mbylles vaskular me indikacion hemostatik | Pajisje te implantueshme aktive
16736 | Brite Tip® Catheter Sheath Introducers Brite Tip® 7F (90cm) (2.3mm x 0.89mm) (0.035") (2Pk), Brite Tip® Catheter Sheath Introducers Brite Tip® 8F (5.5cm) (2.7mm x 0.89mm) (0.035") (5Pk), Brite Tip® Catheter Sheath Introducers Brite Tip® 8F (11cm) (2.7mm x 0.89mm) (0.035") (5Pk), Brite Tip® Catheter Sheath Introducers Brite Tip® 8F (23cm) (2.7mm x 0.89mm) (0.035") (5Pk), Brite Tip® Catheter Sheath Introducers Brite Tip® 8F (35cm) (2.7mm x 0.89mm) (0.035") (2Pk), Brite Tip® Catheter Sheath Introducers Brite Tip® 8F (45cm) (2.7mm x 0.89mm) (0.035") (2Pk), Brite Tip® Catheter Sheath Introducers Brite Tip® 8F (55cm) (2.7mm x 0.89mm) (0.035") (2Pk), Brite Tip® Catheter Sheath Introducers Brite Tip® 8F (90cm) (2.7mm x 0.89mm) (0.035") (2Pk), Brite Tip® Catheter Sheath Introducers Brite Tip® 9F (11cm) (3.0mm x 0.89mm) (0.035") (5Pk), Brite Tip® Catheter Sheath Introducers Brite Tip® 9F (23cm) (3.0mm x 0.89mm) (0.035") (5Pk), Brite Tip® Catheter Sheath Introducers Brite Tip® 9F (35cm) (3.0mm x 0.89mm) (0.035") (2Pk), Brite Tip® Catheter Sheath Introducers Brite Tip® 10F (11cm) (3.3mm x 0.89mm) (0.035") (5Pk), Brite Tip® Catheter Sheath Introducers Brite Tip® 10F (23cm) (3.3mm x 0.89mm) (0.035") (5Pk), Brite Tip® Catheter Sheath Introducers Brite Tip® 11F (11cm) (3.7mm x 0.89mm) (0.035") (5Pk), Brite Tip® Catheter Sheath Introducers Brite Tip® 11F (23cm) (3.7mm x 0.89mm) (0.035") (5Pk), Brite Tip® Catheter Sheath Introducers Modified Standard Brite Tip® 5F (5.5cm) (1.65mm x 0.89mm) (0.035") (5Pk), Brite Tip® Catheter Sheath Introducers Modified Standard Brite Tip® 7F (70cm) (2.3mm x 0.89mm) (0.035") (3Pk), Brite Tip® Catheter Sheath Introducers Modified Standard Brite Tip® 7F (75cm) (2.3mm x 0.89mm) (0.035") (3Pk), Brite Tip® Catheter Sheath Introducers Modified Standard Brite Tip® 6F (4.5cm) (2.0mm x 0.89mm) (0.035") (5Pk), Brite Tip® Catheter Sheath Introducers Modified Standard Brite Tip® 5F (4.5cm) (1.65mm x 0.89mm) (0.035") (5Pk), Brite Tip® Catheter Sheath Introducers Modified Standard Brite Tip® 4F (4.5cm) (1.35mm x 0.89mm) (0.035") (5Pk), Brite Tip® Catheter Sheath Introducers Modified Standard Brite Tip® 7F (45cm) (2.3mm x 0.89mm) (0.035") (3Pk), Brite Tip® Catheter Sheath Introducers Modified Standard Brite Tip® 4F (35cm) (1.35mm x 0.89mm) (0.035") (2Pk), Brite Tip® Catheter Sheath Introducers Modified Standard Brite Tip® 6F (65cm) (2.0mm x 0.89mm) (0.035") (2Pk), Brite Tip® Catheter Sheath Introducers Modified Standard Brite Tip® 6F (70cm) (2.0mm x 0.89mm) (0.035") (2Pk), Brite Tip® Catheter Sheath Introducers Modified Standard Brite Tip® 4F (45cm) (1.35mm x 0.89mm) (0.035") (2Pk), Avanti®+ Catheter Sheath Introducers Avanti®+ 4F (5.5cm) (1.35mm x 0.89mm) (0.035"), Avanti®+ Catheter Sheath Introducers Avanti®+ 4F (11cm) (1.35mm x 0.89mm) (0.035"), Avanti®+ Catheter Sheath Introducers Avanti®+ 5F (5.5cm) (1.65mm x 0.89mm) (0.035"), Avanti®+ Catheter Sheath Introducers Avanti®+ 5F (11cm) (1.65mm x 0.89mm) (0.035"), Avanti®+ Catheter Sheath Introducers Avanti®+ 5F (23cm) (1.65mm x 0.89mm) (0.035"), Avanti®+ Catheter Sheath Introducers Avanti®+ 5.5F (11cm) (1.65mm x 0.89mm) (0.035"), Avanti®+ Catheter Sheath Introducers Avanti®+ 6F (5.5cm) (2.0mm x 0.89mm) (0.035"), Avanti®+ Catheter Sheath Introducers Avanti®+ 6F (11cm) (2.0mm x 0.89mm) (0.035"), Avanti®+ Catheter Sheath Introducers Avanti®+ 6F (23cm) (2.0mm x 0.89mm) (0.035"), Avanti®+ Catheter Sheath Introducers Avanti®+ 6.5F (11cm) (2.0mm x 0.89mm) (0.035"), Avanti®+ Catheter Sheath Introducers Avanti®+ 7F (5.5cm) (2.3mm x 0.89mm) (0.035"), Avanti®+ Catheter Sheath Introducers Avanti®+ 7F (11cm) (2.3mm x 0.89mm) (0.035"), Avanti®+ Catheter Sheath Introducers Avanti®+ 8F (11cm) (2.7mm x 0.89mm) (0.035"), Avanti®+ Catheter Sheath Introducers Avanti®+ 8F (23cm) (2.7mm x 0.89mm) (0.035"), Avanti®+ Catheter Sheath Introducers Avanti®+ 9F (11cm) (3.0mm x 0.89mm) (0.035"), Avanti®+ Catheter Sheath Introducers Avanti®+ 9F (23cm) (3.0mm x 0.89mm) (0.035"), Avanti®+ Catheter Sheath Introducers Avanti®+ 10F (11cm) (3.3mm x 0.89mm) (0.035"), Avanti®+ Catheter Sheath Introducers Avanti®+ 11F (11cm) (3.7mm x 0.89mm) (0.035"), Avanti®+ Catheter Sheath Introducers Avanti®+ Brachial 4F (5.5cm) (1.35mm x 0.89mm) (0.035"), Avanti®+ Catheter Sheath Introducers Avanti®+ PED 4F (7.5cm) (1.35mm x 0.53mm) (0.021"), Avanti®+ Catheter Sheath Introducers Avanti®+ MID 4F (23cm) (1.35mm x 0.89mm) (0.035"), Avanti®+ Catheter Sheath Introducers Avanti®+ STD 4F (11cm) (1.35mm x 0.89mm) (0.035"), Avanti®+ Catheter Sheath Introducers Avanti®+Brachial 5F (5.5cm) (1.65mm x 0.97mm) (0.038"), Avanti®+ Catheter Sheath Introducers Avanti®+ PED 5F (7.5cm) (1.65mm x 0.53mm) (0.021"), Avanti®+ Catheter Sheath Introducers Avanti®+ MID 5F (23cm) (1.65mm x 0.97mm) (0.038"), Avanti®+ Catheter Sheath Introducers Avanti®+ STD 5F (11cm) (1.65mm x 0.97mm) (0.038"), Avanti®+ Catheter Sheath Introducers Avanti®+ STD 6F (11cm) (2.0mm x 0.97mm) (0.038"), Avanti®+ Catheter Sheath Introducers Avanti®+ Brachial 6F (5.5cm) (2.0mm x 0.97mm) (0.038"), Avanti®+ Catheter Sheath Introducers Avanti®+ PED 6F (7.5cm) (2.0mm x 0.53mm) (0.021"), Avanti®+ Catheter Sheath Introducers Avanti®+ MID 6F (23cm) (2.0mm x 0.97mm) (0.038"), Avanti®+ Catheter Sheath Introducers Avanti®+ MID 7F (23cm) (2.3mm x 0.97mm) (0.038"), Avanti®+ Catheter Sheath Introducers Avanti®+ STD 7F (11cm) (2.3mm x 0.97mm) (0.038"), Avanti®+ Catheter Sheath Introducers Avanti®+ MID 8F (23cm) (2.7mm x 0.97mm) (0.038"), Avanti®+ Catheter Sheath Introducers Avanti®+ STD 8F (11cm) (2.7mm x 0.97mm) (0.038"), Avanti®+ Catheter Sheath Introducers Avanti®+ STD 9F (11cm) (3.0mm x 0.97mm) (0.038"), Avanti®+ Catheter Sheath Introducers Avanti®+ STD 10F (11cm) (3.3mm x 0.97mm) (0.038"), Avanti®+ Catheter Sheath Introducers Avanti®+ MID 10F (23cm) (3.3mm x 0.97mm) (0.038"), Avanti®+ Catheter Sheath Introducers Avanti®+ MID 11F (23cm) (3.7mm x 0.97mm) (0.038"), Avanti®+ Catheter Sheath Introducers Avanti®+ STD 11F (11cm) (3.7mm x 0.97mm) (0.038"), Avanti®+ Catheter Sheath Introducers Avanti®+ STD 5.5F (11cm) (1.65mm x 0.97mm) (0.038"), Avanti®+ Catheter Sheath Introducers Avanti®+ MID 6.5F (11cm) (1.65mm x 0.97mm) (0.038"), Avanti®+ Catheter Sheath Introducers Avanti®+ STD 6.5F (11cm) (2.0mm x 0.97mm) (0.038"), Avanti®+ Catheter Sheath Introducers Avanti®+ 7F (11cm) (2.3mm x 0.97mm) (0.038"), Avanti®+ Catheter Sheath Introducers Avanti®+ STD 7.5F (11cm) (2.3mm x 0.97mm) (0.038"), Avanti®+ Catheter Sheath Introducers Avanti®+ STD 8.5F (11cm) (2.7mm x 0.97mm) (0.038"), Avanti®+ Catheter Sheath Introducers Modified Standard 5F (7.5cm) (1.65mm x 0.81mm) (0.032"), Avanti®+ Catheter Sheath Introducers Modified Standard 4F (5.5cm) (1.35mm x 0.53mm) (0.021"), Avanti®+ Catheter Sheath Introducers Modified Standard 4F (7.5cm) (1.35mm x 0.53mm) (0.021"), Avanti®+ Catheter Sheath Introducers Modified Standard 7F (11cm) (2.3mm x 0.97mm) (0.038")(18G), Avanti®+ Catheter Sheath Introducers Modified Standard 5F (5.5cm) (1.65mm x 0.53mm) (0.021"), Avanti®+ Catheter Sheath Introducers Modified Standard Avanti®+ Transradial 5F (16cm) (1.65mm x 0.97mm) (0.038"), Avanti®+ Transradial Kit 4F (11cm) (1.35mm x 0.53mm) (0.021")(21G), Avanti®+ Transradial Kit 5F (11cm) (1.65mm x 0.53mm) (0.021")(21G), Avanti®+ Transradial Kit 6F (11cm) (2.0mm x 0.53mm) (0.021")(21G), Avanti®+ Transradial Kit 7F (11cm) (2.3mm x 0.53mm) (0.021")(21G), Transradial Kit 4F (23cm) (1.35mm x 0.53mm) (0.021")(21G), Transradial Kit 5F (23cm) (1.65mm x 0.53mm) (0.021")(21G), Transradial Kit 6F (23cm) (2.0mm x 0.53mm) (0.021")(21G), Avanti®+ Valveless-Portless Catheter Sheath Introducers Avanti®+ VP 6F (11cm) (2.0mm x 0.97mm) (0.038"), Avanti®+ Valveless-Portless Catheter Sheath Introducers Avanti®+ VP 7F (11cm) (2.3mm x 0.97mm) (0.038"), Avanti®+ Valveless-Portless Catheter Sheath Introducers Avanti®+ VP 8F (11cm) (2.7mm x 0.97mm) (0.038"), Brite Tip® Catheter Sheath Introducers Brite Tip® 4F (11cm) (1.35mm x 0.89mm) (0.035") (5Pk), Brite Tip® Catheter Sheath IntroducersBrite Tip® 4F (23cm) (1.35mm x 0.89mm) (0.035") (5Pk), Brite Tip® Catheter Sheath Introducers Brite Tip® 5F (11cm) (1.65mm x 0.89mm) (0.035") (5Pk), Brite Tip® Catheter Sheath Introducers Brite Tip® 5F (23cm) (1.65mm x 0.89mm) (0.035") (5Pk), Brite Tip® Catheter Sheath Introducers Brite Tip® 5F (35cm) (1.65mm x 0.89mm) (0.035") (2Pk), Brite Tip® Catheter Sheath Introducers Brite Tip® 5F (45cm) (1.65mm x 0.89mm) (0.035") (2Pk), Brite Tip® Catheter Sheath Introducers Brite Tip® 5F (55cm) (1.65mm x 0.89mm) (0.035") (2Pk), Brite Tip® Catheter Sheath Introducers Brite Tip® 6F (5.5cm) (2.0mm x 0.89mm) (0.035") (5Pk), Brite Tip® Catheter Sheath Introducers Brite Tip® 6F (11cm) (2.0mm x 0.89mm) (0.035") (5Pk), Brite Tip® Catheter Sheath Introducers Brite Tip® 6F (23cm) (2.0mm x 0.89mm) (0.035") (5Pk), Brite Tip® Catheter Sheath Introducers Brite Tip® 6F (35cm) (2.0mm x 0.89mm) (0.035") (2Pk), Brite Tip® Catheter Sheath Introducers Brite Tip® 6F (45cm) (2.0mm x 0.89mm) (0.035") (2Pk), Brite Tip® Catheter Sheath Introducers Brite Tip® 6F (55cm) (2.0mm x 0.89mm) (0.035") (2Pk), Brite Tip® Catheter Sheath Introducers Brite Tip® 6F (90cm) (2.0mm x 0.89mm) (0.035") (2Pk), Brite Tip® Catheter Sheath Introducers Brite Tip® 7F (5.5cm) (2.3mm x 0.89mm) (0.035") (5Pk), Brite Tip® Catheter Sheath Introducers Brite Tip® 7F (11cm) (2.3mm x 0.89mm) (0.035") (5Pk), Brite Tip® Catheter Sheath Introducers Brite Tip® 7F (23cm) (2.3mm x 0.89mm) (0.035") (5Pk), Brite Tip® Catheter Sheath Introducers Brite Tip® 7F (35cm) (2.3mm x 0.89mm) (0.035") (2Pk), Brite Tip® Catheter Sheath Introducers Brite Tip® 7F (45cm) (2.3mm x 0.89mm) (0.035") (2Pk), Brite Tip® Catheter Sheath Introducers Brite Tip® 7F (55cm) (2.3mm x 0.89mm) (0.035") (2Pk) | AGS Corporation | 2024-06-19T00:00:00.000+02:00 | Cordis Corporation 14201 North West 60th Avenue Miami Lakes Florida 33014 USA | 401-790M, 401-805M, 401-811M, 401-823M, 401-835M, 401-845M, 401-855M, 401-890M, 401-911M, 401-923M, 401-935M, 401-011M, 401-023M, 401-111M, 401-123M, SRA0035, SRA0096, SRA0099, SRA0115, SRA0116, SRA0117, SRA0151, SRA0168, SRA0207, SRA0214, SRA0217, SRAM17661, 402-604P, 402-604X, 402-604A, 402-605P, 402-605X, 402-605A, 402-605T, 402-655X, 402-606P, 402-606R, 402-606X, 402-606A, 402-606T, 402-656X, 402-607P, 402-607R, 402-607X, 402-607A, 402-608X, 402-608A, 402-608T, 402-609X, 402-609A, 402-609T, 402-610X, 402-610A, 402-611X, 504-604A, 504-604P, 504-604S, 504-604T, 504-604X, 504-605A, 504-605P, 504-605S, 504-605T, 504-605X, 504-606A, 504-606D, 504-606P, 504-606S, 504-606T, 504-606X, 504-607A, 504-607D, 504-607T, 504-607X, 504-608A, 504-608D, 504-608T, 504-608X, 504-609A, 504-609X, 504-610A, 504-610T, 504-610X, 504-611T, 504-611X, 504-655X, 504-656A, 504-656T, 504-656X, 504-657A, 504-657X, 504-658X, SR9010, SR9017, SR9019, SRA0003, SRA0027, SRA0161, 504-614Z, 504-615Z, 504-616Z, 504-617Z, 504-624Z, 504-625Z, 504-626Z, 504-606V, 504-607V, 504-608V, 401-411M, 401-423M, 401-511M, 401-523M, 401-535M, 401-545M, 401-555M, 401-605M, 401-611M, 401-623M, 401-635M, 401-645M, 401-655M, 401-690M, 401-705M, 401-711M, 401-723M, 401-735M, 401-745M, 401-755M | Klasa IIa | Prezantues primar i procedures se kateterizimit, Prezantues primar radial i procedures se kateterizimit, Prezantues primar pa valvule i procedures se kateterizimit | Tjeter
16737 | ULTRASOUND GEL 5000 ML | T R I M E D | 2024-07-04T00:00:00.000+02:00 | AQUA MEDİKAL TIBBİ ARAÇ VE GEREÇ İNŞ. SAN. DIŞ TİC. LTD. ŞTİ. Esentepe Mh. 2953 Sk. No:54/A SULTANGAZİ İSTANBUL TURKEY | ULTRASOUND GEL 5000 ML | Klasa I | Ultrasound Gel është pajisje mjekësore që përdoret për të reduktuar ajrin midis pacientit dhe transduktorit duke lejuar prodhimin e një imazhi të qartë, për shkak se ajri e ka të vështirë të transmetojë valët ultratinguj. | Produkte per institucione te kujdesit shendetesor
16738 | Impregum Penta H Duosoft Quick - Polyether Impression material - Base paste - Catalyst | Diamant Plus | 2024-07-03T00:00:00.000+02:00 | 3M Deutschland GmbH - Carl-Schurz-Str.1 41453 Neuss Germany | n/a | Klasa I | Material per marrje mase | Pajisje dentare
16739 | Kids First Aid Plaster 19mm x 56mm Pe Pack of 20, Mixed First Aid Plaster Pe Pack of 20, Waterproof First Aid Plaster Pu Pack of 12, Mixed First Aid Plaster Pe Pack of 100, Standard First Aid Plaster 19mm x 72mm Pe Pack of 20, Standard First Aid Plaster 19mm x 72mm Pe Pack of 100, Round First Aid Plaster 25mm Pe Pack of 20, Flexible First Aid Plaster 19mm x 72mm Pe Pack of 20, Economic First Aid Plaster 60mm x 100mm Pe Pack of 5, Aloe Vera First Aid Plaster 19mm x 72mm Pe, Sensitive First Aid Plaster 19mm x 72mm Pe, Pe First Aid Strips Pack of 50, Pe First Aid Strips Mixed Pack of 50, Pe First Aid Strips Pack of 100, Pe First Aid Strips Mixed Pack of 100, Flexible First Aid Plaster 19mm x 72mm Pe Pack of 15, Cohesive Bandage 2.5cm x 4.5m, Cohesive Bandage 5cm x 4.5m, Cohesive Bandage 7.5cm x 4.5m, Cohesive Bandage 10cm x 4.5m, Surgical Fabric Tape 5m x 1.25cm, Surgical Fabric Tape 5m x 2.5cm, Surgical Fabric Tape 5m x 5cm, Surgical Fabric Tape 5m x 7.5cm, Surgical Fabric Tape 5m x 10cm, Surgical Fabric Tape 1.25cm x 9.14m, Surgical Fabric Tape 2.5cm x 9.14m, Surgical Fabric Tape 5cm x 9.14m, Surgical Fabric Tape 7.5cm x 9.14m, Surgical Fabric Tape 10cm x 9.14m, Surgical Silk Tape 5m x 1.25cm, Surgical Silk Tape 5m x 2.5cm, Surgical Silk Tape 5m x 5cm, Surgical Silk Tape 5m x 7.5cm, Surgical Silk Tape 5m x 10cm, Surgical Silk Tape 1.25cm x 9.14m, Surgical Silk Tape 2.5cm x 9.14m, Surgical Silk Tape 5cm x 9.14m, Surgical Silk Tape 7.5cm x 9.14m, Surgical Silk Tape 10cm x 9.14m, Surgical Transparent Tape 5m x 1.25cm, Surgical Transparent Tape 5m x 2.5cm, Surgical Transparent Tape 5m x 5cm, Surgical Transparent Tape 5m x 10cm, Surgical Transparent Tape 1.25cm x 9.14m, Surgical Transparent Tape 2.5cm x 9.14m, Surgical Transparent Tape 5cm x 9.14m, Surgical Transparent Tape 7.5cm x 9.14m, Surgical Transparent Tape 10cm x 9.14m, Surgical Elastic Fixation Tape 10m x 2.5cm, Surgical Elastic Fixation Tape 10m x 5cm, Surgical Elastic Fixation Tape 10m x 10cm, Surgical Elastic Fixation Tape 10m x 15cm, Surgical Elastic Fixation Tape 10m x 20cm, Surgical Elastic Fixation Tape 10m x 30cm, Surgical Paper Tape 5m x 1.25cm, Surgical Paper Tape 5m x 2.5cm, Surgical Paper Tape 5m x 5cm, Surgical Paper Tape 1.25cm x 9.14m, Surgical Paper Tape 2.5cm x 9.14m, Surgical Paper Tape 5cm x 9.14m, Surgical Paper Tape 7.5cm x 9.14m, Surgical Paper Tape 10cm x 9.14m, Perforated Heat Plaster 12cm x 18cm, Perforated Cold Plaster 12cm x 18cm, Eagle Plaster Heat Sensation Layer, Eagle Plaster Cold Sensation Layer, Cotton Surgical Tape 5m x 1.25cm, Cotton Surgical Tape 5m x 2.5cm, Cotton Surgical Tape 5m x 5cm, Cotton Surgical Tape 5m x 7.5cm, Cotton Surgical Tape 5m x 10cm, Silk Surgical Tape 5m x 1.25cm, Silk Surgical Tape 5m x 2.5cm, Silk Surgical Tape 5m x 5cm, Silk Surgical Tape 5m x 7.5cm, Silk Surgical Tape 5m x 10cm, Transparent Surgical Tape 5m x 1.25cm, Transparent Surgical Tape 5m x 2.5cm, Transparent Surgical Tape 5m x 5cm, Transparent Surgical Tape 5m x 7.5cm, Transparent Surgical Tape 5m x 10cm, Nasal Strips - Kids, Nasal Strips - Large, Nasal Strips - Standard, Heat Patch, Gauze Bandage 5cm x 4m, Gauze Bandage 7cm x 4m, Gauze Bandage 10cm x 4m, Gauze Bandage 15cm x 4m, Gauze Bandage 20cm x 4m, Elastic Gauze Bandage 5cm x 4m (sretched), Elastic Gauze Bandage 7cm x 4m (sretched), Elastic Gauze Bandage 10cm x 4m (sretched), Elastic Gauze Bandage 15cm x 4m (sretched), Elastic Gauze Bandage 20cm x 4m (sretched), Elastic Bandage 6cm x 4.5m (sretched), Elastic Bandage 8cm x 4.5m (sretched), Elastic Bandage 10cm x 4.5m (sretched), Elastic Bandage 12cm x 4.5m (sretched), Elastic Bandage 15cm x 4.5m (sretched), Elastic Bandage 20cm x 4.5m (sretched), Elastic Bandage Eco 6cm x 4.5m (sretched), Elastic Bandage Eco 8cm x 4.5m (sretched), Elastic Bandage Eco 10cm x 4.5m (sretched), Elastic Bandage Eco 12cm x 4.5m (sretched), Elastic Bandage Eco 15cm x 4.5m (sretched), Elastic Bandage Eco 20cm x 4.5m (sretched), Elastic Bandage Soft 6cm x 4.5m (sretched), Elastic Bandage Soft 8cm x 4.5m (sretched), Elastic Bandage Soft 10cm x 4.5m (sretched), Elastic Bandage Soft 12cm x 4.5m (sretched), Elastic Bandage Soft 15cm x 4.5m (sretched), Elastic Bandage Soft 20cm x 4.5m (sretched), Universal Bandage 6cm x 4.5m (sretched), Universal Bandage 8cm x 4.5m (sretched), Universal Bandage 10cm x 4.5m (sretched), Universal Bandage 12cm x 4.5m (sretched), Universal Bandage 15cm x 4.5m (sretched), Cotton Crepe Bandage 6cm x 4.5m (sretched), Cotton Crepe Bandage 8cm x 4.5m (sretched), Cotton Crepe Bandage 10cm x 4.5m (sretched), Cotton Crepe Bandage 12cm x 4.5m (sretched), Cotton Crepe Bandage 15cm x 4.5m (sretched), Cotton Crepe Bandage 20cm x 4.5m (sretched), Cooling Gel Patch, Migraine Patch, Injection Plaster 25mm Pack of 100, First Aid Plaster Pack of 10, First Aid Plaster Pack of 5, First Aid Plaster 19mm x 72mm Pe Pack of 10, First Aid Plaster 19mm x 72mm Tex. Pack of 10, Transparent First Aid Plaster 19mm x 72mm Pe Pack of 20, Textile First Aid Plaster 19mm x 72mm Pack of 100, Colored First Aid Plaster 19mm x 72mm Pe Pack of 20 | MONTAL | 2024-07-04T00:00:00.000+02:00 | VICTOREKS TIBBİ SAĞLIK ÜRÜNLERI İÇ VE DIŞ TİC. SAN. LTD. ŞTİ ESENTEPE MAH. CEVİZLİ D-100 GÜNEY YANYOL CAD. LAPİS HAN, NO: 25/47 KARTAL – İSTANBUL / TÜRKİYE SRN:TR-MF-000028946 | V831, V840, V841, V845, V850, V855, V860, V890P, V900, V910, P8050, P8050K, P8100, P8100K, V880, V90245, V90545, V90745, V91045, V101, V102, V105, V107, V110, V1101, V1102, V1105, V1107, V1110, V201, V202, V205, V207, V210, V2101, V2102, V2105, V2107, V2110, V301, V302, V305, V310, V3101, V3102, V3105, V3107, V3110, V4102, V4105, V4110, V4115, V4120, V4130, V501, V502, V505, V5101, V5102, V5105, V5107, V5110, V700C, V700M, E700C, E700M, P101, P102, P105, P107, P110, P201, P202, P205, P207, P210, P301, P302, P305, P307, P310, V1006, V1007, V1008, V701, V60540, V60740, V61040, V61540, V62040, V70540, V70740, V71040, V71540, V72540, V80645, V80845, V81045, V81245, V81545, V82045, V50645, V50845, V51045, V51245, V51545, V52045, V40645, V40845, V41045, V41245, V41545, V42045, V30645, V30845, V31045, V31245, V31545, V20645, V20845, V21045, V21245, V21545, V22045, V1011, V1002, V8025, AS800, AS800-5, V805P, V805, V810, V815, V820 | Klasa I | Për të mbrojtur prerjet e vogla, gërvishtjet nga ndotja dhe për të ofruar një jastëk natyral në zonën e plagës., Për të fiksuar bandazhet ose tamponët e plagëve., Per te fiksuar dhe mberthyer fashot, kateteret, tubat etj., Hap kanalet hundore me nje suport mekanik., Në dhimbjet rajonale të muskujve, ndihmon në lehtësimin e përkohshëm të zonës së dhimbshme. Këto shirita, të cilat sigurojnë nxehtësi për rreth 8 orë, përshpejtojnë qarkullimin e gjakut dhe ndihmojnë në relaksimin e muskujve të tensionuar., Sherbejne per trajtim ortopedik për shtrembërime, dislokime dhe fraktura., Përdoret si ftohës fizik në situata emergjente., Përdoret si qetësues i dhimbjeve të kokës | Pajisje nje perdorimeshe
16740 | Pads Adapter Cable | Health & Light | 2024-07-08T00:00:00.000+02:00 | Philips Goldway (Shenzhen) Industrial Inc./No. 2 Keji North 3rd Road, Nanshan District 518057 Shenzhen, PEOPLE'S REPUBLIC OF CHINA | 989803197111 | Klasa I | Kabull Adaptor | Instrumenta shumeperdorimeshe
16741 | DC Power Module/ Power Supply | Health & Light | 2024-07-08T00:00:00.000+02:00 | Philips Goldway (Shenzhen) Industrial Inc./No. 2 Keji North 3rd Road, Nanshan District 518057 Shenzhen, PEOPLE'S REPUBLIC OF CHINA | 989803202931 | Klasa I | Modul Fuqie DC | Instrumenta shumeperdorimeshe
16742 | Lynase® nasal spray 10 ml Glass bottle, Lynase® nasal spray 30 ml Glass bottle | ELBA. | 2024-07-09T00:00:00.000+02:00 | Bosnalijek d.d. Jukićeva No 53 Sarajevo, 71 000, Bosnia and Herzegovina | Lynase® nasal spray 10 ml Glass bottle 56700, Lynase® nasal spray 30 ml Glass bottle 56700 | Klasa I | Tretësirë e kripur nazale, josterile me Lizozimë të shtuar. | Tjeter
16743 | AC Cerclage Band System 5 mm x 550 mm, Sternal Cerclage Band System Low Domino | Orto-Implant | 2024-05-13T00:00:00.000+02:00 | DORATEK Medikal Elektrik Makine İmalatı Tur. İnş. San. ve Tic. Ltd. Şti. Ağaç-Metal Koop. 1436.Sok. No:6 İvedik OSB Yenimahalle / ANKARA / TÜRKİYE | BSAC-5650, BSSS-5450, BSSK-5450, BSSS-5500, BSSK-5500, BSSS-5550, BSSK-5550, SBUS-5102, SBUS-5103, SBUS-5104, SBUS-5105, SBUS-5106, SBUS-6001, SBUS-6002, SBUS-6003, SBUS-6004, SBUS-6005, SBUS-6006, SBUS-6101, SBUS-6102, SBUS-6103, SBUS-6104, SBUS-6105, SBUS-6106, SBUS-7001, SBUS-7002, SBUS-7003, SBUS-7004, SBUS-7005, SBUS-7006, SBUS-7101, SBUS-7102, SBUS-7103, SBUS-7104, SBUS-7105, SBUS-7106, SBAS-0205, SBLS-2101, SBLS-2102, SBLS-2201, SBLS-2202, SBLS-3101, SBLS-3102, SBLS-3201, SBLS-3202, SBTS-0101, SBTS-0201, SBTS-0301, SBTS-0401, SBTS-0501, SBTS-0601, SBTS-0701, SBTS-0801, SBTS-0901, SBTS-1001, SBTS-1101, SBTS-1201, SBTS-1301, SBTS-1401, SBTS-0102, SBTS-0202, SBTS-0302, SBTS-0402, SBTS-0502, SBTS-0602, SBTS-0702, SBTS-0802, SBTS-0902, SBTS-1002, SBTS-1102, SBTS-1202, SBTS-1302, SBTS-0103, SBTS-0203, SBTS-0303, SBTS-0403, SBTS-0503, SBTS-0603, SBTS-0703, SBTS-0803, SBTS-0903, SBTS-1003, SBTS-1103, SBTS-1203, SBTS-1303, SBTS-0104, SBTS-0204, SBTS-0304, SBTS-0404, SBTS-0504, SBTS-0604, SBTS-0704, SBTS-0804, SBTS-0904, SBTS-1004, SBTS-1104, SBTS-1204, SBTS-1304, BSSB-6450, BSSB-6500, BSSB-6550, BSAC-5450, BSAC-5550, ALLP-0000, ALLP-0001, ALLK-0000, TDRK-0001, TDRK-0002, SBUS-0201, SBUS-0202, SBUS-0203, SBUS-0204, SBUS-0205, SBUS-0206, SBUS-0211, SBUS-0212, SBUS-0213, SBUS-0214, SBUS-0215, SBUS-0216, SBUS-0001, SBUS-0002, SBUS-0003, SBUS-0004, SBUS-0005, SBUS-0006, SBUS-0101, SBUS-0102, SBUS-0103, SBUS-0104, SBUS-0105, SBUS-0106, SBUS-1001, SBUS-1002, SBUS-1003, SBUS-1004, SBUS-1005, SBUS-1006, SBUS-1101, SBUS-1102, SBUS-1103, SBUS-1104, SBUS-1105, SBUS-1106, SBUS-0221, SBUS-0222, SBUS-0223, SBUS-0224, SBUS-0225, SBUS-0226, SBUS-2001, SBUS-2002, SBUS-2003, SBUS-2004, SBUS-2005, SBUS-2006, BSBUS - 2101, BSBUS - 2102, BSBUS - 2103, BSBUS - 2104, BSBUS - 2105, SBUS-2101, SBUS-2102, SBUS-2103, SBUS-2104, SBUS-2105, SBUS-2106, SBUS-2113, SBUS-3001, SBUS-3002, SBUS-3003, SBUS-3004, SBUS-3005, SBUS-3006, SBUS-3101, SBUS-3102, SBUS-3103, SBUS-3104, SBUS-3105, SBUS-3106, SBUS-4001, SBUS-4002, SBUS-4003, SBUS-4004, SBUS-4005, SBUS-4006, SBUS-4101, SBUS-4102, SBUS-4103, SBUS-4104, SBUS-4105, SBUS-4106, SBUS-5001, SBUS-5002, SBUS-5003, SBUS-5004, SBUS-5005, SBUS-5006, SBUS-5101, TMIV-1028, TMIV-1030, TMIV-1123, TMIV-1125, TMIV-1128, TMIV-1130, TMIV-1228, TMIV-1230, PKIV-0515, PKIV-0615, PKIV-0723, PKIV-0725, PKIV-0728, PKIV-0730, PKIV-0823, PKIV-0825, PKIV-0828, PKIV-0830, PKIV-0923, PKIV-0925, PKIV-0928, PKIV-0930, PKIV-1023, PKIV-1025, PKIV-1028, PKIV-1030, PKIV-1123, PKIV-1125, PKIV-1128, PKIV-1130, PKIV-1228, PKIV-1230, SPWS-0014, SPWS-0016, SPWS-0018, CANV-4520, CANV-4525, CANV-4530, CANV-4535, CANV-4540, CANV-4545, CANV-4550, CANV-4555, STPL-0008, STPL-0009, STPL-0010, STPL-0011, STPL-0012, KBJP-0001, KBJP-0002, KRYD-0001, KRYD-0002, KRYD-0003, KNBT-0010, KNBT-0015, KNBT-0020, KNBT-0025, KNBT-0030, KNBT-0035, KNBT-0040, KNBT-0045, KNBT-0050, KNBT-0055, KNBT-0060, KRBT-1070, KRBT-1110, KRBT-2070, KRBT-2110, KRBT-3070, KRBT-3110, KRBT-4070, KRBT-4110, KRBT-1071, KRBT-1111, KRDB-1070, KRDB-1090, KRDB-1110, KRDB-2070, KRDB-2090, KRDB-2110, KRDB-3070, KRDB-3090, KRDB-3110, KRTB-1000, KRTB-2000, KRTB-3000, KNLP-0001, KNLP-0002, KLDV-0101, KLDV-0102, KLDV-0201, KLDV-0202, BTBK-0001, TSTS-0000, TSTS-0001, ABBB-0000, ABBA-0000, ABBA-0001, ABBK-0000, ALLA-0000, YKAT-0210, YKAT-0211, YKFA-0150, YKFA-0180, YKFT-0150, YKFT-0180, YKPA-0290, YKPA-0291, YKPT-0290, YKPT-0291, YKPT-0390, YKPT-0391, IMTS-0000, AIMTS-0000, BIMTS-0000, SBMT-2011, SBMT-2012, SBMT-2013, SBMT-2014, SMTS-0000, TMIV-0515, TMIV-0520, TMIV-0615, TMIV-0620, TMIV-0723, TMIV-0725, TMIV-0728, TMIV-0730, TMIV-0823, TMIV-0825, TMIV-0828, TMIV-0830, TMIV-0923, TMIV-0925, TMIV-0928, TMIV-0930, TMIV-1023, TMIV-1025, NA, TIAN-0200, TIAN-0201, TIAN-0300, TIAN-0301, TIAN-0350, TIAN-0351, TIAN-0500, TIAN-0501, TIAN-0650, TIAN-0651, BTAN-0450, BTAN-0451, BTAN-0550, BTAN-0551, BTAN-3500, BTAN-3501, BTAN-0650, BTAN-0651, BTAN-6530, BTAN-6531, TIAT-0500, TIAT-0501, TIAT-0650, TIAT-0651, PKAN-029 | Klasa IIb | Arthroscopy Products, janë pajisje të destinuara për fiksim të frakturave ortopedike ose mund të përdoren me sutura ose përbërës të një sistemi implantues për të siguruar stabilizim të dejtpërdrejt ndëfragmentar të kockës. | Pajisje te implantueshme jo aktive
(Spike WITH NEEDLE) 5 mm x 450 mm, Sternal Cerclage Band System Low Domino
(Blunt WITH NEEDLE) 5 mm x 450 mm, Sternal Cerclage Band System High Domino
(Spike WITH NEEDLE) 5 mm x 450 mm, Sternal Cerclage Band System High Domino
(Blunt WITH NEEDLE) 5 mm x 450 mm, Sternal Cerclage Band System (Spike WITH
NEEDLE) 5 mm x 450 mm, Sternal Cerclage Band System (Blunt WITH
NEEDLE) 5 mm x 450 mm, Strong Braided UHMWPE Suture WITH NEEDLE
# 5, Blue, Strong Braided UHMWPE Suture WITH NEEDLE
# 5, White/Blue, Strong Braided UHMWPE Suture WITH NEEDLE
# 5, White/Black, Strong Braided UHMWPE Suture WITH NEEDLE
# 5, White/Green, Strong Braided UHMWPE Suture WITH NEEDLE
# 5, Green, Strong Braided UHMWPE Suture # 6, white, Strong Braided UHMWPE Suture # 6, blue, Strong Braided UHMWPE Suture # 6, white/blue, Strong Braided UHMWPE Suture # 6,
white/black, Strong Braided UHMWPE Suture # 6,
white/green, Strong Braided UHMWPE Suture # 6, green, Strong Braided UHMWPE Suture With Needle #
6, white, Strong Braided UHMWPE Suture With Needle #
6, blue, Strong Braided UHMWPE Suture With Needle #
6, white/blue, Strong Braided UHMWPE Suture With Needle #
6, white/black, Strong Braided UHMWPE Suture With Needle #
6, white/green, Strong Braided UHMWPE Suture With Needle #
6, green, Strong Braided UHMWPE Suture # 7, white, Strong Braided UHMWPE Suture # 7, blue, Strong Braided UHMWPE Suture # 7, white/blue, Strong Braided UHMWPE Suture # 7,
white/black, Strong Braided UHMWPE Suture # 7,
white/green, Strong Braided UHMWPE Suture # 7, green, Strong Braided UHMWPE Suture With Needle #
7, white, Strong Braided UHMWPE Suture With Needle #
7, blue, Strong Braided UHMWPE Suture With Needle #
7, white/blue, Strong Braided UHMWPE Suture With Needle #
7, white/black, Strong Braided UHMWPE Suture With Needle #
7, white/green, Strong Braided UHMWPE Suture With Needle #
7, green, Strong Braided UHMWPE Achilles Suture # 2
mm with Straight Needle, White, Blue, white/blue, white/black,white/green, Strong Braided UHMWPE Loop Suture # 2,
White, Strong Braided UHMWPE Loop Suture # 2,
White/Blue, Strong Braided UHMWPE Loop Suture # 2,
White, Straight WITH NEEDLE, Strong Braided UHMWPE Loop Suture # 2,
White/Blue, Straight WITH NEEDLE, Strong Braided UHMWPE Loop Suture # 2,
White W/O Needle, Strong Braided UHMWPE Loop Suture # 2,
White/Blue W/O Needle, Strong Braided UHMWPE Loop Suture # 2,
White With Needle, Strong Braided UHMWPE Loop Suture # 2,
White/Blue With Needle, Strong Braided UHMWPE Tape Suture 1,0 mm,
white, Strong Braided UHMWPE Tape Suture 1,3 mm,
white, Strong Braided UHMWPE Tape Suture 1,4 mm,
white, Strong Braided UHMWPE Tape Suture 1,5 mm,
white, Strong Braided UHMWPE Tape Suture 1,8 mm,
white, Strong Braided UHMWPE Tape Suture 2,0 mm,
White, Strong Braided UHMWPE Tape Suture 2,3 mm,
white, Strong Braided UHMWPE Tape Suture 2,5 mm,
white, Strong Braided UHMWPE Tape Suture 3,0 mm,
white, Strong Braided UHMWPE Tape Suture 3,5 mm,
white, Strong Braided UHMWPE Tape Suture 4,0 mm,
white, Strong Braided UHMWPE Tape Suture 4,5 mm,
white, Strong Braided UHMWPE Tape Suture 5,0 mm,
white, Strong Braided UHMWPE Tape Suture 6,0 mm,
white, Strong Braided UHMWPE Tape Suture 1,0 mm,
blue, Strong Braided UHMWPE Tape Suture 1,3 mm,
blue, Strong Braided UHMWPE Tape Suture 1,4 mm,
blue, Strong Braided UHMWPE Tape Suture 1,5 mm,
blue, Strong Braided UHMWPE Tape Suture 1,8 mm,
blue, Strong Braided UHMWPE Tape Suture 2,0 mm,
Blue, Strong Braided UHMWPE Tape Suture 2,3 mm,
Blue, Strong Braided UHMWPE Tape Suture 2,5 mm,
Blue, Strong Braided UHMWPE Tape Suture 3,0 mm,
Blue, Strong Braided UHMWPE Tape Suture 3,5 mm,
Blue, Strong Braided UHMWPE Tape Suture 4,0 mm,
Blue, Strong Braided UHMWPE Tape Suture 4,5 mm,
Blue, Strong Braided UHMWPE Tape Suture 5,0 mm,
Blue, Strong Braided UHMWPE Tape Suture 1,0 mm,
White/Blue, Strong Braided UHMWPE Tape Suture 1,3 mm,
White/Blue, Strong Braided UHMWPE Tape Suture 1,4 mm,
White/Blue, Strong Braided UHMWPE Tape Suture 1,5 mm,
White/Blue, Strong Braided UHMWPE Tape Suture 1,8 mm,
White/Blue, Strong Braided UHMWPE Tape Suture 2,0 mm,
White/Blue, Strong Braided UHMWPE Tape Suture 2,3 mm,
White/Blue, Strong Braided UHMWPE Tape Suture 2,5 mm,
White/Blue, Strong Braided UHMWPE Tape Suture 3,0 mm,
White/Blue, Strong Braided UHMWPE Tape Suture 3,5 mm,
White/Blue, Strong Braided UHMWPE Tape Suture 4,0 mm,
White/Blue, Strong Braided UHMWPE Tape Suture 4,5 mm,
White/Blue, Strong Braided UHMWPE Tape Suture 5,0 mm,
White/Blue, Strong Braided UHMWPE Tape Suture 1,0 mm,
white/black, Strong Braided UHMWPE Tape Suture 1,3 mm,
white/black, Strong Braided UHMWPE Tape Suture 1,4 mm,
white/black, Strong Braided UHMWPE Tape Suture 1,5 mm,
white/black, Strong Braided UHMWPE Tape Suture 1,8 mm,
white/black, Strong Braided UHMWPE Tape Suture 2,0 mm,
white/black, Strong Braided UHMWPE Tape Suture 2,3 mm,
white/black, Strong Braided UHMWPE Tape Suture 2,5 mm,
white/black, Strong Braided UHMWPE Tape Suture 3,0 mm,
white/black, Strong Braided UHMWPE Tape Suture 3,5 mm,
white/black, Strong Braided UHMWPE Tape Suture 4,0 mm,
white/black, Strong Braided UHMWPE Tape Suture 4,5 mm,
white/black, Strong Braided UHMWPE Tape Suture 5,0 mm,
white/black, Cerclage Band System Low Domino 6 mm x 500
mm, Cerclage Band System High Domino 6 mm x 500
mm, Cerclage Band System 6 mm x 500 mm, AC Cerclage Band System Low Domino 5 mm x
550 mm, AC Cerclage Band System High Domino 5 mm x
500 mm, ALEXANDER LATERJET PLATE, ALEXANDER LATERJET PLATE-LONG, ALEXANDER LATERJET KIT, TENDON FIXING ACL / PCL TROCAR PIN REAMER
KIT, Strong Braided UHMWPE Suture # 2.0, white, Strong Braided UHMWPE Suture # 2.0, blue, Strong Braided UHMWPE Suture # 2.0,
white/blue, Strong Braided UHMWPE Suture # 2.0,
white/black, Strong Braided UHMWPE Suture # 2.0,
white/green, Strong Braided UHMWPE Suture # 2.0, green, Strong Braided UHMWPE Suture With Needle #
2.0, white, Strong Braided UHMWPE Suture With Needle #
2.0, blue, Strong Braided UHMWPE Suture With Needle #
2.0, white/blue, Strong Braided UHMWPE Suture With Needle #
2.0, white/black, Strong Braided UHMWPE Suture With Needle #
2.0, white/green, Strong Braided UHMWPE Suture With Needle #
2.0, green, Strong Braided UHMWPE Suture # 0, white, Strong Braided UHMWPE Suture # 0, blue, Strong Braided UHMWPE Suture # 0, white/blue, Strong Braided UHMWPE Suture # 0,
white/black, Strong Braided UHMWPE Suture # 0,
white/green, Strong Braided UHMWPE Suture # 0, green, Strong Braided UHMWPE Suture With Needle #
0, white, Strong Braided UHMWPE Suture With Needle #
0, blue, Strong Braided UHMWPE Suture With Needle #
0, white/blue, Strong Braided UHMWPE Suture With Needle #
0, white/black, Strong Braided UHMWPE Suture With Needle #
0, white/green, Strong Braided UHMWPE Suture With Needle #
0, green, Strong Braided UHMWPE Suture # 1, white, Strong Braided UHMWPE Suture # 1, blue, Strong Braided UHMWPE Suture # 1, white/blue, Strong Braided UHMWPE Suture # 1,
white/black, Strong Braided UHMWPE Suture # 1,
white/green, Strong Braided UHMWPE Suture # 1, green, Strong Braided UHMWPE Suture With Needle
# 1, white, Strong Braided UHMWPE Suture With Needle
# 1, blue, Strong Braided UHMWPE Suture With Needle
# 1, white/blue, Strong Braided UHMWPE Suture With Needle
# 1, white/black, Strong Braided UHMWPE Suture With Needle
# 1, white/green, Strong Braided UHMWPE Suture With Needle
# 1, green, Strong Braided UHMWPE Suture With Double
Straight Needle # 2, white, Strong Braided UHMWPE Suture With Double
Straight Needle # 2, blue, Strong Braided UHMWPE Suture With Double
Straight Needle # 2, white/blue, Strong Braided UHMWPE Suture With Double
Straight Needle # 2, white/black, Strong Braided UHMWPE Suture With Double
Straight Needle # 2, white/green, Strong Braided UHMWPE Suture With Double
Straight Needle # 2, green, Strong Braided UHMWPE Suture # 2, White, Strong Braided UHMWPE Suture # 2, Blue, Strong Braided UHMWPE Suture # 2,
White/Blue, Strong Braided UHMWPE Suture # 2,
White/Black, Strong Braided UHMWPE Suture # 2,
White/Green, Strong Braided UHMWPE Suture # 2, Green, Strong Braided UHMWPE Suture WITH NEEDLE
# 2, White, Strong Braided UHMWPE Suture WITH NEEDLE
# 2, White/Black, Strong Braided UHMWPE Suture WITH NEEDLE
# 2, White/Green, Strong Braided UHMWPE Suture WITH NEEDLE
# 2, Blue, Strong Braided UHMWPE Suture WITH NEEDLE
# 2, White/Blue, Strong Braided UHMWPE Suture WITH NEEDLE
# 2, Green, Strong Braided UHMWPE Suture With Stiffened
End # 2, white/blue, Strong Braided UHMWPE Suture # 3, white, Strong Braided UHMWPE Suture # 3, blue, Strong Braided UHMWPE Suture # 3, white/blue, Strong Braided UHMWPE Suture # 3,
white/black, Strong Braided UHMWPE Suture # 3,
white/green, Strong Braided UHMWPE Suture # 3, green, Strong Braided UHMWPE Suture With Needle #
3, white, Strong Braided UHMWPE Suture With Needle #
3, blue, Strong Braided UHMWPE Suture With Needle #
3, white/blue, Strong Braided UHMWPE Suture With Needle #
3, white/black, Strong Braided UHMWPE Suture With Needle #
3, white/green, Strong Braided UHMWPE Suture With Needle #
3, green, Strong Braided UHMWPE Suture # 4, white, Strong Braided UHMWPE Suture # 4, blue, Strong Braided UHMWPE Suture # 4, white/blue, Strong Braided UHMWPE Suture # 4,
white/black, Strong Braided UHMWPE Suture # 4,
white/green, Strong Braided UHMWPE Suture # 4, green, Strong Braided UHMWPE Suture With Needle #
4, white, Strong Braided UHMWPE Suture With Needle #
4, blue, Strong Braided UHMWPE Suture With Needle #
4, white/blue, Strong Braided UHMWPE Suture With Needle #
4, white/black, Strong Braided UHMWPE Suture With Needle #
4, white/green, Strong Braided UHMWPE Suture With Needle #
4, green, Strong Braided UHMWPE Suture # 5, white, Strong Braided UHMWPE Suture # 5, blue, Strong Braided UHMWPE Suture # 5, white/blue, Strong Braided UHMWPE Suture # 5,
white/black, Strong Braided UHMWPE Suture # 5,
white/green, Strong Braided UHMWPE Suture # 5, green, Strong Braided UHMWPE Suture WITH NEEDLE
# 5, White, TITANIUM INTERFERANCE SCREW 10 X 28 MM, TITANIUM INTERFERANCE SCREW 10 X 30 MM, TITANIUM INTERFERANCE SCREW 11 X 23 MM, TITANIUM INTERFERANCE SCREW 11 X 25 MM, TITANIUM INTERFERANCE SCREW 11 X 28 MM, TITANIUM INTERFERANCE SCREW 11 X 30 MM, TITANIUM INTERFERANCE SCREW 12 X 28 MM, TITANIUM INTERFERANCE SCREW 12 X 30 MM, PEEK INTERFERANCE SCREW 5 X 15 MM, PEEK INTERFERANCE SCREW 6 X 15 MM, PEEK INTERFERANCE SCREW 7 X 23 MM, PEEK INTERFERANCE SCREW 7 X 25 MM, PEEK INTERFERANCE SCREW 7 X 28 MM, PEEK INTERFERANCE SCREW 7 X 30 MM, PEEK INTERFERANCE SCREW 8 X 23 MM, PEEK INTERFERANCE SCREW 8 X 25 MM, PEEK INTERFERANCE SCREW 8 X 28 MM, PEEK INTERFERANCE SCREW 8 X 30 MM, PEEK INTERFERANCE SCREW 9 X 23 MM, PEEK INTERFERANCE SCREW 9 X 25 MM, PEEK INTERFERANCE SCREW 9 X 28 MM, PEEK INTERFERANCE SCREW 9 X 30 MM, PEEK INTERFERANCE SCREW 10 X 23 MM, PEEK INTERFERANCE SCREW 10 X 25 MM, PEEK INTERFERANCE SCREW 10 X 28 MM, PEEK INTERFERANCE SCREW 10 X 30 MM, PEEK INTERFERANCE SCREW 11 X 23 MM, PEEK INTERFERANCE SCREW 11 X 25 MM, PEEK INTERFERANCE SCREW 11 X 28 MM, PEEK INTERFERANCE SCREW 11 X 30 MM, PEEK INTERFERANCE SCREW 12 X 28 MM, PEEK INTERFERANCE SCREW 12 X 30 MM, SPIKED WASHER 14 mm, SPIKED WASHER 16 mm, SPIKED WASHER 18 mm, CANCELLOUS SCREW 4.5x20 mm, CANCELLOUS SCREW 4.5x25 mm, CANCELLOUS SCREW 4.5x30 mm, CANCELLOUS SCREW 4.5x35 mm, CANCELLOUS SCREW 4.5x40 mm, CANCELLOUS SCREW 4.5x45 mm, CANCELLOUS SCREW 4.5x50 mm, CANCELLOUS SCREW 4.5x55 mm, U STAPLE 8 MM, U STAPLE 9 MM, U STAPLE 10 MM, U STAPLE 11 MM, U STAPLE 12 MM, KNITBUTTON JUMBO PLATE, KNITBUTTON JUMBO PLATE WITH SLOTE, KNITROPE BUTTON, KNITROPE BUTTON - LARGE, Knitrope Tibial Button, KNITBUTTON FIXATION SYSTEM 10MM, KNITBUTTON FIXATION SYSTEM 15MM, KNITBUTTON FIXATION SYSTEM 20MM, KNITBUTTON FIXATION SYSTEM 25 MM, KNITBUTTON FIXATION SYSTEM 30 MM, KNITBUTTON FIXATION SYSTEM 35 MM, KNITBUTTON FIXATION SYSTEM 40 MM, KNITBUTTON FIXATION SYSTEM 45 MM, KNITBUTTON FIXATION SYSTEM 50 MM, KNITBUTTON FIXATION SYSTEM 55 MM, KNITBUTTON FIXATION SYSTEM 60 MM, KNITROPE UPPER SIDE PULL OUT 70 MM, KNITROPE UPPER SIDE PULL OUT 110 MM, KNITROPE UPPER SIDE PULL OUT LARGE 70 MM, KNITROPE UPPER SIDE PULL OUT LARGE 110
MM, KNITROPE DOWN SIDE PULL OUT 70 MM, KNITROPE DOWN SIDE PULL OUT 110 MM, KNITROPE DOWN SIDE PULL OUT LARGE 70 MM, KNITROPE DOWN SIDE PULL OUT LARGE 110
MM, KNITROPE PLUS UPPER SIDE PULL OUT 70 MM, KNITROPE PLUS UPPER SIDE PULL OUT 110 MM, KNITROPE DOUBLE BUTTONED ROPE SYSTEM
SMALL 70 MM, KNITROPE DOUBLE BUTTONED ROPE SYSTEM
SMALL 90 MM, KNITROPE DOUBLE BUTTONED ROPE SYSTEM
SMALL 110 MM, KNITROPE DOUBLE BUTTONED ROPE SYSTEM
MEDIUM 70 MM, KNITROPE DOUBLE BUTTONED ROPE SYSTEM
MEDIUM 90 MM, KNITROPE DOUBLE BUTTONED ROPE SYSTEM
MEDIUM 110 MM, KNITROPE DOUBLE BUTTONED ROPE SYSTEM
LARGE 70 MM, KNITROPE DOUBLE BUTTONED ROPE SYSTEM
LARGE 90 MM, KNITROPE DOUBLE BUTTONED ROPE SYSTEM
LARGE 110 MM, KNITROPE TRIPLE BUTTONED ROPE SYSTEM
SMALL, KNITROPE TRIPLE BUTTONED ROPE SYSTEM
MEDIUM, KNITROPE TRIPLE BUTTONED ROPE SYSTEM
LARGE, KNITLOOP WITHOUT BUTTON UPPER SIDE PULL
OUT, KNITLOOP WITHOUT BUTTON DOWN SIDE PULL
OUT, KNITLOOP – UPPER SIDE PULL OUT, KNITLOOP – UPPER SIDE PULL OUT LARGE, KNITLOOP – DOWN SIDE PULL OUT, KNITLOOP – DOWN SIDE PULL OUT LARGE, BTB FIXATION SYSTEM, TITANIUM TRANSOSSEOUS SYSTEM DRAWABLE
WITHOUT SUTURE, TRANSOSSEOUS CARRIER KIT, ALEXANDER BANKART BONE BLOCK BUTTON, ALEXANDER BANKART BONE BLOCK ANCHOR
BLUE/WHITE, ALEXANDER BANKART BONE BLOCK ANCHOR
BLACK/WHITE, ALEXANDER BANKART BONE BLOCK KIT, ALEXANDER LATERJET ANCHOR, SOFT ANCHOR - 1 SUTURE + 2TAPE Ø2.9 MM
WITHOUT NEEDLE, SOFT ANCHOR - 1 SUTURE + 2TAPE Ø2.9 MM
WITH NEEDLE, SOFT ANCHOR FLX Ø1.5 MM WITHOUT NEEDLE, SOFT ANCHOR FLX Ø1.8 MM WITHOUT NEEDLE, SOFT ANCHOR FLX - TAPE Ø1.5 MM WITHOUT
NEEDLE, SOFT ANCHOR FLX - TAPE Ø1.8 MM WITHOUT
NEEDLE, SOFT ANCHOR RC PLUS WITHOUT NEEDLE, SOFT ANCHOR RC PLUS WITH NEEDLE, SOFT ANCHOR RC PLUS - TAPE WITHOUT
NEEDLE, SOFT ANCHOR RC PLUS - TAPE WITH NEEDLE, SOFT ANCHOR RC PLUS - TRIPLE SUTURES, SOFT ANCHOR RC PLUS -2 SUTURES 1 TAPE, TRUSTKNOT ALL INSIDE MENISCAL REPAIR
SYSTEM, ALL INSIDE MENISCAL REPAIR SYSTEM, Inside Out Meniscal Repair System UHMWPE
Suture & Double Needle# 2-0, White, Inside Out Meniscal Repair System UHMWPE
Suture & Double Needle# 2-0, Blue, Outside In Meniscal Repair System UHMWPE
Suture & Double Needle# 2-0, Inside Out Meniscal Repair System UHMWPE
Suture & Double Needle #0 with 3 Sutures, Suture Passer Cutter Meniscus Repair System, TITANIUM INTERFERANCE SCREW 5 X 15 MM, TITANIUM INTERFERANCE SCREW 5 X 20 MM, TITANIUM INTERFERANCE SCREW 6 X 15 MM, TITANIUM INTERFERANCE SCREW 6 X 20 MM, TITANIUM INTERFERANCE SCREW 7 X 23 MM, TITANIUM INTERFERANCE SCREW 7 X 25 MM, TITANIUM INTERFERANCE SCREW 7 X 28 MM, TITANIUM INTERFERANCE SCREW 7 X 30 MM, TITANIUM INTERFERANCE SCREW 8 X 23 MM, TITANIUM INTERFERANCE SCREW 8 X 25 MM, TITANIUM INTERFERANCE SCREW 8 X 28 MM, TITANIUM INTERFERANCE SCREW 8 X 30 MM, TITANIUM INTERFERANCE SCREW 9 X 23 MM, TITANIUM INTERFERANCE SCREW 9 X 25 MM, TITANIUM INTERFERANCE SCREW 9 X 28 MM, TITANIUM INTERFERANCE SCREW 9 X 30 MM, TITANIUM INTERFERANCE SCREW 10 X 23 MM, TITANIUM INTERFERANCE SCREW 10 X 25 MM, Arthroscopy Products, TITANIUM ANCHOR Ø2 MM WITHOUT NEEDLE, TITANIUM ANCHOR Ø2 MM WITH NEEDLE, TITANIUM ANCHOR Ø3 MM WITHOUT NEEDLE, TITANIUM ANCHOR Ø3 MM WITH NEEDLE, TITANIUM ANCHOR Ø3.5 MM WITHOUT
NEEDLE, TITANIUM ANCHOR Ø3.5 MM WITH NEEDLE, TITANIUM ANCHOR Ø5 MM WITHOUT NEEDLE, TITANIUM ANCHOR Ø5 MM WITH NEEDLE, TITANIUM ANCHOR Ø6.5 MM WITHOUT
NEEDLE, TITANIUM ANCHOR Ø6.5 MM WITH NEEDLE, HEADLESS TITANIUM ANCHOR Ø4.5 MM
WITHOUT NEEDLE, HEADLESS TITANIUM ANCHOR Ø4.5 MM WITH
NEEDLE, HEADLESS TITANIUM ANCHOR Ø5.5 MM
WITHOUT NEEDLE, HEADLESS TITANIUM ANCHOR Ø5.5 MM WITH
NEEDLE, HEADLESS TITANIUM ANCHOR Ø5.5 MM TRIPLE
SUTURES WITHOUT NEEDLE, HEADLESS TITANIUM ANCHOR Ø5.5 MM TRIPLE
SUTURES WITH NEEDLE, HEADLESS TITANIUM ANCHOR Ø6.5 MM
WITHOUT NEEDLE, HEADLESS TITANIUM ANCHOR Ø6.5 MM WITH
NEEDLE, HEADLESS TITANIUM ANCHOR Ø6.5 MM TRIPLE
SUTURES WITHOUT NEEDLE, HEADLESS TITANIUM ANCHOR Ø6.5 MM TRIPLE
SUTURES WITH NEEDLE, HEADLESS TITANIUM ANCHOR - TAPE Ø5.5 MM
WITHOUT NEEDLE, HEADLESS TITANIUM ANCHOR - TAPE Ø5.5 MM
WITH NEEDLE, HEADLESS TITANIUM ANCHOR - TAPE Ø6.5 MM
WITHOUT NEEDLE, HEADLESS TITANIUM ANCHOR – TAPE Ø6.5 MM
WITH NEEDLE, PEEK ANCHOR Ø2.9 MM WITHOUT NEEDLE, PEEK ANCHOR Ø2.9 MM WITH NEEDLE, PEEK ANCHOR Ø3.5 MM WITHOUT NEEDLE, PEEK ANCHOR Ø3.5 MM WITH NEEDLE, PEEK ANCHOR Ø4.5 MM WITHOUT NEEDLE, PEEK ANCHOR Ø4.5 MM WITH NEEDLE, PEEK ANCHOR Ø5.5 MM WITHOUT NEEDLE, PEEK ANCHOR Ø5.5 MM WITH NEEDLE, PEEK ANCHOR Ø5.5 MM TRIPLE SUTURES
WITHOUT NEEDLE, PEEK ANCHOR Ø5.5 MM TRIPLE SUTURES WITH
NEEDLE, IZICUF PEEK ANCHOR Ø5,5 MM, PEEK ANCHOR Ø6.5 MM WITHOUT NEEDLE, PEEK ANCHOR Ø6.5 MM WITH NEEDLE, PEEK ANCHOR Ø6.5 MM TRIPLE SUTURES
WITHOUT NEEDLE, PEEK ANCHOR Ø6.5 MM TRIPLE SUTURES WITH
NEEDLE, PEEK PLUS ANCHOR Ø2.9 MM TAPE WITHOUT
NEEDLE, PEEK PLUS ANCHOR Ø2.9 MM TAPE WITH
NEEDLE, PEEK PLUS ANCHOR Ø3.5 MM TAPE WITHOUT
NEEDLE, PEEK PLUS ANCHOR Ø3.5 MM TAPE WITH
NEEDLE, PEEK PLUS ANCHOR Ø4.5 MM TAPE WITHOUT
NEEDLE, PEEK PLUS ANCHOR Ø4.5 MM TAPE WITH
NEEDLE, PEEK PLUS ANCHOR Ø5.5 MM TAPE WITHOUT
NEEDLE, PEEK PLUS ANCHOR Ø5.5 MM TAPE WITH
NEEDLE, PEEK PLUS ANCHOR Ø6.5 MM TAPE WITHOUT
NEEDLE, PEEK PLUS ANCHOR Ø6.5 MM TAPE WITH
NEEDLE, PEEK PLUS ANCHOR Ø4.5 MM 2 SUTURE 1 TAPE
WITHOUT NEEDLE, PEEK PLUS ANCHOR Ø4.5 MM 1 SUTURE 2 TAPE
WITHOUT NEEDLE, PEEK PLUS ANCHOR Ø5.5 MM 2 SUTURE 1 TAPE
WITHOUT NEEDLE, PEEK PLUS ANCHOR Ø5.5 MM 1 SUTURE 2 TAPE
WITHOUT NEEDLE, PEEK PLUS ANCHOR Ø6.5 MM 2 SUTURE 1 TAPE
WITHOUT NEEDLE, CORTICAL PEEK ANCHOR Ø3.5 MM WITHOUT
NEEDLE, CORTICAL PEEK ANCHOR Ø3.5 MM WITH
NEEDLE, KNOTLESS PEEK + PEEK ANCHOR Ø3.5 MM, KNOTLESS PEEK + PEEK ANCHOR Ø5 MM, KNOTLESS WITH SUTURE PEEK + PEEK ANCHOR
Ø3.5 MM, KNOTLESS WITH SUTURE PEEK + PEEK ANCHOR
Ø5 MM, KNOTLESS PEEK + TITANIUM ANCHOR Ø3.5 MM, KNOTLESS PEEK + TITANIUM ANCHOR Ø5 MM, KNOTLESS WITH SUTURE PEEK + TITANIUM
ANCHOR Ø3.5 MM, KNOTLESS WITH SUTURE PEEK + TITANIUM
ANCHOR Ø5 MM, TrustLock PEEK+Titanium Anchor Ø2,9 mm with
Suture, TrustLock PEEK+Titanium Anchor Ø3,5 mm with
Suture, TrustLock PEEK+Titanium Anchor Ø4,75 mm
with Suture, TrustLock PEEK+Titanium Anchor Ø5,5 mm with
Suture, TrustLock PEEK+PEEK Anchor Ø2,9 mm with
Suture, TrustLock PEEK+PEEK Anchor Ø3,5 mm with
Suture, TrustLock PEEK+PEEK Anchor Ø4,75 mm with
Suture, TrustLock PEEK+PEEK Anchor Ø5,5 mm with
Suture, Tenodesis Knotless PEEK Ancgor 7,0 mm with
Suture, PressLock Knotless Anchor Ø5,5 mm with
Suture, SOFT ANCHOR Ø1.2 MM WITHOUT NEEDLE, SOFT ANCHOR Ø1.2 MM WITH NEEDLE, SOFT ANCHOR Ø1.5 MM WITHOUT NEEDLE, SOFT ANCHOR Ø1.5 MM WITH NEEDLE, SOFT ANCHOR Ø1.8 MM WITHOUT NEEDLE, SOFT ANCHOR Ø1.8 MM WITH NEEDLE, SOFT ANCHOR Ø2.9 MM WITHOUT NEEDLE, SOFT ANCHOR Ø2.9 MM WITH NEEDLE, SOFT ANCHOR - TAPE Ø2.9 MM WITHOUT
NEEDLE, SOFT ANCHOR - TAPE Ø2.9 MM WITH NEEDLE, SOFT ANCHOR - 2 SUTURE+ 1 TAPE Ø2.9 MM
WITHOUT NEEDLE, SOFT ANCHOR - 2 SUTURE+ 1 TAPE Ø2.9 MM
WITH NEEDLE
16744 | Orthopedic Implants - EF-17 Ortho-SUV Frame Set - MINI LABEL OF STRUT NO.1, Orthopedic Implants - EF-17 Ortho-SUV Frame Set - MINI LABEL OF STRUT NO.2, Orthopedic Implants - EF-17 Ortho-SUV Frame Set - MINI LABEL OF STRUT NO.3, Orthopedic Implants - EF-17 Ortho-SUV Frame Set - MINI LABEL OF STRUT NO.4, Orthopedic Implants - EF-17 Ortho-SUV Frame Set - MINI LABEL OF STRUT NO.5, Orthopedic Implants - EF-17 Ortho-SUV Frame Set - MINI LABEL OF STRUT NO.6, Orthopedic Implants - EF-17 Ortho-SUV Frame Set - MINI SRC STRAIGHT PLATE, Orthopedic Implants - EF-17 Ortho-SUV Frame Set - MINI SRC Z PLATE, Orthopedic Implants - EF-17 Ortho-SUV Frame Set - WRENCH Ø 8 MM, Orthopedic Implants - EF-17 Ortho-SUV Frame Set - WRENCH Ø 10 MM, Orthopedic Implants - EF-17 Ortho-SUV Frame Set - ALLEN WRENCH Ø 4 MM, Orthopedic Implants - EF-17 Ortho-SUV Frame Set - TRIANGULAR MEASUREMENT DEVICE, Orthopedic Implants - EF-17 Ortho-SUV Frame Set - ORTHO-SUV 1.TRAY, Orthopedic Implants - EF-17 Ortho-SUV Frame Set - ORTHO-SUV 2.TRAY, Orthopedic Implants - EF-17 Ortho-SUV Frame Set - CONTAINER 554X273X135 MM AL., Orthopedic Implants - EF-16 Ortho-SUV Frame Set - ALLEN WRENCH Ø 4 MM, Orthopedic Implants - EF-16 Ortho-SUV Frame Set - TRIANGULAR MEASUREMENT DEVICE, Orthopedic Implants - EF-16 Ortho-SUV Frame Set - ORTHO-SUV 1.TRAY, Orthopedic Implants - EF-16 Ortho-SUV Frame Set - ORTHO-SUV 2.TRAY, Orthopedic Implants - EF-16 Ortho-SUV Frame Set - CONTAINER AL 554X273X150 MM, Orthopedic Implants - EF-17 Ortho-SUV Frame Set - MINI STRUT MEDIUM 150 MM, Orthopedic Implants - EF-17 Ortho-SUV Frame Set - MINI STRUT SMALL 100 MM, Orthopedic Implants - EF-17 Ortho-SUV Frame Set - X-RAY MARKER OF STRUT NO.1, Orthopedic Implants - EF-17 Ortho-SUV Frame Set - X-RAY MARKER OF STRUT NO.2, Orthopedic Implants - EF-17 Ortho-SUV Frame Set - X-RAY MARKER OF STRUT NO.3, Orthopedic Implants - EF-17 Ortho-SUV Frame Set - X-RAY MARKER OF STRUT NO.4, Orthopedic Implants - EF-17 Ortho-SUV Frame Set - X-RAY MARKER OF STRUT NO.5, Orthopedic Implants - EF-17 Ortho-SUV Frame Set - X-RAY MARKER OF STRUT NO.6, Orthopedic Implants - EF-16 Ortho-SUV Frame Set - STRUT MEDIUM 200 MM, Orthopedic Implants - EF-16 Ortho-SUV Frame Set - STRUT SMALL 150 MM, Orthopedic Implants - EF-16 Ortho-SUV Frame Set - X-RAY MARKER OF STRUT NO.1, Orthopedic Implants - EF-16 Ortho-SUV Frame Set - X-RAY MARKER OF STRUT NO.2, Orthopedic Implants - EF-16 Ortho-SUV Frame Set - X-RAY MARKER OF STRUT NO.3, Orthopedic Implants - EF-16 Ortho-SUV Frame Set - X-RAY MARKER OF STRUT NO.4, Orthopedic Implants - EF-16 Ortho-SUV Frame Set - X-RAY MARKER OF STRUT NO.5, Orthopedic Implants - EF-16 Ortho-SUV Frame Set - X-RAY MARKER OF STRUT NO.6, Orthopedic Implants - EF-16 Ortho-SUV Frame Set - LABEL OF STRUT NO.1, Orthopedic Implants - EF-16 Ortho-SUV Frame Set - LABEL OF STRUT NO.2, Orthopedic Implants - EF-16 Ortho-SUV Frame Set - LABEL OF STRUT NO.3, Orthopedic Implants - EF-16 Ortho-SUV Frame Set - LABEL OF STRUT NO.4, Orthopedic Implants - EF-16 Ortho-SUV Frame Set - LABEL OF STRUT NO.5, Orthopedic Implants - EF-16 Ortho-SUV Frame Set - LABEL OF STRUT NO.6, Orthopedic Implants - EF-16 Ortho-SUV Frame Set - SRC STRAIGHT PLATE, Orthopedic Implants - EF-16 Ortho-SUV Frame Set - SRC Z PLATE, Orthopedic Implants - EF-16 Ortho-SUV Frame Set - WRENCH Ø 8 MM, Orthopedic Implants - EF-16 Ortho-SUV Frame Set - WRENCH Ø 12 MM | Orto-Implant | 2024-05-21T00:00:00.000+02:00 | TST Rakor ve Tıbbi Aletler San. Ve Tic. Ltd. Şti. Sanayi Mahallesi, Şehit Cevdet Çelenk Cad. No:3 34912 Kurtköy –Pendik/İstanbul Turkey | 52420000001, 52420000002, 52420000003, 52420000004, 52420000005, 52420000006, 53210000800, 53210000900, 5005030061, 4015000040, 506100, 554273135, 5241000001, 506200, 554273150, 52450020150, 52450030100, 52870000004, 52410020020, 52410030015, 52870000001, 52870000002, 52870000003, 52870000005, 52870000006, 52920000001, 52920000002, 52920000003, 52920000004, 52920000005, 52920000006, 53010000800, 53010000900, 4050000008, 8044000012 | Klasa IIb, Klasa I | Orthopedic Imp lants - EF-16 Ortho-SUV Frame Set & EF-17 Ortho-SUV Frame Set, janë pajisje të implantueshme përmes kirurgjisë invazive, të cilat kanë për qëllim të qëndrojnë të impantuara për një kohë të gjatë. | Pajisje te implantueshme jo aktive
16745 | Dental Root Canal Instruments BlueShaper, Dental Root Canal Instruments Z-Glider, Dental Root Canal Instruments Z-Condensor , Dental Root Canal Instruments RetreaAll, Dental Root Canal Instruments SlimShaper, Dental Root Canal Instruments K-File, Dental Root Canal Instruments H-file, Dental Root Canal Instruments K Flex, Dental Root Canal Instruments Excalibur, Dental Root Canal Instruments BlueShaper Pro | Di.Med | 2024-05-29T00:00:00.000+02:00 | Shenzendenco Medical Co., Ltd. Room 301, No. 8 1st road Xiawei Industrial Zone, Zhangkengjing Community Guanhu Street, Longhua Distrit 18110 Shenzen P.R China | BlueShaper, Z-Glider, Z-Condensor , RetreaAll, SlimShaper, K-File, H-file, K Flex, Excalibur, BlueShaper Pro | Klasa IIa | Instrumente dentare | Pajisje dentare
16746 | Original / Standard 0.5 inch X 2 inch (1.3 cm X 5.1 cm), Knit 2 inch X 3 inch (5.1 cm X 7.6 cm), Knit 3 inch X 4 inch (7.6 cm X 10.2 cm), Knit 6 inch X 9 inch (15.2 cm X 22.9 cm), Knit 1 inch X 1 inch (2.5 cm X 2.5 cm), Knit 1 inch X 3 inch (2.5 cm X 7.6 cm), Knit 1 inch X 3.5 inch (2.5 cm X 8.9 cm), Fibril 1 inch X 2 inch (2.5 cm X 5.1 cm), Fibril 2 inch X 4 inch (5.1 cm X 10.2 cm), Fibril 4 inch X 4 inch (10.2 cm X 10.2 cm), Non-Woven / SNOW 1 inch X 2 inch (2.5 cm X 5.1 cm), Non-Woven / SNOW 2 inch X 4 inch (5.1 cm X 10.2 cm), Non-Woven / SNOW 4 inch X 4 inch (10.2 cm X 10.2 cm), Surgi-ORC® (Oxidized Regenerated Cellulose Haemostat, Sterile, Absorbable), Original / Standard 2 inch X 14 inch (5.1 cm X 35.6 cm), Original / Standard 4 inch X 8 inch (10.2 cm X 20.3 cm), Original / Standard 2 inch X 3 inch (5.1 cm X 7.6 cm) | T R I M E D | 2024-06-14T00:00:00.000+02:00 | AEGIS LIFESCIENCES PVT. LTD. 215/216, Mahagujarat Industrial Estate-382 213, Ahmedabad, Gujarat, India. | SOO-502, SOK-0203, SOK-0304, SOK-0609, SOK-0101, SOK-0103, SOK-0135, SOF-0102, SOF-0204, SOF-0404, SON-0102, SON-0204, SON-0404, N/A, SOO-0214, SOO-0408, SOO-0203 | Klasa III | Surgi-ORC® (Oxidized Regenerated Cellulose Haemostat, Sterile, Absorbable) janë pajisje mjekësore që kanë për qëllim të përdoren si ndihmës në procedura të ndryshme kirurgjikale për të ndihmuar në kontrollin e gjakderdhjes nga enët kapilare, venoze dhe të vogla arteriolare. | Produkte per institucione te kujdesit shendetesor
16747 | Silicone Supra-Pubic Catheter (1857 series), Silicone Supra-Pubic Catheter (1890 series), Silicone Supra-Pubic Catheter (4890 series) | T R I M E D | 2024-06-14T00:00:00.000+02:00 | FORTUNE MEDICAL INSTRUMENT CORP. 6FL., NO. 29, SEC. 2, JHONGJHENG E. RD., DANSHUEIDIST., NEW TAIPEI CITY251, TAIWAN | Silicone Supra-Pubic Catheter (1857 series), Silicone Supra-Pubic Catheter (1890 series), Silicone Supra-Pubic Catheter (4890 series) | Klasa IIb | Silicone Supra-Pubic Catheter janë pajisje mjekësore që kanë për qëllim të kalojnë urinen nga fshikëza urinare jashtë saj. | Produkte per institucione te kujdesit shendetesor
16748 | C-eye / UV-A light emitter for corneal cross-linking | GEN - ALB FARMA | 2024-06-12T00:00:00.000+02:00 | C.S.O. srl Via Degli Stagnacci 12/E - Cap 50018 - Badia a Settimo -Scandicci - Firenze - Italia | C-eye | Klasa IIb | Aparat për ndërlidhjen e kolagjenit të kornesë, për trajtimin e keratokonusit dhe ektazive postkirurgjike korneale, pas LASIK, PRK dhe SMILE, si dhe për trajtimin e keratiteve infektive fungale dhe bakteriale. | Pajisje oftalmike dhe optike
16749 | Optivac Hip Set, OPTIVAC L, OPTIVAC M, OPTIVAC S | T R I M E D | 2024-06-14T00:00:00.000+02:00 | Biomet France Plateau de Lautagne 26000 VALENCE FRANCE | 4150, 4152, 4160, 4161 | Klasa IIa | OPTIVAC-jane sistem steril,njeperdorimesh qe perdoren per perzjerjen dhe shperndarjen me vakum te cementit kockor. | Pajisje nje perdorimeshe
16750 | Disposable Oral Swab (490101) | T R I M E D | 2024-06-14T00:00:00.000+02:00 | Plasti-med Plastik Medikal Ürünleri San. Ve Tic. Ltd. Şti. Deri OSB Mah. Yan Sanayi Cad. No:13 Tuzla/İSTANBUL, TÜRKİYE | Disposable Oral Swab (490101) | Is | Disposable Oral Swab janë pajisje mjekësore që kanë për qëllim të ofrojnë kujdes oral, hidratim dhe pastrim të mukozës orale të pacientëve. | Pajisje nje perdorimeshe
16751 | Sterile Single Use Injectable Implant Based on Hyaluronlc Acid Xela Rederm 1,1 %, Sterile Single Use Injectable Implant Based on Hyaluronlc Acid Xela Rederm 1,8 %, Sterile Single Use Injectable Implant Based on Hyaluronlc Acid Xela Rederm 2.2 % | GEN - ALB FARMA | 2024-06-19T00:00:00.000+02:00 | Yuria-pharm LLC.,Kobzarska Street, 108 UA - 18030 Cherkasy | Xela Rederm 1,1 % 1ml, Xela Rederm 1,1 % 2ml, Xela Rederm 1,8 % 1ml, Xela Rederm 1,8 % 2ml, Xela Rederm 2.2 % 1ml, Xela Rederm 2.2 % 2ml | Klasa III | Implant injektues i bazuar në acidin hialuronik Xela Rederm që mbush lëkurën me lagështi, kontribuon mekanikisht në stimulimin e përhapjes së fibroblasteve dhe përmirëson elasticitetin dhe qëndrueshmërinë e lëkurës. | Pajisje nje perdorimeshe
16752 | cobas® PCR Urine Sample Kit | E v i t a | 2024-06-20T00:00:00.000+02:00 | Roche Molecular Systems, Inc. 1080 US Highway 202 South Branchburg, NJ 08876 USA | 5170486190 | In vitro | Set për marrjen dhe transportin e mostrës së urinës | Pajisje te diagnostifikimit in vitro
16753 | Bone wax, Sterile, Non-Absorbable, Single Use | O.E.S DISTRIMED | 2024-06-18T00:00:00.000+02:00 | CuraMedical B.V Industrieweg 6B 1566 JP Assendelft,The Netherlands | CW-2.5g, CW-012, CW-024 | Klasa IIb | Hemostatik,dyll kockash jo I absorbueshem | Pajisje nje perdorimeshe
16754 | Bracket Legend Medium MBT 022/UR4 -7T, Bracket Legend Medium XT 022/UR4&5 -10, Bracket Legend Medium VS 022/UR4 -7T 0, Bracket Legend Medium VS BI 022/UR4 0T, Bracket Legend Medium MBT 022/UR5 -7T;, Bracket Legend Medium MBT 022/UR5 -;7T, Bracket Legend Medium ROTH 022/UR5 -7T, Bracket Legend Medium MBT 022/UR5 -7T, Bracket Legend Medium ROTH 022/UL1 12T, Bracket Legend Medium ROTH XT 022/UL1, Bracket Legend Medium MBT 022/UL1 17T, Bracket Legend Medium BIO 022/UL1 22T, Bracket Legend Medium BIO VS 022/UL1 2, Bracket Legend Medium BIO VS 022/UL1 1, Bracket Legend Medium XT 022/UL1 18T 5, Bracket Legend Medium VS 022/UL1 12T 5, Bracket Legend Medium MBT 022/UL2 10T, Bracket Legend Medium BIO 022/UL2 14T, Bracket Legend Medium BIO VS 022/UL2 1, Bracket Legend Medium VS 022/UL2 8T 9A, Bracket Legend Medium ROTH 022/UL2 8T, Bracket Legend Medium XT 022/UL2 10T 8, Bracket Legend Medium ROTH 022/UL3 2T, Bracket Legend Medium XT 022/UL3 0T 8A, Bracket Legend Medium VS 022/UL3 -2T 7, Bracket Legend Medium MBT 022/UL3 -7T, Bracket Legend Medium MBT 022/UL3 0T;8, Bracket Legend Medium BIO 022/UL3 7T 5, Bracket Legend Medium BIO VS 022/UL3 7, Bracket Legend Medium VS BI 022/UL3 0T, Bracket Legend Medium APA 022/UL3 -3T;, Bracket Legend Medium XT 022/UL4&5 -10, Bracket Legend Medium MBT 022/UL4&5 -;, Bracket Legend Medium ROTH 022/U4&5 UN, Bracket Legend Medium MBT 022/U4 UNIV, Bracket Legend Medium VS 022/U4 UNIV -, Bracket Legend Medium VS 022/U4&5 -7T, Bracket Legend Medium VS BI 022/U4&5 U, Bracket Legend Medium ROTH 022/U5 UNIV, Bracket Legend Medium MBT 022/U5 UNIV, Bracket Legend Medium ROTH 022/L1&2 UN, Bracket Legend Medium ROTH XT 022/L1 U, Bracket Legend Medium MBT 022/L1&2 UNI, Bracket Legend Medium BIO XT 022/L1&2, Bracket Legend Medium XT 022/L1&2 UNIV, Bracket Legend Medium VS 022/L1 UNIV 0, Bracket Legend Medium VS 022/L1&2 UNIV, Bracket Legend Medium ROTH 022/UL4 -7T, Bracket Legend Medium MBT 022/UL4 -7T, Bracket Legend Medium VS 022/UL4 -7T 0, Bracket Legend Medium VS BI 022/UL4 0T, Bracket Legend Medium MBT 022/UL5 -7T;, Bracket Legend Medium MBT 022/UL5 -;7T, Bracket Legend Medium ROTH 022/UL5 -7T, Bracket Legend Medium MBT 022/UL5 -7T, Bracket Legend Medium ROTH 022/LL1&2 -, Bracket Legend Medium ROTH 022/LL3 -11, Bracket Legend Medium MBT 022/LL3 -6T, Bracket Legend Medium VS 022/LL3 -5T 7, Bracket Legend Medium MBT 022/LL3 0T;3, Bracket Legend Medium BIO 022/LL3 7T 5, Bracket Legend Medium BIO VS 022/LL3 7, Bracket Legend Medium XT 022/LL3 -3T 7, Bracket Legend Medium VS BI 022/LL3 0T, Bracket Legend Medium MBT 022/LL4 -12T, Bracket Legend Medium XT 022/LL4&5 -7T, Bracket Legend Medium ROTH 022/LL4 -17, Bracket Legend Medium VS 022/LL4 -11T, Bracket Legend Medium VS BI 022/LL4 0T, Bracket Legend Medium ROTH 022/LL5 -22, Bracket Legend Medium MBT 022/LL5 -17T, Bracket Legend Medium VS 022/LL5 -17T, Bracket Legend Medium ROTH 022/LR1&2 -, Bracket Legend Medium MBT 022/LR3 -6T, Bracket Legend Medium VS 022/LR3 -5T 7, Bracket Legend Medium ROTH 022/LR3 -11, Bracket Legend Medium MBT 022/LR3 0T;3, Bracket Legend Medium BIO 022/LR3 7T 5, Bracket Legend Medium BIO VS 022/LR3 7, Bracket Legend Medium XT 022/LR3 -3T 7, Bracket Legend Medium VS BI 022/LR3 0T, Bracket Legend Medium ROTH 022/LR4 -17, Bracket Legend Medium XT 022/LR4&5 -7T, Bracket Legend Medium VS 022/LR4 -11T, Bracket Legend Medium VS BI 022/LR4 0T, Bracket Legend Medium MBT 022/LR4 -12T, Bracket Legend Medium MBT 022/LR5 -17T, Bracket Legend Medium ROTH 022/LR5 -22, Bracket Legend Medium VS 022/LR5 -17T, Bracket Legend Medium ROTH 022/U4;UNIV, Bracket Legend Medium VS 018/LR3 -5T 7, Bracket Legend Medium VS BI 018/LR3 0T, Bracket Legend Medium MBT 018/LR4 -12T, Bracket Legend Medium POLAR 018/LR4 -1, Bracket Legend Medium ROTH 018/LR4 -17, Bracket Legend Medium BIO 018/LR4&5 0T, Bracket Legend Medium XT 018/LR4&5 -7T, Bracket Legend Medium VS 018/LR4 -11T, Bracket Legend Medium POLAR 018/LR5 -1, Bracket Legend Medium ROTH 018/LR5 -22, Bracket Legend Medium MBT 018/LR5 -17T, Bracket Legend Medium VS 018/LR5 -17T, Bracket Legend Medium ROTH 018/U4 UNIV, Bracket Legend Medium ROTH 018/U4&5 UN, Bracket Legend Medium MBT 018/U4 UNIV, Bracket Legend Medium BIO 018/U4&5 0T, Bracket Legend Medium BIO 018/U4&5 -7T, Bracket Legend Medium VS 018/U4 UNIV -, Bracket Legend Medium VS 018/U4&5 UNIV, Bracket Legend Medium VS BI 018/U4&5 U, Bracket Legend Medium ROTH 018/U5 UNIV, Bracket Legend Medium MBT 018/U5 UNIV, Bracket Legend Medium ROTH 018/L1&2 UN, Bracket Legend Medium ROTH XT 018/L1 U, Bracket Legend Medium MBT 018/L1&2 -6T, Bracket Legend Medium POLAR 018/L1&2 U, Bracket Legend Medium BIO XT 018/L1&2, Bracket Legend Medium XT 018/L1&2 1T 0, Bracket Legend Medium VS 018/L1 UNIV 0, Bracket Legend Medium ROTH 018/L4 UNIV, Bracket Legend Medium BIO 018/L4&5 0T, Bracket Legend Medium BIO 018/L4 UNIV, Bracket Legend Medium VS 018/L4 UNIV -, Bracket Legend Medium VS BI 018/L4&5 U, Bracket Legend Medium ROTH 018/L5 UNIV, Bracket Legend Medium BIO 018/L5 UNIV, Bracket Legend Medium VS 018/L5 UNIV -, Bracket Legend Medium BIO 018/U6-6/L6-, Bracket Legend Medium ROTH 018/U5-5,;3, Bracket Legend Medium MBT 018/U5-5/L5-, Bracket Legend Medium POLAR 018/U5-;5/, Bracket Legend Medium XT 018/U5-5/L5-5, Bracket Legend Medium VSLOT BI;018/022, Bracket Legend Medium BI;018/022/U5-5/, Bracket Legend Medium 018/U5-5/L5-5, 3, Bracket Legend Medium ROTH 018/U5-5/L5, Bracket Legend Medium BIO 018/U5-5/L5-, Bracket Legend Medium ROTH 022/UR1 12T, Bracket Legend Medium ROTH XT 022/UR1, Bracket Legend Medium MBT 022/UR1 17T, Bracket Legend Medium BIO 022/UR1 22T, Bracket Legend Medium BIO VS 022/UR1 2, Bracket Legend Medium BIO VS 022/UR1 1, Bracket Legend Medium XT 022/UR1 18T 5, Bracket Legend Medium VS 022/UR1 12T 5, Bracket Legend Medium ROTH 022/UR2 8T, Bracket Legend Medium MBT 022/UR2 10T, Bracket Legend Medium BIO 022/UR2 14T, Bracket Legend Medium BIO VS 022/UR2 1, Bracket Legend Medium VS 022/UR2 8T 9A, Bracket Legend Medium XT 022/UR2 10T 8, Bracket Legend Medium ROTH 022/UR3 2T, Bracket Legend Medium MBT 022/UR3 -7T, Bracket Legend Medium BIO 022/UR3 7T 5, Bracket Legend Medium XT 022/UR3 0T 8A, Bracket Legend Medium VS BI 022/UR3 0T, Bracket Legend Medium MBT 022/UR3 0T;8, Bracket Legend Medium BIO VS 022/UR3 7, Bracket Legend Medium VS 022/UR3 -2T 7, Bracket Legend Medium APA 022/UR3 -3T;, Bracket Legend Medium MBT 022/UR4&5 -;, Bracket Legend Medium ROTH 022/UR4 -7T, Bracket Legend Medium MBT 018/UR2 10T, Bracket Legend Medium POLAR 018/UR2 14, Bracket Legend Medium BIO 018/UR2 14T, Bracket Legend Medium BIO VS 018/UR2 1, Bracket Legend Medium XT 018/UR2 10T 8, Bracket Legend Medium VS 018/UR2 8T 9A, Bracket Legend Medium MBT 018/UR3 -7T, Bracket Legend Medium BIO 018/UR3 7T 5, Bracket Legend Medium ROTH 018/UR3 2T, Bracket Legend Medium MBT 018/UR3 0T;8, Bracket Legend Medium POLAR 018/UR3 -2, Bracket Legend Medium BIO VS 018/UR3 7, Bracket Legend Medium XT 018/UR3 0T 8A, Bracket Legend Medium VS 018/UR3 -2T 7, Bracket Legend Medium VS BI 018/UR3 0T, Bracket Legend Medium POLAR 018/UR4&5, Bracket Legend Medium MBT 018/UR4&5 -;, Bracket Legend Medium ROTH 018/UR4 -7T, Bracket Legend Medium MBT 018/UR4 -7T, Bracket Legend Medium BIO 018/UR4&5 0T, Bracket Legend Medium XT 018/UR4&5 -10, Bracket Legend Medium VS 018/UR4 -7T 0, Bracket Legend Medium MBT 018/UR5 -7T;, Bracket Legend Medium MBT 018/UR5 -;7T, Bracket Legend Medium ROTH 018/UR5 -7T, Bracket Legend Medium MBT 018/UR5 -7T, Bracket Legend Medium ROTH 018/UL1 12T, Bracket Legend Medium ANDREWS;018/UL1, Bracket Legend Medium MBT 018/UL1 17T, Bracket Legend Medium POLAR 018/UL1 20, Bracket Legend Medium BIO 018/UL1 22T, Bracket Legend Medium BIO VS 018/UL1 2, Bracket Legend Medium BIO VS 018/UL1 1, Bracket Legend Medium XT 018/UL1 18T 5, Bracket Legend Medium VS 018/LL5 -17T, Bracket Legend Medium MBT 018/LL5 -17T, Bracket Legend Medium ROTH 018/LR1&2 -, Bracket Legend Medium BIO VS 018/LR3 7, Bracket Legend Medium XT 018/LR3 -3T 7, Bracket Legend Medium ROTH 018/LR3 -11, Bracket Legend Medium MBT 018/LR3 -6T, Bracket Legend Medium MBT 018/LR3 0T;3, Bracket Legend Medium POLAR 018/LR3 0T, Bracket Legend Medium BIO 018/LR3 7T 5, Bracket Legend Medium VS 018/UL1 12T 5, Bracket Legend Medium ROTH 018/UL2 8T, Bracket Legend Medium ANDREWS;018/UL2, Bracket Legend Medium MBT 018/UL2 10T, Bracket Legend Medium POLAR 018/UL2 14, Bracket Legend Medium BIO 018/UL2 14T, Bracket Legend Medium BIO VS 018/UL2 1, Bracket Legend Medium VS 018/UL2 8T 9A, Bracket Legend Medium XT 018/UL2 10T 8, Bracket Legend Medium MBT 018/UL3 -7T, Bracket Legend Medium ROTH 018/UL3 2T, Bracket Legend Medium MBT 018/UL3 0T;8, Bracket Legend Medium POLAR 018/UL3 -2, Bracket Legend Medium BIO 018/UL3 7T 5, Bracket Legend Medium BIO VS 018/UL3 7, Bracket Legend Medium XT 018/UL3 0T 8A, Bracket Legend Medium VS 018/UL3 -2T 7, Bracket Legend Medium VS BI 018/UL3 0T, Bracket Legend Medium POLAR 018/UL4&5, Bracket Legend Medium XT 018/UL4&5 -10, Bracket Legend Medium MBT 018/UL4&5 -;, Bracket Legend Medium ROTH 018/UL4 -7T, Bracket Legend Medium MBT 018/UL4 -7T, Bracket Legend Medium BIO 018/UL4&5 0T, Bracket Legend Medium VS 018/UL4 -7T 0, Bracket Legend Medium MBT 018/UL5 -7T;, Bracket Legend Medium MBT 018/UL5 -;7T, Bracket Legend Medium ROTH 018/UL5 -7T, Bracket Legend Medium MBT 018/UL5 -7T, Bracket Legend Medium ROTH 018/LL1&2 -, Bracket Legend Medium ROTH 018/LL3 -;1, Bracket Legend Medium MBT 018/LL3 -6T, Bracket Legend Medium BIO 018/LL3 7T 5, Bracket Legend Medium ROTH 018/LL3 -11, Bracket Legend Medium MBT 018/LL3 0T;3, Bracket Legend Medium POLAR 018/LL3 0T, Bracket Legend Medium BIO VS 018/LL3 7, Bracket Legend Medium XT 018/LL3 -3T 7, Bracket Legend Medium VS 018/LL3 -5T 7, Bracket Legend Medium VS BI 018/LL3 0T, Bracket Legend Medium MBT 018/LL4 -12T, Bracket Legend Medium POLAR 018/LL4 -1, Bracket Legend Medium XT 018/LL4&5 -7T, Bracket Legend Medium ROTH 018/LL4 -17, Bracket Legend Medium BIO 018/LL4&5 0T, Bracket Legend Medium VS 018/LL4 -11T, Bracket Legend Medium POLAR 018/LL5 -1, Bracket Legend Medium ROTH 018/LL5 -22, Bracket Legend Mini MBT 022/LR3 -6T 3A, Bracket Legend Mini MBT 022/LR3 0T 3A;, Bracket Legend Mini PLAN 022/LR3 -14T, Bracket Legend Mini PLAN 1 022/LR3 -11, Bracket Legend Mini GET 022/LR3 -3T 3A, Bracket Legend Mini ALEX 022/LR3 -7T 6, Bracket Legend Mini ROTH 022/LR4 -17T, Bracket Legend Mini VSLOT 022/LR4 -11T, Bracket Legend Mini WSP 022/LR4 -11T 0, Bracket Legend Mini BI 022/LR4&5 0T 0A, Bracket Legend Mini MBT 022/LR4 -12T 2, Bracket Legend Mini ROTH 022/LR5 -22T, Bracket Legend Mini MBT 022/LR5 -17T 2, Bracket Legend Mini VSLOT 022/LR5 -17T, Bracket Legend Mini ROTH 022/U4&5 UNIV, Bracket Legend Mini AND 022/U4 UNIV -7, Bracket Legend Mini MBT 022/U4 UNIV -7, Bracket Legend Mini EDGEWISE 022/U4-5, Bracket Legend Mini ALEX 022/U4&5 UNIV, Bracket Legend Mini VSLOT 022/U4 UNIV, Bracket Legend Mini VSLOT 022/U4&5 UNI, Bracket Legend Mini BI 022/U4&5 UNIV 0, Bracket Legend Mini ALEX 022/U4 UNIV -, Bracket Legend Mini MBT 022/U5 UNIV -7, Bracket Legend Mini ALEX 022/U5 UNIV -, Bracket Legend Mini ROTH 022/L1&2 UNIV, Bracket Legend Mini ROTH XT 022/L1 UNI, Bracket Legend Mini MBT 022/L1&2 -6T 0, Bracket Legend Mini EDGEWISE 022/L1-2, Bracket Legend Mini ALEX 022/L1&2 UNIV, Bracket Legend Mini ALEX 022/L1 UNIV -, Bracket Legend Mini VSLOT 022/L1 UNIV, Bracket Legend Mini FUN 022/L1&2 UNIV, Bracket Legend Mini ROTH 022/L4 UNIV -, Bracket Legend Mini AND 022/L4 UNIV -1, Bracket Legend Mini EDGEWISE 022/L4-5, Bracket Legend Mini ALEX 022/L4 UNIV -, Bracket Legend Mini VSLOT 022/L4 UNIV, Bracket Legend Mini WSP 022/L4 UNIV -1, Bracket Legend Mini BI 022/L4&5 UNIV 0, Bracket Legend Mini ROTH 022/L5 UNIV -, Bracket Legend Mini AND 022/L5 UNIV -2, Bracket Legend Mini VSLOT 022/L5 UNIV, Bracket Legend Mini WSP 022/L5 UNIV -1, Bracket Legend Mini ALEX 022/L5 UNIV -, Bracket LMI MBT/ROTH/ALEX 022/U7-7/L7-7;2,3,4H, Bracket LMI MBT/ROTH 022/U7-7/L7-7 SK;;, Bracket LMI ROTH/ALEX 022/U6-6/L6-6, 3HK SK, Bracket Legend Mini Kombi Mix 022/U6-6, Bracket Legend Mini ROTH 022/U6-6/L6-6, Bracket Legend Mini MBT 022/U6-6/L6-6,, Bracket Legend Mini ROTH 022/U5-5, 3HK, Bracket Legend Mini ALEXANDER;022/U5-5, Bracket Legend Mini MBT 022/U5-5/L5-5, Bracket Legend Mini ROTH 022/U5-5/L5-5, Bracket Legend Mini VSLOT 022/U5-5/L5-, Bracket Legend Mini / Medium ROTH;022/, Bracket Legend Mini MBT/Roth 022/U5-;5, Bracket Legend Mini MBT 022/U5-5/L5-5,, Bracket Legend Mini and Medium ROTH;02, Bracket Legend Mini MBT/ROTH;022/U5-5/, Bracket Legend Mini ALEXANDER;022/U3-3, Bracket Legend Medium ROTH 018/L5-5,;3, Bracket Legend Medium ROTH 018/UR1 12T, Bracket Legend Medium ANDREWS;018/UR1, Bracket Legend Medium MBT 018/UR1 17T, Bracket Legend Medium POLAR 018/UR1 20, Bracket Legend Medium BIO 018/UR1 22T, Bracket Legend Medium BIO VS 018/UR1 2, Bracket Legend Medium BIO VS 018/UR1 1, Bracket Legend Medium XT 018/UR1 18T 5, Bracket Legend Medium VS 018/UR1 12T 5, Bracket Legend Medium ROTH 018/UR2 8T, Bracket Legend Medium ANDREWS;018/UR2, Wires / BIO-EDGE FORM E 16X22 U 160G, Wires / INITIALLOY LINGUAL SF 16X16 L 80G NO1;, Wires / INITIALLOY LINGUAL SF 16X22 L 80G NO1;, Wires / INITIALLOY LINGUAL SF 18X18 L 100G NO1, Wires / INITIALLOY LINGUAL SF 18X25 L 100G NO1, Wires / INITIALLOY LINGUAL SF 16X16 L 80G NO2;, Wires / INITIALLOY LINGUAL SF 16X22 L 80G NO2;, Wires / INITIALLOY LINGUAL SF 18X18 L 100G NO2, Wires / INITIALLOY LINGUAL SF 18X25 L 100G NO2, Wires / INITIALLOY LINGUAL SF 16X16 L 80G NO3;, Wires / INITIALLOY LINGUAL SF 16X22 L 80G NO3;, Wires / INITIALLOY LINGUAL SF 18X18 L 100G NO3, Wires / INITIALLOY LINGUAL SF 18X25 L 100G NO3, Wires / INITIALLOY LINGUAL SF 16X16 L 80G NO4;, Wires / INITIALLOY LINGUAL SF 16X22 L 80G NO4;, Wires / INITIALLOY LINGUAL SF 18X18 L 100G NO4, Wires / INITIALLOY LINGUAL SF 18X25 L 100G NO4, Wires / INITIALLOY LINGUAL SF 16X16 U 80G NO1;, Wires / INITIALLOY LINGUAL SF 16X22 U 80G NO1;, Wires / INITIALLOY LINGUAL SF 18X18 U 100G;NO1, Wires / INITIALLOY LINGUAL SF 18X25 U 100G;NO1, Wires / INITIALLOY LINGUAL SF 16X16 U 80G NO2;, Wires / INITIALLOY LINGUAL SF 16X22 U 80G NO2;, Wires / INITIALLOY LINGUAL SF 18X18 U 100G;NO2, Wires / INITIALLOY LINGUAL SF 18X25 U 100G;NO2, Wires / INITIALLOY LINGUAL SF 16X16 U 80G NO3;, Wires / INITIALLOY LINGUAL SF 16X22 U 80G NO3;, Wires / INITIALLOY LINGUAL SF 18X18 U 100G;NO3, Wires / INITIALLOY LINGUAL SF 18X25 U 100G;NO3, Wires / INITIALLOY LINGUAL SF 16X16 U 80G NO4;, Wires / INITIALLOY LINGUAL SF 16X22 U 80G NO4;, Wires / INITIALLOY LINGUAL SF 18X18 U 100G;NO4, Wires / INITIALLOY LINGUAL SF 18X25 U 100G;NO4, Wires / BETA-TITAN FORM A 016 L, Wires / BETA-TITAN FORM A 018 L, Wires / BETA-TITAN FORM A 16X22 L, Wires / BETA-TITAN FORM A 17X25 L, Wires / BETA-TITAN FORM A 18X18 L, Wires / BETA-TITAN FORM A 18X25 L, Wires / BETA-TITAN FORM A 19X25 L, Wires / BETA-TITAN FORM A 21X25 L, Wires / BETA-TITAN FORM A 016 U, Wires / BETA-TITAN FORM A 018 U, Wires / BETA-TITAN FORM A 16X22 U, Wires / BETA-TITAN FORM A 17X25 U, Wires / BETA-TITAN FORM A 18X18 U, Wires / BETA-TITAN FORM A 18X25 U, Wires / BETA-TITAN FORM A 19X25 U, Wires / BETA-TITAN FORM A 21X25 U, Wires / BETA-TITAN FORM B 16X22 L, Wires / BETA-TITAN FORM B 17X25 L, Wires / BETA-TITAN FORM B 19X25 L, Wires / BETA-TITAN FORM B 16X22 U, Wires / BETA-TITAN FORM B 17X25 U, Wires / BETA-TITAN FORM B 19X25 U, Wires / BETA-TITAN FORM C 16X22 L, Wires / BETA-TITAN FORM C 17X25 L, Wires / BETA-TITAN FORM C 18X18 L, Wires / BETA-TITAN FORM C 18X25 L, Wires / BETA-TITAN FORM C 19X25 L, Wires / BETA-TITAN FORM C 21X25 L, Wires / BETA-TITAN FORM C 16X22 U, Wires / BETA-TITAN FORM C 17X25 U, Wires / BETA-TITAN FORM C 18X18 U, Wires / BETA-TITAN FORM C 18X25 U, Wires / BETA-TITAN FORM C 19X25 U, Wires / BETA-TITAN FORM C 21X25 U, Wires / BETA-TITAN 3D RTR 16X22 30MM PK5, Wires / BETA-TITAN 3D RTR 19X25 30MM PK5, Wires / BETA-TITAN 3D RTR 16X22 32MM PK5, Wires / BETA-TITAN 3D RTR 19X25 32MM PK5, Wires / BETA-TITAN 3D RTR 16X22 34MM PK5, Wires / BETA-TITAN 3D RTR 19X25 34MM PK5, Wires / BETA-TITAN 3D RTR 16X22 36MM PK5, Wires / BETA-TITAN 3D RTR 19X25 36MM PK5, Wires / BETA-TITAN 3D RTR 16X22 38MM PK5, Wires / BETA-TITAN 3D RTR 19X25 38MM PK5, Wires / BETA-TITAN 3D RTR 16X22 40MM PK5, Wires / BETA-TITAN 3D RTR 19X25 40MM PK5, Wires / BETA-TITAN 032 14" PK10, Wires / BETA-TITAN 036 14" PK10, Wires / BETA-TITAN 16X22 14" PK10, Wires / BETA-TITAN 17X25 14" PK10, Wires / BETA-TITAN 19X25 14" PK10, Wires / BIO-ACTIVE RH FORM A 16X16 L, Wires / BIO-ACTIVE RH FORM A 16X22 L, Wires / BIO-ACTIVE RH FORM A 18X18 L, Wires / BIO-ACTIVE RH FORM A 19X25 L, Wires / BIO-ACTIVE RH FORM A 20X20 L, Wires / BIO-ACTIVE RH FORM A 20X25 L, Wires / BIO-ACTIVE RH FORM A 16X16 U, Wires / BIO-ACTIVE RH FORM A 16X22 U, Wires / BIO-ACTIVE RH FORM A 18X18 U, Wires / BIO-ACTIVE RH FORM A 19X25 U, Wires / BIO-ACTIVE RH FORM A 20X20 U, Wires / BIO-ACTIVE RH FORM A 20X25 U, Wires / BIO-ACTIVE RH FORM A 18X18 L LIGHT, Wires / BIO-ACTIVE RH FORM A 20X20 L LIGHT, Wires / BIO-ACTIVE RH FORM A 22X18 L LIGHT, Wires / BIO-ACTIVE RH FORM A 18X18 U LIGHT, Wires / BIO-ACTIVE RH FORM A 20X20 U LIGHT, Wires / BIO-ACTIVE RH FORM A 22X18 U LIGHT, Wires / BIO-ACTIVE RH FORM B 16X22 L, Wires / BIO-ACTIVE RH FORM B 18X18 L, Wires / BIO-ACTIVE RH FORM B 19X25 L, Wires / BIO-ACTIVE RH FORM B 20X20 L, Wires / BIO-ACTIVE RH FORM B 16X22 U, Wires / BIO-ACTIVE RH FORM B 18X18 U, Wires / BIO-ACTIVE RH FORM B 19X25 U, Wires / BIO-ACTIVE RH FORM B 20X20 U, Wires / BIO-ACTIVE RH FORM B 22X18 L LIGHT, Wires / BIO-ACTIVE RH FORM B 22X18 U LIGHT, Wires / BIO-ACTIVE RH FORM C 16X22 L, Wires / BIO-ACTIVE RH FORM C 18X18 L, Wires / BIO-ACTIVE RH FORM C 19X25 L, Wires / BIO-ACTIVE RH FORM C 20X20 L, Wires / BIO-ACTIVE RH FORM C 16X22 U, Wires / BIO-ACTIVE RH FORM C 18X18 U, Wires / BIO-ACTIVE RH FORM C 19X25 U, Wires / BIO-ACTIVE RH FORM C 20X20 U, Wires / BIO-ACTIVE RH FORM C 18X18 L LIGHT, Wires / BIO-ACTIVE RH FORM C 20X20 L LIGHT, Wires / BIO-ACTIVE RH FORM C 22X18 L LIGHT, Wires / BIO-ACTIVE RH FORM C 18X18 U LIGHT, Wires / BIO-ACTIVE RH FORM C 20X20 U LIGHT, Wires / BIO-ACTIVE RH FORM C 22X18 U LIGHT, Wires / BIO-ACTIVE RH FORM D 14X25, Wires / BIO-ACTIVE RH FORM D 16X22, Wires / BIO-ACTIVE RH FORM D 18X25, Wires / BIO-ACTIVE RH FORM D 16X22 DIMPLE;, Wires / BIO-ACTIVE RH FORM D 17X25 DIMPLE;;, Wires / BIO-ACTIVE RH FORM D 013 LIGHT, Wires / BIO-ACTIVE RH FORM D 014 LIGHT, Wires / BIO-ACTIVE RH FORM D 016 LIGHT, Wires / BIO-ACTIVE RH FORM D 14X25 LIGHT, Wires / BIO-ACTIVE RH FORM D 16X16 LIGHT, Wires / BIO-ACTIVE RH FORM D 16X22 LIGHT, Wires / BIO-ACTIVE RH FORM D 17X25 LIGHT, Wires / BIO-ACTIVE RH FORM D 18X18 LIGHT, Wires / BIO-ACTIVE RH FORM D 18X25 LIGHT, Wires / BIO-ACTIVE RH FORM D 19X25 LIGHT, Wires / BIO-ACTIVE RH FORM D 20X20 LIGHT, Wires / BIO-ACTIVE RH FORM D 22X18 LIGHT, Wires / INITIALLOY RH FORM A 014 L LIGHT, Wires / INITIALLOY RH FORM A 016 L LIGHT, Wires / INITIALLOY RH FORM A 018 L LIGHT, Wires / INITIALLOY RH FORM A 014 U LIGHT, Wires / INITIALLOY RH FORM A 016 U LIGHT, Wires / INITIALLOY RH FORM A 018 U LIGHT, Wires / INITIALLOY RH FORM A 012 L MED, Wires / INITIALLOY RH FORM A 014 L MED, Wires / INITIALLOY RH FORM A 016 L MED, Wires / INITIALLOY RH FORM A 018 L MED, Wires / INITIALLOY RH FORM A 012 U MED, Wires / INITIALLOY RH FORM A 014 U MED, Wires / INITIALLOY RH FORM A 016 U MED, Wires / INITIALLOY RH FORM A 018 U MED, Wires / INITIALLOY RH FORM B 014 L LIGHT, Wires / INITIALLOY RH FORM B 016 L LIGHT, Wires / INITIALLOY RH FORM B 018 L LIGHT, Wires / INITIALLOY RH FORM B 014 U LIGHT, Wires / INITIALLOY RH FORM B 016 U LIGHT, Wires / INITIALLOY RH FORM B 018 U LIGHT, Wires / INITIALLOY RH FORM B 014 L MED, Wires / INITIALLOY RH FORM B 016 L MED, Wires / INITIALLOY RH FORM B 018 L MED, Wires / INITIALLOY RH FORM B 014 U MED, Wires / INITIALLOY RH FORM B 016 U MED, Wires / INITIALLOY RH FORM B 018 U MED, Wires / INITIALLOY RH FORM C 014 L LIGHT, Wires / INITIALLOY RH FORM C 016 L LIGHT, Wires / INITIALLOY RH FORM C 018 L LIGHT, Wires / INITIALLOY RH FORM C 014 U LIGHT, Wires / INITIALLOY RH FORM C 016 U LIGHT, Wires / INITIALLOY RH FORM C 018 U LIGHT, Wires / INITIALLOY RH FORM C 014 L MED, Wires / INITIALLOY RH FORM C 016 L MED, Wires / INITIALLOY RH FORM C 018 L MED, Wires / INITIALLOY RH FORM C 014 U MED, Wires / INITIALLOY RH FORM C 016 U MED, Wires / INITIALLOY RH FORM C 018 U MED, Wires / INITIALLOY RH FORM D 016 MEDIUM DIMPLE, Clasps, labial bows / BALL CLASP 7X38MM 028" PK100, Clasps, labial bows / BALL CLASP 7X38MM 028", Clasps, labial bows / BALL CLASP 8X38MM 031" PK100, Clasps, labial bows / BALL CLASP 8X38MM 031", Clasps, labial bows / BALL CLASP 9X38MM 035" PK 100, Clasps, labial bows / BALL CLASP 9X38MM 035", Clasps, labial bows / BALL CLASP 10X38MM 040" PK100, Clasps, labial bows / BALL CLASP 10X38MM 040", Clasps, labial bows / BALL CLASP 8X75MM 031", Clasps, labial bows / BALL CLASP DBL END 1.50", Clasps, labial bows / PREFORMED FLAT LABIAL BOW 28MM, Clasps, labial bows / PREFORMED FLAT LABIAL BOW 31MM, Clasps, labial bows / PREFORMED FLAT LABIAL BOW 35MM, Clasps, labial bows / PREFORMED FLAT LABIAL BOW 38MM, Clasps, labial bows / PREFORMED FLAT LABIAL BOW 41MM, Clasps, labial bows / PREFORMED FLAT LABIAL BOW 44MM, Clasps, labial bows / PREFORMED FLAT LABIAL BOW 47MM, Clasps, labial bows / PREFORMED FLAT LABIAL BOW 50MM, Wires / BIO-ACTIVE FORM D 16X22, Wires / BIO-ACTIVE FORM D 18X25, Wires / BIO-ACTIVE FORM D 20X20, Wires / BIO-ACTIVE FORM D 013 LIGHT;, Wires / BIO-ACTIVE FORM D 014 LIGHT;, Wires / BIO-ACTIVE FORM D 016 LIGHT;, Wires / BIO-ACTIVE FORM D 14X25 LIGHT, Wires / BIO-ACTIVE FORM D 16X16 LIGHT, Wires / BIO-ACTIVE FORM D 16X22 LIGHT;, Wires / BIO-ACTIVE FORM D 17X25 LIGHT;, Wires / BIO-ACTIVE FORM D 18X18 LIGHT, Wires / BIO-ACTIVE FORM D 18X25 LIGHT;, Wires / BIO-ACTIVE FORM D 19X25 LIGHT;, Wires / BIO-ACTIVE FORM D 20X20 LIGHT, Wires / BIO-ACTIVE FORM D 22X18 LIGHT, Wires / BIO-ACTIVE FORM M 16X16 L, Wires / BIO-ACTIVE FORM M 18X18 L, Wires / BIO-ACTIVE FORM M 18X25 L, Wires / BIO-ACTIVE FORM M 20X20 L, Wires / BIO-ACTIVE FORM M 16X16 U, Wires / BIO-ACTIVE FORM M 18X18 U, Wires / BIO-ACTIVE FORM M 18X25 U, Wires / BIO-ACTIVE FORM M 20X20 U, Wires / INITIALLOY FORM A 014 L LIGHT, Wires / INITIALLOY FORM A 016 L LIGHT, Wires / INITIALLOY FORM A 018 L LIGHT, Wires / INITIALLOY FORM A 014 U LIGHT, Wires / INITIALLOY FORM A 016 U LIGHT, Wires / INITIALLOY FORM A 018 U LIGHT, Wires / INITIALLOY FORM A 012 L MED, Wires / INITIALLOY FORM A 014 L MED, Wires / INITIALLOY FORM A 016 L MED, Wires / INITIALLOY FORM A 018 L MED, Wires / INITIALLOY FORM A 020 L MED, Wires / INITIALLOY FORM A 014 L MED D, Wires / INITIALLOY FORM A 016 L MED D, Wires / INITIALLOY FORM A 018 L MED D, Wires / INITIALLOY FORM A 012 U MED, Wires / INITIALLOY FORM A 014 U MED, Wires / INITIALLOY FORM A 016 U MED, Wires / INITIALLOY FORM A 018 U MED, Wires / INITIALLOY FORM A 020 U MED, Wires / INITIALLOY FORM A 014 U MED D, Wires / INITIALLOY FORM A 016 U MED D, Wires / INITIALLOY FORM A 018 U MED D, Wires / INITIALLOY FORM A 014 L HEAVY, Wires / INITIALLOY FORM A 016 L HEAVY, Wires / INITIALLOY FORM A 018 L HEAVY, Wires / INITIALLOY FORM A 014 U HEAVY, Wires / INITIALLOY FORM A 016 U HEAVY, Wires / INITIALLOY FORM A 018 U HEAVY, Wires / INITIALLOY FORM B 014 L MED, Wires / INITIALLOY FORM B 016 L MED, Wires / INITIALLOY FORM B 018 L MED, Wires / INITIALLOY FORM B 014 L MED D, Wires / INITIALLOY FORM B 016 L MED D, Wires / INITIALLOY FORM B 018 L MED D, Wires / INITIALLOY FORM B 014 U MED, Wires / INITIALLOY FORM B 016 U MED, Wires / INITIALLOY FORM B 018 U MED, Wires / INITIALLOY FORM B 014 U MED D, Wires / INITIALLOY FORM B 016 U MED D, Wires / INITIALLOY FORM B 018 U MED D, Wires / INITIALLOY FORM C 014 L LIGHT, Wires / INITIALLOY FORM C 016 L LIGHT, Wires / INITIALLOY FORM C 018 L LIGHT, Wires / INITIALLOY FORM C 014 U LIGHT, Wires / INITIALLOY FORM C 016 U LIGHT, Wires / INITIALLOY FORM C 018 U LIGHT, Wires / INITIALLOY FORM C 014 L MED, Wires / INITIALLOY FORM C 016 L MED, Wires / INITIALLOY FORM C 018 L MED, Wires / INITIALLOY FORM C 020 L MED, Wires / INITIALLOY FORM C 014 L MED D, Wires / INITIALLOY FORM C 016 L MED D, Wires / INITIALLOY FORM C 018 L MED D, Wires / INITIALLOY FORM C 014 U MED, Wires / INITIALLOY FORM C 016 U MED, Wires / INITIALLOY FORM C 018 U MED, Wires / INITIALLOY FORM C 020 U MED, Wires / INITIALLOY FORM C 014 U MED D, Wires / INITIALLOY FORM C 016 U MED D, Wires / INITIALLOY FORM C 018 U MED D, Wires / INITIALLOY FORM C 016 L HEAVY, Wires / INITIALLOY FORM C 016 U HEAVY, Wires / INITIALLOY FORM D 013 MEDIUM, Wires / INITIALLOY FORM D 014 MEDIUM, Wires / INITIALLOY FORM D 016 MEDIUIM, Wires / INITIALLOY FORM D 018 MEDIUM, Wires / INITIALLOY 012 7" MED, Wires / INITIALLOY LINGUAL SF 012 L LIGHT NO1;, Wires / INITIALLOY LINGUAL SF 014 L LIGHT NO1;, Wires / INITIALLOY LINGUAL SF 016 L LIGHT NO1;, Wires / INITIALLOY LINGUAL SF 012 L LIGHT NO2;, Wires / INITIALLOY LINGUAL SF 014 L LIGHT NO2;, Wires / INITIALLOY LINGUAL SF 016 L LIGHT NO2;, Wires / INITIALLOY LINGUAL SF 012 L LIGHT NO3;, Wires / INITIALLOY LINGUAL SF 014 L LIGHT NO3;, Wires / INITIALLOY LINGUAL SF 016 L LIGHT NO3;, Wires / INITIALLOY LINGUAL SF 012 L LIGHT NO4;, Wires / INITIALLOY LINGUAL SF 014 L LIGHT NO4;, Wires / INITIALLOY LINGUAL SF 016 L LIGHT NO4;, Wires / INITIALLOY LINGUAL SF 012 U LIGHT NO1;, Wires / INITIALLOY LINGUAL SF 014 U LIGHT NO1;, Wires / INITIALLOY LINGUAL SF 016 U LIGHT NO1;, Wires / INITIALLOY LINGUAL SF 012 U LIGHT NO2;, Wires / INITIALLOY LINGUAL SF 014 U LIGHT NO2;, Wires / INITIALLOY LINGUAL SF 016 U LIGHT NO2;, Wires / INITIALLOY LINGUAL SF 012 U LIGHT NO3;, Wires / INITIALLOY LINGUAL SF 014 U LIGHT NO3;, Wires / INITIALLOY LINGUAL SF 016 U LIGHT NO3;, Wires / INITIALLOY LINGUAL SF 012 U LIGHT NO4;, Wires / INITIALLOY LINGUAL SF 014 U LIGHT NO4;, Wires / INITIALLOY LINGUAL SF 016 U LIGHT NO4;, Wires / BIO-EDGE FORM A16X16 L 80G, Wires / BIO-EDGE FORM A 16X22 L 80G, Wires / BIO-EDGE FORM A 17X25 L 100G, Wires / BIO-EDGE FORM A 20X20 L 100G, Wires / BIO-EDGE FORM A 16X16 U 80G, Wires / BIO-EDGE FORM A 16X22 U 80G, Wires / BIO-EDGE FORM A 17X25 U 100G, Wires / BIO-EDGE FORM A 20X20 U 100G, Wires / BIO-EDGE FORM A 16X16 L 160G, Wires / BIO-EDGE FORM A 16X22 L 160G, Wires / BIO-EDGE FORM A 17X25 L 200G, Wires / BIO-EDGE FORM A 18X18 L 200G, Wires / BIO-EDGE FORM A 18X25 L 200G, Wires / BIO-EDGE FORM A 19X25 L 200G, Wires / BIO-EDGE FORM A 20X20 L 200G, Wires / BIO-EDGE FORM A 21X28 L 200G, Wires / BIO-EDGE FORM A 16X16 L 160G D, Wires / BIO-EDGE FORM A 16X22 L 160G D, Wires / BIO-EDGE FORM A 17X25 L 200G D, Wires / BIO-EDGE FORM A 16X16 U 160G, Wires / BIO-EDGE FORM A 16X22 U 160G, Wires / BIO-EDGE FORM A 17X25 U 200G, Wires / BIO-EDGE FORM A 18X18 U 200G, Wires / BIO-EDGE FORM A 18X25 U 200G, Wires / BIO-EDGE FORM A 19X25 U 200G, Wires / BIO-EDGE FORM A 20X20 U 200G, Wires / BIO-EDGE FORM A 21X28 U 200G, Wires / BIO-EDGE FORM A 16X16 U 160G D, Wires / BIO-EDGE FORM A 16X22 U 160G D, Wires / BIO-EDGE FORM A 17X25 U 200G D, Wires / BIO-EDGE FORM A 16X22 L 240G, Wires / BIO-EDGE FORM A 18X25 L 300G, Wires / BIO-EDGE FORM A 20X20 L 300G, Wires / BIO-EDGE FORM A 16X22 U 240G, Wires / BIO-EDGE FORM A 18X18 U 300G, Wires / BIO-EDGE FORM A 18X25 U 300G, Wires / BIO-EDGE FORM A 20X20 U 300G, Wires / BIO-EDGE FORM B 16X22 L 160G, Wires / BIO-EDGE FORM B 18X25 L 200G, Wires / BIO-EDGE FORM B 16X16 L 160G D, Wires / BIO-EDGE FORM B 16X22 L 160G D, Wires / BIO-EDGE FORM B 17X25 L 200G D, Wires / BIO-EDGE FORM B 16X22 U 160G, Wires / BIO-EDGE FORM B 18X25 U 200G, Wires / BIO-EDGE FORM B 16X16 U 160G D, Wires / BIO-EDGE FORM B 16X22 U 160G D, Wires / BIO-EDGE FORM B 17X25 U 200G D, Wires / BIO-EDGE FORM C 16X16 L 80G, Wires / BIO-EDGE FORM C 16X22 L 80G, Wires / BIO-EDGE FORM C 17X25 L 100G, Wires / BIO-EDGE FORM C 18X18 L 100G, Wires / BIO-EDGE FORM C 18X25 L 100G, Wires / BIO-EDGE FORM C 20X20 L 100G, Wires / BIO-EDGE FORM C 16X16 U 80G, Wires / BIO-EDGE FORM C 16X22 U 80G, Wires / BIO-EDGE FORM C 17X25 U 100G, Wires / BIO-EDGE FORM C 18X18 U 100G, Wires / BIO-EDGE FORM C 18X25 U 100G, Wires / BIO-EDGE FORM C 20X20 U 100G, Wires / BIO-EDGE FORM C 16X16 L 160G, Wires / BIO-EDGE FORM C 16X22 L 160G, Wires / BIO-EDGE FORM C 17X25 L 200G, Wires / BIO-EDGE FORM C 18X18 L 200G, Wires / BIO-EDGE FORM C 18X25 L 200G, Wires / BIO-EDGE FORM C 20X20 L 200G, Wires / BIO-EDGE FORM C 16X16 L 160G D, Wires / BIO-EDGE FORM C 16X22 L 160G D, Wires / BIO-EDGE FORM C 17X25 L 200G D, Wires / BIO-EDGE FORM C 16X16 U 160G, Wires / BIO-EDGE FORM C 16X22 U 160G, Wires / BIO-EDGE FORM C 17X25 U 200G, Wires / BIO-EDGE FORM C 18X18 U 200G, Wires / BIO-EDGE FORM C 18X25 U 200G, Wires / BIO-EDGE FORM C 20X20 U 200G, Wires / BIO-EDGE FORM C 16X16 U 160G D, Wires / BIO-EDGE FORM C 16X22 U 160G D, Wires / BIO-EDGE FORM C 17X25 U 200G D, Wires / BIO-EDGE FORM C 16X22 L 240G, Wires / BIO-EDGE FORM C 16X22 U 240G, Wires / BIO-EDGE FORM D 14X25 160G, Wires / BIO-EDGE FORM D 16X22 160G, Wires / BIO-EDGE FORM D 18X25 200G, Wires / BIO-EDGE FORM D 20X20 200G, Wires / BIO-EDGE FORM E 16X22 L 80G, Wires / BIO-EDGE FORM E 18X25 L 100G, Wires / BIO-EDGE FORM E 16X22 U 80G, Wires / BIO-EDGE FORM E 18X25 U 100G, Wires / BIO-EDGE FORM E 16X22 L 160G, Bracket Legend Mini PLAN 022/UR2 13T 7, Bracket Legend Mini ALEX 022/UR2 7T 9A, Bracket Legend Mini VSLOT 022/UR2 8T 9, Bracket Legend Mini ROTH 022/UR2 8T 9A, Bracket Legend Mini ROTH 022/UR3 2T 10, Bracket Legend Mini MBT 022/UR3 -7T 8A, Bracket Legend Mini PLAN 022/UR3 3T 13, Bracket Legend Mini ROTH 022/UR3 2T10A, Bracket Legend Mini ROTH XT 022/UR3 0T, Bracket Legend Mini AND 022/UR3 -7T 10, Bracket Legend Mini MBT 022/UR3 0T 8A;, Bracket Legend Mini VSLOT 022/UR3 -2T, Bracket Legend Mini BI 022/UR3 0T 7A 0, Bracket Legend Mini PLAN 1 022/UR3 0T;, Bracket Legend Mini GET 022/UR3 0T 11A, Bracket Legend Mini ALEX 022/UR3 -3T 1, Bracket Legend Mini XT 022/UR4&5 -10T, Bracket Legend Mini MBT 022/UR4 -7T 0A, Bracket Legend Mini ROTH 022/UR4 -7T 0, Bracket Legend Mini ROTH 022/UR4 -7T O, Bracket Legend Mini VSLOT 022/UR4 -7T, Bracket Legend Mini ROTH 022/UR5 -7T 0, Bracket Legend Mini MBT 022/UR5 -7T 0A, Bracket Legend Mini BI 022/UR4&5 0T 0A, Bracket Legend Mini ROTH 022/UL1 12T 5, Bracket Legend Mini ROTH XT 022/UL1 17, Bracket Legend Mini MBT 022/UL1 17T 4A, Bracket Legend Mini PLAN 022/UL1 21T 3, Bracket Legend Mini BIO 022/UL1 22T 5A, Bracket Legend Mini ALEX 022/UL1 14T 5, Bracket Legend Mini VSLOT 022/UL1 12T, Bracket Legend Mini PLAN 1 022/UL1 14T, Bracket Legend Mini ROTH 022/LL5 -22T, Bracket Legend Mini VSLOT 022/LL5 -17T, Bracket Legend Mini PLAN 022/LR1&2 -10, Bracket Legend Mini PLAN 1 022/LR1&2 -, Bracket Legend Mini ROTH 022/LR1&2 -1T, Bracket Legend Mini ROTH 022/LR2 -1T 0, Bracket Legend Mini ROTH 022/LR3 -11T, Bracket Legend Mini VSLOT 022/LR3 -5T, Bracket Legend Mini BI 022/LR3 0T 5A 0, Bracket Legend Mini ROTH XT 022/UL2 13, Bracket Legend Mini MBT 022/UL2 10T 8A, Bracket Legend Mini ALEX 022/UL2 7T 9A, Bracket Legend Mini VSLOT 022/UL2 8T 9, Bracket Legend Mini ROTH 022/UL2 8T 9A, Bracket Legend Mini PLAN 022/UL2 13T 7, Bracket Legend Mini ROTH 022/UL3 2T 10, Bracket Legend Mini PLAN 022/UL3 3T 13, Bracket Legend Mini ALEX 022/UL3 -3T 1, Bracket Legend Mini ROTH XT 022/UL3 0T, Bracket Legend Mini AND 022/UL3 -7T 10, Bracket Legend Mini MBT 022/UL3 0T 8A;, Bracket Legend Mini VSLOT 022/UL3 -2T, Bracket Legend Mini BI 022/UL3 0T 7A 0, Bracket Legend Mini PLAN 1 022/UL3 0T;, Bracket Legend Mini GET 022/UL3 0T 11A, Bracket Legend Mini MBT 022/UL3 -7T 8A, Bracket Legend Mini ROTH 022/UL4 -7T 0, Bracket Legend Mini XT 022/UL4&5 -10T, Bracket Legend Mini MBT 022/UL4 -7A 0A, Bracket Legend Mini ROTH 022/UL4 -7T0A, Bracket Legend Mini ROTH 022/UL4 -7T O, Bracket Legend Mini VSLOT 022/UL4 -7T, Bracket Legend Mini MBT 022/UL5 -7T 0A, Bracket Legend Mini ROTH 022/UL5 -7T 0, Bracket Legend Mini BI 022/UL4&5 0T 0A, Bracket Legend Mini PLAN 022/LL1&2 -10, Bracket Legend Mini PLAN 1 022/LL1&2 -, Bracket Legend Mini ROTH 022/LL1&2 -1T, Bracket Legend Mini ROTH 022/LL2 -1T 0, Bracket Legend Mini ROTH 022/LL3 -11T, Bracket Legend Mini ALEX 022/LL3 -7T 6, Bracket Legend Mini BI 022/LL3 0T 5A 0, Bracket Legend Mini MBT 022/LL3 -6T 3A, Bracket Legend Mini MBT 022/LL3 0T 3A;, Bracket Legend Mini PLAN 022/LL3 -14T, Bracket Legend Mini VSLOT 022/LL3 -5T, Bracket Legend Mini PLAN 1 022/LL3 -11, Bracket Legend Mini GET 022/LL3 -3T 3A, Bracket Legend Mini ROTH 022/LL4 -17T, Bracket Legend Mini MBT 022/LL4 -12T 2, Bracket Legend Mini VSLOT 022/LL4 -11T, Bracket Legend Mini WSP 022/LL4 -11T 0, Bracket Legend Mini BI 022/LL4&5 0T 0A, Bracket Legend Mini MBT 022/LL5 -17T 2, Bracket Legend Mini ROTH 018/LL5 -22T, B | KOSLABOR- MEDICAL | 2024-06-21T00:00:00.000+02:00 | GC Orthodontics Europe GmbH Harkortstraße 2 58339 Breckerfeld Germany | 32-214M-0020, 32-214M-0020X, 32-214M-0030, 32-214M-0030X, 32-214M-0034, 32-214M-0034X, 32-214M-0040, 32-214M-0040X, 32-215D-0020, 32-215D-0020X, 32-215M-0010, 32-215M-0010X, 32-215M-0013, 32-215M-0013X, 32-215M-0020, 32-215M-0020X, 32-2210-0010, 32-2210-0010X, 32-2210-0011, 32-2210-0011X, 32-2210-0020, 32-2210-0020X, 32-2210-0027, 32-2210-0027X, 32-2210-0028, 32-2210-0028X, 32-2210-0029, 32-2210-0029X, 32-2210-0030, 32-2210-0030X, 32-2210-0034, 32-2210-0034X, 32-2220-0010, 32-2220-0010X, 32-2220-0020, 32-2220-0020X, 32-2220-0027, 32-2220-0027X, 32-2220-0028, 32-2220-0028X, 32-2220-0030, 32-2220-0030X, 32-2220-0034, 32-2220-0034X, 32-222D-0010, 32-222D-0010X, 32-222D-0030, 32-222D-0030X, 32-2230-0010, 32-2230-0010X, 32-2230-0020, 32-2230-0020X, 32-2230-0027, 32-2230-0027X, 32-2230-0030, 32-2230-0030X, 32-2230-0034, 32-2230-0034X, 32-2230-0040, 32-2230-0040X, 32-223D-0010, 32-223D-0010X, 32-223D-0020, 32-223D-0020X, 32-223D-0021, 32-223D-0021X, 32-223D-0027, 32-223D-0027X, 32-223D-0028, 32-223D-0028X, 32-223D-0030, 32-223D-0030X, 32-223D-0034, 32-223D-0034X, 32-223D-0040, 32-223D-0040X, 32-223D-0075, 32-223D-0075X, 32-2240-0030, 32-2240-0030X, 32-224D-0020, 32-224D-0020X, 32-224M-0010, 32-224M-0010X, 32-2540-0013, 32-2540-0013X, 32-2540-0020, 32-2540-0020X, 32-2540-0034, 32-2540-0034X, 32-2540-0035, 32-2540-0035X, 32-2540-0040, 32-2540-0040X, 32-2550-0010, 32-2550-0010X, 32-2550-0020, 32-2550-0020X, 32-2610-0010, 32-2610-0010X, 32-2610-0011, 32-2610-0011X, 32-2610-0020, 32-2610-0020X, 32-2610-0026, 32-2610-0026X, 32-2610-0030, 32-2610-0030X, 32-2610-0034, 32-2610-0034X, 32-2610-0036, 32-2610-0036X, 32-224M-0013, 32-224M-0013X, 32-224M-0020, 32-224M-0020X, 32-224M-0030, 32-224M-0030X, 32-224M-0034, 32-224M-0034X, 32-224M-0040, 32-224M-0040X, 32-225D-0020, 32-225D-0020X, 32-225M-0010, 32-225M-0010X, 32-225M-0013, 32-225M-0013X, 32-225M-0020, 32-225M-0020X, 32-231D-0010, 32-231D-0010X, 32-2330-0010, 32-2330-0010X, 32-2330-0020, 32-2330-0020X, 32-2330-0027, 32-2330-0027X, 32-2330-0034, 32-2330-0034X, 32-233D-0010, 32-233D-0010X, 32-233D-0020, 32-233D-0020X, 32-233D-0021, 32-233D-0021X, 32-233D-0027, 32-233D-0027X, 32-233D-0028, 32-233D-0028X, 32-233D-0030, 32-233D-0030X, 32-233D-0034, 32-233D-0034X, 32-233D-0040, 32-233D-0040X, 32-2340-0020, 32-2340-0020X, 32-2340-0030, 32-2340-0030X, 32-2340-0073, 32-2340-0073X, 32-234D-0010, 32-234D-0010X, 32-234D-0013, 32-234D-0013X, 32-234D-0020, 32-234D-0020X, 32-234D-0030, 32-234D-0030X, 32-234D-0034, 32-234D-0034X, 32-234D-0040, 32-234D-0040X, 32-234D-0073, 32-234D-0073X, 32-2350-0020, 32-2350-0020X, 32-2350-0073, 32-2350-0073X, 32-235D-0010, 32-235D-0010X, 32-235D-0013, 32-235D-0013X, 32-235D-0020, 32-235D-0020X, 32-235D-0034, 32-235D-0034X, 32-235D-0073, 32-235D-0073X, 32-241D-0010, 32-241D-0010X, 32-2430-0010, 32-2430-0010X, 32-2430-0020, 32-2430-0020X, 32-2430-0027, 32-2430-0027X, 32-2430-0034, 32-2430-0034X, 32-243D-0010, 32-243D-0010X, 32-243D-0020, 32-243D-0020X, 32-243D-0021, 32-243D-0021X, 32-243D-0027, 32-243D-0027X, 32-243D-0028, 32-243D-0028X, 32-243D-0030, 32-243D-0030X, 32-243D-0034, 32-243D-0034X, 32-243D-0040, 32-243D-0040X, 32-2440-0020, 32-2440-0020X, 32-2440-0030, 32-2440-0030X, 32-2440-0073, 32-2440-0073X, 32-244D-0010, 32-244D-0010X, 32-244D-0013, 32-244D-0013X, 32-244D-0020, 32-244D-0020X, 32-244D-0030, 32-244D-0030X, 32-244D-0034, 32-244D-0034X, 32-244D-0040, 32-244D-0040X, 32-244D-0073, 32-244D-0073X, 32-2450-0020, 32-2450-0020X, 32-2450-0073, 32-2450-0073X, 32-245D-0010, 32-245D-0010X, 32-245D-0013, 32-245D-0013X, 32-245D-0020, 32-245D-0020X, 32-245D-0034, 32-245D-0034X, 32-245D-0073, 32-245D-0073X, 32-2540-0010, 32-2540-0010X, 32-143D-0028, 32-143D-0028X, 32-143D-0030, 32-143D-0030X, 32-143D-0034, 32-143D-0034X, 32-143D-0040, 32-143D-0040X, 32-1440-0020, 32-1440-0020X, 32-1440-0022, 32-1440-0022X, 32-1440-0030, 32-1440-0030X, 32-1440-0073, 32-1440-0073X, 32-144D-0010, 32-144D-0010X, 32-144D-0013, 32-144D-0013X, 32-144D-0020, 32-144D-0020X, 32-144D-0027, 32-144D-0027X | Klasa IIa | Braketa, tuba, dhe aksesore qe perdoren ne ortodonci | Pajisje dentare
16755 | Filtek Supreme™ Flowable Restorative Syringes - Resin-Based restorative materials, Filtek Supreme Flowable Restorative - 2-2g A1 Shade Syringe - 20 dispensing tips - Instructions for use, Filtek Supreme Flowable Restorative - 2-2g A2 Shade Syringe - 20 dispensing tips - Instructions for use, Filtek Supreme Flowable Restorative - 2-2g A3 Shade Syringe - 20 dispensing tips - Instructions for use, Filtek Supreme Flowable Restorative - 2-2g A3.5 Shade Syringe - 20 dispensing tips - Instructions for use, Filtek Supreme Flowable Restorative - 2-2g A4 Shade Syringe - 20 dispensing tips - Instructions for use, Filtek Supreme Flowable Restorative - 2-2g B1 Shade Syringe - 20 dispensing tips - Instructions for use, Filtek Supreme Flowable Restorative - 2-2g B2 Shade Syringe - 20 dispensing tips - Instructions for use, Filtek Supreme Flowable Restorative - 2-2g C2 Shade Syringe - 20 dispensing tips - Instructions for use, Filtek Supreme Flowable Restorative - 2-2g D2 Shade Syringe - 20 dispensing tips - Instructions for use, Filtek Supreme Flowable Restorative - 2-2g W Shade Syringe - 20 dispensing tips - Instructions for use, Filtek Supreme Flowable Restorative - 2-2g XW Shade Syringe - 20 dispensing tips - Instructions for use, Filtek Supreme Flowable Restorative - 2-2g OA3 Shade Syringe - 20 dispensing tips - Instructions for use | Diamant Plus | 2024-06-21T00:00:00.000+02:00 | 3M ESPE Dental Products - 2510 Conway Avenue, St. Paul Minnesota 55144-1000, USA | n/a, 6032A1, 6032A2, 6032A3, 6032A3.5, 6032A4, 6032B1, 6032B2, 6032C2, 6032D2, 6032W, 6032XW, 6032OA3 | Klasa IIa | Kompozit per mbushje dentare | Pajisje dentare
16756 | 250mL) Microscan 0.5% N,N-Dimethylalphanaphthylamine , (30mL) Microscan 10% Ferric Chloride, (250mL) Microscan 10% Ferric Chloride, (30mL) Microscan Peptidase, (250mL) Microscan Peptidase, (30mL) Microscan 0.05N Sodium Hydroxide, (250mL) Microscan 0.05N Sodium Hydroxide, (30mL) Microscan HNID Indole Reagent , (30mL) Microscan Xylene, (30mL) Microscan Ehrlich's Reagent, (250mL) MicroScan Mineral Oil, (60mL) MicroScan Mineral Oil, (30mL) MicroScan Kovac's Reagent, (250mL) MicroScan Kovac's Reagent , (1.5g) Microscan Alpha Naphthol, (30mL) Microscan 40% Potassium Hydroxide , (250mL) Microscan 40% Potassium Hydroxide , (30mL) Microscan 0.8% Sulfanilic Acid , (250mL) Microscan 0.8% Sulfanilic Acid, (30mL) Microscan 0.5% N,N-Dimethylalphanaphthylamine | GENIUS SHPK | 2024-06-19T00:00:00.000+02:00 | BECKMAN COULTER INC - 250 SOUTH KRAEMER BLVD. BREA, CALIFORNIA 92821, USA | B1015-45 , B1010-48A , B1015-48 , B1012-30B , B1015-30 , B1015-3 , B1015-42, B1015-15 , B1015-5 , B1015-6 , B1010-40A , B1010-40, B1010-41A, B1010-41, B1010-42A, B1010-43A, B1015-43, B1010-44A , B1010-44 , B1010-45A | In vitro | MicroScan 0,5% N,N-Dimetilalfanaftilamine eshte per perdorim me panelet MicroScan. Produkti eshte nje aksesor IVD, diagnostikues in vitro. MicroScan 0.5% N,N-Dimetilalfanaftilamine eshte nje aksesor diagnostik in vitro i cili ndihmon ne zbulimin e reduktimit te nitrateve per identifikimin cilesor te baktereve. Referojuni udhezimeve te panelit MicroScan Gram Neg ID Panel Type 2, Gram Pos ID Panel Type 3, HNID dhe Rapid Anaerobe ID per metodat e inkubacionit dhe percaktimin e rezultateve, te cilat mund te perfshijne automatizim manual, gjysme te automatizuar ose te plote ne instrumentet MicroScan, MicroScan 10% Ferric Chloride eshte per perdorim me panelet MicroScan. Produkti eshte nje aksesor IVD, diagnostikues in vitro. MicroScan 10% Ferric Chloride eshte nje aksesor diagnostik in vitro i cili ndihmon ne zbulimin e acidit indol piruvik ne testet e Triptofan Deaminazes (TDA) per identifikimin cilesor te baktereve. Referojuni udhezimeve te MicroScan Gram Neg ID Panel Type 2 per metodat e inkubacionit dhe percaktimin e rezultateve, te cilat mund te perfshijne automatizimin manual, gjysme te automatizuar ose te plote ne instrumentet MicroScan., MicroScan Peptidase eshte per perdorim me panelet MicroScan. Produkti eshte nje aksesor IVD, diagnostifikues in vitro. MicroScan Peptidase eshte nje aksesor diagnostik in vitro i cili ndihmon ne zbulimin e 13-naftilamines per identifikimin cilesor te baktereve. Referojuni udhezimeve te panelit MicroScan Gram Pos ID Panel Type 3, HNID, Rapid Anaerobe ID dhe Rapid Yeast ID per metodat e inkubimit dhe percaktimin e rezultateve, te cilat mund te perfshijne automatizimin manual, gjysme te automatizuar ose te plote ne instrumentet MicroScan., MicroScan 0.05N Hidroksidi i Natriumit eshte per perdorim me panelet MicroScan. Produkti eshte nje aksesor IVD, diagnostifikues in vitro. MicroScan 0.05N Hidroksidi i Natriumit eshte nje aksesor diagnostik in vitro i cili nese ekziston enzima e duhur, substrati nitrofenil çahet duke çliruar orto- ose para-nitrofenol. Nese reaksioni ndodh ne nje pH acid, NaOH duhet te shtohet pas inkubimit perpara se te lexohen rezultatet. Referojuni udhezimeve te panelit MicroScan Rapid Yeast ID per metodat e inkubacionit dhe percaktimi i rezultateve, te cilat mund te perfshijne automatizimin manual, gjysme te automatizuar, te plote ne instrumentet MicroScan., MicroScan HNID Indole Reagent eshte per perdorim me panelet MicroScan. Produkti eshte nje aksesor IVD. MicroScan HNID Indole Reagent eshte nje aksesor diagnostik in vitro i cili ndihmon ne zbulimin e indolit per identifikimin cilesor te baktereve. Referojuni udhezimeve te panelit MicroScan HNID per metodat e inkubacionit dhe percaktimin e rezultateve, te cilat mund te perfshijne automatizimin manual, gjysme te automatizuar ose te plote ne instrumentet MicroScan., MicroScan Xylene eshte per perdorim me panelet MicroScan. Produkti eshte nje aksesor IVD, diagnostifikues in vitro. MicroScan Xylene eshte nje aksesor diagnostik in vitro i cili ndihmon ne zbulimin e metabolizmit te triptofanit per identifikimin cilesor te baktereve. Ksyleni e nxjerr indolin nga lengu dhe e perqendron ate, Reagenti Ehrlich reagon me indolin. Referojuni udhezimeve te panelit ID Anaerobe te shpejte te MicroScan per inkubimin manual dhe percaktimin e rezultateve, MicroScan Ehrlich's eshte per perdorim me panelet MicroScan. Produkti eshte nje aksesor IVD. MicroScan Ehrlich's eshte nje aksesor diagnostik in vitro i cili ndihmon ne zbulimin e metabolizmit te triptofanit per identifikimin cilesor te baktereve. Ksyleni e nxjerr indolin nga lengu dhe e perqendron ate, Reagenti Ehrlich reagon me indolin. Referojuni udhezimeve te panelit ID Anaerobe te shpejte te MicroScan per inkubimin manual dhe percaktimin e rezultateve., Vaji Mineral MicroScan eshte per perdorim me panelet MicroScan. Produkti eshte nje aksesor IVD, dianostifikues in vitro. MicroScan Mineral Oil eshte nje aksesor diagnostik in vitro i cili ndihmon si nje shtrese vaji per identifikimin cilesor te baktereve. Referojuni udhezimeve te panelit MicroScan Gram Neg ID Panel Type 2, Gram Pos ID Panel Type 3, HNID dhe Rapid Anaerobe ID per metodat e inkubacionit dhe percaktimin e rezultateve, te cilat mund te perfshijne automatizim manual, gjysme te automatizuar ose te plote ne instrumentet MicroScan. | Pajisje te diagnostifikimit in vitro
, Reagenti i MicroScan Kovac eshte per perdorim me panelet MicroScan. Produkti eshte nje aksesor IVD, in vitro. Reagenti i MicroScan Kovac eshte nje aksesor diagnostik in vitro i cili ndihmon ne zbulimin e metabolizmit te triptofanit per identifikimin cilesor te baktereve. Referojuni udhezimeve te panelit MicroScan Gram Neg ID Panel Type 2 per metodat e inkubacionit dhe percaktimin e rezultateve, te cilat mund te perfshijne automatizimin manual, gjysme te automatizuar ose te plote ne instrumentet MicroScan., MicroScan Alpha Naphthol eshte per perdorim me panelet MicroScan. Produkti eshte nje aksesor IVD, diagnostifikues in vitro. MicroScan Alpha Naphthol eshte nje aksesor diagnostik in vitro i cili ndihmon ne zbulimin e acetoines ne testin Voges-Proskauer (VP) per identifikimin cilesor te baktereve. Referojuni MicroScan Gram Neg ID Panel Type 2, Gram Pos ID Panel Type 3 udhezimet per metodat e inkubacionit dhe percaktimin e rezultateve, te cilat mund te perfshijne automatizimin manual, gjysme te automatizuar ose te plote ne instrumentet MicroScan., MicroScan 40% hidroksid kaliumi eshte per perdorim me panelet MicroScan. Produkti eshte nje aksesor IVD, diagnostifikues in vitro. MicroScan 40% Potassium Hydroxide eshte nje aksesor diagnostik in vitro i cili ndihmon ne zbulimin e acetoines ne testin Voges-Proskauer (VP) per identifikimin cilesor te baktereve. Referojuni MicroScan Gram Neg ID Panel Type 2, Gram Pos ID Panel Type 3 udhezimet per metodat e inkubacionit dhe percaktimin e rezultateve, te cilat mund te perfshijne automatizimin manual, gjysme te automatizuar ose te plote ne instrumentet MicroScan., MicroScan 0.8% Sulfanilic Acid eshte per perdorim me panelet MicroScan. Produkti eshte nje aksesor IVD, diagnostifikues in vitro. MicroScan 0.8% Sulfanilic Acid eshte nje aksesor diagnostik in vitro i cili ndihmon ne zbulimin e reduktimit te nitrateve per identifikimin cilesor te baktereve. Referojuni udhezimeve te panelit MicroScan Gram Neg ID Panel Type 2, Gram Pos ID Panel Type 3, HNID dhe Rapid Anaerobe ID per metodat e inkubimit dhe rezultatet.
16757 | Cordis Diagnostic Guidewires DGW .032 MC STR 150CM TEF AMP, Cordis Diagnostic Guidewires DGW .038 FC J3MM 175CM TEF, Cordis Diagnostic Guidewires DGW .038 FC J3MM 175CM TEF EXT, Cordis Diagnostic Guidewires DGW .038 FC J3MM 175CM TEF FRM, Cordis Diagnostic Guidewires DGW .035 FC J3MM 175CM TEF, Cordis Diagnostic Guidewires DGW .035 FC J3MM 175CM TEF EXT, Cordis Diagnostic Guidewires DGW .035 FC J3MM 175CM TEF FRM, Cordis Diagnostic Guidewires DGW .035 FC J3MM 150CM TEF LT, Cordis Diagnostic Guidewires DGW .038 FC J6MM 150CM TEF, Cordis Diagnostic Guidewires DGW .035 FC J6MM 150CM TEF, Cordis Diagnostic Guidewires DGW.035 FC R1.5MM 150CM PTFE, Cordis Diagnostic Guidewires DGW.035 FC R1.5MM 180CM PTFE, Cordis Diagnostic Guidewires DGW.035 FC STR SS 150CM PTFE, Cordis Diagnostic Guidewires DGW.035 FC STR SS 180CM PTFE, Cordis Diagnostic Guidewires DGW.035 FC J3MM SS 150CM PTFE, Cordis Diagnostic Guidewires DGW.035 FC J3MM SS 180CM PTFE, Cordis Diagnostic Guidewires DGW.035 FC J3MM SS 260CM PTFE, Cordis Steerable Guidewires SGW SHINOBI 180CM, Cordis Steerable Guidewires SGW SHINOBI 300CM, Cordis Steerable Guidewires SGW SHINOBI PLUS 180CM, Cordis Steerable Guidewires SGW SHINOBI PLUS 300 CM, Cordis Steerable Guidewires SGW STAB PLUS .014 180CM ST SS, Cordis Steerable Guidewires SGW STAB PLUS .014 180CM J SS, Cordis Steerable Guidewires SGW STAB PLUS .014 300CM ST SS, Cordis Steerable Guidewires SGW STAB PLUS .014 300CM J SS, Cordis Steerable Guidewires SGW .014 STABILIZER 180cm Support, Cordis Steerable Guidewires SGW .014 STABILIZER 300cm Support, Cordis Steerable Guidewires SGW STABLIZR .014 180CM ST SOF, Cordis Steerable Guidewires SGW STABLIZR .014 180CM J SOFT, Cordis Steerable Guidewires SGW STABLIZR .014 300CM ST SOF, Cordis Steerable Guidewires SGW STABLIZR .014 300CM J SOFT, Cordis Steerable Guidewires SGW STABLIZR .014 180CM ST SS, Cordis Steerable Guidewires SGW STABLIZR .014 180CM J SS, Cordis Steerable Guidewires SGW STABLIZR .014 300CM ST SS, Cordis Steerable Guidewires SGW STABLIZR .014 300CM J SS, Cordis Steerable Guidewires SGW STAB MARKER .014 180 ST SS, Cordis Steerable Guidewires SGW STAB MARKER .014 180 J SS, Cordis Steerable Guidewires SGW STAB MARKER .014 300 ST SS, Cordis Steerable Guidewires SGW STAB MARKER .014 300 J SS, Cordis Steerable Guidewires SGW .014 STABILIZER 180cm Extra Support, Cordis Steerable Guidewires SGW .014 STABILIZER 300cm Extra Support, Cordis Steerable Guidewires SGW STAB XS .014 180CM ST SS, Cordis Steerable Guidewires SGW STAB XS .014 180CM J SS, Cordis Steerable Guidewires SGW STAB XS .014 300CM ST SS, Cordis Steerable Guidewires SGW STAB XS .014 300CM J SS, Cordis Steerable Guidewires SGW REFLEX .012/.014 175CM SS, Cordis Steerable Guidewires SGW REFLEX .012/.014 175CMJ SS, Cordis Steerable Guidewires SGW REFLEX .012/.014 300CM SS, Cordis Steerable Guidewires SGW REFLEX .014 175CM STD, Cordis Steerable Guidewires SGW REFLEX .014 175CM J STD, Cordis Steerable Guidewires SGW REFLEX .014 175CM SOFT, Cordis Steerable Guidewires SGW REFLEX .014 175CM J SOFT, Cordis Steerable Guidewires SGW REFLEX .014 300CM SFT J, Cordis Steerable Guidewires SGW REFLEX .014 175CM SSOFT, Cordis Steerable Guidewires SGW REFLEX .014 175CM J SSOFT, Cordis Steerable Guidewires SGW REFLEX .014 300CM SSOFT, Cordis Steerable Guidewires SGW REFLEX .014 300CM SSFT J, Cordis Steerable Guidewires SGW REFLEX .014 300CM SOFT, Cordis Steerable Guidewires SGW .014 WIZDOM SOFT 180 ST, Cordis Steerable Guidewires SGW .014 WIZDOM SOFT 180 J, Cordis Steerable Guidewires SGW .014 WIZDOM SOFT 300 ST, Cordis Steerable Guidewires SGW .014 WIZDOM SOFT 300 J, Cordis Steerable Guidewires SGW .014 WIZDOM SS 180 ST, Cordis Steerable Guidewires SGW .014 WIZDOM SS 180 J, Cordis Steerable Guidewires SGW .014 WIZDOM SS 300 ST, Cordis Steerable Guidewires SGW .014 WIZDOM SS 300 J, Cordis Short Transition Steerable Guidewires SGW .014 WIZ ST FLOPPY 180 ST, Cordis Short Transition Steerable Guidewires SGW .014 WIZ ST FLOPPY 180 J, Cordis Short Transition Steerable Guidewires SGW .014 WIZ ST FLOPPY 300 ST, Cordis Short Transition Steerable Guidewires SGW .014 WIZ ST FLOPPY 300 J, Cordis Steerable Guidewires SGW ATW .014 J FLOPPY 300CM, Cordis Steerable Guidewires SGW ATW.014 STR FLOPPY 300CM, Cordis Diagnostic Guidewires DGW .035 MC STR 260CM AMP SS, Cordis Diagnostic Guidewires DGW .025 FC J3MM 260CM TEF, Cordis Diagnostic Guidewires DGW .038 FC J3MM 260CM TEF, Cordis Diagnostic Guidewires DGW .038 FC J3MM 260CM TEF FIR, Cordis Diagnostic Guidewires DGW .038 FC J3MM 260CM TEF EXT, Cordis Diagnostic Guidewires DGW .032 FC J3MM 260CM TEF, Cordis Diagnostic Guidewires DGW .035 FC J3MM 260CM TEF, Cordis Diagnostic Guidewires DGW .035 FC J3MM 260CM TEF FRM, Cordis Diagnostic Guidewires DGW .035 FC J3MM 260CM TEF EXT, Cordis Diagnostic Guidewires DGW .018 FC J3MM 260CM TEF, Cordis Diagnostic Guidewires EMERALD GUIDEWIRES (OEM), Cordis Diagnostic Guidewires DGW .038 FC J3MM 150CM TEF, Cordis Diagnostic Guidewires DGW .038 FC J3MM 150CM FIRM, Cordis Diagnostic Guidewires DGW .035 FC J3MM 150CM TEF, Cordis Diagnostic Guidewires DGW .035 FC J3MM 150CM TEF EXT, Cordis Diagnostic Guidewires DGW .035 FC J3MM 150CM TEF HEP, Cordis Diagnostic Guidewires DGW .030 FC J3MM 150CM TEF HD, Cordis Diagnostic Guidewires DGW .025 FC J3MM 150CM TEF, Cordis Diagnostic Guidewires DGW .038 FC J15MM 150CM TEF, Cordis Diagnostic Guidewires DGW .038 FC J15MM 150CM TEF EX, Cordis Diagnostic Guidewires DGW .032 FC J3MM 150CM TEF, Cordis Diagnostic Guidewires DGW .065 FC J6MM 150CM TEF, Cordis Diagnostic Guidewires DGW .038 FC J1.5MM 175CM T HD, Cordis Diagnostic Guidewires DGW .035 FC J1.5MM 175CM T HD, Cordis Diagnostic Guidewires DGW .035 FC J15MM 150CM TEF, Cordis Diagnostic Guidewires DGW .035 FC J15MM 150CM TEF EX, Cordis Diagnostic Guidewires DGW .035 FC J15MM 150CM TEF FI, Cordis Diagnostic Guidewires DGW .025 FC J15MM 150CM TEF, Cordis Diagnostic Guidewires DGW .038 FC STR 125CM TEF, Cordis Diagnostic Guidewires DGW .032 FC STR 125CM TEF, Cordis Diagnostic Guidewires DGW .025 FC STR 125CM TEF, Cordis Diagnostic Guidewires DGW .065 FC STR 150CM TEF, Cordis Diagnostic Guidewires DGW .038 FC STR 150CM TEF, Cordis Diagnostic Guidewires DGW .035 FC STR 150CM TEF, Cordis Diagnostic Guidewires DGW .035 FC 150CM TEF EXT FIRM, Cordis Diagnostic Guidewires DGW .035 FC STR 150CM TEF LT, Cordis Diagnostic Guidewires DGW .038 FC STR 150CM TEF LLT, Cordis Diagnostic Guidewires DGW .035 FC STR 150CM TEF LLT, Cordis Diagnostic Guidewires DGW .032 FC STR 150CM TEF, Cordis Diagnostic Guidewires DGW .025 FC STR 150CM TEF, Cordis Diagnostic Guidewires DGW .038 FC J3MM 150CM SSTEEL, Cordis Diagnostic Guidewires DGW .038 FC STR 260CM TEF, Cordis Diagnostic Guidewires DGW .032 FC STR 260CM TEF, Cordis Diagnostic Guidewires DGW .035 FC STR 260CM TEF, Cordis Diagnostic Guidewires DGW .038 FC STR 220CM TEF, Cordis Diagnostic Guidewires DGW .035 FC STR 220CM TEF, Cordis Diagnostic Guidewires E SJ2/FC/ST/150/.035/T, Cordis Diagnostic Guidewires DGW .035 MC J3MM 125CM TEF AMP, Cordis Diagnostic Guidewires DGW .032 MC J3MM 125CM TEF, Cordis Diagnostic Guidewires DGW .038 MC J3MM 150CM TEF, Cordis Steerable Guidewires SGW .038 MC J3MM 150CM TEF AMP, Cordis Diagnostic Guidewires DGW .035 MC J3MM 150CM TEF, Cordis Diagnostic Guidewires DGW .035 MC J3MM 150CM TEF AMP, Cordis Diagnostic Guidewires DGW .032 MC J3MM 150CM TEF, Cordis Diagnostic Guidewires DGW .032 MC J3MM 150CM TEF AMP, Cordis Diagnostic Guidewires DGW .038 MC J15MM 150CM TEF AM, Cordis Diagnostic Guidewires DGW .035 MC J15MM 150CM TEF AM, Cordis Diagnostic Guidewires DGW .038 MC J15MM 150CM TEF LT, Cordis Diagnostic Guidewires DGW .035 MC J15MM 150CM TEF LT, Cordis Diagnostic Guidewires DGW .038 MC STR 150CM TEF, Cordis Diagnostic Guidewires DGW .035 MC STR 150CM TEF, Cordis Diagnostic Guidewires DGW .035 MC STR 150CM TEF AMP, Cordis Steerable Guidewires ATW Marker Wire Intermediate, 195CM, Straight, 1-Pack, Cordis Steerable Guidewires ATW Marker Wire Intermediate, 195CM, Straight, 5-Pack, Cordis Steerable Guidewires ATW Marker Wire Intermediate, 195CM, J, 5-Pack, Cordis Steerable Guidewires ATW Marker Wire Intermediate, 300CM, Straight, 5-Pack, Cordis Steerable Guidewires ATW Marker Wire Intermediate, 300CM, J, 5-Pack, Cordis Steerable Guidewires ATW Marker Wire Intermediate, 195CM, J, 1-Pack, Cordis Steerable Guidewires ATW Marker Wire Intermediate, 300CM, Straight, 1-Pack, Cordis Steerable Guidewires ATW Marker Wire Intermediate, 300CM, J, 1-Pack, Cordis Steerable Guidewires SGW ATW .014 STR FLOPPY 195CM, Cordis Steerable Guidewires SGW ATW .014 J FLOPPY 195CM, Cordis Steerable Guidewires SGW ATW .014 STR FLOPPY 300CM | AGS Corporation | 2024-06-19T00:00:00.000+02:00 | Cordis Corporation 14201 North West 60th Avenue Miami Lakes Florida 33014 USA | 502-582A, 502-584, 502-584E, 502-584F, 502-585, 502-585E, 502-585F, 502-587, 502-588, 502-589, 502-701, 502-703, 502-704, 502-716, 502-717, 502-726, 502-728, 502-731, 502-733, 502-735, 547-114, 547-114X, 547-214, 547-214X, 507-114, 507-114J, 507-114X, 507-114Y, 507-180S, 507-300S, 507-714, 507-714J, 507-714X, 507-714Y, 507-914, 507-914J, 507-914X, 507-914Y, 518-224, 518-224J, 518-224X, 518-224Y, 527-180E, 527-300E, 527-914, 527-914J, 527-914X, 527-914Y, 502-012C, 502-012CJ, 502-012CX, 502-014A, 502-014AJ, 502-014B, 502-014BJ, 502-014BY, 502-014C, 502-014CJ, 502-014CX, 502-014CY, 502-014X, 512-142, 512-142J, 512-142X, 512-142Y, 512-143, 512-143J, 512-143X, 512-143Y, 537-114, 537-114J, 537-114X, 537-114Y, 595-Y014, 595-M014, 595-ME014, 595-MEJ014, 595-MEX014, 595-MEY014, 595-MJ014, 595-MX014, 595-MY014, 502-442E, 502-452, 502-453, 502-453E, 502-453F, 502-454, 502-455, 502-455E, 502-455F, 502-456, 502-519, 502-520, 502-520F, 502-521, 502-521E, 502-521F, 502-522, 502-524, 502-525, 502-525E, 502-526, 502-530, 502-531, 502-532, 502-533, 502-534, 502-535, 502-535E, 502-535F, 502-536, 502-537, 502-538, 502-539, 502-540, 502-541, 502-542, 502-542E, 502-544, 502-545, 502-546, 502-548, 502-549, 502-550, 502-553, 502-554, 502-555, 502-557, 502-558, 502-560, 502-561, 502-563, 502-568A, 502-569, 502-570, 502-570A, 502-571, 502-571A, 502-572, 502-572A, 502-573A, 502-574A, 502-575, 502-576, 502-580, 502-581, 502-581A, 518-014, 518-E14, 518-EJ14, 518-EX14, 518-EY14, 518-J014, 518-X014, 518-Y014, 595-014, 595-E014, 595-EJ014, 595-EX014, 595-EY014, 595-J014, 595-X014 | Klasa III | Tel angiografik per intervence me mbeshtjellje hidrofilike | Tjeter
16758 | MicroScan Yeast Turbidity Standard , MicroScan 96 Well Tray Lids , MicroScan Seal Strips, MicroScan Cover Trays | GENIUS SHPK | 2024-06-20T00:00:00.000+02:00 | BECKMAN COULTER INC - 250 SOUTH KRAEMER BLVD. BREA, CALIFORNIA 92821, USA | B1015-18, B1018-18 , B1010-51 , B1010-56B | In vitro | MicroScan Yeast Turbidity Standard eshte per perdorim me panelet MicroScan. Produkti eshte nje aksesor IVD, diagnostifikues in vitro. MicroScan Yeast Turbidity Standard eshte nje aksesor diagnostikues in vitro e cila ndihmon ne pergatitjen e inokulumit te suspensionit te majave per identifikim cilesor. Referojuni udhezimeve te panelit MicroScan Rapid Yeast ID per metodat e inkubacionit dhe percaktimin e rezultateve, te cilat mund te perfshijne automatizimin manual, gjysme te automatizuar ose te plote ne instrumentet MicroScan., MicroScan 96 Well Tray Lids jane per perdorim me panelet MicroScan kur perdoren ne instrumentet WalkAway. Produkti eshte nje aksesor IVD, diagnostifikues in vitro. MicroScan 96 Well Tray Lids jane nje aksesor diagnostikues in vitro i cili ndihmon ne inkubimin e paneleve per identifikimin cilesor dhe sasior te AST dhe baktereve. Referojuni udhezimeve te panelit MicroScan per metodat e inokulimit, inkubimit dhe percaktimit te rezultateve, te cilat mund te perfshijne automatizimin manual, gjysme te automatizuar ose te plote ne instrumentet MicroScan., MicroScan Seal Strip eshte per perdorim me panelet MicroScan Neg Identification ose Neg Combo kur panelet inkubohen manualisht. Produkti eshte nje aksesor IVD, diagnostifikues in vitro. Shiritat e vulave MicroScan jane nje aksesor diagnostik in vitro qe ndihmon ne inkubacion panel per identifikimin cilesor bakterial. Shiritat e vulave perdoren vetem me organizma pozitive oksidaze dhe mbulojne puset CIT, MAL, ONPG, TAR, ACE, CET, OF/G dhe OF/B te cilat kerkojne nje mjedis te reduktuar te oksigjenit. Referojuni udhezimeve te panelit MicroScan per metodat e konfigurimit te panelit, inkubimin dhe percaktimin e rezultateve, te cilat mund te perfshijne instrumente manuale ose gjysme te automatizuara te MicroScan., MicroScan Cover Trays eshte per perdorim me panelet MicroScan kur behen manualisht me dore panelet inkubuese. Produkti eshte nje aksesor IVD, diagnostifikues in vitro. MicroScan Cover Trays jane nje aksesor diagnostik in vitro qe ndihmon ne inkubacion panel per AST sasiore dhe cilesore dhe bakteriale dentifikimi. MicroScan Cover Trayse perdoren ne krye te paneleve te grumbulluara per te parandaluar avullimi. Referojuni udhezimeve te panelit MicroScan per konfigurimin e panelit metodat, inkubacioni dhe percaktimi i rezultateve te cilat mund te perfshijne instrumente manuale ose gjysme te automatizuara MicroScan. | Pajisje te diagnostifikimit in vitro
16759 | MicroScan Rapid Indole Reagent-F | GENIUS SHPK | 2024-06-24T00:00:00.000+02:00 | BECKMAN COULTER INC - 250 SOUTH KRAEMER BLVD. BREA, CALIFORNIA 92821, USA | B1015-17 | In vitro | MicroScan Rapid Indole Reagent-F eshte nje aksesor diagnostik in vitro qe ndihmon ne zbulimin e metabolizmit te triptofanit per identifikimin cilesor te baktereve. Reagenti MicroScan Rapid Indole Reagent-F eshte per perdorim me panelet MicroScan. | Pajisje te diagnostifikimit in vitro
16760 | REMISOL Advance v2.3, Upgrade Kit , MSK Kit Server & Client, RADV v2.3 , Software, MSK, Virtual, RADV v2.3 , Software, Upgrade, Virtual, RADV v2.3 | GENIUS SHPK | 2024-06-24T00:00:00.000+02:00 | Normand-Info SASU - 7 rue Frederic Degeorge 62028 Arras CEDEX-France | C88471, C88470, D03525, D03526 | In vitro | Sistemi i Menaxhimit te te Dhenave REMISOL Advance nga Normand Info (Sistemi i Pavarur i Menaxhimit te te Dhenave) mbledh dhe menaxhon te dhenat dhe rrjedhat e punes per sistemet e lidhura, duke perfshire Instrumentet Beckman Coulter, Automations, dhe Sistemet e Informacionit te Laboratorit (LIS). Karakteristikat kryesore te sistemit REMISOL Advance perfshijne: Aftesite e Analizes se te Dhenave, Validimi Automatik i Rezultateve: Siguron saktesine dhe besueshmerine e rezultateve, Kontrolli i Deltes: Monitoron ndryshimet e rendesishme ne rezultatet e pacientit me kalimin e kohes, Testimi Refleks: Kryen automatikisht teste shtese bazuar ne rezultatet fillestare, Kontrolli i Cilesise: Mban standarde te larta per saktesine dhe qendrueshmerine e testeve, Redaktimi i Rezultateve: Lejon korrigjimin ose perditesimin manual te rezultateve, Menaxhimi i te Dhenave: Lehteson arkivimin dhe restaurimin e rezultateve te pacientit per referenca te ardhshme, Konsolidimi i Stacioneve te Punes: Mundeson menaxhimin e deri ne tre instrumenteve Beckman Coulter nga nje konzole e vetme perdoruesi, duke permiresuar efikasitetin dhe lehtesine e perdorimit, Menaxhimi i Rrjedhes se Punes: Optimizon proceset dhe operacionet ne te gjithe sistemet e lidhura, duke rritur produktivitetin e pergjithshem te laboratorit dhe integritetin e te dhenave. | Pajisje te diagnostifikimit in vitro
16761 | VIRTUAL KB UPDATE V2S 9.04 424110 | LABOPHARMA SHPK | 2024-06-24T00:00:00.000+02:00 | Biomerieux SA 376 Chemin de l'Orme 69280 Marcy-l'Etoile France | 424110 | In vitro | Eshte software qe perdoret per te konfiguruar proceset e sistemit te aparatit analizues te mostrave te gjakut Vitek 2. | Pajisje te diagnostifikimit in vitro
16762 | BioHorizons Dental Implants/Tapered Internal Implant, RBT, Laser-Lok, 3.4 x 10.5mm, BioHorizons Dental Implants/Tapered Internal Implant, RBT, Laser-Lok, 3.4 x 12mm, BioHorizons Dental Implants/Tapered Internal Implant, RBT, Laser-Lok, 3.4 x 15mm, BioHorizons Dental Implants/Tapered Internal Implant, RBT, Laser-Lok, 3.4 x 18mm, BioHorizons Dental Implants/Tapered Internal Implant, 3.8 x 9mm, Mountless, RBT+Laser-Lok, BioHorizons Dental Implants/Tapered Internal Implant, 3.8 x 10.5mm, Mountless, RBT+Laser-Lok, BioHorizons Dental Implants/Tapered Internal Implant, 3.8 x 12mm, Mountless, RBT+Laser-Lok, BioHorizons Dental Implants/Tapered Internal Implant, 3.8 x 15mm, Mountless, RBT+Laser-Lok, BioHorizons Dental Implants/Tapered Internal Implant, RBT, Laser-Lok, 3.8 x 18mm, BioHorizons Dental Implants/Tapered Internal Implant, 4.6 x 7.5mm, Mountless, RBT+Laser-Lok, BioHorizons Dental Implants/Tapered Internal Implant, 4.6 x 9mm, Mountless, RBT+Laser-Lok, BioHorizons Dental Implants/Tapered Internal Implant, 4.6 x 10.5mm, Mountless, RBT+Laser-Lok, BioHorizons Dental Implants/Tapered Internal Implant, 4.6 x 12mm, Mountless, RBT+Laser-Lok, BioHorizons Dental Implants/Tapered Internal Implant, 4.6 x 15mm, Mountless, RBT+Laser-Lok, BioHorizons Dental Implants/Tapered Internal Implant, RBT, Laser-Lok, 4.6 x 18mm, BioHorizons Dental Implants/Tapered Internal Implant, 5.8 x 7.5mm, Mountless, RBT+Laser-Lok, BioHorizons Dental Implants/Tapered Internal Implant, 5.8 x 9mm, Mountless, RBT+Laser-Lok, BioHorizons Dental Implants/Tapered Internal Implant, 5.8 x 10.5mm, Mountless, RBT+Laser-Lok, BioHorizons Dental Implants/Tapered Internal Implant, 5.8 x 12mm, Mountless, RBT+Laser-Lok, BioHorizons Dental Implants/Tapered Internal Implant, 5.8 x 15mm, Mountless, RBT+Laser-Lok, BioHorizons Dental Implants/Tapered Internal Implant RBT 3.8 x 9mm, 3.5 Platform, BioHorizons Dental Implants/Tapered Internal Implant RBT 3.8 x 10.5mm, 3.5 Platform, BioHorizons Dental Implants/Tapered Internal Implant RBT3.8 x 12mm, 3.5 Platform, BioHorizons Dental Implants/Tapered Internal Implant RBT3.8 x 15mm, 3.5 Platform, BioHorizons Dental Implants/Tapered Internal Implant RBT4.6 x 7.5mm, 4.5 Platform, BioHorizons Dental Implants/Tapered Internal Implant RBT4.6 x 9mm, 4.5 Platform, BioHorizons Dental Implants/Tapered Internal Implant RBT 4.6 x 10.5mm, 4.5 Platform, BioHorizons Dental Implants/Tapered Internal Implant RBT4.6 x 12mm, 4.5 Platform, BioHorizons Dental Implants/Tapered Internal Implant RBT4.6 x 15mm, 4.5 Platform, BioHorizons Dental Implants/Tapered Internal Implant RBT 5.8 x 7.5mm, 5.7 Platform, BioHorizons Dental Implants/Tapered Internal Implant RBT5.8 x 9mm, 5.7 Platform, BioHorizons Dental Implants/Tapered Internal Implant RBT 5.8 x 10.5mm, S.7 Platform, BioHorizons Dental Implants/Tapered Internal Implant RBT 5.8 x 12mm, 5.7 Platform, BioHorizons Dental Implants/Tapered Internal Implant RBT 5.8 x 15mm, 5.7 Platform, BioHorizons Dental Implants/Tapered Internal Implant, RBT, 3.4x9mm, BioHorizons Dental Implants/Tapered Internal Implant, RBT, 3.4 x 10.5mm, BioHorizons Dental Implants/Tapered Internal Implant, RBT, 3.4x 12mm, BioHorizons Dental Implants/Tapered Internal Implant, RBT, 3.4x 15mm, BioHorizons Dental Implants/Tapered Internal Implant, 3.8 x 9mm, Mountless, RBT, BioHorizons Dental Implants/Tapered Internal Implant, 3.8 x 10.5mm, Mountless, RBT, BioHorizons Dental Implants/Tapered Internal Implant, 3.8 x 12mm, Mountless, RBT, BioHorizons Dental Implants/Tapered Internal Implant, 3.8 x 15mm, Mountless, RBT, BioHorizons Dental Implants/Tapered Internal Implant, 4.6 x 7.5mm, Mountless, RBT, BioHorizons Dental Implants/Tapered Internal Implant, 4.6 x 9mm, Mountless, RBT, BioHorizons Dental Implants/Tapered Internal Implant, 4.6 x 10.5mm, Mountless, RBT, BioHorizons Dental Implants/Tapered Internal Implant, 4.6 x 12mm, Mountless, RBT, BioHorizons Dental Implants/Tapered Internal Implant, 4.6 x 15mm, Mountless, RBT, BioHorizons Dental Implants/Tapered Internal Implant, 5.8 x 7.5mm, Mountless, RBT, BioHorizons Dental Implants/Tapered Internal Implant, 5.8 x 9mm, Mountless, RBT, BioHorizons Dental Implants/Tapered Internal Implant, 5.8 x 10.5mm, Mountless, RBT, BioHorizons Dental Implants/Tapered Internal Implant, 5.8 x 12mm, Mountless, RBT, BioHorizons Dental Implants/Tapered Internal Implant, 5.8 x 15mm, Mountless, RBT, BioHorizons Dental Implants/Tapered Tissue Level Implant, 5.8 x 7.5mm, 5.7 platform, BioHorizons Dental Implants/Tapered Tissue Level Implant, 5.8 x 9mm, 5.7 platform, BioHorizons Dental Implants/Tapered Tissue Level Implant, 5.8 x 10.5mm, 5.7 platform, BioHorizons Dental Implants/Tapered Tissue Level Implant, 5.8 x 12mm, 5.7 platform, BioHorizons Dental Implants/Tapered Tissue Level Implant, 4.6 x 7.5mm, 4.5 platform, BioHorizons Dental Implants/Tapered Tissue Level Implant, 4.6 x 9mr?i, 4.5 platform, BioHorizons Dental Implants/Tapered Tissue Level Implant, 4.6 x 10.5mm, 4.5 platform, BioHorizons Dental Implants/Tapered Tissue Level Implant, 4.6 x 12mm, 4.5 platform, BioHorizons Dental Implants/Tapered Tissue Level Implant, 3.0 x 10.5mm, 3.5 platform, BioHorizons Dental Implants/Tapered Tissue Level Implant, 3.0 x 12mm, 3.5 platform, BioHorizons Dental Implants/Tapered Tissue Level Implant, 3.8 x 7.5mm, 3.5 platform, BioHorizons Dental Implants/Tapered Tissue Level Implant, 3.8 x 9mm, 3.5 platform, BioHorizons Dental Implants/Tapered Tissue Level Implant, 3.8 x 10.5mm, 3.5 platform, BioHorizons Dental Implants/Tapered Tissue Level Implant, 3.8 x 12mm, 3.5 platform, BioHorizons Dental Implants/Tapered Internal Plus Implant, 3.8mm x 9mm, 3.0 Platform, Laser-Lok, BioHorizons Dental Implants/Tapered Internal Plus Implant, 3.8mm x 10.5mm, 3.0 Platform, Laser-Lok, BioHorizons Dental Implants/Tapered Internal Plus Implant, 3.8mm x 12mm, 3.0 Platform, Laser-Lok, BioHorizons Dental Implants/Tapered Internal Plus Implant, 3.8mm x 15mm, 3.0 Platform, Laser-Lok, BioHorizons Dental Implants/Tapered Internal Plus Implant, 4.6mm x 7.5mm, 3.5 Platform, Laser-Lok, BioHorizons Dental Implants/Tapered Internal Plus Implant, 4.6mm x 9mm, 3.5 Platform, Laser-Lok, BioHorizons Dental Implants/Tapered Internal Plus Implant, 4.6mm x 10.5mm, 3.5 Platform, Laser-Lok, BioHorizons Dental Implants/Tapered Internal Plus Implant, 4.6mm x 12mm, 3.5 Platform, Laser-Lok, BioHorizons Dental Implants/Tapered Internal Plus Implant, 4.6mm x 15mm, 3.5 Platform, Laser-Lok, BioHorizons Dental Implants/Tapered Internal Plus Implant, 5.8mm x 7.5mm, 4.5 Platform, Laser-Lok, BioHorizons Dental Implants/Tapered Internal Plus Implant, 5.8mm x 9mm, 4.5 Platform, Laser-Lok, BioHorizons Dental Implants/Tapered Internal Plus Implant, 5.8mm x 10.5mm, 4.5 Platform, Laser-Lok, BioHorizons Dental Implants/Tapered Internal Plus Implant, S.8mm x 12mm, 4.5 Platform, Laser-Lok, BioHorizons Dental Implants/Tapered Internal Plus Implant, 5.8mm x 15mm, 4.5 Platform, Laser-Lok, BioHorizons Dental Implants/Tapered Platform Switch Implant, 3.8 x 9mm, RBT, BioHorizons Dental Implants/Tapered Platform Switch Implant, 3.8 x 10.5mm, RBT, BioHorizons Dental Implants/Tapered Platform Switch Implant, 3.8 x 12mm, RBT, BioHorizons Dental Implants/Tapered Platform Switch Implant, 3.8 x 15mm, RBT, BioHorizons Dental Implants/Tapered Platform Switch Implant, 4.6 x 7.5mm, RBT, BioHorizons Dental Implants/Tapered Platform Switch Implant, 4.6 x 9mm, RBT, BioHorizons Dental Implants/Tapered Platform Switch Implant, 4.6 x 10.5mm, RBT, BioHorizons Dental Implants/Tapered Platform Switch Implant, 4.6 x 12mm, RBT, BioHorizons Dental Implants/Tapered Platform Switch Implant, 4.6 x 15mm, RBT, BioHorizons Dental Implants/Tapered Platform Switch Implant, 5.8 x 7.5mm, RBT, BioHorizons Dental Implants/Tapered Platform Switch Implant, 5.8 x 9mm, RBT, BioHorizons Dental Implants/Tapered Platform Switch Implant, 5.8 x 10.5mm, RBT, BioHorizons Dental Implants/Tapered Platform Switch Implant, 5.8 x 12mm, RBT, BioHorizons Dental Implants/Tapered Platform Switch Implant, 5.8 x 15mm, RBT, BioHorizons Dental Implants/3.8mm x 9mm Tapered Pro Implant, Laser-Lok, RBT, BioHorizons Dental Implants/3.8mm x 10.5mm Tapered Pro Implant, Laser-Lok, RBT, BioHorizons Dental Implants/3.8mm x 12mm Tapered Pro Implant, Laser-Lok, RBT, BioHorizons Dental Implants/3.8mm x 15mm Tapered Pro Implant, Laser-Lok, RBT, BioHorizons Dental Implants/3.8mm x 18mm Tapered Pro Implant, Laser-Lok, RBT, BioHorizons Dental Implants/4.2mm x 9mm Tapered Pro Implant, Laser-Lok, RBT, BioHorizons Dental Implants/4.2mm x 10.5mm Tapered Pro Implant, Laser-Lok, RBT, BioHorizons Dental Implants/4.2mm x 12mm Tapered Pro Implant, Laser-Lok, RBT, BioHorizons Dental Implants/4.2mm x 15mm Tapered Pro Implant, Laser-Lok, RBT, BioHorizons Dental Implants/4.2mm x 18mm Tapered Pro Implant, Laser-Lok, RBT, BioHorizons Dental Implants/4.6mm x 9mm Tapered Pro Implant, Laser-Lok, RBT, BioHorizons Dental Implants/4.6mm x 10.5mm Tapered Pro Implant, Laser-Lok, RBT, BioHorizons Dental Implants/4.6mm x 12mm Tapered Pro Implant, Laser-Lok, RBT, BioHorizons Dental Implants/4.6mm x 15mm Tapered Pro Implant, Laser-Lok, RBT, BioHorizons Dental Implants/4.6 x 18mm Tapered Pro Implant, Laser-Lok, RBT, BioHorizons Dental Implants/5.2mm x 9mm Tapered Pro Implant, Laser-Lok, RBT, BioHorizons Dental Implants/5.2mm x 10.5mm Tapered Pro Implant, Laser-Lok, RBT, BioHorizons Dental Implants/5.2mm x 12mm Tapered Pro Implant, Laser-Lok, RBT, BioHorizons Dental Implants/5.2mm x 15mm Tapered Pro Implant, Laser-Lok, RBT, BioHorizons Dental Implants/Tapered Short Implant, Laser-Lok, 4.6 x 6.0mm, 3.5mm Platform, BioHorizons Dental Implants/Tapered Short Implant, Laser-Lok, 4.6 x 7.5mm, 3.5mm Platform, BioHorizons Dental Implants/Tapered Short Implant, Laser-Lok, 5.8 x 6.0mm, 4.5mm Platform, BioHorizons Dental Implants/Tapered Short Implant, Laser-Lok, 5.8 x 7.5mm, 4.5mm Platform, BioHorizons Dental Implants/4.2mm x 15mm Tapered PTG Implant, Laser-Lok, RBT, BioHorizons Dental Implants/3.3 x 10.5mm Implant, Grey Platform, Ossean, Blossom, BioHorizons Dental Implants/3.3 x 12mm Implant, Grey Platform, Ossean, Blossom, BioHorizons Dental Implants/3.3 x 15mm Implant, Grey Platform, Ossean, Blossom, BioHorizons Dental Implants/3.8 x 9mm Implant, Grey Platform, Ossean, Blossom, BioHorizons Dental Implants/3.8 x 10.5mm Implant, Grey Platform, Ossean, Blossom, BioHorizons Dental Implants/3.8 x 12mm Implant, Grey Platform, Ossean, Blossom, BioHorizons Dental Implants/3.8 x 15mm Implant, Grey Platform, Ossean, Blossom, BioHorizons Dental Implants/4.2 x 9mm Implant, Yellow Platform, Ossean, Blossom, BioHorizons Dental Implants/4.2 x 10.5mm Implant, Yellow Platform, Ossean, Blossom, BioHorizons Dental Implants/4.2 x 12mm Implant, Yellow Platform, Ossean, Blossom, BioHorizons Dental Implants/4.2 x 15mm Implant, Yellow Platform, Ossean, Blossom, BioHorizons Dental Implants/5.0 x 7.5mm Implant, Yellow Platform, Ossean, Blossom, BioHorizons Dental Implants/5.0 x 9mm Implant, Yellow Platform, Ossean, Blossom, BioHorizons Dental Implants/5.0 x 10.5mm Implant, Yellow Platform, Ossean, Blossom, BioHorizons Dental Implants/5.0 x 12mm Implant, Yellow Platform, Ossean, Blossom, BioHorizons Dental Implants/5.0 x 15mm Implant, Yellow Platform, Ossean, Blossom, BioHorizons Dental Implants/3.8mm x 9mm Tapered Pro Implant, RBT, BioHorizons Dental Implants/3.8mm x 10.5mm Tapered Pro Implant, RBT, BioHorizons Dental Implants/3.8mm x 12mm Tapered Pro Implant, RBT, BioHorizons Dental Implants/3.8mm x 15mm Tapered Pro Implant, RBT, BioHorizons Dental Implants/3.8mm x 18mm Tapered Pro Implant, RBT, BioHorizons Dental Implants/4.2mm x 9mm Tapered Pro Implant, RBT, BioHorizons Dental Implants/4.2mm x 10.5mm Tapered Pro Implant, RBT, BioHorizons Dental Implants/4.2mm x 12mm Tapered Pro Implant, RBT, BioHorizons Dental Implants/4.2mm x 15mm Tapered Pro Implant, RBT, BioHorizons Dental Implants/4.2mm x 18mm Tapered Pro Implant, RBT, BioHorizons Dental Implants/4.6mm x 9mm Tapered Pro Implant, RBT, BioHorizons Dental Implants/4.6mm x 10.5mm Tapered Pro Implant, RBT, BioHorizons Dental Implants/4.6mm x 12mm Tapered Pro Implant, RBT, BioHorizons Dental Implants/4.6mm x 15mm Tapered Pro Implant, RBT, BioHorizons Dental Implants/4.6 x 18mm Tapered Pro Implant, RBT, BioHorizons Dental Implants/5.2mm x 9mm Tapered Pro Implant, RBT, BioHorizons Dental Implants/5.2mm x 10.5mm Tapered Pro Implant, RBT, BioHorizons Dental Implants/5.2mm x 12mm Tapered Pro Implant, RBT, BioHorizons Dental Implants/5.2mm x 15mm Tapered Pro Implant, RBT, BioHorizons Dental Implants/Tapered Internal Implant RBT, Laser-Lok 3.8 x9mm, 3.5 Platform, BioHorizons Dental Implants/Tapered Internal Implant RBT, Laser-Lok 3.8 x 10.5mm, 3.5 Platform, BioHorizons Dental Implants/Tapered Internal Implant RBT, Laser-Lok 3.8 x 12mm, 3.5 Platform, BioHorizons Dental Implants/Tapered Internal Implant RBT, Laser-Lok 3.8 x 15mm, 3.5 Platform, BioHorizons Dental Implants/Tapered Internal Implant RBT, Laser-Lok4.6 x7.5mm, 4.5 Platform, BioHorizons Dental Implants/Tapered Internal Implant RBT, Laser-Lok 4.6 x 9mm, 4.5 Platform, BioHorizons Dental Implants/Tapered Internal Implant RBT, Laser-Lok4.6 x 10.5mm, 4.5 Platform, BioHorizons Dental Implants/Tapered Internal Implant RBT, Laser-Lok 4.6 x 12mm, 4.5 Platform, BioHorizons Dental Implants/Tapered Internal Implant RBT, Laser-Lok 4.6 x 15mm, 4.5 Platform, BioHorizons Dental Implants/Tapered Internal Implant RBT, Laser-Lok 5.8 x 7.5mm, 5.7 Platform, BioHorizons Dental Implants/Tapered Internal Implant RBT, Laser-Lok 5.8 x 9mm, 5.7 Platform, BioHorizons Dental Implants/Tapered Internal Implant RBT, Laser-Lok 5.8 x 10.5mm, 5.7 Platform, BioHorizons Dental Implants/Tapered Internal Implant RBT, Laser-Lok 5.8 x 12mm, 5.7 Platform, BioHorizons Dental Implants/Tapered Internal Implant RBT, Laser-Lok 5.8 x 15mm, 5.7 Platform, BioHorizons Dental Implants/Tapered Internal Implant, 3.0 x 10.5mm, Mountless, RBT+Laser-Lok, BioHorizons Dental Implants/Tapered Internal Implant, 3.0 x 12mm, Mountless, RBT+Laser-Lok, BioHorizons Dental Implants/Tapered Internal Implant, 3.0 x 15mm, Mountless, RBT+Laser-Lok, BioHorizons Dental Implants/Tapered Internal Implant, RBT, Laser-Lok, 3.4 x 9mm | EURODENTA | 2024-06-24T00:00:00.000+02:00 | BioHorizons Implant Systems, Inc. 2300 Riverchase Center , Birmingham ,AL 35244 USA | TLX3410, TLX3412, TLX3415, TLX3418, TLX3809, TLX3810, TLX3812, TLX3815, TLX3818, TLX4607, TLX4609, TLX4610, TLX4612, TLX4615, TLX4618, TLX5807, TLX5809, TLX5810, TLX5812, TLX5815, TMR3809, TMR3810, TMR3812, TMR3815, TMR4607, TMR4609, TMR4610, TMR4612, TMR4615, TMR5807, TMR5809, TMR5810, TMR5812, TMR5815, TRX3409, TRX3410, TRX3412, TRX3415, TRX3809, TRX3810, TRX3812, TRX3815, TRX4607, TRX4609, TRX4610, TRX4612, TRX4615, TRX5807, TRX5809, TRX5810, TRX5812, TRX5815, TTLB5807, TTLB5809, TTLB5810, TTLB5812, TTLG4607, TTLG4609, TTLG4610, TTLG4612, TTLY3010, TTLY3012, TTLY3807, TTLY3809, TTLY3810, TTLY3812, TLXP3809, TLXP3810, TLXP3812, TLXP3815, TLXP4607, TLXP4609, TLXP4610, TLXP4612, TLXP4615, TLXP5807, TLXP5809, TLXP5810, TLXP5812, TLXP5815, TRXP3809, TRXP3810, TRXP3812, TRXP3815, TRXP4607, TRXP4609, TRXP4610, TRXP4612, TRXP4615, TRXP5807, TRXP5809, TRXP5810, TRXP5812, TRXP5815, BTA3809, BTA3810, BTA3812, BTA3815, BTA3818, BTA4209, BTA4210, BTA4212, BTA4215, BTA4218, BTA4609, BTA4610, BTA4612, BTA46I5, BTA4618, BTA5209, BTA5210, BTA5212, BTA5215, TSL4606, TSL4607, TSL5806, TSL5807, PTG4215, PTG4218, IL-3310, IL-3312, IL-3315, IL-3809, IL-3810, IL-3812, IL-3815, IL-4209, IL-4210, IL-4212, IL-4215, IL-5007, IL-5009, IL-5010, IL-5012, IL-5015, BTR3809, BTR3810, BTR3812, BTR3815, BTR3818, BTR4209, BTR4210, BTR4212, BTR4215, BTR4218, BTR4609, BTR4610, BTR4612, BTR4615, BTR4618, BTR5209, BTR5210, BTR5212, BTR5215, TLR3809, TLR3810, TLR3812, TLR3815, TLR4607, TLR4609, TLR4610, TLR4612, TLR4615, TLR5807, TLR5809, TLR5810, TLR5812, TLR5815, TLX3010, TLX3012, TLX3015, TLX3409 | Klasa IIb | Implante dentare | Pajisje dentare
16763 | IOM ELECTRODES/HOOKWIRE/N-HW/Disposable sterile needle electrode | O.E.S DISTRIMED | 2024-06-24T00:00:00.000+02:00 | SGM d.o.o. , G. Novaka 22, 21000 Split, CROATIA | PHW-30-40-05-11 | Klasa IIa | Elektroda per neurodiagnostikim | Pajisje nje perdorimeshe
16764 | Medical Video Endoscope Single Use Flexible Video Ureteroscope, Medical Video Endoscope Single Use Flexible Video Bronchoscope | AGS Corporation | 2024-06-24T00:00:00.000+02:00 | Zhuhai Pusen Medical Technology Co, Ltd. 5/F, Building 1, No 33, Keji San Road, High-tech Zone, Tangjiawan Town , 519085 Zhuhai, Guangdong, China | PU3022A, PU3022, PU3033A, BF220-312S/R, BF220-528S/R | Klasa IIa | Ureteroskop nje perdorimesh fleksibel per video endoskopi mjekesore, Bronkoskop nje perdorimesh fleksibel per video endoskopi mjekesore | Pajisje nje perdorimeshe
16765 | BRIGHT FLOW CORE DC 5ml Opaque A2, BRIGHT FLOW CORE DC 5ml Universal, BRIGHT FLOW CORE DC 5ml White, BRIGHT FLOW CORE DC 5ml Dentine, BRIGHT FLOW CORE DC 5ml Blue, BRIGHT FLOW CORE DC 5ml Opaque A3, BRIGHT FLOW CORE DC 25ml Opaque A2, BRIGHT FLOW CORE DC 25ml Universal, BRIGHT FLOW CORE DC 25ml White, BRIGHT FLOW CORE DC 25ml Dentine, BRIGHT FLOW CORE DC 25ml Blue, BRIGHT FLOW CORE DC 25ml Opaque A3, BRIGHT FLOW CORE DC 5ml x 50 Universal, BRIGHT FLOW CORE DC 500g Opaque A2, BRIGHT FLOW CORE DC 500g Universal, BRIGHT FLOW CORE DC 500g White, BRIGHT FLOW CORE DC 500g Blue, BRIGHT FLOW CORE DC 500g Opaque A3, BRIGHT FLOW CORE DC 1.5Kg Opaque A2, BRIGHT FLOW CORE DC 1.5Kg Universal, BRIGHT FLOW CORE DC 1.5Kg White, BRIGHT FLOW CORE DC 1.5Kg Blue, BRIGHT FLOW CORE DC 1.5Kg Opaque A3, BRIGHT FLOW CORE DC 5ml x 50 syr. Opaque A2, BRIGHT FLOW CORE DC 5ml x 50 syr. Universal, BRIGHT FLOW CORE DC 5ml x 50 syr. White, BRIGHT FLOW CORE DC 5ml x 50 syr. Blue, BRIGHT FLOW CORE DC 5ml x 50 syr. Opaque A3, BRIGHT FLOW CORE DC 25ml x 50 Opaque A2, BRIGHT FLOW CORE DC 25ml x 50 Universal, BRIGHT FLOW CORE DC 25ml x 50 White, BRIGHT FLOW CORE DC 25ml x 50 Blue, BRIGHT FLOW CORE DC 25ml x 50 Opaque A3 | Primary Dental | 2024-06-25T00:00:00.000+02:00 | DMP Dental Industry S.A., Kalyvion Avenue, Markopoulo Industrial Zone, 19003 Attiki, Greece | 120112304, 120112319, 120112320, 120112321, 120112323, 120112327, 120112504, 120112519, 120112520, 120112521, 120112523, 120112527, 120112419, 440119104, 440119119, 440119120, 440119123, 440119127, 440119204, 440119219, 440119220, 440119223, 440119227, 440118604, 440118619, 440118620, 440118623, 440118627, 440118804, 440118819, 440118820, 440118823, 440118827 | Klasa IIa | Material restaurativ me zhvillim te dyfishte, ne trajte te rrjedhshme per ndertim strukture dentare | Pajisje dentare
16766 | ETCHING GEL 1.2ml, ETCHING GEL 2ml, ETCHING GEL 3ml, ETCHING GEL 10ml, ETCHING GEL 50ml + 3 syringes, ETCHING GEL 1.2ml x 4, ETCHING GEL 3ml x 3, ETCHING GEL 3ml x 4, ETCHING GEL 2.5Kg, ETCHING GEL 10Kg, ETCHING GEL 15Kg, ETCHING GEL 3ml x 50, ETCHING GEL 1.2ml x 50 | Primary Dental | 2024-06-25T00:00:00.000+02:00 | DMP Dental Industry S.A., Kalyvion Avenue, Markopoulo Industrial Zone, 19003 Attiki, Greece | 130101001, 130101002, 130101003, 130101010, 130101050, 130101011, 130101008, 130101007, 470111000, 470112000, 470113000, 470121100, 470122100 | Klasa IIa | Acid ne trajte xheli per trajtimin dhe pergatitjen e siperfaqes dhembore | Pajisje dentare
16767 | SINGLE BONDING 1ml, SINGLE BONDING 3ml, SINGLE BONDING 5ml, MAGNABOND SE 5ml, MAGNABOND UNIVERSAL 5ml, MAGNABOND UNIVERSAL DCA 5ml, MAGNABOND UNIVERSAL 0.10ml x 50, MAGNABOND UNIVERSAL 0.20ml x 50, MAGNABOND UNIVERSAL 0.10ml x 3, MAGNABOND UNIVERSAL 0.20ml x 3, SINGLE BONDING 500g, MAGNABOND SE 500g, MAGNABOND UNIVERSAL 500g, MAGNABOND UNIVERSAL DCA 500g, SINGLE BONDING 1.5Kg, MAGNABOND SE 1.5Kg, MAGNABOND UNIVERSAL 1.5Kg, MAGNABOND UNIVERSAL DCA 1.5Kg, SINGLE BONDING 5ml x 50, MAGNABOND SE 5ml x 50, MAGNABOND UNIVERSAL 5ml x 50, MAGNABOND UNIVERSAL DCA 5ml x 50 | Primary Dental | 2024-06-25T00:00:00.000+02:00 | DMP Dental Industry S.A., Kalyvion Avenue, Markopoulo Industrial Zone, 19003 Attiki, Greece | 130106001, 130106003, 130106005, 130104005, 130105005, 130107005, 130105150, 130105250, 130105103, 130105203, 480119100, 480129100, 480139100, 480149100, 480119200, 480129200, 480139200, 480149200, 480118400, 480128400, 480138400, 480148400 | Klasa IIa | Agjent bondues per ngjitjen e materialeve restorative ne strukturen e dhembit | Pajisje dentare
16768 | Manifolds | O.E.S DISTRIMED | 2024-06-26T00:00:00.000+02:00 | Beijing Demax Medical Technology Co.Ltd A13-7,Jingshengnansi Street,Tongzhou district,101102 Beijing,P.R.China | DMK-T-01, DMK-T-02, DMK-T-03 | Klasa IIa | Rubinet mjekesor per lidhjen midis pajisjeve dhe kontrollin e rrjedhjes gjate procedurave te PTCA | Pajisje nje perdorimeshe
16769 | Medtronic Rotation Tool Kit | O.E.S DISTRIMED | 2024-06-26T00:00:00.000+02:00 | Medtronic, Inc. 710 Medtronic Parkway Minneapolis MN 55432 USA | 6056 | Klasa III | Aksesor ,kit rrotullues per heqjen apo zgjatjen e elektrodave spirale transvenoze | Pajisje nje perdorimeshe
16770 | SLIT LAMP SL-D301 | O.E.S DISTRIMED | 2024-07-09T00:00:00.000+02:00 | TOPCON CORPORATION Address:75-1,Hasunuma-cho,Itabashi-ku,Tokyo,174-8580,JAPAN | 447039901 | Klasa I | Llampe biomikroskopi per ekzaminimin e syrit | Instrumenta shumeperdorimeshe
16771 | AUTO CHART PROJECTOR ACP-8 (TYPE:EM) | O.E.S DISTRIMED | 2024-07-09T00:00:00.000+02:00 | TOPCON CORPORATION Address:75-1,Hasunuma-cho,Itabashi-ku,Tokyo,174-8580,JAPAN | 424147717, 424147727, 424147757, 424147736 | Klasa I | Projektor grafik automatik - përdorim në okulistikë | Pajisje nje perdorimeshe
16772 | HENSON 9000/Henson 9000 | O.E.S DISTRIMED | 2024-07-09T00:00:00.000+02:00 | VISIA imaging S.r.l. Via Martiri della Libertà, 95/e 52027 San Giovanni Valdarno (AR) ITALY | HENSON9000 | Klasa I | Perimeter automatik,pajisje diagnostikuese okulistike | Instrumenta shumeperdorimeshe
16773 | Table Instruments | O.E.S DISTRIMED | 2024-07-09T00:00:00.000+02:00 | ANTONI CARLES, S.A Volta dels Garrofers, 41-42, Pol. Ind. Els Garrofers, 08340-Vilassar de Mar, Barcelona, SPAIN | ATE-700PC Box, ATE-800, ATE-S, ATE-300, ATE-600, ATE-650, ATE-700 | Klasa I | tavoline per instrumentet oftalmike | Instrumenta shumeperdorimeshe
16774 | Medical Bandages | MONTAL | 2024-07-09T00:00:00.000+02:00 | Hospital & Homecare Medical Device Co., Ltd. China No.12 Plant, Phase II, Standard Plant, Gaochun Economic Development Zone, 211300 Nanjing, Jiangsu Province, PEOPLE'S REPUBLIC OF CHINA SRN: CN-MF-000032014 | MC7, MC7a, MC7b, MC7c, MC7d, MC8, MC8a, MC18, MC198, MC199, MC200, MC201, MC202, MC203, MC204a, MC204b, MC205, MC206, MC207, MC208, MC209, MC210, MC211, Customized Size | Klasa I | Përdoren zakonisht për të trajtuar ndrydhjet dhe lëndimet e tjera. | Pajisje nje perdorimeshe
16775 | Isolation Gown | MONTAL | 2024-07-09T00:00:00.000+02:00 | Hospital & Homecare Medical Device Co., Ltd. China No.12 Plant, Phase II, Standard Plant, Gaochun Economic Development Zone, 211300 Nanjing, Jiangsu Province, PEOPLE'S REPUBLIC OF CHINA SRN: CN-MF-000032014 | MC121a, MC121b, MC122a, MC122b, MC123, MC124a, MC124b, MC124c, MC124d, MC124e, MC124f, MC125a, MC125b, MC125c | Klasa I | Veshje mbrojtese ne forme pelerine per punonjesit e kujdesit shendetesor dhe pacientet qe jane te rezikuar nga kontaminimi i lengjeve trupore dhe mikro-organizmave , Veshje mbrojtese ne forme kostumi per punonjesit e kujdesit shendetesor dhe pacientet qe jane te rrezikuar nga kontaminimi i lengjeve trupore dhe mikro-organizmave , Veshje mbrojtese ne forme kominoshe per punonjesit e kujdesit shendetesor dhe pacientet qe jane te rrezikuar nga kontaminimi i lengjeve trupore dhe mikro-organizmave , Veshje mbrojtese ne forme perparese per punonjesit e kujdesit shendetesor dhe pacientet qe jane te rrezikuar nga kontaminimi i lengjeve trupore dhe mikro-organizmave | Pajisje nje perdorimeshe
16776 | Shoe Cover | MONTAL | 2024-07-09T00:00:00.000+02:00 | Hospital & Homecare Medical Device Co., Ltd. China No.12 Plant, Phase II, Standard Plant, Gaochun Economic Development Zone, 211300 Nanjing, Jiangsu Province, PEOPLE'S REPUBLIC OF CHINA SRN: CN-MF-000032014 | MC117.1, MC117.2, MC117.3, MC117.4, MC117.5, MC117.6, MC117.7, MC117.8, MC117.9, MC117.10, MC117.11, MC117.12, MC118.1, MC118.2, MC118.3, MC118.4, MC118.5, Customized Size | Klasa I | Mbulesat e këpucëve ndihmojnë në ruajtjen e pastërtisë dhe ruajtjen e sterilitetit të paprekur në çdo vend ku është e rëndësishme të siguroheni që dyshemeja të jetë e pastër | Pajisje nje perdorimeshe
16777 | Urine Drainage Bag | MONTAL | 2024-07-09T00:00:00.000+02:00 | Hospital & Homecare Medical Device Co., Ltd. China No.12 Plant, Phase II, Standard Plant, Gaochun Economic Development Zone, 211300 Nanjing, Jiangsu Province, PEOPLE'S REPUBLIC OF CHINA SRN: CN-MF-000032014 | MW37a, MW37b, MW37c, MW37d, MW38a, MW38b, MW38c, MW38d, MW38e, MW38f, MW38g, MW38h, MW38i, MW39a, MW39b, MW39c, MW39d, MW39e, MW39f, MW39g, MW39h, MW39i, MW39j, MW39k, MW39l, MW39m, MW39n, MW39o, MW39p, MW39q, MW39r, MW40a, MW40b, MW40c, MW40d, MW40e, MW41a, MW41b, MW42a, MW42b, MW43, MW44a, MW44b, MW44c, MW44d, MW45a, MW45b, MW45c, MW45d, MW45e | Klasa I | Qeset e grumbullimit të urinës janë krijuar për të mbledhur urinën e derdhur nga fshikëza përmes një kateteri. | Pajisje nje perdorimeshe
16778 | Dental Adhesives - Adapter™ Scotchbond™ Multi-Purpose Adhesive, Kits - Dental Adhesives - Adapter™ Scotchbond™ Multi-Purpose System, 1-8 ml Adapter™ Scotchbond™ Multi-Purpose Primer, 1-8 ml Adapter™ Scotchbond™ Multi-Purpose Adhesive, 2-3 ml Scotchbond™ Universal Etchant, 3 color-coded applicator handles, 1 bag (25 each) Etchant dispensing tips, 1 bag (60 each) Applicator brushes, 3 well mix tray, instructions for use, Refills - Adapter™ Scotchbond™ Multi-Purpose Primer, Refills - Adapter™ Scotchbond™ Multi-Purpose Adhesive | Diamant Plus | 2024-06-21T00:00:00.000+02:00 | 3M ESPE Dental Products - 2510 Conway Avenue, St. Paul Minnesota 55144-1000, USA | n/a, 7540S, 7542, 7543 | Klasa IIa | Bond per ngjitje ne procedura dentistrie | Pajisje dentare
16779 | Pipette Tips, Secondary Round Bottom Tubes, Secondary Tube Caps, DxA Automation System, DxA 5000, DxA 5000 Fit, Universal Push Cap | GENIUS SHPK | 2024-06-10T00:00:00.000+02:00 | BECKMAN COULTER BIOMEDICAL GMBH - SAUERBRUCHSTR 50, 81377 MUNICH, GERMANY | C48130, C48131, C48134, B87352, C27703 | In vitro | Material konsumi ndihmese in vitro, gjate punes per kryerjen e analizave me DxA 5000., Instrument mjeksor in vitro diagnostifikues DxA 5000 eshte nje sistem i larte i perpunimit te mostrave, modular dhe automatizuar qe kryen procesimin dhe ruajtjen paraprake dhe pas analitike te mostrave. Sistemi i automatizuar gjithashtu rendit, drejton dhe paraqet tubat e mostrave per analize tek analizatoret. DxA 5000 gjithashtu konsolidon nje game te gjere pajisjesh analitike, si analizues imunologjik, ne nje stacion te unifikuar. | Pajisje te diagnostifikimit in vitro
16780 | Medical Monitor | ALBAPHOTO | 2024-07-11T00:00:00.000+02:00 | LG Electronics Inc. 168, Suchul-daero, Gumi-si, Gyeongsangbuk-do, 39368 Republic of Korea | 27HK510S | Klasa I | Monitor mjekësor ka për qëllim të ofrojë ekrane video me ngjyra dhe imazhe nga pajisjet mjekësore, të cilat përfshijnë sisteme laparoskopi dhe endoskopie për kirurgji dhe sisteme të ndryshme të imazhit mjekësor. | Tjeter
16781 | CO₂ Absorbent (Soda Lime USP with indicator) 5 kg Pack size | T R I M E D | 2024-07-15T00:00:00.000+02:00 | J. Mitra & Bros. E-30, Industrial Area, Sonepat - 131 001 Haryana, India | CO₂ Absorbent (Soda Lime USP with indicator) 5 kg Pack size | Klasa I | CO₂ Absorbent (Soda Lime USP with indicator), një përzierje hidroksid kalciumi me hidroksid natriumi, është pajisje mjekësore që ka për qëllim të përthithë jo më pak se 20% të peshës së tij të dioksidit të karbonit (CO₂). Titan Yellow përdoret si indikator dhe i bën kokrrat të ndryshojnë ngjyrë nga e bardhë në rozë pas përthithjes së CO₂. | Tjeter
16782 | HEPA FILTER (140130), BACTERIAL FILTER - ELITE (140201), BACTERIAL FILTER WITH HMEF FILTER - ELITE (140210), BACTERIAL FILTER WITH HME FILTER - ELITE (140220), BACTERIAL FILTER (140101), BACTERIAL FILTER WITH HMEF FILTER (140110), BACTERIAL FILTER WITH HME FILTER (140120) | T R I M E D | 2024-06-27T00:00:00.000+02:00 | Plasti-med Plastik Medikal Ürünleri San. Ve Tic. Ltd. Şti. Deri OSB Mah. Yan Sanayi Cad. No:13 Tuzla/İSTANBUL, TÜRKİYE | HEPA FILTER (140130), BACTERIAL FILTER - ELITE (140201), BACTERIAL FILTER WITH HMEF FILTER - ELITE (140210), BACTERIAL FILTER WITH HME FILTER - ELITE (140220), BACTERIAL FILTER (140101), BACTERIAL FILTER WITH HMEF FILTER (140110), BACTERIAL FILTER WITH HME FILTER (140120) | Klasa IIa | Bacterial Filters janë pajisje mjekësore që kanë për qëllim të ndihmojnë në parandalimin e transmetimit të baktereve ose viruseve dhe parandalimin e infeksionit tek pacienti gjatë anestezisë ose llojeve të tjera të ventilimit. | Tjeter
16783 | Cutting loop electrode 30° angled, 24Fr., (AE-001-001), Rollerball electrode 3mm, 24Fr., (AE-001-004), Saline Cutting loop electrode 30° angled, 24Fr. wire thickness 0,35mm (AE-001-031) | T R I M E D | 2024-06-25T00:00:00.000+02:00 | STEMA Medizintechnik GmbH, take-off GewerbePark 74, 78579 Neuhausen ob Eck, Germany | Cutting loop electrode 30° angled, 24Fr., (AE-001-001), Rollerball electrode 3mm, 24Fr., (AE-001-004), Saline Cutting loop electrode 30° angled, 24Fr. wire thickness 0,35mm (AE-001-031) | Klasa IIb | Këto pajisje mjekësore përdoren në kombinim me elemente të përshtatshëm me qëllim heqjen, prerjen, vaporizimin dhe koagulimin e indeve në procedura mjekësore në fushën e urologjisë (resektoskopi) dhe gjinekologjisë (histeroskopi). | Instrumenta shumeperdorimeshe
16784 | Balloon In-deflation device | O.E.S DISTRIMED | 2024-06-26T00:00:00.000+02:00 | Beijing Demax Medical Technology Co.Ltd A13-7,Jingshengnansi Street,Tongzhou district,101102 Beijing,P.R.China | DMKID30, DMKID30N, DMKID30S, DPD20, DPD25, DPD30, DHD30P, DHD2OP, DPD20/OFF, DPD25/OFF, DPD30/OFF, DHD2OP/OFF, DHD30P/OFF, DPD20/ON, DPD25/ON, DPD30/ON, DHD30P/ON, DHD2OP/ON | Is | Pajisja fryrese per balon kateter dilatimi | Pajisje nje perdorimeshe
16785 | Uncoated Products/DLP® Femoral Arterial Cannulae/17.8 cm (7 in) overall length, 0.95 cm (3/8 in) vented connector, Uncoated Products/Bio-Medicus™ Adult Cannula and Introducer/Bio-Medicus™ Adult Cannula and Introducer, Uncoated Products/Bio-Medicus™ Adult Venous Cannula and Introducer/Bio-Medicus™ Adult Venous Cannula and Introducer, Uncoated Products/Bio-Medicus™ Pediatric Arterial Cannula and Introducer/Bio-Medicus™ Pediatric Arterial Cannula and Introducers, Uncoated Products/Bio-Medicus™ Pediatric Venous Cannula and Introducer/Bio-Medicus™ Pediatric Venous Cannula and Introducer, Uncoated Products/Bio-Medicus™ Insertion Kit/Bio-Medicus™ Venous Insertion Kit, Uncoated Products/Bio-Medicus™ Insertion Kit/Bio-Medicus™ Insertion Kit, Uncoated Products/Bio-Medicus™ Insertion Kit/Bio-Medicus™ Pediatric Insertion Kit, Uncoated Products/Bio-Medicus™ Adult Arterial/Internal Jugular Cannula Kit/Bio-Medicus™ Adult Cannula Kit, Uncoated Products/Bio-Medicus™ Adult Venous Cannula Kit/Bio-Medicus™ Adult Venous Cannula Kit, Uncoated Products/DLP® Femoral Venous Cannulae/53.3 cm (21 in) overall length, 0.95 cm (3/8 in) non-vented connector, Uncoated Products/DLP® Femoral Venous Cannulae with Guidewire/64.8 cm (25.5 in) overall length, 0.95 cm (3/8 in) connection site, guidewire, Uncoated Products/DLP® Femoral Venous Cannulae with Guidewire/64.8 cm (25.5 in) overall length, 0.95 cm (3/8 in) non-vented connector, guidewire, Uncoated Product/Carpentier Bi-Caval Femoral Venous Cannulae/With 1.27 cm (½ in) non-vented connector 24/29Fr., Uncoated Products/Bio-Medicus® One Piece Femoral Venous Cannula/Pediatric 19 cm (7.5 in) overall length, 0.64 cm (1/4 in) non-vented connector, Uncoated Products/Bio-Medicus® One Piece Femoral Venous Cannula/76.2 cm (30 in) overall length, 0.95 cm (3/8 in) non-vented connector, Uncoated Products/Bio-Medicus® One Piece Femoral Venous Cannula/76.2 cm (30 in) overall length, 1.27 cm (1/2 in) non-vented connector, Uncoated Products/Bio-Medicus® One Piece Femoral Cannula Kits/76.2 cm (30 in) overall length venous, 0.95 cm (3/8 in) non-vented connector, Uncoated Products/Bio-Medicus® One Piece Femoral Cannula Kits/43.2 cm (17 in) overall length arterial, 1.27 cm (1/2 in) non-vented connector with radiopaque marker, no hemostasis cap, Uncoated Products/Bio-Medicus® One Piece Femoral Arterial Cannula/Pediatric19 cm (7.5 in) overall length, 0.64 cm (1/4 in) non-vented connector, Uncoated Products/Bio-Medicus® One Piece Femoral Arterial Cannula/43.2 cm (17 in) overall length, 0.95 (3/8 in) vented connector, Uncoated Products/Bio-Medicus® Multi-Stage Femoral Venous Cannula/Bio-Medicus™ Multistage Femoral Venous Cannulae with Percutaneous Kit; 76.2 cm (30 in) overall length, 0.95 cm (3/8 in) non-vented connector, Cortiva™ Coated Products/Bio-Medicus™ Pediatric Femoral Venous Cannulae and Obturator with Cortiva™BioActive Surface/Bio-Medicus™ Pediatric Femoral Venous Cannulae and Obturator with Cortiva™ BioActive Surface, Cortiva™ Coated Products/Bio-Medicus™ Femoral Venous Cannulae Kits with Carmeda®/Cortiva™ BioActive Surface/Bio-Medicus™ Femoral Venous Cannulae Kits with Cortiva™ BioActive Surface, Cortiva™ Coated Products/Bio-Medicus™ Femora Venous Cannulae and Introducer with Cortiva™ BioActive Surface/Bio-Medicus™ Femoral Venous Cannulae with Cortiva™ BioActive Surface, Cortiva™ Coated Products/21.Bio-Medicus™ Pediatric Femoral Arterial Cannulae and Obturator with Cortiva™BioActive Surface/Bio-Medicus™ Pediatric Femoral Arterial Cannulae and Obturator Kits with Cortiva™ BioActive Surface, Cortiva™ Coated Products/Bio-Medicus™ Femoral Arterial Cannulae and Introducer with Cortiva™ BioActive Surface/Bio-Medicus™ Femoral Arterial Cannulae and Introducer with Cortiva™ BioActive Surface | O.E.S DISTRIMED | 2024-06-26T00:00:00.000+02:00 | Medtronic, Inc. 710 Medtronic Parkway Minneapolis MN 55432 USA | 57414, 96570-xxx, 96670-xxx, 96820-xxx, 96830-xxx, 96551, 96552, 96553, 96530-xxx, 96600-xxx, 57421, 58521, 96328, 96428, 58729, 96830-XXX, 96670-XXX, 96370-XXX, 96600-XXX, 96540-023, 96820-XXX, 96570-XXX, 96880-XXX, CB96835-xxx, CB98805-xxx, CB96670-xxx, CB96345-xxx, CB96825-xxx, CB96570-xxx | Klasa IIa, Klasa III | Kanjula dhe kite kanjulash venoze, arteriale, femorale; perdorim ne kardiokirurgji | Pajisje nje perdorimeshe
16786 | Wound Dressing | MONTAL | 2024-07-09T00:00:00.000+02:00 | Hospital & Homecare Medical Device Co., Ltd. China No.12 Plant, Phase II, Standard Plant, Gaochun Economic Development Zone, 211300 Nanjing, Jiangsu Province, PEOPLE'S REPUBLIC OF CHINA SRN: CN-MF-000032014 | MC28, MC179, MC180, MC181, MC191, MC192, Customized Size | Klasa I | Fashot e plagëve përdoren për të mbajtur plagët të pastra, të mbrojtura dhe për të ndihmuar trupin të shërohet. | Pajisje nje perdorimeshe
16787 | Non Woven Cap | MONTAL | 2024-07-09T00:00:00.000+02:00 | Hospital & Homecare Medical Device Co., Ltd. China No.12 Plant, Phase II, Standard Plant, Gaochun Economic Development Zone, 211300 Nanjing, Jiangsu Province, PEOPLE'S REPUBLIC OF CHINA SRN: CN-MF-000032014 | MC104a, MC104b, MC105a, MC105b, MC106a, MC106b, MC106c, MC106d, MC106e, MC106f, MC106g, MC107, MC108a, MC108b, MC108c, MC109, MC110a, MC110b, MC111, Customized Size | Klasa I | Kapuç polipropileni i pathurur qe krijon rehati dhe siguri ne mjediset ku kerkohet kontrolli i flokeve | Pajisje nje perdorimeshe
16788 | Tourniquet | MONTAL | 2024-07-09T00:00:00.000+02:00 | Hospital & Homecare Medical Device Co., Ltd. China No.12 Plant, Phase II, Standard Plant, Gaochun Economic Development Zone, 211300 Nanjing, Jiangsu Province, PEOPLE'S REPUBLIC OF CHINA SRN: CN-MF-000032014 | MW183 Adult, MW183 Pediatric | Klasa I | Qëllimi kryesor i një Tourniquet (Zhgut), është të ndalojë gjakderdhjen e jashtme kërcënuese për jetën. | Produkte per institucione te kujdesit shendetesor
16789 | Nasal Oxygen Cannula, Gauze sponges(balls)(bandage), Plaster of Paris bandage, Laryngeal mask, Latex examination gloves, Tracheal tubes, Oxygen mask, Aerosol mask(nebulizer mask), Zinc Oxide Adhesive Plaster, Tourniquet | MONTAL | 2024-07-10T00:00:00.000+02:00 | Hospital & Homecare Imp.& Exp. Co., Ltd. Nanjing Room 608-611,No.5Zhongtai international Plaza No.311 Middle of Jiangdong Road Central Business District 210019 Nanjing PEOPLE'S REPUBLIC OF CHINA | MW100, MW101, MW102, HK30, MC1, MA2, MC3, MC5, MC6, MC7a, MC7b, MC7d, MC8, MC8a, MC9, MC14, MC198, MW99a, MW99b, MW99c, MW99d, HK47a, HK47b, HK47c, MW217, MW85a, MW85b, MW85c, MW86a, MW86b, MW86c, MW87a, MW87b, MW87c, MW88, HK10a, HK10b, HK10c, MW105, HK32, MW106, MW107, MW108, MW109, MW110, MW111, MW112, HK34, MC173, MC174, MC175, MC176, MW183a, MW184b, MW185c, MW186d, MW187e, MW188f | Klasa IIa, Klasa I | Kanjulat e hundës përdoren kur njerëzit nuk janë në gjendje të marrin oksigjen të mjaftueshëm për të mbajtur trupin e tyre të funksionojë në mënyrë optimale., Gauze sponges janë bërë nga garzë dhe përdoren për të thithur gjak dhe lëngje të tjera, si dhe për të pastruar plagë, Plaster of Paris Bandage është një fashë gipsi që përdoret kryesisht për të mbrojtur dhe mbajtur ne menyre te palevizshme një gjymtyrë të thyer., Laryngeal mask përdoren si një metodë e përkohshme për të mbajtur një rrugë ajrore të hapur në një pacient me veshtiresi frymarrje., Latex examination gloves janë doreza njeperdorimshe që përdoren gjatë ekzaminimeve dhe procedurave mjekësore për të ndihmuar në parandalimin e kontaminimit të kryqëzuar midis kujdestarëve dhe pacientëve., Një tub trakeal është një kateter që futet në trake me qëllimin kryesor të vendosjes dhe mbajtjes së një rruge ajrore të hapur., Një maskë oksigjeni është një pajisje që përdoret për të ofruar përqendrime të ndryshme të oksigjenit tek një pacient., Aerosol mask eshte nje make fytyre per nje pacient qe pedor nje nebulizator., Përdoret në operacione kirurgjikale, parandalimin e lëndimeve sportive të muskujve ose ligamenteve dhe stabilizimin dhe mbrojtjen e nyjeve të dëmtuara të fëmijëve ose të rriturve., Qëllimi kryesor i një Tourniquet (Zhgut), është të ndalojë gjakderdhjen e jashtme kërcënuese për jetën. | Pajisje nje perdorimeshe
16790 | Abrasive Polishers/ARKANSAS WHITE STONE RA 3.0, Abrasive Polishers/ARKANSAS WHITE STONE FG 2.7, Abrasive Polishers/ARKANSAS WHITE STONE RA 2.7, Abrasive Polishers/ARKANSAS WHITE STONE FG 3.0, Abrasive Polishers/ARKANSAS WHITE STONES SET I, Abrasive Polishers/ARKANSAS WHITE STONES SET II, Abrasive Polishers/GREEN FINE STONE RA 3.0, Abrasive Polishers/GREEN FINE STONE FG 3.0, Abrasive Polishers/GREEN FINE STONE FG 2.7, Abrasive Polishers/GREEN FINE STONE RA 2.7, Abrasive Polishers/GREEN FINE STONES SET I, Abrasive Polishers/GREEN FINE STONES SET II, Dental Abrasive Point, reusable | EURODENTA | 2024-06-24T00:00:00.000+02:00 | Stoddard Manufacturing Company Limited C BLACKHORSE ROAD, LETCHWORTH,HERTS,SG6 1HB,ENGLAND | 601/RA/3.0, 612/FG/3.0, 612/RA/3.0, 638/FG/3.0, 638/RA/3.0, 645/FG/3.0, 645/RA/3.0, 649/FG/2.7, 649/RA/2.7, 661/FG/3.0, 661/RA/3.0, 661B/FG/3.0, 661B/RA/3.0, SET 5001, SET 5002, 601F/FG/3.0, 601F/RA/3.0, 612F/FG/3.0, 612F/RA/3.0, 638F/FG/3.0, 638F/RA/3.0, 645F/FG/3.0, 645F/RA/3.0, 649F/FG/2.7, 649F/RA/2.7, 661F/FG/3.0, 661F/RA/3.0, SET 5005, SET 5006, N/A, 601/FG/3.0 | Klasa IIa | Pajisje dentare abrazive te riperdorshme, N/A | Pajisje dentare
16791 | (3mL) MicroScan Inoculum Water, (25mL) MicroScan Inoculum Water with PLURONIC® , (15mL) MicroScan Inoculum Water with PLURONIC®, (6.5mL) MicroScan Inoculum Saline with PLURONIC®, (3mL) MicroScan Inoculum Saline, (1.7mL) MicroScan HNID Inoculum Broth | GENIUS SHPK | 2024-06-24T00:00:00.000+02:00 | BECKMAN COULTER INC - 250 SOUTH KRAEMER BLVD. BREA, CALIFORNIA 92821, USA | B1015-2 , B1015-7 , B1015-70 , B1015-11 , B1015-12 , B1015-16 | In vitro | MicroScan Uje Inokulues 3mL eshte per perdorim me panelet MicroScan. Produkti eshte nje aksesor IVD, diagnostifikues in vitro. MicroScan Uje Inokulues 3mL eshte nje aksesor per diagnostikim in vitro i cili ndihmon ne pergatitjen e inokulumeve te paneleve MicroScan per testimin e ndjeshmerise antibiotike (AST) dhe identifikimin bakterial cilesor dhe sasior. Referojuni udhezimeve te paneleve MicroScan per metodat e inokulimit, inkubimit dhe percaktimit te rezultateve qe mund te perfshijne manual, gjysme-automatik, ose automatizim te plote ne instrumentet MicroScan., MicroScan Uje Inokulues me PLURONIC eshte per perdorim me panelet MicroScan. Produkti eshte nje aksesor IVD, diagnostifkues in vitro. MicroScan Uje Inokulues me PLURONIC eshte nje aksesor per diagnostikim in vitro i cili ndihmon ne pergatitjen e inokulumeve te paneleve MicroScan per testimin e ndjeshmerise antibiotike (AST) dhe identifikimin bakterial cilesor dhe sasior. Referojuni udhezimeve te paneleve MicroScan per metodat e inokulimit, inkubimit dhe percaktimit te rezultateve qe mund te perfshijne manual, gjysme-automatik, ose automatizim te plote ne instrumentet MicroScan., MicroScan 0.4% Solucion Fiziologjik me PLURONIC eshte per perdorim me panelet MicroScan. Produkti eshte nje aksesor IVD, diagnostifikues in vitro. MicroScan 0.4% Solucion Fiziologjik me PLURONIC eshte nje aksesor per diagnostikim in vitro i cili ndihmon ne pergatitjen e inokulumeve te paneleve MicroScan per identifikimin sasior te baktereve. Referojuni udhezimeve te paneleve MicroScan per metodat e inokulimit, inkubimit dhe percaktimit te rezultateve qe mund te perfshijne manual, gjysme-automatik, ose automatizim te plote ne instrumentet MicroScan., MicroScan 3mL Solucion Fiziologjik Inokulues eshte per perdorim me panelet MicroScan. Produkti eshte nje aksesor IVD, diagnostifikues in vitro. MicroScan 3mL Solucion Fiziologjik Inokulues eshte nje aksesor per diagnostikim in vitro i cili ndihmon ne pergatitjen e inokulumeve te paneleve MicroScan per testimin cilesor dhe sasior te ndjeshmerise antibiotike (AST) dhe identifikimin bakterial. Referojuni udhezimeve te paneleve MicroScan per metodat e inokulimit, inkubimit dhe percaktimit te rezultateve qe mund te perfshijne manual, gjysme-automatik, ose automatizim te plote ne instrumentet MicroScan., MicroScan HNID Leng Inokulues eshte per perdorim me panelet MicroScan. Produkti eshte nje aksesor IVD, diagnostifikues in vitro. MicroScan HNID Leng Inokulues eshte nje aksesor per diagnostikim in vitro i cili ndihmon ne pergatitjen e inokulumeve HNID per identifikimin cilesor te baktereve. Referojuni udhezimeve te paneleve MicroScan HNID per metodat e inkubimit dhe percaktimit te rezultateve qe mund te perfshijne manual, gjysme-automatik, ose automatizim te plote ne instrumentet MicroScan. | Pajisje te diagnostifikimit in vitro
16792 | Medical Video Endoscope Uscope Single Use Flexible Video Ureteroscope | AGS Corporation | 2024-06-24T00:00:00.000+02:00 | Zhuhai Pusen Medical Technology Co, Ltd. 5/F, Building 1, No 33, Keji San Road, High-tech Zone, Tangjiawan Town , 519085 ZHUHAI, GUANGDONG PEOPLE'S REPUBLIC OF CHINA | PU3033AH | Klasa IIa | Ureteroskop njeperdorimesh fleksibel per video endoskopi mjekesore | Pajisje nje perdorimeshe
16793 | GINESTILL ovuli vaginali / GINESTILL Vaginal ovules | PHARMATRES | 2024-07-09T00:00:00.000+02:00 | Hygge Health Care SRL, Viale Virgilio, 52 - I-74121, Taranto | GINESTILL ovuli vaginali / GINESTILL Vaginal ovules - 10 ovuli * 2g | Klasa IIa | Ovula me acid hialuronik, klorheksidine dhe bromeline. Parandalon dhe trajton infeksionet vaginale duke lehtesuar simptomat e zakonshme si djegje, irritim dhe skuqje. Fal veprimit anti-inflamator rikthen mirqenien e mukozes vaginale. Klorheksidina ka veprim dezinfektues ne ekosistemin vaginal ne prani te patogjeneve qe ndryshojne pH e saj. | Tjeter
16794 | Digital Ultrasonic Diagnostic Imaging System , Transducers | FEDOS | 2024-06-14T00:00:00.000+02:00 | Shenzhen Mindray Bio-Medical Electronics Co., Ltd. Mindray Building, Keji 12th Road South, High-tech Industrial Park, Nanshan, Shenzhen, 518057, P.R. China | DP-50 , 35C50EA, 75L38EA | Klasa IIa | Ekografi dixhitale me Ultratinguj , Aksesor-Sonde ekografie | Tjeter
16795 | Endodontic Obturation System EQ-V, EQ-V PACK Kit [set], EQ-V FULL GP [set], EQ-V FILL GP [set], EQ-V Fill needle (23G & 25G, 6ea) , EQ-V Fill needle (23G, 6ea) , EQ-V Fill needle (25G, 6ea), EQ-V Pack tip (40/03, 1ea), EQ-V Pack tip (50/04, 1ea), EQ-V Pack tip (60/05, 1ea), EQ-V Pack tip (60/05L, 1ea), EQ-V Pack tip (50/04 & 60/05, 2ea), EQ-V Pack tip (40/03 & 50/04, 2ea) | Albadent Group | 2024-07-02T00:00:00.000+02:00 | META SYSTEM CO., LTD. also doing business as S-Denti Co., Ltd. #1214-18, Sicox tower, 484, Dunchon-daero, Seongam-si, Gyeonggi-do, 13229, Korea | N/A, EQV022, EQV026, EQV027, EQV-F32, EQV-F35, EQV-F36, EQV-P34, EQV-P35, EQV-P36, EQV-P37, EQV-P38, EQV-P33 | Klasa IIa | Materiale qe perdoret per mbushjen e kanale dentare | Pajisje dentare
16796 | Pencil Brushes/Pencil Brush, One Knot, Black Bristle, Screw , Pencil Brushes/Pencil Brush, One Knot, Black Bristle, Pointed, Screw , Pencil Brushes/Pencil Brush, One Knot, Black Nylon, Flat trim, Screw, Microtuft Brushes /Microtuft, Extra White Nylon, RA, Microtuft Brushes /Microtuft, Pink Nylon, RA - Soft, Microtuft Brushes /Microtuft, Purple Nylon, RA - Medium, Microtuft Brushes /Microtuft, Blue Nylon, RA - Hard, Microtuft Brushes /Microtuft, Extra White Nylon, Screw, Microtuft Brushes /Microtuft, Pink Nylon, Screw - Soft, Microtuft Brushes /Microtuft, Purple Nylon, Screw - Medium, Microtuft Brushes /Microtuft, Blue Nylon, Screw – Hard, Junior Cup Brushes /Junior Cup, Dia Brush, Gold Cup, RA, Junior Cup Brushes /Junior Cup, Silicon Carbide, RA, Junior Cup Brushes /Junior Cup, Silicon Carbide, Gold Cup, RA, Pencil Brushes /Dia Brush, Pencil, RA, Gold Cup, Pencil Brushes /Dia Brush, Pencil, Pointed, RA Gold Cup, Pencil Brushes /Silicon Carbide, Pencil, RA, Pencil Brushes /Silicon Carbide, Pencil, Pointed, RA , Pencil Brushes /Silicon Carbide, Pencil, Gold Cup, RA , Pencil Brushes /Silicon Carbide, Pencil, Pointed, Gold Cup, RA , Pencil Brushes /Occlusal Brush Set Gold, Pencil Brushes /Dia Impregnated Brush Set, Prophy Polishing Brushes, Junior Cup Brushes/Junior Cup, White Bristle, RA, Junior Cup Brushes/Junior Cup, White Bristle, Screw, Junior Cup Brushes/Junior Cup, White Nylon, RA, Junior Cup Brushes/Junior Cup White Nylon, Screw , Junior Cup Brushes/Junior Cup, Pink Nylon, RA - Soft, Junior Cup Brushes/Junior Cup, Purple Nylon, RA - Medium, Junior Cup Brushes/Junior Cup, Blue Nylon, RA - Hard, Junior Cup Brushes/Junior Cup, Pink Nylon, Screw - Soft, Junior Cup Brushes/Junior Cup, Purple Nylon, Screw - Medium, Junior Cup Brushes/Junior Cup, Blue Nylon, Screw - Hard, Junior Cup Brushes/Junior Cup, White Nylon, Extra Soft (Gold Cup), RA, Junior Cup Brushes/Junior Cup, White Nylon, Extra Soft (Gold Cup), Screw, Junior Cup Brushes/Junior Polymer Cup, White Nylon, RA, Junior Cup Brushes/Junior Polymer Cup, Pink Nylon, RA - Soft, Junior Cup Brushes/Junior Polymer Cup, Purple Nylon, RA - Medium, Junior Cup Brushes/Junior Polymer Cup, Blue Nylon RA - Hard, Junior Cup Brushes/Prophy Brush Set, Pencil Brushes/Pencil Brush, One Knot, White Bristle, RA , Pencil Brushes/Pencil Brush, One Knot White Bristle, Pointed, RA , Pencil Brushes/Pencil Brush, One Knot, White Bristle, Screw , Pencil Brushes/Pencil Brush, One Knot, White Bristle, Pointed, Screw , Pencil Brushes/Pencil Brush, One Knot, White Nylon, RA , Pencil Brushes/Pencil Brush, One Knot, White Nylon, Pointed, RA, Pencil Brushes/Pencil Brush, One Knot, White Nylon, Screw , Pencil Brushes/Pencil Brush, One Knot, White Nylon, Pointed, Screw , Pencil Brushes/Pencil Brush, One Knot, Pink Nylon, RA - Soft, Pencil Brushes/Pencil Brush, One Knot, Pink Nylon, Pointed, RA - Soft, Pencil Brushes/Pencil Brush, One Knot, Purple Nylon, RA - Medium, Pencil Brushes/Pencil Brush, One Knot, Purple Nylon, Pointed, RA - Medium, Pencil Brushes/Pencil Brush, One Knot, Blue Nylon, RA - Hard, Pencil Brushes/Pencil Brush, One Knot, Blue Nylon, Pointed, RA - Hard, Pencil Brushes/Pencil Brush, One Knot, Pink Nylon, Screw - Soft, Pencil Brushes/Pencil Brush, One Knot, Pink Nylon, Pointed, Screw - Soft, Pencil Brushes/Pencil Brush, One Knot, Purple Nylon, Screw - Medium, Pencil Brushes/Pencil Brush, One Knot, Purple Nylon, Pointed, Screw - Medium, Pencil Brushes/Pencil Brush, One Knot, Blue Nylon, Screw - Hard, Pencil Brushes/Pencil Brush, One Knot, Blue Nylon, Pointed, Screw - Hard, Pencil Brushes/Pencil Brush, One Knot, Black Bristle, RA , Pencil Brushes/Pencil Brush, One Knot, Black Bristle, Pointed, RA | EURODENTA | 2024-06-24T00:00:00.000+02:00 | Stoddard Manufacturing Company Limited C BLACKHORSE ROAD, LETCHWORTH,HERTS,SG6 1HB,ENGLAND | KS/BBSC001, KS/BBSC002, KS/BNSC001, MT/XWNRA, MT/PKNRA, MT/PUNRA, MT/PBNRA, MT/XWNSC, MT/PKNSC, MT/PUNSC, MT/PBNSC, JC/DIA/A, JC/SICRA/B, JC/SICRA/G, KS/DIA/A/001, KS/DIA/A/002, KS/SICRA/C, KS/SICRA/D, KS/SICRA/E, KS/SICRA/F, SET3004, SET3022, N/A, JC/WBRA , JC/WBSC, JC/WNRA, JC/WNSC, JC/PKNRA, JC/PUNRA, JC/PBNRA, JC/PKNSC, JC/PUNSC, JC/PBNSC, JC/WNGRA, JC/WNGSC, JP/WNRA, JP/PKNRA, JP/PUNRA, JP/PBNRA, SET3026, KS/WBRA001, KS/WBRA002, KS/WBSC001, KS/WBSC002, KS/WNRA001, KS/WNRA002, KS/WNSC001, KS/WNSC002, KS/PKNRA001, KS/PKNRA002, KS/PUNRA001, KS/PUNRA002, KS/PBNRA001, KS/PBNRA002, KS/PKNSC001, KS/PKNSC002, KS/PUNSC001, KS/PUNSC002, KS/PBNSC001, KS/PBNSC002, KS/BBRA001, KS/BBRA002 | Klasa IIa | N/A, Furca dentare profesionale profilaktike | Pajisje dentare
16797 | UROGEN WELL D-ONE, 10 pannelli di prova 10 x 10 mL Soluzione Salina Sterile 10 Tamponi Sterili 1 x 25 mL Paraffina Liquida Sterile/ 10 test panels 10 x10 mL Sterile Saline Solution 10 Sterile swabs 1 x 25 mL Liquid Sterile Paraffin | FEDOS | 2024-06-24T00:00:00.000+02:00 | C.P.M. Compagnia per la Medicina S.R.L. Via Degli Olmetti 5 –00060 Formello – Roma - ITALIA | MS01281 | In vitro | Test analizues urine | Pajisje te diagnostifikimit in vitro
16798 | BRIGHT CAVITY LINER 1g, BRIGHT CAVITY LINER 2g, BRIGHT CAVITY LINER 2g x 2, BRIGHT CAVITY LINER 2g x 4, BRIGHT CAVITY LINER 500g, BRIGHT CAVITY LINER 1.5Kg, BRIGHT CAVITY LINER 2g x 50 | Primary Dental | 2024-06-25T00:00:00.000+02:00 | DMP Dental Industry S.A., Kalyvion Avenue, Markopoulo Industrial Zone, 19003 Attiki, Greece | 130111010, 130111020, 130111040, 130111080, 460119100, 460119200, 460118200 | Klasa IIa | Material dentar liner me fotopolimerizim si shtrese fundore ne mbushjet dentare | Pajisje dentare
16799 | BRIGHT TEMPORARY C&B 1:1 50ml/75g C3, BRIGHT TEMPORARY C&B 1:1 50ml/75g C4, BRIGHT TEMPORARY C&B 1:1 50ml/75g D2, BRIGHT TEMPORARY C&B 1:1 50ml/75g D3, BRIGHT TEMPORARY C&B 1:1 50ml/75g D4, BRIGHT TEMPORARY C&B 1:1 50ml/75g Incisal, BRIGHT TEMPORARY C&B 1:1 50ml/75g Universal, BRIGHT TEMPORARY C&B 1:1 50ml/75g A5, BRIGHT TEMPORARY C&B 1:1 50ml/75g Bleach Extra, BRIGHT TEMPORARY C&B 1:1 50ml/75g Bleach, BRIGHT TEMPORARY C&B 1:1 50ml/75g Opaque A3, BRIGHT TEMPORARY C&B 4:1 50ml A1, BRIGHT TEMPORARY C&B 4:1 50ml A2, BRIGHT TEMPORARY C&B 4:1 50ml A3, BRIGHT TEMPORARY C&B 4:1 50ml A3.5, BRIGHT TEMPORARY C&B 4:1 50ml B1, BRIGHT TEMPORARY C&B 4:1 50ml B2, BRIGHT TEMPORARY C&B 4:1 50ml B3, BRIGHT TEMPORARY C&B 4:1 50ml C1, BRIGHT TEMPORARY C&B 4:1 50ml C2, BRIGHT TEMPORARY C&B 4:1 50ml D2, BRIGHT TEMPORARY C&B 4:1 50ml Bleach Extra, BRIGHT TEMPORARY C&B 4:1 50ml Bleach, BRIGHT TEMPORARY C&B 10:1 50ml A1, BRIGHT TEMPORARY C&B 10:1 50ml A2, BRIGHT TEMPORARY C&B 10:1 50ml A3, BRIGHT TEMPORARY C&B 10:1 50ml A3.5, BRIGHT TEMPORARY C&B 10:1 50ml B1, BRIGHT TEMPORARY C&B 10:1 50ml B2, BRIGHT TEMPORARY C&B 10:1 50ml B3, BRIGHT TEMPORARY C&B 10:1 50ml C1, BRIGHT TEMPORARY C&B 10:1 50ml C2, BRIGHT TEMPORARY C&B 10:1 50ml D2, BRIGHT TEMPORARY C&B 10:1 50ml Bleach Extra, BRIGHT TEMPORARY C&B 10:1 50ml Bleach, BRIGHT TEMPORARY C&B 1:1 5ml/7.5g x 50 A1, BRIGHT TEMPORARY C&B 1:1 5ml/7.5g x 50 A2, BRIGHT TEMPORARY C&B 1:1 5ml/7.5g x 50 A3, BRIGHT TEMPORARY C&B 1:1 5ml/7.5g x 50 B1, BRIGHT TEMPORARY C&B 1:1 5ml/7.5g x 50 Bleach, BRIGHT TEMPORARY C&B 1:1 50ml/75g x 50 A1, BRIGHT TEMPORARY C&B 1:1 50ml/75g x 50 A2, BRIGHT TEMPORARY C&B 1:1 50ml/75g x 50 A3, BRIGHT TEMPORARY C&B 1:1 50ml/75g x 50 B1, BRIGHT TEMPORARY C&B 1:1 50ml/75g x 50 Bleach, BRIGHT TEMPORARY C&B 4:1 50ml x 50 A1, BRIGHT TEMPORARY C&B 4:1 50ml x 50 A2, BRIGHT TEMPORARY C&B 4:1 50ml x 50 A3, BRIGHT TEMPORARY C&B 4:1 50ml x 50 B1, BRIGHT TEMPORARY C&B 4:1 50ml x 50 Bleach, BRIGHT TEMPORARY C&B 10:1 50ml x 50 A1, BRIGHT TEMPORARY C&B 10:1 50ml x 50 A2, BRIGHT TEMPORARY C&B 10:1 50ml x 50 A3, BRIGHT TEMPORARY C&B 10:1 50ml x 50 B1, BRIGHT TEMPORARY C&B 10:1 50ml x 50 Bleach, BRIGHT TEMPORARY C&B 1:1 5ml/7.5g A1, BRIGHT TEMPORARY C&B 1:1 5ml/7.5g A2, BRIGHT TEMPORARY C&B 1:1 5ml/7.5g A3, BRIGHT TEMPORARY C&B 1:1 5ml/7.5g Opaque A2, BRIGHT TEMPORARY C&B 1:1 5ml/7.5g A3.5, BRIGHT TEMPORARY C&B 1:1 5ml/7.5g A4, BRIGHT TEMPORARY C&B 1:1 5ml/7.5g B1, BRIGHT TEMPORARY C&B 1:1 5ml/7.5g B2, BRIGHT TEMPORARY C&B 1:1 5ml/7.5g B3, BRIGHT TEMPORARY C&B 1:1 5ml/7.5g B4, BRIGHT TEMPORARY C&B 1:1 5ml/7.5g C1, BRIGHT TEMPORARY C&B 1:1 5ml/7.5g C2, BRIGHT TEMPORARY C&B 1:1 5ml/7.5g C3, BRIGHT TEMPORARY C&B 1:1 5ml/7.5g C4, BRIGHT TEMPORARY C&B 1:1 5ml/7.5g D2, BRIGHT TEMPORARY C&B 1:1 5ml/7.5g D3, BRIGHT TEMPORARY C&B 1:1 5ml/7.5g D4, BRIGHT TEMPORARY C&B 1:1 5ml/7.5g Incisal, BRIGHT TEMPORARY C&B 1:1 5ml/7.5g Universal, BRIGHT TEMPORARY C&B 1:1 5ml/7.5g A5, BRIGHT TEMPORARY C&B 1:1 5ml/7.5g Bleach Extra, BRIGHT TEMPORARY C&B 1:1 5ml/7.5g Bleach, BRIGHT TEMPORARY C&B 1:1 5ml/7.5g Opaque A3, BRIGHT TEMPORARY C&B 1:1 50ml/75g A1, BRIGHT TEMPORARY C&B 1:1 50ml/75g A2, BRIGHT TEMPORARY C&B 1:1 50ml/75g A3, BRIGHT TEMPORARY C&B 1:1 50ml/75g Opaque A2, BRIGHT TEMPORARY C&B 1:1 50ml/75g A3.5, BRIGHT TEMPORARY C&B 1:1 50ml/75g A4, BRIGHT TEMPORARY C&B 1:1 50ml/75g B1, BRIGHT TEMPORARY C&B 1:1 50ml/75g B2, BRIGHT TEMPORARY C&B 1:1 50ml/75g B3, BRIGHT TEMPORARY C&B 1:1 50ml/75g B4, BRIGHT TEMPORARY C&B 1:1 50ml/75g C1, BRIGHT TEMPORARY C&B 1:1 50ml/75g C2 | Primary Dental | 2024-06-25T00:00:00.000+02:00 | DMP Dental Industry S.A., Kalyvion Avenue, Markopoulo Industrial Zone, 19003 Attiki, Greece | 120120213, 120120214, 120120215, 120120216, 120120217, 120120219, 120120221, 120120222, 120120224, 120120225, 120120227, 120120301, 120120302, 120120303, 120120305, 120120307, 120120308, 120120309, 120120311, 120120312, 120120315, 120120324, 120120325, 120120401, 120120402, 120120403, 120120405, 120120407, 120120408, 120120409, 120120411, 120120412, 120120415, 120120424, 120120425, 450118601, 450118602, 450118603, 450118607, 450118625, 450118801, 450118802, 450118803, 450118807, 450118825, 450128801, 450128802, 450128803, 450128807, 450128825, 450138801, 450138802, 450138803, 450138807, 450138825, 120120101, 120120102, 120120103, 120120104, 120120105, 120120106, 120120107, 120120108, 120120109, 120120110, 120120111, 120120112, 120120113, 120120114, 120120115, 120120116, 120120117, 120120119, 120120121, 120120122, 120120124, 120120125, 120120127, 120120201, 120120202, 120120203, 120120204, 120120205, 120120206, 120120207, 120120208, 120120209, 120120210, 120120211, 120120212 | Klasa IIa | Material restaurativ per ndertime te elementeve provizore | Pajisje dentare
16800 | NANOCERAM-BRIGHT MULTI Opaque A2, NANOCERAM-BRIGHT MULTI - A, NANOCERAM-BRIGHT MULTI - B, NANOCERAM-BRIGHT MULTI - C, NANOCERAM-BRIGHT MULTI - D, NANOCERAM-BRIGHT MULTI - E, NANOCERAM-BRIGHT MULTI - F, NANOCERAM-BRIGHT MULTI - K, NANOCERAM-BRIGHT MULTI - U, NANOCERAM-BRIGHT MULTI - VE, NANOCERAM-BRIGHT MULTI - VF, NANOCERAM-BRIGHT MULTI - VG, NANOCERAM-BRIGHT MULTI - VH, NANOCERAM-BRIGHT MULTI - VI, NANOCERAM-BRIGHT MULTI - XH, NANOCERAM-BRIGHT MULTI - YB, NANOCERAM-BRIGHT MULTI - YH, NANOCERAM-BRIGHT MULTI - ZE, NANOCERAM-BRIGHT MULTI - ZF, NANOCERAM-BRIGHT MULTI – 9A, NANOCERAM-BRIGHT 2g A1, NANOCERAM-BRIGHT 2g A2, NANOCERAM-BRIGHT 2g A3, NANOCERAM-BRIGHT 2g A3.5, NANOCERAM-BRIGHT 0.25g x 3 A2, NANOCERAM-BRIGHT 0.25g x 3 A3, NANOCERAM-BRIGHT 0.25g x 5 A2, NANOCERAM-BRIGHT 0.25g x 5 A3, NANOCERAM-BRIGHT FLOW 2g A1, NANOCERAM-BRIGHT FLOW 2g A2, NANOCERAM-BRIGHT FLOW 2g A3, NANOCERAM-BRIGHT FLOW 2g Opaque A2, NANOCERAM-BRIGHT FLOW 2g A3.5, NANOCERAM-BRIGHT FLOW 2g A4, NANOCERAM-BRIGHT FLOW 2g B1, NANOCERAM-BRIGHT FLOW 2g B2, NANOCERAM-BRIGHT FLOW 2g B3, NANOCERAM-BRIGHT FLOW 2g B4, NANOCERAM-BRIGHT FLOW 2g C1, NANOCERAM-BRIGHT FLOW 2g C2, NANOCERAM-BRIGHT FLOW 2g C3, NANOCERAM-BRIGHT FLOW 2g C4, NANOCERAM-BRIGHT FLOW 2g D2, NANOCERAM-BRIGHT FLOW 2g D3, NANOCERAM-BRIGHT FLOW 2g D4, NANOCERAM-BRIGHT FLOW 2g Incisal, NANOCERAM-BRIGHT FLOW 2g Universal, NANOCERAM-BRIGHT FLOW 2g A5, NANOCERAM-BRIGHT FLOW 2g Bleach Extra, NANOCERAM-BRIGHT FLOW 2g Bleach, NANOCERAM-BRIGHT FLOW 2g Opaque A3, NANOCERAM-BRIGHT FLOW 2g x 2 A1, NANOCERAM-BRIGHT FLOW 2g x 2 A2, NANOCERAM-BRIGHT FLOW 2g x 2 A3, NANOCERAM-BRIGHT FLOW 2g x 2 Opaque A2, NANOCERAM-BRIGHT FLOW 2g x 2 A3.5, NANOCERAM-BRIGHT FLOW 2g x 2 A4, NANOCERAM-BRIGHT FLOW 2g x 2 B1, NANOCERAM-BRIGHT FLOW 2g x 2 B2, NANOCERAM-BRIGHT FLOW 2g x 2 B3, NANOCERAM-BRIGHT FLOW 2g x 2 B4, NANOCERAM-BRIGHT FLOW 2g x 2 C1, NANOCERAM-BRIGHT FLOW 2g x 2 C2, NANOCERAM-BRIGHT FLOW 2g x 2 C3, NANOCERAM-BRIGHT FLOW 2g x 2 C4, NANOCERAM-BRIGHT FLOW 2g x 2 D2, NANOCERAM-BRIGHT FLOW 2g x 2 D3, NANOCERAM-BRIGHT FLOW 2g x 2 D4, NANOCERAM-BRIGHT FLOW 2g x 2 Incisal, NANOCERAM-BRIGHT FLOW 2g x 2 Universal, NANOCERAM-BRIGHT FLOW 2g x 2 A5, NANOCERAM-BRIGHT FLOW 2g x 2 Bleach Extra, NANOCERAM-BRIGHT FLOW 2g x 2 Bleach, NANOCERAM-BRIGHT FLOW 2g x 2 Opaque A3, NANOCERAM-BRIGHT FLOW 2g x 4 A1, NANOCERAM-BRIGHT FLOW 2g x 4 A2, NANOCERAM-BRIGHT FLOW 2g x 4 A3, NANOCERAM-BRIGHT FLOW 2g x 4 A3.5, NANOCERAM-BRIGHT FLOW 2g x 4 B1, NANOCERAM-BRIGHT FLOW 2g x 4 B2, NANOCERAM-BRIGHT FLOW 2g x 4 - A, NANOCERAM-BRIGHT FLOW 2g x 4 - B, NANOCERAM-BRIGHT FLOW 2g x 4 - C, NANOCERAM-BRIGHT FLOW 2g x 4 - D, NANOCERAM-BRIGHT FLOW 2g x 4 - E, NANOCERAM-BRIGHT FLOW 2g x 4 - F, NANOCERAM-BRIGHT FLOW 2g x 4 - G, NANOCERAM-BRIGHT FLOW 2g x 4 - H, NANOCERAM-BRIGHT FLOW 2g x 4 - I, NANOCERAM-BRIGHT FLOW 2g x 4 - J, NANOCERAM-BRIGHT FLOW 2g x 4 - K, NANOCERAM-BRIGHT FLOW 2g x 4 - L, NANOCERAM-BRIGHT FLOW 2g x 4 - M, NANOCERAM-BRIGHT FLOW 2g x 4 - N, NANOCERAM-BRIGHT FLOW 2g x 4 - O, NANOCERAM-BRIGHT FLOW 2g x 4 - P, NANOCERAM-BRIGHT FLOW 2g x 4 - Q, NANOCERAM-BRIGHT FLOW 2g x 4 - S, NANOCERAM-BRIGHT FLOW 2g x 4 - U, NANOCERAM-BRIGHT FLOW 2g x 4 - V, NANOCERAM-BRIGHT FLOW 2g x 4 - X, NANOCERAM-BRIGHT FLOW 2g x 4 - Y, NANOCERAM-BRIGHT FLOW 2g x 4 - ZA, NANOCERAM-BRIGHT FLOW 2g x 4 - ZM, NANOCERAM-BRIGHT FLOW 1g A1, NANOCERAM-BRIGHT FLOW 1g A2, NANOCERAM-BRIGHT FLOW 1g A3, NANOCERAM-BRIGHT 500g A1, NANOCERAM-BRIGHT 500g A2, NANOCERAM-BRIGHT 500g A3, NANOCERAM-BRIGHT 500g A3.5, NANOCERAM-BRIGHT 500g B1, NANOCERAM-BRIGHT 500g B2, NANOCERAM-BRIGHT 500g B3, NANOCERAM-BRIGHT 500g C1, NANOCERAM-BRIGHT 500g C2, NANOCERAM-BRIGHT 500g Opaque A2, NANOCERAM-BRIGHT 500g Opaque A3, NANOCERAM-BRIGHT 500g Bleach, NANOCERAM-BRIGHT 500g Bleach Extra, NANOCERAM-BRIGHT 500g Incisal, NANOCERAM-BRIGHT 1.5kg A1, NANOCERAM-BRIGHT 1.5kg A2, NANOCERAM-BRIGHT 1.5kg A3, NANOCERAM-BRIGHT 1.5kg A3.5, NANOCERAM-BRIGHT 1.5kg B1, NANOCERAM-BRIGHT 1.5kg B2, NANOCERAM-BRIGHT 1.5kg B3, NANOCERAM-BRIGHT 1.5kg C1, NANOCERAM-BRIGHT 1.5kg C2, NANOCERAM-BRIGHT 1.5kg Opaque A2, NANOCERAM-BRIGHT 1.5kg Opaque A3, NANOCERAM-BRIGHT 1.5kg Bleach, NANOCERAM-BRIGHT 1.5kg Bleach Extra, NANOCERAM-BRIGHT 1.5kg Incisal, NANOCERAM-BRIGHT 4g x 50 A1, NANOCERAM-BRIGHT 4g x 50 A2, NANOCERAM-BRIGHT 4g x 50 A3, NANOCERAM-BRIGHT 4g x 50 A3.5, NANOCERAM-BRIGHT 4g x 50 B1, NANOCERAM-BRIGHT 4g x 50 B2, NANOCERAM-BRIGHT 4g x 50 B3, NANOCERAM-BRIGHT 4g x 50 C1, NANOCERAM-BRIGHT 4g x 50 C2, NANOCERAM-BRIGHT 4g x 50 Opaque A2, NANOCERAM-BRIGHT 4g x 50 Opaque A3, NANOCERAM-BRIGHT 4g x 50 Bleach, NANOCERAM-BRIGHT 4g x 50 Bleach Extra, NANOCERAM-BRIGHT 4g x 50 Incisal, NANOCERAM-BRIGHT FLOW 500g A1, NANOCERAM-BRIGHT FLOW 500g A2, NANOCERAM-BRIGHT FLOW 500g A3, NANOCERAM-BRIGHT FLOW 500g A3.5, NANOCERAM-BRIGHT FLOW 500g B1, NANOCERAM-BRIGHT FLOW 500g B2, NANOCERAM-BRIGHT FLOW 500g Opaque A2, NANOCERAM-BRIGHT FLOW 500g Bleach Extra, NANOCERAM-BRIGHT FLOW 1.5kg A1, NANOCERAM-BRIGHT FLOW 1.5kg A2, NANOCERAM-BRIGHT FLOW 1.5kg A3, NANOCERAM-BRIGHT FLOW 1.5kg A3.5, NANOCERAM-BRIGHT FLOW 1.5kg B1, NANOCERAM-BRIGHT FLOW 1.5kg B2, NANOCERAM-BRIGHT FLOW 1.5kg Opaque A2, NANOCERAM-BRIGHT FLOW 1.5kg Bleach Extra, NANOCERAM-BRIGHT FLOW 2g x 50 A1, NANOCERAM-BRIGHT FLOW 2g x 50 A2, NANOCERAM-BRIGHT FLOW 2g x 50 A3, NANOCERAM-BRIGHT FLOW 2g x 50 A3.5, NANOCERAM-BRIGHT FLOW 2g x 50 B1, NANOCERAM-BRIGHT FLOW 2g x 50 B2, NANOCERAM-BRIGHT FLOW 2g x 50 Opaque A2, NANOCERAM-BRIGHT FLOW 2g x 50 Bleach Extra, NANOCERAM-BRIGHT 4g x 4 - L, NANOCERAM-BRIGHT 4g x 4 - M, NANOCERAM-BRIGHT 4g x 4 - N, NANOCERAM-BRIGHT 4g x 4 - O, NANOCERAM-BRIGHT 4g x 4 - P, NANOCERAM-BRIGHT 4g x 4 - Q, NANOCERAM-BRIGHT 4g x 4 - S, NANOCERAM-BRIGHT 4g x 4 - U, NANOCERAM-BRIGHT 4g x 4 - V, NANOCERAM-BRIGHT 4g x 4 - X, NANOCERAM-BRIGHT 4g x 4 - Y, NANOCERAM-BRIGHT 4g x 4 - ZA, NANOCERAM-BRIGHT 4g x 4 - ZM, NANOCERAM-BRIGHT 4g x 4 - ZO, NANOCERAM-BRIGHT 4g x 4 - ZU, NANOCERAM-BRIGHT 4g x 4 - ZX, NANOCERAM-BRIGHT SMART A1, NANOCERAM-BRIGHT SMART A2, NANOCERAM-BRIGHT SMART A3, NANOCERAM-BRIGHT SMART A3.5, NANOCERAM-BRIGHT SMART B1, NANOCERAM-BRIGHT SMART B2, NANOCERAM-BRIGHT SMART Incisal, NANOCERAM-BRIGHT SMART Bleach, NANOCERAM-BRIGHT SMART Bleach Extra, NANOCERAM-BRIGHT SMART Opaque A2, NANOCERAM-BRIGHT INTRO A1, NANOCERAM-BRIGHT INTRO A2, NANOCERAM-BRIGHT INTRO A3, NANOCERAM-BRIGHT INTRO A3.5, NANOCERAM-BRIGHT INTRO B1, NANOCERAM-BRIGHT INTRO B2, NANOCERAM-BRIGHT INTRO Bleach, NANOCERAM-BRIGHT INTRO Bleach Extra, NANOCERAM-BRIGHT INTRO Opaque A2, NANOCERAM-BRIGHT INTRO - A, NANOCERAM-BRIGHT INTRO - C, NANOCERAM-BRIGHT INTRO - E, NANOCERAM-BRIGHT INTRO - F, NANOCERAM-BRIGHT INTRO - J, NANOCERAM-BRIGHT INTRO - K, NANOCERAM-BRIGHT INTRO - L, NANOCERAM-BRIGHT INTRO - ZR, NANOCERAM-BRIGHT INTRO - ZU, NANOCERAM-BRIGHT INTRO - ZW, NANOCERAM-BRIGHT INTRO - 5A, NANOCERAM-BRIGHT MULTI A1, NANOCERAM-BRIGHT MULTI A2, NANOCERAM-BRIGHT MULTI A3, NANOCERAM-BRIGHT MULTI A3.5, NANOCERAM-BRIGHT MULTI B1, NANOCERAM-BRIGHT MULTI B2, NANOCERAM-BRIGHT MULTI Bleach, NANOCERAM-BRIGHT MULTI Bleach Extra, NANOCERAM-BRIGHT 4g A1, NANOCERAM-BRIGHT 4g A2, NANOCERAM-BRIGHT 4g A3, NANOCERAM-BRIGHT 4g Opaque A2, NANOCERAM-BRIGHT 4g A3.5, NANOCERAM-BRIGHT 4g A4, NANOCERAM-BRIGHT 4g B1, NANOCERAM-BRIGHT 4g B2, NANOCERAM-BRIGHT 4g B3, NANOCERAM-BRIGHT 4g B4, NANOCERAM-BRIGHT 4g C1, NANOCERAM-BRIGHT 4g C2, NANOCERAM-BRIGHT 4g C3, NANOCERAM-BRIGHT 4g C4, NANOCERAM-BRIGHT 4g D2, NANOCERAM-BRIGHT 4g D3, NANOCERAM-BRIGHT 4g D4, NANOCERAM-BRIGHT 4g Incisal, NANOCERAM-BRIGHT 4g Universal, NANOCERAM-BRIGHT 4g A5, NANOCERAM-BRIGHT 4g Bleach Extra, NANOCERAM-BRIGHT 4g Bleach, NANOCERAM-BRIGHT 4g Opaque A3, NANOCERAM-BRIGHT 0.25g x 20 A1, NANOCERAM-BRIGHT 0.25g x 20 A2, NANOCERAM-BRIGHT 0.25g x 20 A3, NANOCERAM-BRIGHT 0.25g x 20 Opaque A2, NANOCERAM-BRIGHT 0.25g x 20 A3.5, NANOCERAM-BRIGHT 0.25g x 20 A4, NANOCERAM-BRIGHT 0.25g x 20 B1, NANOCERAM-BRIGHT 0.25g x 20 B2, NANOCERAM-BRIGHT 0.25g x 20 B3, NANOCERAM-BRIGHT 0.25g x 20 B4, NANOCERAM-BRIGHT 0.25g x 20 C1, NANOCERAM-BRIGHT 0.25g x 20 C2, NANOCERAM-BRIGHT 0.25g x 20 C3, NANOCERAM-BRIGHT 0.25g x 20 C4, NANOCERAM-BRIGHT 0.25g x 20 D2, NANOCERAM-BRIGHT 0.25g x 20 D3, NANOCERAM-BRIGHT 0.25g x 20 D4, NANOCERAM-BRIGHT 0.25g x 20 Incisal, NANOCERAM-BRIGHT 0.25g x 20 Universal, NANOCERAM-BRIGHT 0.25g x 20 A5, NANOCERAM-BRIGHT 0.25g x 20 Bleach Extra, NANOCERAM-BRIGHT 0.25g x 20 Bleach, NANOCERAM-BRIGHT 0.25g x 20 Opaque A3, NANOCERAM-BRIGHT 4g x 4 A1, NANOCERAM-BRIGHT 4g x 4 A2, NANOCERAM-BRIGHT 4g x 4 A3, NANOCERAM-BRIGHT 4g x 4 A3.5, NANOCERAM-BRIGHT 4g x 4 B1, NANOCERAM-BRIGHT 4g x 4 B2, NANOCERAM-BRIGHT 4g x 4 Bleach, NANOCERAM-BRIGHT 4g x 4 Bleach Extra, NANOCERAM-BRIGHT 4g x 4 Opaque A2, NANOCERAM-BRIGHT 4g x 4 - A, NANOCERAM-BRIGHT 4g x 4 - B, NANOCERAM-BRIGHT 4g x 4 - C, NANOCERAM-BRIGHT 4g x 4 - D, NANOCERAM-BRIGHT 4g x 4 - E, NANOCERAM-BRIGHT 4g x 4 - F, NANOCERAM-BRIGHT 4g x 4 - G, NANOCERAM-BRIGHT 4g x 4 - H, NANOCERAM-BRIGHT 4g x 4 - I, NANOCERAM-BRIGHT 4g x 4 - J, NANOCERAM-BRIGHT 4g x 4 - K | Primary Dental | 2024-06-25T00:00:00.000+02:00 | DMP Dental Industry S.A., Kalyvion Avenue, Markopoulo Industrial Zone, 19003 Attiki, Greece | 160111284, 160111203, 160111204, 160111205, 160111202, 160111206, 160111201, 160111211, 160111221, 1601112132, 1601112133, 1601112135, 1601112134, 1601112136, 160111260, 1601112101, 1601112107, 160111231, 160111232, 160111603, 160112401, 160112402, 160112403, 160112405, 160122402, 160122403, 160122602, 160122603, 170112401, 170112402, 170112403, 170112404, 170112405, 170112406, 170112407, 170112408, 170112409, 170112410, 170112411, 170112412, 170112413, 170112414, 170112415, 170112416, 170112417, 170112419, 170112421, 170112422, 170112424, 170112425, 170112427, 170112301, 170112302, 170112303, 170112304, 170112305, 170112306, 170112307, 170112308, 170112309, 170112310, 170112311, 170112312, 170112313, 170112314, 170112315, 170112316, 170112317, 170112319, 170112321, 170112322, 170112324, 170112325, 170112327, 170112781, 170112782, 170112783, 170112785, 170112787, 170112788, 170112701, 170112702, 170112703, 170112704, 170112705, 170112706, 170112707, 170122708, 170112709, 170112710, 170112711, 170112112, 170112713, 170112714, 170112715, 170112716, 170112717, 170112719, 170112721, 170112722, 170112724, 170112725, 170112727, 170112739, 170113401, 170113402, 170113403, 420119101, 420119102, 420119103, 420119105, 420119107, 420119108, 420119109, 420119111, 420119112, 420119104, 420119127, 420119125, 420119124, 420119119, 420119201, 420119202, 420119203, 420119205, 420119207, 420119208, 420119209, 420119211, 420119212, 420119204, 420119227, 420119225, 420119224, 420119219, 420118401, 420118402, 420118403, 420118405, 420118407, 420118408, 420118409, 420118411, 420118412, 420118404, 420118427, 420118425, 420118424, 420118419, 420129101, 420129102, 420129103, 420129105, 420129107, 420129108, 420129104, 420129124, 420129201, 420129202, 420129203, 420129205, 420129207, 420129208, 420129204, 420129224, 420128201, 420128202, 420128203, 420128205, 420128207, 420128208, 420128204, 420128224, 160111712, 160111713, 160111714, 160111715, 160111716, 160111717, 160111719, 160111721, 160111722, 160111724, 160111725, 160111727, 160111739, 160111741, 160111747, 160111750, 160111501, 160111502, 160111503, 160111505, 160111507, 160111508, 160111519, 160111525, 160111524, 160111518, 160111181, 160111182, 160111183, 160111185, 160111187, 160111188, 160111180, 160111179, 160111184, 160111101, 160111103, 160111105, 160111106, 160111110, 160111111, 160111112, 160111144, 160111147, 160111149, 160111605, 160111281, 160111282, 160111283, 160111285, 160111287, 160111288, 160111280, 160111279, 160111401, 160111402, 160111403, 160111404, 160111405, 160111406, 160111407, 160111408, 160111409, 160111410, 160111411, 160111412, 160111413, 160111414, 160111415, 160111416, 160111417, 160111419, 160111421, 160111422, 160111424, 160111425, 160111427, 160122501, 160122502, 160122503, 160122504, 160122505, 160122506, 160122507, 160122508, 160122509, 160122510, 160122511, 160122512, 160122513, 160122514, 160122515, 160122516, 160122517, 160122519, 160122521, 160122522, 160122524, 160122525, 160122527, 160111781, 160111782, 160111783, 160111785, 160111787, 160111788, 160111780, 160111779, 160111784, 160111701, 160111702, 160111703, 160111704, 160112705, 160111706, 160111707, 160111708, 160111709, 160111710, 160111711 | Klasa IIa | Kompozit I polimerizueshem nanohibrid per restaurime dentare | Pajisje dentare
16801 | DMP PIT & FISSURE SEALANT 2g x 50 White, DMP PIT & FISSURE SEALANT 2g x 50 Universal, DMP PIT & FISSURE SEALANT 1g Opaque, DMP PIT & FISSURE SEALANT 2g Opaque, DMP PIT & FISSURE SEALANT CC 2g Opaque, DMP PIT & FISSURE SEALANT 2g White, DMP PIT & FISSURE SEALANT 2g Universal, DMP PIT & FISSURE SEALANT 2g x 2 Opaque, DMP PIT & FISSURE SEALANT CC 2g x 2 Opaque, DMP PIT & FISSURE SEALANT 2g x 2 White, DMP PIT & FISSURE SEALANT 2g x 2 Universal, DMP PIT & FISSURE SEALANT 2g x 4 Opaque, DMP PIT & FISSURE SEALANT CC 2g x 4 Opaque, DMP PIT & FISSURE SEALANT 2g x 4 White, DMP PIT & FISSURE SEALANT 2g x 4 Universal, DMP PIT & FISSURE SEALANT SMART Opaque, DMP PIT & FISSURE SEALANT 500g Opaque, DMP PIT & FISSURE SEALANT CC 500g Opaque, DMP PIT & FISSURE SEALANT 500g White, DMP PIT & FISSURE SEALANT 500g Universal, DMP PIT & FISSURE SEALANT 1.5Kg Opaque, DMP PIT & FISSURE SEALANT CC 1.5Kg Opaque, DMP PIT & FISSURE SEALANT 1.5Kg White, DMP PIT & FISSURE SEALANT 1.5Kg Universal, DMP PIT & FISSURE SEALANT 2g x 50 Opaque, DMP PIT & FISSURE SEALANT CC 2g x 50 Opaque | Primary Dental | 2024-06-25T00:00:00.000+02:00 | DMP Dental Industry S.A., Kalyvion Avenue, Markopoulo Industrial Zone, 19003 Attiki, Greece | 430118220, 430118221, 150113418, 150112418, 150112418C, 150112420, 150112421, 150112318, 150112318C, 150112320, 150112321, 150112718, 150112718C, 150112720, 150112721, 150112518, 430119118, 430119118C, 430119120, 430119121, 430119218, 430119218C, 430119220, 430119221, 430118218, 430118218C | Klasa IIa | Material fotopolimerizues per silanizimin dhe mbrojtjen e struktures dhembore | Pajisje dentare
16802 | DISPOSABLE BONE BIOPSY NEEDLE FOR ILIAC CREST MARROW ASPIRATION, "T" HANDLE XX G x YY/YY mm PILXXYY/YY (ALPHANUMERIC CODE) | EUROMED | 2024-06-24T00:00:00.000+02:00 | MDL srl, Via Tavani 1/A 23014 Delebio, Sondrio, Italy | DISPOSABLE BONE BIOPSY NEEDLE FOR ILIAC CREST MARROW ASPIRATION, "T" HANDLE XX G x YY/YY mm PILXXYY/YY (ALPHANUMERIC CODE) | Klasa IIa | Age njeperdorimeshme per biopsine e palces se kockes me doreze "T" | Tjeter
16803 | Sterile urinary catheter for single use (Nelaton Catheter ) Tipi : Paediatric male ,Paediatric Female ,Male ,Female Code :F511010,F511012,F511014,F511016,F511018,F510008,F510010,F510012,F510014,F510016 Sterile urinary catheter for single use (Foley catheter ,Silicone catheter ) Type :1-Way,2-Way,3-Way Code :S512212,S512214,S512216,S512218,S512220,S512222,S512224,S512318,S512320, S512322, S512324, 513216,513218,513220,513222,513224 | EUROMED | 2024-06-24T00:00:00.000+02:00 | Jiangsu suyun medical materials co No 18jin qiao road dapu industrial park 222002 lianyungang Jiangsu province PPch postal code 222002 | Sterile urinary catheter for single use (Nelaton catheter ,Foley catheter and silicone catheter Sterile urinary catheter for single use (Nelaton catheter Paediatric male Paediatric female Male ,fem | Klasa IIa | Kateter urinar I cili futet ne uretren e pacientit kur nuk arrijne te urinojne normalisht /vete . | Pajisje nje perdorimeshe
16804 | Disposable Endoscopic Specimen Retrieval Bags (RYQW40), Disposable Endoscopic Specimen Retrieval Bags (RYQW60), Disposable Endoscopic Specimen Retrieval Bags (RYQW80), Disposable Endoscopic Specimen Retrieval Bags (RYQW100), Disposable Endoscopic Specimen Retrieval Bags (RYQW130) | T R I M E D | 2024-06-27T00:00:00.000+02:00 | Jiangsu Ripe Medical Instruments Technology Co., Ltd. No. 21 Xinxing Road, Economic and Technological Development Zone, Jingjiang 214500, Jiangsu, P.R. China | Disposable Endoscopic Specimen Retrieval Bags (RYQW40), Disposable Endoscopic Specimen Retrieval Bags (RYQW60), Disposable Endoscopic Specimen Retrieval Bags (RYQW80), Disposable Endoscopic Specimen Retrieval Bags (RYQW100), Disposable Endoscopic Specimen Retrieval Bags (RYQW130) | Klasa IIa | Disposable Endoscopic Specimen Retrieval Bags janë pajisje mjekësore njëpërdorimshe që kanë qëllim të ndihmojnë në marrjen e indeve te infektuar ose gurë të dyshimtë tëmthit gjatë procedurave endoskopike. | Pajisje nje perdorimeshe
16805 | Introducer Sheath Kits/Radial Artery Sheath without hydrophilic coating (1.5mm-2.4mm).Metalguide wire,Puncture Needle,Scalpel, Introducer Sheath Kits/Femoral Artery Sheath without hydrophilic coating (1.5mm-3.7mm) Metal guidewire with straightener Puncture needle,Scalpel, Introducer Sheath Kits/Radial Artery Sheath without hydrophilic coating (1.5mm-2.4mm).Polyurethane guidewire,Trocar Needle,Scalpel, Introducer Sheath Kits/Radial Artery Sheath without hydrophilic coating (1.5mm-2.4mm).Metalguide wire,Trocar Needle,Scalpel, Introducer Sheath Kits/Femoral Artery Hydrophilic Coating Sheath (1.8mm,2.1mm).Polyurethane guidewire,Trocar Needle,Scalpel, Introducer Sheath Kits/Femoral Artery Sheath without hydrophilic coating (1.5mm-3.7mm) Polyurethane guidewire ,Trocar needle ,Scalpel, Introducer Sheath Kits/Radial Artery Hydrophilic Coating Sheath (1.8mm,2.1mm).Polyurethane guidewire,Trocar Needle,Scalpel, Introducer Sheath Kits/Radial Artery Hydrophilic coating Sheath (1.8mm,2.1mm).Metal guidewire,Trocar Needle,Scalpel, Introducer Sheath Kits/Radial Artery Hydrophilic coating Sheath (1.8mm,2.1mm).Metal guidewire,Puncture Needle,Scalpel, Introducer Sheath Kits/Femoral Artery Hydrophilic Coating Sheath (1.8mm,2.1mm).Metal guidewire with straightener,Puncture Needle,Scalpel | O.E.S DISTRIMED | 2024-06-26T00:00:00.000+02:00 | Beijing Demax Medical Technology Co.Ltd A13-7,Jingshengnansi Street,Tongzhou district,101102 Beijing,P.R.China | DQ07152120M, DQ071521210LM, DQ07182120M, DQ071821210LM, DQ07232120M80, DQ072321210LM80, DQ04082121M, DQ04112121M, DQ04132121M, DQ04152121M, DQ04182121M, DQ04232121M80, DQ05082121M, DQ05112121M, DQ05132121M, DQ05152121M, DQ05182121M, DQ05232121M80, DQ06082121M, DQ06112121M, DQ06132121M, DQ06152121M, DQ06182121M, DQ06232121M80, DQ07082121M, DQ07112121M, DQ07132121M, DQ07152121M, DQ04113818M, DQ04133818M, DQ04153818M, DQ04183818M, DQ04233818M80, DQ05083818M, DQ05113818M, DQ05133818M, DO05153818M, DQ05183818M, DQ05233818M80, DQ06083818M, DQ06113818M, D006133818M, DQ06153818M, DQ06183818M, DQ06233818M80, DQ07083818M, DQ07113818M, DQ07133818M, DQ07153818M, DQ07183818M, DQ07233818M80, DQ08083818M, DQ08113818M, DQ08133818M, DQ07182121M, DQ07232121M80, DXQ04082120M, DXQ04082120LM, DXQ04112120M, DXQ04112120LM, DXQ04132120M, DXQ04132120LM, DXQ04152120M, DXQ04152120LM, DXQ04182120M, DXQ04182120LM, DXQ04232120M80, DXQ04232120LM80, DXQ04082520M, DXQ04082520LM, DXQ04112520M, DXQ04112520LM, DXQ04132520M, DXQ04132520LM, DXQ04152520M, DXQ04152520LM, DXQ04182520M, DXQ04182520LM, DXQ04232520M80, DXQ04232520LM80, DXQ05082120M, DXQ05082120LM, DXQ05112120M, DXQ05112120LM, DXQ05132120M, DXQ05132120LM, DXQ05152120M, DXQ05152120LM, DXQ05182120M, DXQ05182120LM, DXQ05232120M80, DXQ05232120LM80, DXQ05082520M, DXQ05082520LM, DXQ05112520M, DXQ05112520LM, DXQ05132520M, DXQ05132520LM, DXQ05152520M, DXQ05152520LM, DXQ05182520M, DXQ05182520LM, DXQ05232520M80, DXQ05232520LM80, DXQ06082120M, DXQ06082120LM, DXQ06112120M, DXQ06112120LM, DXQ06132120M, DXQ06132120LM, DXQ06152120M, DXQ06152120LM, DX006182120M, DXQ06182120LM, DXQ06232120M80, DXQ06232120LM80, DXQ06082520M, DXQ06082520LM, DXQ06112520M, DXQ06112520LM, DXQ06132520M, DXQ06132520LM, DXQ06152520M, DXQ06152520LM, DXQ06182520M, DXQ06182520LM, DXQ06232520M80, DXQ06232520LM80, DXQ07082120M, DXQ07082120LM, DXQ07112120M, DXQ07112120LM, DXQ07132120M, DXQ07132120LM, DXQ07152120M, DXQ07152120LM, DXO07182120M, DXQ07182120LM, DXQ07232120M80, DXQ07232120LM80, DXQ07082520M, DXQ07082520LM, DXQ07112520M, DXQ07112520LM, DXQ07132520M, DXQ07132520LM, DXQ07152520M, DXQ07152520LM, DXQ07182520M, DXQ07182520LM, DXQ07232520M80, DXQ07232520LM80, DQ04083818M, DQ04082120M, DQ04082120LM, DQ04112120M, DQ041121210LM, DQ04132120M, DQ041321210LM, DQ04152120M, DQ041521210LM, DQ04182120M, DQ041821210LM, DQ04232120M80, DQ042321210LM80, DQ05082120M, DQ05082120LM, DQ05112120M, DQ051121210LM, DQ05132120M, DQ051321210LM, DQ05152120M, DQ051521210LM, DQ05182120M, DQ051821210LM, DQ05232120M80, DQ052321210LM80, DQ06082120M, DQ06082120LM, DQ06112120M, DQ061121210LM, DQ06132120M, DQ061321210LM, DQ06152120M, DQ061521210LM, DQ06182120M, DQ061821210LM, DQ06232120M80, DQ062321210LM80, DQ07082120M, DQ07082120LM, DQ07112120M, DQ071121210LM, DQ07132120M, DQ071321210LM, DXQ06182520L, DXQ0623252080, DXQ06232520L80, DXQ05083518, DXQ05083518L, DXQ05113518, DXQ05113518L, DXQ05133518, DXQ05133518L, DXQ05153518, DXQ05153518L, DXQ05183518, DXQ05183518L, DXQ0523351880, DXQ0523351880L80, DXQ06083518, DXQ06083518L, DXQ06113518, DXQ06113518L, DXQ06133518, DXQ06133518L, DXQ06153518, DXQ06153518L, DXQ06183518, DXQ06183518L, DXQ0623351880, DXQ0623351880L80, DXQ05153518M, DXQ05153518LM, DXQ05183518M, DXQ05183518LM, DXQ05233518M80, DXQ05233518LM80, DXQ06083518M, DXQ06083518LM, DXQ06113518M, DXQ06113518LM, DXQ06133518M, DXQ06133518LM, DXQ06153518M, DXQ06153518LM, DXQ06183518M, DXQ06183518LM, DXO06233518M80, DXQ06233518LM80, DXQ07083518M, DXQ07083518LM, DXQ07113518M, DXQ07113518LM, DXQ07133518M, DXQ07133518LM, DXQ07153518M, DXQ07153518LM, DXQ05152120, DXQ05152120L, DXQ05182120, DXQ05182120L, DXQ0523212080, DXQ05232120L80, DXQ05082520, DXQ05082520L, DXQ05112520, DXQ05112520L, DXO05132520, DXQ05132520L, DXO05152520, DXO05152520L, DXO05182520, DXO05182520L, DXQ0523252080, DXQ05232520L80, DXQ06082120, DXQ06082120L, DXQ06112120, DXO06112120, DXQ06132120, DXQ06132120L, DXQ06152120, DXQ06152120L, DXO06182120, DXQ06182120L, DXQ0623212080, DXQ06232120L80, DXQ06082520, DXQ06082520L, DXQ0 | Klasa IIa | Kit Introduktoresh per Angiografi dhe nderhyrjet Vaskulare | Pajisje nje perdorimeshe
16806 | Control syringes | O.E.S DISTRIMED | 2024-06-26T00:00:00.000+02:00 | Beijing Demax Medical Technology Co.Ltd A13-7,Jingshengnansi Street,Tongzhou district,101102 Beijing,P.R.China | DMK-Z-II10, DMK-Z-II12, DMK-Z-III10, DMK-Z-III12 | Is | Shiringa per injektimin e medikamenteve ne forme liquide, ne vaskulaturen periferale dhe kardiovaskulare | Pajisje nje perdorimeshe
16807 | 2P Impianto Ø 3,75 L 8;A03-0001, 2P Impianto Ø 3,75 L 10;A03-0002, Impianto konic PL-2P Ø 3,75 L 12mm; A03-0003, 2P Impianto Ø 3,75 L 14;A03-0004, 2P Impianto Ø 4,25 L 8;A03-0005, Impianto konic PL-2P Ø 4,25 L 10; A03-0006, Impianto konic PL-2P Ø 4,25 L 12mm; A03-0007, 2P Impianto Ø 4,25 L 14;A03-0008, 2P Impianto Ø 5 L 8;A03-0009, Impianto konic PL-2P Ø 5,00 L 10; A03-0010, Impianto konic PL-2P Ø 5,00 L 12; A03-0011, 2P Impianto Ø 5 L 14;A03-0012, 2P Vite tappo A03-0013, 2P Moncone dritto A03-0014, 2P Moncone inclinato 15° A03-0015, 2P Moncone inclinato 25° A03-0016, 2P Moncone sferico H1 A03-0017, 2P Moncone sferico H2 A03-0018, 2P Moncone sferico H3 A03-0019, 2P Moncone sferico H4 A03-0020, 2P Moncone sferico H5 A03-0021, 2P Vite di guarigione svasata H2 A03-0022, 2P Vite di guarigione svasata H3 A03-0023, 2P Vite di guarigione svasata H4 A03-0024, 2P Vite di guarigione svasata H5 A03-0025, 2P Vite di guarigione svasata H6 A03-0026, 2P Vite di unione M. 1.8 A03-0031, 2P Moncone dritto MUA H1 A03-0033, 2P Moncone dritto MUA H3 A03-0034, 2P MUA 17° H2 A03-0035, 2P MUA 30° H2 A03-0036, 2P Vite di unione MUA M 1,4 A03-0038, 2P Mocone provvisorio per MUA A03-0040, 2P Vite di guarigione per MUA A03-0042, 2P Monone per incol. Senza posizione Ø 3,75 A03-0045, 2P Moncone provvisorio n/r A03-0046, 2P Konic Moncone MUA H4 17° A03-0047, 2P Konic Moncone Inclinato H4 30° MUA A03-0048, 2P Konic Moncone dritto H2 MUA A03-0049, 2P Moncone dritto H4 MUA A03-0050, 2P KONIC SFERATOR H1 A03-0052, 2P MONCONE SFERATOR H2 A03-0053, 2P KONIC SFERATOR H3 A03-0054, 2P KONIC SFERATOR H4 A03-0055, 2P BETA SFERATOR 2P H6 A03-0056, 2P KONIC SFERATOR 2P H6 A03-0057, 2P MONCONE SFERATOR 15° H1,5 A03-0058, 2P MONCONE SFERATOR 15° H2 A03-0059, 2P KONIC SFERATOR 15° H3,5 A03-0060, KONIC 2P Impianto dentale Ø 3,3 L8 I2P330008, KONIC 2P Impianto dentale Ø 3,3 L10 I2P330010, KONIC 2P Impianto dentale Ø 3,3 L12 I2P330012, KONIC 2P Impianto dentale Ø 3,3 L14 I2P330014, KONIC 2P Vite tappo Ø 3,3 P2P330VT | VISION MEDICAL GROUP | 2024-06-26T00:00:00.000+02:00 | NormaDent s.a.s via Ferrucci, 18 Cesano Maderno MB Italia | 23IM444, 23IM445, 22IM529, 23IM447, 23IM448, 22IM324, 22IM533, 23IM449, 23IM450, 22IM325, 22IM326, 23IM451, 23PR452, 23PR314, 23PR432, 23PR433, 23PR439, 23PR436, 23PR437, 23PR438, 23PR440, 23PR243, 23PR244, 23PR070, 23PR071, 23PR245, 23PR008, 22PR510, 22PR372, 22PR232, 22PR365, 22PR255, 23PR519, 22PR511, 23PR247, 23PR435, 21PR637, 22PR037, 22PR513, 23PR259, 22PR259, 23PR249, 22PR514, 22PR260, 22PR519, 22PR518, 23PR395, 23PR396, 22PR446, 22IM063, 22IM064, 22IM065, 22IM066, 22PR067 | Klasa IIb, Klasa IIa | Implante dentare dhe aksesore te ndryshem. | Pajisje dentare
16808 | IIPCAMU48ANALOGO MUA BC NON ROTANTE, IIBCAN3D34KAANALOGO 3D IMPIANTO BC P 3.4 + VITE, IIBCAN41ANALOGO BC P 4.1, IIBACBCC34KBMONCONE UCLA BASE CR-CO BC P 3.4 + VITE, EEPCCMUKBCALCINABILE PER MUA BC NON ROTANTE + VITE CORTA, IIBACCN41KBMONCONE CALCINABILE ANTIROTAZIONALE BC P 4.1 +VITE, IIBACLKR34KBBASE CAD/CAM ROTAZIONALE BC P 3.4 + VITE, IIBACLKR41KBBASE CAD/CAM ROTAZIONALE BC P 4.1 + VITE, IIBACLOCM341KDMONCONE LOC BC P 3.4 H 1 + POS. + KIT DI LAVORAZIONE LOC, IIBACLOCM342KDMONCONE LOC BC P 3.4 H 2 + POS. + KIT DI LAVORAZIONE LOC, IIBACLOCM343KDMONCONE LOC BC P 3.4 H 3 + POS. + KIT DI LAVORAZIONE LOC, IIBACLOCM344KDMONCONE LOC BC P 3.4 H 4 + POS. + KIT DI LAVORAZIONE LOC, IIBACLOCM345KDMONCONE LOC BC P 3.4 H 5 + POS. + KIT DI LAVORAZIONE LOC, IIBACLOCM411KDMONCONE LOC BC P 4.1 H 1 + POS. + KIT DI LAVORAZIONE LOC, IIBACLOCM412KDMONCONE LOC BC P 4.1 H 2 + POS. + KIT DI LAVORAZIONE LOC, IIBACLOCM413KDMONCONE LOC BC P 4.1 H 3 + POS. + KIT DI LAVORAZIONE LOC, IIBACLOCM414KDMONCONE LOC BC P 4.1 H 4 + POS. + KIT DI LAVORAZIONE LOC, IIBACLOCM415KDMONCONE LOC BC P 4.1 H 5 + POS. + KIT DI LAVORAZIONE LOC, IIBACMA1534KBMONCONE ANGOLATO 15° BC P 3.4 + VITE, IIBACMA1541KBMONCONE ANGOLATO 15° BC P 4.1 + VITE, IIBACMA2534KBMONCONE ANGOLATO 25° BC P 3.4 + VITE, IIBACMA2541KBMONCONE ANGOLATO 25° BC P 4.1 + VITE, IIBACMD34KBMONCONE DRITTO BC P 3.4 + VITE, IIBACMD41KBMONCONE DRITTO BC P 4.1 + VITE, IIBACMPA341MONCONE A SFERA BC P 3.4 H 1, IIBACMPA343MONCONE A SFERA BC P 3.4 H 3, IIBACMPA411MONCONE A SFERA BC P 4.1 H 1, IIBACMPA413MONCONE A SFERA BC P 4.1 H 3, IIBACMUA1734KBMULTI UNIT ANGOLATO HEXED BC 17° P 3.4 H 2 + VITE, IIBACMUA1741KBMULTI UNIT ANGOLATO HEXED BC 17° P 4.1 H 2 + VITE, IIBACMUA3034KBMULTI UNIT ANGOLATO HEXED BC 30° P 3.4 H 3 + VITE, IIBACMUA3041KBMULTI UNIT ANGOLATO HEXED BC 30° P 4.1 H 3 + VITE, IIBACMUD341MULTI UNIT DRITTO BC P 3.4 H 1, IIBACMUD342MULTI UNIT DRITTO BC P 3.4 H 2, IIBACMUD343MULTI UNIT DRITTO BC P 3.4 H 3, IIBACMUD411MULTI UNIT DRITTO BC P 4.1 H 1, IIBACMUD412MULTI UNIT DRITTO BC P 4.1 H 2, IIBACMUD413MULTI UNIT DRITTO BC P 4.1 H 3, EEPCMPK48KBTORRETTA PEEK MULTI UNIT NON ROTANTE + VITE, IIBACSB34KBMONCONE PROVVISORIO SCAN BODY TITANIO BC P 3.4 + VITE, IIBACSB41KBMONCONE PROVVISORIO SCAN BODY TITANIO BC P 4.1 + VITE, EEPCTMU48KATRANSFER PER MUA BC NON ROTANTE + VITE 1,20, IIBCTR34KATRANSFER ANTIROTAZIONALE BC P 3.4 + VITE, IIBCTR41KATRANSFER ANTIROTAZIONALE BC P 4.1 + VITE, IIBCTRS34KATRANSFER ANTIROTAZIONALE STRETTO BC P 3.4 + VITE, IIBCTRS41KATRANSFER ANTIROTAZIONALE STRETTO BC P 4.1 + VITE, IIPCMTM48KBTORRETTA TITANIO PER MULTI UNIT BC ANTIROTAZIONALE + VITE, ETIMTM48KBTORRETTA TITANIO PER MULTI UNIT BC ROTAZIONALE + VITE, IIPSTM48KBTORRETTA TITANIO PER MULTI UNIT BC ANTIROTAZIONALE + VITE, IIBACVG342VITE DI GUARIGIONE BC P 3.4 H 2, IIBACVG344VITE DI GUARIGIONE BC P 3.4 H 4, IIBACVG412VITE DI GUARIGIONE BC P 4.1 H 2, IIBACVG414VITE DI GUARIGIONE BC P 4.1 H 4, IIBACVGR413VITE DI GUARIGIONE REGULAR BC P 4.1 H 3, IIBACVGR415VITE DI GUARIGIONE REGULAR BC P 4.1 H 5, IIBACVPA16VITE MONCONE BC, IIBCVPAI1716VITE PASSANTE BC ASSE INCLINATO, IIBCVPAI3716VITE PASSANTE BC ASSE INCLINATO TESTA LUNGA, IIMGVTR16VITE TRANSFER BC, IIBCAN34ANALOGO BC P 3.4, IIBCAN3D41KAANALOGO 3D IMPIANTO BC P 4.1 + VITE, IIBACBCC41KBMONCONE UCLA BASE CR-CO BC P 4.1 + VITE, IIBACCN34KBMONCONE CALCINABILE ANTIROTAZIONALE BC P 3.4 + VITE, IIBACCR34KBMONCONE CALCINABILE ROTAZIONALE BC P 3.4 + VITE, IIBACCR41KBMONCONE CALCINABILE ROTAZIONALE BC D 4.1 + VITE, IIBACLK34KBBASE CAD/CAM ANTIROTAZIONALE BC P 3.4 + VITE, IIBACLK41KBBASE CAD/CAM ANTIROTAZIONALE BC P 4.1 + VITE, EETILK48KBLINK DA INCOLLAGGIO PER MUA BC + VITE, QIFR22DFRESA STOP SMALL D 2.2, QIFRDD2228DFRESA STOP SMALL D 2.2/2.8, QIFRDD2832DFRESA STOP SMALL D 2.8/3.2, QIFRDD2834DFRESA STOP SMALL D 2.8/3.4, QIFRDD3236DFRESA STOP LARGE D 3.2/3.6, QIFRDD3238DFRESA STOP LARGE D 3.2/3.8, QIFRDD3645DFRESA STOP LARGE D 3.6/4.5, QIFRDD4044DFRESA STOP LARGE D 4.0/4.4, ZGFRL22FRESA ZG DOPPIO DIAMETRO D 2.2 L 26 PER STOP, ZGFRL28FRESA ZG DOPPIO DIAMETRO D 2.2/2.8 L 26 PER STOP, ZGFRL34FRESA ZG DOPPIO DIAMETRO D 2.8/3.4 L 26 PER STOP, ACTK1215KIT CHIRURGICO GRANDE ACT | BRIANZA DENT | 2024-06-27T00:00:00.000+02:00 | AVENIR srl, Via Del Salice 21- 47822 Santarcangelo Di Romagna (RN) - Italy | BCAN3D34K, BCAN3D41K, BCBCC41K, BCLKR41K, BCLOC341K, BCLOC342K, BCLOC343K, BCLOC344K, BCLOC345K, BCLOC411K, BCLOC412K, BCLOC413K, BCLOC414K, BCLOC415K, BCMA1534K, BCMA1541K, BCMA2534K, BCMA2541K, BCMD34K, BCMD41K, BCMPA341, BCMPA343, BCMPA411, BCMPA413, BCMUA1734K, BCMUA1741K, BCMUA3034K, BCMUA3041K, BCMUD341, BCMUD342, BCMUD343, BCMUD411, BCMUD412, BCMUD413, BCPKMNK, BCSB34K, BCSB41K, BCTMUNK, BCTR34K, BCTR41K, BCTRS34K, BCTRS41K, BCTTMNK, BCTTMRK, BCTTMUANK, BCVG342, BCVG344, BCVG412, BCVG414, BCVGR413, BCVGR415, BCVPA16, BCVPAI, BCVPAITL, BCVTR16, BCAMUN, BCAN34, BCAN41, BCBCC34K, BCCMUNK, BCCN34K, BCCN41K, BCCR34K, BCCR41K, BCLK34K, BCLK41K, BCLKMK, BCLKR34K, QIFR22D, QIFRDD2228, QIFRDD2832, QIFRDD2834, QIFRDD3236, QIFRDD3238, QIFRDD3645, QIFRDD4044, ZGFRPT2226, ZGFRPT2826, ZGFRPT3426, ACTKITL | Klasa IIb, Klasa IIa | Komponente dentar te implantueshme, Komponente dentar | Pajisje dentare
16809 | Extension Kit | O.E.S DISTRIMED | 2024-07-02T00:00:00.000+02:00 | Medtronic, Inc. 710 Medtronic Parkway Minneapolis MN 55432 USA | 37086 | Klasa III | Pajisje e implantueshme qe ka si qellim percjelljen e stimulimit elektrik midis elektrodes dhe neurostimulatorit | Pajisje te implantueshme aktive
16810 | Starfish® Evo Heart Positioner | O.E.S DISTRIMED | 2024-07-02T00:00:00.000+02:00 | Medtronic, Inc. 710 Medtronic Parkway Minneapolis MN 55432 USA | HP3000 | Klasa IIa | Pajisje per pozicionimin e zemres gjatë ndërhyrjeve kirurgjikale, perdorim ne kardiokirurgji | Pajisje nje perdorimeshe
16811 | Tunneling Tool | O.E.S DISTRIMED | 2024-07-02T00:00:00.000+02:00 | Medtronic, Inc. 710 Medtronic Parkway Minneapolis MN 55432 USA | 6996T | Klasa III | Pajisje ndihmese qe sherben per imlantimin e elektrodave subkutane-perdorim ne kardiologji | Pajisje nje perdorimeshe
16812 | DENTAL CERAMIC STAINS AND GLAZES ,TYPE 1 PRITI PERFECT SHADE C, DENTAL CERAMIC STAINS AND GLAZES ,TYPE 1 PRITI PERFECT SHADE D, DENTAL CERAMIC STAINS AND GLAZES ,TYPE 1 PRITI PERFECT COLOR ROSE , DENTAL CERAMIC STAINS AND GLAZES ,TYPE 1 PRITI PERFECT COLOR WHITE, DENTAL CERAMIC STAINS AND GLAZES ,TYPE 1 PRITI PERFECT COLOR BLACK , DENTAL CERAMIC STAINS AND GLAZES ,TYPE 1 PRITI PERFECT COLOR YELLOW , DENTAL CERAMIC STAINS AND GLAZES ,TYPE 1 PRITI PERFECT COLOR COPPER, DENTAL CERAMIC STAINS AND GLAZES ,TYPE 1 PRITI PERFECT FISSURE, DENTAL CERAMIC STAINS AND GLAZES ,TYPE 1 PRITI PERFECT TRANSPA-BLUE, DENTAL CERAMIC STAINS AND GLAZES ,TYPE 1 PRITI PERFECT TRANSPA-PIGEON, DENTAL CERAMIC STAINS AND GLAZES ,TYPE 1 PRITI PERFECT TRANSPA-SMOKE, DENTAL CERAMIC STAINS AND GLAZES ,TYPE 1 PRITI PERFECT TRANSPA-ORANGE, DENTAL CERAMIC STAINS AND GLAZES ,TYPE 1 PRITI PERFECT HALO, DENTAL CERAMIC STAINS AND GLAZES ,TYPE 1 PRITI PERFECT STRUCTURE DEEP, DENTAL CERAMIC STAINS AND GLAZES ,TYPE 1 PRITI PERFECT STRUCTURE OPAL, DENTAL CERAMIC STAINS AND GLAZES ,TYPE 1 PRITI PERFECT STRUCTURE CLEAR, DENTAL CERAMIC STAINS AND GLAZES ,TYPE 1 PRITI PERFECT GLAZE, DENTAL CERAMIC STAINS AND GLAZES ,TYPE 1 PRITI PERFECT LIQUID, DENTAL CERAMIC STAINS AND GLAZES ,TYPE 1 PRITI PERFECT STRUCTURE BLUSH, DENTAL CERAMIC STAINS AND GLAZES ,TYPE 1 PRITI PERFECT STRUCTURE SOFT PINK, DENTAL CERAMIC STAINS AND GLAZES ,TYPE 1 PRITI PERFECT STRUCTURE NEUTRAL, DENTAL CERAMIC STAINS AND GLAZES ,TYPE 1 PRITI PERFECT STRUCTURE PALE PINK, DENTAL CERAMIC STAINS AND GLAZES ,TYPE 1 PRITI PERFECT STRUCTURE RED, DENTAL CERAMIC STAINS AND GLAZES ,TYPE 1 PRITI PERFECT COLOR DARK RED, DENTAL CERAMIC STAINS AND GLAZES ,TYPE 1 PRITI PERFECT COLOR VANILLA, DENTAL CERAMIC STAINS AND GLAZES ,TYPE 1 PRITI PERFECT COLOR BLUE GREY, DENTAL CERAMIC STAINS AND GLAZES ,TYPE 1 PRITI PERFECT STRUCTURE GLAZE 25, DENTAL CERAMIC STAINS AND GLAZES ,TYPE 1 PRITI PERFECT STRUCTURE GLAZE 7, DENTAL CERAMIC STAINS AND GLAZES ,TYPE 1 PRITI PERFECT FULL SET, DENTAL CERAMIC STAINS AND GLAZES ,TYPE 1 PRITI PERFECT BASIC SET, DENTAL CERAMIC STAINS AND GLAZES ,TYPE 1 PRITI PERFECT EFFECT SET, DENTAL CERAMIC STAINS AND GLAZES ,TYPE 1 PRITI PERFECT PINK SET, DENTAL CERAMIC STAINS AND GLAZES ,TYPE 1 PRITI PERFECT SHADE A, DENTAL CERAMIC STAINS AND GLAZES ,TYPE 1 PRITI PERFECT SHADE B | MOTO-MANIA | 2024-06-27T00:00:00.000+02:00 | Estetic ceram ag,Landstrasse 109, 9495 Triesen,Liechtenstein | PPSHCX, PPSHDX, PPSHRO, PPSHWH, PPSHBL, PPSHYE, PPSHCO, PPSHFI, PPTRBL, PPTRPI, PPTRSM, PPTROR, PPTRHA, PPSTDE, PPSTOP, PPSTCL, PPSTGL, PPSTLI, PPSTBL, PPSTSP, PPSTNE, PPSTPP, PPSTRE, PPSHDR, PPSHVA, PPSHBG, PPSTLGL25, PPSTLGL07, PPSET1, PPSET2, PPSET3, PPSET4, PPSHAX, PPSHBX | Klasa IIa | QERAMIKE DENTARE | Pajisje dentare
16813 | Gastroscopes CapsoCam Plus SV-3 | AGS Corporation | 2024-06-28T00:00:00.000+02:00 | CapsoVision, Inc 18805 Cox Avenue, Suite 250 Saratoga, CA 95070 USA | SV-3 | Klasa IIa | Video Kapsule Endoskopike | Pajisje nje perdorimeshe
16814 | Yumizen G CTRL I & II | BIOMETRIC ALBANIA | 2024-07-02T00:00:00.000+02:00 | HORIBA ABX SAS - Adresa: Parc Euromédecine, Rue du Caducée, BP 7290, 34184 Montpellier CEDEX 4, France | 1300036412 | In vitro | Kontrollues koagulimi | Pajisje te diagnostifikimit in vitro
16815 | Yumizen G IMIDAZOL | BIOMETRIC ALBANIA | 2024-07-02T00:00:00.000+02:00 | HORIBA ABX SAS - Adresa: Parc Euromédecine, Rue du Caducée, BP 7290, 34184 Montpellier CEDEX 4, France | 1300036385 | In vitro | Reagenti i Hemostazes | Pajisje te diagnostifikimit in vitro
16816 | Disposable non-split electrosurgical grounding plates | BIOMETRIC ALBANIA | 2024-07-02T00:00:00.000+02:00 | Fiab SpA - Adresa: Via P. Costoli, 4 Vicchio, Firenze, 50039, Italy | F7805, F7805P, F7805N | Klasa IIb | Pllaka tokezimi elektrokirurgjike te njeperdorshme jo te ndara | Produkte per institucione te kujdesit shendetesor
16817 | Centrifuge/ROTO SILENTA 630 RS | BIOMETRIC ALBANIA | 2024-07-02T00:00:00.000+02:00 | Andreas Hettich GmbH & Co. KG - Adresa: Föhrenstraße 12 78532 Tuttlingen, Germany | ROTO SILENTA 630 RS | Klasa IIa | Centrifuga për ndarjen e përbërësve të gjakut për qëllime transfuzioni dhe për diagnostikimin përgatitor të transfuzionit të gjakut | Produkte per institucione te kujdesit shendetesor
16818 | PLASMATEC, REVIGEN, REVITEX | CFO PHARMA | 2024-06-28T00:00:00.000+02:00 | MONTE-CARLO ESTHETICS S.A.R.L 14, RUE MALBOUSQUET VILLA HELENE-REZ-DE-CHAUSSEE-98000 (MC)-MONACO | N/A | Klasa IIa | Pajisje mjekesore per mikro-kirurgji jo invazive ambulatore, Pajisje mjekesore per trajtime jo invazive per shendetin intim te femrave, Pajisje Mjekesore per trajtim lifting jo-kirurgjikal dhe joinvaziv | Pajisje te implantueshme jo aktive
16819 | I-gel Supraglottic Airways | MONTAL | 2024-06-28T00:00:00.000+02:00 | Intersurgical Ltd. Crane House, Molly Millars Lane, Wokingham, Berkshire, RG41 2RZ, UK | 8803000, 8803030, 8804000, 8804030, 8805000, 8805030, 8201000, 8202000, 8203000, 8204000, 8205000, 8215000, 8225000, 8603000, 8604000, 8605000, 8703000, 8703030, 8704000, 8704030, 8705000, 8705030, 8800000 | Klasa IIa | I-GEL sherben per sigurimin dhe mirëmbajtjen e rrugëve ajrore të pacientit ghate anestezise rutinë dhe urgjente. | Pajisje anestezie dhe respiratore
16820 | Bio Feather BFxxyyy-xx BFxxyyy-cx BFxxyyy-kx, Perfectus PSxxyyy-xx PSxxyyy-ex, Handlex HDxxyyy-xx | EUROMED | 2024-07-01T00:00:00.000+02:00 | MEDAX SRL UNIPERSONALE Legal site: via R. Piva 1/A, 46025 Poggio Rusco (MN) Operative site: via S. Pertini 4, 12 - 41039 San Possidonio (MO) +39 0535 1812757 www.medax.it | Bio Feather BFxxyyy-xx BFxxyyy-cx BFxxyyy-kx, Perfectus PSxxyyy-xx PSxxyyy-ex, Handlex HDxxyyy-xx | Klasa IIa | Gjilpere biopsie njeperdorimeshme gjysmëautomatike per inde të buta - Bio Feather, Gjilpere per aspirimin e palcës kockore -Perfectus, Gjilpere per aspirimin e palcës kockore -Handlex | Pajisje nje perdorimeshe
16821 | NaviPro™ Hydrophilic Guidewire / HYDRO GW STD AN 260-018, NaviPro™ Hydrophilic Guidewire / HYDRO GW STD S 260-018, NaviPro™ Hydrophilic Guidewire / HYDRO GW STD AN 260-025, NaviPro™ Hydrophilic Guidewire / HYDRO GW STD S 260-025, NaviPro™ Hydrophilic Guidewire /HYDRO GW STD AN 260-035, NaviPro™ Hydrophilic Guidewire / HYDRO GW STD S 260-035, NaviPro™ Hydrophilic Guidewire / HYDRO GW STF STD AN 260-035, NaviPro™ Hydrophilic Guidewire / HYDRO GW STF STD S 260-035 | MONTAL | 2024-07-01T00:00:00.000+02:00 | Lake Region Medical 340 Lake Hazeltine Dr. Chaska, MN 55318,USA | M00556191 / M00556190, M00556181 / M00556180, M00556211 / M00556210, M00556201 / M00556200, M00556231 / M00556230, M00556221 / M00556220, M00556251 / M00556250, M00556241 / M00556240 | Klasa IIa | NaviPro Hydrophilic Guidewire është një tel udhëzues 100% hidrofil i krijuar për kanulim dhe kalim të qetë përmes nje sistemi anatomik me shume kthesa. | Pajisje nje perdorimeshe
16822 | Tracheal Compress AL, Tracheal Compress Two-ply, Tracheostoma Protection Small, Tracheostoma Protection Large, Tracheal Compresses single layer, unslit, Tracheal Compress single layer with serrated slit, Tracheal Compress Coated Two-ply, Tracheal Compress Coated , Tracheal Compress NEO+PED, Tracheostomy Stoma Pads, Softpad | E v i t a | 2024-07-11T00:00:00.000+02:00 | TRACOE medical GmbH,Reichelsheimer Str. 1/3 55268 Nieder-Olm, GERMANY | REF 905, REF 907-A, REF 907-B, REF 908, REF 909, REF 910-A, REF 910-B, REF 957, REF 960, REF 961, REF 969 | Klasa I | Kompresa trakeale te aluminizuara, Kompresa trakeale me dy shtresa, Komprese trakeostomie me ngjitje, mase e vogel, Komprese trakeostomie me ngjitje mase e madhe, Komprese trakeale me nje shtrese te pa care, Komprese trakeale me nje shtrese me carje te dhembezuara, Kompresa trakeale e veshur me dy shtresa, Kompresa trakeale e veshur me nje shtrese, Kompresa trakeale per te porsalindur dhe femije, Kompresa trakeostomie ovale me pore te hapura | Pajisje nje perdorimeshe
16823 | HELENVITA BABY FIRST TEETH RELIEF GEL | GENTIUS | 2024-07-11T00:00:00.000+02:00 | Pharmex Sa, 132, Kifisou avenue 12131 Peristeri, Athens , Greece | n/a | Klasa I | Pajisje mjekesore qe perdoret per qetesimin e gingivave te dhembeve tek femijet e vegjel | Tjeter
16824 | Naso-Pharyngo-Laryngoscope 300 mm, 3.2 mm, 85°, 160° , orange, Naso-Pharyngo-Laryngoscope 300 mm, 3.2 mm, 85°, 160° , green, Naso-Pharyngo-Laryngoscope 300 mm, 3.2 mm, 85°, 160° , grey, Naso-Pharyngo-Laryngoscope 300 mm, 3.2 mm, 85°, 160° , magenta, Naso-Pharyngo-Laryngoscope 300 mm, 3.4 mm, 85°, 160° , blue, Naso-Pharyngo-Laryngoscope 300 mm, 3.4 mm, 85°, 160° , red, Naso-Pharyngo-Laryngoscope 300 mm, 3.4 mm, 85°, 160° , black, Naso-Pharyngo-Laryngoscope 300 mm, 3.4 mm, 85°, 160° , orange, Naso-Pharyngo-Laryngoscope 300 mm, 3.4 mm, 85°, 160° , green, Naso-Pharyngo-Laryngoscope 300 mm, 3.4 mm, 85°, 160° , grey, Naso-Pharyngo-Laryngoscope 300 mm, 3.4 mm, 85°, 160° , magenta, Flexible Endoscopes without working channel, Flexible Naso-Pharyngo-Laryngoscopes, Naso-Pharyngo-Laryngoscope 300 mm, 2.2 mm, 85°, 160° , blue, Naso-Pharyngo-Laryngoscope 300 mm, 2.2 mm, 85°, 160° , red, Naso-Pharyngo-Laryngoscope 300 mm, 2.2 mm, 85°, 160° , black, Naso-Pharyngo-Laryngoscope 300 mm, 2.2 mm, 85°, 160° , orange, Naso-Pharyngo-Laryngoscope 300 mm, 2.2 mm, 85°, 160° , green, Naso-Pharyngo-Laryngoscope 300 mm, 2.2 mm, 85°, 160° , grey, Naso-Pharyngo-Laryngoscope 300 mm, 2.2 mm, 85°, 160° , magenta, Naso-Pharyngo-Laryngoscope 300 mm, 2.8 mm, 85°, 160° , blue, Naso-Pharyngo-Laryngoscope 300 mm, 2.8 mm, 85°, 160° , red, Naso-Pharyngo-Laryngoscope 300 mm, 2.8 mm, 85°, 160° , black, Naso-Pharyngo-Laryngoscope 300 mm, 2.8 mm, 85°, 160° , orange, Naso-Pharyngo-Laryngoscope 300 mm, 2.8 mm, 85°, 160° , green, Naso-Pharyngo-Laryngoscope 300 mm, 2.8 mm, 85°, 160° , grey, Naso-Pharyngo-Laryngoscope 300 mm, 2.8 mm, 85°, 160° , magenta, Naso-Pharyngo-Laryngoscope 300 mm, 3.2 mm, 85°, 160° , blue, Naso-Pharyngo-Laryngoscope 300 mm, 3.2 mm, 85°, 160° , red, Naso-Pharyngo-Laryngoscope 300 mm, 3.2 mm, 85°, 160° , black | T R I M E D | 2024-07-18T00:00:00.000+02:00 | EMOS Technology GmbH, Gewerbestrasse 10 D -88636 lllmensee | FNS3200.04, FNS3200.05, FNS3200.06, FNS3200.07, FNS3400.01, FNS3400.02, FNS3400.03, FNS3400.04, FNS3400.05, FNS3400.06, FNS3400.07, N/A, FNS2200.01, FNS2200.02, FNS2200.03, FNS2200.04, FNS2200.05, FNS2200.06, FNS2200.07, FNS2800.01, FNS2800.02, FNS2800.03, FNS2800.04, FNS2800.05, FNS2800.06, FNS2800.07, FNS3200.01, FNS3200.02, FNS3200.03 | Klasa I | Flexible Endoscopes without working channel, Flexible Naso-Pharyngo-Laryngoscopes janë pajisje mjekësore që shërbejnë për të vizualizuar nazo-faringun duke përfshirë edhe laringun, kur përdoren për ekzaminim, diagnostikim dhe/ose të lidhur me aksesorët endoskopikë për trajtim. | Instrumenta shumeperdorimeshe
16825 | Mini Port LED- Mobile Light Source (200.02531.02), Mini Port LED- Mobile Light Source (200.02531.03) | T R I M E D | 2024-07-18T00:00:00.000+02:00 | EMOS Technology GmbH, Gewerbestrasse 10 D -88636 lllmensee | Mini Port LED- Mobile Light Source (200.02531.02), Mini Port LED- Mobile Light Source (200.02531.03) | Klasa I | Mini Port LED - Mobile Light Source është një pajisje mjekësore që përdoret për të prodhuar dritë gjatë procedurave diagnostikuese endoskopike. | Instrumenta shumeperdorimeshe
16826 | Rigid Endoscopes without working channel, Rigid Otoscopes, Otoscope 2.8 mm, 50 mm, 70°- 81 °, 0 °, lenses, Otoscope 2.8 mm, 50 mm, 70°-81 °, 30 °, lenses, Otoscope 4.0 mm, 50 mm, 70°-81 °, 0 °, lenses, Otoscope 4.0 mm, 50 mm, 70°-81 °, 30 °, lenses, Rigid Endoscopes without working channel, Rigid Laryngoscopes, Laryngoscope 7.0 mm, 190 mm, 55 °, 70 °, lenses, Laryngoscope 7.0 mm, 190 mm, 55 °, 90 °, lenses, Laryngoscope 4.0 mm, 175 mm, 55, 70 °, lenses, Laryngoscope 4.0 mm, 175 mm, 55 °, 90 °, lenses, Rigid Endoscopes without working, Rigid Sinuscopes, Sinuscope 1.9 mm, 110 mm, 75° -83 °, 0 °, lenses, Sinuscope 1.9 mm, 110 mm, 75° -83 °, 30 °, lenses, Sinuscope 1.9 mm, 175 mm, 75° -83 °, 0 °, lenses, Sinuscope 1.9 mm, 175 mm, 75° -83 °, 30 °, lenses, Sinuscope 2.8 mm, 195 mm, 75° -83 °, 0 °, lenses, Sinuscope 2.8 mm, 195 mm, 75° -83 °, 30 °, lenses, Sinuscope 2.8 mm, 175 mm, 75° -83 °, 0 °, lenses, Sinuscope 2.8 mm, 110 mm, 75° -83 °, 0 °, lenses, Sinuscope 2.8 mm, 175 mm, 75° -83 °, 30 °, lenses, Sinuscope 2.8 mm, 110 mm, 70° -80 °, 30 °, lenses, Sinuscope 4.0 mm, 175 mm, 75° -83 °, 0 °, lenses, Sinuscope 4.0 mm, 140 mm, 75° -83 °, 0 °, lenses, Sinuscope 4.0 mm, 175 mm, 75° -83 °, 30 °, lenses, Sinuscope 4.0 mm, 175 mm, 75° -83 °, 70 °, lenses, Sinuscope 4.0 mm, 175 mm, 75° -83 °, 45 °, lenses, Sinuscope 4.0 mm, 170 mm, 75° -83 °, 0 °, lenses, Sinuscope 4.0 mm, 170 mm, 75° -83 °, 30 °, lenses, Sinuscope 4.0 mm, 175 mm, 75° -83 °, 90 °, lenses | T R I M E D | 2024-07-18T00:00:00.000+02:00 | EMOS Technology GmbH, Gewerbestrasse 10 D -88636 lllmensee | N/A, 0S28A.01, 0S28B.01, 0S40A.01, 0S40B.01, LU70C.01, LU70D.01, LS40CUD.01, LS40DUD.01, SS19A.01, SS19B.01, SS19A.02, SS19B.02, SS28A.03, SS28B.03, SS28A.01, SS28A.02, SS28B.01, SS28B.02, SS40A.01, SS40A.02, SS40B.01, SS40C.01, SS40G.01, SW40A.01, SW40B.01, SS40CUD.01, SS40DUD.01, SS40D.01 | Klasa I | Rigid Endoscopes without working channel, Rigid Otoscopes janë pajisje mjekësore që shërbejnë për të vizualizuar fytin, hundën dhe veshin, kur përdoren për ekzaminim, diagnostikim dhe/ose të lidhur me aksesorët endoskopikë për trajtim., Rigid Endoscopes without working channel, Rigid Laryngoscopes janë pajisje mjekësore që shërbejnë për të vizualizuar fytin, hundën dhe veshin, kur përdoren për ekzaminim, diagnostikim dhe/ose të lidhur me aksesorët endoskopikë për trajtim., Rigid Endoscopes without working, Rigid Sinuscopes janë pajisje mjekësore që shërbejnë për të vizualizuar fytin, hundën dhe veshin, kur përdoren për ekzaminim, diagnostikim dhe/ose të lidhur me aksesorët endoskopikë për trajtim. | Instrumenta shumeperdorimeshe
16827 | ROYDERMAL - Acnebio Mousse, ROYDERMAL - Benzo 3 Emulgel | F A R M A T E CH | 2024-07-16T00:00:00.000+02:00 | R.C.A. S.R.L. - Ricerca Cosmetica Avanzata - Via delle Industrie, 58 - Formia (LT)-Italy | RDM1529774, RDM1619493 | Klasa I | Shkume larese antibakteriale per lekura te yndyrshme me tendence akneike, Emulxhel trajtues me baze peroksid benzoili 3% dhe nikotinamid 6% per lekura me tendence akneike | Tjeter
16828 | W&H Service Oil F1 , W&H Service Oil F1 - Oil Spray Can - MD-400, W&H Service Oil F1 - Spray cap | ADVANTAGE DENTAL | 2024-07-22T00:00:00.000+02:00 | W&H Dentalwerk Bürmoos GmbH , Ignaz-Glaser-Strasse 53 Postfach 1 5111 Bürmoos Austria | N/A, 10940021, 02052900, 02229200, 03522500, 04396100, 05772000, 05773300, 05907800, 05908000, 02038200, 02036100 | Klasa I | Vaj lubrifikues per instrumenta dentrare, Tapa per vaj,, Vaj lubrifikues per instrumenta dentare , Tapa Vaj lubrifikues | Pajisje dentare
16829 | Ligatures Endoscopic Loop | 2 A - PHARMA | 2024-06-14T00:00:00.000+02:00 | CHANGZHOU HEALTH MICROPORT MEDICAL DEVICE Co.,Ltd. No.11 Tuanjie Road, Tianning , Changzhou, Jiangsu P.R. China | HM/105-7-A | Klasa IIa | Pajisje endoskopike qe perdoret per lidhjen e polipeve | Pajisje nje perdorimeshe
16830 | MicroScan HNID Panel | GENIUS SHPK | 2024-06-24T00:00:00.000+02:00 | BECKMAN COULTER INC - 250 SOUTH KRAEMER BLVD. BREA, CALIFORNIA 92821, USA | B1012-10B | In vitro | Paneli MicroScan HNID eshte nje pajisje mjekesore diagnostikuese in vitro e cila ka per qellim identifikimin cilesor te shpejte dhe zbulimin e prodhimit te β-laktamazes ne speciet Neisseria, speciet Haemophilus, Moraxella catarrhalis dhe Gardnerella vaginalis nga koloni te izoluara. Biotipizimi i Haemophilus influenzae dhe Haemophilus parainfluenzae gjithashtu mund te kryhet. Metodat per inkubacion dhe percaktimin e rezultateve perfshijne automatizim te plote ne instrumentacionin WalkAway, ose inkubacion te pa-automatizuar offline me lexime ne instrumentacionin autoSCAN-4 ose lexim manual me mundesine e futjes se rezultateve ne sistemin e menaxhimit te te dhenave LabPro. Rezultatet e identifikimit dhe testit te β-laktamazes perdoren se bashku me rezultate te tjera laboratorike dhe tregues klinike per te rafinuar terapine tek pacientet simptomatike. | Pajisje te diagnostifikimit in vitro
16831 | TRACOE purofoam/Tracheal Compress sterile/Large, TRACOE purofoam/Tracheal Compress sterile/Small | E v i t a | 2024-06-27T00:00:00.000+02:00 | TRACO Emedical GmbH,Reichelsheimer Str. 1/3 55268 Nieder-Olm, GERMANY | REF 958, REF 959 | Klasa IIa | Kompresa trakeale sterile te medhaja, Kompresa trakeale sterile te vogla | Pajisje nje perdorimeshe
16832 | TRACOE experc Dilatations-Set/ TRACOE experc Dilation Set, TRACOE percutan Seldingerdraht/ TRACOE percutan Seldinger Guide Wire, TRACOE percutan Seldingerdraht/ TRACOE percutan Seldinger Giude Wire | E v i t a | 2024-06-27T00:00:00.000+02:00 | TRACOE medical GmbH,Reichelsheimer Str. 1/3 55268 Nieder-Olm, GERMANY | REF 520, REF 517, REF 518 | Klasa IIa | Set perkutan trakeostomie, Tracoe guide wire prekutane Seldinger | Pajisje nje perdorimeshe
16833 | Tracoe Tubes for Children/ Silcosoft, Tracoestomy tubes for Neonates Mini , Tracoestomy tubes for Children Mini , Tracoe Tubes for Neonates/Infants/Silcosoft | E v i t a | 2024-06-27T00:00:00.000+02:00 | TRACOE medical GmbH,Reichelsheimer Str. 1/3 55268 Nieder-Olm, GERMANY | REF 370-4.5, REF 370-5.0, REF 370-5.5, REF 370-C-2.5, REF 370-C-3.0, REF 370-C-3.5, REF 370-C-4.0, REF 370-C-4.5, REF 370-C-5.0, REF 370-C-5.5, REF 371-2.5, REF 371-3.0, REF 371-3.5, REF 371-4.0, REF 371-4.5, REF 371-5.0, REF 371-5.5, REF 371-C-2.5, REF 371-C-3.0, REF 371-C-3.5, REF 371-C-4.0, REF 371-C-4.5, REF 371-C-5.0, REF 371-C-5.5, REF 372-2.5, REF 372-3.0, REF 372-3.5, REF 372-4.0, REF 372-4.5, REF 372-5.0, REF 372-5.5, REF 372-C-2.5, REF 372-C-3.0, REF 372-C-3.5, REF 372-C-4.0, REF 372-C-4.5, REF 372-C-5.0, REF 372-C-5.5, REF 373-2.5, REF 373-3.0, REF 373-3.5, REF 373-4.0, REF 373-4.5, REF 373-5.0, REF 373-5.5, REF 373-C-2.5, REF 373-C-3.0, REF 373-C-3.5, REF 373-C-4.0, REF 373-C-4.5, REF 373-C-5.0, REF 373-C-5.5, REF 350-2.5, REF 350-3.0, REF 350-3.5, REF 350-4.0, REF 355-2.5, REF 355-3.0, REF 355-3.5, REF 355-4.0, REF 355-4.5, REF 355-5.0, REF 355-5.5, REF 355-6.0, REF 355-C-2.5, REF 355-C-3.0, REF 355-C-3.5, REF 355-C-4.0, REF 355-C-4.5, REF 355-C-5.0, REF 355-C-5.5, REF 355-C-6.0, REF 360-2.5, REF 360-3.0, REF 360-3.5, REF 360-4.0, REF 361-2.5, REF 361-3.0, REF 361-3.5, REF 361-4.0, REF 362-2.5, REF 362-3.0, REF 362-3.5, REF 362-4.0, REF 363-2.5, REF 363-3.0, REF 363-3.5, REF 363-4.0, REF 370-2.5, REF 370-3.0, REF 370-3.5, REF 370-4.0 | Klasa IIb | Tub trakeostomie per femije, Tub trakeostomie mini per neonat, Tub trakeostomie mini per femije, Tub trakeostomie per neonat | Pajisje nje perdorimeshe
16834 | Tracoe Kids/ Mini extension piece | E v i t a | 2024-06-27T00:00:00.000+02:00 | TRACOE medical GmbH,Reichelsheimer Str. 1/3 55268 Nieder-Olm, GERMANY | REF 356 | Klasa IIa | Tub trakeostomie | Pajisje nje perdorimeshe
16835 | TRACOE comfort /Tracheostomy Tubes, TRACOE comfort/ Extra-Long/ Tracheostomy Tubes, TRACOE comfort/Long Tracheostomy Tubes, TRACOE comfort / Laryngectomy Tube, TRACOE comfort/Paraffin Oil | E v i t a | 2024-06-27T00:00:00.000+02:00 | TRACOE medical GmbH,Reichelsheimer Str. 1/3 55268 Nieder-Olm, GERMANY | REF 101-03, REF 101-04, REF 101-05, REF 101-06, REF 101-07, REF 101-08, REF 101-09, REF 101-10, REF 101-11, REF 101-12, REF 101-13, REF 101-14, REF 102-03, REF 102-04, REF 102-05, REF 102-06, REF 102-07, REF 102-08, REF 102-09, REF 102-10, REF 102-11, REF 102-12, REF 102-13, REF 102-14, REF 102-D, REF 102-D-F, REF 102-IK-1, REF 102-IK-2, REF 103-03, REF 103-04, REF 103-05, REF 103-06, REF 103-07, REF 103-08, REF 103-09, REF 103-10, REF 103-11, REF 103-12, REF 103-13, REF 103-14, REF 103-A, REF 103-O, REF 103-AO, REF 103-N, REF 103-N-O, REF 104, REF 104-03, REF 104-04, REF 104-05, REF 104-06, REF 104-07, REF 104-08, REF 104-09, REF 104-10, REF 104-11, REF 104-12, REF 104-13, REF 104-14, REF 104-A, REF 104-O, REF 104-AO, REF 104-N, REF 104-A-N, REF 104-A-N-O, REF 104-N-O, REF 105-1, REF 105-03, REF 105-04, REF 105-05, REF 105-06, REF 105-07, REF 105-08, REF 105-09, REF 105-10, REF 105-11, REF 105-12, REF 105-13, REF 105-14, REF 105-1-F, REF 105-1D, REF 105-2, REF 105-IK-1, REF 105-IK-2, REF 107-03, REF 107-04, REF 107-05, REF 107-06, REF 107-07, REF 107-08, REF 107-09, REF 107-10, REF 107-11, REF 107-12, REF 107-13, REF 107-14, REF 108-03, REF 108-04, REF 108-05, REF 108-06, REF 108-07, REF 108-08, REF 108-09, REF 108-10, REF 108-11, REF 108-12, REF 108-13, REF 108-14, REF 114-03, REF 114-04, REF 114-05, REF 114-06, REF 114-07, REF 114-08, REF 114-09, REF 114-10, REF 114-11, REF 114-12, REF 114-13, REF 114-14, REF 115-2, REF 115-03, REF 115-04, REF 115-05, REF 115-06, REF 115-07, REF 115-08, REF 115-09, REF 115-10, REF 115-11, REF 115-12, REF 115-13, REF 115-14, REF 201-05, REF 201-06, REF 201-07, REF 201-08, REF 201-09, REF 201-10, REF 201-11, REF 201-12, REF 201-13, REF 201-14, REF 202-05, REF 202-06, REF 202-07, REF 202-08, REF 202-09, REF 202-10, REF 202-11, REF 202-12, REF 202-13, REF 202-14, REF 202-D, REF 202-IK-1, REF 202-IK-2, REF 203-05, REF 203-06, REF 203-07, REF 203-08, REF 203-09, REF 203-10, REF 203-11, REF 203-12, REF 203-13, REF 203-14, REF 203-A, REF 203-O, REF 203-N, REF 203-N-O, REF 204-05, REF 204-06, REF 204-07, REF 204-08, REF 204-09, REF 204-10, REF 204-11, REF 204-12, REF 204-13, REF 204-14, REF 204-A, REF 204-A-N, REF 204-A-N-O, REF 204-A-O, REF 204-O, REF 204-N, REF 204-N-O, REF 205-1, REF 205-2, REF 205-IK-1, REF 205-IK-2, REF 214-05, REF 214-06, REF 214-07, REF 214-08, REF 214-09, REF 214-10, REF 214-11, REF 214-12, REF 214-13, REF 214-14, REF 215-2, REF 215-05, REF 215-06, REF 215-07, REF 215-08, REF 215-09, REF 215-10, REF 215-11, REF 215-12, REF 215-13, REF 215-14, REF 157-07, REF 157-08, REF 157-09, REF 157-10, REF 157-11, REF 158-07, REF 158-08, REF 158-09, REF 158-10, REF 158-11, REF 164-07, REF 164-08, REF 164-09, REF 164-10, REF 164-11, REF 106-D, REF106-D-07, REF106-D-08, REF106-D-09, REF106-D-10, REF106-D-11, REF106-D-12, REF 902 | Klasa IIb | Tub Trakeostomie, Tub Trakeostomie ekstra i gjate, Tub Trakeostomie i gjate, Tub Laringektomie, Vaj parafine | Pajisje nje perdorimeshe
16836 | Ureteral Stents and Sets, Ureteral Stents, Long Term Ureteral Stents, Hydrophilic Ureteral Stents, Multilength Ureteral Stents , Endopylotomy Stent Sets, Ureteral Stent Sets, Long Term Ureteral Stent Sets, Hydrophilic Ureteral Stent Sets, Multilength Ureteral Stent Sets | T R I M E D | 2024-06-27T00:00:00.000+02:00 | Plasti-med Plastik Medikal Ürünler San. Ve Tic. Ltd. Şti. Deri OSB Mah. Yan Sanayi Cad. No:13 Tuzla/İSTANBUL, TURKEY | N/A, 500XXX | Klasa IIb | Ureteral Stents and Sets janë pajisje mjekësore që përdoren për të lejuar kullimin e urinës dhe për të parandaluar stenozën e përkohshme ureterale. | Pajisje te implantueshme jo aktive
, 501XXX, 500XXX, 500XXXH, 5200XX , 510XXX, 511XXX, 510XXX , 510XXXH
16837 | WOUND DRAINAGE SET 400 CC DOUBLE TROCAR 14CH, WOUND DRAINAGE SET 400 CC DOUBLE TROCAR 16CH, WOUND DRAINAGE SET 400 cc DOUBLE TROCAR 18CH, WOUND DRAINAGE SET 200 cc SINGLE TROCAR 08CH, WOUND DRAINAGE SET 200 CC SINGLE TROCAR 10CH, WOUND DRAINAGE SET 200 cc SINGLE TROCAR 12CH, WOUND DRAINAGE SET 200 CC SINGLE TROCAR 14CH, WOUND DRAINAGE SET 200 CC SINGLE TROCAR 16CH, WOUND DRAINAGE SET 200 cc SINGLE TROCAR 18CH, WOUND DRAINAGE SET 200 cc DOUBLE TROCAR 08CH, WOUND DRAINAGE SET 200 CC DOUBLE TROCAR 10CH, WOUND DRAINAGE SET 200 CC DOUBLE TROCAR 14CH, WOUND DRAINAGE SET 200 cc DOUBLE TROCAR 18CH, SOFT DRAIN 21 CH WITH DRAINAGE BAG- SILICONE, SOFT DRAIN 22 CH WITH DRAINAGE BAG- SILICONE, SOFT DRAIN 24 CH WITH DRAINAGE BAG- SILICONE, SOFT DRAIN 26 CH WITH DRAINAGE BAG- SILICONE, SOFT DRAIN 27 CH WITH DRAINAGE BAG- SILICONE, SOFT DRAIN 28 CH WITH DRAINAGE BAG- SILICONE, SOFT DRAIN 30 CH WITH DRAINAGE BAG- SILICONE, FLAT DRAIN 2*5 mm, FLAT DRAIN 3*7 mm, FLAT DRAIN 4*10 mm, ROUND SILICONE DRAIN 12 CH, FLAT DRAIN 13 mm, ROUND SILICONE DRAIN 15 CH, ROUND SILICONE DRAIN 18 CH, ROUND SILICONE DRAIN 21 CH, ROUND SILICONE DRAIN 22 CH, ROUND SILICONE DRAIN 24 CH, ROUND SILICONE DRAIN 27 CH, ROUND SILICONE DRAIN 30 CH, WOUND DRAINAGE SET MINI 06CH, WOUND DRAINAGE SET MINI 07CH, WOUND DRAINAGE SET MINI 08CH, WOUND DRAINAGE SET MINI 10CH, WOUND DRAINAGE SET SILICONE 200cc-FLAT DRAIN 7 | T R I M E D | 2024-06-27T00:00:00.000+02:00 | Plasti-med Plastik Medikal Ürünler Sanayi ve Ticaret Limited Şirketi Deri OSB Mahallesi Yan Sanayi Cad. No:13 Tuzla/Istanbul/Turkey | 103114, 103116, 103118, 103208, 103210, 103212, 103214, 103216, 103218, 103308, 103310, 103314, 103318, 103821, 103822, 103824, 103826, 103827, 103828, 103830, 103705, 103707, 103710, 103712, 103713, 103715, 103718, 103721, 103722, 103724, 103727, 103730, 103406, 103407, 103408, 103410, 103507, 103510, 103513, 103607, 103610, 103613, 103657, 103660, 103673, 103517, 103520, 103523, 103527, 103530, 103533, 103312, 103316, N/A, 101010, 101012, 101014, 101015, 101016, 101018, 101020, 101021, 101022, 101024, 101026, 101027, 101028, 101030, 103812, 103814, 103815, 103816, 103818, 103820, 103008, 103010, 103012, 103014, 103016, 103018, 103108, 103110, 103112 | Klasa IIa | Closed wound drainage systems and accessories janë pajisje mjekësore që përdoren shpesh për të kulluar lëngjet, veçanërisht gjakun, nga plagët kirurgjikale. Qëllimi i këtyre sistemeve është të zvogëlojë shfaqjen e hematomave të plagëve dhe infeksioneve. | Produkte per institucione te kujdesit shendetesor
mm, WOUND DRAINAGE SET SILICONE 200cc-FLAT DRAIN 10
mm, WOUND DRAINAGE SET SILICONE 200cc-FLAT DRAIN 13
mm, WOUND DRAINAGE SET PVC 400cc-FLAT DRAIN 7 mm, WOUND DRAINAGE SET PVC 400cc-FLAT DRAIN 10 mm, WOUND DRAINAGE SET PVC 400cc-FLAT DRAIN 13 mm, WOUND DRAINAGE SET PVC 200cc-FLAT DRAIN 7 mm, WOUND DRAINAGE SET PVC 200cc-FLAT DRAIN 10 mm, WOUND DRAINAGE SET PVC 200cc-FLAT DRAIN 13 mm, WOUND DRAINAGE SET SILICONE 100cc-FLAT DRAIN 7
mm, WOUND DRAINAGE SET SILICONE 100cc-FLAT DRAIN 10
mm, WOUND DRAINAGE SET SILICONE 100cc-FLAT DRAIN 13
mm, WOUND DRAINAGE SET SILICONE 400cc-FLAT DRAIN 7
mm, WOUND DRAINAGE SET SILICONE 400cc-FLAT DRAIN 10
mm, WOUND DRAINAGE SET SILICONE 400cc-FLAT DRAIN 13
mm, WOUND DRAINAGE SET 200 cc DOUBLE TROCAR 12CH, WOUND DRAINAGE SET 200 CC DOUBLE TROCAR 16CH, Closed wound drainage systems and accessories, SOFT DRAIN 10 CH/ 100 CM WITH DRAINAGE BAG, SOFT DRAIN 12 CH/ 100 CM WITH DRAINAGE BAG, SOFT DRAIN 14 CH/ 100 CM WITH DRAINAGE BAG, SOFT DRAIN 15 CH/ 100 CM WITH DRAINAGE BAG, SOFT DRAIN 16 CH/ 100 CM WITH DRAINAGE BAG, SOFT DRAIN 18 CH/ 100 CM WITH DRAINAGE BAG, SOFT DRAIN 20 CH/ 100 CM WITH DRAINAGE BAG, SOFT DRAIN 21 CH/ 100 CM WITH DRAINAGE BAG, SOFT DRAIN 22 CH/ 100 CM WITH DRAINAGE BAG, SOFT DRAIN 24 CH/ 100 CM WITH DRAINAGE BAG, SOFT DRAIN 26 CH/ 100 CM WITH DRAINAGE BAG, SOFT DRAIN 27 CH/ 100 CM WITH DRAINAGE BAG, SOFT DRAIN 28 CH/ 100 CM WITH DRAINAGE BAG, SOFT DRAIN 30 CH/ 100 CM WITH DRAINAGE BAG, SOFT DRAIN 12 CH WITH DRAINAGE BAG - SILICONE, SOFT DRAIN 14 CH WITH DRAINAGE BAG - SILICONE, SOFT DRAIN 15 CH WITH DRAINAGE BAG - SILICONE, SOFT DRAIN 16 CH WITH DRAINAGE BAG - SILICONE, SOFT DRAIN 18 CH WITH DRAINAGE BAG- SILICONE, SOFT DRAIN 20 CH WITH DRAINAGE BAG- SILICONE, WOUND DRAINAGE SET 400 cc SINGLE TROCAR 08CH, WOUND DRAINAGE SET 400 CC SINGLE TROCAR 10CH, WOUND DRAINAGE SET 400 cc SINGLE TROCAR 12CH, WOUND DRAINAGE SET 400 CC SINGLE TROCAR 14CH, WOUND DRAINAGE SET 400 CC SINGLE TROCAR 16CH, WOUND DRAINAGE SET 400 cc SINGLE TROCAR 18CH, WOUND DRAINAGE SET 400 cc DOUBLE TROCAR 08CH, WOUND DRAINAGE SET 400 CC DOUBLE TROCAR 10CH, WOUND DRAINAGE SET 400 cc DOUBLE TROCAR 12CH
16838 | Non-steril ultrasound gel,Y1173.101.0001,Skintact 250 ml ULT.JELI SEFFAF UL01/UL01, Non-steril ultrasound gel,Y1173.101.0002 Skintact 5000 ml CUB.ULT.JEL SEFFAF | GREEMED | 2024-07-23T00:00:00.000+02:00 | Turkuaz saglik hizmetleri medikal temizlik kimyasal urunler sanayi ve ticaret anonim sikreti,Akçaburgaz Mahallesi Muhsin Yazıcıoğlu Caddesi No:45/5 34522 Esenyurt, İstanbul / Türkiye | 58321, 58558/AT | Klasa I | Xhel per eko | Tjeter
16839 | Digital Diagnostic X-ray System/ GXR-32SD, Digital Diagnostic X-ray System/GXR-40SD, Digital Diagnostic X-ray System/GXR-52SD, Digital Diagnostic X-ray System/GXR-68SD, Digital Diagnostic X-ray System/GXR-82SD, Digital Diagnostic X-ray System/GXR-C32SD, Digital Diagnostic X-ray System/GXR-C40SD, Digital Diagnostic X-ray System/GXR-C52SD, Digital Diagnostic X-ray System/GXR-U32SD, Digital Diagnostic X-ray System/GXR-U40SD | MSE | 2024-07-03T00:00:00.000+02:00 | DRGEM, 7Fl, E-B/D, Gwangmyeong Techno-Park, 60 Haan-ro, Gwangmyeong-si, Gyeonggi-do, Korea, 14322 | GXR-32SD, GXR-40SD, GXR-52SD, GXR-68SD, GXR-82SD, GXR-C32SD, GXR-C40SD, GXR-C52SD, GXR-U32SD, GXR-U40SD | Klasa IIb | Sistem dixhital diagnostik me rreze X | Tjeter
16840 | Respiratory masks and accessories, OXYGEN MASK/ADULT, OXYGEN MASK/ PEDIATRIC, NEBULIZER SET -ADULT, NEBULIZER SET -PEDIATRIC, NEBULIZER SET- MOUTHPIECE (HALF ELBOW), NEBULIZER SET- WITH "T" PART, HIGH CONCENTRATION OXYGEN MASK/ADULT, HIGH CONCENTRATION OXYGEN MASK/PEDIATRIC, NEBULIZER SET, OXYGEN MASK TUBE, NEBULIZER SET- WITH "T" PART AND VALVE, NEBULIZER SET - ADULT - E, NEBULIZER SET - PEDIATRIC - E, OXYGEN MASK/ADULT (NEW TYPE), NEBULIZER SET-PEDIATRIC (TURNING HEAD), NEBULIZER SET- INFANT, OXYGEN MASK- INFANT, HIGH CONCENTRATION OXYGEN MASK- ADULT (NEW TYPE), NEBULIZER SET –ADULT (TURNING HEAD) | T R I M E D | 2024-07-04T00:00:00.000+02:00 | Plasti-med Plastik Medikal Ürünleri San. Ve Tic. Ltd. Şti. Deri OSB Mah. Yan Sanayi Cad. No:13 Tuzla/İSTANBUL, TÜRKİYE | N/A, 130103, 130104, 130106, 130107, 130108, 130109, 130110, 130111, 130120, 130112, 130205, 130133, 130134, 130053, 130056, 130057, 130058, 130059, 130060, 130156, 130157 | Klasa IIa | Respiratory masks and accessories janë pajisje mjekësore që përdoret për trajtimin e pacientëve që kanë nevojë për oksigjen me densitet të ulët në sëmundje të ndryshme të mushkrive. | Tjeter
16841 | ARTHROSCOPY SET Y (T.U.R) (165111), ARTHROSCOPY SET WITH MANUAL PRESSURE PUMP (T.U.R) (165121) | T R I M E D | 2024-07-04T00:00:00.000+02:00 | Plasti-med Plastik Medikal Ürünleri San. Ve Tic. Ltd. Şti. Deri OSB Mah. Yan Sanayi Cad. No:13 Tuzla/İSTANBUL, TURKEY | ARTHROSCOPY SET Y (T.U.R) (165111), ARTHROSCOPY SET WITH MANUAL PRESSURE PUMP (T.U.R) (165121) | Klasa IIa | ARTHROSCOPY SET Y (T.U.R) janë pajisje mjekësore që kanë një lente kamerash dhe një dritë, e cila e lejon mjekun të shohë brenda artikulacionit. Kamera projekton një imazh të artikulacionit në një ekran. , ARTHROSCOPY SET WITH MANUAL PRESSURE PUMP (T.U.R) janë pajisje mjekësore që kanë një lente kamerash dhe një dritë, e cila e lejon mjekun të shohë brenda artikulacionit. Kamera projekton një imazh të artikulacionit në një ekran. Përdorimi i një pompe infuzioni është një metodë efektive për të lagur artikulacionin me lëng steril në artroskopi. | Produkte per institucione te kujdesit shendetesor
16842 | Thoracic Trocar Catheter, Thoracic Trocar Catheter Size FG 08 Dia mm 2.70 ± 0.10, Thoracic Trocar Catheter Size FG 10 Dia mm 4.00 ± 0.15, Thoracic Trocar Catheter Size FG 12 Dia mm 3.30 ± 0.15, Thoracic Trocar Catheter Size FG 14 Dia mm 4.70 ± 0.20, Thoracic Trocar Catheter Size FG 16 Dia mm 5.30 ± 0.20, Thoracic Trocar Catheter Size FG 18 Dia mm 6.00 ± 0.20, Thoracic Trocar Catheter Size FG 20 Dia mm 6.70 ± 0.20, Thoracic Trocar Catheter Size FG 22 Dia mm 7.3 ± 0.2, Thoracic Trocar Catheter Size FG 24 Dia mm 8.00 ± 0.20, Thoracic Trocar Catheter Size FG 26 Dia mm 8.70 ± 0.20, Thoracic Trocar Catheter Size FG 28 Dia mm 9.30 ± 0.20, Thoracic Trocar Catheter Size FG 30 Dia mm 10.00 ± 0.20, Thoracic Trocar Catheter Size FG 32 Dia mm 10.70 ± 0.20, Thoracic Trocar Catheter Size FG 34 Dia mm 11.30± 0.20, Thoracic Trocar Catheter Size FG 36 Dia mm 12.00± 0.20 | T R I M E D | 2024-07-04T00:00:00.000+02:00 | Sterimed Group, Unit No. 501, Ring Road Mall, 21, Manglam Place Rohini, Sector-03, Delhi- 110085 (INDIA) | SMD 1001 | Klasa IIa | Thoracic Trocar Catheter janë pajisje mjekësore që kanë për qëllim të largojnë depozitat e gazit dhe lëngjeve nga zgavra pleurale dhe ndihmojnë në rivendosjen dhe ruajtjen e presionit pas operacionit torakal. | Pajisje anestezie dhe respiratore
16843 | Medtronic Wrench Kit | O.E.S DISTRIMED | 2024-06-26T00:00:00.000+02:00 | Medtronic, Inc. 710 Medtronic Parkway Minneapolis MN 55432 USA | 5873W | Klasa III | Celes rrotullimi,pajisje ndihmese per implantimin e nje elektrode kardiake | Pajisje nje perdorimeshe
16844 | Interleukin-6 kit (CLIA) | O3 LAB | 2024-06-28T00:00:00.000+02:00 | Shenzhen Mindray Bio-Medical Electronics Co., Ltd. Mindray Building, Keji 12th Road South, High-Tech Industrial Park, Nanshan, 518057, Shenzhen, P.R. China | 105-027046-00, 105-027047-00 | In vitro | lnterleukin-6 kit (CLIA) Reagent per te matur nivelin e Interleukines-6 ne serum. | Pajisje te diagnostifikimit in vitro
16845 | 10-521, Finierer, Bohrer, Kronentrenner, Chirurgie | Primary Dental | 2024-06-28T00:00:00.000+02:00 | G&Z Instrumente GmbH, Montfortstrase 1, 6890 Lustenau, Austria | C297-314-012, C297-314-014, C300-314-014, C300-314-021, C30-314-006, C30-314-008, C30-314-009, C30-314-010, C30-314-012, C30-314-014, C31-104-008, C31-104-010, C31-104-012, C31-104-014, C31-104-016, C31-104-021, C31-104-023, C31-204-010, C31-204-012, C31-204-014, C31-204-016, C31-204-018, C31-314-008, C31-314-009, C31-314-010, C31-314-012, C31-314-014, C31-314-016, C31-314-018, C31-314-021, C31L-104-009, C31L-104-010, C31L-104-012, C31L-314-009, C31L-314-010, C31L-314-012, C31PC-314-010, C31R-104-010, C31R-104-016, C31R-204-012, C31R-314-008, C31R-314-009, C31R-314-010, C31R-314-012, C31R-314-014, C31R-314-016, C31R-314-018, C31RPC-314-010, C31RPC-314-012, C32L-314-010, C32L-314-012-4.2, C32LE-314-012, C32LG-314-010, C32LG-314-012, C33-104-010, C33-104-012, C33-104-016, C33-104-023, C33-314-009, C33-314-010, C33-314-012, C33-314-014, C33-314-016, C336-314-016, C33L-104-009, C33L-104-010, C33L-314-009, C33L-314-010, C33L-314-012, C33LGK-314-009, C34-314-010, C34-314-012, C34L-314-010, C34L-314-012-3,5, C34LE-314-010, C34LG-314-010, C34LG-314-012, C35L-315-012, C36RS-314-012, C375-314-012, C375-314-014, C375-314-016, C375R-314-012, C375R-314-014, C375R-314-016, C375R-314-018, C375R-314-023, C377-314-010, C377-314-012, C378-314-014, C378-314-016, C379-204-012, C379-204-014, C379-204-018, C379-204-023, C379-314-012, C379-314-014, C379-314-018, C379-314-023, C379F-314-023, C379G-314-023, C379GK-314-014, C379S-314-023, C379UF-204-018, C379UF-204-023, C379UF-314-014, C379UF-314-018, C379UF-314-023, C38-314-010, C38-314-012, C389-316-016, C38L-314-012, C390-204-014, C390-204-016, C390-204-018, C390-314-014, C390-314-016, C390-314-018, C390S-314-018, C390UF-204-016, C390UF-314-016, C41-204-010, C41-204-012, C41-204-014, C41-204-016, C41-204-018, C41-204-023, C41-204-027, C41-204-031, C41-314-010, C41-314-012, C41-314-014, C41-314-016, C41-314-018, C41-314-023, C41-314-027, C41-314-031, C41UF-204-018, C41UF-314-018, C46-314-012, C46-314-014, C46-314-018, C46-314-023, C47-314-010, C47-314-014, C47-314-018, C47L-314-010, C47L-314-012, C47L-314-014, C47L-314-016, C48L-314-010, C48L-314-012, C48LF-314-012, C48LS-314-012, C48LUF-314-012, C49-314-010, C49-314-012, C49-314-014, C50-204-010, C50-314-010, C50-314-018, C50A-314-010, C50AF-314-010, C50AUF-314-010, C560-317-008, C7-204-010, C7-204-014, C7-204-016, C7-204-018, C7-314-006, C7-314-008, C7-314-009, C7-314-010, C7-314-012-1.8, C747-205-010, C747L-206-010, C758-204-012, C758L-206-012, C7L-204-010, C7L-204-012, C7L-204-014, C7L-314-008, C7L-314-010, C7L-314-012, C7L-314-014, C7PC-314-008, C847KRG-314-016, C856G-314-016, CTI141-104-018, CTI141-104-023, CTI141-104-035, CTI141-205-023, CTI141A-104-014, CTI141A-104-018, CTI141A-104-023, CTI141A-104-035, CTI141A-205-023, CTI162-104-016, CTI162A-206-016, CTI162A-316-016, CTI162A-317-016, Erweiterer-1,0, Erweiterer-1,4, GSD1-315-016, GSD1-104-021, GSD1-104-023, GSD1-204-018, GSD1-204-021, GSD1-204-023, GSD1-314-021, H118L, H118L-21 RA, H118S, H118S-21 FA, H1SNL-206-006, H1SNL-206-008, H1SNL-206-010, H218, H218-21 RA, STT249.314.016, T21XR-204-012, T21XR-314-010, T21XR-314-012, TC 134F-014 FG, TC 375R-314-018, TC 379-023 FG, TC 379-023 RA, TC 48L-314-012, TC 48L-012 RA, TC 850.3.314.012, TC 850.3.314.014, C 22AGK-204-016-5, C 22ALGK-205-016-8, C T21XR-204-012, C1-104-004, C1-104-005, C1-104-006, C1-104-008, C1-104-010, C1-104-012, C1-104-014, C1-104-016, C1-104-018, C1-104-021, C1-104-023, C1-104-027, C1-204-005, C1-204-006, C1-204-008, C1-204-009, C1-204-010, C1-204-012, C1-204-014, C1-204-016, C1-204-018, C1-204-021, C1-204-023, C1-204-027, C1-205-006, C1-205-008, C1-205-009, C1-205-010, C1-205-012, C1-205-014, C1-205-016, C1-205-018, C1-205-021, C1-205-023, C1-205-027, C1-205-029, C1-314-005, C1-314-006, C1-314-007, C1-314-008, C1-314-010, C1-314-012, C1-314-014, C1-314-016, C1-314-018, C1-314-021, C1-314-023, C1-314-027, C1-315-010, C1-315-012, C1-315-014, C1-315-016, C1-315-018, C1-315-021, C1-315-023, C1-316-008, C1-316-010, C1-316-014, C1- | Klasa IIa | Freza dentare te diamantuara per frezim te struktures dentare | Pajisje dentare
16846 | Anti-HCV Positive Control | O3 LAB | 2024-07-08T00:00:00.000+02:00 | Shenzhen Mindray Bio-Medical Electronics Co., Ltd.Mindray Building, Keji 12th Road South, High-TechIndustrial Park, Nanshan, 518057, Shenzhen, P.R. China | 105-027563-00 , 105-024996-00 , 105-027565-00, 105-024998-00 | In vitro | Kontrolli Anti-HCV Pozitiv i Mindray perdoret si kontroll cilesie per te monitoruar saktesine dhe vertetesine e Analizatoreve Imunologjik ne Kemilumineshence te Serise CL te Mindray dhe te testeve te tyre ne laboratorin klinik gjate matjes se analitit te Antitrupave te virusit te Hepatitit C. | Pajisje te diagnostifikimit in vitro
16847 | BREATHING CIRCUIT T CONNECTOR, Breathing and anesthesia circuits, ANESTHESIA CIRCUIT -CORRUGATED, ANESTHESIA CIRCUIT -SMOOTHBORE, ANESTHESIA CIRCUIT - EXTENDABLE, BREATHING CIRCUIT - CORRUGATED, ANESTHESIA CIRCUIT – EXTENDABLE, BREATHING CIRCUIT – CORRUGATED, BREATHING CIRCUIT – SMOOTHBORE, BREATHING CIRCUIT – EXTENDABLE, BREATHING CIRCUIT- BAIN (COAXIAL), BREATHING CIRCUIT-IPPB CLOSED SYSTEM, KATATER MOUNT, BREATHING CIRCUIT-'T' TUBE CIRCUIT, BREATHING CIRCUIT - SMOOTHBORE, BREATHING CIRCUIT - EXTENDABLE, BREATHING CIRCUIT- HEATED WIRE, BREATHING CIRCUIT- IPPB, BREATHING CIRCUIT- COAXIAL, BREATHING CIRCUIT- TRANSPORT VENTILATOR CIRCUIT, BREATHING INHALATION- THREATMENT CHAMBER, ANESTHESIA CIRCUIT –CORRUGATED, ANESTHESIA CIRCUIT –SMOOTHBORE | T R I M E D | 2024-07-04T00:00:00.000+02:00 | Plasti-med Plastik Medikal Ürünleri San. Ve Tic. Ltd. Şti. Deri OSB Mah. Yan Sanayi Cad. No:13 Tuzla/İSTANBUL, TÜRKİYE | 48960101S, N/A, 480 XXX, 481 XXX, 482 XXX, 483 XXX | Klasa IIa | Breathing and anesthesia circuits është një pajisje mjekësore që përdoret për të dhënë oksigjen, për të hequr dioksidin e karbonit dhe për të shpërndarë agjentë anestezikë inhalatorë te një pacient. | Pajisje anestezie dhe respiratore
, 484 XXX, 482 XXXS, 483 XXXS
, 484 XXXS, 485 XXXS
, 486 XXXS, 487 XXXS
, 488 XXXS, 489 XXXS, 489 601S, 489 641S, 485 XXX
, 486 XXX, 487 XXX
, 488 XXX, 489 XXX, 489,601, 489,641, 48960101, 480 XXXS, 481 XXXS
16848 | Thoracic Drainage Catheter, Straight and right angle Size FG 26 Dia mm 8.70 ± 0.20, Thoracic Drainage Catheter, Straight and right angle Size FG 28 Dia mm 9.30 ± 0.20, Thoracic Drainage Catheter, Straight and right angle Size FG 30 Dia mm 10.00 ± 0.20, Thoracic Drainage Catheter, Straight and right angle Size FG 32 Dia mm 10.70 ± 0.20, Thoracic Drainage Catheter, Straight and right angle Size FG 34 Dia mm 11.30± 0.20, Thoracic Drainage Catheter, Straight and right angle Size FG 36 Dia mm 12.00± 0.20 , Thoracic Drainage Catheter, Straight and right angle Size FG 38 Dia mm 12.70± 0.20 , Thoracic Drainage Catheter, Straight and right angle Size FG 40 Dia mm 13.00± 0.20 , Thoracic Drainage Catheter, Thoracic Drainage Catheter, Straight and right angle Size FG 08 Dia mm 2.70 ± 0.10, Thoracic Drainage Catheter, Straight and right angle Size FG 10 Dia mm 4.00 ± 0.15, Thoracic Drainage Catheter, Straight and right angle Size FG 12 Dia mm 3.30 ± 0.15, Thoracic Drainage Catheter, Straight and right angle Size FG 14 Dia mm 4.70 ± 0.20, Thoracic Drainage Catheter, Straight and right angle Size FG 16 Dia mm 5.30 ± 0.20, Thoracic Drainage Catheter, Straight and right angle Size FG 18 Dia mm 6.00 ± 0.20, Thoracic Drainage Catheter, Straight and right angle Size FG 20 Dia mm 6.70 ± 0.20, Thoracic Drainage Catheter, Straight and right angle Size FG 22 Dia mm 7.3 ± 0.2, Thoracic Drainage Catheter, Straight and right angle Size FG 24 Dia mm 8.00 ± 0.20 | T R I M E D | 2024-07-04T00:00:00.000+02:00 | Sterimed Group, Unit No. 501, Ring Road Mall, 21, Manglam Place Rohini, Sector-03, Delhi- 110085 (INDIA) | SMD 1002 | Klasa IIa | Thoracic Drainage Catheter janë pajisje mjekësore që kanë për qëllim të heqin ajrin/lëngjet në rastin e pneumotoraksit ose sekrecionet e infektuara nga hapësira intratorakale. | Pajisje te implantueshme jo aktive
16849 | Endotracheal Tube, Endotracheal Tube Plain, Silicon Elastomer Coated Endotracheal Tube Plain, Silicon Elastomer Coated Endotracheal Tube Cuffed , Endotracheal Tube Cuffed, Endotracheal Tube Reinforced Plain, Endotracheal Tube Reinforced Cuffed, Endotracheal tube Performed North Nasal Plain, Endotracheal tube Performed North Nasal Cuffed , Endotracheal tube Performed South Oral Plain , Endotracheal tube Performed South Oral Cuffed , Endotracheal Tube Pearl Nasal , Endotracheal Tube with Subglottic Suction | T R I M E D | 2024-07-04T00:00:00.000+02:00 | Sterimed Group, Unit No. 501, Ring Road Mall, 21, Manglam Place Rohini, Sector-03, Delhi- 110085 (INDIA) | N/A, SMD 701P, SMD 701SP, SMD 718 S, SMD 701 C, SMD 719 P, SMD 719 C, SMD 717 , SMD 717 C, SMD 701 SC, SMD 718 SC, SMD 754, SMD 722 | Klasa IIa | Endotracheal Tube janë pajisje mjekësore që vendosen midis kordave vokale përmes trakesë dhe kanë qëllim të sigurojnë oksigjen. Këto pajisje shërbejnë për të mbrojtur mushkëritë nga kontaminimi ose përmbajtja e stomakut dhe gjaku. | Pajisje te implantueshme jo aktive
16850 | Protégé RX Self-Expanding Carotid Stent System, Protégé RX Tapered Self-Expanding Carotid Stent System | O.E.S DISTRIMED | 2024-07-02T00:00:00.000+02:00 | Medtronic, Inc. 710 Medtronic Parkway Minneapolis MN 55432 USA | SEPX-9-60-135 , SEPX-10-20-135 , SEPX-10-30-135 , SEPX-10-40-135, SEPX-10-60-135, SEPX-8-6-30-135, SEPX-8-6-40-135, SEPX-10-7-30-135, SEPX-10-7-40-135, SEPX-6-20-135, SEPX-6-30-135, SEPX-6-40-135, SEPX-6-60-135, SEPX-7-20-135, SEPX-7-30-135, SEPX-7-40-135, SEPX-7-60-135, SEPX-8-20-135, SEPX-8-30-135, SEPX-8-40-135, SEPX-8-60-135 , SEPX-9-20-135 , SEPX-9-30-135 , SEPX-9-40-135 | Klasa III | Sistemi i stentit karotid vetë-zgjerues,indikohet për trajtimin e stenozave të arteries karotide të përbashkët (CCA), arteries karotide të brendshme (ICA) dhe bifurkacionit karotid. | Pajisje te implantueshme jo aktive
16851 | CINtec Histology | Labor Dr. Limbach Heidelberg Germany | 2024-06-27T00:00:00.000+02:00 | Roche Diagnostics GmbH, Sandhofer Strasse 116, 68305 Mannheim Germany | 10213370001 | In vitro | The CINtec® Histology Kit is an immunohistochemistry assay for the qualitative detection of the p16INK4a antigen | Pajisje te diagnostifikimit in vitro
16852 | Prothrombin Time Reagent (PT) | O3 LAB | 2024-07-08T00:00:00.000+02:00 | Shanghai Long Island Biotec. Co., Ltd No.839, Gaofeng Road, Fengxian District, 201401 Shanghai, P.R. China | Prothrombin Time Reagent (PT) | In vitro | Reagent per te matur Kohen e koagulimit te gjakut ne plazmen e Njeriut(PT) | Pajisje te diagnostifikimit in vitro
16853 | Aidplast Sterile Nonwoven Wound Dressing 5 cm x 7.5 cm, Aidplast Sterile Nonwoven Wound Dressing 9 cm x 5 cm, Aidplast Sterile Nonwoven Wound Dressing 9 cm x 10 cm, Aidplast Sterile Nonwoven Wound Dressing 10 cm x 10 cm, Aidplast Sterile Nonwoven Wound Dressing 9 cm x 15 cm, Aidplast Sterile Nonwoven Wound Dressing 10 cm x 15 cm, Aidplast Sterile Nonwoven Wound Dressing 9 cm x 20 cm, Aidplast Sterile Nonwoven Wound Dressing 10 cm x 20 cm, Aidplast Sterile Nonwoven Wound Dressing 9 cm x 25 cm, Aidplast Sterile Nonwoven Wound Dressing 10 cm x 25 cm, Aidplast Sterile Nonwoven Wound Dressing 9 cm x 30 cm, Aidplast Sterile Nonwoven Wound Dressing 10 cm x 30 cm, Phmco Sterile Nonwoven Wound Dressing 5 cm x 7.5 cm, Phmco Sterile Nonwoven Wound Dressing 9 cm x 5 cm, Phmco Sterile Nonwoven Wound Dressing 9 cm x 10 cm, Phmco Sterile Nonwoven Wound Dressing 9 cm x 15 cm, Phmco Sterile Nonwoven Wound Dressing 9 cm x 20 cm, Phmco Sterile Nonwoven Wound Dressing 9 cm x 25 cm, Phmco Sterile Nonwoven Wound Dressing 9 cm x 30 cm, Aidplast Sterile Transparent PU Wound Dressing 5 cm x 7.5 cm, Aidplast Sterile Transparent PU Wound Dressing 9 cm x 5 cm, Aidplast Sterile Transparent PU Wound Dressing 9 cm x 10 cm, Aidplast Sterile Transparent PU Wound Dressing 9 cm x 20 cm, Aidplast Sterile Transparent PU Wound Dressing 10 cm x 20 cm, Aidplast Sterile Transparent PU Wound Dressing 9 cm x 25 cm, Aidplast Sterile Transparent PU Wound Dressing 10 cm x 10 cm, Aidplast Sterile Transparent PU Wound Dressing 9 cm x 15 cm, Aidplast Sterile Transparent PU Wound Dressing 10 cm x 15 cm, Aidplast Sterile Transparent PU Wound Dressing 10 cm x 25 cm, Aidplast Sterile Transparent PU Wound Dressing 9 cm x 30 cm, Aidplast Sterile Transparent PU Wound Dressing 10 cm x 30 cm, Aidplast Sterile Hypoallergenic Eye Pad 5 cm x 6,2 cm, Aidplast Sterile Hypoallergenic Eye Pad 5,7 cm x 7,2 cm, Aidplast Sterile Hypoallergenic Eye Pad 5,7 cm x 8,2 cm, Aidplast Sterile Hypoallergenic Eye Pad 6,5 cm x 9,5 cm, Phmco Sterile Hypoallergenic Eye Pad 5 cm x 6,2 cm, Aidplast Sterile Hemostatic Pressure Plaster 38x72 mm, Aidplast Sterile Hemostatic Pressure Plaster 38x38 mm, Aidplast Sterile IV.Fixation Dressing NW 6cm x 8cm, Aidplast Sterile IV.Fixation Dressing NW 6cm x 7cm, Aidplast Sterile IV.Fixation Dressing NW 7cm x 8,8cm, Aidplast Sterile IV.Fixation Dressing NW 9cm x 11cm, Aidplast Sterile IV.Fixation Dressing NW 7,2cm x 10cm, Aidplast Sterile IV.Fixation Dressing PU 6cm x 8cm, Aidplast Sterile IV.Fixation Dressing Pu 9cm x 11cm, Aidplast Sterile IV.Fixation Dressing Pu 6cm x 7cm, Aidplast Sterile IV.Fixation Dressing Pu 7cm x 8,8cm, Aidplast Sterile IV.Fixation Dressing PU 7,2cm x 10cm, Aidplast Sterile IV.Fixation Dressing NW with Pad 6cm x 8cm, Aidplast Sterile IV.Fixation Dressing PU with Pad 6cm x 8cm | MONTAL | 2024-07-04T00:00:00.000+02:00 | VICTOREKS TIBBİ SAĞLIK ÜRÜNLERI İÇ VE DIŞ TİC. SAN. LTD. ŞTİ ESENTEPE MAH. CEVİZLİ D-100 GÜNEY YANYOL CAD. LAPİS HAN, NO: 25/47 KARTAL – İSTANBUL / TÜRKİYE SRN:TR-MF-000028946 | V607, V609, V610, V710, V615, V715, V620, V720, V625, V725, V630, V730, P607 , P609 , P610 , P615 , P620 , P625 , | Is | Përdoret për të mbrojtur zonat e qepura pas operacionit dhe për ndryshimet e fashove që mund të bëhen nga vetë personi., Përdoret për dëmtimet e syve, trajtimin e syve në gjendjen alergjike dhe kujdesin pas operacionit të syve., Përdoret në rastet kur gjakderdhja ndalet vonë pas hemodializës dhe të gjitha llojeve të injektimeve., Përdoret për të fiksuar kateterin në sipërfaqen përkatëse të trupit. | Pajisje nje perdorimeshe
P630, V6107P, V6109P, V6110P, V6120P, V7120P, V6125P, V7110P, V6115P, V7115P, V7125P, V6130P, V7130P, V6505, V6507, V6825, V6950, P6507 , V3872, V3838 , V6608, V6607, V6708, V6911 , V6710 , V6608F, V6911F, V6607F, V6708F, V6710F , V6608P, V6608FP
16854 | Guides, Other, Guides, Other | BIOMETRIC ALBANIA | 2024-07-04T00:00:00.000+02:00 | TONTARRA Medizintechnik GmbH - Adresa: Daimlerstraße 15, D-78573 Wurmlingen, Germany | 582-150-00GU, 582-150-00GUB, 582-150-21GU, 582-150-21GUE, 582-150-24GU, 582-150-24GUE, 582-150-26GU, 582-150-39GU, 582-150-39GUE, 582-180-00B, 582-180-01B, 582-180-15, 582-180-21, 582-180-22, 582-180-24, 582-180-26, 582-180-38, 582-180-39, 630-012-17, 630-012-19, 630-012-21, 630-012-23, 630-012-25, 630-017-17, 630-017-19, 630-017-21, 630-017-23, 630-017-25, 630-030-00, 630-030-01, 630-030-02, 630-030-21, 630-030-22, 630-040-00, 630-040-15, 630-042-01, 630-042-15, 630-042-21, 630-042-22, 630-042-23, 630-042-25, 630-045-23, 630-045-40, 630-046-08, 630-046-12, 630-047-08, 630-047-12, 630-048-00, 630-048-08, 630-048-10, 630-048-12, 630-048-14, 630-048-58, 630-048-60, 630-048-62, 630-048-64, 630-049-00, 630-200-24, 630-200-27, 630-202-24, 630-202-27, 630-204-06, 630-204-07, 630-204-08, 630-204-26, 630-204-28, 630-209-06, 630-209-07, 630-209-08, 630-209-26, 630-209-28, 630-230-09, 630-235-05, 630-235-10, 630-235-10B, 630-235-11, 630-235-55, 630-235-60, 630-235-60B, 630-235-61, 630-300-19, 630-304-01, 630-304-21, 630-309-01, 630-309-21, 630-335-05, 630-335-10, 630-335-10B, 630-335-55, 630-335-60, 630-335-60B, 630-350-05, 630-350-55, 630-350-90, 630-351-05, 630-351-55, 630-351-90, 630-352-05, 630-352-55, 630-352-90, 630-400-21, 630-400-30, 630-400-40, 630-400-70, 630-401-15, 630-401-30, 630-405-60BU, 630-420-12, 630-420-14, 630-420-22, 630-420-24, 630-420-26, 630-420-32, 630-420-34, 630-420-44, 630-420-52, 630-420-54, 630-420-64, 630-423-12, 630-430-00, 630-430-09, 630-430-12, 630-430-15, 630-430-18, 630-430-21, 630-430-24, 630-430-27, 630-430-30, 630-435-05, 630-435-10, 630-435-15, 630-435-20, 630-435-25, 630-500-14, 630-500-20, 630-500-25, 630-502-13, 630-507-07, 630-507-09, 630-507-11, 630-510-13, 630-510-20, 630-510-25, 630-511-13, 630-511-25, 630-512-09, 630-512-13, 630-515-13, 630-516-13, 640-010-20, 640-010-23, 640-010-27, 640-010-30, 640-010-33, 640-010-40, 640-010-43, 640-015-21, 640-015-24, 640-015-31, 640-015-34, 640-015-41, 640-015-44, 640-020-30, 640-020-33, 640-020-40, 640-020-43, 640-022-33, 640-022-43, 640-022-53, 640-025-21, 640-025-22, 640-025-31, 640-025-32, 640-025-41, 640-025-42, 640-025-51, 640-025-52, 640-026-31, 640-026-32, 640-026-41, 640-026-42, 640-026-51, 640-026-52, 640-030-42, 640-030-44, 640-035-42, 640-035-44, TONO/582-150- 10GUB, TONO/630-012-21XL, TONO/630-045-40ST, TONO/630-046-02, TONO/630-200-24QL, TONO/630-209- 06QL/QL, TONO/630-209-06XL, TONO/630-209- 26QL/QL, TONO/630-209-26XL, TONO/630-235-10B/ QL, TONO/630-235-10BXL, TONO/630-235-60TI, TONO/630-335-11, TONO/630-335-61, TONO/630-935-60B, TONO/640-010-23L, TONO/640-010-33/ FIX-AE, TONO/640-010-43/ FIX-AE, TONO/640-025-20L | Klasa IIa | Mbajtese elektrode, Uretrotom, Udhezues | Produkte per institucione te kujdesit shendetesor
, Electrode Holders, Electrosurgical , Urethrotomes
16855 | Electrodes, Electrosurgical, Active | BIOMETRIC ALBANIA | 2024-07-04T00:00:00.000+02:00 | TONTARRA Medizintechnik GmbH - Adresa: Daimlerstraße 15, D-78573 Wurmlingen, Germany | 630-340-10, 630-340-10B, 630-340-15, 630-340-15B, 630-340-20, 630-340-20B, 630-510-50, 630-510-55, 630-510-60, 630-510-65, 630-510-70, 630-511-50, 630-511-55, 630-511-60, 630-511-65, 630-511-70, 630-512-50, 630-512-55, 630-512-60, 630-512-65, 630-512-70, TONO/630-240-00XL, TONO/630-240-05OL, TONO/630-240-15OL, TONO/630-240-15XL, TONO/630-240-40OL, TONO/630-240-40XL, TONO/630-241-00, 582-150-40GU, 582-150-40GUB, 582-150-40GUBE, 582-150-41GU, 582-150-41GUB, 582-150-42GU, 582-150-42GUB, 582-150-43GU, 582-150-43GUB, 582-150-44GU, 582-180-40B, 582-180-41B, 582-180-42B, 582-180-43B, 582-180-44B, 582-510-03, 582-510-04, 582-510-05, 582-510-07, 582-511-05, 582-511-07, 582-514-05, 582-514-07, 582-515-05, 582-516-05, 582-517-05, 582-518-05, 630-240-00, 630-240-00B, 630-240-00BPI, 630-240-01, 630-240-01B, 630-240-05, 630-240-05B, 630-240-06, 630-240-10, 630-240-10B, 630-240-11, 630-240-15, 630-240-15B, 630-240-20, 630-240-20B, 630-240-25, 630-240-25B, 630-240-30, 630-240-30B, 630-240-35, 630-240-35B, 630-240-40, 630-240-40B, 630-240-41, 630-240-45, 630-240-45B, 630-240-50, 630-240-55, 630-240-55B, 630-240-60, 630-240-60B, 630-240-65, 630-240-70, 630-240-75B, 630-240-80, 630-240-85, 630-240-90, 630-240-95, 630-340-00, 630-340-00B, 630-340-05, 630-340-05B | Klasa IIb | Elektroda per pajisje elektrobisturi | Produkte per institucione te kujdesit shendetesor
16856 | Endo bags devices | BIOMETRIC ALBANIA | 2024-07-04T00:00:00.000+02:00 | Welfare Medical Ltd. - Adresa: Pure Offices, Tachbrook Park, Warwick, CV34 6WE. UK | WM-EBL-500, WM-EBM-200, WM-EBS-100 | Klasa IIa | Qese per endoskopi | Produkte per institucione te kujdesit shendetesor
16857 | DS-SINGLE FIRE LIG.CLIP S, DS-SINGLE FIRE LIG.CLIP S MULTI-PACK, DS-SINGLE FIRE LIG.CLIP SM, DS-SINGLE FIRE LIG.CLIP M, DS-SINGLE FIRE LIG.CLIP ML, DS-SINGLE FIRE LIG.CLIP ML W/LATCH, DS-SINGLE FIRE LIG.CLIP L, DS-SINGLE FIRE LIG.CLIP L W/LATCH, DS-SINGLE FIRE LIG.CLIP XL W/LATCH | O.E.S DISTRIMED | 2024-07-04T00:00:00.000+02:00 | Aesculap AG AM Aesculap -Platz 78532 Tuttlingen Germany | PL450SU, PL452SU, PL453SU, PL459SU, PL462SU, PL465SU, PL468SU, PL471SU, PL475SU | Klasa IIb | Klipe (kapese) titaniumi përdoret për ligacionin e enëve dhe organeve të zbrazëta, si dhe për shënjestrimin e strukturave anatomike. | Pajisje nje perdorimeshe
16858 | Concerto Detachable Coil System/Concerto PGLA Fiber 3D, Concerto Detachable Coil System/Concerto Nylon Fiber Helix, Concerto Detachable Coil System/Concerto PGLA Fiber Helix | O.E.S DISTRIMED | 2024-07-04T00:00:00.000+02:00 | Micro Therapeutics Inc, DBA ev3 Neurovascular 9775 Toledo Way,Irvine,CA 92618 USA | PV-9-20-3D, PV-9-30-3D, PV-10-20-3D, PV-10-30-3D, PV-12-40-3D, PV-14-40-3D, PV-16-40-3D, PV-18-40-3D, NV-2-4-HELIX, NV-3-4-HELIX, NV-4-10-HELIX, NV-5-20-HELIX, NV-7-20-HELIX, NV-8-30-HELIX, NV-10-20-HELIX, NV-2-6-HELIX, NV-3-8-HELIX, NV-5-10-HELIX, NV-6-12-HELIX, NV-7-30-HELIX, NV-9-20-HELIX, NV-10-30-HELIX, NV-2-8-HELIX, NV-4-8-HELIX, NV-5-15-HELIX, NV-6-20-HELIX, NV-8-20-HELIX, NV-9-30-HELIX, PV-12-30-HELIX, PV-16-40-HELIX, PV-12-40-HELIX, PV-18-40-HELIX, PV-14-30-HELIX, PV-20-50-HELIX, PV-14-40-HELIX, PV-2-2-3D, PV-2-4-3D, PV-2-6-3D, PV-3-4-3D, PV-3-6-3D, PV-3-8-3D, PV-4-8-3D, PV-4-10-3D, PV-4-12-3D, PV-5-10-3D, PV-5-15-3D, PV-6-15-3D, PV-6-20-3D, PV-7-20-3D, PV-7-30-3D, PV-8-20-3D, PV-8-30-3D | Klasa IIb, Klasa III | Sistem Spiral I shkeputeshem, përdorim në kirurgji vaskulare dhe neurovaskulare | Pajisje nje perdorimeshe
16859 | INNOPOST ARCHIMEDE CON. 120 - 10 POSTS - CARBON, INNOPOST ARCHIMEDE CON.KIT 120 - 10 POSTS+1 DRILL - CARBON, INNOPOST ARCHIMEDE CON. 120 - 10 POSTS - GLASS, INNOPOST ARCHIMEDE CON.KIT 120 - 10 POSTS+1 DRILL - GLASS, INNOPOST ARCHIMEDE CON. 90 - 10 POSTS - CARBON, INNOPOST ARCHIMEDE CON.KIT 90 - 10 POSTS+1 DRILL - CARBON, INNOPOST ARCHIMEDE CON. 90 - 10 POSTS - GLASS, INNOPOST ARCHIMEDE CON.KIT 90 - 10 POSTS+1 DRILL - GLASS, INNOPOST ARCHIMEDE CON.KIT - 10 POSTS+3 DRILLS - CARBON, INNOPOST ARCHIMEDE CON.KIT - 10 POSTS+3 DRILLS - GLASS, INNOPOST ARCHIMEDE CIL.RET. 100 - 10 POSTS - CARBON, INNOPOST ARCHIMEDE CIL.RET. KIT 100 - 10 POSTS+1 DRILL - CARBON, INNOPOST ARCHIMEDE CIL.RET. 100 - 10 POSTS - GLASS, INNOPOST ARCHIMEDE CIL.RET. KIT 100 - 10 POSTS+1 DRILL - GLASS, INNOPOST ARCHIMEDE CIL.RET. 120 - 10 POSTS - CARBON, INNOPOST ARCHIMEDE CIL.RET. KIT 120 - 10 POSTS+1 DRILL - CARBON, INNOPOST ARCHIMEDE CIL.RET. 120 - 10 POSTS - GLASS, INNOPOST ARCHIMEDE CIL.RET. KIT 120 - 10 POSTS+1 DRILL - GLASS, INNOPOST ARCHIMEDE CIL.RET. 140 - 10 POSTS - CARBON, INNOPOST ARCHIMEDE CIL.RET. KIT 140 - 10 POSTS+1 DRILL - CARBON, INNOPOST ARCHIMEDE CIL.RET. 140 - 10 POSTS - GLASS, INNOPOST ARCHIMEDE CIL.RET. KIT 140 - 10 POSTS+1 DRILL - GLASS, INNOPOST ARCHIMEDE CIL.RET. KIT - 10 POSTS+3 DRILLS - CARBON, INNOPOST ARCHIMEDE CIL.RET. KIT - 10 POSTS+3 DRILLS - GLASS, INNOPOST ARCHIMEDE CIL.KIT - 10 POSTS+3 DRILLS - CARBON, INNOPOST ARCHIMEDE CIL.KIT - 10 POSTS+3 DRILLS - GLASS, INNOPOST COMPAQ 100 - 10 POSTS - CARBON, INNOPOST COMPAQ KIT 100- 10 POSTS+1 DRILL - CARBON, INNOPOST COMPAQ 100 - 10 POSTS - GLASS, INNOPOST COMPAQ KIT 100- 10 POSTS+1 DRILL - GLASS, INNOPOST COMPAQ 120 - 10 POSTS - CARBON, INNOPOST COMPAQ KIT 120- 10 POSTS+1 DRILL - CARBON, INNOPOST COMPAQ 120 - 10 POSTS - GLASS, INNOPOST COMPAQ KIT 120- 10 POSTS+1 DRILL - GLASS, INNOPOST COMPAQ 140 - 10 POSTS - CARBON, INNOPOST COMPAQ KIT 140- 10 POSTS+1 DRILL - CARBON, INNOPOST COMPAQ 140 - 10 POSTS - GLASS, Fiber Posts Inno-tech, INNOPOST ANATOMIC 100 - 10 POSTS - CARBON, INNOPOST ANATOMIC KIT 100 - 10 POSTS+1 DRILL - CARBON, INNOPOST ANATOMIC 100 - 10 POSTS - GLASS, INNOPOST ANATOMIC KIT 100 - 10 POSTS+1 DRILL - GLASS, INNOPOST ANATOMIC 120 - 10 POSTS - CARBON, INNOPOST ANATOMIC KIT 120 - 10 POSTS+1 DRILL - CARBON, INNOPOST ANATOMIC 120 - 10 POSTS - GLASS, INNOPOST ANATOMIC KIT 120 - 10 POSTS+1 DRILL - GLASS, INNOPOST ANATOMIC 140 - 10 POSTS - CARBON, INNOPOST ANATOMIC KIT 140 - 10 POSTS+1 DRILL - CARBON, INNOPOST ANATOMIC 140 - 10 POSTS - GLASS, INNOPOST ANATOMIC KIT 140 - 10 POSTS+1 DRILL - GLASS, INNOPOST ANATOMIC KIT - 10 POSTS+3 DRILLS - CARBON, INNOPOST ANATOMIC KIT - 10 POSTS+3 DRILLS - GLASS, INNOPOST ARCHIMEDE CIL. 100 - 10 POSTS - CARBON, INNOPOST ARCHIMEDE CIL.KIT 100 - 10 POSTS+1 DRILL - CARBON, INNOPOST ARCHIMEDE CIL. 100 - 10 POSTS - GLASS, INNOPOST ARCHIMEDE CIL.KIT 100 - 10 POSTS+1 DRILL - GLASS, INNOPOST ARCHIMEDE CIL. 120 - 10 POSTS - CARBON, INNOPOST ARCHIMEDE CIL.KIT 120 - 10 POSTS+1 DRILL - CARBON, INNOPOST ARCHIMEDE CIL. 120 - 10 POSTS - GLASS, INNOPOST ARCHIMEDE CIL.KIT 120 - 10 POSTS+1 DRILL - GLASS, INNOPOST ARCHIMEDE CIL. 140 - 10 POSTS - CARBON, INNOPOST ARCHIMEDE CIL.KIT 140 - 10 POSTS+1 DRILL - CARBON, INNOPOST ARCHIMEDE CIL. 140 - 10 POSTS - GLASS, INNOPOST ARCHIMEDE CIL.KIT 140 - 10 POSTS+1 DRILL - GLASS, INNOPOST ARCHIMEDE CON. 100 - 10 POSTS - CARBON, INNOPOST ARCHIMEDE CON.KIT 100 - 10 POSTS+1 DRILL - CARBON, INNOPOST ARCHIMEDE CON. 100 - 10 POSTS - GLASS, INNOPOST ARCHIMEDE CON.KIT 100 - 10 POSTS+1 DRILL - GLASS, INNOPOST COMPAQ KIT 140- 10 POSTS+1 DRILL - GLASS, INNOPOST COMPAQ 90 - 10 POSTS - CARBON, INNOPOST COMPAQ KIT 90 - 10 POSTS+1 DRILL - CARBON, INNOPOST COMPAQ 90 - 10 POSTS - GLASS, INNOPOST COMPAQ KIT 90 - 10 POSTS+1 DRILL - GLASS, INNOPOST COMPAQ KIT - 10 POSTS+3 DRILLS - CARBON, INNOPOST COMPAQ KIT - 10 POSTS+3 DRILLS - GLASS, EVOLUTION BLU B1 - 5 POSTS - GLASS, EVOLUTION BLU B2 - 5 POSTS - GLASS, EVOLUTION BLU B3 - 5 POSTS - GLASS, EVOLUTION BROWN BW1 - 5 POSTS - GLASS, EVOLUTION BROWN BW2 - 5 POSTS - GLASS, EVOLUTION BROWN BW3 - 5 POSTS - GLASS, EVOLUTION GRAY G1 - 5 POSTS - GLASS, EVOLUTION GRAY G2 - 5 POSTS - GLASS, EVOLUTION GRAY G3 - 5 POSTS - GLASS, EVOLUTION GREEN GR1 - 5 POSTS - GLASS, EVOLUTION GREEN GR2 - 5 POSTS - GLASS, EVOLUTION GREEN GR3 - 5 POSTS - GLASS, EVOLUTION LOWER KIT - 12 POSTS+4 DRILLS - GLASS, EVOLUTION PURPLE P1 - 5 POSTS - GLASS, EVOLUTION PURPLE P2 - 5 POSTS - GLASS, EVOLUTION PURPLE P3 - 5 POSTS - GLASS, EVOLUTION RED R1 - 5 POSTS - GLASS, EVOLUTION RED R2 - 5 POSTS - GLASS, EVOLUTION RED R3 - 5 POSTS - GLASS, EVOLUTION UPPER KIT - 12 POSTS + 5 DRILLS - GLASS, EVOLUTION WHITE W1 - 5 POSTS - GLASS, EVOLUTION WHITE W2 - 5 POSTS - GLASS, EVOLUTION WHITE W3 - 5 POSTS - GLASS, EVOLUTION YELLOW Y1 - 5 POSTS - GLASS, EVOLUTION YELLOW Y2 - 5 POSTS - GLASS, EVOLUTION YELLOW Y3 - 5 POSTS - GLASS, INNOPOST ENDO PLUS 100- 10 POSTS - CARBON, INNOPOST ENDO PLUS KIT 100 - 10 POSTS+1 DRILL - CARBON, INNOPOST ENDO PLUS 100- 10 POSTS - GLASS, INNOPOST ENDO PLUS KIT 100 - 10 POSTS+1 DRILL - GLASS, INNOPOST ENDO PLUS 120- 10 POSTS - CARBON, INNOPOST ENDO PLUS KIT 120 - 10 POSTS+1 DRILL - CARBON, INNOPOST ENDO PLUS 120- 10 POSTS - GLASS, INNOPOST ENDO PLUS KIT 120 - 10 POSTS+1 DRILL - GLASS, INNOPOST ENDO PLUS 140- 10 POSTS - CARBON, INNOPOST ENDO PLUS KIT 140 - 10 POSTS+1 DRILL - CARBON, INNOPOST ENDO PLUS 140- 10 POSTS - GLASS, INNOPOST ENDO PLUS KIT 140 - 10 POSTS+1 DRILL - GLASS, INNOPOST ENDO PLUS KIT- 10 POSTS+3 DRILLS - CARBON, INNOPOST ENDO PLUS KIT- 10 POSTS+3 DRILLS - GLASS, INNOPOST FOX 100 - 10 POSTS - CARBON, INNOPOST FOX KIT 100 - 10 POSTS+1 DRILL - CARBON, INNOPOST FOX 100 - 10 POSTS - GLASS BLISTER, INNOPOST FOX KIT 100 - 10 POSTS+1 DRILL - GLASS, INNOPOST FOX 100 - 10 POSTS - GLASS, INNOPOST FOX 110 - 10 POSTS - CARBON, INNOPOST FOX KIT 110 - 10 POSTS+1 DRILL - CARBON, INNOPOST FOX KIT 110 - 10 POSTS+1 DRILL - GLASS, INNOPOST FOX 110 - 10 POSTS - GLASS, INNOPOST FOX 120 - 10 POSTS - CARBON, INNOPOST FOX KIT 120 - 10 POSTS+1 DRILL - CARBON, INNOPOST FOX 120 - 10 POSTS - GLASS, INNOPOST FOX KIT 120 - 10 POSTS+1 DRILL - GLASS, INNOPOST FOX 70 - 10 POSTS - CARBON, INNOPOST FOX KIT 70 - 10 POSTS+1 DRILL - CARBON, INNOPOST FOX 70 - 10 POSTS - GLASS, INNOPOST FOX KIT 70 - 10 POSTS+1 DRILL - GLASS, INNOPOST FOX 90 - 10 POSTS - CARBON, INNOPOST FOX KIT 90 - 10 POSTS+1 DRILL - CARBON, INNOPOST FOX 90 - 10 POSTS - GLASS, INNOPOST FOX KIT 90 - 10PERNI + 1DRILL - GLASS, INNOPOST FOX KIT - 10 POSTS+3 DRILLS - CARBON, INNOPOST FOX KIT - 15 POSTS+3 DRILLS - GLASS, INNOPOST LEONARDO CIL.100 - 10 POSTS - CARBON, INNOPOST LEONARDO CIL. KIT 100 - 10 POSTS+1 DRILL - CARBON, INNOPOST LEONARDO CIL.100 - 10 POSTS - GLASS, INNOPOST LEONARDO CIL. KIT 100 - 10 POSTS+1 DRILL - GLASS, INNOPOST LEONARDO CIL.120 - 10 POSTS - CARBON, INNOPOST LEONARDO CIL. KIT 120 - 10 POSTS+1 DRILL - CARBON, INNOPOST LEONARDO CIL.120 - 10 POSTS - GLASS, INNOPOST LEONARDO CIL. KIT 120 - 10 POSTS+1 DRILL - GLASS, INNOPOST LEONARDO CIL.140 - 10 POSTS - CARBON, INNOPOST LEONARDO CIL. KIT 140 - 10 POSTS+1 DRILL - CARBON, INNOPOST LEONARDO CIL.140 - 10 POSTS - GLASS, INNOPOST LEONARDO CIL. KIT 140 - 10 POSTS+1 DRILL - GLASS, INNOPOST LEONARDO CON.100 - 10 POSTS - CARBON, INNOPOST LEONARDO CON. KIT 100 - 10 POSTS+1 DRILL - CARBON, INNOPOST LEONARDO CON.100 - 10 POSTS - GLASS, INNOPOST LEONARDO CON.100 - 10 POSTS - GLASS BLISTER, INNOPOST LEONARDO CON. KIT 100 - 10 POSTS+1 DRILL - GLASS, INNOPOST LEONARDO CON.120 - 10 POSTS - CARBON, INNOPOST LEONARDO CON. KIT 120 - 10 POSTS+1 DRILL - CARBON, INNOPOST LEONARDO CON.120 - 10 POSTS - GLASS, INNOPOST LEONARDO CON.90 - 10 POSTS - CARBON, INNOPOST LEONARDO CON. KIT 90 - 10 POSTS+1 DRILL - CARBON, INNOPOST LEONARDO CON.90 - 10 POSTS - GLASS, INNOPOST LEONARDO CON. KIT 90 - 10 POSTS+1 DRILL - GLASS, INNOPOST LEONARDO CON. KIT - 10 POSTS+3 DRILLS - CARBON, INNOPOST LEONARDO CON. KIT-15 POS TS+3 DRILLS - GLASS, INNOPOST LEONARDO CIL.RET. 100 - 10 POSTS - CARBON, INNOPOST LEONARDO CIL.RET. KIT 100 - 10 POSTS+1 DRILL - CARBON, INNOPOST LEONARDO CIL.RET. 100 - 10 POSTS - GLASS, INNOPOST LEONARDO CIL.RET. KIT 100 - 10 POSTS+1 DRILL - GLASS, INNOPOST LEONARDO CIL.RET. 120 - 10 POSTS - CARBON, INNOPOST LEONARDO CIL.RET. KIT 120 - 10 POSTS+1 DRILL - CARBON, INNOPOST LEONARDO CIL.RET. 120 - 10 POSTS - GLASS, INNOPOST LEONARDO CIL.RET. KIT 120 - 10 POSTS+1 DRILL - GLASS, INNOPOST LEONARDO CIL.RET. 140 - 10 POSTS - CARBON, INNOPOST LEONARDO CIL.RET. KIT 140 - 10 POSTS+1 DRILL - CARBON, INNOPOST LEONARDO CIL.RET. 140 - 10 POSTS - GLASS, INNOPOST LEONARDO CIL.RET. KIT 140 - 10 POSTS+1 DRILL - GLASS, INNOPOST LEONARDO CIL.RET. KIT - 10 POSTS+3 DRILLS - CARBON, INNOPOST LEONARDO CIL.RET. KIT - 10 POSTS+3 DRILLS - GLASS, INNOPOST LEONARDO CIL. KIT - 10 POSTS+3 DRILLS - CARBON, INNOPOST LEONARDO CIL. KIT - 10 POSTS+3 DRILLS - GLASS, INNOPOST LEVEL ONE 100- 10 POSTS - CARBON, INNOPOST LEVEL ONE KIT 100 - 10 POSTS+1 DRILL - CARBON, INNOPOST LEVEL ONE 100- 10 POSTS - GLASS, INNOPOST LEVEL ONE 100- 10 POSTS - GLASS BLISTER, INNOPOST LEVEL ONE KIT 100 - 10 POSTS+1 DRILL - GLASS, INNOPOST LEVEL ONE 100- 10 POSTS - TRASPARENT GLASS, INNOPOST LEVEL ONE 120- 10 POSTS - CARBON, INNOPOST LEVEL ONE KIT 120 - 10 POSTS+1 DRILL - CARBON, INNOPOST LEVEL ONE 120- 10 POSTS - GLASS, INNOPOST LEVEL ONE 120- 10 POSTS - GLASS BLISTER, INNOPOST LEVEL ONE KIT 120 - 10 POSTS+1 DRILL - GLASS, INNOPOST LEVEL ONE 120- 10 POSTS - TRASPARENT GLASS, INNOPOST LEVEL ONE 140- 10 POSTS - CARBON, INNOPOST LEVEL ONE KIT 140 - 10 POSTS+1 DRILL - CARBON, INNOPOST LEVEL ONE 140- 10 POSTS - GLASS BLISTER, INNOPOST LEVEL ONE KIT 140 - 10 POSTS+1 DRILL - GLASS, INNOPOST LEVEL ONE 140- 10 POSTS - GLASS, INNOPOST LEVEL ONE 160- 10 POSTS - CARBON, INNOPOST LEVEL ONE KIT 160 - 10 POSTS+1 DRILL - CARBON, INNOPOST LEVEL ONE 160- 10 POSTS - GLASS, INNOPOST LEVEL ONE KIT 160 - 10 POSTS+1 DRILL - GLASS, INNOPOST LEVEL ONE 80 - 10 POSTS - CARBON, INNOPOST LEVEL ONE KIT 80 - 10 POSTS+1 DRILL - CARBON, INNOPOST LEVEL ONE 80 - 10 POSTS - GLASS, INNOPOST LEVEL ONE KIT 80 - 10 POSTS+1 DRILL - GLASS, INNOPOST LEVEL ONE 80 - 10 POSTS -TRASPARENT GLASS, INNOPOST LEVEL ONE KIT- 10 POSTS+3 DRILLS - CARBON, INNOPOST LEVEL ONE KIT- 15 POSTS+3 DRILLS - GLASS, INNOPOST MATRIX PLUS 2100 - 10 POSTS - CARBON, INNOPOST MATRIX PLUS 2 KIT 100 - 10 POSTS+1 DRILL - CARBON, INNOPOST MATRIX PLUS 2 100 - 10 POSTS GLASS BLISTER, INNOPOST MATRIX PLUS 2 KIT 100 - 10 POSTS+1 DRILL - GLASS, INNOPOST MATRIX PLUS 2100 - 10 POSTS - GLASS, INNOPOST MATRIX PLUS 2120 - 10 POSTS - CARBON, INNOPOST MATRIX PLUS 2 KIT 120 - 10 POSTS+1 DRILL - CARBON, INNOPOST MATRIX PLUS 2120 - 10 POSTS - GLASS, INNOPOST MATRIX PLUS 2 120 - 10 POSTS GLASS BLISTER, INNOPOST MATRIX PLUS 2 KIT 120 - 10 POSTS+1 DRILL - GLASS, INNOPOST MATRIX PLUS 290 - 10 POSTS - CARBON, INNOPOST MATRIX PLUS 2 KIT 90 - 10 POSTS+1 DRILL - CARBON, INNOPOST MATRIX PLUS 2 90 - 10 POSTS GLASS BLISTER, INNOPOST MATRIX PLUS 2 KIT 90 - 10 POSTS+1 DRILL - GLASS, INNOPOST MATRIX PLUS 290 - 10 POSTS - GLASS, INNOPOST MATRIX PLUS 2 KIT - 10 POSTS+3 DRILLS - CARBON, INNOPOST MATRIX PLUS 2 KIT - 15 POSTS+3 DRILLS - GLASS, INNOPOST MATRIX PLUS 3100 - 1 POSTS - CARBON, INNOPOST MATRIX PLUS 3100 - 1 POSTS - GLASS, INNOPOST MATRIX PLUS 3120 - 1 POSTS - CARBON, INNOPOST MATRIX PLUS 3120 - 1 POSTS - GLASS, INNOPOST MATRIX PLUS 3140 - 1 POSTS - CARBON, INNOPOST MATRIX PLUS 3140 - 1 POSTS - GLASS, INNOPOST MATRIX PLUS 3160 - 1 POSTS - CARBON, INNOPOST MATRIX PLUS 3160 - 1 POSTS - GLASS, INNOPOST MATRIX PLUS 3180 - 1 POSTS - CARBON, INNOPOST MATRIX PLUS 50 - 10 POSTS - CARBON, INNOPOST MATRIX PLUS KIT 50 - 10 POSTS+1 DRILL - CARBON, INNOPOST MATRIX PLUS 50 - 100 POSTS - GLASS, INNOPOST MATRIX PLUS 50 - 10 POSTS - GLASS BLISTER, INNOPOST MATRIX PLUS KIT 50 - 10 POSTS+1 DRILL - GLASS, INNOPOST MATRIX PLUS 50 - 10 POSTS - GLASS, INNOPOST MATRIX PLUS 60 - 10 POSTS - CARBON, INNOPOST MATRIX PLUS KIT 60 - 10 POSTS+1 DRILL - CARBON, INNOPOST MATRIX PLUS 60 - 100 POSTS - GLASS, INNOPOST MATRIX PLUS 60 - 10 POSTS - GLASS BLISTER, INNOPOST MATRIX PLUS KIT 60 - 10 POSTS+1 DRILL - GLASS, INNOPOST MATRIX PLUS 60 - 10 POSTS - GLASS, INNOPOST MATRIX PLUS 70 - 10 POSTS - CARBON, INNOPOST MATRIX PLUS KIT 70 - 10 POSTS+1 DRILL - CARBON, INNOPOST MATRIX PLUS 70 - 100 POSTS - GLASS, INNOPOST MATRIX PLUS 70 - 10 POSTS - GLASS BLISTER, INNOPOST MATRIX PLUS KIT 70 - 10 POSTS+1 DRILL - GLASS, INNOPOST MATRIX PLUS 70 - 10 POSTS - GLASS, INNOPOST MATRIX PLUS KIT - 10 POSTS+3 DRILLS - CARBON, INNOPOST MATRIX PLUS KIT - 15 POSTS+3 DRILLS - GLASS, INNOPOST PREMIER 100 -10 POSTS - CARBON, INNOPOST PREMIER KIT 100 - 10 POSTS+1 DRILL CON - CARBON, INNOPOST PREMIER 100 -10 POSTS - GLASS, INNOPOST PREMIER 100 -100 POSTS - GLASS, INNOPOST PREMIER REGULAR 100 - 10 POSTS BLISTER, INNOPOST PREMIER KIT 100 - 10 POSTS+1 DRILL CON - GLASS, INNOPOST PREMIER 110 -10 POSTS - CARBON, INNOPOST PREMIER KIT 110 - 10 POSTS+1 DRILL CON - CARBON, INNOPOST PREMIER 110 -10 POSTS - GLASS, INNOPOST PREMIER 110 -100 POSTS - GLASS, INNOPOST PREMIER WIDE 110 - 10 POSTS BLISTER, INNOPOST PREMIER KIT 110 - 10 POSTS+1 DRILL CON - GLASS, INNOPOST PREMIER 110 10 POSTS TRASPARENT GLASS BLISTERATI, INNOPOST PREMIER 120 -10 POSTS - CARBON, INNOPOST PREMIER KIT 120 - 10 POSTS+1 DRILL CON - CARBON, INNOPOST PREMIER 120 -100 POSTS - GLASS, INNOPOST PREMIER REGULAR 120 - 10 POSTS BLISTER, INNOPOST PREMIER KIT 120 - 10 POSTS+1 DRILL CON - GLASS, INNOPOST PREMIER 120 -10 POSTS - GLASS, INNOPOST PREMIER 70 - 10 POSTS - CARBON, INNOPOST PREMIER KIT 70- 10 POSTS+1 DRILL CON - CARBON, INNOPOST PREMIER 70 - 10 POSTS - GLASS, INNOPOST PREMIER 70 -100 POSTS - GLASS, INNOPOST PREMIER WIDE 70 - 10 POSTS GLASS BLISTER, INNOPOST PREMIER KIT 70- 10 POSTS+1 DRILL CON - GLASS, INNOPOST PREMIER 70 10 POSTS TRASPARENT GLASS BLISTERATI, INNOPOST PREMIER 90 - 10 POSTS - CARBON, INNOPOST PREMIER KIT 90- 10 POSTS+1 DRILL CON - CARBON, INNOPOST PREMIER KIT 90- 10 POSTS+1 DRILL - CARB., INNOPOST PREMIER 90 -100 POSTS - GLASS, INNOPOST PREMIER REGULAR 90 - 10 POSTS GLASS BLISTER, INNOPOST PREMIER KIT 90- 10 POSTS+1 DRILL CON - GLASS, INNOPOST PREMIER 90 - 10 POSTS - GLASS, INNOPOST PREMIER 90W 10 POSTS TRASPARENT GLASS BLISTERATI, INNOPOST PREMIER WIDE 90 - 10 POSTS GLASS BLISTER, INNOPOST PREMIER KIT 90- 10 POSTS+1 DRILL - GLASS, INNOPOST PREMIER KIT -10 POSTS+3 DRILLS - CARBON, INNOPOST PREMIER KIT -15 POSTS+3 DRILLS - GLASS, INNOPOST LEVEL ONE POST 100 - 10 POSTS - CARBON, INNOPOST LEVEL ONE POSTKIT 100 - 10 POSTS+1 DRILL - CARBON, INNOPOST LEVEL ONE POST 100 - 10 POSTS - GLASS, INNOPOST LEVEL ONE POST 100 - 100 POSTS - GLASS, INNOPOST LEVEL ONE POSTKIT 100 - 10 POSTS+1 DRILL - GLASS, INNOPOST LEVEL ONE POST 120 - 10 POSTS - CARBON, INNOPOST LEVEL ONE POSTKIT 120 - 10 POSTS+1 DRILL - CARBON, INNOPOST LEVEL ONE POST 120 - 10 POSTS - GLASS, INNOPOST LEVEL ONE POST 120 - 100 POSTS - GLASS, INNOPOST LEVEL ONE POSTKIT 120 - 10 POSTS+1 DRILL - GLASS, INNOPOST LEVEL ONE POST 140 - 10 POSTS - CARBON, INNOPOST LEVEL ONE POSTKIT 140 - 10 POSTS+1 DRILL - CARBON, INNOPOST LEVEL ONE POST 140 - 10 POSTS - GLASS, INNOPOST LEVEL ONE POST 140 - 100 POSTS - GLASS, INNOPOST LEVEL ONE POSTKIT 140 - 10 POSTS+1 DRILL - GLASS, INNOPOST LEVEL ONE POSTKIT - 10 POSTS+3 DRILLS - CARBON, INNOPOST LEVEL ONE POSTKIT - 10 POSTS+3 DRILLS - GLASS, EVOLUTION UPP.+LOW. KITUK-LK - 24POSTS+5 DRILLS - GLASS | Albadent Group | 2024-07-04T00:00:00.000+02:00 | AVENIR VIA DEL SALICE 21-47822 SANTARCANGELO DI ROMAGNA ITALY | IALC120CR, IALC120CRF, IALC120VR, IALC120VRF, IALC90CR, IALC90CRF, IALC90VR, IALC90VRF, IALCKITCR, IALCKITVR, IALG100CR, IALG100CRF, IALG100CRFST, IALG100VR, IALG100VRF, IALG120CR, IALG120CRF, IALG120CRFST, IALG120VR, IALG120VRF, IALG140CR, IALG140CRF, IALG140CRFST, IALG140VR, IALG140VRF, IALGKITCR, IALGKITVR, IALKITCR, IALKITVR, IC100CR, IC100CRF, IC100VR, IC100VRF, IC120CR, IC120CRF, IC120VR, IC120VRF, IC140CR, IC140CRF, IC140VR, NA, IA100CR, IA100CRF, IA100VR, IA100VRF, IA120CR, IA120CRF, IA120VR, IA120VRF, IA140CR, IA140CRF, IA140VR, IA140VRF, IAKITCR, IAKITVR, IAL100CR, IAL100CRF, IAL100VR, IAL100VRF, IAL120CR, IAL120CRF, IAL120VR, IAL120VRF, IAL140CR, IAL140CRF, IAL140VR, IAL140VRF, IALC100CR, IALC100CRF, IALC100VR, IALC100VRF, IC140VRF, IC90CR, IC90CRF, IC90VR, IC90VRF, ICKITCR, ICKITVR, IE-B1, IE-B2, IE-B3, IE-BW1, IE-BW2, IE-BW3, IE-G1, IE-G2, IE-G3, IE-GR1, IE-GR2, IE-GR3, IE-LK, IE-P1, IE-P2, IE-P3, IE-R1, IE-R2, IE-R3, IE-UK, IE-W1, IE-W2, IE-W3, IE-Y1, IE-Y2, IE-Y3, IEN100CR, IEN100CRF, IEN100VR, IEN100VRF, IEN120CR, IEN120CRF, IEN120VR, IEN120VRF, IEN140CR, IEN140CRF, IEN140VR, IEN140VRF, IENKITCR, IENKITVR, IFS100CR, IFS100CRF, IFS100VR, IFS100VRB, IFS100VRBL, IFS100VRF, IFS100VRTP, IFS110CR, IFS110CRF, IFS110VR, IFS110VRF, IFS110VRO, IFS120CR, IFS120CRF, IFS120VR, IFS120VRB, IFS120VRF, IFS120VRTP, IFS70CR, IFS70CRF, IFS70VR, IFS70VRF, IFS90CR, IFS90CRF, IFS90VR, IFS90VRB, IFS90VRF, IFS90VRO, IFS90VRTP, IFSKITCR, IFSKITVR, IFSKITVRTP, IL100CR, IL100CRF, IL100VR, IL100VRF, IL120CR, IL120CRF, IL120VR, IL120VRF, IL140CR, IL140CRF, IL140VR, IL140VRF, ILC100CR, ILC100CRF, ILC100VR, ILC100VRBL, ILC100VRF, ILC120CR, ILC120CRF, ILC120VR, ILC120VRF, ILC90CR, ILC90CRF, ILC90VR, ILC90VRF, ILCKITCR, ILCKITVR, ILG100CR, ILG100CRF, ILG100VR, ILG100VRF, ILG100VRFST, ILG120CR, ILG120CRF, ILG120VR, ILG120VRF, ILG120VRFST, ILG140CR, ILG140CRF, ILG140VR, ILG140VRF, ILG140VRFST, ILGKITCR, ILGKITVR, ILKITCR, ILKITVR, ILO080VRBL, ILO100CR, ILO100CRF, ILO100VR, ILO100VRB, ILO100VRBL, ILO100VRF, ILO100VRT, ILO100VRTP, ILO120CR, ILO120CRF, ILO120VR, ILO120VRB, ILO120VRBL, ILO120VRF, ILO120VRT, ILO120VRTP, ILO140CR, ILO140CRF, ILO140VR, ILO140VRB, ILO140VRBL, ILO140VRF, ILO140VRTP, ILO160CR, ILO160CRF, ILO160VR, ILO160VRB, ILO160VRBL, ILO160VRF, ILO80CR, ILO80CRF, ILO80VR, ILO80VRB, ILO80VRF, ILO80VRT, ILOKITCR, ILOKITVR, ILOKITVRTP, IMP2100CR, IMP2100CRF, IMP2100VR, IMP2100VRBL, IMP2100VRF, IMP2100VRTP, IMP2120CR, IMP2120CRF, IMP2120VR, IMP2120VRBL, IMP2120VRF, IMP2120VRTP, IMP290CR, IMP290CRF, IMP290VR, IMP290VRBL, IMP290VRF, IMP290VRTP, IMP2KITCR, IMP2KITVR, IMP2KITVRTP, IMP3100CR, IMP3100VR, IMP3120CR, IMP3120VR, IMP3140CR, IMP3140VR, IMP3160CR, IMP3160VR, IMP3180CR, IMP50CR, IMP50CRF, IMP50VR, IMP50VR-100, IMP50VRBL, IMP50VRF, IMP50VRFST, IMP50VRTP, IMP60CR, IMP60CRF, IMP60VR, IMP60VR-100, IMP60VRBL, IMP60VRF, IMP60VRFST, IMP60VRTP, IMP70CR, IMP70CRF, IMP70VR, IMP70VR-100, IMP70VRBL, IMP70VRF, IMP70VRFST, IMP70VRTP, IMPKITCR, IMPKITVR, IMPKITVRTP, IP100CR, IP100CRF, IP100VR, IP100VR-100, IP100VRBL, IP100VRF, IP100VRTP, IP110CR, IP110CRF, IP110VR, IP110VR-100, IP110VRBL, IP110VRF, IP110VRTST, IP120CR, IP120CRF, IP120VR, IP120VR-100, IP120VRBL, IP120VRF, IP120VRTP, IP70CR, IP70CRF, IP70VR, IP70VR-100, IP70VRBL, IP70VRF, IP70VRTST, IP90CR, IP90CRF, IP90CRWF, IP90VR, IP90VR-100, IP90VRBL, IP90VRF, IP90VRTP, IP90VRTWST, IP90VRW, IP90VRW-100, IP90VRWBL, IP90VRWF, IPKITCR, IPKITVR, PLO100CR, PLO100CRF, PLO100VR, PLO100VR-100, PLO100VRF, PLO120CR, PLO120CRF, PLO120VR, PLO120VR-100, PLO120VRF, PLO140CR, PLO140CRF, PLO140VR, PLO140VR-100, PLO140VRF, PLOKITCR, PLOKITVR, UK-LK, UK-LK-P | Klasa IIa | Vida per kanale dentare per rindertimin e dhembeve | Pajisje dentare
16860 | cobas p 512 pre-analytical system | E v i t a | 2024-07-08T00:00:00.000+02:00 | Roche Diagnostics GmbH Sandhofer Strasse 116 68305 Mannheim Germany | 08479763001, 07962649001, 08479771001, 07962657001, 09639900001, 09639918001, 09639926001, 09639934001 | In vitro | Pajisje preanalitike per mostrat e laboratorit | Pajisje laboratori
16861 | cobas b 221 <6> system, cobas b 221 <4> system, cobas b 221 <2> system | E v i t a | 2024-07-08T00:00:00.000+02:00 | Roche Diagnostics GmbH Sandhofer Strasse 116 68305 Mannheim Germany | 03337154001, 03337138001, 03337111001 | In vitro | Pajisje Astrupograme per matjen e Gazeve dhe elektroliteve ne gjak,serum,plazem | Pajisje laboratori
16862 | Orthopedic Implants - LW-39 new ANKLE PLATES-Ti - VAL SCREW TI 2.7X55 MM, Orthopedic Implants - LW-39 new ANKLE PLATES-Ti - VAL SCREW TI 2.7X60 MM, Orthopedic Implants - LW-39 new ANKLE PLATES-Ti - MINI SCREW TI 2.7X12 MM, Orthopedic Implants - LW-39 new ANKLE PLATES-Ti - MINI SCREW TI 2.7X14 MM, Orthopedic Implants - LW-39 new ANKLE PLATES-Ti - MINI SCREW TI 2.7X16 MM, Orthopedic Implants - LW-39 new ANKLE PLATES-Ti - MINI SCREW TI 2.7X18 MM, Orthopedic Implants - LW-39 new ANKLE PLATES-Ti - MINI SCREW TI 2.7X20 MM, Orthopedic Implants - LW-39 new ANKLE PLATES-Ti - MINI SCREW TI 2.7X22 MM, Orthopedic Implants - LW-39 new ANKLE PLATES-Ti - MINI SCREW TI 2.7X24 MM, Orthopedic Implants - LW-39 new ANKLE PLATES-Ti - MINI SCREW TI 2.7X26 MM, Orthopedic Implants - LW-39 new ANKLE PLATES-Ti - MINI SCREW TI 2.7X28 MM, Orthopedic Implants - LW-39 new ANKLE PLATES-Ti - MINI SCREW TI 2.7X30 MM, Orthopedic Implants - LW-39 new ANKLE PLATES-Ti - MINI SCREW TI 2.7X32 MM, Orthopedic Implants - LW-39 new ANKLE PLATES-Ti - MINI SCREW TI 2.7X34 MM, Orthopedic Implants - LW-39 new ANKLE PLATES-Ti - MINI SCREW TI 2.7X36 MM, Orthopedic Implants - LW-39 new ANKLE PLATES-Ti - MINI SCREW TI 2.7X38 MM, Orthopedic Implants - LW-39 new ANKLE PLATES-Ti - MINI SCREW TI 2.7X40 MM, Orthopedic Implants - LW-39 new ANKLE PLATES-Ti - MINI SCREW TI 2.7X45 MM, Orthopedic Implants - LW-39 new ANKLE PLATES-Ti - MINI SCREW TI 2.7X50 MM, Orthopedic Implants - LW-39 new ANKLE PLATES-Ti - MINI SCREW TI 2.7X55 MM, Orthopedic Implants - LW-39 new ANKLE PLATES-Ti - MINI SCREW TI 2.7X60 MM, Orthopedic Implants - LW-39 new ANKLE PLATES-Ti - UPPER EXTREMITY ANKLE VAL SCREW TRAY, Orthopedic Implants - LW-39 new ANKLE PLATES-Ti - CONTAINER 554X273X200 MM AL., Orthopedic Implants - NL-24 FIN 3 IM FEMORAL NAIL - FIN 3 L Ø10X320 MM TI, Orthopedic Implants - NL-24 FIN 3 IM FEMORAL NAIL - FIN 3 L Ø10X340 MM TI, Orthopedic Implants - NL-24 FIN 3 IM FEMORAL NAIL - FIN 3 L Ø10X360 MM TI, Orthopedic Implants - NL-24 FIN 3 IM FEMORAL NAIL - FIN 3 L Ø10X380 MM TI, Orthopedic Implants - NL-24 FIN 3 IM FEMORAL NAIL - FIN 3 L Ø10X400 MM TI, Orthopedic Implants - NL-24 FIN 3 IM FEMORAL NAIL - FIN 3 L Ø10X420 MM TI, Orthopedic Implants - NL-24 FIN 3 IM FEMORAL NAIL - FIN 3 L Ø11X320 MM TI, Orthopedic Implants - NL-24 FIN 3 IM FEMORAL NAIL - FIN 3 L Ø11X340 MM TI, Orthopedic Implants - NL-24 FIN 3 IM FEMORAL NAIL - FIN 3 L Ø11X360 MM TI, Orthopedic Implants - NL-24 FIN 3 IM FEMORAL NAIL - FIN 3 L Ø11X380 MM TI, Orthopedic Implants - NL-24 FIN 3 IM FEMORAL NAIL - FIN 3 L Ø11X400 MM TI, Orthopedic Implants - NL-24 FIN 3 IM FEMORAL NAIL - FIN 3 L Ø11X420 MM TI, Orthopedic Implants - NL-24 FIN 3 IM FEMORAL NAIL - FIN 1. DESIGN TRAY, Orthopedic Implants - NL-24 FIN 3 IM FEMORAL NAIL - FIN 3 L Ø12X340 MM TI, Orthopedic Implants - NL-24 FIN 3 IM FEMORAL NAIL - FIN 3 L Ø12X360 MM TI, Orthopedic Implants - NL-24 FIN 3 IM FEMORAL NAIL - FIN 3 L Ø12X380 MM TI, Orthopedic Implants - NL-24 FIN 3 IM FEMORAL NAIL - FIN 3 L Ø12X400 MM TI, Orthopedic Implants - NL-24 FIN 3 IM FEMORAL NAIL - FIN 3 L Ø12X420 MM TI, Orthopedic Implants - NL-24 FIN 3 IM FEMORAL NAIL - FIN 3 L Ø12X440 MM TI, Orthopedic Implants - NL-24 FIN 3 IM FEMORAL NAIL - FIN 3 L Ø13X340 MM TI, Orthopedic Implants - NL-24 FIN 3 IM FEMORAL NAIL - FIN 3 L Ø13X360 MM TI, Orthopedic Implants - NL-24 FIN 3 IM FEMORAL NAIL - FIN 3 L Ø13X380 MM TI, Orthopedic Implants - NL-24 FIN 3 IM FEMORAL NAIL - FIN 3 L Ø13X400 MM TI, Orthopedic Implants - NL-24 FIN 3 IM FEMORAL NAIL - FIN 3 L Ø13X420 MM TI, Orthopedic Implants - NL-24 FIN 3 IM FEMORAL NAIL - FIN 3 L Ø13X440 MM TI, Orthopedic Implants - NL-24 FIN 3 IM FEMORAL NAIL - FIN 2. DESIGN TRAY, Orthopedic Implants - NL-24 FIN 3 IM FEMORAL NAIL - FIN 3 R Ø10X320 MM TI, Orthopedic Implants - NL-24 FIN 3 IM FEMORAL NAIL - FIN 3 R Ø10X340 MM TI, Orthopedic Implants - NL-24 FIN 3 IM FEMORAL NAIL - FIN 3 R Ø10X360 MM TI, Orthopedic Implants - NL-24 FIN 3 IM FEMORAL NAIL - FIN 3 R Ø10X380 MM TI, Orthopedic Implants - NL-24 FIN 3 IM FEMORAL NAIL - FIN 3 R Ø10X400 MM TI, Orthopedic Implants - NL-24 FIN 3 IM FEMORAL NAIL - FIN 3 R Ø10X420 MM TI, Orthopedic Implants - NL-24 FIN 3 IM FEMORAL NAIL - FIN 3 R Ø11X320 MM TI, Orthopedic Implants - NL-24 FIN 3 IM FEMORAL NAIL - FIN 3 R Ø11X340 MM TI, Orthopedic Implants - NL-24 FIN 3 IM FEMORAL NAIL - FIN 3 R Ø11X360 MM TI, Orthopedic Implants - NL-24 FIN 3 IM FEMORAL NAIL - FIN 3 R Ø11X380 MM TI, Orthopedic Implants - NL-24 FIN 3 IM FEMORAL NAIL - FIN 3 R Ø11X400 MM TI, Orthopedic Implants - NL-24 FIN 3 IM FEMORAL NAIL - FIN 3 R Ø11X420 MM TI, Orthopedic Implants - NL-24 FIN 3 IM FEMORAL NAIL - FIN 3. DESIGN TRAY, Orthopedic Implants - NL-24 FIN 3 IM FEMORAL NAIL - FIN 3 R Ø12X340 MM TI, Orthopedic Implants - NL-24 FIN 3 IM FEMORAL NAIL - FIN 3 R Ø12X360 MM TI, Orthopedic Implants - NL-24 FIN 3 IM FEMORAL NAIL - FIN 3 R Ø12X380 MM TI, Orthopedic Implants - NL-24 FIN 3 IM FEMORAL NAIL - FIN 3 R Ø12X400 MM TI, Orthopedic Implants - NL-24 FIN 3 IM FEMORAL NAIL - FIN 3 R Ø12X420 MM TI, Orthopedic Implants - NL-24 FIN 3 IM FEMORAL NAIL - FIN 3 R Ø12X440 MM TI, Orthopedic Implants - NL-24 FIN 3 IM FEMORAL NAIL - FIN 3 R Ø13X340 MM TI, Orthopedic Implants - NL-24 FIN 3 IM FEMORAL NAIL - FIN 3 R Ø13X360 MM TI, Orthopedic Implants - NL-24 FIN 3 IM FEMORAL NAIL - FIN 3 R Ø13X380 MM TI, Orthopedic Implants - NL-24 FIN 3 IM FEMORAL NAIL - FIN 3 R Ø13X400 MM TI, Orthopedic Implants - NL-24 FIN 3 IM FEMORAL NAIL - FIN 3 R Ø13X420 MM TI, Orthopedic Implants - NL-24 FIN 3 IM FEMORAL NAIL - FIN 3 R Ø13X440 MM TI, Orthopedic Implants - NL-24 FIN 3 IM FEMORAL NAIL - INSAFELOCK FIN 4. DESIGN TRAY, Orthopedic Implants - NL-24 FIN 3 IM FEMORAL NAIL - REAMER HEAD 8.0 MM, Orthopedic Implants - NL-24 FIN 3 IM FEMORAL NAIL - REAMER HEAD 8.5 MM, Orthopedic Implants - NL-24 FIN 3 IM FEMORAL NAIL - REAMER HEAD 9.0 MM, Orthopedic Implants - NL-24 FIN 3 IM FEMORAL NAIL - REAMER HEAD 9.5 MM, Orthopedic Implants - NL-24 FIN 3 IM FEMORAL NAIL - REAMER HEAD 10.0 MM, Orthopedic Implants - NL-24 FIN 3 IM FEMORAL NAIL - REAMER HEAD 10.5 MM, Orthopedic Implants - NL-24 FIN 3 IM FEMORAL NAIL - REAMER HEAD 11.0 MM, Orthopedic Implants - NL-24 FIN 3 IM FEMORAL NAIL - REAMER HEAD 11.5 MM, Orthopedic Implants - NL-24 FIN 3 IM FEMORAL NAIL - REAMER HEAD 12.0 MM, Orthopedic Implants - LW-39 new ANKLE PLATES-Ti - UPPER EXTREMITY ANKLE VAL INSTRUMENT DESIGN 1.TRAY, Orthopedic Implants - LW-39 new ANKLE PLATES-Ti - LOW PROF.CORT.LOCK.SCR.SELFT TI 3.5X12 MM, Orthopedic Implants - LW-39 new ANKLE PLATES-Ti - LOW PROF.CORT.LOCK.SCR.SELFT TI 3.5X14 MM, Orthopedic Implants - LW-39 new ANKLE PLATES-Ti - LOW PROF.CORT.LOCK.SCR.SELFT TI 3.5X16 MM, Orthopedic Implants - LW-39 new ANKLE PLATES-Ti - LOW PROF.CORT.LOCK.SCR.SELFT TI 3.5X18 MM, Orthopedic Implants - LW-39 new ANKLE PLATES-Ti - LOW PROF.CORT.LOCK.SCR.SELFT TI 3.5X20 MM, Orthopedic Implants - LW-39 new ANKLE PLATES-Ti - LOW PROF.CORT.LOCK.SCR.SELFT TI 3.5X22 MM, Orthopedic Implants - LW-39 new ANKLE PLATES-Ti - LOW PROF.CORT.LOCK.SCR.SELFT TI 3.5X24 MM, Orthopedic Implants - LW-39 new ANKLE PLATES-Ti - LOW PROF.CORT.LOCK.SCR.SELFT TI 3.5X26 MM, Orthopedic Implants - LW-39 new ANKLE PLATES-Ti - LOW PROF.CORT.LOCK.SCR.SELFT TI 3.5X28 MM, Orthopedic Implants - LW-39 new ANKLE PLATES-Ti - LOW PROF.CORT.LOCK.SCR.SELFT TI 3.5X30 MM, Orthopedic Implants - LW-39 new ANKLE PLATES-Ti - LOW PROF.CORT.LOCK.SCR.SELFT TI 3.5X32 MM, Orthopedic Implants - LW-39 new ANKLE PLATES-Ti - LOW PROF.CORT.LOCK.SCR.SELFT TI 3.5X34 MM, Orthopedic Implants - LW-39 new ANKLE PLATES-Ti - LOW PROF.CORT.LOCK.SCR.SELFT TI 3.5X36 MM, Orthopedic Implants - LW-39 new ANKLE PLATES-Ti - LOW PROF.CORT.LOCK.SCR.SELFT TI 3.5X38 MM, Orthopedic Implants - LW-39 new ANKLE PLATES-Ti - LOW PROF.CORT.LOCK.SCR.SELFT TI 3.5X40 MM, Orthopedic Implants - LW-39 new ANKLE PLATES-Ti - LOW PROF.CORT.LOCK.SCR.SELFT TI 3.5X42 MM, Orthopedic Implants - LW-39 new ANKLE PLATES-Ti - LOW PROF.CORT.LOCK.SCR.SELFT TI 3.5X44 MM, Orthopedic Implants - LW-39 new ANKLE PLATES-Ti - LOW PROF.CORT.LOCK.SCR.SELFT TI 3.5X46 MM, Orthopedic Implants - LW-39 new ANKLE PLATES-Ti - LOW PROF.CORT.LOCK.SCR.SELFT TI 3.5X48 MM, Orthopedic Implants - LW-39 new ANKLE PLATES-Ti - LOW PROF.CORT.LOCK.SCR.SELFT TI 3.5X50 MM, Orthopedic Implants - LW-39 new ANKLE PLATES-Ti - LOW PROF.CORT.LOCK.SCR.SELFT TI 3.5X55 MM, Orthopedic Implants - LW-39 new ANKLE PLATES-Ti - LOW PROF.CORT.LOCK.SCR.SELFT TI 3.5X60 MM, Orthopedic Implants - LW-39 new ANKLE PLATES-Ti - LOW PROF.CORT. SELFT SCR. TI 3.5X12 MM, Orthopedic Implants - LW-39 new ANKLE PLATES-Ti - LOW PROF.CORT. SELFT SCR. TI 3.5X14 MM, Orthopedic Implants - LW-39 new ANKLE PLATES-Ti - LOW PROF.CORT. SELFT SCR. TI 3.5X16 MM, Orthopedic Implants - LW-39 new ANKLE PLATES-Ti - LOW PROF.CORT. SELFT SCR. TI 3.5X18 MM, Orthopedic Implants - LW-39 new ANKLE PLATES-Ti - LOW PROF.CORT. SELFT SCR. TI 3.5X20 MM, Orthopedic Implants - LW-39 new ANKLE PLATES-Ti - LOW PROF.CORT. SELFT SCR. TI 3.5X22 MM, Orthopedic Implants - LW-39 new ANKLE PLATES-Ti - LOW PROF.CORT. SELFT SCR. TI 3.5X24 MM, Orthopedic Implants - LW-39 new ANKLE PLATES-Ti - LOW PROF.CORT. SELFT SCR. TI 3.5X26 MM, Orthopedic Implants - LW-39 new ANKLE PLATES-Ti - LOW PROF.CORT. SELFT SCR. TI 3.5X28 MM, Orthopedic Implants - LW-39 new ANKLE PLATES-Ti - LOW PROF.CORT. SELFT SCR. TI 3.5X30 MM, Orthopedic Implants - LW-39 new ANKLE PLATES-Ti - LOW PROF.CORT. SELFT SCR. TI 3.5X32 MM, Orthopedic Implants - LW-39 new ANKLE PLATES-Ti - LOW PROF.CORT. SELFT SCR. TI 3.5X34 MM, Orthopedic Implants - LW-39 new ANKLE PLATES-Ti - LOW PROF.CORT. SELFT SCR. TI 3.5X36 MM, Orthopedic Implants - LW-39 new ANKLE PLATES-Ti - LOW PROF.CORT. SELFT SCR. TI 3.5X38 MM, Orthopedic Implants - LW-39 new ANKLE PLATES-Ti - LOW PROF.CORT. SELFT SCR. TI 3.5X40 MM, Orthopedic Implants - LW-39 new ANKLE PLATES-Ti - LOW PROF.CORT. SELFT SCR. TI 3.5X42 MM, Orthopedic Implants - LW-39 new ANKLE PLATES-Ti - LOW PROF.CORT. SELFT SCR. TI 3.5X44 MM, Orthopedic Implants - LW-39 new ANKLE PLATES-Ti - LOW PROF.CORT. SELFT SCR. TI 3.5X46 MM, Orthopedic Implants - LW-39 new ANKLE PLATES-Ti - LOW PROF.CORT. SELFT SCR. TI 3.5X48 MM, Orthopedic Implants - LW-39 new ANKLE PLATES-Ti - LOW PROF.CORT. SELFT SCR. TI 3.5X50 MM, Orthopedic Implants - LW-39 new ANKLE PLATES-Ti - LOW PROF.CORT. SELFT SCR. TI 3.5X55 MM, Orthopedic Implants - LW-39 new ANKLE PLATES-Ti - LOW PROF.CORT. SELFT SCR. TI 3.5X60 MM, Orthopedic Implants - LW-39 new ANKLE PLATES-Ti - LOW PROF.CANCEL.LOCK.SCR.SELFT TI 4X12 MM, Orthopedic Implants - LW-39 new ANKLE PLATES-Ti - LOW PROF.CANCEL.LOCK.SCR.SELFT TI 4X14 MM, Orthopedic Implants - LW-39 new ANKLE PLATES-Ti - LOW PROF.CANCEL.LOCK.SCR.SELFT TI 4X16 MM, Orthopedic Implants - LW-39 new ANKLE PLATES-Ti - LOW PROF.CANCEL.LOCK.SCR.SELFT TI 4X18 MM, Orthopedic Implants - LW-39 new ANKLE PLATES-Ti - LOW PROF.CANCEL.LOCK.SCR.SELFT TI 4X20 MM, Orthopedic Implants - LW-39 new ANKLE PLATES-Ti - LOW PROF.CANCEL.LOCK.SCR.SELFT TI 4X22 MM, Orthopedic Implants - LW-39 new ANKLE PLATES-Ti - LOW PROF.CANCEL.LOCK.SCR.SELFT TI 4X24 MM, Orthopedic Implants - LW-39 new ANKLE PLATES-Ti - LOW PROF.CANCEL.LOCK.SCR.SELFT TI 4X26 MM, Orthopedic Implants - LW-39 new ANKLE PLATES-Ti - LOW PROF.CANCEL.LOCK.SCR.SELFT TI 4X28 MM, Orthopedic Implants - LW-39 new ANKLE PLATES-Ti - LOW PROF.CANCEL.LOCK.SCR.SELFT TI 4X30 MM, Orthopedic Implants - LW-39 new ANKLE PLATES-Ti - LOW PROF.CANCEL.LOCK.SCR.SELFT TI 4X35 MM, Orthopedic Implants - LW-39 new ANKLE PLATES-Ti - LOW PROF.CANCEL.LOCK.SCR.SELFT TI 4X40 MM, Orthopedic Implants - LW-39 new ANKLE PLATES-Ti - LOW PROF.CANCEL.LOCK.SCR.SELFT TI 4X45 MM, Orthopedic Implants - LW-39 new ANKLE PLATES-Ti - LOW PROF.CANCEL.LOCK.SCR.SELFT TI 4X50 MM, Orthopedic Implants - LW-39 new ANKLE PLATES-Ti - LOW PROF.CANCEL.LOCK.SCR.SELFT TI 4X55 MM, Orthopedic Implants - LW-39 new ANKLE PLATES-Ti - LOW PROF.CANCEL.LOCK.SCR.SELFT TI 4X60 MM, Orthopedic Implants - LW-39 new ANKLE PLATES-Ti - TI LOWPROF.CANCELLOUS SCREW (FULL THREAD) 4X12 MM, Orthopedic Implants - LW-39 new ANKLE PLATES-Ti - TI LOWPROF.CANCELLOUS SCREW (FULL THREAD) 4X14 MM, Orthopedic Implants - LW-39 new ANKLE PLATES-Ti - TI LOWPROF.CANCELLOUS SCREW (FULL THREAD) 4X16 MM, Orthopedic Implants - LW-39 new ANKLE PLATES-Ti - TI LOWPROF.CANCELLOUS SCREW (FULL THREAD) 4X18 | Orto-Implant | 2024-07-10T00:00:00.000+02:00 | TST Rakor ve T1bbi Aletler Sanayi ve Ticaret Ltd.$ti, Istanbul, Turkey | 21528016027, 21528020027, 21528028027, 21528030027, 21528032027, 21528034027, 21528036027, 21528040027, 21528045027, 21528055027, 21528060027, 00000202400, 554273200, 80926032010, 80926034010, 80926036010, 80926038010, 80926040010, 80926042010, 80926032011, 80926034011, 80926036011, 80926038011, 80926040011, 80926042011, 00000705100, 80926034012, 80926036012, 80926038012, 80926040012, 80926042012, 80926044012, 80926034013, 80926036013, 80926038013, 80926040013, 80926042013, 80926044013, 00000705200, 80925032010, 80925034010, 80925036010, 80925038010, 80925040010, 80925042010, 80925032011, 80925034011, 80925036011, 80925038011, 80925040011, 80925042011, 00000705300, 80925034012, 80925036012, 80925038012, 80925040012, 80925042012, 80925044012, 80925034013, 80925036013, 80925038013, 80925040013, 80925042013, 80925044013, 00000806400, 08010200080, 08010200085, 08010200090, 08010200095, 08010200100, 08010200105, 08010200110, 08010200115, 08010200120, 20127160035, 20127200035, 20127240035, 20127280035, 20127300035, 20127420035, 20127440035, 20127480035, 20127500035, 20120180035, 20120200035, 20120220035, 20120240035, 20120260035, 20120280035, 20120300035, 20120320035, 20120340035, 20120360035, 20120440035, 20120460035, 20120550035, 20120600035, 20427140040, 20427260040, 20427350040, 20427400040, 20427550040, 20427600040, 20420160040, 20420180040, 20420200040, 20420240040, 20420260040, 20420280040, 20420300040, 20420350040, 20420450040, 20420500040, 20420550040, 20320735040, 20320745040, 20320755040, 20320760040, 20320770040, 20127148027, 20127168027, 20127188027, 20127248027, 20127288027, 20127308027, 20127328027, 20127388027, 20127408027, 3490000003, 03665011005, 03490000009, 03490000007, 04050000008, 03490000008, 00000190100, 36525700008, 36525700010, 36525700012, 36526700008, 36526700010, 36526700012, 36525700004, 36525700005, 36525700006, 32125000007, 36526700004, 36526700005, 36526700006, 32126000007, 34827000004, 34827000005, 34827000006, 34827000007, 34827000012, 34827100005, 34827100008, 34827100010, 34920000007, 35125010000, 35125020000, 35125030000, 00000190200, 34925710307, 34925710309, 34925710311, 34925710313, 34926710307, 34926710309, 34926710311, 34926710313, 37420700009, 37420700007, 36620700211, 36620700209, 36720700317, 36720700308, 00000190300, 1191000015, 2006000700, 2005000700, 2010101004, 2909010130, 02025010323, 2900000035, 07400500011, 2052000020, 2052000027, 2005900002, 2005100037, 22310130027, 22310200032, 4551008190, 23410180015, 07066010030, 20127508027, 20127558027, 20127608027, 21528012027, 21528014027, 21528018027, 21528022027, 21528024027, 21528026027, 21528038027, 21528050027, 543260180, 34525300011, 34525300013, 34525300015, 34526300011, 34526300013, 34526300015, 34525100013, 34525100015, 34525100017, 34526100013, 34526100015, 34526100017, 308100, 01191000008, 02020103025, 23410100112, 04550129140, 2005800027, 8040108165, 2005000500, 308200, 20127128024, 20127148024, 20127168024, 20127188024, 20127208024, 20127228024, 20127248024, 20127268024, 20127288024, 20127308024, 24220120030, 24220140030, 24220160030, 24220180030, 24220200030, 24220220030, 24220240030, 24220260030, 24220280030, 24220300030, 20127180035, 20120120035, 20120140035, 308101, 270270140, 34925710213, 34925710215, 34925710217, 34925710219, 34925710221, 34926710213, 34926710215, 34926710217, 34926710219, 34926710221, 03496000001, 03495000001, 03490000004, 03490000001, 20120160035, 20120380035, 20120400035, 20120420035, 20120480035, 20120500035, 20427120040, 20427160040, 20427180040, 20427200040, 20427220040, 20427240040, 20427280040, 20427300040, 20427450040, 20427500040, 20420120040, 20420140040, 20420220040, 20420400040, 20420600040, 20320740040, 20320750040, 20320765040, 20820000010, 20127128027, 20127208027, 20127228027, 20127268027, 20127348027, 20127368027, 20127458027, 34210000208, 34210000210, 34210000212, 34225000108, 34225000109, 34225000110, 34226000108, 34226000109, 34226000110, 00000202100, 31727000004, 31727000005, 317270 | Klasa IIb, Klasa I | Orthopedic Implants - Plate – Screw and IM Nail System (UP-16 MINI PLATE HFS 1.2/2.3; UP-19 UPPER EXTREMITY VAL PLATES-Ti; UP-04 DISTAL RADIUS VAL PLATE-Ti; LW-39 new ANKLE PLATES-Ti; NL-24 FIN 3 IM FEMORAL NAIL; NL-23 RETRODESIS NAIL), janë pajisje mjekësore të implantueshme dhe që janë projektuar të përdoren në kirurgjinë invazive ortopedike. | Pajisje te implantueshme aktive
MM, Orthopedic Implants - LW-39 new ANKLE PLATES-Ti - TI LOWPROF.CANCELLOUS SCREW (FULL THREAD) 4X20 MM, Orthopedic Implants - LW-39 new ANKLE PLATES-Ti - TI LOWPROF.CANCELLOUS SCREW (FULL THREAD) 4X22 MM, Orthopedic Implants - LW-39 new ANKLE PLATES-Ti - TI LOWPROF.CANCELLOUS SCREW (FULL THREAD) 4X24 MM, Orthopedic Implants - LW-39 new ANKLE PLATES-Ti - TI LOWPROF.CANCELLOUS SCREW (FULL THREAD) 4X26
MM, Orthopedic Implants - LW-39 new ANKLE PLATES-Ti - TI LOWPROF.CANCELLOUS SCREW (FULL THREAD) 4X28 MM, Orthopedic Implants - LW-39 new ANKLE PLATES-Ti - TI LOWPROF.CANCELLOUS SCREW (FULL THREAD) 4X30 MM, Orthopedic Implants - LW-39 new ANKLE PLATES-Ti - TI LOWPROF.CANCELLOUS SCREW (FULL THREAD) 4X35
MM, Orthopedic Implants - LW-39 new ANKLE PLATES-Ti - TI LOWPROF.CANCELLOUS SCREW (FULL THREAD) 4X40 MM, Orthopedic Implants - LW-39 new ANKLE PLATES-Ti - TI LOWPROF.CANCELLOUS SCREW (FULL THREAD) 4X45 MM, Orthopedic Implants - LW-39 new ANKLE PLATES-Ti - TI LOWPROF.CANCELLOUS SCREW (FULL THREAD) 4X50
MM, Orthopedic Implants - LW-39 new ANKLE PLATES-Ti - TI LOWPROF.CANCELLOUS SCREW (FULL THREAD) 4X55 MM, Orthopedic Implants - LW-39 new ANKLE PLATES-Ti - TI LOWPROF.CANCELLOUS SCREW (FULL THREAD) 4X60 MM, Orthopedic Implants - LW-39 new ANKLE PLATES-Ti - MALLEOLAR SCREW TI 4X35 MM, Orthopedic Implants - LW-39 new ANKLE PLATES-Ti - MALLEOLAR SCREW TI 4X40 MM, Orthopedic Implants - LW-39 new ANKLE PLATES-Ti - MALLEOLAR SCREW TI 4X45 MM, Orthopedic Implants - LW-39 new ANKLE PLATES-Ti - MALLEOLAR SCREW TI 4X50 MM, Orthopedic Implants - LW-39 new ANKLE PLATES-Ti - MALLEOLAR SCREW TI 4X55 MM, Orthopedic Implants - LW-39 new ANKLE PLATES-Ti - MALLEOLAR SCREW TI 4X60 MM, Orthopedic Implants - LW-39 new ANKLE PLATES-Ti - MALLEOLAR SCREW TI 4X65 MM, Orthopedic Implants - LW-39 new ANKLE PLATES-Ti - MALLEOLAR SCREW TI 4X70 MM, Orthopedic Implants - LW-39 new ANKLE PLATES-Ti - SCREW WASHER TI Ø 10 MM, Orthopedic Implants - LW-39 new ANKLE PLATES-Ti - VAL SCREW TI 2.7X12 MM, Orthopedic Implants - LW-39 new ANKLE PLATES-Ti - VAL SCREW TI 2.7X14 MM, Orthopedic Implants - LW-39 new ANKLE PLATES-Ti - VAL SCREW TI 2.7X16 MM, Orthopedic Implants - LW-39 new ANKLE PLATES-Ti - VAL SCREW TI 2.7X18 MM, Orthopedic Implants - LW-39 new ANKLE PLATES-Ti - VAL SCREW TI 2.7X20 MM, Orthopedic Implants - LW-39 new ANKLE PLATES-Ti - VAL SCREW TI 2.7X22 MM, Orthopedic Implants - LW-39 new ANKLE PLATES-Ti - VAL SCREW TI 2.7X24 MM, Orthopedic Implants - LW-39 new ANKLE PLATES-Ti - VAL SCREW TI 2.7X26 MM, Orthopedic Implants - LW-39 new ANKLE PLATES-Ti - VAL SCREW TI 2.7X28 MM, Orthopedic Implants - LW-39 new ANKLE PLATES-Ti - VAL SCREW TI 2.7X30 MM, Orthopedic Implants - LW-39 new ANKLE PLATES-Ti - VAL SCREW TI 2.7X32 MM, Orthopedic Implants - LW-39 new ANKLE PLATES-Ti - VAL SCREW TI 2.7X34 MM, Orthopedic Implants - LW-39 new ANKLE PLATES-Ti - VAL SCREW TI 2.7X36 MM, Orthopedic Implants - LW-39 new ANKLE PLATES-Ti - VAL SCREW TI 2.7X38 MM, Orthopedic Implants - LW-39 new ANKLE PLATES-Ti - VAL SCREW TI 2.7X40 MM, Orthopedic Implants - LW-39 new ANKLE PLATES-Ti - VAL SCREW TI 2.7X45 MM, Orthopedic Implants - LW-39 new ANKLE PLATES-Ti - VAL SCREW TI 2.7X50 MM, Orthopedic Implants - LW-39 new ANKLE PLATES-Ti - MISS DISTAL TIBIA DRILL SLEEVE Ø 2.7 MM, Orthopedic Implants - LW-39 new ANKLE PLATES-Ti - TROCAR Ø5.0 X 110 MM, Orthopedic Implants - LW-39 new ANKLE PLATES-Ti - MISS DISTAL TIBIA SCREW SLEEVE, Orthopedic Implants - LW-39 new ANKLE PLATES-Ti - MISS DISTAL TIBIA REDUCTION DEVICE, Orthopedic Implants - LW-39 new ANKLE PLATES-Ti - WRENCH Ø 8 MM, Orthopedic Implants - LW-39 new ANKLE PLATES-Ti - D.GAUGE-MISS DIST.TIBIA MED.PLATE-THROUGH SLEEVE, Orthopedic Implants - LW-39 new ANKLE PLATES-Ti - ANKLE PLATE VAL 1. DESIGN TRAY, Orthopedic Implants - LW-39 new ANKLE PLATES-Ti - LOW PROFILE DISTAL FIBULA LOCK.PLATE TI 8 HOLES R, Orthopedic Implants - LW-39 new ANKLE PLATES-Ti - LOW PROFILE DISTAL FIBULA LOCK.PLATE TI 10 HOLES R, Orthopedic Implants - LW-39 new ANKLE PLATES-Ti - LOW PROFILE DISTAL FIBULA LOCK.PLATE TI 12 HOLES R, Orthopedic Implants - LW-39 new ANKLE PLATES-Ti - LOW PROFILE DISTAL FIBULA LOCK.PLATE TI 8 HOLES L, Orthopedic Implants - LW-39 new ANKLE PLATES-Ti - LOW PROFILE DISTAL FIBULA LOCK.PLATE TI 10 HOLES L, Orthopedic Implants - LW-39 new ANKLE PLATES-Ti - LOW PROFILE DISTAL FIBULA LOCK.PLATE TI 12 HOLES L, Orthopedic Implants - LW-39 new ANKLE PLATES-Ti - VAL DISTAL FIBULA PLATE TI R 10 HOLES, Orthopedic Implants - LW-39 new ANKLE PLATES-Ti - VAL DISTAL FIBULA PLATE TI R 12 HOLES, Orthopedic Implants - LW-39 new ANKLE PLATES-Ti - VAL DISTAL FIBULA PLATE TI R 13 HOLES, Orthopedic Implants - LW-39 new ANKLE PLATES-Ti - VAL DISTAL FIBULA PLATE TI R 14 HOLES, Orthopedic Implants - LW-39 new ANKLE PLATES-Ti - VAL DISTAL FIBULA PLATE TI L 10 HOLES, Orthopedic Implants - LW-39 new ANKLE PLATES-Ti - VAL DISTAL FIBULA PLATE TI L 12 HOLES, Orthopedic Implants - LW-39 new ANKLE PLATES-Ti - VAL DISTAL FIBULA PLATE TI L 13 HOLES, Orthopedic Implants - LW-39 new ANKLE PLATES-Ti - VAL DISTAL FIBULA PLATE TI L 14 HOLES, Orthopedic Implants - LW-39 new ANKLE PLATES-Ti - LOWPR1\3 RADIUS ULNA I.L.PLATE TI 4 HOLES, Orthopedic Implants - LW-39 new ANKLE PLATES-Ti - LOWPR1\3 RADIUS ULNA I.L.PLATE TI 5 HOLES, Orthopedic Implants - LW-39 new ANKLE PLATES-Ti - LOWPR1\3 RADIUS ULNA I.L.PLATE TI 6 HOLES, Orthopedic Implants - LW-39 new ANKLE PLATES-Ti - LOWPR1\3 RADIUS ULNA I.L.PLATE TI 7 HOLES, Orthopedic Implants - LW-39 new ANKLE PLATES-Ti - LOWPR1\3 RADIUS ULNA I.L.PLATE TI 8 HOLES, Orthopedic Implants - LW-39 new ANKLE PLATES-Ti - LOWPR1\3 RADIUS ULNA I.L.PLATE TI 9 HOLES, Orthopedic Implants - LW-39 new ANKLE PLATES-Ti - LOWPR1\3 RADIUS ULNA I.L.PLATE TI 10 HOLES, Orthopedic Implants - LW-39 new ANKLE PLATES-Ti - LOWPR1\3 RADIUS ULNA I.L.PLATE TI 12 HOLES, Orthopedic Implants - LW-39 new ANKLE PLATES-Ti - LOW PROFILE ULNA RADIUS INTERLOCK.PLATE TI 4 HOLES, Orthopedic Implants - LW-39 new ANKLE PLATES-Ti - LOW PROFILE ULNA RADIUS INTERLOCK.PLATE TI 5 HOLES, Orthopedic Implants - LW-39 new ANKLE PLATES-Ti - LOW PROFILE ULNA RADIUS INTERLOCK.PLATE TI 6 HOLES, Orthopedic Implants - LW-39 new ANKLE PLATES-Ti - LOW PROFILE ULNA RADIUS INTERLOCK.PLATE TI 7 HOLES, Orthopedic Implants - LW-39 new ANKLE PLATES-Ti - LOW PROFILE ULNA RADIUS INTERLOCK.PLATE TI 8 HOLES, Orthopedic Implants - LW-39 new ANKLE PLATES-Ti - LOW PROFILE ULNA RADIUS INTERLOCK.PLATE TI 9 HOLES, Orthopedic Implants - LW-39 new ANKLE PLATES-Ti - LOW PROFILE ULNA RADIUS INTERLOCK.PLATE TI 10HOLES, Orthopedic Implants - LW-39 new ANKLE PLATES-Ti - LOW PROFILE ULNA RADIUS INTERLOCK.PLATE TI 12HOLES, Orthopedic Implants - LW-39 new ANKLE PLATES-Ti - LC DISTAL TIBIA POSTERIOR PLATE TI 7 HOLES, Orthopedic Implants - LW-39 new ANKLE PLATES-Ti - LOWPROFILE CALCANEUS INTERLOCK. PLATE TI SHORT, Orthopedic Implants - LW-39 new ANKLE PLATES-Ti - LOWPROFILE CALCANEUS INTERLOCK. PLATE TI STAND., Orthopedic Implants - LW-39 new ANKLE PLATES-Ti - LOWPROFILE CALCANEUS INTERLOCK. PLATE TI LONG, Orthopedic Implants - LW-39 new ANKLE PLATES-Ti - ANKLE PLATE VAL 2. DESIGN TRAY, Orthopedic Implants - LW-39 new ANKLE PLATES-Ti - DISTAL TIBIA ANTERIO LATERAL PLATE TI RIGHT 7 HOLE, Orthopedic Implants - LW-39 new ANKLE PLATES-Ti - DISTAL TIBIA ANTERIO LATERAL PLATE TI RIGHT 9 HOLE, Orthopedic Implants - LW-39 new ANKLE PLATES-Ti - DISTAL TIBIA ANTERIO LATERAL PLATE TI RIGHT 11 HOLE, Orthopedic Implants - LW-39 new ANKLE PLATES-Ti - DISTAL TIBIA ANTERIO LATERAL PLATE TI RIGHT 13 HOLE, Orthopedic Implants - LW-39 new ANKLE PLATES-Ti - DISTAL TIBIA ANTERIO LATERAL PLATE TI LEFT 7 HOLE, Orthopedic Implants - LW-39 new ANKLE PLATES-Ti - DISTAL TIBIA ANTERIO LATERAL PLATE TI LEFT 9 HOLE, Orthopedic Implants - LW-39 new ANKLE PLATES-Ti - DISTAL TIBIA ANTERIO LATERAL PLATE TI LEFT 11 HOLE, Orthopedic Implants - LW-39 new ANKLE PLATES-Ti - DISTAL TIBIA ANTERIO LATERAL PLATE TI LEFT 13 HOLE, Orthopedic Implants - LW-39 new ANKLE PLATES-Ti - LCP PILON PLATE LOCK TI 9 HOLES, Orthopedic Implants - LW-39 new ANKLE PLATES-Ti - LCP PILON PLATE LOCK TI 7 HOLES, Orthopedic Implants - LW-39 new ANKLE PLATES-Ti - DISTAL TIBIA LOCK. MEDIAL MALLEOLAR PLATE LONG, Orthopedic Implants - LW-39 new ANKLE PLATES-Ti - DISTAL TIBIA LOCK. MEDIAL MALLEOLAR PLATE SHORT, Orthopedic Implants - LW-39 new ANKLE PLATES-Ti - DISTAL TIBIA LOCK. ANTERIOR MALLEOLAR PLATE LONG, Orthopedic Implants - LW-39 new ANKLE PLATES-Ti - DISTAL TIBIA LOCK. ANTERIOR MALLEOLAR PLATE SHORT, Orthopedic Implants - LW-39 new ANKLE PLATES-Ti - ANKLE PLATE VAL 3. DESIGN TRAY, Orthopedic Implants - LW-39 new ANKLE PLATES-Ti - SCREW DRIVER TORQUE 1.5NM, Orthopedic Implants - LW-39 new ANKLE PLATES-Ti - DEPTH GAUGE - UPPER EXT. PLATE (2.7 MM), Orthopedic Implants - LW-39 new ANKLE PLATES-Ti - DEPTH GAUGE - UPPER EXT. PLATE (3.5 MM & 4.0 MM ), Orthopedic Implants - LW-39 new ANKLE PLATES-Ti - CANNULATED SCREWDRIVER HANDLE SMALL, Orthopedic Implants - LW-39 new ANKLE PLATES-Ti - SCREW DRIVER QUICK TIP T10X130 MM, Orthopedic Implants - LW-39 new ANKLE PLATES-Ti - SCREWDRIVER QUICK TIP T8X80MM, Orthopedic Implants - LW-39 new ANKLE PLATES-Ti - SCREW DRIVER QUICK TIP HOLDER Ø2.5X130 MM, Orthopedic Implants - LW-39 new ANKLE PLATES-Ti - SCREW DRIVER FOR SETSCREW (WITH HOLDER), Orthopedic Implants - LW-39 new ANKLE PLATES-Ti - DRILL GUIDE DOUBLE UPPER EXTREMITY, Orthopedic Implants - LW-39 new ANKLE PLATES-Ti - MODULAR DRILL SLEEVE Ø2 MM, Orthopedic Implants - LW-39 new ANKLE PLATES-Ti - MODULAR DRILL SLEEVE Ø2.7 MM, Orthopedic Implants - LW-39 new ANKLE PLATES-Ti - MODULAR DRILL SLEEVE Ø3.2 MM, Orthopedic Implants - LW-39 new ANKLE PLATES-Ti - VAL DRILL SLEEVE Ø 2.0 MM, Orthopedic Implants - LW-39 new ANKLE PLATES-Ti - STABL VAL DRILL SLEEVE Ø 2.0 MM, Orthopedic Implants - LW-39 new ANKLE PLATES-Ti - LOCK. DRILL GUIDE Ø 2.7X50 MM, Orthopedic Implants - LW-39 new ANKLE PLATES-Ti - THREADED DRILL GUIDE Ø3.2 MM, Orthopedic Implants - LW-39 new ANKLE PLATES-Ti - BONE DRILL 2.0X130 MM, Orthopedic Implants - LW-39 new ANKLE PLATES-Ti - BONE DRILL 2.7 X 130 MM, Orthopedic Implants - LW-39 new ANKLE PLATES-Ti - BONE DRILL 2.7X200 MM, Orthopedic Implants - LW-39 new ANKLE PLATES-Ti - BONE DRILL 3.2 X 200 MM, Orthopedic Implants - LW-39 new ANKLE PLATES-Ti - K-WIRE TUBE Ø10XØ8X190 MM, Orthopedic Implants - LW-39 new ANKLE PLATES-Ti - KIRSCHNER WIRE TROCAR POINT 1.5X180 MM, Orthopedic Implants - LW-39 new ANKLE PLATES-Ti - PLATE BENDER R, Orthopedic Implants - LW-39 new ANKLE PLATES-Ti - PLATE BENDER L, Orthopedic Implants - UP-19 UPPER EXTREMITY VAL PLATES-Ti - VAL SCREW TI 2.7X50 MM, Orthopedic Implants - UP-19 UPPER EXTREMITY VAL PLATES-Ti - VAL SCREW TI 2.7X55 MM, Orthopedic Implants - UP-19 UPPER EXTREMITY VAL PLATES-Ti - VAL SCREW TI 2.7X60 MM, Orthopedic Implants - UP-19 UPPER EXTREMITY VAL PLATES-Ti - MINI SCREW TI 2.7X12 MM, Orthopedic Implants - UP-19 UPPER EXTREMITY VAL PLATES-Ti - MINI SCREW TI 2.7X14 MM, Orthopedic Implants - UP-19 UPPER EXTREMITY VAL PLATES-Ti - MINI SCREW TI 2.7X16 MM, Orthopedic Implants - UP-19 UPPER EXTREMITY VAL PLATES-Ti - MINI SCREW TI 2.7X18 MM, Orthopedic Implants - UP-19 UPPER EXTREMITY VAL PLATES-Ti - MINI SCREW TI 2.7X20 MM, Orthopedic Implants - UP-19 UPPER EXTREMITY VAL PLATES-Ti - MINI SCREW TI 2.7X22 MM, Orthopedic Implants - UP-19 UPPER EXTREMITY VAL PLATES-Ti - MINI SCREW TI 2.7X24 MM, Orthopedic Implants - UP-19 UPPER EXTREMITY VAL PLATES-Ti - MINI SCREW TI 2.7X26 MM, Orthopedic Implants - UP-19 UPPER EXTREMITY VAL PLATES-Ti - MINI SCREW TI 2.7X28 MM, Orthopedic Implants - UP-19 UPPER EXTREMITY VAL PLATES-Ti - MINI SCREW TI 2.7X30 MM, Orthopedic Implants - UP-19 UPPER EXTREMITY VAL PLATES-Ti - MINI SCREW TI 2.7X32 MM, Orthopedic Implants - UP-19 UPPER EXTREMITY VAL PLATES-Ti - MINI SCREW TI 2.7X34 MM, Orthopedic Implants - UP-19 UPPER EXTREMITY VAL PLATES-Ti - MINI SCREW TI 2.7X36 MM, Orthopedic Implants - UP-19 UPPER EXTREMITY VAL PLATES-Ti - MINI SCREW TI 2.7X38 MM, Orthopedic Implants - UP-19 UPPER EXTREMITY VAL PLATES-Ti - MINI SCREW TI 2.7X40 MM, Orthopedic Implants - UP-19 UPPER EXTREMITY VAL PLATES-Ti - MINI SCREW TI 2.7X45 MM, Orthopedic Implants - UP-19 UPPER EXTREMITY VAL PLATES-Ti - MINI SCREW TI 2.7X50 MM, Orthopedic Implants - UP-19 UPPER EXTREMITY VAL PLATES-Ti - MINI SCREW TI 2.7X55 MM, Orthopedic Implants - UP-19 UPPER EXTREMITY VAL PLATES-Ti - MINI SCREW TI 2.7X60 MM, Orthopedic Implants - UP-19 UPPER EXTREMITY VAL PLATES-Ti - UPPER EXTREMITY ANKLE VAL SCREW TRAY, Orthopedic Implants - UP-19 UPPER EXTREMITY VAL PLATES-Ti - CONTAINER 554X273X180 MM AL., Orthopedic Implants - UP-04 DISTAL RADIUS VAL PLATE-Ti - SMALL DIST. RADIUS V.PLATE TI (NARROW) R SHORT, Orthopedic Implants - UP-04 DISTAL RADIUS VAL PLATE-Ti - SMALL DIST. RADIUS V.PLATE TI (NARROW) R, Orthopedic Implants - UP-04 DISTAL RADIUS VAL PLATE-Ti - SMALL DIST. RADIUS V.PLATE TI (NARROW) R LONG, Orthopedic Implants - UP-04 DISTAL RADIUS VAL PLATE-Ti - SMALL DIST. RADIUS V.PLATE TI (NARROW) L SHORT, Orthopedic Implants - UP-04 DISTAL RADIUS VAL PLATE-Ti - SMALL DIST. RADIUS V.PLATE TI (NARROW) L, Orthopedic Implants - UP-04 DISTAL RADIUS VAL PLATE-Ti - SMALL DIST. RADIUS V.PLATE TI (NARROW) L LONG, Orthopedic Implants - UP-04 DISTAL RADIUS VAL PLATE-Ti - SMALL DIST. RADIUS V.PLATE TI (WIDE) R SHORT, Orthopedic Implants - UP-04 DISTAL RADIUS VAL PLATE-Ti - SMALL DIST. RADIUS V.PLATE TI (WIDE) R, Orthopedic Implants - UP-04 DISTAL RADIUS VAL PLATE-Ti - SMALL DIST. RADIUS V.PLATE TI (WIDE) R LONG, Orthopedic Implants - UP-04 DISTAL RADIUS VAL PLATE-Ti - SMALL DIST. RADIUS V.PLATE TI (WIDE) L SHORT, Orthopedic Implants - UP-04 DISTAL RADIUS VAL PLATE-Ti - SMALL DIST. RADIUS V.PLATE TI (WIDE) L, Orthopedic Implants - UP-04 DISTAL RADIUS VAL PLATE-Ti - SMALL DIST. RADIUS V.PLATE TI (WIDE) L LONG, Orthopedic Implants - UP-04 DISTAL RADIUS VAL PLATE-Ti - DIST. RADIUS 1. DESIGN TRAY AL., Orthopedic Implants - UP-04 DISTAL RADIUS VAL PLATE-Ti - SCREW DRIVER TORQUE 0.8 NM, Orthopedic Implants - UP-04 DISTAL RADIUS VAL PLATE-Ti - CANNULATED SCREWDRIVER HANDLE SMALL, Orthopedic Implants - UP-04 DISTAL RADIUS VAL PLATE-Ti - SCREW DRIVER QUICK TIP 2.5XØ5X130 MM (UÇ), Orthopedic Implants - UP-04 DISTAL RADIUS VAL PLATE-Ti - SCREWDRIVER QUICK TIP T8X80MM, Orthopedic Implants - UP-04 DISTAL RADIUS VAL PLATE-Ti - KIRSCHNER WIRE TROCAR POINT 1.2X100 MM, Orthopedic Implants - UP-04 DISTAL RADIUS VAL PLATE-Ti - K-WIRE TUBE Ø12XØ9X140 MM, BOrthopedic Implants - UP-04 DISTAL RADIUS VAL PLATE-Ti - ONE DRILL 2.0X130 MM, Orthopedic Implants - UP-04 DISTAL RADIUS VAL PLATE-Ti - BONE DRILL 2.7 X 130 MM, Orthopedic Implants - UP-04 DISTAL RADIUS VAL PLATE-Ti - THREADED DRILL SLEEVE Ø 2.7X40 MM, Orthopedic Implants - UP-04 DISTAL RADIUS VAL PLATE-Ti - VAL DRILL SLEEVE Ø 2.0 MM, Orthopedic Implants - UP-04 DISTAL RADIUS VAL PLATE-Ti - STABL VAL DRILL SLEEVE Ø 2.0 MM, Orthopedic Implants - UP-04 DISTAL RADIUS VAL PLATE-Ti - DEPTH GAUGE (0-50 MM), Orthopedic Implants - UP-04 DISTAL RADIUS VAL PLATE-Ti - DIST. RADIUS 2. DESIGN TRAY AL., Orthopedic Implants - UP-04 DISTAL RADIUS VAL PLATE-Ti - VAL SCREW TI 2.4X12 MM, Orthopedic Implants - UP-04 DISTAL RADIUS VAL PLATE-Ti - VAL SCREW TI 2.4X14 MM, Orthopedic Implants - UP-04 DISTAL RADIUS VAL PLATE-Ti - VAL SCREW TI 2.4X16 MM, Orthopedic Implants - UP-04 DISTAL RADIUS VAL PLATE-Ti - VAL SCREW TI 2.4X18 MM, Orthopedic Implants - UP-04 DISTAL RADIUS VAL PLATE-Ti - VAL SCREW TI 2.4X20 MM, Orthopedic Implants - UP-04 DISTAL RADIUS VAL PLATE-Ti - VAL SCREW TI 2.4X22 MM, Orthopedic Implants - UP-04 DISTAL RADIUS VAL PLATE-Ti - VAL SCREW TI 2.4X24 MM, Orthopedic Implants - UP-04 DISTAL RADIUS VAL PLATE-Ti - VAL SCREW TI 2.4X26 MM, Orthopedic Implants - UP-04 DISTAL RADIUS VAL PLATE-Ti - VAL SCREW TI 2.4X28 MM, Orthopedic Implants - UP-04 DISTAL RADIUS VAL PLATE-Ti - VAL SCREW TI 2.4X30 MM, Orthopedic Implants - UP-04 DISTAL RADIUS VAL PLATE-Ti - MINI SCREW 2.4X12 MM TI, Orthopedic Implants - UP-04 DISTAL RADIUS VAL PLATE-Ti - MINI SCREW 2.4X14 MM TI, Orthopedic Implants - UP-04 DISTAL RADIUS VAL PLATE-Ti - MINI SCREW 2.4X16 MM TI, Orthopedic Implants - UP-04 DISTAL RADIUS VAL PLATE-Ti - MINI SCREW 2.4X18 MM TI, Orthopedic Implants - UP-04 DISTAL RADIUS VAL PLATE-Ti - MINI SCREW 2.4X20 MM TI, Orthopedic Implants - UP-04 DISTAL RADIUS VAL PLATE-Ti - MINI SCREW 2.4X22 MM TI, Orthopedic Implants - UP-04 DISTAL RADIUS VAL PLATE-Ti - MINI SCREW 2.4X24 MM TI, Orthopedic Implants - UP-04 DISTAL RADIUS VAL PLATE-Ti - MINI SCREW 2.4X26 MM TI, Orthopedic Implants - UP-04 DISTAL RADIUS VAL PLATE-Ti - MINI SCREW 2.4X28 MM TI, Orthopedic Implants - UP-04 DISTAL RADIUS VAL PLATE-Ti - MINI SCREW 2.4X30 MM TI, Orthopedic Implants - UP-04 DISTAL RADIUS VAL PLATE-Ti - LOW PROF.CORT.LOCK.SCR.SELFT TI 3.5X12 MM, Orthopedic Implants - UP-04 DISTAL RADIUS VAL PLATE-Ti - LOW PROF.CORT.LOCK.SCR.SELFT TI 3.5X14 MM, Orthopedic Implants - UP-04 DISTAL RADIUS VAL PLATE-Ti - LOW PROF.CORT.LOCK.SCR.SELFT TI 3.5X16 MM, Orthopedic Implants - UP-04 DISTAL RADIUS VAL PLATE-Ti - LOW PROF.CORT.LOCK.SCR.SELFT TI 3.5X18 MM, Orthopedic Implants - UP-04 DISTAL RADIUS VAL PLATE-Ti - LOW PROF.CORT. SELFT SCR. TI 3.5X12 MM, Orthopedic Implants - UP-04 DISTAL RADIUS VAL PLATE-Ti - LOW PROF.CORT. SELFT SCR. TI 3.5X14 MM, Orthopedic Implants - UP-04 DISTAL RADIUS VAL PLATE-Ti - LOW PROF.CORT. SELFT SCR. TI 3.5X16 MM, Orthopedic Implants - UP-04 DISTAL RADIUS VAL PLATE-Ti - LOW PROF.CORT. SELFT SCR. TI 3.5X18 MM, Orthopedic Implants - UP-04 DISTAL RADIUS VAL PLATE-Ti - DISTAL RADIUS SCREW BOX, Orthopedic Implants - UP-04 DISTAL RADIUS VAL PLATE-Ti - CONTAINER 270X270X140 MM, Orthopedic Implants - LW-39 new ANKLE PLATES-Ti - MISS LC DISTAL TIBIA MEDIAL PLATE R 13 H, Orthopedic Implants - LW-39 new ANKLE PLATES-Ti - MISS LC DISTAL TIBIA MEDIAL PLATE R 15 H, Orthopedic Implants - LW-39 new ANKLE PLATES-Ti - MISS LC DISTAL TIBIA MEDIAL PLATE R 17 H, Orthopedic Implants - LW-39 new ANKLE PLATES-Ti - MISS LC DISTAL TIBIA MEDIAL PLATE R 19 H, Orthopedic Implants - LW-39 new ANKLE PLATES-Ti - MISS LC DISTAL TIBIA MEDIAL PLATE R 21 H, Orthopedic Implants - LW-39 new ANKLE PLATES-Ti - MISS LC DISTAL TIBIA MEDIAL PLATE L 13 H, Orthopedic Implants - LW-39 new ANKLE PLATES-Ti - MISS LC DISTAL TIBIA MEDIAL PLATE L 15 H, Orthopedic Implants - LW-39 new ANKLE PLATES-Ti - MISS LC DISTAL TIBIA MEDIAL PLATE L 17 H, Orthopedic Implants - LW-39 new ANKLE PLATES-Ti - MISS LC DISTAL TIBIA MEDIAL PLATE L 19 H, Orthopedic Implants - LW-39 new ANKLE PLATES-Ti - MISS LC DISTAL TIBIA MEDIAL PLATE L 21 H, Orthopedic Implants - LW-39 new ANKLE PLATES-Ti - MISS DISTAL TIBIA MEDIAL GUIDE L, Orthopedic Implants - LW-39 new ANKLE PLATES-Ti - MISS DISTAL TIBIA MEDIAL GUIDE R, Orthopedic Implants - LW-39 new ANKLE PLATES-Ti - MISS DISTAL TIBIA GUIDE LOCKING DEVICE, Orthopedic Implants - LW-39 new ANKLE PLATES-Ti - MISS DISTAL TIBIA DRILL SLEEVE Ø 2.2 MM, Orthopedic Implants - UP-19 UPPER EXTREMITY VAL PLATES-Ti - LOW PROF.CORT. SELFT SCR. TI 3.5X12 MM, Orthopedic Implants - UP-19 UPPER EXTREMITY VAL PLATES-Ti - LOW PROF.CORT. SELFT SCR. TI 3.5X14 MM, Orthopedic Implants - UP-19 UPPER EXTREMITY VAL PLATES-Ti - LOW PROF.CORT. SELFT SCR. TI 3.5X16 MM, Orthopedic Implants - UP-19 UPPER EXTREMITY VAL PLATES-Ti - LOW PROF.CORT. SELFT SCR. TI 3.5X18 MM, Orthopedic Implants - UP-19 UPPER EXTREMITY VAL PLATES-Ti - LOW PROF.CORT. SELFT SCR. TI 3.5X20 MM, Orthopedic Implants - UP-19 UPPER EXTREMITY VAL PLATES-Ti - LOW PROF.CORT. SELFT SCR. TI 3.5X22 MM, Orthopedic Implants - UP-19 UPPER EXTREMITY VAL PLATES-Ti - LOW PROF.CORT. SELFT SCR. TI 3.5X24 MM, Orthopedic Implants - UP-19 UPPER EXTREMITY VAL PLATES-Ti - LOW PROF.CORT. SELFT SCR. TI 3.5X26 MM, Orthopedic Implants - UP-19 UPPER EXTREMITY VAL PLATES-Ti - LOW PROF.CORT. SELFT SCR. TI 3.5X28 MM, Orthopedic Implants - UP-19 UPPER EXTREMITY VAL PLATES-Ti - LOW PROF.CORT. SELFT SCR. TI 3.5X30 MM, Orthopedic Implants - UP-19 UPPER EXTREMITY VAL PLATES-Ti - LOW PROF.CORT. SELFT SCR. TI 3.5X32 MM, Orthopedic Implants - UP-19 UPPER EXTREMITY VAL PLATES-Ti - LOW PROF.CORT. SELFT SCR. TI 3.5X34 MM, Orthopedic Implants - UP-19 UPPER EXTREMITY VAL PLATES-Ti - LOW PROF.CORT. SELFT SCR. TI 3.5X36 MM, Orthopedic Implants - UP-19 UPPER EXTREMITY VAL PLATES-Ti - LOW PROF.CORT. SELFT SCR. TI 3.5X38 MM, Orthopedic Implants - UP-19 UPPER EXTREMITY VAL PLATES-Ti - LOW PROF.CORT. SELFT SCR. TI 3.5X40 MM, Orthopedic Implants - UP-19 UPPER EXTREMITY VAL PLATES-Ti - LOW PROF.CORT. SELFT SCR. TI 3.5X42 MM, Orthopedic Implants - UP-19 UPPER EXTREMITY VAL PLATES-Ti - LOW PROF.CORT. SELFT SCR. TI 3.5X44 MM, Orthopedic Implants - UP-19 UPPER EXTREMITY VAL PLATES-Ti - LOW PROF.CORT. SELFT SCR. TI 3.5X46 MM, Orthopedic Implants - UP-19 UPPER EXTREMITY VAL PLATES-Ti - LOW PROF.CORT. SELFT SCR. TI 3.5X48 MM, Orthopedic Implants - UP-19 UPPER EXTREMITY VAL PLATES-Ti - LOW PROF.CORT. SELFT SCR. TI 3.5X50 MM, Orthopedic Implants - UP-19 UPPER EXTREMITY VAL PLATES-Ti - LOW PROF.CORT. SELFT SCR. TI 3.5X55 MM, Orthopedic Implants - UP-19 UPPER EXTREMITY VAL PLATES-Ti - LOW PROF.CORT. SELFT SCR. TI 3.5X60 MM, Orthopedic Implants - UP-19 UPPER EXTREMITY VAL PLATES-Ti - LOW PROF.CANCEL.LOCK.SCR.SELFT TI 4X12 MM, Orthopedic Implants - UP-19 UPPER EXTREMITY VAL PLATES-Ti - LOW PROF.CANCEL.LOCK.SCR.SELFT TI 4X14 MM, Orthopedic Implants - UP-19 UPPER EXTREMITY VAL PLATES-Ti - LOW PROF.CANCEL.LOCK.SCR.SELFT TI 4X16 MM, Orthopedic Implants - UP-19 UPPER EXTREMITY VAL PLATES-Ti - LOW PROF.CANCEL.LOCK.SCR.SELFT TI 4X18 MM, Orthopedic Implants - UP-19 UPPER EXTREMITY VAL PLATES-Ti - LOW PROF.CANCEL.LOCK.SCR.SELFT TI 4X20 MM, Orthopedic Implants - UP-19 UPPER EXTREMITY VAL PLATES-Ti - LOW PROF.CANCEL.LOCK.SCR.SELFT TI 4X22 MM, Orthopedic Implants - UP-19 UPPER EXTREMITY VAL PLATES-Ti - LOW PROF.CANCEL.LOCK.SCR.SELFT TI 4X24 MM, Orthopedic Implants - UP-19 UPPER EXTREMITY VAL PLATES-Ti - LOW PROF.CANCEL.LOCK.SCR.SELFT TI 4X26 MM, Orthopedic Implants - UP-19 UPPER EXTREMITY VAL PLATES-Ti - LOW PROF.CANCEL.LOCK.SCR.SELFT TI 4X28 MM, Orthopedic Implants - UP-19 UPPER EXTREMITY VAL PLATES-Ti - LOW PROF.CANCEL.LOCK.SCR.SELFT TI 4X30 MM, Orthopedic Implants - UP-19 UPPER EXTREMITY VAL PLATES-Ti - LOW PROF.CANCEL.LOCK.SCR.SELFT TI 4X35 MM, Orthopedic Implants - UP-19 UPPER EXTREMITY VAL PLATES-Ti - LOW PROF.CANCEL.LOCK.SCR.SELFT TI 4X40 MM, Orthopedic Implants - UP-19 UPPER EXTREMITY VAL PLATES-Ti - LOW PROF.CANCEL.LOCK.SCR.SELFT TI 4X45 MM, Orthopedic Implants - UP-19 UPPER EXTREMITY VAL PLATES-Ti - LOW PROF.CANCEL.LOCK.SCR.SELFT TI 4X50 MM, Orthopedic Implants - UP-19 UPPER EXTREMITY VAL PLATES-Ti - LOW PROF.CANCEL.LOCK.SCR.SELFT TI 4X55 MM, Orthopedic Implants - UP-19 UPPER EXTREMITY VAL PLATES-Ti - LOW PROF.CANCEL.LOCK.SCR.SELFT TI 4X60 MM, Orthopedic Implants - UP-19 UPPER EXTREMITY VAL PLATES-Ti - TI LOWPROF.CANCELLOUS SCREW (FULL THREAD) 4X12 MM, Orthopedic Implants - UP-19 UPPER EXTREMITY VAL PLATES-Ti - TI LOWPROF.CANCELLOUS SCREW (FULL THREAD) 4X14 MM, Orthopedic Implants - UP-19 UPPER EXTREMITY VAL PLATES-Ti - TI LOWPROF.CANCELLOUS SCREW (FULL THREAD) 4X16 MM, Orthopedic Implants - UP-19 UPPER EXTREMITY VAL PLATES-Ti - TI LOWPROF.CANCELLOUS SCREW (FULL THREAD) 4X18
MM, Orthopedic Implants - UP-19 UPPER EXTREMITY VAL PLATES-Ti - TI LOWPROF.CANCELLOUS SCREW (FULL THREAD) 4X20 MM, Orthopedic Implants - UP-19 UPPER EXTREMITY VAL PLATES-Ti - TI LOWPROF.CANCELLOUS SCREW (FULL THREAD) 4X22, Orthopedic Implants - UP-19 UPPER EXTREMITY VAL PLATES-Ti - TI LOWPROF.CANCELLOUS SCREW (FULL THREAD) 4X24 MM, Orthopedic Implants - UP-19 UPPER EXTREMITY VAL PLATES-Ti - TI LOWPROF.CANCELLOUS SCREW (FULL THREAD) 4X26 MM, Orthopedic Implants - UP-19 UPPER EXTREMITY VAL PLATES-Ti - TI LOWPROF.CANCELLOUS SCREW (FULL THREAD) 4X28 MM, Orthopedic Implants - UP-19 UPPER EXTREMITY VAL PLATES-Ti - TI LOWPROF.CANCELLOUS SCREW (FULL THREAD) 4X30
MM, Orthopedic Implants - UP-19 UPPER EXTREMITY VAL PLATES-Ti - TI LOWPROF.CANCELLOUS SCREW (FULL THREAD) 4X35 MM, Orthopedic Implants - UP-19 UPPER EXTREMITY VAL PLATES-Ti - TI LOWPROF.CANCELLOUS SCREW (FULL THREAD) 4X40 MM, Orthopedic Implants - UP-19 UPPER EXTREMITY VAL PLATES-Ti - TI LOWPROF.CANCELLOUS SCREW (FULL THREAD) 4X45
MM, Orthopedic Implants - UP-19 UPPER EXTREMITY VAL PLATES-Ti - TI LOWPROF.CANCELLOUS SCREW (FULL THREAD) 4X50
MM, Orthopedic Implants - UP-19 UPPER EXTREMITY VAL PLATES-Ti - TI LOWPROF.CANCELLOUS SCREW (FULL THREAD) 4X55 MM, Orthopedic Implants - UP-19 UPPER EXTREMITY VAL PLATES-Ti - TI LOWPROF.CANCELLOUS SCREW (FULL THREAD) 4X60 MM, Orthopedic Implants - UP-19 UPPER EXTREMITY VAL PLATES-Ti - MALLEOLAR SCREW TI 4X35 MM, Orthopedic Implants - UP-19 UPPER EXTREMITY VAL PLATES-Ti - MALLEOLAR SCREW TI 4X40 MM, Orthopedic Implants - UP-19 UPPER EXTREMITY VAL PLATES-Ti - MALLEOLAR SCREW TI 4X45 MM, Orthopedic Implants - UP-19 UPPER EXTREMITY VAL PLATES-Ti - MALLEOLAR SCREW TI 4X50 MM, Orthopedic Implants - UP-19 UPPER EXTREMITY VAL PLATES-Ti - MALLEOLAR SCREW TI 4X55 MM, Orthopedic Implants - UP-19 UPPER EXTREMITY VAL PLATES-Ti - MALLEOLAR SCREW TI 4X60 MM, Orthopedic Implants - UP-19 UPPER EXTREMITY VAL PLATES-Ti - MALLEOLAR SCREW TI 4X65 MM, Orthopedic Implants - UP-19 UPPER EXTREMITY VAL PLATES-Ti - MALLEOLAR SCREW TI 4X70 MM, Orthopedic Implants - UP-19 UPPER EXTREMITY VAL PLATES-Ti - SCREW WASHER TI Ø 10 MM, Orthopedic Implants - UP-19 UPPER EXTREMITY VAL PLATES-Ti - VAL SCREW TI 2.7X12 MM, Orthopedic Implants - UP-19 UPPER EXTREMITY VAL PLATES-Ti - VAL SCREW TI 2.7X14 MM, Orthopedic Implants - UP-19 UPPER EXTREMITY VAL PLATES-Ti - VAL SCREW TI 2.7X16 MM, Orthopedic Implants - UP-19 UPPER EXTREMITY VAL PLATES-Ti - VAL SCREW TI 2.7X18 MM, Orthopedic Implants - UP-19 UPPER EXTREMITY VAL PLATES-Ti - VAL SCREW TI 2.7X20 MM, Orthopedic Implants - UP-19 UPPER EXTREMITY VAL PLATES-Ti - VAL SCREW TI 2.7X22 MM, Orthopedic Implants - UP-19 UPPER EXTREMITY VAL PLATES-Ti - VAL SCREW TI 2.7X24 MM, Orthopedic Implants - UP-19 UPPER EXTREMITY VAL PLATES-Ti - VAL SCREW TI 2.7X26 MM, Orthopedic Implants - UP-19 UPPER EXTREMITY VAL PLATES-Ti - VAL SCREW TI 2.7X28 MM, Orthopedic Implants - UP-19 UPPER EXTREMITY VAL PLATES-Ti - VAL SCREW TI 2.7X30 MM, Orthopedic Implants - UP-19 UPPER EXTREMITY VAL PLATES-Ti - VAL SCREW TI 2.7X32 MM, Orthopedic Implants - UP-19 UPPER EXTREMITY VAL PLATES-Ti - VAL SCREW TI 2.7X34 MM, Orthopedic Implants - UP-19 UPPER EXTREMITY VAL PLATES-Ti - VAL SCREW TI 2.7X36 MM, Orthopedic Implants - UP-19 UPPER EXTREMITY VAL PLATES-Ti - VAL SCREW TI 2.7X38 MM, Orthopedic Implants - UP-19 UPPER EXTREMITY VAL PLATES-Ti - VAL SCREW TI 2.7X40 MM, Orthopedic Implants - UP-19 UPPER EXTREMITY VAL PLATES-Ti - VAL SCREW TI 2.7X45 MM, Orthopedic Implants - UP-19 UPPER EXTREMITY VAL PLATES-Ti - VAL DISTAL HUMERUS MEDIAL TI 8 HOLES, Orthopedic Implants - UP-19 UPPER EXTREMITY VAL PLATES-Ti - VAL DISTAL HUMERUS MEDIAL TI 10 HOLES, Orthopedic Implants - UP-19 UPPER EXTREMITY VAL PLATES-Ti - VAL DISTAL HUMERUS MEDIAL TI 12 HOLES, Orthopedic Implants - UP-19 UPPER EXTREMITY VAL PLATES-Ti - VAL DISTAL HUMERUS LATERAL TI R 8 HOLES, Orthopedic Implants - UP-19 UPPER EXTREMITY VAL PLATES-Ti - VAL DISTAL HUMERUS LATERAL TI R 9 HOLES, Orthopedic Implants - UP-19 UPPER EXTREMITY VAL PLATES-Ti - VAL DISTAL HUMERUS LATERAL TI R 12 HOLES, Orthopedic Implants - UP-19 UPPER EXTREMITY VAL PLATES-Ti - VAL DISTAL HUMERUS LATERAL TI L 8 HOLES, Orthopedic Implants - UP-19 UPPER EXTREMITY VAL PLATES-Ti - VAL DISTAL HUMERUS LATERAL TI L 9 HOLES, Orthopedic Implants - UP-19 UPPER EXTREMITY VAL PLATES-Ti - VAL DISTAL HUMERUS LATERAL TI L 12 HOLES, Orthopedic Implants - UP-19 UPPER EXTREMITY VAL PLATES-Ti - UPPER EXTREMITY VAL DESIGN 1.TRAY, Orthopedic Implants - UP-19 UPPER EXTREMITY VAL PLATES-Ti - LC DCP LOCK HUM PLATE 4 HOLES, Orthopedic Implants - UP-19 UPPER EXTREMITY VAL PLATES-Ti - LC DCP LOCK HUM PLATE 5 HOLES, Orthopedic Implants - UP-19 UPPER EXTREMITY VAL PLATES-Ti - LC DCP LOCK HUM PLATE 6 HOLES, Orthopedic Implants - UP-19 UPPER EXTREMITY VAL PLATES-Ti - LC DCP LOCK HUM PLATE 7 HOLES, Orthopedic Implants - UP-19 UPPER EXTREMITY VAL PLATES-Ti - LC DCP LOCK HUM PLATE 8 HOLES, Orthopedic Implants - UP-19 UPPER EXTREMITY VAL PLATES-Ti - LC DCP LOCK HUM PLATE 9 HOLES, Orthopedic Implants - UP-19 UPPER EXTREMITY VAL PLATES-Ti - LC DCP LOCK HUM PLATE 10 HOLES, Orthopedic Implants - UP-19 UPPER EXTREMITY VAL PLATES-Ti - LC DCP LOCK HUM PLATE 12 HOLES, Orthopedic Implants - UP-19 UPPER EXTREMITY VAL PLATES-Ti - LOCK. CLAVICLE HOOK PLATE TI R 4 HOLES, Orthopedic Implants - UP-19 UPPER EXTREMITY VAL PLATES-Ti - LOCK. CLAVICLE HOOK PLATE TI R 6 HOLES, Orthopedic Implants - UP-19 UPPER EXTREMITY VAL PLATES-Ti - LOCK. CLAVICLE HOOK PLATE TI R 8 HOLES, Orthopedic Implants - UP-19 UPPER EXTREMITY VAL PLATES-Ti - LOCK. CLAVICLE HOOK PLATE TI L 4 HOLES, Orthopedic Implants - UP-19 UPPER EXTREMITY VAL PLATES-Ti - LOCK. CLAVICLE HOOK PLATE TI L 6 HOLES, Orthopedic Implants - UP-19 UPPER EXTREMITY VAL PLATES-Ti - LOCK. CLAVICLE HOOK PLATE TI L 8 HOLES, Orthopedic Implants - UP-19 UPPER EXTREMITY VAL PLATES-Ti - LOW PROF. LOCK. CLAVICLE PLATE R TI 4 HOLES, Orthopedic Implants - UP-19 UPPER EXTREMITY VAL PLATES-Ti - LOW PROF. LOCK. CLAVICLE PLATE R TI 6 HOLES, Orthopedic Implants - UP-19 UPPER EXTREMITY VAL PLATES-Ti - LOW PROF. LOCK. CLAVICLE PLATE R TI 8 HOLES, Orthopedic Implants - UP-19 UPPER EXTREMITY VAL PLATES-Ti - LOW PROF. LOCK. CLAVICLE PLATE L TI 4 HOLES, Orthopedic Implants - UP-19 UPPER EXTREMITY VAL PLATES-Ti - LOW PROF. LOCK. CLAVICLE PLATE L TI 6 HOLES, Orthopedic Implants - UP-19 UPPER EXTREMITY VAL PLATES-Ti - LOW PROF. LOCK. CLAVICLE PLATE L TI 8 HOLES, Orthopedic Implants - UP-19 UPPER EXTREMITY VAL PLATES-Ti - DISTAL CLAVICLE PLATES R TI 9 HOLES, Orthopedic Implants - UP-19 UPPER EXTREMITY VAL PLATES-Ti - DISTAL CLAVICLE PLATES R TI 10 HOLES, Orthopedic Implants - UP-19 UPPER EXTREMITY VAL PLATES-Ti - DISTAL CLAVICLE PLATES R TI 11 HOLES, Orthopedic Implants - UP-19 UPPER EXTREMITY VAL PLATES-Ti - DISTAL CLAVICLE PLATES L TI 9 HOLES, Orthopedic Implants - UP-19 UPPER EXTREMITY VAL PLATES-Ti - DISTAL CLAVICLE PLATES L TI 10 HOLES, Orthopedic Implants - UP-19 UPPER EXTREMITY VAL PLATES-Ti - DISTAL CLAVICLE PLATES L TI 11 HOLES, Orthopedic Implants - UP-19 UPPER EXTREMITY VAL PLATES-Ti - MISS PROXIMAL HUMERUS LOCK. PLATE TI 12 HOLES, Orthopedic Implants - UP-19 UPPER EXTREMITY VAL PLATES-Ti - MISS PROXIMAL HUMERUS LOCK. PLATE TI 14 HOLES, Orthopedic Implants - UP-19 UPPER EXTREMITY VAL PLATES-Ti - MISS PROXIMAL HUMERUS LOCK. PLATE TI 16 HOLES, Orthopedic Implants - UP-19 UPPER EXTREMITY VAL PLATES-Ti - MISS PROXIMAL HUMERUS LOCK. PLATE TI 17 HOLES, Orthopedic Implants - UP-19 UPPER EXTREMITY VAL PLATES-Ti - MISS PROXIMAL HUMERUS LOCK. PLATE TI 19 HOLES, Orthopedic Implants - UP-19 UPPER EXTREMITY VAL PLATES-Ti - MISS PROXIMAL HUMERUS LOCK. PLATE TI 21 HOLES, Orthopedic Implants - UP-19 UPPER EXTREMITY VAL PLATES-Ti - MISS PROXIMAL HUMERUS MONOBLOCK SCREW GUIDE, Orthopedic Implants - UP-19 UPPER EXTREMITY VAL PLATES-Ti - MISS PROXIMAL HUMERUS GUIDE LOCKING SCREW, Orthopedic Implants - UP-19 UPPER EXTREMITY VAL PLATES-Ti - MISS PROX. HUMERUS DOUBLE DRILL GUIDE 2.7-3.2 MM, Orthopedic Implants - UP-19 UPPER EXTREMITY VAL PLATES-Ti - LOCK. DRILL GUIDE Ø 3.2X80 MM, Orthopedic Implants - UP-19 UPPER EXTREMITY VAL PLATES-Ti - LOCK. DRILL GUIDE Ø 2.7X80 MM, Orthopedic Implants - UP-19 UPPER EXTREMITY VAL PLATES-Ti - MISS PROXIMAL HUMERUS K-WIRE SLEEVE Ø1.5 MM, Orthopedic Implants - UP-19 UPPER EXTREMITY VAL PLATES-Ti - MISS PROX.HUM.REDUCTION DEVICE, Orthopedic Implants - UP-19 UPPER EXTREMITY VAL PLATES-Ti - WRENCH Ø 6 MM, Orthopedic Implants - UP-19 UPPER EXTREMITY VAL PLATES-Ti - LENGTH MEASURING DEVICE - MISS PROX.HUM. PLATE, Orthopedic Implants - UP-19 UPPER EXTREMITY VAL PLATES-Ti - GRAD.DRILL BIT Ø3.2X200 MM (MISS PROX.HUMERUS), Orthopedic Implants - UP-19 UPPER EXTREMITY VAL PLATES-Ti - UPPER EXTREMITY VAL DESIGN 2.TRAY, Orthopedic Implants - UP-19 UPPER EXTREMITY VAL PLATES-Ti - SCREW DRIVER TORQUE 1.5NM, Orthopedic Implants - UP-19 UPPER EXTREMITY VAL PLATES-Ti - DEPTH GAUGE - UPPER EXT. PLATE (2.7 MM), Orthopedic Implants - UP-19 UPPER EXTREMITY VAL PLATES-Ti - DEPTH GAUGE - UPPER EXT. PLATE (3.5 MM & 4.0 MM ), Orthopedic Implants - UP-19 UPPER EXTREMITY VAL PLATES-Ti - CANNULATED SCREWDRIVER HANDLE SMALL, Orthopedic Implants - UP-19 UPPER EXTREMITY VAL PLATES-Ti - SCREW DRIVER QUICK TIP T10X130 MM, Orthopedic Implants - UP-19 UPPER EXTREMITY VAL PLATES-Ti - SCREWDRIVER QUICK TIP T8X80MM, Orthopedic Implants - UP-19 UPPER EXTREMITY VAL PLATES-Ti - SCREW DRIVER QUICK TIP HOLDER Ø2.5X130 MM, Orthopedic Implants - UP-19 UPPER EXTREMITY VAL PLATES-Ti - SCREW DRIVER FOR SETSCREW (WITH HOLDER), Orthopedic Implants - UP-19 UPPER EXTREMITY VAL PLATES-Ti - DRILL GUIDE DOUBLE UPPER EXTREMITY, Orthopedic Implants - UP-19 UPPER EXTREMITY VAL PLATES-Ti - MODULAR DRILL SLEEVE Ø2 MM, Orthopedic Implants - UP-19 UPPER EXTREMITY VAL PLATES-Ti - MODULAR DRILL SLEEVE Ø2.7 MM, Orthopedic Implants - UP-19 UPPER EXTREMITY VAL PLATES-Ti - MODULAR DRILL SLEEVE Ø3.2 MM, Orthopedic Implants - UP-19 UPPER EXTREMITY VAL PLATES-Ti - VAL DRILL SLEEVE Ø 2.0 MM, Orthopedic Implants - UP-19 UPPER EXTREMITY VAL PLATES-Ti - STABL VAL DRILL SLEEVE Ø 2.0 MM, Orthopedic Implants - UP-19 UPPER EXTREMITY VAL PLATES-Ti - LOCK. DRILL GUIDE Ø 2.7X50 MM, Orthopedic Implants - UP-19 UPPER EXTREMITY VAL PLATES-Ti - THREADED DRILL GUIDE Ø3.2 MM, Orthopedic Implants - UP-19 UPPER EXTREMITY VAL PLATES-Ti - BONE DRILL 2.0X130 MM, Orthopedic Implants - UP-19 UPPER EXTREMITY VAL PLATES-Ti - BONE DRILL 2.7 X 130 MM, Orthopedic Implants - UP-19 UPPER EXTREMITY VAL PLATES-Ti - BONE DRILL 2.7X200 MM, Orthopedic Implants - UP-19 UPPER EXTREMITY VAL PLATES-Ti - BONE DRILL 3.2 X 200 MM, Orthopedic Implants - UP-19 UPPER EXTREMITY VAL PLATES-Ti - K-WIRE TUBE Ø10XØ8X190 MM, Orthopedic Implants - UP-19 UPPER EXTREMITY VAL PLATES-Ti - KIRSCHNER WIRE TROCAR POINT 1.5X180 MM, Orthopedic Implants - UP-19 UPPER EXTREMITY VAL PLATES-Ti - PLATE BENDER R, Orthopedic Implants - UP-19 UPPER EXTREMITY VAL PLATES-Ti - PLATE BENDER L, Orthopedic Implants - UP-19 UPPER EXTREMITY VAL PLATES-Ti - UPPER EXTREMITY VAL DESIGN 3.TRAY, Orthopedic Implants - UP-19 UPPER EXTREMITY VAL PLATES-Ti - LOW PROF.CORT.LOCK.SCR.SELFT TI 3.5X12 MM, Orthopedic Implants - UP-19 UPPER EXTREMITY VAL PLATES-Ti - LOW PROF.CORT.LOCK.SCR.SELFT TI 3.5X14 MM, Orthopedic Implants - UP-19 UPPER EXTREMITY VAL PLATES-Ti - LOW PROF.CORT.LOCK.SCR.SELFT TI 3.5X16 MM, Orthopedic Implants - UP-19 UPPER EXTREMITY VAL PLATES-Ti - LOW PROF.CORT.LOCK.SCR.SELFT TI 3.5X18 MM, Orthopedic Implants - UP-19 UPPER EXTREMITY VAL PLATES-Ti - LOW PROF.CORT.LOCK.SCR.SELFT TI 3.5X20 MM, Orthopedic Implants - UP-19 UPPER EXTREMITY VAL PLATES-Ti - LOW PROF.CORT.LOCK.SCR.SELFT TI 3.5X22 MM, Orthopedic Implants - UP-19 UPPER EXTREMITY VAL PLATES-Ti - LOW PROF.CORT.LOCK.SCR.SELFT TI 3.5X24 MM, Orthopedic Implants - UP-19 UPPER EXTREMITY VAL PLATES-Ti - LOW PROF.CORT.LOCK.SCR.SELFT TI 3.5X26 MM, Orthopedic Implants - UP-19 UPPER EXTREMITY VAL PLATES-Ti - LOW PROF.CORT.LOCK.SCR.SELFT TI 3.5X28 MM, Orthopedic Implants - UP-19 UPPER EXTREMITY VAL PLATES-Ti - LOW PROF.CORT.LOCK.SCR.SELFT TI 3.5X30 MM, Orthopedic Implants - UP-19 UPPER EXTREMITY VAL PLATES-Ti - LOW PROF.CORT.LOCK.SCR.SELFT TI 3.5X32 MM, Orthopedic Implants - UP-19 UPPER EXTREMITY VAL PLATES-Ti - LOW PROF.CORT.LOCK.SCR.SELFT TI 3.5X34 MM, Orthopedic Implants - UP-19 UPPER EXTREMITY VAL PLATES-Ti - LOW PROF.CORT.LOCK.SCR.SELFT TI 3.5X36 MM, Orthopedic Implants - UP-19 UPPER EXTREMITY VAL PLATES-Ti - LOW PROF.CORT.LOCK.SCR.SELFT TI 3.5X38 MM, Orthopedic Implants - UP-19 UPPER EXTREMITY VAL PLATES-Ti - LOW PROF.CORT.LOCK.SCR.SELFT TI 3.5X40 MM, Orthopedic Implants - UP-19 UPPER EXTREMITY VAL PLATES-Ti - LOW PROF.CORT.LOCK.SCR.SELFT TI 3.5X42 MM, Orthopedic Implants - UP-19 UPPER EXTREMITY VAL PLATES-Ti - LOW PROF.CORT.LOCK.SCR.SELFT TI 3.5X44 MM, Orthopedic Implants - UP-19 UPPER EXTREMITY VAL PLATES-Ti - LOW PROF.CORT.LOCK.SCR.SELFT TI 3.5X46 MM, Orthopedic Implants - UP-19 UPPER EXTREMITY VAL PLATES-Ti - LOW PROF.CORT.LOCK.SCR.SELFT TI 3.5X48 MM, Orthopedic Implants - UP-19 UPPER EXTREMITY VAL PLATES-Ti - LOW PROF.CORT.LOCK.SCR.SELFT TI 3.5X50 MM, Orthopedic Implants - UP-19 UPPER EXTREMITY VAL PLATES-Ti - LOW PROF.CORT.LOCK.SCR.SELFT TI 3.5X55 MM, Orthopedic Implants - UP-19 UPPER EXTREMITY VAL PLATES-Ti - LOW PROF.CORT.LOCK.SCR.SELFT TI 3.5X60 MM, Orthopedic Implants - Plate – Screw and IM Nail System UP-16 MINI PLATE HFS 1.2/2.3 - CORTICAL MINI SCREW Ø 2.3X8 MM, Orthopedic Implants - Plate – Screw and IM Nail System UP-16 MINI PLATE HFS 1.2/2.3 - CORTICAL MINI SCREW Ø 2.3X9 MM, Orthopedic Implants - Plate – Screw and IM Nail System UP-16 MINI PLATE HFS 1.2/2.3 - CORTICAL MINI SCREW Ø 2.3X10 MM, Orthopedic Implants - Plate – Screw and IM Nail System UP-16 MINI PLATE HFS 1.2/2.3 - CORTICAL MINI SCREW Ø 2.3X11 MM, Orthopedic Implants - Plate – Screw and IM Nail System UP-16 MINI PLATE HFS 1.2/2.3 - CORTICAL MINI SCREW Ø 2.3X12 MM, Orthopedic Implants - Plate – Screw and IM Nail System UP-16 MINI PLATE HFS 1.2/2.3 - CORTICAL MINI SCREW Ø 2.3X13 MM, Orthopedic Implants - Plate – Screw and IM Nail System UP-16 MINI PLATE HFS 1.2/2.3 - CORTICAL MINI SCREW Ø 2.3X14 MM, Orthopedic Implants - Plate – Screw and IM Nail System UP-16 MINI PLATE HFS 1.2/2.3 - CORTICAL MINI SCREW Ø 2.3X15 MM, Orthopedic Implants - Plate – Screw and IM Nail System UP-16 MINI PLATE HFS 1.2/2.3 - CORTICAL MINI SCREW Ø 2.3X16 MM, Orthopedic Implants - Plate – Screw and IM Nail System UP-16 MINI PLATE HFS 1.2/2.3 - CORTICAL MINI SCREW Ø 2.3X17 MM, Orthopedic Implants - Plate – Screw and IM Nail System UP-16 MINI PLATE HFS 1.2/2.3 - CORTICAL MINI SCREW Ø 2.3X18 MM, Orthopedic Implants - Plate – Screw and IM Nail System UP-16 MINI PLATE HFS 1.2/2.3 - CORTICAL MINI SCREW Ø 2.3X19 MM, Orthopedic Implants - Plate – Screw and IM Nail System UP-16 MINI PLATE HFS 1.2/2.3 - CORTICAL MINI SCREW Ø 2.3X20 MM, Orthopedic Implants - Plate – Screw and IM Nail System UP-16 MINI PLATE HFS 1.2/2.3 - CORTICAL MINI SCREW Ø 2.3X21 MM, Orthopedic Implants - Plate – Screw and IM Nail System UP-16 MINI PLATE HFS 1.2/2.3 - CORTICAL MINI SCREW Ø 2.3X22 MM, Orthopedic Implants - Plate – Screw and IM Nail System UP-16 MINI PLATE HFS 1.2/2.3 - CORTICAL MINI SCREW Ø 2.3X23 MM, Orthopedic Implants - Plate – Screw and IM Nail System UP-16 MINI PLATE HFS 1.2/2.3 - CORTICAL MINI SCREW Ø 2.3X24 MM, Orthopedic Implants - Plate – Screw and IM Nail System UP-16 MINI PLATE HFS 1.2/2.3 - LOCKING MINI SCREW Ø 2.0X6 MM, Orthopedic Implants - Plate – Screw and IM Nail System UP-16 MINI PLATE HFS 1.2/2.3 - LOCKING MINI SCREW Ø 2.0X7 MM, Orthopedic Implants - Plate – Screw and IM Nail System UP-16 MINI PLATE HFS 1.2/2.3 - LOCKING MINI SCREW Ø 2.0X8 MM, Orthopedic Implants - Plate – Screw and IM Nail System UP-16 MINI PLATE HFS 1.2/2.3 - LOCKING MINI SCREW Ø 2.0X9 MM, Orthopedic Implants - Plate – Screw and IM Nail System UP-16 MINI PLATE HFS 1.2/2.3 - LOCKING MINI SCREW Ø 2.0X10 MM, Orthopedic Implants - Plate – Screw and IM Nail System UP-16 MINI PLATE HFS 1.2/2.3 - LOCKING MINI SCREW Ø 2.0X11 MM, Orthopedic Implants - Plate – Screw and IM Nail System UP-16 MINI PLATE HFS 1.2/2.3 - LOCKING MINI SCREW Ø 2.0X13 MM, Orthopedic Implants - Plate – Screw and IM Nail System UP-16 MINI PLATE HFS 1.2/2.3 - LOCKING MINI SCREW Ø 2.0X14 MM, Orthopedic Implants - Plate – Screw and IM Nail System UP-16 MINI PLATE HFS 1.2/2.3 - LOCKING MINI SCREW Ø 2.0X16 MM, Orthopedic Implants - Plate – Screw and IM Nail System UP-16 MINI PLATE HFS 1.2/2.3 - DRILL 1.9x65MM (2.3 SCREW), Orthopedic Implants - Plate – Screw and IM Nail System UP-16 MINI PLATE HFS 1.2/2.3 - DRILL 2.5x65MM (2.3 SCREW GLIDING H), Orthopedic Implants - Plate – Screw and IM Nail System UP-16 MINI PLATE HFS 1.2/2.3 - MINI PLATE HOLDING FORCEPS, Orthopedic Implants - Plate – Screw and IM Nail System UP-16 MINI PLATE HFS 1.2/2.3 - MINI PLATE POSITIONER, Orthopedic Implants - Plate – Screw and IM Nail System UP-16 MINI PLATE HFS 1.2/2.3 - MINI PLATE CUTTER, Orthopedic Implants - Plate – Screw and IM Nail System UP-16 MINI PLATE HFS 1.2/2.3 - SCREWDRIVER T6 (1.5/2.0 LOC.SCR. 2.0/2.3SCR.), Orthopedic Implants - Plate – Screw and IM Nail System UP-16 MINI PLATE HFS 1.2/2.3 - UNIVERSAL SCREW DRIVER HANDLE, Orthopedic Implants - Plate – Screw and IM Nail System UP-16 MINI PLATE HFS 1.2/2.3 - DEPTH GAUGE (1.2/1.5 SCREW), Orthopedic Implants - Plate – Screw and IM Nail System UP-16 MINI PLATE HFS 1.2/2.3 - DRILL GUIDE (1.5/2.0 LOCK SCREW), Orthopedic Implants - Plate – Screw and IM Nail System UP-16 MINI PLATE HFS 1.2/2.3 - DRILL GUIDE (1.5 SCREW ), Orthopedic Implants - Plate – Screw and IM Nail System UP-16 MINI PLATE HFS 1.2/2.3 - DRILL GUIDE (2.0 SCREW), Orthopedic Implants - Plate – Screw and IM Nail System UP-16 MINI PLATE HFS 1.2/2.3 - DRILL GUIDE (2.3 SCREW), Orthopedic Implants - Plate – Screw and IM Nail System UP-16 MINI PLATE HFS 1.2/2.3 - KIRSCHNER WIRE TROCAR POINT 1.2X80 MM, Orthopedic Implants - Plate – Screw and IM Nail System UP-16 MINI PLATE HFS 1.2/2.3 - OLIVE K-WIRE (THREADED TIP) 1.5X80 MM, Orthopedic Implants - Plate – Screw and IM Nail System UP-16 MINI PLATE HFS 1.2/2.3 - 1.5 mm MINI PLATES TRAY, Orthopedic Implants - Plate – Screw and IM Nail System UP-16 MINI PLATE HFS 1.2/2.3 - 2.0 MINI PLATES TRAY, Orthopedic Implants - Plate – Screw and IM Nail System UP-16 MINI PLATE HFS 1.2/2.3 - 2.0 / 2.3 MINI PLATES TRAY, Orthopedic Implants - Plate – Screw and IM Nail System UP-16 MINI PLATE HFS 1.2/2.3 - MINI PLATE TRAY FOR INSTRUMENT, Orthopedic Implants - Plate – Screw and IM Nail System UP-16 MINI PLATE HFS 1.2/2.3 - CONTAINER 270x270x80, Orthopedic Implants - UP-19 UPPER EXTREMITY VAL PLATES-Ti - LOWPR1\3 RADIUS ULNA I.L.PLATE TI 4 HOLES, Orthopedic Implants - UP-19 UPPER EXTREMITY VAL PLATES-Ti - LOWPR1\3 RADIUS ULNA I.L.PLATE TI 5 HOLES, Orthopedic Implants - UP-19 UPPER EXTREMITY VAL PLATES-Ti - LOWPR1\3 RADIUS ULNA I.L.PLATE TI 6 HOLES, Orthopedic Implants - UP-19 UPPER EXTREMITY VAL PLATES-Ti - LOWPR1\3 RADIUS ULNA I.L.PLATE TI 7 HOLES, Orthopedic Implants - UP-19 UPPER EXTREMITY VAL PLATES-Ti - LOWPR1\3 RADIUS ULNA I.L.PLATE TI 8 HOLES, Orthopedic Implants - UP-19 UPPER EXTREMITY VAL PLATES-Ti - LOWPR1\3 RADIUS ULNA I.L.PLATE TI 9 HOLES, Orthopedic Implants - UP-19 UPPER EXTREMITY VAL PLATES-Ti - LOWPR1\3 RADIUS ULNA I.L.PLATE TI 10 HOLES, Orthopedic Implants - UP-19 UPPER EXTREMITY VAL PLATES-Ti - LOWPR1\3 RADIUS ULNA I.L.PLATE TI 12 HOLES, Orthopedic Implants - UP-19 UPPER EXTREMITY VAL PLATES-Ti - LOW PROFILE ULNA RADIUS INTERLOCK.PLATE TI 4 HOLES, Orthopedic Implants - UP-19 UPPER EXTREMITY VAL PLATES-Ti - LOW PROFILE ULNA RADIUS INTERLOCK.PLATE TI 5 HOLES, Orthopedic Implants - UP-19 UPPER EXTREMITY VAL PLATES-Ti - LOW PROFILE ULNA RADIUS INTERLOCK.PLATE TI 6 HOLES, Orthopedic Implants - UP-19 UPPER EXTREMITY VAL PLATES-Ti - LOW PROFILE ULNA RADIUS INTERLOCK.PLATE TI 7 HOLES, Orthopedic Implants - UP-19 UPPER EXTREMITY VAL PLATES-Ti - LOW PROFILE ULNA RADIUS INTERLOCK.PLATE TI 8 HOLES, Orthopedic Implants - UP-19 UPPER EXTREMITY VAL PLATES-Ti - LOW PROFILE ULNA RADIUS INTERLOCK.PLATE TI 9 HOLES, Orthopedic Implants - UP-19 UPPER EXTREMITY VAL PLATES-Ti - LOW PROFILE ULNA RADIUS INTERLOCK.PLATE TI 10HOLES, Orthopedic Implants - UP-19 UPPER EXTREMITY VAL PLATES-Ti - LOW PROFILE ULNA RADIUS INTERLOCK.PLATE TI 12HOLES, Orthopedic Implants - UP-19 UPPER EXTREMITY VAL PLATES-Ti - VAL OLECRANON TI R 8 HOLES, Orthopedic Implants - UP-19 UPPER EXTREMITY VAL PLATES-Ti - VAL OLECRANON TI R 10 HOLES, Orthopedic Implants - UP-19 UPPER EXTREMITY VAL PLATES-Ti - VAL OLECRANON TI R 12 HOLES, Orthopedic Implants - UP-19 UPPER EXTREMITY VAL PLATES-Ti - VAL OLECRANON TI L 8 HOLES, Orthopedic Implants - UP-19 UPPER EXTREMITY VAL PLATES-Ti - VAL OLECRANON TI L 10 HOLES, Orthopedic Implants - UP-19 UPPER EXTREMITY VAL PLATES-Ti - VAL OLECRANON TI L 12 HOLES, Orthopedic Implants - UP-19 UPPER EXTREMITY VAL PLATES-Ti - VAL DISTAL HUMERUS POSTEROLATERAL TI R 11 HOLES, Orthopedic Implants - UP-19 UPPER EXTREMITY VAL PLATES-Ti - VAL DISTAL HUMERUS POSTEROLATERAL TI R 13 HOLES, Orthopedic Implants - UP-19 UPPER EXTREMITY VAL PLATES-Ti - VAL DISTAL HUMERUS POSTEROLATERAL TI R 15 HOLES, Orthopedic Implants - UP-19 UPPER EXTREMITY VAL PLATES-Ti - VAL DISTAL HUMERUS POSTEROLATERAL TI L 11 HOLES, Orthopedic Implants - UP-19 UPPER EXTREMITY VAL PLATES-Ti - VAL DISTAL HUMERUS POSTEROLATERAL TI L 13 HOLES, Orthopedic Implants - UP-19 UPPER EXTREMITY VAL PLATES-Ti - VAL DISTAL HUMERUS POSTEROLATERAL TI L 15 HOLES, Orthopedic Implants - Plate – Screw and IM Nail System UP-16 MINI PLATE HFS 1.2/2.3 - CORTICAL MINI SCREW Ø 1.5X5 MM, Orthopedic Implants - Plate – Screw and IM Nail System UP-16 MINI PLATE HFS 1.2/2.3 - CORTICAL MINI SCREW Ø 1.5X6 MM, Orthopedic Implants - Plate – Screw and IM Nail System UP-16 MINI PLATE HFS 1.2/2.3 - CORTICAL MINI SCREW Ø 1.5X7 MM, Orthopedic Implants - Plate – Screw and IM Nail System UP-16 MINI PLATE HFS 1.2/2.3 - CORTICAL MINI SCREW Ø 1.5X8 MM, Orthopedic Implants - Plate – Screw and IM Nail System UP-16 MINI PLATE HFS 1.2/2.3 - CORTICAL MINI SCREW Ø 1.5X9 MM, Orthopedic Implants - Plate – Screw and IM Nail System UP-16 MINI PLATE HFS 1.2/2.3 - CORTICAL MINI SCREW Ø 1.5X10 MM, Orthopedic Implants - Plate – Screw and IM Nail System UP-16 MINI PLATE HFS 1.2/2.3 - CORTICAL MINI SCREW Ø 1.5X11 MM, Orthopedic Implants - Plate – Screw and IM Nail System UP-16 MINI PLATE HFS 1.2/2.3 - CORTICAL MINI SCREW Ø 1.5X12 MM, Orthopedic Implants - Plate – Screw and IM Nail System UP-16 MINI PLATE HFS 1.2/2.3 - CORTICAL MINI SCREW Ø 1.5X13 MM, Orthopedic Implants - Plate – Screw and IM Nail System UP-16 MINI PLATE HFS 1.2/2.3 - CORTICAL MINI SCREW Ø 1.5X14 MM, Orthopedic Implants - Plate – Screw and IM Nail System UP-16 MINI PLATE HFS 1.2/2.3 - CORTICAL MINI SCREW Ø 1.5X15 MM, Orthopedic Implants - Plate – Screw and IM Nail System UP-16 MINI PLATE HFS 1.2/2.3 - CORTICAL MINI SCREW Ø 1.5X16 MM, Orthopedic Implants - Plate – Screw and IM Nail System UP-16 MINI PLATE HFS 1.2/2.3 - CORTICAL MINI SCREW Ø 1.5X17 MM, Orthopedic Implants - Plate – Screw and IM Nail System UP-16 MINI PLATE HFS 1.2/2.3 - CORTICAL MINI SCREW Ø 1.5X18 MM, Orthopedic Implants - Plate – Screw and IM Nail System UP-16 MINI PLATE HFS 1.2/2.3 - CORTICAL MINI SCREW Ø 1.5X19 MM, Orthopedic Implants - Plate – Screw and IM Nail System UP-16 MINI PLATE HFS 1.2/2.3 - CORTICAL MINI SCREW Ø 1.5X20 MM, Orthopedic Implants - Plate – Screw and IM Nail System UP-16 MINI PLATE HFS 1.2/2.3 - CORTICAL MINI SCREW Ø 1.5X21 MM, Orthopedic Implants - Plate – Screw and IM Nail System UP-16 MINI PLATE HFS 1.2/2.3 - CORTICAL MINI SCREW Ø 1.5X22 MM, Orthopedic Implants - Plate – Screw and IM Nail System UP-16 MINI PLATE HFS 1.2/2.3 - CORTICAL MINI SCREW Ø 1.5X23 MM, Orthopedic Implants - Plate – Screw and IM Nail System UP-16 MINI PLATE HFS 1.2/2.3 - CORTICAL MINI SCREW Ø 1.5X24 MM, Orthopedic Implants - Plate – Screw and IM Nail System UP-16 MINI PLATE HFS 1.2/2.3 - DRILL 1.2x65MM (1.5 SCREW), Orthopedic Implants - Plate – Screw and IM Nail System UP-16 MINI PLATE HFS 1.2/2.3 - DRILL 1.6x65MM (1.5 SCREW GLIDING H), Orthopedic Implants - Plate – Screw and IM Nail System UP-16 MINI PLATE HFS 1.2/2.3 - SCREWDRIVER T4 (1.5 SCREW), Orthopedic Implants - Plate – Screw and IM Nail System UP-16 MINI PLATE HFS 1.2/2.3 - 2.0 LOC. MINI STRAIGHT PLATE 6 HOLES, Orthopedic Implants - Plate – Screw and IM Nail System UP-16 MINI PLATE HFS 1.2/2.3 - 2.0 LOC. MINI Y PLATE 7 HOLES, Orthopedic Implants - Plate – Screw and IM Nail System UP-16 MINI PLATE HFS 1.2/2.3 - 2.0 LOC. MINI T PLATE 7 HOLES, Orthopedic Implants - Plate – Screw and IM Nail System UP-16 MINI PLATE HFS 1.2/2.3 - 2.0 LOC. MINI L PLATE 6 HOLES L, Orthopedic Implants - Plate – Screw and IM Nail System UP-16 MINI PLATE HFS 1.2/2.3 - 2.0 LOC. MINI L PLATE 6 HOLES R, Orthopedic Implants - Plate – Screw and IM Nail System UP-16 MINI PLATE HFS 1.2/2.3 - 2.0 LOC. TRAPEZOID PLATE 6 HOLES, Orthopedic Implants - Plate – Screw and IM Nail System UP-16 MINI PLATE HFS 1.2/2.3 - 2.0 LOC. TRAPEZOID PLATE 6 HOLES L, Orthopedic Implants - Plate – Screw and IM Nail System UP-16 MINI PLATE HFS 1.2/2.3 - 2.0 LOC. TRAPEZOID PLATE 6 HOLES R, Orthopedic Implants - Plate – Screw and IM Nail System UP-16 MINI PLATE HFS 1.2/2.3 - 2.0 LOC. TRAPEZOID PLATE 12 HOLES, Orthopedic Implants - Plate – Screw and IM Nail System UP-16 MINI PLATE HFS 1.2/2.3 - 2.0 / 2.3 MINI STRAIGHT PLATE 16 HOLES, Orthopedic Implants - Plate – Screw and IM Nail System UP-16 MINI PLATE HFS 1.2/2.3 - 2.0 / 2.3 MINI STRAIGHT PLATE 4 HOLES, Orthopedic Implants - Plate – Screw and IM Nail System UP-16 MINI PLATE HFS 1.2/2.3 - 2.0 / 2.3 MINI Y PLATE 7 HOLES, Orthopedic Implants - Plate – Screw and IM Nail System UP-16 MINI PLATE HFS 1.2/2.3 - 2.0 / 2.3 MINI T PLATE 11 HOLES, Orthopedic Implants - Plate – Screw and IM Nail System UP-16 MINI PLATE HFS 1.2/2.3 - 2.0 / 2.3 MINI T PLATE 12 HOLES, Orthopedic Implants - Plate – Screw and IM Nail System UP-16 MINI PLATE HFS 1.2/2.3 - 2.0 / 2.3 MINI HOOK PLATE 6 HOLES L, Orthopedic Implants - Plate – Screw and IM Nail System UP-16 MINI PLATE HFS 1.2/2.3 - 2.0 / 2.3 MINI HOOK PLATE 6 HOLES R, Orthopedic Implants - Plate – Screw and IM Nail System UP-16 MINI PLATE HFS 1.2/2.3 - 2.0 / 2.3 MINI RECTANGULAR PLATE 6 HOLES, Orthopedic Implants - Plate – Screw and IM Nail System UP-16 MINI PLATE HFS 1.2/2.3 - 2.0 / 2.3 MINI TRAPEZOID PLATE 6 HOLES L, Orthopedic Implants - Plate – Screw and IM Nail System UP-16 MINI PLATE HFS 1.2/2.3 - 2.0 / 2.3 MINI TRAPEZOID PLATE 6 HOLES R, Orthopedic Implants - Plate – Screw and IM Nail System UP-16 MINI PLATE HFS 1.2/2.3 - 2.0 / 2.3 MINI ANGLED PLATE 6 HOLES L, Orthopedic Implants - Plate – Screw and IM Nail System UP-16 MINI PLATE HFS 1.2/2.3 - 2.0 / 2.3 MINI ANGLED PLATE 6 HOLES R, Orthopedic Implants - Plate – Screw and IM Nail System UP-16 MINI PLATE HFS 1.2/2.3 - 2.0 / 2.3 MINI TRAPEZOID PLATE 8 HOLES, Orthopedic Implants - Plate – Screw and IM Nail System UP-16 MINI PLATE HFS 1.2/2.3 - 2.0 / 2.3MINI ANGLED PLATE 8 HOLES L, Orthopedic Implants - Plate – Screw and IM Nail System UP-16 MINI PLATE HFS 1.2/2.3 - 2.0 / 2.3MINI ANGLED PLATE 8 HOLES R, Orthopedic Implants - Plate – Screw and IM Nail System UP-16 MINI PLATE HFS 1.2/2.3 - 2.0 / 2.3MINI TRAPEZOID PLATE 10 HOLES, Orthopedic Implants - Plate – Screw and IM Nail System UP-16 MINI PLATE HFS 1.2/2.3 - LOCKING MINI SCREW Ø 2.0X12 MM, Orthopedic Implants - Plate – Screw and IM Nail System UP-16 MINI PLATE HFS 1.2/2.3 - LOCKING MINI SCREW Ø 2.0X18 MM, Orthopedic Implants - Plate – Screw and IM Nail System UP-16 MINI PLATE HFS 1.2/2.3 - LOCKING MINI SCREW Ø 2.0X20 MM, Orthopedic Implants - Plate – Screw and IM Nail System UP-16 MINI PLATE HFS 1.2/2.3 - CORTICAL MINI SCREW Ø 2.0X4 MM, Orthopedic Implants - Plate – Screw and IM Nail System UP-16 MINI PLATE HFS 1.2/2.3 - CORTICAL MINI SCREW Ø 2.0X5 MM, Orthopedic Implants - Plate – Screw and IM Nail System UP-16 MINI PLATE HFS 1.2/2.3 - CORTICAL MINI SCREW Ø 2.0X6 MM, Orthopedic Implants - Plate – Screw and IM Nail System UP-16 MINI PLATE HFS 1.2/2.3 - CORTICAL MINI SCREW Ø 2.0X7 MM, Orthopedic Implants - Plate – Screw and IM Nail System UP-16 MINI PLATE HFS 1.2/2.3 - CORTICAL MINI SCREW Ø 2.0X8 MM, Orthopedic Implants - Plate – Screw and IM Nail System UP-16 MINI PLATE HFS 1.2/2.3 - CORTICAL MINI SCREW Ø 2.0X9 MM, Orthopedic Implants - Plate – Screw and IM Nail System UP-16 MINI PLATE HFS 1.2/2.3 - CORTICAL MINI SCREW Ø 2.0X10 MM, Orthopedic Implants - Plate – Screw and IM Nail System UP-16 MINI PLATE HFS 1.2/2.3 - CORTICAL MINI SCREW Ø 2.0X11 MM, Orthopedic Implants - Plate – Screw and IM Nail System UP-16 MINI PLATE HFS 1.2/2.3 - CORTICAL MINI SCREW Ø 2.0X12 MM, Orthopedic Implants - Plate – Screw and IM Nail System UP-16 MINI PLATE HFS 1.2/2.3 - CORTICAL MINI SCREW Ø 2.0X13 MM, Orthopedic Implants - Plate – Screw and IM Nail System UP-16 MINI PLATE HFS 1.2/2.3 - CORTICAL MINI SCREW Ø 2.0X14 MM, Orthopedic Implants - Plate – Screw and IM Nail System UP-16 MINI PLATE HFS 1.2/2.3 - CORTICAL MINI SCREW Ø 2.0X15 MM, Orthopedic Implants - Plate – Screw and IM Nail System UP-16 MINI PLATE HFS 1.2/2.3 - CORTICAL MINI SCREW Ø 2.0X16 MM, Orthopedic Implants - Plate – Screw and IM Nail System UP-16 MINI PLATE HFS 1.2/2.3 - CORTICAL MINI SCREW Ø 2.0X17 MM, Orthopedic Implants - Plate – Screw and IM Nail System UP-16 MINI PLATE HFS 1.2/2.3 - CORTICAL MINI SCREW Ø 2.0X18 MM, Orthopedic Implants - Plate – Screw and IM Nail System UP-16 MINI PLATE HFS 1.2/2.3 - CORTICAL MINI SCREW Ø 2.0X19 MM, Orthopedic Implants - Plate – Screw and IM Nail System UP-16 MINI PLATE HFS 1.2/2.3 - CORTICAL MINI SCREW Ø 2.0X20 MM, Orthopedic Implants - Plate – Screw and IM Nail System UP-16 MINI PLATE HFS 1.2/2.3 - CORTICAL MINI SCREW Ø 2.0X21 MM, Orthopedic Implants - Plate – Screw and IM Nail System UP-16 MINI PLATE HFS 1.2/2.3 - CORTICAL MINI SCREW Ø 2.0X22 MM, Orthopedic Implants - Plate – Screw and IM Nail System UP-16 MINI PLATE HFS 1.2/2.3 - CORTICAL MINI SCREW Ø 2.0X23 MM, Orthopedic Implants - Plate – Screw and IM Nail System UP-16 MINI PLATE HFS 1.2/2.3 - CORTICAL MINI SCREW Ø 2.0X24 MM, Orthopedic Implants - Plate – Screw and IM Nail System UP-16 MINI PLATE HFS 1.2/2.3 - DRILL 1.6x65MM (2.0 SCREW), Orthopedic Implants - Plate – Screw and IM Nail System UP-16 MINI PLATE HFS 1.2/2.3 - DRILL 2.1x65MM (2.0 SCREW GLIDING H), Orthopedic Implants - Plate – Screw and IM Nail System UP-16 MINI PLATE HFS 1.2/2.3 - 2.0 LOC. MINI STRAIGHT 1.2 MM PLATE 4 HOLES, Orthopedic Implants - Plate – Screw and IM Nail System UP-16 MINI PLATE HFS 1.2/2.3 - 2.0 LOC. MINI STRAIGHT 1.2 MM PLATE 8 HOLES, Orthopedic Implants - Plate – Screw and IM Nail System UP-16 MINI PLATE HFS 1.2/2.3 - 2.0 LOC. MINI L 1.2 MM PLATE 10 HOLES L, Orthopedic Implants - Plate – Screw and IM Nail System UP-16 MINI PLATE HFS 1.2/2.3 - 2.0 LOC. MINI L 1.2 MM PLATE 10 HOLES R, Orthopedic Implants - Plate – Screw and IM Nail System UP-16 MINI PLATE HFS 1.2/2.3 - 2.0 LOC. MINI T 1.2 MM PLATE 10 HOLES, Orthopedic Implants - Plate – Screw and IM Nail System UP-16 MINI PLATE HFS 1.2/2.3 - 2.0 LOC. MINI RECTANGULAR PLATE 6 HOLES, Orthopedic Implants - Plate – Screw and IM Nail System UP-16 MINI PLATE HFS 1.2/2.3 - 2.0 LOC. MINI RECTANGULAR PLATE 10 HOLES, Orthopedic Implants - Plate – Screw and IM Nail System UP-16 MINI PLATE HFS 1.2/2.3 - 2.0 / 2.3 MINI MC STRAIGHT PLATE 5 HOLES, Orthopedic Implants - Plate – Screw and IM Nail System UP-16 MINI PLATE HFS 1.2/2.3 - 2.0 / 2.3 MINI MC STRAIGHT PLATE 6 HOLES, Orthopedic Implants - Plate – Screw and IM Nail System UP-16 MINI PLATE HFS 1.2/2.3 - 2.0 / 2.3 MINI MC STRAIGHT PLATE 8 HOLES, Orthopedic Implants - Plate – Screw and IM Nail System UP-16 MINI PLATE HFS 1.2/2.3 - 2.0 / 2.3 MINI MC L PLATE 10 HOLES L, Orthopedic Implants - Plate – Screw and IM Nail System UP-16 MINI PLATE HFS 1.2/2.3 - 2.0 / 2.3 MINI MC L PLATE 10 HOLES R, Orthopedic Implants - Plate – Screw and IM Nail System UP-16 MINI PLATE HFS 1.2/2.3 - 2.0 / 2.3 MINI MC T PLATE 10 HOLES, Orthopedic Implants - Plate – Screw and IM Nail System UP-16 MINI PLATE HFS 1.2/2.3 - CORTICAL MINI SCREW Ø 2.3X5 MM, Orthopedic Implants - Plate – Screw and IM Nail System UP-16 MINI PLATE HFS 1.2/2.3 - CORTICAL MINI SCREW Ø 2.3X6 MM, Orthopedic Implants - Plate – Screw and IM Nail System UP-16 MINI PLATE HFS 1.2/2.3 - CORTICAL MINI SCREW Ø 2.3X7 MM, Orthopedic Implants - Plate – Screw and IM Nail System UP-16 MINI PLATE HFS 1.2/2.3 - 1.5 MINI HOOK PLATE 5 HOLES L, Orthopedic Implants - Plate – Screw and IM Nail System UP-16 MINI PLATE HFS 1.2/2.3 - 1.5 MINI HOOK PLATE 5 HOLES R, Orthopedic Implants - Plate – Screw and IM Nail System UP-16 MINI PLATE HFS 1.2/2.3 - 1.5 MINI RECTANGULAR PLATE 6 HOLES, Orthopedic Implants - Plate – Screw and IM Nail System UP-16 MINI PLATE HFS 1.2/2.3 - 1.5 MINI ANGLED PLATE 6 HOLES L, Orthopedic Implants - Plate – Screw and IM Nail System UP-16 MINI PLATE HFS 1.2/2.3 - 1.5 MINI ANGLED PLATE 6 HOLES R, Orthopedic Implants - Plate – Screw and IM Nail System UP-16 MINI PLATE HFS 1.2/2.3 - 1.5 MINI TRAPEZOID PLATE 10 HOLES, Orthopedic Implants - Plate – Screw and IM Nail System UP-16 MINI PLATE HFS 1.2/2.3 - 1.5 MINI HOOK PLATE 1 HOLE, Orthopedic Implants - Plate – Screw and IM Nail System UP-16 MINI PLATE HFS 1.2/2.3 - 1.5 LOC. MINI STRAIGHT PLATE 4 HOLES, Orthopedic Implants - Plate – Screw and IM Nail System UP-16 MINI PLATE HFS 1.2/2.3 -1.5 LOC. MINI T PLATE 8 HOLES, Orthopedic Implants - Plate – Screw and IM Nail System UP-16 MINI PLATE HFS 1.2/2.3 - 1.5 LOC. MINI ROTATION PLATE 6 HOLES, Orthopedic Implants - Plate – Screw and IM Nail System UP-16 MINI PLATE HFS 1.2/2.3 - 1.5 LOC. MINI DOUBLE ROW T PLATE 9 HOLES, Orthopedic Implants - Plate – Screw and IM Nail System U
16863 | FX 12X16mm CERVICAL TITANIUM MESH , FX 12X18mm CERVICAL TITANIUM MESH , FX 12X20mm CERVICAL TITANIUM MESH , FX 12X40mm CERVICAL TITANIUM MESH , FX 12X60mm CERVICAL TITANIUM MESH , FX 12X80mm CERVICAL TITANIUM MESH , FX 12X100mm CERVICAL TITANIUM MESH , FX 15X4mm CERVICAL TITANIUM MESH , FX 15X6mm CERVICAL TITANIUM MESH , FX 15X8mm CERVICAL TITANIUM MESH , FX 15X10mm CERVICAL TITANIUM MESH , FX 15X12mm CERVICAL TITANIUM MESH , FX 15X14mm CERVICAL TITANIUM MESH , FX 15X16mm CERVICAL TITANIUM MESH , FX 15X18mm CERVICAL TITANIUM MESH , FX 15X20mm CERVICAL TITANIUM MESH , FX 15X40mm CERVICAL TITANIUM MESH , FX 15X60mm CERVICAL TITANIUM MESH , FX 15X80mm CERVICAL TITANIUM MESH , FX 15X100mm CERVICAL TITANIUM MESH , FX PLATED CORPECTOMY SCREW Ø4x20mm, FX PLATED CORPECTOMY SCREW Ø4x22mm, FX PLATED CORPECTOMY SCREW Ø4x24mm, FX PLATED CORPECTOMY SCREW Ø4x26mm, FX PLATED CORPECTOMY FIXING SCREW Ø4.5x12mm, FX PLATED CORPECTOMY FIXING SCREW Ø4.5x14mm, FX PLATED CORPECTOMY FIXING SCREW Ø4.5x16mm, FX PLATED CORPECTOMY FIXING SCREW Ø4.5x18mm, FX PLATED CORPECTOMY FIXING SCREW Ø4.5x20mm, FX 14X10-13 LUMBAR INTERBODY TITANIUM MESH, FX 14X13-17 LUMBAR INTERBODY TITANIUM MESH, FX 14X16-25 LUMBAR INTERBODY TITANIUM MESH, FX 14X24-40 LUMBAR INTERBODY TITANIUM MESH, FX 14X39-60 LUMBAR INTERBODY TITANIUM MESH, FX 16X10-13 LUMBAR INTERBODY TITANIUM MESH, FX 16X13-17 LUMBAR INTERBODY TITANIUM MESH, FX 16X16-25 LUMBAR INTERBODY TITANIUM MESH, FX 16X24-40 LUMBAR INTERBODY TITANIUM MESH, FX 16X39-65 LUMBAR INTERBODY TITANIUM MESH, FX 20x10-13 LUMBAR INTERBODY TITANIUM MESH, FX 20x13-17 LUMBAR INTERBODY TITANIUM MESH, FX 20x16-25 LUMBAR INTERBODY TITANIUM MESH, FX 20x24-40 LUMBAR INTERBODY TITANIUM MESH, FX 20x39-65 LUMBAR INTERBODY TITANIUM MESH, FX 20x64-80 LUMBAR INTERBODY TITANIUM MESH, FX 22x25-34 LUMBAR INTERBODY TITANIUM MESH, FX 22x32-44 LUMBAR INTERBODY TITANIUM MESH, FX 22x42-58 LUMBAR INTERBODY TITANIUM MESH, FX 22x56-84 LUMBAR INTERBODY TITANIUM MESH, FX 22x80-100 LUMBAR INTERBODY TITANIUM MESH, FX 24x23-29 LUMBAR INTERBODY TITANIUM MESH, 24x28-40 LUMBAR INTERBODY TITANIUM MESH, FX 24x38-54 LUMBAR INTERBODY TITANIUM MESH, FX 24x52-76 LUMBAR INTERBODY TITANIUM MESH, FX 24x74-114 LUMBAR INTERBODY TITANIUM MESH, FX 26x30-44 LUMBAR INTERBODY TITANIUM MESH, FX 26x42-58 LUMBAR INTERBODY TITANIUM MESH, FX 26x56-84 LUMBAR INTERBODY TITANIUM MESH, FX 26x82-130 LUMBAR INTERBODY TITANIUM MESH, FX 26x100-140 LUMBAR INTERBODY TITANIUM MESH, FX 10X4mm CERVICAL TITANIUM MESH , FX 10X5mm CERVICAL TITANIUM MESH , FX 10X6mm CERVICAL TITANIUM MESH , FX 10X7mm CERVICAL TITANIUM MESH , FX 10X8mm CERVICAL TITANIUM MESH , FX 10X9mm CERVICAL TITANIUM MESH , FX 10X10mm CERVICAL TITANIUM MESH , FX 10X11mm CERVICAL TITANIUM MESH , FX 10X12mm CERVICAL TITANIUM MESH , FX 10X14mm CERVICAL TITANIUM MESH , FX 10X16mm CERVICAL TITANIUM MESH , FX 10X18mm CERVICAL TITANIUM MESH , FX 10X20mm CERVICAL TITANIUM MESH , FX 12X4mm CERVICAL TITANIUM MESH , FX 12X5mm CERVICAL TITANIUM MESH , FX 12X6mm CERVICAL TITANIUM MESH , FX 12X7mm CERVICAL TITANIUM MESH , FX 12X8mm CERVICAL TITANIUM MESH , FX 12X9mm CERVICAL TITANIUM MESH , FX 12X10mm CERVICAL TITANIUM MESH , FX 12X11mm CERVICAL TITANIUM MESH , FX 12X12mm CERVICAL TITANIUM MESH , FX 12X14mm CERVICAL TITANIUM MESH , FX CORPECTOMY CAGE 10X10-13, FX CORPECTOMY CAGE 10X13-17, FX CORPECTOMY CAGE 10X16-25, FX CORPECTOMY CAGE 12X10-13, FX CORPECTOMY CAGE 12X13-17, FX CORPECTOMY CAGE 12X16-25, FX CORPECTOMY CAGE 12X24-40, FX CORPECTOMY CAGE 12X39-60, FX CORPECTOMY CAGE 14X10-13, FX CORPECTOMY CAGE 14X13-17, FX CORPECTOMY CAGE 14X16-25, FX CORPECTOMY CAGE 14X24-40, FX CORPECTOMY CAGE 14X39-60, FX CORPECTOMY CAGE 16X10-13, FX CORPECTOMY CAGE 16X13-17, FX CORPECTOMY CAGE 16X16-25, FX CORPECTOMY CAGE 16X24-40, FX CORPECTOMY CAGE 16X39-65, FX CORPECTOMY CAGE 20X25-34, FX CORPECTOMY CAGE 20X32-44, FX CORPECTOMY CAGE 20X42-58, FX CORPECTOMY CAGE 20X56-84, FX CORPECTOMY CAGE 20X74-114, FX CORPECTOMY CAGE 22X25-34, FX CORPECTOMY CAGE 22X32-44, FX CORPECTOMY CAGE 22X42-58, FX CORPECTOMY CAGE 22X56-84, FX CORPECTOMY CAGE 22X74-114, FX CORPECTOMY CAGE 24X25-34, FX CORPECTOMY CAGE 24X32-44, FX CORPECTOMY CAGE 24X38-54, FX CORPECTOMY CAGE 24X42-58, FX CORPECTOMY CAGE 24X56-84, FX CORPECTOMY CAGE 24X74-114, FX CORPECTOMY CAGE 26X30-44, FX CORPECTOMY CAGE 26X56-84, FX CORPECTOMY CAGE 26X82-130, FX CORPECTOMY CAGE 26X100-140, FX CORPECTOMY CAGE 30X25-34, FX CORPECTOMY CAGE 30X32-53, FX CORPECTOMY CAGE 30X50-80, FX CORPECTOMY CAGE 6° 10X10-13, FX CORPECTOMY CAGE 6° 10X13-17, FX CORPECTOMY CAGE 6° 10X16-25, FX CORPECTOMY CAGE 6° 12X10-13, FX CORPECTOMY CAGE 6° 12X13-17, FX CORPECTOMY CAGE 6° 12X16-25, FX CORPECTOMY CAGE 6° 12X24-40, FX CORPECTOMY CAGE 6° 12X39-60, FX CORPECTOMY CAGE 6° 14X10-13, FX CORPECTOMY CAGE 6° 14X13-17, FX CORPECTOMY CAGE 6° 14X16-25, FX CORPECTOMY CAGE 6° 14X24-40, FX CORPECTOMY CAGE 6° 14X39-60, FX CORPECTOMY CAGE 6° 16X10-13, FX CORPECTOMY CAGE 6° 16X13-17, FX CORPECTOMY CAGE 6° 16X16-25, FX CORPECTOMY CAGE 6° 16X24-40, FX CORPECTOMY CAGE 6° 16X39-65, FX CORPECTOMY CAGE 6° 20X25-34, FX CORPECTOMY CAGE 6° 20X32-44, FX CORPECTOMY CAGE 6° 20X42-58, FX CORPECTOMY CAGE 6° 20X56-84, FX CORPECTOMY CAGE 6° 20X74-114, FX CORPECTOMY CAGE 6° 22X25-34, FX CORPECTOMY CAGE 6° 22X32-44, FX CORPECTOMY CAGE 6° 22X42-58, FX CORPECTOMY CAGE 6° 22X56-84, FX CORPECTOMY CAGE 6° 22X74-114, FX CORPECTOMY CAGE 6° 24X25-34, FX CORPECTOMY CAGE 6° 24X32-44, FX CORPECTOMY CAGE 6° 24X38-54, FX CORPECTOMY CAGE 6° 24X42-58, FX CORPECTOMY CAGE 6° 24X56-84, FX CORPECTOMY CAGE 6° 24X74-114, FX CORPECTOMY CAGE 6° 26X30-44, FX CORPECTOMY CAGE 6° 26X56-84, FX CORPECTOMY CAGE 6° 26X82-130, FX CORPECTOMY CAGE 6° 26X100-140, FX CORPECTOMY CAGE 6° 30X25-34, FX CORPECTOMY CAGE 6° 30X32-53, FX CORPECTOMY CAGE 6° 30X50-80, FX CORPECTOMY CAGE 8° 22X25-34, FX CORPECTOMY CAGE 8° 22X32-44, FX CORPECTOMY CAGE 8° 22X42-58, FX CORPECTOMY CAGE 8° 22X56-84, FX CORPECTOMY CAGE 8° 22X74-114, FX CORPECTOMY CAGE 8° 24X25-34, FX CORPECTOMY CAGE 8° 24X32-44, FX CORPECTOMY CAGE 8° 24X38-54, FX CORPECTOMY CAGE 8° 24X42-58, FX CORPECTOMY CAGE 8° 24X56-84, FX CORPECTOMY CAGE 8° 24X74-114, FX CORPECTOMY CAGE 8° 26X30-44, FX CORPECTOMY CAGE 8° 26X56-84, FX CORPECTOMY CAGE 8° 26X82-130, FX CORPECTOMY CAGE 8° 26X100-140, FX CORPECTOMY CAGE 8° 30X25-34, FX CORPECTOMY CAGE 8° 30X32-53, FX CORPECTOMY CAGE 8° 30X50-80, FX CERVICAL PLATED CORPECTOMY CAGE 0° Ø10X10-13, FX CERVICAL PLATED CORPECTOMY CAGE 6° Ø10X13-17, FX CERVICAL PLATED CORPECTOMY CAGE 12° Ø10X16-25, FX CERVICAL PLATED CORPECTOMY CAGE 0° Ø12X13-18, FX CERVICAL PLATED CORPECTOMY CAGE 6° Ø12X17-26, FX CERVICAL PLATED CORPECTOMY CAGE 12° Ø12X25-41, FX CERVICAL PLATED CORPECTOMY CAGE 18° Ø12X40-65, FX CERVICAL PLATED CORPECTOMY CAGE 0° Ø14X13-18, FX CERVICAL PLATED CORPECTOMY CAGE 6° Ø14X17-26, FX CERVICAL PLATED CORPECTOMY CAGE 12° Ø14X25-41, FX CERVICAL PLATED CORPECTOMY CAGE 18° Ø14X40-65, FX CERVICAL PLATED CORPECTOMY CAGE 0° Ø16X13-18, FX CERVICAL PLATED CORPECTOMY CAGE 6° Ø16X17-26, FX CERVICAL PLATED CORPECTOMY CAGE 12° Ø16X25-41, FX CERVICAL PLATED CORPECTOMY CAGE 18° Ø16X40-65, FX PLATED CORPECTOMY SCREW Ø5x12mm, FX PLATED CORPECTOMY SCREW Ø5x14mm, FX PLATED CORPECTOMY SCREW Ø5x16mm, FX PLATED CORPECTOMY SCREW Ø5x18mm, FX PLATED CORPECTOMY SCREW Ø4x10mm, FX PLATED CORPECTOMY SCREW Ø4x12mm, FX PLATED CORPECTOMY SCREW Ø4x14mm, FX PLATED CORPECTOMY SCREW Ø4x16mm, FX PLATED CORPECTOMY SCREW Ø4x18mm | ATLAS MEDIKAL | 2024-07-11T00:00:00.000+02:00 | EFRAHİM ÇEKİÇ FX ORTOPEDİ VE PROTEZ SAĞLIK GEREÇLERİ SANAYİ VE TİCARET Ege Serbest Bölgesi Zafer SB Mah. Mümtaz Sk. No:14/A Gaziemir İZMİR- TURKEY | A02.66.120016, A02.66.120018, A02.66.120020, A02.66.120040, A02.66.120060, A02.66.120080, A02.66.120100, A02.66.150004, A02.66.150006, A02.66.150008, A02.66.150010, A02.66.150012, A02.66.150014, A02.66.150016, A02.66.150018, A02.66.150020, A02.66.150040, A02.66.150060, A02.66.150080, A02.66.150100, C13.01.040020, C13.01.040022, C13.01.040024, C13.01.040026, C13.01.0450012, C13.01.0450014, C13.01.0450016, C13.01.0450018, C13.01.0450020, A02.67.141013, A02.67.141317, A02.67.141625, A02.67.142440, A02.67.143960, A02.67.161013, A02.67.161317, A02.67.161625, A02.67.162440, A02.67.163965, A02.67.201013, A02.67.201317, A02.67.201625, A02.67.202440, A02.67.203965, A02.67.203966, A02.67.222534, A02.67.223244, A02.67.224258, A02.67.225684, A02.67.228000, A02.67.242329, A02.67.242840, A02.67.243854, A02.67.245276, A02.67.244114, A02.67.263044, A02.67.264258, A02.67.265684, A02.67.262130, A02.67.260140, A02.66.100004, A02.66.100005, A02.66.100006, A02.66.100007, A02.66.100008, A02.66.100009, A02.66.100010, A02.66.100011, A02.66.100012, A02.66.100014, A02.66.100016, A02.66.100018, A02.66.100020, A02.66.120004, A02.66.120005, A02.66.120006, A02.66.120007, A02.66.120008, A02.66.120009, A02.66.120010, A02.66.120011, A02.66.120012, A02.66.120014, A02.61.101013, A02.61.101317, A02.61.101625, A02.61.121013, A02.61.121317, A02.61.121625, A02.61.122440, A02.61.123960, A02.61.141013, A02.61.141317, A02.61.141625, A02.61.142440, A02.61.143960, A02.61.161013, A02.61.161317, A02.61.161625, A02.61.162440, A02.61.163965, A02.61.202534, A02.61.203244, A02.61.204258, A02.61.205684, A02.61.200114, A02.61.222534, A02.61.223244, A02.61.224258, A02.61.225684, A02.61.220114, A02.61.242534, A02.61.243244, A02.61.243854, A02.61.244258, A02.61.245684, A02.61.240114, A02.61.263044, A02.61.265684, A02.61.260130, A02.61.260140, A02.61.302534, A02.61.303253, A02.61.305080, A02.68.101013, A02.68.101317, A02.68.101625, A02.68.121013, A02.68.121317, A02.68.121625, A02.68.122440, A02.68.123960, A02.68.141013, A02.68.141317, A02.68.141625, A02.68.142440, A02.68.143960, A02.68.168013, A02.68.168317, A02.68.168625, A02.68.162440, A02.68.163965, A02.68.202534, A02.68.203244, A02.68.204258, A02.68.205684, A02.68.200114, A02.68.222534, A02.68.223244, A02.68.224258, A02.68.225684, A02.68.220114, A02.68.242534, A02.68.243244, A02.68.243854, A02.68.244258, A02.68.245684, A02.68.240114, A02.68.263044, A02.68.265684, A02.68.260130, A02.68.260140, A02.68.302534, A02.68.303253, A02.68.305080, A02.69.222534, A02.69.223244, A02.69.224258, A02.69.225684, A02.69.220114, A02.69.242534, A02.69.243244, A02.69.243854, A02.69.244258, A02.69.245684, A02.69.240114, A02.69.263044, A02.69.265684, A02.69.260130, A02.69.260140, A02.69.302534, A02.69.303253, A02.69.305080, A02.70.101013, A02.70.101317, A02.70.101625, A02.70.121318, A02.70.121726, A02.70.122541, A02.70.124065, A02.70.141318, A02.70.141726, A02.70.142541, A02.70.144065, A02.70.161318, A02.70.161726, A02.70.162541, A02.70.164065, C13.01.050012, C13.01.050014, C13.01.050016, C13.01.050018, C13.01.040010, C13.01.040012, C13.01.040014, C13.01.040016, C13.01.040018 | Klasa IIb | KAFAZET E KORPEKTOMIS SPINALE | Pajisje te implantueshme jo aktive
16864 | CYTOFLEX MESH /Cytoflex® Mesh Precision Titanium Mesh/C02-4101, 12X25 mm1per pack, CYTOFLEX MESH /Cytoflex® Mesh Precision Titanium Mesh/C02-4201,12X25 mm w.hole,1per pack, CYTOFLEX MESH /Cytoflex® Mesh Precision Titanium Mesh/C02-4301, 20X25 mm w.hole,1per pack, CYTOFLEX MESH /Cytoflex® Mesh Precision Titanium Mesh/C02-4401, 25X30 mm ,1per pack, CYTOFLEX MESH /Cytoflex® Mesh Precision Titanium Mesh/C02-4501, 30X40 mm ,1per pack, CYTOFLEX RESORB/Cytoflex Resorb PLA/PGA Membrane/C03-0101,30X40mm,1 per pack, CYTOFLEX RESORB/Cytoflex Resorb PLA/PGA Membrane/C03-0201,200X25mm,1 per pack, CYTOFLEX RESORB/Cytoflex Resorb PLA/PGA Membrane/C03-0301,12X24mm,1 per pack, TEXTURE CYTOFLEX TEFGUARD/Textured Cytoflex Tefguard Microporus ePTFE Memabrane C04-0101 12X24mm 1 per pack, TEXTURE CYTOFLEX TEFGUARD/Textured Cytoflex Tefguard Microporus ePTFE Memabrane C04-0101 12X24mm 5 per pack, TEXTURE CYTOFLEX TEFGUARD/Textured Cytoflex Tefguard Microporus ePTFE Memabrane C04-0101 25X30mm 1 per pack, TEXTURE CYTOFLEX TEFGUARD/Textured Cytoflex Tefguard Microporus ePTFE Memabrane C04-0101 25X30mm 5 per pack, CYTOFLEX Ti-ENFORCED/CYTOFLEX Ti-ENFORCED MEMBRANE C05-0101 13X20mm 1 per pack, CYTOFLEX Ti-ENFORCED/CYTOFLEX Ti-ENFORCED MEMBRANE C05-0301 12X24mm 1 per pack, CYTOFLEX Ti-ENFORCED/CYTOFLEX Ti-ENFORCED MEMBRANE C05-0501 14X24mm 1 per pack, CYTOFLEX Ti-ENFORCED/CYTOFLEX Ti-ENFORCED MEMBRANE C05-0701 18X29mm 1 per pack, CYTOFLEX Ti-ENFORCED/CYTOFLEX Ti-ENFORCED MEMBRANE C05-0901 19X26mm 1 per pack, CYTOFLEX Ti-ENFORCED/CYTOFLEX Ti-ENFORCED MEMBRANE C05-1101 27X29mm 1 per pack, CYTOFLEX Ti-ENFORCED/CYTOFLEX Ti-ENFORCED MEMBRANE C05-1301 20X25mm 1 per pack, CYTOFLEX Ti-ENFORCED/CYTOFLEX Ti-ENFORCED MEMBRANE C05-3501 25X36mm 1 per pack, CYTOFLEX Ti-ENFORCED/CYTOFLEX Ti-ENFORCED MEMBRANE C05-1701 25X30mm 1 per pack, CYTOFLEX Ti-ENFORCED/CYTOFLEX Ti-ENFORCED MEMBRANE C05-3901 30X41mm 1 per pack, CYTOFLEX Ti-ENFORCED/CYTOFLEX Ti-ENFORCED MEMBRANE C05-4101 30X20mm 1 per pack, PERFORATED CYTOFLEX Ti-ENFORCED/PERFORATED CYTOFLEX Ti-ENFORCED MEBRANE C06-0901 19X26mm 1 per pack, PERFORATED CYTOFLEX Ti-ENFORCED/PERFORATED CYTOFLEX Ti-ENFORCED MEBRANE C06-1301 20X25mm 1 per pack, PERFORATED CYTOFLEX Ti-ENFORCED/PERFORATED CYTOFLEX Ti-ENFORCED MEBRANE C06-3501 25X36mm 1 per pack, PERFORATED CYTOFLEX Ti-ENFORCED/PERFORATED CYTOFLEX Ti-ENFORCED MEBRANE C06-1701 25X30mm 1 per pack, PERFORATED CYTOFLEX Ti-ENFORCED/PERFORATED CYTOFLEX Ti-ENFORCED MEBRANE C06-3901 30X41mm 1 per pack, PERFORATED CYTOFLEX Ti-ENFORCED/PERFORATED CYTOFLEX Ti-ENFORCED MEBRANE C06-4101 30X41mm 1 per pack, COLLAFLEX/COLLAFLEX PORCINE PERICARDIUM, COLLAGEN MEBRANE C07-0101 15X20mm 1 per pack , COLLAFLEX/COLLAFLEX PORCINE PERICARDIUM, COLLAGEN MEBRANE C07-0201 20X30mm 1 per pack , COLLAFLEX/COLLAFLEX PORCINE PERICARDIUM, COLLAGEN MEBRANE C07-0301 30X40mm 1 per pack , UNIGRAFT/UNIGRAFT BIOACTIVE BONE GRAFT U01-0105 200-400um ,0.5 gram vial,5 per pack, UNIGRAFT/UNIGRAFT BIOACTIVE BONE GRAFT U01-0105 200-400um ,1.0 gram vial,5 per pack, UNIGRAFT/UNIGRAFT BIOACTIVE BONE GRAFT U01-0105 200-600um ,0.5 gram vial,5 per pack, UNIGRAFT/UNIGRAFT BIOACTIVE BONE GRAFT U01-0105 200-600um ,1.0 gram vial,5 per pack, UNIGRAFT/UNIGRAFT BIOACTIVE BONE GRAFT U01-0105 200-600um ,2.0gram vial,5 per pack | MOTO-MANIA | 2024-06-26T00:00:00.000+02:00 | Unicare Biomedical, Inc. Main Site: 23011 Moulton Parkway, Suite J-11, Laguna Hills, California, 92653, United States | JEY, LYC, NPK, NPL | Klasa II | Membrane , KOCKE | Pajisje dentare
16865 | Yumizen G FIB 2, Yumizen G FIB 5 | BIOMETRIC ALBANIA | 2024-07-02T00:00:00.000+02:00 | HORIBA ABX SAS - Adresa: Parc Euromédecine, Rue du Caducée, BP 7290, 34184 Montpellier CEDEX 4, France | 1300036383, 1300036384 | In vitro | Reagent koagulues | Pajisje te diagnostifikimit in vitro
16866 | Yumizen G CAL | BIOMETRIC ALBANIA | 2024-07-02T00:00:00.000+02:00 | HORIBA ABX SAS - Adresa: Parc Euromédecine, Rue du Caducée, BP 7290, 34184 Montpellier CEDEX 4, France | 1300036416 | In vitro | Kalibrator koagulimi | Pajisje te diagnostifikimit in vitro
16867 | Probe, Surgical Arthroscopy - Surgical Probe - Monopolar, Probe, Surgical Arthroscopy - Surgical Probe - Monopolar 30 °, Probe, Surgical Arthroscopy - Surgical Probe - Monopolar 90 °, Probe, Surgical Arthroscopy - Surgical Probe - Monopolar, Probe, Surgical Arthroscopy - Surgical Probe - Monopolar 30 °, Probe, Surgical Arthroscopy - Surgical Probe - Monopolar 60 °, Probe, Surgical Arthroscopy - Surgical Probe - Monopolar 90 °, Surgical irrigation tubing set, single-use -Arthro Pump Tubing Set Manuel Flow, Surgical irrigation tubing set, single-use -Arthro Pump Tubing Set With Cassette | Orto-Implant | 2024-07-10T00:00:00.000+02:00 | Doratek Medikal Elektrik Makina Imalatı Turizm İns. San. ve Tic. Ltd. Sti. Agac Metal Koop. 1436. Sok. No:6 İvedik OSB. Yenimahalle/Ankara Türkiye | RFMP-0000, RFMP-0030, RFMP-0060, RFMP-0090, ARFMP-0000, ARFMP-0030, ARFMP-0060, ARFMP-0090, APTS-0000, APTS-0001, APTS-0002, APTS-0003, APTS-0101, APTS-0102, APTS-0103, AAPTS-0000, AAPTS-0001, AAPTS-0002, AAPTS-0003, AAPTS-0101, AAPTS-0102, AAPTS-0103 | Klasa IIb, Is | Probe, Surgical Arthroscopy - Surgical Probe janë pajisje të holla fleksible me një fund të hapur që përdoren për të zhvendosur indet në nderhyrje të ndryshme kirurgjikale., Surgical irrigation tubing set, single-use -Arthro Pump Tubing Set, janë pajisje mjekësore që kanë për qëllim të sigurojnë presion të vazhdueshëm brenda artikulacionit dhe kryejnë procesin e larjes duke cuar ujë fiziologjik në zonën e operacionit. Kështu, indi i sëmurë mund të diagnostikohet dhe trajtohet më mirë. | Pajisje nje perdorimeshe
Automatic Output Flow, Surgical irrigation tubing set, single-use -Arthro Pump Tubing Set With Cassette
Automatic Input/Output Flow, Surgical irrigation tubing set, single-use -Arthro Pump Tubing Set Arthro Pump Tubing Set Manuel Flow, Surgical irrigation tubing set, single-use -Arthro Pump Tubing Set Automatic Input Flow, Surgical irrigation tubing set, single-use -Arthro Pump Tubing Set Automatic Output Flow, Surgical irrigation tubing set, single-use -Arthro Pump Tubing Set Automatic
Input/Output Flow, Surgical irrigation tubing set, single-use -Arthro Pump Tubing Set With Cassette
Automatic Input Flow
16868 | AUTO KERATO-REFRACTOMETER | O.E.S DISTRIMED | 2024-07-09T00:00:00.000+02:00 | TOPCON CORPORATION Address:75-1,Hasunuma-cho,Itabashi-ku,Tokyo,174-8580,JAPAN | KR-800 | Im | Refraktometer,pajisje ekzaminimi okulistik | Pajisje nje perdorimeshe
16869 | Endoscopic electrosurgical handpiece/ electrode, monopolar, single use /Purstring™/PURSTRING* 45 TEMP/PERM INSTR, Endoscopic electrosurgical handpiece/ electrode, monopolar, single use /Purstring™/DISPOSABLE PURSTRING* 65 INSTRUMENT | O.E.S DISTRIMED | 2024-07-09T00:00:00.000+02:00 | Covidien llc 15 Hampshire Street Mansfield, MA 02048, U.S.A. | 020730, 020242 | Klasa III | Instrumenta Suturues Automatikë PurStringTM – përdorim në kirurgji të ndryshme | Pajisje nje perdorimeshe
16870 | Multilink Hybrid Abutment | FUTURA-DENT | 2024-07-08T00:00:00.000+02:00 | IVOCLAR VIVADENT AG ,BENDERERSTRASSE 2 9494 SCHAAN LIECHTENSTEIN | 647182AN | Klasa IIa | CEMENT PER NGJITJE EXTRAORALE | Pajisje dentare
16871 | Variolink Esthetic LC Refill 1x2g light+, Variolink Esthetic LC Refill 1x2g light, Variolink Esthetic LC Ref. 1x2g neutral, Variolink Esthetic LC Refill 1x2g warm, Variolink Esthetic LC Refill 1x2g warm+, Variolink Esth LC Ref 1x2g White opaque, Variolink Esthetic LC Ref. 1x2g Warm+, Variolink Esthetic LC Ref. 1x2g Warm, Variolink Esthetic LC Ref. 1x2g Neutr, Variolink Esthetic LC Ref 1x2g Light+, Variolink Esthetic LC Ref. 1x2g Light | FUTURA-DENT | 2024-07-08T00:00:00.000+02:00 | IVOCLAR VIVADENT AG ,BENDERERSTRASSE 2 9494 SCHAAN LIECHTENSTEIN | 666126WW, 666127WW, 666128WW, 666129WW, 666130WW, 762061WW, 763422WW, 763423WW, 763424WW, 763425WW, 763446WW | Klasa IIa | CEMENT PER NGJITJE URASH DENTARE | Pajisje dentare
16872 | Variolink Esthetic DC Refill 1x5g light+, Variolink Esthetic DC Refill 1x5g light, Variolink Esthetic DC Ref. 1x5g neutral, Variolink Esthetic DC Refill 1x5g warm, Variolink Esthetic DC Refill 1x5g warm+, Variolink Esthetic DC Refill 1x9g light, Variolink Esthetic DC Ref. 1x9g neutral, Variolink Esthetic DC Refill 1x9g warm, Variolink Esth. DC Refill 3x9g light, Variolink Esth. DC Refill 3x9g neutral, Variolink Esth. DC Refill 3x9g warm, Variolink Esth DC Ref 1x5g White opaque | FUTURA-DENT | 2024-07-08T00:00:00.000+02:00 | IVOCLAR VIVADENT AG ,BENDERERSTRASSE 2 9494 SCHAAN LIECHTENSTEIN | 666117WW, 666118WW, 666119WW, 666120WW, 666121WW, 666122WW, 666123WW, 666124WW, 692424WW, 692425WW, 692426WW, 762062WW | Klasa IIa | CEMENT PER NGJITJE URASH DENTARE | Pajisje dentare
16873 | IPS InLine Incisal 20 g 1, IPS InLine Incisal 20 g 2, IPS InLine Incisal 20 g 3, IPS InLine Incisal 100 g 1, IPS InLine Incisal 100 g 2, IPS InLine Incisal 100 g 3, IPS InLine System Opaquer A1 3g, IPS InLine System Opaquer A2 3g, IPS InLine System Opaquer A3 3g, IPS InLine System Opaquer A3.5 3g, IPS InLine System Opaquer A4 3g, IPS InLine System Opaquer B1 3 g, IPS InLine System Opaquer B2 3g, IPS InLine System Opaquer B3 3g, IPS InLine System Opaquer B4 3g, IPS InLine System Opaquer C1 3g, IPS InLine System Opaquer C2 3g, IPS InLine System Opaquer C3 3g, IPS InLine System Opaquer C4 3g, IPS InLine System Opaquer D2 3g, IPS InLine System Opaquer D3 3g, IPS InLine System Opaquer D4 3g, IPS InLine System Opaquer A1 9g, IPS InLine System Opaquer A2 9g, IPS InLine System Opaquer A3 9g, IPS InLine System Opaq. A-D 9 g A3.5, IPS InLine System Opaquer A4 9g, IPS InLine System Opaquer B1 9g, IPS InLine System Opaquer B2 9g, IPS InLine System Opaquer B3 9g, IPS InLine System Opaquer B4 9g, IPS InLine System Opaquer C1 9g, IPS InLine System Opaquer C2 9g, IPS InLine System Opaquer C3 9g, IPS InLine System Opaquer C4 9g, IPS InLine System Opaquer D2 9g, IPS InLine System Opaquer D3 9g, IPS InLine System Opaquer D4 9g, IPS InLine Margin A-D 20 g A1, IPS InLine Margin A-D 20 g A2, IPS InLine Margin A-D 20 g A3, IPS InLine Margin A-D 20 g A3.5, IPS InLine Margin A-D 20 g A4, IPS InLine Margin A-D 20 g B1, IPS InLine Margin A-D 20 g B2, IPS InLine Margin A-D 20 g B3, IPS InLine Margin A-D 20 g B4, IPS InLine Margin A-D 20 g C1, IPS InLine Margin A-D 20 g C2, IPS InLine Margin A-D 20 g C3, IPS InLine Margin A-D 20 g C4, IPS InLine Margin A-D 20 g D2/D3, IPS InLine Margin A-D 20 g D4, IPS InLine Deep Dentin A-D 20 g A1, IPS InLine Deep Dentin A-D 20 g A2, IPS InLine Deep Dentin A-D 20 g A3, IPS InLine Deep Dentin A-D 20 g A3.5, IPS InLine Deep Dentin A-D 20 g A4, IPS InLine Deep Dentin A-D 20 g B1, IPS InLine Deep Dentin A-D 20 g B2, IPS InLine Deep Dentin A-D 20 g B3, IPS InLine Deep Dentin A-D 20 g B4, IPS InLine Deep Dentin A-D 20 g C1, IPS InLine Deep Dentin A-D 20 g C2, IPS InLine Deep Dentin A-D 20 g C3, IPS InLine Deep Dentin A-D 20 g C4, IPS InLine Deep Dentin A-D 20 g D2/D3, IPS InLine Deep Dentin A-D 20 g D4, IPS InLine Dentin A-D 20 g A1, IPS InLine Dentin A-D 20 g A2, IPS InLine Dentin A-D 20 g A3, IPS InLine Dentin A-D 20 g A3.5, IPS InLine Dentin A-D 20 g A4, IPS InLine Dentin A-D 20 g B1, IPS InLine Dentin A-D 20 g B2, IPS InLine Dentin A-D 20 g B3, IPS InLine Dentin A-D 20 g B4, IPS InLine Dentin A-D 20 g C1, IPS InLine Dentin A-D 20 g C2, IPS InLine Dentin A-D 20 g C3, IPS InLine Dentin A-D 20 g C4, IPS InLine Dentin A-D 20 g D2, IPS InLine Dentin A-D 20 g D3, IPS InLine Dentin A-D 20 g D4, IPS InLine Cerv. Dentin A-D 20 g D2/D3, IPS InLine Dentin A-D 100 g A1, IPS InLine Dentin A-D 100 g A2, IPS InLine Dentin A-D 100 g A3, IPS InLine Dentin A-D 100 g A3.5, IPS InLine Dentin A-D 100 g A4, IPS InLine Dentin A-D 100 g B1, IPS InLine Dentin A-D 100 g B2, IPS InLine Dentin A-D 100 g B3, IPS InLine Dentin A-D 100 g B4, IPS InLine Dentin A-D 100 g C1, IPS InLine Dentin A-D 100 g C2, IPS InLine Dentin A-D 100 g C3, IPS InLine Dentin A-D 100 g C4, IPS InLine Dentin A-D 100 g D2, IPS InLine Dentin A-D 100 g D3, IPS InLine Dentin A-D 100 g D4, IPS InLine Transpa Incisal 20 g 1, IPS InLine Transpa Incisal 20 g 2, IPS InLine Transpa Incisal 20 g 3, IPS InLine Transpa Incisal 100 g 1, IPS InLine Transpa Incisal 100 g 2, IPS InLine Transpa Incisal 100 g 3, IPS InLine Occlusal Dentin 20 g orange, IPS InLine Occlusal Dentin 20 g brown, IPS InLine Mamelon Masse 20 g light, IPS InLine Opal Effect 20 g 1, IPS InLine Opal Effect 20 g 2, IPS InLine Opal Effect 20 g 3, IPS InLine Opal Effect 20 g 4, IPS InLine Opal Effect 20 g 5, IPS InLine Opal Effect 20 g violet, IPS InLine Cervical Incisal 20 g orange, IPS InLine Transpa 20 g clear, IPS InLine Transpa 20 g blue, IPS InLine Transpa 100 g clear, IPS InLine Gingiva Opaquer 3 g pink, IPS InLine Gingiva 20 g 1, IPS InLine Gingiva 20 g 2, IPS InLine Gingiva 20 g 3, IPS InLine Gingiva 20 g 4, IPS InLine Gingiva 20 g 5, IPS InLine Intensiv Gingiva 20 g 1, IPS InLine Intensiv Gingiva 20 g 2, IPS InLine Intensiv Gingiva 20 g 3, IPS InLine Intensiv Gingiva 20 g 4, IPS InLine System Opaquer 1 g F, IPS InLine System Opaquer white 3g, IPS InLine System Opaquer violet 3g, IPS InLine System Opaquer brown 3g, IPS InLine System Opaquer incisal 3g, IPS InLine System Opaquer white 9g, IPS InLine System Opaquer violet 9g, IPS InLine System Opaquer brown 9g, IPS InLine System Opaquer incisal 9g, IPS InLine Add-On 20 g, IPS InLine Add-On Margin 20 g, IPS InLine System Opaq Liq Ref 15ml, IPS InLine Margin Build-Up Liquid 60 ml, IPS InLine System BuildUp Liq L 60ml, IPS InLine System BuildUp Liq P 60ml, IPS InLine System Build-Up Liq L 250, IPS InLine System Build-Up Liq P 250, IPS InLine Mamelon Masse 20g yellow-oran, IPS InLine Mamelon Masse 20 g salmon, IPS InLine Cervical Incisal 20 g yellow, IPS InLine Transpa 20 g neutral, IPS InLine Transpa 20 g brown-grey, IPS InLine Transpa 100 g neutral, IPS InLine System Add-On 690°C 20g, IPS InLine System Opaquer 3g BL1/BL2, IPS InLine System Opaquer 3g BL3/BL4, IPS InLine System Opaquer 9g BL1/BL2, IPS InLine System Opaquer 9g BL3/BL4, IPS InLine Dentin 20 g BL1, IPS InLine Dentin 20 g BL2, IPS InLine Dentin 20 g BL3, IPS InLine Dentin 20 g BL4, IPS InLine Dentin 100 g BL1, IPS InLine Dentin 100 g BL2, IPS InLine Dentin 100 g BL3, IPS InLine Dentin 100 g BL4, IPS InLine Incisal 20 g BL, IPS InLine Incisal 100 g BL, IPS InLine One Dentcisal 20 g BL, IPS InLine One Dentcisal 20 g 1, IPS InLine One Dentcisal 20 g 2, IPS InLine One Dentcisal 20 g 3, IPS InLine One Dentcisal 20 g 4, IPS InLine One Dentcisal 20 g 5, IPS InLine One Dentcisal 20 g 6, IPS InLine One Dentcisal 100 g Shade BL, IPS InLine One Dentcisal 100 g Shade 1, IPS InLine One Dentcisal 100 g Shade 2, IPS InLine One Dentcisal 100 g Shade 3, IPS InLine One Dentcisal 100 g Shade 4, IPS InLine One Dentcisal 100 g Shade 5, IPS InLine One Dentcisal 100 g Shade 6, IPS InLine Sy Pow Opaquer 18g BL1/BL2, IPS InLine Sy Pow Opaquer 18g BL3/BL4, IPS InLine Sy Powder Opaquer 18g A1, IPS InLine Sy Powder Opaquer 18g A2, IPS InLine Sy Powder Opaquer 18g A3, IPS InLine Sy Powder Opaquer 18g A3.5, IPS InLine Sy Powder Opaquer 18g A4, IPS InLine Sy Powder Opaquer 18g B1, IPS InLine Sy Powder Opaquer 18g B2, IPS InLine Sy Powder Opaquer 18g B3, IPS InLine Sy Powder Opaquer 18g B4, IPS InLine Sy Powder Opaquer 18g C1, IPS InLine Sy Powder Opaquer 18g C2, IPS InLine Sy Powder Opaquer 18g C3, IPS InLine Sy Powder Opaquer 18g C4, IPS InLine Sy Powder Opaquer 18g D2, IPS InLine Sy Powder Opaquer 18g D3, IPS InLine Sy Powder Opaquer 18g D4, IPS InLine Sy Powder Opaquer 80g A1, IPS InLine Sy Powder Opaquer 80g A2, IPS InLine Sy Powder Opaquer 80g A3, IPS InLine Sy Powder Opaquer 80g A3.5, IPS InLine Sy Powder Opaquer 80g A4, IPS InLine Sy Powder Opaquer 80g B1, IPS InLine Sy Powder Opaquer 80g B2, IPS InLine Sy Powder Opaquer 80g B3, IPS InLine Sy Powder Opaquer 80g B4, IPS InLine Sy Powder Opaquer 80g C1, IPS InLine Sy Powder Opaquer 80g C2, IPS InLine Sy Powder Opaquer 80g C3, IPS InLine Sy Powder Opaquer 80g C4, IPS InLine Sy Powder Opaquer 80g D2, IPS InLine Sy Powder Opaquer 80g D3, IPS InLine Sy Powder Opaquer 80g D4, IPS InLine Gingiva Pow Opaquer 18g pink, IPS InLine Sy Int Pow Opaquer 18g white, IPS InLine Sy Int Pow Opaquer 18g violet, IPS InLine Sy Int Pow Opaquer 18g brown, IPS InLine Sy Int Pow Opaquer 18g incis., IPS InLine Sy Pow Opaquer Liquid 60ml, IPS InLine Sy Pow Opaquer Liquid 250ml | FUTURA-DENT | 2024-07-08T00:00:00.000+02:00 | IVOCLAR VIVADENT AG ,BENDERERSTRASSE 2 9494 SCHAAN LIECHTENSTEIN | 593146, 593147, 593148, 593150, 593151, 593152, 593160, 593161, 593162, 593163, 593164, 593165, 593166, 593167, 593168, 593169, 593170, 593171, 593172, 593173, 593174, 593175, 593177, 593178, 593179, 593180, 593181, 593182, 593183, 593184, 593185, 593186, 593187, 593188, 593189, 593190, 593191, 593192, 593194, 593195, 593196, 593197, 593198, 593199, 593200, 593201, 593202, 593203, 593204, 593205, 593206, 593207, 593208, 593210, 593211, 593212, 593213, 593214, 593215, 593216, 593217, 593218, 593219, 593220, 593221, 593222, 593223, 593224, 593226, 593227, 593228, 593229, 593230, 593231, 593232, 593233, 593234, 593235, 593236, 593237, 593238, 593239, 593240, 593241, 593242, 593244, 593245, 593246, 593247, 593248, 593249, 593250, 593251, 593252, 593253, 593254, 593255, 593256, 593257, 593258, 593259, 593262, 593263, 593264, 593266, 593267, 593268, 593271, 593272, 593273, 593275, 593276, 593277, 593278, 593279, 593280, 593281, 593283, 593284, 593285, 593287, 593289, 593290, 593291, 593292, 593293, 593295, 593296, 593297, 593298, 593323, 593325, 593326, 593327, 593328, 593330, 593331, 593332, 593333, 593343, 593344, 593345, 593346, 593348, 593349, 593351, 593352, 600096, 600097, 600098, 600099, 600100, 600101, 602386, 602930, 602931, 602933, 602934, 602972, 602973, 602974, 602975, 602977, 602978, 602979, 602980, 602981, 602982, 631850, 631851, 631852, 631853, 631854, 631855, 631856, 631857, 631858, 631859, 631860, 631861, 631862, 631863, 649127, 649128, 649171, 649172, 649173, 649174, 649175, 649176, 649177, 649178, 649179, 649180, 649181, 649182, 649183, 649184, 649185, 649186, 649187, 649188, 649189, 649191, 649192, 649193, 649194, 649195, 649196, 649197, 649198, 649199, 649200, 649201, 649202, 649203, 649204, 649205, 649206, 649207, 649208, 649209, 649210 | Klasa IIa | PORCELAN PLUHUR PER METAL | Pajisje dentare
16874 | Foxtrot NC PTCA Balloon Catheters | GP MEDICAL AL | 2024-07-11T00:00:00.000+02:00 | Shanghai MicroPort Medical (Group) Co., Ltd., 1601 Zhangdong Road, ZJ High-Tech Park, Shanghai, P. R. China, Zip code: 201203 | PH2206, PH2506, PH2706, PH3006, PH3206, PH3506, PH3706, PH4006, PH4506, PH5006, PH2208, PH2508, PH2708, PH3008, PH3208, PH3508, PH3708, PH4008, PH4508, PH5008, PH2210, PH2510, PH2710, PH3010, PH3210, PH3510, PH3710, PH4010, PH4510, PH5010, PH2212, PH2512, PH2712, PH3012, PH3212, PH3512, PH3712, PH4012, PH4512, PH5012, PH2215, PH2515, PH2715, PH3015, PH3215, PH3515, PH3715, PH4015, PH4515, PH5015, PH2220, PH2520, PH2720, PH3020, PH3220, PH3520, PH3720, PH4020, PH4520, PH5020 | Klasa III | Pajisje mjekesore per procedura kirurgjikale dhe nderhyrje kardiovaskulare. | Pajisje te implantueshme jo aktive
16875 | Invasive (Transesophageal) Transducer/ | Health & Light | 2024-07-08T00:00:00.000+02:00 | Philips Ultrasound LLC 22100 Bothell Everett Hwy Bothell, WA 98021-8431 USA | Transducer X11-4t | Klasa IIa | Sonde transesofageale | Pajisje elektromekanike
16876 | A050102-Elastomeric systems,variable flow;Disposable infusion pump | GREEMED | 2024-07-10T00:00:00.000+02:00 | Zhejiang Runqiang Medical Device Co.,Ltd. ADD：No. 599, Ruifeng Street, Gaozhao Street, Xiuzhou District, Jiaxing City, Zhejiang Province | SZB-CX, SZB-CZ, SZB-DX, SZB-DZ, SZB-CX-F, SZB-CZ-F, SZB-DX-F, SZB-DZ-F, SZB-CX-U, SZB-CZ-U, SZB-DX-U, SZB-DZ-U, SZB-CX-B, SZB-CZ-B, SZB-DX-B, SZB-DZ-B, SZB-CX-BF, SZB-CZ-BF, SZB-DX-BF, SZB-DZ-BF, SZB-CX-BU, SZB-CZ-BU, SZB-DX-BU, SZB-DZ-BU | Klasa IIa | Pompe infuzioni per administrimin e barnave analgjezike per kimioterapi intraoperative,postoperative,lindje dhe kimioterapi anelgjezike per pacientet me kancer | Tjeter
16877 | Devices for anaesthesia,Anaesthesia needle,Locoplex - L.100mm - 21 G - 17°, Devices for anaesthesia,Anaesthesia needle,Locoplex - L.120mm - 20G - 17° , Devices for anaesthesia,Anaesthesia needle,Locoplex - L.150mm - 20G - 17°, Devices for anaesthesia,Anaesthesia needle,Locoplex - L.25mm - 23G - 17°, Devices for anaesthesia,Anaesthesia needle,Locoplex - L.35mm - 23G - 17° , Devices for anaesthesia,Anaesthesia needle,Locoplex - L.50mm - 20G - 17°, Devices for anaesthesia,Anaesthesia needle,Locoplex - L.85mm - 21G -17° , Devices for anaesthesia,Anaesthesia needle,Locoplex - L.100mm - 21 G - 30° , Devices for anaesthesia,Anaesthesia needle,Locoplex - L.120mm - 20G - 30° , Devices for anaesthesia,Anaesthesia needle,Locoplex - L.150mm - 20G - 30° , Devices for anaesthesia,Anaesthesia needle,Locoplex - L.25mm - 23G - 30° , Devices for anaesthesia,Anaesthesia needle,Locoplex - L.35mm - 23G - 30° , Devices for anaesthesia,Anaesthesia needle,Locoplex - L.50mm - 21 G - 30° , Devices for anaesthesia,Anaesthesia needle,Locoplex - L.85mm - 21 G - 30° , Devices for anaesthesia,Anaesthesia needle,Visioplex - L.100mm - 20G - 30°, Devices for anaesthesia,Anaesthesia needle,Visioplex - L.50mm - 20G - 30° , Devices for anaesthesia,Anaesthesia needle,Visioplex - L.35mm - 22G - 30°, Devices for anaesthesia,Anaesthesia needle,Visioplex - L.50mm - 22G - 30° , Devices for anaesthesia,Anaesthesia needle,Visioplex - L.85mm - 22G - 30°, Devices for anaesthesia,Anaesthesia needle,Echoplex+ - L.100mm - 22G - 17°, Devices for anaesthesia,Anaesthesia needle,Echoplex+ - L.120mm - 21 G - 17° , Devices for anaesthesia,Anaesthesia needle,Echoplex+ - L.150mm - 21 G - 17°, Devices for anaesthesia,Anaesthesia needle,Echoplex+ - L.25mm - 23G - 17° , Devices for anaesthesia,Anaesthesia needle,Echoplex+ - L.35mm - 23G - 17°, Devices for anaesthesia,Anaesthesia needle,Echoplex+ - L.50mm - 21 G - 17° , Devices for anaesthesia,Anaesthesia needle,Echoplex+ - L.85mm - 22G - 17° , Devices for anaesthesia,Anaesthesia needle,Echoplex+ - L.100mm - 21 G - 20°, Devices for anaesthesia,Anaesthesia needle,Echoplex+ - L.120mm - 20G - 20° , Devices for anaesthesia,Anaesthesia needle,Echoplex+ - L.150mm - 20G - 20°, Devices for anaesthesia,Anaesthesia needle,Echoplex+ - L.25mm - 23G - 20° , Devices for anaesthesia,Anaesthesia needle,Echoplex+ - L.35mm - 23G - 20° , Devices for anaesthesia,Anaesthesia needle,Echoplex+ - L.50mm - 22G - 20° , Devices for anaesthesia,Anaesthesia needle,Echoplex+ - L.85mm - 21 G - 20° , Devices for anaesthesia,Set for continuous plexus blacks,Techniplex - Set for continuous plexus blacks - 100mm - 17°, Devices for anaesthesia,Set for continuous plexus blacks,Techniplex - Set for continuous plexus blacks - 120mm - 17°, Devices for anaesthesia,Set for continuous plexus blacks,Techniplex - Set for continuous plexus blacks - 35mm - 17°, Devices for anaesthesia,Set for continuous plexus blacks,Techniplex - Set for continuous plexus blacks - 50mm - 17° , Devices for anaesthesia,Set for continuous plexus blacks,Techniplex - Set for continuous plexus blacks - 100mm - 30° , Devices for anaesthesia,Set for continuous plexus blacks,Techniplex - Set for continuous plexus blacks - 100mm - Tuhoy , Devices for anaesthesia,Set for continuous plexus blacks,Techniplex - Set for continuous plexus blacks - 120mm - 30° , Devices for anaesthesia,Set for continuous plexus blacks,T echniplex - Set for continuous plexus blacks - 15 0mm - T uhoy , Devices for anaesthesia,Set for continuous plexus blacks,Techniplex - Set for continuous plexus blacks - 35mm - 30° , Devices for anaesthesia,Set for continuous plexus blacks,Techniplex - Set for continuous plexus blacks - 50mm - 30° , Devices for anaesthesia,Set for continuous plexus blacks,Techniplex - Set for continuous plexus blacks - 50mm - Tuhoy, Devices for anaesthesia,Set for continuous plexus blacks,Techniplex - Set forcontinuous plexus blacks - 150mm - 30° , Devices for anaesthesia,Set for continuous plexus blacks,lnfuplex - Set for continuous plexus blacks - 55mm - 17°, Devices for anaesthesia,Set for continuous plexus blacks,lnfuplex - Set for continuous plexus blacks - 70mm - 17° , Devices for anaesthesia,Set for continuous plexus blacks,lnfuplex - Set for continuous plexus blacks - 55mm - 30°, Devices for anaesthesia,Set for continuous plexus blacks,lnfuplex - Set for continuous plexus blacks - 70mm - 30° , Devices for anaesthesia,Set for continuous plexus blacks,Multiplex - Set for continuous plexus blacks - 120mm - 30°, Devices for anaesthesia,Set for continuous plexus blacks,Multiplex - Set for continuous plexus blacks - 35mm - 30°, Devices for anaesthesia,Set for continuous plexus blacks,Multiplex - Set for continuous plexus blacks - 50mm - 30° , Devices for anaesthesia,Set for continuous plexus blacks,Multiplex - Set for continuous plexus blacks - 85mm - 30°, Devices for anaesthesia,Set for continuous plexus blacks,Multiplex - Set for continuous plexus blacks - 120mm - 30° , Devices for anaesthesia,Set for continuous plexus blacks,Multiplex - Set for continuous plexus blacks - 50mm - 30°, Devices for anaesthesia,Set for continuous plexus blacks,Multiplex - Set for continuous plexus blacks - 85mm - 30° , Devices for anaesthesia,Set for continuous plexus blacks,Silverstim - Set for continuous plexus blacks - 100mm - 30° , Devices for anaesthesia,Set for continuous plexus blacks,Silverstim - Set for continuous plexus blacks - 120mm - 30° , Devices for anaesthesia,Set for continuous plexus blacks,Silverstim - Set for continuous plexus blacks - 50mm - 30°, Devices for anaesthesia,Set for continuous plexus blacks,Silverstim - Set for continuous plexus blacks - 50mm - Tuohy , Devices for anaesthesia,Set for continuous plexus blacks,Silverstim - Set for continuous plexus blacks - 85mm - 30° , Devices for anaesthesia,Set for continuous plexus blacks,Silverstim - Set for continuous plexus blacks - 85mm - Tuohy , Devices for anaesthesia,Set for continuous plexus blacks,Silverstim - Set for continuous plexus blacks - 35mm - 30° , Devices for anaesthesia,Set for continuous plexus blacks,Silverstim - Set for continuous plexus blacks - 50mm - 30° , Devices for anaesthesia,Set for continuous plexus blacks,Silverstim - Set for continuous plexus blacks - 85mm - 30° | GREEMED | 2024-07-03T00:00:00.000+02:00 | Vygon 5 rue Adeline 95440 Ecouen France | 5194.10, 5194.12, 5194.15, 5194.25, 5194.35, 5194.50, 5194.85, 5194.103, 5194.123, 5194.153, 5194.253, 5194.353, 5194.503, 5194.853, 6094.103, 6094.503, 6094.3534, 6094.5034, 6094.8534, 6194.1, 6194.12, 6194.15, 6194.25, 6194.35, 6194.5, 6194.85, 6194.103, 6194.123, 6194.153, 6194.253, 6194.353, 6194.503, 6194.853, 5195.10, 5195.12, 5195.35, 5195.50, 5195.103, 5195.106, 5195.123, 5195.156, 5195.353, 5195.503, 5195.506, 5195.1031, 5195.1531, 5195.5031, 5196.55, 5196.70, 5196.553, 5196.703, 5197.123, 5197.353, 5197.503, 5197.853, 5197.1239, 5197.8539, 5197.5039, 5198.103, 5198.123, 5198.353, 5198.503, 5198.506, 5198.853, 5198.856, 5198.1233, 5198.3533, 5198.5033, 5198.8533 | Klasa IIa | Age per anestezi, set që lejon lokalizimin e nervit duke përdorur një gjilpërë neurostimuluese dhe më pas futjen e kateterit përmes gjilpërës. | Tjeter
16878 | FISIOGRAFT SPUGNA X 1 PZ., FISIOGRAFT POLVERE X 1 PZ, FISIOGRAFT GEL X 5 PZ, FISIOGRAFT GEL X 1 PZ, FISIOGRAFT NANOH.A.REINFORCED X 2, FISIOGRAFT SLURRY GEL x 1, FISIOGRAFT HA BLOCCO X 1 PZ, FISIOGRAFT HA BLOCCO X 4 PZ, FISIOGRAFT HA PASTA X 1 PZ, FISIOGRAFT HA PASTA X 4 PZ, FISIOGRAFT HA PASTA X 2 PZ, FISIOGRAFT HA GRANULI X 1 PZ, FISIOGRAFT HA GRANULI X 4 PZ, FISIOGRAFT MIX GRANULAR, NEW SHORE, SURGIPLASTER SINUS, SURGIPLASTER G170, SURGIPLASTER P30, GHIMASPLASTER SINUS, GHIMASPLASTER G170, GHIMASPLASTER P30 | SHIFT | 2024-07-03T00:00:00.000+02:00 | GHIMAS SPA Via Cimarosa 85 40033 Casalecchio di Reno (BO) Italy | PFOF0016, PFOF0026, PFOF0035, PFOF0036, PFOF0040, PFOF0050, PFLT3230, PFLT3240, PFLT3200, PFLT3210, PFOF0070, PFLT3250, PFLT3260, PFOF0130, PFLT3320, PFSU0010, PFSU0020, PFSU0030, PFSU0011, PFSU0021, PFSU0031 | Klasa III | Sfungjer, Pluhur, Xhel, NanoH.A.-përforcuar, Pasta / Blocco / Granuli, Mix Granular / NEW SHORE, Graft sintetik I kockes me sulfat kaliumi | Pajisje dentare
16879 | DIRECT TITANIUM ATTACHMENTS / SPHERO FLEX SPHERO BLOCK | SHIFT | 2024-07-03T00:00:00.000+02:00 | RHEIN 83 SRL Via Emilio Zago 10 ABC 40128 Bologna ( BO ) Italy | 002CAM4305R, 002CAM431R, 002CAM432R, 002CAM433R, 002CAM434R, 002CAM435R, 002CAM436R, 002CAM436RT, 002CAM505R, 002CAM51R, 002CAM53R, 002CAM54R, 002CAM55R, 002CAP102R, 002CAPPETTE, 002CCM1R, 002CE05R, 002CE1R, 002CE2R, 002CE3805R, 002CE382R, 002CE3R, 002CEL05R, 002CH05R, 002CH1R, 002CH3R, 002CH41R, 002CH42R, 002CH43R, 002CH4R, 002CL3251R, 002CL3252R, 002CL3253R, 002CL3254R, 002ESS384R, 002ESS385R, 002ESS386R, 002ET41R, 002ET42R, 002ET471R, 002ET472R, 002ET473R, 002ETCV141R, 002II4R, 002II5R, 002II6R, 002IIC32505R, 002IIC3251R, 002IIC3252R, 002IIC3253R, 002IIC3254R, 002IIC3255R, 002IIC3256R, 002IIC3257R, 002IIC405R, 002IIC41R, 002IIC42R, 002IIC42RT, 002IIC43R, 002IIC43RT, 002IIC44R, 002IIC45R, 002IIC46R, 002IIC47R, 002IIC505R, 002IIC51R, 002IIC52R, 002IIC53R, 002IIC54R, 002IIC55R, 002IIC56R, 002IIC63R, 002ETCV142R, 002ETCV143R, 002ETCV144R, 002ETCV146R, 002ETCV147R, 002EV21R, 002EV22R, 002EV23251R, 002EV23252R, 002EV23253R, 002EV23R, 002EV24R, 002EV25R, 002EV26R, 002EV384R, 002EV411R, 002EV414R, 002EV415R, 002EVO41R, 002EVO42R, 002EVO43R, 002EVO44R, 002EVO45R, 002EVO47R, 002EX3305R, 002EX331R, 002EX332R, 002EX333R, 002EX334R, 002EX335R, 002EX336R, 002EX41R, 002EX41RT, 002EX42R, 002EX4351R, 002EX4352R, 002EX43R, 002EX44R, 002EX45R, 002EX471R, 002EX472R, 002EXA331R, 002EXA332R, 002EXA333R, 002EXA334R, 002EXA335R, 002EXA411R, 002EXA412R, 002EXA413R, 002EXA414R, 002EXA415R, 002IIE1R, 002IIE2R, 002IIE3R, 002IIE3RT, 002IIE4R, 002IIE5R, 002IIE6R, 002IIE7R, 002IIWP51R, 002IIWP51RT, 002IIWP52R, 002IIWP53R, 002IIWP54R, 002IIWP55R, 002IIWP56R, 002IIWP61R, 002IIWP63R, 002IIWP64R, 002ILG1R, 002ILG2R, 002ILG3R, 002ILG4R, 002ILG5R, 002ILG6R, 002ILK331R, 002ILK332R, 002ILK334R, 002ILN1R, 002ILN383R, 002ILN3R, 002IMM292R, 002IMM293R, 002IMT331R, 002IMT334R, 002IMT4752R, 002IMX41R, 002IMX42R, 002IMZ332R, 002IMZ333R, 002IMZ335R, 002IMZ336R, 002IMZ45R, 002EXCV21R, 002EXCV22R, 002EXCV23R, 002EXCV31R, 002EXCV32R, 002EXCV33R, 002EXCV34R, 002EXCV36R, 002EXMS3305R, 002EXMS331R, 002EXMS332R, 002EXMS333R, 002EXMS334R, 002EXMS335R, 002EXMS337R, 002EZE1R, 002EZE3R, 002EZE4R, 002EZT1R, 002EZT2R, 002EZT3R, 002EZT4R, 002EZT5R, 002CL3255R, 002CL3256R, 002CL3257R, 002CLC1R, 002CLC2R, 002CLC3R, 002CLC4R, 002CLG382R, 002CLG383R, 002CLG384R, 002CLG387R, 002CLG432R, 002CLG435R, 002CLG53R, 002CLG54R, 002CLK32505R, 002CLK3251R, 002CLK3252R, 002CLK3253R, 002CLK3254R, 002CLK3255R, 002CLK3256R, 002CLK405R, 002CLK41R, 002CLK42R, 002CLK43R, 002CLK44R, 002CLK45R, 002CLK46R, 002CLK47R, 002CMY1R, 002CMY2R, 002CMY3R, 002CMY4R, 002COA1R, 002COA2R, 002COA31R, 002COA32R, 002COA33R, 002COA34R, 002COA35R, 002COA3R, 002COA4R, 002COA51R, 002COA52R, 002COA53R, 002COA5R, 002COA6R, 002COG1R, 002COG2R, 002COG3R, 002COG4R, 002COG5R, 002COL333R, 002COL334R, 002COL336R, 002COL41R, 002COL43R, 002COL505R, 002CON1R, 002CON2R, 002CON351R, 002CON352R, 002CON353R, 002CON354R, 002CON355R, 002CON356R, 002CON35M2R, 002CON35M4R, 002CON3R, 002CV3R, 002CV3RT, 002CV4R, 002CV4RT, 002CV5705R, 002CV571R, 002CV572R, 002CV573R, 002CV574R, 002CV575R, 002CV576R, 002CV577RT, 002CV5R, 002CV5RT, 002CV6R, 002CV6RT, 002CV7R, 002CV7RT, 002DAC42R, 002DAC43R, 002DAC44R, 002DAC452R, 002DAC46R, 002DAT1R, 002DAT2R, 002DAT3R, 002DAT4R, 002DATN1R, 002DATN2R, 002DATN4R, 002DATN5R, 002DC44R, 002DD41R, 002DEN1R, 002DEN2R, 002DEN41R, 002DEN42R, 002DIN1R, 002DIN2R, 002DIN3R, 002DIN4R, 002DIN5R, 002DIN6R, 002DIN7R, 002DIO331R, 002DIO332R, 002DIO333R, 002DIO334R, 002DIO3805R, 002DIO381R, 002DIO382R, 002DIO382RT, 002DIO383R, 002DIO384R, 002DIO384RT, 002DIO385R, 002DIO386R, 002DIO387R, 002DIO38R, 002DIO451R, 002DIO452R, 002DIO453R, 002DIO454R, 002DIO45R, 002DIS05R, 002DIS1R, 002DIS2R, 002DIU31R, 002DIU32R, 002DIU33R, 002DIU34R, 002DIU35R, 002DT3251R, 002DT3252R, 002DT3253R, 002DT3254R, 002DT3255R, 002DT3256R, 002DT5505R, 002DT551R, 002DT552R, 002DT553R, 002DT554R, 002DT555R, 002DT555RT, 002DY305R, 002DY31R, 002DY32R, 002DY33R, 002DY34R, 002DY361R, 002DY362R, 002DYH05R, 002DYH1R, 002DYH2R, 002DYH3R, 002DYH4R, 002DYH5R, 002EDR3305R, 0 | Klasa IIb | Kapje e drejte prej titani | Pajisje dentare
16880 | Needle for loco-regional anaesthesia by ultrasound guidance technique,safety,XXGxYYYmm 20° bevel/luer extension | GREEMED | 2024-07-03T00:00:00.000+02:00 | M.D.L S.r.l ,via Tavani,1/a-23014 DELEBIO (SO)- ITALIA (ITALY) | AEYMNVXXYYY | Klasa IIa | Age per anestezi permes teknikes udhezuese me ultratinguj | Tjeter
16881 | FX CERVICAL PEEK CAGE 12X12X4, FX CERVICAL PEEK CAGE 12X12X5, FX CERVICAL PEEK CAGE 12X12X6, FX CERVICAL PEEK CAGE 12X12X7, FX CERVICAL PEEK CAGE 12X12X8, FX CERVICAL PEEK CAGE 12X12X9, FX CERVICAL PEEK CAGE 12X14X4, FX CERVICAL PEEK CAGE 12X14X5, FX CERVICAL PEEK CAGE 12X14X6, FX CERVICAL PEEK CAGE 12X14X7, FX CERVICAL PEEK CAGE 12X14X8, FX CERVICAL PEEK CAGE 12X14X9, FX CERVICAL PEEK CAGE 14X16X4, FX CERVICAL PEEK CAGE 14X16X5, FX CERVICAL PEEK CAGE 14X16X6, FX CERVICAL PEEK CAGE 14X16X7, FX CERVICAL PEEK CAGE 14X16X8, FX CERVICAL PEEK CAGE 14X16X9, FX CERVICAL BLADED PEEK CAGE 14X16X4, FX CERVICAL BLADED PEEK CAGE 14X16X5, FX CERVICAL BLADED PEEK CAGE 14X16X6, FX CERVICAL BLADED PEEK CAGE 14X16X7, FX CERVICAL BLADED PEEK CAGE 14X16X8, FX CERVICAL BLADED PEEK CAGE 14X16X9, FX CERVICAL BLADED PEEK CAGE 14X16X10, FX CERVICAL EXPANDABLE BLADED PEEK CAGE 14X4, FX CERVICAL EXPANDABLE BLADED PEEK CAGE 14X5, FX CERVICAL EXPANDABLE BLADED PEEK CAGE 14X6, FX CERVICAL EXPANDABLE BLADED PEEK CAGE 14X7, FX CERVICAL EXPANDABLE BLADED PEEK CAGE 14X8, FX CERVICAL EXPANDABLE BLADED PEEK CAGE 14X9, FX CERVICAL EXPANDABLE BLADED PEEK CAGE 14X10, FX CERVICAL EXPANDABLE PEEK CAGE 14X4, FX CERVICAL EXPANDABLE PEEK CAGE 14X5, FX CERVICAL EXPANDABLE PEEK CAGE 14X6, FX CERVICAL EXPANDABLE PEEK CAGE 14X7, FX CERVICAL EXPANDABLE PEEK CAGE 14X8, FX CERVICAL EXPANDABLE PEEK CAGE 14X9, FX CERVICAL EXPANDABLE PEEK CAGE 14X10, FX 5 mm CERVICAL PEEK CAGE WITH SCREWS , FX 6 mm CERVICAL PEEK CAGE WITH SCREWS, FX 7 mm CERVICAL PEEK CAGE WITH SCREWS, 8 mm FX CERVICAL PEEK CAGE WITH SCREWS, FX PEEK LUMBAR TLIF CAGE 5, FX PEEK LUMBAR TLIF CAGE 6, FX PEEK LUMBAR TLIF CAGE 7, FX PEEK LUMBAR TLIF CAGE 8, FX PEEK LUMBAR TLIF CAGE 9, FX PEEK LUMBAR TLIF CAGE 10, FX PEEK LUMBAR TLIF CAGE 11, FX PEEK LUMBAR TLIF CAGE 12, FX PEEK LUMBAR TLIF CAGE 13, FX PEEK LUMBAR TLIF CAGE 14, FX PEEK LUMBAR TLIF CAGE 15, FX LUMBAR PLIF (STRAIGHT) PEEK CAGE 24X11X6, FX LUMBAR PLIF (STRAIGHT) PEEK CAGE 24X11X7, FX LUMBAR PLIF (STRAIGHT) PEEK CAGE 24X11X8, FX LUMBAR PLIF (STRAIGHT) PEEK CAGE 24X11X9, FX LUMBAR PLIF (STRAIGHT) PEEK CAGE 24X11X10, FX LUMBAR PLIF (STRAIGHT) PEEK CAGE 24X11X11, FX LUMBAR PLIF (STRAIGHT) PEEK CAGE 24X11X12, FX LUMBAR PLIF (STRAIGHT) PEEK CAGE 24X11X13, FX LUMBAR PLIF (STRAIGHT) PEEK CAGE 24X11X14, FX LUMBAR PLIF (STRAIGHT) PEEK CAGE 24X11X15, FX LUMBAR PLIF (STRAIGHT) PEEK CAGE 24X11X16, FX LUMBAR PLIF (STRAIGHT) PEEK CAGE 24X11X17, FX LUMBAR PLIF (STRAIGHT) PEEK CAGE 24X11X18, FX LUMBAR PLIF (STRAIGHT) PEEK CAGE 22X11X6, FX LUMBAR PLIF (STRAIGHT) PEEK CAGE 22X11X7, FX LUMBAR PLIF (STRAIGHT) PEEK CAGE 22X11X8, FX LUMBAR PLIF (STRAIGHT) PEEK CAGE 22X11X9, FX LUMBAR PLIF (STRAIGHT) PEEK CAGE 22X11X10, FX LUMBAR PLIF (STRAIGHT) PEEK CAGE 22X11X11, FX LUMBAR PLIF (STRAIGHT) PEEK CAGE 22X11X12, FX LUMBAR PLIF (STRAIGHT) PEEK CAGE 22X11X13, FX LUMBAR PLIF (STRAIGHT) PEEK CAGE 22X11X14, FX LUMBAR PLIF (STRAIGHT) PEEK CAGE 22X11X15, FX LUMBAR PLIF (STRAIGHT) PEEK CAGE 22X11X16, FX LUMBAR PLIF (STRAIGHT) PEEK CAGE 22X11X17, FX LUMBAR PLIF (STRAIGHT) PEEK CAGE 22X11X18, FX LUMBAR PLIF (STRAIGHT) PEEK CAGE 26X11X6, FX LUMBAR PLIF (STRAIGHT) PEEK CAGE 26X11X7, FX LUMBAR PLIF (STRAIGHT) PEEK CAGE 26X11X8, FX LUMBAR PLIF (STRAIGHT) PEEK CAGE 26X11X9, FX LUMBAR PLIF (STRAIGHT) PEEK CAGE 26X11X10, FX LUMBAR PLIF (STRAIGHT) PEEK CAGE 26X11X11, FX LUMBAR PLIF (STRAIGHT) PEEK CAGE 26X11X12, FX LUMBAR PLIF (STRAIGHT) PEEK CAGE 26X11X13, FX LUMBAR PLIF (STRAIGHT) PEEK CAGE 26X11X14, FX LUMBAR PLIF (STRAIGHT) PEEK CAGE 26X11X15, FX LUMBAR PLIF (STRAIGHT) PEEK CAGE 26X11X16, FX LUMBAR PLIF (STRAIGHT) PEEK CAGE 26X11X17, FX LUMBAR PLIF (STRAIGHT) PEEK CAGE 26X11X18, FX LUMBAR PLIF (STRAIGHT) PEEK CAGE 32X11X6, FX LUMBAR PLIF (STRAIGHT) PEEK CAGE 32X11X7, FX LUMBAR PLIF (STRAIGHT) PEEK CAGE 32X11X8, FX LUMBAR PLIF (STRAIGHT) PEEK CAGE 32X11X9, FX LUMBAR PLIF (STRAIGHT) PEEK CAGE 32X11X10, FX LUMBAR PLIF (STRAIGHT) PEEK CAGE 32X11X11, FX LUMBAR PLIF (STRAIGHT) PEEK CAGE 32X11X12, FX LUMBAR PLIF (STRAIGHT) PEEK CAGE 32X11X13, FX LUMBAR PLIF (STRAIGHT) PEEK CAGE 32X11X14, FX LUMBAR PLIF (STRAIGHT) PEEK CAGE 32X11X15, FX LUMBAR PLIF (STRAIGHT) PEEK CAGE 32X11X16, FX LUMBAR PLIF (STRAIGHT) PEEK CAGE 32X11X17, FX LUMBAR PLIF (STRAIGHT) PEEK CAGE 32X11X18, FX LUMBAR PLIF (STRAIGHT) PEEK CAGE 36X11X6, FX LUMBAR PLIF (STRAIGHT) PEEK CAGE 36X11X7, FX LUMBAR PLIF (STRAIGHT) PEEK CAGE 36X11X8, FX LUMBAR PLIF (STRAIGHT) PEEK CAGE 36X11X9, FX LUMBAR PLIF (STRAIGHT) PEEK CAGE 36X11X10, FX LUMBAR PLIF (STRAIGHT) PEEK CAGE 36X11X11, FX LUMBAR PLIF (STRAIGHT) PEEK CAGE 36X11X12, FX LUMBAR PLIF (STRAIGHT) PEEK CAGE 36X11X13, FX LUMBAR PLIF (STRAIGHT) PEEK CAGE 36X11X14, FX LUMBAR PLIF (STRAIGHT) PEEK CAGE 36X11X15, FX LUMBAR PLIF (STRAIGHT) PEEK CAGE 36X11X16, FX LUMBAR PLIF (STRAIGHT) PEEK CAGE 36X11X17, FX LUMBAR PLIF (STRAIGHT) PEEK CAGE 36X11X18, FX EXPANDABLE LUMBAR PEEK CAGE 24X09X06MM, FX EXPANDABLE LUMBAR PEEK CAGE 24X09X07MM, FX EXPANDABLE LUMBAR PEEK CAGE 24X09X08MM, FX EXPANDABLE LUMBAR PEEK CAGE 24X09X09MM, FX EXPANDABLE LUMBAR PEEK CAGE 24X09X10MM, FX EXPANDABLE LUMBAR PEEK CAGE 24X09X11MM, FX EXPANDABLE LUMBAR PEEK CAGE 24X09X12MM, FX EXPANDABLE LUMBAR PEEK CAGE 24X09X13MM, FX EXPANDABLE LUMBAR PEEK CAGE 24X09X14MM, FX EXPANDABLE LUMBAR PEEK CAGE 24X09X15MM, FX 22X10X6 EXPANDABLE LUMBAR PEEK CAGE , FX 22X10X7 EXPANDABLE LUMBAR PEEK CAGE , FX 22X10X8 EXPANDABLE LUMBAR PEEK CAGE , FX 22X10X9 EXPANDABLE LUMBAR PEEK CAGE , FX 22X10X10 EXPANDABLE LUMBAR PEEK CAGE , FX 22X10X11 EXPANDABLE LUMBAR PEEK CAGE , FX 22X10X12 EXPANDABLE LUMBAR PEEK CAGE , FX 22X10X13 EXPANDABLE LUMBAR PEEK CAGE , FX 22X10X14 EXPANDABLE LUMBAR PEEK CAGE , FX 22X10X15 EXPANDABLE LUMBAR PEEK CAGE , FX 26X11X6 EXPANDABLE LUMBAR PEEK CAGE , FX 26X11X7 EXPANDABLE LUMBAR PEEK CAGE , FX 26X11X8 EXPANDABLE LUMBAR PEEK CAGE , FX 26X11X9 EXPANDABLE LUMBAR PEEK CAGE , FX 26X11X10 EXPANDABLE LUMBAR PEEK CAGE , FX 26X11X11 EXPANDABLE LUMBAR PEEK CAGE , FX 26X11X12 EXPANDABLE LUMBAR PEEK CAGE , FX 26X11X13 EXPANDABLE LUMBAR PEEK CAGE , FX 26X11X14 EXPANDABLE LUMBAR PEEK CAGE , FX 26X11X15 EXPANDABLE LUMBAR PEEK CAGE , FX EXPANDABLE TITANIUM CAGE PLIF 6MM, FX EXPANDABLE TITANIUM CAGE PLIF 7MM, FX EXPANDABLE TITANIUM CAGE PLIF 8MM, FX EXPANDABLE TITANIUM CAGE PLIF 9MM, FX EXPANDABLE TITANIUM CAGE PLIF 10MM, FX EXPANDABLE TITANIUM CAGE PLIF 11MM, FX EXPANDABLE TITANIUM CAGE PLIF 12MM, FX EXPANDABLE TITANIUM CAGE PLIF 13MM, FX EXPANDABLE TITANIUM CAGE PLIF 26X6MM, FX EXPANDABLE TITANIUM CAGE PLIF 26X7MM, FX EXPANDABLE TITANIUM CAGE PLIF 26X8MM, FX EXPANDABLE TITANIUM CAGE PLIF 26X9MM, FX EXPANDABLE TITANIUM CAGE PLIF 26X10MM, FX EXPANDABLE TITANIUM CAGE PLIF 26X11MM, FX EXPANDABLE TITANIUM CAGE PLIF 26X12MM, FX EXPANDABLE TITANIUM CAGE PLIF 26X13MM, FX EXPANDABLE TITANIUM CAGE PLIF 22X6MM, FX EXPANDABLE TITANIUM CAGE PLIF 22X7MM, FX EXPANDABLE TITANIUM CAGE PLIF 22X8MM, FX EXPANDABLE TITANIUM CAGE PLIF 22X9MM, FX EXPANDABLE TITANIUM CAGE PLIF 22X10MM, FX EXPANDABLE TITANIUM CAGE PLIF 22X11MM, FX EXPANDABLE TITANIUM CAGE PLIF 22X12MM, FX EXPANDABLE TITANIUM CAGE PLIF 22X13MM | ATLAS MEDIKAL | 2024-07-11T00:00:00.000+02:00 | EFRAHİM ÇEKİÇ FX ORTOPEDİ VE PROTEZ SAĞLIK GEREÇLERİ SANAYİ VE TİCARET Ege Serbest Bölgesi Zafer SB Mah. Mümtaz Sk. No:14/A Gaziemir İZMİR- TURKEY | A02.01.121204, A02.01.121205, A02.01.121206, A02.01.121207, A02.01.121208, A02.01.121209, A02.01.121404, A02.01.121405, A02.01.121406, A02.01.121407, A02.01.121408, A02.01.121409, A02.01.141604, A02.01.141605, A02.01.141606, A02.01.141607, A02.01.141608, A02.01.141609, A02.04.141604, A02.04.141605, A02.04.141606, A02.04.141607, A02.04.141608, A02.04.141609, A02.04.141610, A02.03.001404, A02.03.001405, A02.03.001406, A02.03.001407, A02.03.001408, A02.03.001409, A02.03.001410, A02.02.001404, A02.02.001405, A02.02.001406, A02.02.001407, A02.02.001408, A02.02.001409, A02.02.001410, A02.14.000005, A02.14.000006, A02.14.000007, A02.14.000008, A02.05.000005, A02.05.000006, A02.05.000007, A02.05.000008, A02.05.000009, A02.05.000010, A02.05.000011, A02.05.000012, A02.05.000013, A02.05.000014, A02.05.000015, A02.06.241106, A02.06.241107, A02.06.241108, A02.06.241109, A02.06.241110, A02.06.241111, A02.06.241112, A02.06.241113, A02.06.241114, A02.06.241115, A02.06.241116, A02.06.241117, A02.06.241118, A02.06.221106, A02.06.221107, A02.06.221108, A02.06.221109, A02.06.221110, A02.06.221111, A02.06.221112, A02.06.221113, A02.06.221114, A02.06.221115, A02.06.221116, A02.06.221117, A02.06.221118, A02.06.261106, A02.06.261107, A02.06.261108, A02.06.261109, A02.06.261110, A02.06.261111, A02.06.261112, A02.06.261113, A02.06.261114, A02.06.261115, A02.06.261116, A02.06.261117, A02.06.261118, A02.06.321106, A02.06.321107, A02.06.321108, A02.06.321109, A02.06.321110, A02.06.321111, A02.06.321112, A02.06.321113, A02.06.321114, A02.06.321115, A02.06.321116, A02.06.321117, A02.06.321118, A02.06.361106, A02.06.361107, A02.06.361108, A02.06.361109, A02.06.361110, A02.06.361111, A02.06.361112, A02.06.361113, A02.06.361114, A02.06.361115, A02.06.361116, A02.06.361117, A02.06.361118, A02.07.000006, A02.07.000007, A02.07.000008, A02.07.000009, A02.07.000010, A02.07.000011, A02.07.000012, A02.07.000013, A02.07.000014, A02.07.000015, A02.07.221006, A02.07.221007, A02.07.221008, A02.07.221009, A02.07.221010, A02.07.221011, A02.07.221012, A02.07.221013, A02.07.221014, A02.07.221015, A02.07.261106, A02.07.261107, A02.07.261108, A02.07.261109, A02.07.261110, A02.07.261111, A02.07.261112, A02.07.261113, A02.07.261114, A02.07.261115, A02.09.000006, A02.09.000007, A02.09.000008, A02.09.000009, A02.09.000010, A02.09.000011, A02.09.000012, A02.09.000013, A02.09.260006, A02.09.260007, A02.09.260008, A02.09.260009, A02.09.260010, A02.09.260011, A02.09.260012, A02.09.260013, A02.09.220006, A02.09.220007, A02.09.220008, A02.09.220009, A02.09.220010, A02.09.220011, A02.09.220012, A02.09.220013 | Klasa IIb | KAFAZET KURRIZORE TË QYTËRËS DHE LUMBAR | Pajisje te implantueshme jo aktive
16882 | ultraView Silver Wash II | E v i t a | 2024-07-08T00:00:00.000+02:00 | Ventana Medical Systems Inc. 1910 E Innovation Park Drive Tucson, AZ 85755, USA | 5446724214 | In vitro | Solucion per perdorim ne imunohistokimi | Pajisje te diagnostifikimit in vitro
16883 | MEDRAD® Stellant Single Syringe with QFT, MEDRAD® Stellant Single Syringe Tri-Pak with QFT, MEDRAD® Stellant Single Syringe with Spike, MEDRAD® Stellant Single Syringe Tri-Pak with Spike, MEDRAD® Stellant Dual Syringe Quad-Pak with QFT , MEDRAD® Stellant Dual Syringe Quad-Pak with Spikes , MEDRAD® Stellant Syringe with Check Valve, MEDRAD® Stellant Dual Syringe Quad-Pak with a Large Saline Spike and a Small Contrast Spike, MEDRAD® Stellant Low Pressure Connector | Health & Light | 2024-07-03T00:00:00.000+02:00 | Bayer Medical Care Inc./1 Bayer Drive, Indianola, PA 15051-0780 USA | SSS-QFT, SSS-CTP-QFT, SSS-SPK, SSS-CTP-SPK, SDS-CTP-QFT, SDS-CTP-SPK, SDS-TRF-CV, SDS-CTP-SCS, SSS-LP-60, SSS-LP-60-T, LP-96-T-CV | Klasa IIa | Shiringa Sterile njeperdorimshe per Injektor Konstrasti Stellant nga Medrad, teke me QFT (Quick Fill Tube), Shiringa Sterile njeperdorimshe per Injektor Konstrasti Stellant nga Medrad, teke Tri-Pak me QFT (Quick Fill Tube), Shiringa Sterile njeperdorimshe per Injektor Konstrasti Stellant nga Medrad, teke me Spike, Shiringa Sterile njeperdorimshe per Injektor Konstrasti Stellant nga Medrad, teke Tri-Pak me Spike , Shiringa Sterile njeperdorimshe per Injektor Konstrasti Stellant nga Medrad, set dual Quad-Pak me QFT (Quick Fill Tube), Shiringa Sterile njeperdorimshe per Injektor Konstrasti Stellant nga Medrad, set dual Quad-Pak me Spike, Shiringa Sterile njeperdorimshe per Injektor Konstrasti Stellant nga Medrad, me valvul kontrolli , Shiringa Sterile njeperdorimshe per Injektor Konstrasti Stellant nga Medrad Quad-Pak, me spike te madh per kripen dhe spike te vogel per kontrast, Tub bashke me konektor me presion te ulet per injektor kontrasti Stellant Medrad me Prime Tube , Tub bashke me konektor te integruar ne Forme T me Valvul kontrolli me presion te ulet per injektor kontrasti Stellant Medrad | Pajisje nje perdorimeshe
Tubing with Prime Tube, MEDRAD® Stellant Low Pressure Connector
Tubing with Prime Tube , MEDRAD®Stellant Low Pressure Connector Tubing Integral
"T" with Check Valve
16884 | Venous implantable ports,Polysite®,3000 series,version without accessories,venous adult Mini-Port,X-Ray opaque silicone catheter 1.02x2.16mm, Venous implantable ports,Polysite®,3000 series,version without accessories,venous adult pre-connected mini-port,X-Ray opaque silicone catheter 1.02x2.16mm, Venous implantable ports,Polysite®,3000 series,version without accessories,venous adult mini-port,X-Ray opaque silicone catheter 1.45x2.30mm, Venous implantable ports,Polysite®,3000 series,version without accessories,venous adult pre-connected mini-port,X-Ray opaque silicone catheter 1.45x2.30mm, Venous implantable ports,Polysite®,3000 series,version without accessories,venous adult mini-port,xray opaque silicone catheter 1.2x2.4mm, Polysite®,3000 series,version without accessories,venous adult pre connected miniport,xray opaque silicone catheter 1.2x2.4mm, Venous implantable ports,Polysite®,3000 series,version with accessories,venous adult mini-port+peel-away sheath introducer 7F,Xray opaque silicone catheter 1.02x2.16mm, Venous implantable ports,Polysite®,3000 series,version with accessories,venous adult pre connected miniport+peel away sheath introducer 7F,X-ray opaque silicone catheter 1.02x2.16mm, Venous implantable ports,Polysite®,3000 series,version with accessories,venous adult pre connected mini port+peel-away sheath introducer 7F,xray opaque polyurethane catheter 1.45x2.30mm, Venous implantable ports,Polysite®,3000 series,version with accessories,venous adult mini-port peel away sheath introducer 7F,xray opaque polyurethane catheter 1.45x2.30mm , Venous implantable ports,Polysite®,3000 series,version with accessories,venous adult mini port+peel away sheath introducer 8F,Xray opaque silicone catheter 1.2x2.4mm, Venous implantable ports,Polysite®,3000 series,version without accessories,venous adult pree connected micro port +peel away sheath introducer 8F,Xray opaque silicone catheter 1.2x2.4mm | GREEMED | 2024-07-03T00:00:00.000+02:00 | Perouse Medical Route du Manoir 60173 IVRY LE TEMPLE-FRANCE | 3007*, 3107*, 3017*, 3117*, 3008*, 3108*, 3007 ISP*, 3107 ISP*, 3117 ISP*, 3017 ISP*, 3008 ISP*, 3108 ISP* | Klasa III | Porta infuzioni të implantueshme mund të përdoren për të administruar kimioterapi, antibiotikë dhe ilaçe antivirale, si dhe për ushqim parenteral, mbledhjen e mostrave të gjakut dhe transfuzionin e gjakut ose produkteve të gjakut. | Tjeter
16885 | RAS SENSORS / RAS-125c, RAS SENSORS / RAS-45, RAS SENSORS / RAS-45 Inf/Neo, RAS SENSORS / Radius VSM RAS-45, DC rainbow SET Reusable Sensors / rainbow DCI-dc3, Red SET Reusable Sensors / DBI-dc8, SpO2.COM Sensors / SpO2.com A, SpO2.COM Sensors / SpO2.com P, SpO2.COM Sensors / SpO2.com N, SpO2.COM Sensors / SpO2.com I, SpO2.COM Sensors / SpO2.com RS-I, DC rainbow SET Reusable Sensors / rainbow DCI-dc12, DC rainbow SET Reusable Sensors / rainbow DC-3 SC 200, DC rainbow SET Reusable Sensors / rainbow DCI-dc8, DC SET Reusable Sensors / DCSC, DC SET Reusable Sensors / DC-8, DC SET Reusable Sensors / DBI-dc3, DC SET Reusable Sensors / DBI-dc8, RD rainbow SET Disposable Sensors / RD rainbow SET-2 Adt, RD rainbow SET Disposable Sensors / RD rainbow SET-2 Pdt, RD rainbow SET Disposable Sensors / RD rainbow SET-2 Inf, RD rainbow SET Disposable Sensors / RD rainbow SET-2 Neo, RD rainbow SET Disposable Sensors / RD rainbow Lite SET-1 Adt, RD rainbow SET Disposable Sensors / RD rainbow Lite SET-1 Pdt, RD rainbow SET Disposable Sensors / RD rainbow Lite SET-1 Inf, RD rainbow SET Disposable Sensors / RD rainbow Lite SET-1 Neo, RD rainbow SET Disposable Sensors / RD rainbow Adt 8λ SpCO, RD rainbow SET Disposable Sensors / RD rainbow Pdt 8λ SpCO, RD rainbow SET Disposable Sensors / RD rainbow Inf 8λ SpCO, RD rainbow SET Disposable Sensors / RD rainbow Neo 8λ SpCO, RD rainbow SET Disposable Sensors / RD rainbow Adt 12λ SpHb SpCO, RD rainbow SET Disposable Sensors / RD rainbow Pdt 12λ SpHb SpCO, RD rainbow SET Disposable Sensors / RD rainbow Inf 12λ SpHb SpCO, RD rainbow SET Disposable Sensors / RD rainbow Neo 12λ SpHb SpCO, RD SET Disposable Sensors / RD SET Adt, RD SET Disposable Sensors / RD SET Pdt, RD SET Disposable Sensors / RD SET Inf, RD SET Disposable Sensors / RD SET Neo, RD SET Disposable Sensors / RD SET NeoPt, RD SET Disposable Sensors / RD SET NeoPt-500, RD SET Disposable Sensors / RD SET Trauma, RD SET Disposable Sensors / RD SET Newborn Infant/Pediatric, RD SET Disposable Sensors / RD SET Newborn Neonatal, RD SET Disposable Sensors / RD SET Blue, RD SET Disposable Sensors / RD SET E1, RD SET Disposable Sensors / RD SET TFA-1, RD SET Disposable Sensors / RD SET Adt CS-2, RD SET Disposable Sensors / RD SET Pdt CS-2, RD SET Disposable Sensors / RD SET Inf CS-2, RD SET Disposable Sensors / RD SET Neo CS-2, RD SET Disposable Sensors / RD SET NeoPt CS-2, RD SET Disposable Sensors / RD SET Adt CS-3, RD SET Disposable Sensors / RD SET Pdt CS-3, RD SET Disposable Sensors / RD SET Inf CS-3, RD SET Disposable Sensors / RD SET Neo CS-3, RD SET Disposable Sensors / RD SET NeoPt CS-3, RD SET Disposable Sensors / RD SET Adt CS-1, RD SET Disposable Sensors / RD SET Neo CS-1, RD SET Reusable Sensors / RD SET DCI, RD SET Reusable Sensors / RD SET DCI-P, RD SET Reusable Sensors / RD SET TC-I, RD SET Reusable Sensors / RD SET YI, RD SET Reusable Sensors / RD SET TF-I, RD SET Reusable Sensors / RD SET DBI, Red SET Reusable Sensors / Red DCI-dc3, Red SET Reusable Sensors / Red DCI-dc12, Red SET Reusable Sensors / Red DCIP-dc12, Red SET Reusable Sensors / Red DCIP-dc3, Red SET Reusable Sensors / Red DBI-dc3 | Farma Net Albania | 2024-07-08T00:00:00.000+02:00 | Masimo Corporation 52 Discovery, Irvine, CA 92618, USA | 3456, 3475, 3401, 3483, 4171, 4425, 4828, 2201, 2644, 1774, 1775, 1776, 1777, 1778, 2202, 2646, 2407, 1396, 2387, 2651, 2652, 4026, 4027, 4028, 4029, 4042, 4043, 4044, 4045, 4034, 4035, 4036, 4037, 4038, 4039, 4040, 4041, 4000, 4001, 4002, 4003, 4004, 4005, 4011, 4012, 4013, 4014, 4015, 4016, 4470, 4471, 4472, 4473, 4474, 4475, 4476, 4477, 4478, 4479, 4615, 4886, 4050, 4051, 4053, 4054, 4055, 4052, 2053, 2054, 2257, 2256, 2643 | Klasa IIb | RAS Sensors, SpO2.COM Sensors, DC rainbow SET Reusable Sensors, DC SET Reusable Sensors, RD rainbow SET Disposable Sensors Adult, RD rainbow SET Disposable Sensors Pediatric, RD rainbow SET Disposable Sensors Infant, RD rainbow SET Disposable Sensors Neonatal, RD rainbow SET Disposable Sensors, RD SET Disposable Sensors Adult, RD SET Disposable Sensors Pediatric, RD SET Disposable Sensors Infant, RD SET Disposable Sensors Neonat, RD SET Disposable Sensors, RD SET Reusable Sensors, Red SET Reusable Sensors | Pajisje anestezie dhe respiratore
16886 | "Filbloc — Synthetic long term absorption, smooth or barbed, self-retaining surgical suture poly(p-dioxanone) monofilament, sterile", "Filbloc 90 — Synthetic absorbable barbed surgical suture, self-retaining poly(glycolide-co-g-caprolactone) monofilament, sterile", "Glicofil Lac — Glycolide and L-lactide copolymer braided and coated synthetic surgical suture mid term absorption, sterile", "Monofil — Sutura chirurgica sintetica a medio assorbimento, monofilamento di poli(glicolide-co-s-caprolattone), sterile", "Monofil fast — Poly(glycolide-co-s-caprolactone) monofilament synthetic surgical suture, short term absorption, sterile" | 2 A - PHARMA | 2024-07-01T00:00:00.000+02:00 | ASSUT EUROPE spa. Via Giuseppe Gregoraci, 12, 00173 Roma ITALY | N/A | Klasa III | Absorbimi sintetik afatgjatë, i lëmuar ose me gjemba, suture poli(p-dioxanone) monofilament vetë-mbajtëse i qepjes kirurgjikale , poli(p-dioxanone), sterile, Suture qepje kirurgjikale me gjemba sintetike e absorbueshme, monofilament polil vetë-mbajtëse (glikolid-ko-e-kaprolakton) , sterile., Suture me veshje kirurgjikale sintetike me përthithje afatmesme,i gërshetuar dhe i veshur me Glikolid dhe L-Laktidi kopolimer,sterile., Suture per qepje kirurgjikale sintetike me absorbim të mesëm, monofilament polifonik (glikolid co-e-kaprolakton), steril., Poli(glikolid-co-e-kaprolakton), Suture per qepje kirurgjikale monofilamente sintetike,përthithje afatshkurtër, sterile. | Pajisje nje perdorimeshe
16887 | Anti-HCV Calibrators | O3 LAB | 2024-07-08T00:00:00.000+02:00 | Shenzhen Mindray Bio-Medical Electronics Co., Ltd.Mindray Building, Keji 12th Road South, High-TechIndustrial Park, Nanshan, 518057, Shenzhen, P.R. China | 105-024994-00 , 105-025001-00 | In vitro | Kalibratoret Anti-HCV(Anti-HCV CAL) perdoren per kalibrimin e reagentit qe kryen percaktimin cilesor te Antitrupave te Virusit te Hepatitit C cilesor (anti-HCV) ne serumin dhe plazmen e njeriut ne Analizatoret Imunologjik ne Kemiolumineshence te Mindray CL-series., Kalibratoret Anti-HCV(Anti-HCV CAL) perdoren per kalibrimin e reagentit qe kryen percaktimin cilesor te Antitrupave te Virusit te Hepatitit C cilesor (anti-HCV) ne serumin dhe plazmen e njeriut ne Analizatoret Imunologjik ne Kemiolumineshence te Mindray CL-series. | Pajisje te diagnostifikimit in vitro
16888 | Anti-HCV Negative Control, Anti-HCV Negative Control | O3 LAB | 2024-07-08T00:00:00.000+02:00 | Shenzhen Mindray Bio-Medical Electronics Co., Ltd.Mindray Building, Keji 12th Road South, High-TechIndustrial Park, Nanshan, 518057, Shenzhen, P.R. China | 105-027562-00, 105-024995-00, 105-027564-00, 105-024997-00 | In vitro | Kontrolli Anti-HCV Negativ i Mindray perdoret si kontroll cilesie per te monitoruar saktesine dhe vertetesine e Analizatoreve Imunologjik ne Kemilumineshence te Serise CL te Mindray dhe te testeve te tyre ne laboratorin klinik gjate matjes se analitit te Antitrupave te virusit te Hepatitit C. | Pajisje te diagnostifikimit in vitro
16889 | SECRET RF(MTR-C1) -High frequency surgical system with sterile micro needle electrodes | DPDERMA | 2024-07-08T00:00:00.000+02:00 | ILOODA Co., Ltd, 9 F, 25, Deokcheon-ro, 152 Beon-gil, Manan-gu, Anyang-si, Gyeonggi-do, 14084 Republic of KOREA | Sterile micro needle electrodes:MTR-AC-10;MTR-AC-C-10;MTR-AC-16;MTR-AC- C-16;MTR-AC-25;MTR-AC-C-25;MTR-AC-64;MTR-AC-C-64;MTR-AC-19G;MTR-AC-22G;MTR- AC-27G;MTR-AC-04;MTR-AC-01;MTR-AC-25s;MTR-AC-C-25s | Klasa IIb | Pajisje mjekesore qe perdoret per trajtimin e lekures. | Tjeter
16890 | NASAL OXYGEN CANNULA/ADULT (130101), NASAL OXYGEN CANNULA/PEDIATRIC (130102), NASAL OXYGEN CANNULA/ADULT- 7M (130105), NASAL OXYGEN CANNULA /INFANT (130113) | T R I M E D | 2024-07-04T00:00:00.000+02:00 | Plasti-med Plastik Medikal Ürünleri San. Ve Tic. Ltd. Şti. Deri OSB Mah. Yan Sanayi Cad. No:13 Tuzla/İSTANBUL, TÜRKİYE | NASAL OXYGEN CANNULA/ADULT (130101), NASAL OXYGEN CANNULA/PEDIATRIC (130102), NASAL OXYGEN CANNULA/ADULT- 7M (130105), NASAL OXYGEN CANNULA /INFANT (130113) | Klasa IIa | Respiratory masks and accessories janë pajisje mjekësore që përdoret për trajtimin e pacientëve që kanë nevojë për oksigjen me densitet të ulët në sëmundje të ndryshme të mushkrive. | Tjeter
16891 | CLOSED WOUND SUCTION UNIT -SMD 1003 Capacity of Bottle – 800 ml / 500 ml PERFORATED TUBE WITH NEEDLE Size FG 08 (Dia mm 2.70± 0.10), CLOSED WOUND SUCTION UNIT -SMD 1003 Capacity of Bottle – 800 ml / 500 ml PERFORATED TUBE WITH NEEDLE Size FG 09 (Dia mm 3.00 ± 0.15), CLOSED WOUND SUCTION UNIT -SMD 1003 Capacity of Bottle – 800 ml / 500 ml PERFORATED TUBE WITH NEEDLE Size FG 10 (Dia mm 4.00± 0.15), CLOSED WOUND SUCTION UNIT -SMD 1003 Capacity of Bottle – 800 ml / 500 ml PERFORATED TUBE WITH NEEDLE Size FG 12 (Dia mm 3.30 ± 0.15), CLOSED WOUND SUCTION UNIT -SMD 1003 Capacity of Bottle – 800 ml / 500 ml PERFORATED TUBE WITH NEEDLE Size FG 14 (Dia mm 4.70± 0.20), CLOSED WOUND SUCTION UNIT -SMD 1003 Capacity of Bottle – 800 ml / 500 ml PERFORATED TUBE WITH NEEDLE Size FG 16 (Dia mm 5.30 ± 0.20), CLOSED WOUND SUCTION UNIT -SMD 1003 Capacity of Bottle – 800 ml / 500 ml PERFORATED TUBE WITH NEEDLE Size FG 18 (Dia mm 6.00 ± 0.20) | T R I M E D | 2024-07-04T00:00:00.000+02:00 | Sterimed Group, Unit No. 501, Ring Road Mall, 21, Manglam Place Rohini, Sector-03, Delhi- 110085 (INDIA) | CLOSED WOUND SUCTION UNIT -SMD 1003 Capacity of Bottle – 800 ml / 500 ml PERFORATED TUBE WITH NEEDLE Size FG 08 (Dia mm 2.70± 0.10), CLOSED WOUND SUCTION UNIT -SMD 1003 Capacity of Bottle – 800 ml / 500 ml PERFORATED TUBE WITH NEEDLE Size FG 09 (Dia mm 3.00 ± 0.15), CLOSED WOUND SUCTION UNIT -SMD 1003 Capacity of Bottle – 800 ml / 500 ml PERFORATED TUBE WITH NEEDLE Size FG 10 (Dia mm 4.00± 0.15), CLOSED WOUND SUCTION UNIT -SMD 1003 Capacity of Bottle – 800 ml / 500 ml PERFORATED TUBE WITH NEEDLE Size FG 12 (Dia mm 3.30 ± 0.15), CLOSED WOUND SUCTION UNIT -SMD 1003 Capacity of Bottle – 800 ml / 500 ml PERFORATED TUBE WITH NEEDLE Size FG 14 (Dia mm 4.70± 0.20), CLOSED WOUND SUCTION UNIT -SMD 1003 Capacity of Bottle – 800 ml / 500 ml PERFORATED TUBE WITH NEEDLE Size FG 16 (Dia mm 5.30 ± 0.20), CLOSED WOUND SUCTION UNIT -SMD 1003 Capacity of Bottle – 800 ml / 500 ml PERFORATED TUBE WITH NEEDLE Size FG 18 (Dia mm 6.00 ± 0.20) | Klasa IIa | CLOSED WOUND SUCTION UNIT janë pajisje mjekësore që kanë pë qëllim të parandalojnë grumbullimin e lëngjeve, formimin e hematomës dhe infeksionin pas procedurave kirurgjikale. | Produkte per institucione te kujdesit shendetesor
16892 | O3 Regional Oximeter / O3 Regional Oximeter, O3 Sensor / O3 Sensor | Farma Net Albania | 2024-07-08T00:00:00.000+02:00 | Masimo Corporation 52 Discovery, Irvine, CA 92618, USA | 4431, 4496, 9637, 3756, 4235, 4384 | Klasa IIb | Regional Oximeters and Accessories; O3 Regional Oximetry monitor cerebral oxygenation, Sensors for the O3 regional oximetry module, Adults, Sensors for the O3 regional oximetry module, Pediatrics, Sensors for the O3 regional oximetry module, Infant/Neonatal | Pajisje anestezie dhe respiratore
16893 | ISH Protease 3 | E v i t a | 2024-07-08T00:00:00.000+02:00 | Ventana Medical Systems Inc. 1910 E Innovation Park Drive Tucson, AZ 85755, USA | 5273331001 | In vitro | Reagent per perdorim ne imunohistokimi. | Pajisje te diagnostifikimit in vitro
16894 | FX MODULAR FEMORAL STEM, CaP COATED, cementless, U=180 MM, S2, FX MODULAR FEMORAL STEM, CaP COATED, cementless, U=180 MM, S3, FX MODULAR FEMORAL STEM, CaP COATED, cementless, U=180 MM, S4, FX MODULAR FEMORAL STEM, CaP COATED, cementless, U=180 MM, S5, FX MODULAR FEMORAL STEM, CaP COATED, cementless, U=180 MM, S6, FX MODULAR FEMORAL STEM, CaP COATED, cementless, U=210 MM, M0, FX MODULAR FEMORAL STEM, CaP COATED, cementless, U=210 MM, M1, FX MODULAR FEMORAL STEM, CaP COATED, cementless, U=210 MM, M2, FX MODULAR FEMORAL STEM, CaP COATED, cementless, U=210 MM, M3, FX MODULAR FEMORAL STEM, CaP COATED, cementless, U=210 MM, M4, FX MODULAR FEMORAL STEM, CaP COATED, cementless, U=210 MM, M5, FX MODULAR FEMORAL STEM, CaP COATED, cementless, U=210 MM, M6, FX MODULAR FEMORAL STEM, ti porous COATED, cementless, U=160 MM, XS0, FX MODULAR FEMORAL STEM, ti porous COATED, cementless, U=160 MM, XS1, FX MODULAR FEMORAL STEM, ti porous COATED, cementless, U=160 MM, XS2, FX MODULAR FEMORAL STEM, ti porous COATED, cementless, U=160 MM, XS3, FX MODULAR FEMORAL STEM, ti porous COATED, cementless, U=160 MM, XS4, FX MODULAR FEMORAL STEM, ti porous COATED, cementless, U=160 MM, XS5, FX MODULAR FEMORAL STEM, ti porous COATED, cementless, U=160 MM, XS6, FX MODULAR FEMORAL STEM Ø26X100 MM , FX MODULAR NECK SMALL 135° Ø16 O:23 H:41, FX MODULAR NECK LARGE 135° Ø16 O:31 H:44, FX MODULAR NECK SMALL 135° Ø19 O:28 H:42, FX MODULAR NECK LARGE 135° Ø19 O:36 H:48, FX MODULAR NECK LARGE SMALL 135° Ø23 O:28 H:42, FX MODULAR NECK LARGE LARGE 135° Ø23 O:36 H:48, FX MODULAR NECK SMALL 125° Ø16 O:27 H:41, FX MODULAR NECK LARGE 125° Ø16 O:36 H:44, FX MODULAR NECK SMALL 125° Ø19 O:32 H:42, FX MODULAR NECK LARGE 125° Ø19 O:41 H:48, FX MODULAR NECK LARGE SMALL 125° Ø23 O:32 H:42, FX MODULAR NECK LARGE LARGE 125° Ø23 O:41 H:48, FX UHMWPE ACETABULAR CUP 20° ANGLED LINER Ø32 50 - 52, FX UHMWPE ACETABULAR CUP 20° ANGLED LINER Ø28 54 - 56, FX UHMWPE ACETABULAR CUP 20° ANGLED LINER Ø28 50 - 52, FX UHMWPE ACETABULAR CUP 20° ANGLED LINER Ø28 46 - 48, FX UHMWPE ACETABULAR CUP 20° ANGLED LINER Ø28 42 - 44, FX UHMWPE ACETABULAR CUP 20° ANGLED LINER Ø36 58 - 60 - 62, FX UHMWPE ACETABULAR CUP 20° ANGLED LINER Ø36 54 - 56, FX MODULAR FEMORAL STEM, ti porous COATED, cementless, U=180 MM, S0, FX MODULAR FEMORAL STEM, ti porous COATED, cementless, U=180 MM, S1, FX MODULAR FEMORAL STEM, ti porous COATED, cementless, U=180 MM, S2, FX MODULAR FEMORAL STEM, ti porous COATED, cementless, U=180 MM, S3, FX MODULAR FEMORAL STEM, ti porous COATED, cementless, U=180 MM, S4, FX MODULAR FEMORAL STEM, ti porous COATED, cementless, U=180 MM, S5, FX MODULAR FEMORAL STEM, ti porous COATED, cementless, U=180 MM, S6, FX MODULAR FEMORAL STEM, ti porous COATED, cementless, U=210 MM, M0, FX MODULAR FEMORAL STEM, ti porous COATED, cementless, U=210 MM, M1, FX MODULAR FEMORAL STEM, ti porous COATED, cementless, U=210 MM, M2, FX MODULAR FEMORAL STEM, ti porous COATED, cementless, U=210 MM, M3, FX MODULAR FEMORAL STEM, ti porous COATED, cementless, U=210 MM, M4, FX MODULAR FEMORAL STEM, ti porous COATED, cementless, U=210 MM, M5, FX MODULAR FEMORAL STEM, ti porous COATED, cementless, U=210 MM, M6, FX MODULAR FEMORAL STEM BODY WITH COLLAR, Ti porous COATED, L= 65, 126° CCD, FX MODULAR FEMORAL STEM BODY WITH COLLAR, Ti porous COATED, L= 65, 135° CCD, FX MODULAR FEMORAL STEM BODYi WITH COLLAR, Ti porous COATED, L= 35, 126° CCD, FX MODULAR FEMORAL STEM BODY WITH COLLAR, Ti porous COATED, L= 35, 135° CCD, FX Femoral Head, Section 12/14 , Ø24mm, small -3.5mm, FX Femoral Head, Section 12/14 , Ø24mm, medium +0mm, FX Femoral Head, Section 12/14 , Ø28mm, small -3.5mm, FX Femoral Head, Section 12/14 , Ø28mm, medium +0mm, FX Femoral Head, Section 12/14 , Ø28mm, long +3.5mm, FX Femoral Head, Section 12/14 , Ø28mm, extra long +10.5mm, FX Femoral Head, Section 12/14 , Ø32mm, small -4mm, FX Femoral Head, Section 12/14 , Ø32mm, medium +0mm, FX Femoral Head, Section 12/14 , Ø32mm, long +4mm, FX Femoral Head, Section 12/14 , Ø32mm, extra long +8.5mm, FX Femoral Head, Section 12/14 , Ø36mm, small -4mm, FX Femoral Head, Section 12/14 , Ø36mm, medium +0mm, FX Femoral Head, Section 12/14 , Ø36mm, long +4mm, FX Femoral Head, Section 12/14 , Ø36mm, extra long +8.5mm, FX BIPOLAR CUP 39 mm outer dia, inner dia 24 mm,with safety ring, FX BIPOLAR CUP 40 mm outer dia, inner dia 24 mm,with safety ring, FX BIPOLAR CUP 41 mm outer dia, inner dia 24 mm,with safety ring, FX BIPOLAR CUP 42 mm outer dia, inner dia 24 mm,with safety ring, FX BIPOLAR CUP 43 mm outer dia, inner dia 24 mm,with safety ring, FX BIPOLAR CUP 44 mm outer dia, inner dia 28 mm,with safety ring, FX BIPOLAR CUP 45 mm outer dia, inner dia 28 mm,with safety ring, FX BIPOLAR CUP 46 mm outer dia, inner dia 28 mm,with safety ring, FX BIPOLAR CUP 47 mm outer dia, inner dia 28 mm,with safety ring, FX BIPOLAR CUP 48 mm outer dia, inner dia 28 mm,with safety ring, FX BIPOLAR CUP 49 mm outer dia, inner dia 28 mm,with safety ring, FX BIPOLAR CUP 50 mm outer dia, inner dia 28 mm,with safety ring, FX BIPOLAR CUP 51 mm outer dia, inner dia 28 mm,with safety ring, FX BIPOLAR CUP 52 mm outer dia, inner dia 28 mm,with safety ring, FX BIPOLAR CUP 53 mm outer dia, inner dia 28 mm,with safety ring, FX BIPOLAR CUP 54 mm outer dia, inner dia 28 mm,with safety ring, FX BIPOLAR CUP 55 mm outer dia, inner dia 28 mm,with safety ring, FX BIPOLAR CUP 56 mm outer dia, inner dia 28 mm,with safety ring, FX BIPOLAR CUP 57 mm outer dia, inner dia 28 mm,with safety ring, FX BIPOLAR CUP 58 mm outer dia, inner dia 28 mm,with safety ring, FX BIPOLAR CUP 59 mm outer dia, inner dia 28 mm,with safety ring, FX BIPOLAR CUP 60 mm outer dia, inner dia 28 mm,with safety ring, FX BIPOLAR CUP 61 mm outer dia, inner dia 28 mm,with safety ring, FX BIPOLAR CUP 62 mm outer dia, inner dia 28 mm,with safety ring, FX BIPOLAR CUP 63 mm outer dia, inner dia 28 mm,with safety ring, FX BIPOLAR CUP 64 mm outer dia, inner dia 28 mm,with safety ring, FX BIPOLAR CUP 65 mm outer dia, inner dia 28 mm,with safety ring, FX BIPOLAR CUP 49 mm outer dia, inner dia 32 mm,with safety ring, FX BIPOLAR CUP 50 mm outer dia, inner dia 32 mm,with safety ring, FX BIPOLAR CUP 51 mm outer dia, inner dia 32 mm,with safety ring, FX BIPOLAR CUP 52 mm outer dia, inner dia 32 mm,with safety ring, FX BIPOLAR CUP 53 mm outer dia, inner dia 32 mm,with safety ring, FX BIPOLAR CUP 54 mm outer dia, inner dia 32 mm,with safety ring, FX BIPOLAR CUP 55 mm outer dia, inner dia 32 mm,with safety ring, FX BIPOLAR CUP 56 mm outer dia, inner dia 32 mm,with safety ring, FX BIPOLAR CUP 57 mm outer dia, inner dia 32 mm,with safety ring, FX BIPOLAR CUP 58 mm outer dia, inner dia 32 mm,with safety ring, FX BIPOLAR CUP 59 mm outer dia, inner dia 32 mm,with safety ring, FX BIPOLAR CUP 60 mm outer dia, inner dia 32 mm,with safety ring, FX BIPOLAR CUP 61 mm outer dia, inner dia 32 mm,with safety ring, FX BIPOLAR CUP 62 mm outer dia, inner dia 32 mm,with safety ring, FX BIPOLAR CUP 63 mm outer dia, inner dia 32 mm,with safety ring, FX BIPOLAR CUP 64 mm outer dia, inner dia 32 mm,with safety ring, FX BIPOLAR CUP 65 mm outer dia, inner dia 32 mm,with safety ring, FX ACETABULAR CUP Ø44 MM , (Porous-Ti) COATED , for small size liner, FX ACETABULAR CUP Ø46 MM , (Porous-Ti) COATED , for small size liner, FX ACETABULAR CUP Ø48 MM , (Porous-Ti) COATED , for small size liner, FX ACETABULAR CUP Ø50 MM , (Porous-Ti) COATED , for medium size liner, FX ACETABULAR CUP Ø52 MM , (Porous-Ti) COATED , for medium size liner, FX ACETABULAR CUP Ø50 MM , (Porous-Ti) COATED , for large size liner, FX ACETABULAR CUP Ø52 MM , (Porous-Ti) COATED , for large size liner, FX ACETABULAR CUP Ø54 MM , (Porous-Ti) COATED , for large size liner, FX ACETABULAR CUP Ø56 MM , (Porous-Ti) COATED , for large size liner, FX ACETABULAR CUP Ø58 MM , (Porous-Ti) COATED , for large size liner, FX ACETABULAR CUP Ø60 MM , (Porous-Ti) COATED , for large size liner, FX ACETABULAR CUP Ø62 MM , (Porous-Ti) COATED , for large size liner, FX ACETABULAR CUP Ø64 MM , (Porous-Ti) COATED , for large size liner, FX ACETABULAR CUP Ø66 MM , (Porous-Ti) COATED , for large size liner, FX ACETABULAR CUP Ø44 MM ,5 HOLES , (Porous-Tİ) COATED , for small size liner, FX ACETABULAR CUP Ø46 MM , 5 HOLES , (Porous-Tİ) COATED , for small size liner, FX ACETABULAR CUP Ø48 MM , 5 HOLES , (Porous-Tİ) COATED , for small size liner, FX ACETABULAR CUP Ø50 MM , 5 HOLES , (Porous-Tİ) COATED , for medium size liner, FX ACETABULAR CUP Ø52 MM , 5 HOLES , (Porous-Tİ) COATED , for medium size liner, FX ACETABULAR CUP Ø54 MM , 5 HOLES , (Porous-Tİ) COATED , for large size liner, FX ACETABULAR CUP Ø56 MM , 5 HOLES , (Porous-Tİ) COATED , for large size liner, FX ACETABULAR CUP Ø58 MM , 5 HOLES , (Porous-Tİ) COATED , for large size liner, FX ACETABULAR CUP Ø60 MM , 5 HOLES , (Porous-Tİ) COATED , for large size liner, FX ACETABULAR CUP Ø62 MM , 5 HOLES, (Porous-Tİ) COATED , for large size liner, FX UHMWPE ACETABULAR CUP 0° WITHOUT ANGLE LINER Ø28 SMALL, FX UHMWPE ACETABULAR CUP 0° WITHOUT ANGLE LINER Ø28 MEDIUM, FX UHMWPE ACETABULAR CUP 0° WITHOUT ANGLE LINER Ø28 LARGE, FX HXLPE ACETABULAR CUP 0° WITHOUT ANGLE LINER Ø28 SMALL, FX HXLPE ACETABULAR CUP 0° WITHOUT ANGLE LINER Ø28 MEDIUM, FX HXLPE ACETABULAR CUP 0° WITHOUT ANGLE LINER Ø32 MEDIUM, FX HXLPE ACETABULAR CUP 0° WITHOUT ANGLE LINER Ø28 LARGE, FX HXLPE ACETABULAR CUP 0° WITHOUT ANGLE LINER Ø32 LARGE, FX HXLPE ACETABULAR CUP 0° WITHOUT ANGLE LINER Ø36 LARGE, FX ACETABULAR SCREW Ø6.5X20mm, FX ACETABULAR SCREW Ø6.5X25mm, FX ACETABULAR SCREW Ø6.5X30mm, FX ACETABULAR SCREW Ø6.5X35mm, FX ACETABULAR SCREW Ø6.5X40mm, FX ACETABULAR SCREW Ø6.5X45mm, FX ACETABULAR SCREW Ø6.5X50mm, FX ACETABULAR SCREW Ø6.5X55mm, FX ACETABULAR SCREW Ø6.5X60mm, FX MODULAR FEMORAL STEM Ø13X87 MM , FX MODULAR FEMORAL STEM Ø14X96 MM , FX MODULAR FEMORAL STEM Ø15X100 MM , FX MODULAR FEMORAL STEM Ø16X100 MM , FX MODULAR FEMORAL STEM Ø17X100 MM , FX MODULAR FEMORAL STEM Ø18X100 MM , FX MODULAR FEMORAL STEM Ø19X100 MM , FX MODULAR FEMORAL STEM Ø20X100 MM , FX MODULAR FEMORAL STEM Ø21X100 MM , FX MODULAR FEMORAL STEM Ø22X100 MM , FX MODULAR FEMORAL STEM Ø23X100 MM , FX MODULAR FEMORAL STEM Ø24X100 MM , FX MODULAR FEMORAL STEM Ø25X100 MM , FX ROUND SECTION CEMENTLESS FEMORAL STEM DUAL COATED (Tİ+HA) F1, FX ROUND SECTION CEMENTLESS FEMORAL STEM DUAL COATED (Tİ+HA) F2, FX ROUND SECTION CEMENTLESS FEMORAL STEM DUAL COATED (Tİ+HA) F3, FX ROUND SECTION CEMENTLESS FEMORAL STEM DUAL COATED (Tİ+HA) F4, FX ROUND SECTION CEMENTLESS FEMORAL STEM DUAL COATED (Tİ+HA) F5, FX ROUND SECTION CEMENTLESS FEMORAL STEM DUAL COATED (Tİ+HA) F6, FX ROUND SECTION CEMENTLESS FEMORAL STEM DUAL COATED (Tİ+HA) F7, FX ROUND SECTION CEMENTLESS FEMORAL STEM DUAL COATED (Tİ+HA) F8, FX ROUND SECTION CEMENTLESS FEMORAL STEM DUAL COATED (Tİ+HA) F9, FX ROUND SECTION CEMENTLESS FEMORAL STEM DUAL COATED (Tİ+HA) F10, FX ROUND SECTION CEMENTLESS FEMORAL STEM HA COATED F1, FX ROUND SECTION CEMENTLESS FEMORAL STEM HA COATED F2, FX ROUND SECTION CEMENTLESS FEMORAL STEM HA COATED F3, FX ROUND SECTION CEMENTLESS FEMORAL STEM HA COATED F4, FX ROUND SECTION CEMENTLESS FEMORAL STEM HA COATED F5, FX ROUND SECTION CEMENTLESS FEMORAL STEM HA COATED F6, FX ROUND SECTION CEMENTLESS FEMORAL STEM HA COATED F7, FX ROUND SECTION CEMENTLESS FEMORAL STEM HA COATED F8, FX ROUND SECTION CEMENTLESS FEMORAL STEM HA COATED F9, FX ROUND SECTION CEMENTLESS FEMORAL STEM HA COATED F10, FX SQUARE SECTION CEMENTLESS HA COATED FEMORAL STEM F1, FX SQUARE SECTION CEMENTLESS HA COATED FEMORAL STEM F2, FX SQUARE SECTION CEMENTLESS HA COATED FEMORAL STEM F3, FX SQUARE SECTION CEMENTLESS HA COATED FEMORAL STEM F4, FX SQUARE SECTION CEMENTLESS HA COATED FEMORAL STEM F5, FX SQUARE SECTION CEMENTLESS HA COATED FEMORAL STEM F6, FX SQUARE SECTION CEMENTLESS HA COATED FEMORAL STEM F7, FX SQUARE SECTION CEMENTLESS HA COATED FEMORAL STEM F8, FX SQUARE SECTION CEMENTLESS HA COATED FEMORAL STEM F9, FX SQUARE SECTION CEMENTLESS HA COATED FEMORAL STEM F10, FX SQUARE SECTION CEMENTLESS HA COATED FEMORAL STEM F11, FX SQUARE SECTION CEMENTLESS HA COATED FEMORAL STEM F12, FX MODULAR FEMORAL STEM BODY WITH COLLAR, CaP Coated , L= 35, 126° CCD, FX MODULAR FEMORAL STEM BODY WITH COLLAR, CaP Coated , L= 35, 135° CCD, FX MODULAR FEMORAL STEM BODY WITHOUT COLLAR, CaP coated, L= 35mm, 126° CCD, FX MODULAR FEMORAL STEM BODY WITHOUT COLLAR, CaP coated, L= 35mm, 135° CCD, FX MODULAR FEMORAL STEM BODY WITH COLLAR, ti porous COATED, L= 35, 126° CCD, FX MODULAR FEMORAL STEM BODY WITH COLLAR, ti porous COATED, L= 35, 135° CCD, FX MODULAR FEMORAL STEM BODY WITHOUT COLLAR, ti porous COATED, L= 35mm, 126° CCD, FX MODULAR FEMORAL STEM BODY WITHOUT COLLAR, ti porous COATED, L= 35mm, 135° CCD, FX MODULAR FEMORAL STEM, CaP COATED, cementless, U=160 MM, XS0, FX MODULAR FEMORAL STEM, CaP COATED, cementless, U=160 MM, XS1, FX MODULAR FEMORAL STEM, CaP COATED, cementless, U=160 MM, XS2, FX MODULAR FEMORAL STEM, CaP COATED, cementless, U=160 MM, XS3, FX MODULAR FEMORAL STEM, CaP COATED, cementless, U=160 MM, XS4, FX MODULAR FEMORAL STEM, CaP COATED, cementless, U=160 MM, XS5, FX MODULAR FEMORAL STEM, CaP COATED, cementless, U=160 MM, XS6, FX MODULAR FEMORAL STEM, CaP COATED, cementless, U=180 MM, S0, FX MODULAR FEMORAL STEM, CaP COATED, cementless, U=180 MM, S1 | ATLAS MEDIKAL | 2024-07-11T00:00:00.000+02:00 | EFRAHİM ÇEKİÇ FX ORTOPEDİ VE PROTEZ SAĞLIK GEREÇLERİ SANAYİ VE TİCARET Ege Serbest Bölgesi Zafer SB Mah. Mümtaz Sk. No:14/A Gaziemir İZMİR- TURKEY | FH05.10.2000S2, FH05.10.2000S3, FH05.10.2000S4, FH05.10.2000S5, FH05.10.2000S6, FH05.10.2000M0, FH05.10.2000M1, FH05.10.2000M2, FH05.10.2000M3, FH05.10.2000M4, FH05.10.2000M5, FH05.10.2000M6, FH05.10.100XS0, FH05.10.100XS1, FH05.10.100XS2, FH05.10.100XS3, FH05.10.100XS4, FH05.10.100XS5, FH05.10.100XS6, FH06.05.26100, FH06.06.162341, FH06.06.163144, FH06.06.192842, FH06.06.193648, FH06.06.232842, FH06.06.233648, FH06.07.162741, FH06.07.163644, FH06.07.193242, FH06.07.194148, FH06.07.233242, FH06.07.234148, FH30.16.325052, FH30.16.285456, FH30.16.285052, FH30.16.284648, FH30.16.284244, FH30.16.365862, FH30.16.365456, FH05.10.1000S0, FH05.10.1000S1, FH05.10.1000S2, FH05.10.1000S3, FH05.10.1000S4, FH05.10.1000S5, FH05.10.1000S6, FH05.10.1000M0, FH05.10.1000M1, FH05.10.1000M2, FH05.10.1000M3, FH05.10.1000M4, FH05.10.1000M5, FH05.10.1000M6, FH06.02.1065126, FH06.02.1065135, FH06.02.1035126, FH06.02.1035135, FH20.02.024002, FH20.02.024003, FH20.02.028002, FH20.02.028003, FH20.02.028004, FH20.02.028005, FH20.02.032002, FH20.02.032003, FH20.02.032004, FH20.02.032005, FH20.02.036002, FH20.02.036003, FH20.02.036004, FH20.02.036005, FH21.01.024039, FH21.01.024040, FH21.01.024041, FH21.01.024042, FH21.01.024043, FH21.01.028044, FH21.01.028045, FH21.01.028046, FH21.01.028047, FH21.01.028048, FH21.01.028049, FH21.01.028050, FH21.01.028051, FH21.01.028052, FH21.01.028053, FH21.01.028054, FH21.01.028055, FH21.01.028056, FH21.01.028057, FH21.01.028058, FH21.01.028059, FH21.01.028060, FH21.01.028061, FH21.01.028062, FH21.01.028063, FH21.01.028064, FH21.01.028065, FH21.01.032049, FH21.01.032050, FH21.01.032051, FH21.01.032052, FH21.01.032053, FH21.01.032054, FH21.01.032055, FH21.01.032056, FH21.01.032057, FH21.01.032058, FH21.01.032059, FH21.01.032060, FH21.01.032061, FH21.01.032062, FH21.01.032063, FH21.01.032064, FH21.01.032065, FH30.01.4S0044, FH30.01.4S0046, FH30.01.4S0048, FH30.01.4M0050, FH30.01.4M0052, FH30.01.4L0050, FH30.01.4L0052, FH30.01.4L0054, FH30.01.4L0056, FH30.01.4L0058, FH30.01.4L0060, FH30.01.4L0062, FH30.01.4L0064, FH30.01.4L0066, FH30.02.4L0044, FH30.02.4L0046, FH30.02.4L0048, FH30.02.4L0050, FH30.02.4L0052, FH30.02.4L0054, FH30.02.4L0056, FH30.02.4L0058, FH30.02.4L0060, FH30.02.4L0062, FH30.10.028001, FH30.10.028002, FH30.10.028003, FH30.15.328001, FH30.15.328002, FH30.15.332002, FH30.15.328003, FH30.15.332003, FH30.15.336003, FH35.01.065020, FH35.01.065025, FH35.01.065030, FH35.01.065035, FH35.01.065040, FH35.01.065045, FH35.01.065050, FH35.01.065055, FH35.01.065060, FH06.05.130087, FH06.05.140096, FH06.05.150100, FH06.05.160100, FH06.05.170100, FH06.05.180100, FH06.05.190100, FH06.05.200100, FH06.05.210100, FH06.05.22100, FH06.05.23100, FH06.05.24100, FH06.05.25100, FH03.01.400001, FH03.01.400002, FH03.01.400003, FH03.01.400004, FH03.01.400005, FH03.01.400006, FH03.01.400007, FH03.01.400008, FH03.01.400009, FH03.01.400010, FH03.01.200001, FH03.01.200002, FH03.01.200003, FH03.01.200004, FH03.01.200005, FH03.01.200006, FH03.01.200007, FH03.01.200008, FH03.01.200009, FH03.01.200010, FH02.01.200001, FH02.01.200002, FH02.01.200003, FH02.01.200004, FH02.01.200005, FH02.01.200006, FH02.01.200007, FH02.01.200008, FH02.01.200009, FH02.01.200010, FH02.01.200011, FH02.01.200012, FH05.02.200126, FH05.02.200135, FH05.01.200126, FH05.01.200135, FH05.02.100126, FH05.02.100135, FH05.01.100126, FH05.01.100135, FH05.10.200XS0, FH05.10.200XS1, FH05.10.200XS2, FH05.10.200XS3, FH05.10.200XS4, FH05.10.200XS5, FH05.10.200XS6, FH05.10.2000S0, FH05.10.2000S1 | Klasa III | PROTEZA PRIMARE I KOPIT | Pajisje te implantueshme jo aktive
16895 | FX BALOON CATHETER 10MM, FX BALOON CATHETER 15MM, FX BALOON CATHETER 20MM, FX BALOON EXPANDER, FX BONE NARROW NEEDLE, FX GUIDE WIRE, FX CANNULA, FX BONE DRILL, FX BONE CEMENT FILLER, FX METAL EXPANDER | ATLAS MEDIKAL | 2024-07-11T00:00:00.000+02:00 | EFRAHİM ÇEKİÇ FX ORTOPEDİ VE PROTEZ SAĞLIK GEREÇLERİ SANAYİ VE TİCARET Ege Serbest Bölgesi Zafer SB Mah. Mümtaz Sk. No:14/A Gaziemir İZMİR- TURKEY | N01.01.000010, N01.01.000015, N01.01.000020, N01.02.000001, N01.02.000002, N01.02.000003, N01.02.000004, N01.02.000020, N01.02.000021, N01.03.000001 | Klasa II | SISTEMI I KIFOPLASTISË DHE VERTEBROPLASTISË | Pajisje nje perdorimeshe
16896 | Devices for infusion,set placement catheter ombilical catheter plaatsingsset, Devices for infusion,Neonatologie sets zh, Devices for infusion,Umbilical catheter placement kit, Devices for infusion,set de pose de KTVO, Devices for infusion,Vyset pose de KTC neonat CHU Rouen, Devices for infusion,set arterial pour HUG, Devices for infusion,BCU Umbilical line insertion pack, Devices for infusion,Vyset de pose KT ombilical, Devices for infusion,Vyset de pose de catheter ombilical, Devices for infusion,Neonatale umbilicale plaatsingsset, Devices for infusion,Vyset pour KTVO avec bionector, Devices for infusion,Set de pose de catheter picc/OMB, Devices for infusion,Set de pose pour catheter ombilical, Devices for infusion,Neonatal umbilical placement kit N 003, Devices for infusion,Imperial umbilical pack, Devices for infusion,Set de desinfection pour la pose de catheters centraux en neonatologie, Devices for infusion,Hull royal consolidated line pack, Devices for infusion,Royal bolton umbilical pack, Devices for infusion,Vyset de pose de catheter ombilical N002, Devices for infusion,Set de pose, Devices for infusion,placement pack, Devices for infusion,Placement pack neonat - child Vyset V0277060, Devices for infusion,placement pack neonate child vyset V02770607, Devices for infusion, Plaatsingsset neonat child vyset | GREEMED | 2024-07-10T00:00:00.000+02:00 | Vygon 5 rue Adeline 95440 Ecouen France | 80199.1593, 80199.1618, 80199.956, 80199.695, 80199.966, V02770504 , V02770506, V02770521, V02770528, V02770530, V02770532, V02770538 , V02770542, V02770551, V02770554, V02770557 , V02770559, V02770560 , V0277056 I , V02770563 , 4E02770502, 4E02770503, 4E02770506, | Klasa IIa | Set umbilikal | Tjeter
| V02770613, Devices for infusion,Plaatsingets vyset V02770618, Devices for infusion,Vyset pose de KT VO, Devices for infusion,Heart of England umbilical pack |  |  |  | 4E02770515 , 4E02770531 , 4E02770540, 80199.1264, 80199.1521
16897 | Percept™ PC BrainSense™ | O.E.S DISTRIMED | 2024-07-04T00:00:00.000+02:00 | Medtronic, Inc. 710 Medtronic Parkway Minneapolis MN 55432 USA | B35200 | Klasa III | Neurostimulator I implantueshem per terapine e stimulimit të thellë të trurit | Pajisje te implantueshme aktive
16898 | Ligating Clips & Appliers/Titanium V-shaped clips, Ligating Clips & Appliers/Titanium Wel-Lok (chevron-shaped) Clips, Ligating Clips & Appliers/Polymers clips, Ligating Clips & Appliers/Automatic endoscopic ti appllers | BIOMETRIC ALBANIA | 2024-07-04T00:00:00.000+02:00 | Welfare Medical Ltd. - Adresa: Pure Offices, Tachbrook Park, Warwick, CV34 6WE. UK | WM100, WM200, WM300, WM400, WML-520, WML-201, WML-202, WML-200, WML-320, WML-420, WML-20124, WML-20024, WM-PC230, WM-PC240, WM-PC250, WM-CA500 | Klasa IIb | Klipe titaniumi, Klipe polimeri, Aplikatore | Produkte per institucione te kujdesit shendetesor
16899 | Supraflex Cruz (Sirolimus Eluting Stent System) | O.E.S DISTRIMED | 2024-07-09T00:00:00.000+02:00 | Sahajanand Medical Technologies Plot No.33, 34, 35, 52, 53, 54, Surat Special Economic Zone, Sachin, Surat-394230 Gujarat, INDIA "Sahajanand Estate", Wakhariawadi, Near Dabholi Char Rasta, Ved Road, Surat- 395004, Gujarat, INDIA Limited | FGTZ225044, FGTZ250020, FGTZ250040, FGTZ275016, FGTZ275036, FGTZ300012, FGTZ300032, FGTZ350008, FGTZ350028, FGTZ350048, FGTZ400024, FGTZ400044, FGTZ450020, FGTZ450040, FGTZ200012, FGTZ200032, FGTZ225008, FGTZ225028, FGTZ225048, FGTZ250024, FGTZ250044, FGTZ275020, FGTZ275040, FGTZ300016, FGTZ300036, FGTZ350012, FGTZ350032, FGTZ400008, FGTZ400028, FGTZ400048, FGTZ450024, FGTZ450044, FGTZ200016, FGTZ200036, FGTZ225012, FGTZ225032, FGTZ250008, FGTZ250028, FGTZ250048, FGTZ275024, FGTZ275044, FGTZ300020, FGTZ300040, FGTZ350016, FGTZ350036, FGTZ400012, FGTZ400032, FGTZ450008, FGTZ450028, FGTZ450048, FGTZ200020, FGTZ200040, FGTZ225016, FGTZ225036, FGTZ250012, FGTZ250032, FGTZ275008, FGTZ275028, FGTZ275048, FGTZ300024, FGTZ300044, FGTZ350020, FGTZ350040, FGTZ400016, FGTZ400036, FGTZ450012, FGTZ450032, FGTZ200024, FGTZ200044, FGTZ225020, FGTZ225040, FGTZ250016, FGTZ250036, FGTZ275012, FGTZ275032, FGTZ300008, FGTZ300028, FGTZ300048, FGTZ350024, FGTZ350044, FGTZ400020, FGTZ400040, FGTZ450016, FGTZ450036, FGTZ200008, FGTZ200028, FGTZ200048, FGTZ225024 | Klasa III | Sistem Stentash Koronare te Implantueshme te Veshura me Sirolimus , perdorim ne kardiologji-hemodinamike | Pajisje te implantueshme jo aktive
16900 | IPS e.max ZirCAD MT BL 98.5-14/1, IPS e.max ZirCAD MT A1 98.5-14/1, IPS e.max ZirCAD MT A2 98.5-14/1, IPS e.max ZirCAD MT A3 98.5-14/1, IPS e.max ZirCAD MT B1 98.5-14/1, IPS e.max ZirCAD MT B2 98.5-14/1, IPS e.max ZirCAD MT C2 98.5-14/1, IPS e.max ZirCAD MT D2 98.5-14/1, IPS e.max ZirCAD MT BL 98.5-18/1, IPS e.max ZirCAD MT A1 98.5-18/1, IPS e.max ZirCAD MT A2 98.5-18/1, IPS e.max ZirCAD MT A3 98.5-18/1, IPS e.max ZirCAD MT B1 98.5-18/1, IPS e.max ZirCAD MT B2 98.5-18/1, IPS e.max ZirCAD MT C2 98.5-18/1, IPS e.max ZirCAD MT D2 98.5-18/1, IPS e.max ZirCAD MT Multi BL1 98.5-16/1, IPS e.max ZirCAD MT Multi A1 98.5-16/1, IPS e.max ZirCAD MT Multi A2 98.5-16/1, IPS e.max ZirCAD MT Multi A3 98.5-16/1, IPS e.max ZirCAD MT Multi B1 98.5-16/1, IPS e.max ZirCAD MT Multi B2 98.5-16/1, IPS e.max ZirCAD MT Multi C2 98.5-16/1, IPS e.max ZirCAD MT Multi D2 98.5-16/1, IPS e.max ZirCAD MT Multi BL1 98.5-20/1, IPS e.max ZirCAD MT Multi A1 98.5-20/1, IPS e.max ZirCAD MT Multi A2 98.5-20/1, IPS e.max ZirCAD MT Multi A3 98.5-20/1, IPS e.max ZirCAD MT Multi B1 98.5-20/1, IPS e.max ZirCAD MT Multi B2 98.5-20/1, IPS e.max ZirCAD MT Multi C2 98.5-20/1, IPS e.max ZirCAD MT Multi D2 98.5-20/1, IPS e.max ZirCAD MT Col. Liq. A1 60ml, IPS e.max ZirCAD MT Col. Liq. A2 60ml, IPS e.max ZirCAD MT Col. Liq. A3 60ml, IPS e.max ZirCAD MT Col. Liq. A3.5 60ml, IPS e.max ZirCAD MT Col. Liq. A4 60ml, IPS e.max ZirCAD MT Col. Liq. B1 60ml, IPS e.max ZirCAD MT Col. Liq. B2 60ml, IPS e.max ZirCAD MT Col. Liq. B3 60ml, IPS e.max ZirCAD MT Col. Liq. B4 60ml, IPS e.max ZirCAD MT Col. Liq. C1 60ml, IPS e.max ZirCAD MT Col. Liq. C2 60ml, IPS e.max ZirCAD MT Col. Liq. C3 60ml, IPS e.max ZirCAD MT Col. Liq. C4 60ml, IPS e.max ZirCAD MT Col. Liq. D2 60ml, IPS e.max ZirCAD MT Col. Liq. D3 60ml, IPS e.max ZirCAD MT Col. Liq. D4 60ml, IPS e.max ZirCAD MT Col. Liq. blue 15ml, IPS e.max ZirCAD MT Col. Liq. grey 15ml, IPS e.max ZirCAD MT Col. Liq.orange 15ml, IPS e.max ZirCAD MT Col. Liq. brown 15ml, IPS e.max ZirCAD CER/in.MT Mul.BL1 C17/5, IPS e.max ZirCAD CER/in.MT Mul. A1 C17/5, IPS e.max ZirCAD CER/in.MT Mul. A2 C17/5, IPS e.max ZirCAD CER/in.MT Mul. A3 C17/5, IPS e.max ZirCAD CER/in.MT Mul. B1 C17/5, IPS e.max ZirCAD CER/in.MT Mul. B2 C17/5, IPS e.max ZirCAD CER/in.MT Mul. C2 C17/5, IPS e.max ZirCAD CER/in.MT Mul. D2 C17/5, IPS e.max ZirCAD CER/in.MT Mul.BL1 B45/3, IPS e.max ZirCAD CER/in.MT Mul. A1 B45/3, IPS e.max ZirCAD CER/in.MT Mul. A2 B45/3, IPS e.max ZirCAD CER/in.MT Mul. A3 B45/3, IPS e.max ZirCAD CER/in.MT Mul. B1 B45/3, IPS e.max ZirCAD CER/in.MT Mul. B2 B45/3, IPS e.max ZirCAD CER/in.MT Mul. C2 B45/3, IPS e.max ZirCAD CER/in.MT Mul. D2 B45/3, IPS e.max ZirCAD PlanM. MT Mul.BL1 C17/5, IPS e.max ZirCAD PlanM. MT Mul. A1 C17/5, IPS e.max ZirCAD PlanM. MT Mul. A2 C17/5, IPS e.max ZirCAD PlanM. MT Mul. A3 C17/5, IPS e.max ZirCAD PlanM. MT Mul. B1 C17/5, IPS e.max ZirCAD PlanM. MT Mul. B2 C17/5, IPS e.max ZirCAD PlanM. MT Mul. C2 C17/5, IPS e.max ZirCAD PlanM. MT Mul. D2 C17/5, IPS e.max ZirCAD PlanM. MT Mul.BL1 B45/3, IPS e.max ZirCAD PlanM. MT Mul. A1 B45/3, IPS e.max ZirCAD PlanM. MT Mul. A2 B45/3, IPS e.max ZirCAD PlanM. MT Mul. A3 B45/3, IPS e.max ZirCAD PlanM. MT Mul. B1 B45/3, IPS e.max ZirCAD PlanM. MT Mul. B2 B45/3, IPS e.max ZirCAD PlanM. MT Mul. C2 B45/3, IPS e.max ZirCAD PlanM. MT Mul. D2 B45/3, IPS e.max ZirCAD MT Multi BL3 98.5-16/1, IPS e.max ZirCAD MT Multi A3.5 98.5-16/1, IPS e.max ZirCAD MT Multi C1 98.5-16/1, IPS e.max ZirCAD MT Multi C3 98.5-16/1, IPS e.max ZirCAD MT Multi D3 98.5-16/1, IPS e.max ZirCAD MT Multi BL3 98.5-20/1, IPS e.max ZirCAD MT Multi A3.5 98.5-20/1, IPS e.max ZirCAD MT Multi C1 98.5-20/1, IPS e.max ZirCAD MT Multi C3 98.5-20/1, IPS e.max ZirCAD MT Multi D3 98.5-20/1, IPS e.max ZirCAD CER/in.MT Mul. A2 C17/1, IPS e.max ZirCAD Prime Est BL1 98.5-14/1, IPS e.max ZirCAD Prime Est BL2 98.5-14/1, IPS e.max ZirCAD Prime Est BL3 98.5-14/1, IPS e.max ZirCAD Prime Est BL4 98.5-14/1, IPS e.max ZirCAD Prime Est A1 98.5-14/1, IPS e.max ZirCAD Prime Est A2 98.5-14/1, IPS e.max ZirCAD Prime Est A3 98.5-14/1, IPS e.max ZirCAD Prime Est A35 98.5-14/1, IPS e.max ZirCAD Prime Est A4 98.5-14/1, IPS e.max ZirCAD Prime Est B1 98.5-14/1, IPS e.max ZirCAD Prime Est B2 98.5-14/1, IPS e.max ZirCAD Prime Est B3 98.5-14/1, IPS e.max ZirCAD Prime Est B4 98.5-14/1, IPS e.max ZirCAD Prime Est C1 98.5-14/1, IPS e.max ZirCAD Prime Est C2 98.5-14/1, IPS e.max ZirCAD Prime Est C3 98.5-14/1, IPS e.max ZirCAD Prime Est C4 98.5-14/1, IPS e.max ZirCAD Prime Est D2 98.5-14/1, IPS e.max ZirCAD Prime Est D3 98.5-14/1, IPS e.max ZirCAD Prime Est D4 98.5-14/1, IPS e.max ZirCAD Prime Est BL1 98.5-16/1, IPS e.max ZirCAD Prime Est BL2 98.5-16/1, IPS e.max ZirCAD Prime Est BL3 98.5-16/1, IPS e.max ZirCAD Prime Est BL4 98.5-16/1, IPS e.max ZirCAD Prime Est A1 98.5-16/1, IPS e.max ZirCAD Prime Est A2 98.5-16/1, IPS e.max ZirCAD Prime Est A3 98.5-16/1, IPS e.max ZirCAD Prime Est A35 98.5-16/1, IPS e.max ZirCAD Prime Est A4 98.5-16/1, IPS e.max ZirCAD Prime Est B1 98.5-16/1, IPS e.max ZirCAD Prime Est B2 98.5-16/1, IPS e.max ZirCAD Prime Est B3 98.5-16/1, IPS e.max ZirCAD Prime Est B4 98.5-16/1, IPS e.max ZirCAD Prime Est C1 98.5-16/1, IPS e.max ZirCAD Prime Est C2 98.5-16/1, IPS e.max ZirCAD Prime Est C3 98.5-16/1, IPS e.max ZirCAD Prime Est C4 98.5-16/1, IPS e.max ZirCAD Prime Est D2 98.5-16/1, IPS e.max ZirCAD Prime Est D3 98.5-16/1, IPS e.max ZirCAD Prime Est D4 98.5-16/1, IPS e.max ZirCAD Prime Est BL1 98.5-20/1, IPS e.max ZirCAD Prime Est BL2 98.5-20/1, IPS e.max ZirCAD Prime Est BL3 98.5-20/1, IPS e.max ZirCAD Prime Est BL4 98.5-20/1, IPS e.max ZirCAD Prime Est A1 98.5-20/1, IPS e.max ZirCAD Prime Est A2 98.5-20/1, IPS e.max ZirCAD Prime Est A3 98.5-20/1, IPS e.max ZirCAD Prime Est A35 98.5-20/1, IPS e.max ZirCAD Prime Est A4 98.5-20/1, IPS e.max ZirCAD Prime Est B1 98.5-20/1, IPS e.max ZirCAD Prime Est B2 98.5-20/1, IPS e.max ZirCAD Prime Est B3 98.5-20/1, IPS e.max ZirCAD Prime Est B4 98.5-20/1, IPS e.max ZirCAD Prime Est C1 98.5-20/1, IPS e.max ZirCAD Prime Est C2 98.5-20/1, IPS e.max ZirCAD Prime Est C3 98.5-20/1, IPS e.max ZirCAD Prime Est C4 98.5-20/1, IPS e.max ZirCAD Prime Est D2 98.5-20/1, IPS e.max ZirCAD Prime Est D3 98.5-20/1, IPS e.max ZirCAD Prime Est D4 98.5-20/1 | FUTURA-DENT | 2024-07-08T00:00:00.000+02:00 | IVOCLAR VIVADENT AG ,BENDERERSTRASSE 2 9494 SCHAAN LIECHTENSTEIN | 686860, 686861, 686862, 686863, 686864, 686865, 686866, 686867, 686868, 686869, 686870, 686871, 686872, 686873, 686874, 686875, 686876, 686877, 686878, 686879, 686880, 686881, 686882, 686883, 686884, 686885, 686886, 686887, 686888, 686889, 686890, 686891, 686930, 686931, 686932, 686933, 686934, 686935, 686936, 686937, 686938, 686939, 686940, 686941, 686942, 686943, 686944, 686945, 686946, 686948, 686949, 686950, 694517, 694521, 694522, 694523, 694526, 694527, 694531, 694534, 694537, 694541, 694542, 694543, 694546, 694547, 694551, 694554, 694597, 694601, 694602, 694603, 694606, 694607, 694611, 694614, 694617, 694621, 694622, 694623, 694626, 694627, 694631, 694634, 696424, 696426, 696430, 696431, 696433, 696436, 696438, 696442, 696443, 696445, 702929, 752084, 752085, 752096, 752097, 752098, 752099, 752100, 752101, 752102, 752103, 752104, 752105, 752106, 752107, 752108, 752109, 752110, 752111, 752112, 752113, 752114, 752115, 752116, 752117, 752118, 752119, 752120, 752121, 752122, 752123, 752124, 752125, 752126, 752127, 752128, 752129, 752130, 752131, 752132, 752133, 752134, 752135, 752136, 752137, 752138, 752139, 752140, 752141, 752142, 752143, 752144, 752145, 752146, 752147, 752148, 752149, 752150, 752151, 752152, 752153 | Klasa IIa | PLLAKA ZIRKONI PER CAD/CAM | Pajisje dentare
16901 | Passing Pin Ø 2,4 x 430 mm, spade tip, w/Open | Orto-Implant | 2024-07-10T00:00:00.000+02:00 | Doratek Medikal Elektrik Makina Imalatı Turizm İns. San. ve Tic. Ltd. Sti. Agac Metal Koop. 1436. Sok. No:6 İvedik OSB. Yenimahalle/Ankara Türkiye | PSPN-0104, PSPN-3230, PSPN-3231, ABBK-0000, ALLK-0000, NIGT-0008, NIGT-0010, NIGT-0011, NIGT-0014, NIGT-0016, NIGT-0018, NITL-0001, NITL-0002, STLP-0000, STLP-0045, STLP-0125, STLP-0225, STLP-0145, STLP-0245, STLP-0090, MZPK-0004, MZPK-0005, MZPK-0006, MZPK-0007, MZPK-0008, MZPK-0009, MZPK-0010, SRKL-5575, SRKL-5590, SRKL-5110, SRKL-7575, SRKL-7590, SRKL-7110, SRKL-8575, SRKL-8590, SRKL-8110, SRKL-1075, SRKL-1090, SRKL-0110, BSRKL-7575, FKSU-0011, FKSU-0010, FKSU-0020, FKSU-0021, FKSU-0030, FKSU-0031, UFKS-0011, UFKS-0010, UFKS-0020, UFKS-0021, UFKS-0030, UFKS-0031, AKSU-0011, AKSU-0010, AKSU-0020, AKSU-0021, AKSU-0030, AKSU-0031, UAKS-0011, UAKS-0010, UAKS-0020, UAKS-0021, UAKS-0030, UAKS-0031, OBKK-0001, OBKU-0001, OBOR-0001, OBOU-0001, OBBU-0001, OBBU-0002, RBKK-0001, RBKU-0001, RBOR-0001, RBOU-0001, RBBU-0001, RBBU-0002, KBKK-0001, KBKU-0001, KBOR-0001, KBOU-0001, KBBU-0001, KBBU-0002, AFKSU-0011, AFKSU-0010, AFKSU-0020, AFKSU-0021, AFKSU-0030, AFKSU-0031, AUFKS-0011, AUFKS-0010, AUFKS-0020, AUFKS-0021, AUFKS-0030, AUFKS-0031, AAKSU-0011, AAKSU-0010, AAKSU-0020, AAKSU-0021, AAKSU-0030, AAKSU-0031, AUAKS-0011, AUAKS-0010, AUAKS-0020, AUAKS-0021, AUAKS-0030, AUAKS-0031, AOBKK-0001, AOBKU-0001, AOBOR-0001, AOBOU-0001, AOBBU-0001, AOBBU-0002, ARBKK-0001, ARBKU-0001, ARBOR-0001, ARBOU-0001, ARBBU-0001, ARBBU-0002, AKBKK-0001, AKBKU-0001, AKBOR-0001, AKBOU-0001, AKBBU-0001, AKBBU-0002, NA, SGNI-0000, ASGNI-0000, BSGNI-0000, MKNP-0000, PSPN-2215, PSPN-2430, PSPN-0001, PSPN-0002, PSPN-0003, PSPN-0004, PSPN-0101, PSPN-0102, PSPN-0103 | Klasa IIa | Arthroscopy Auxilary Products, janë pajisje ndihmëse, të destinuara për fiksim të frakturave ortopedike për të siguruar stabilizim të dejtpërdrejt ndëfragmentar të kockës. | Pajisje te implantueshme aktive
eyelet, Passing Pin Ø 3,2 x 300 mm, diamond tip,
w/eyelet, Passing Pin Ø 3,2 x 300 mm, Spade tip, w/eyelet, ALEXANDER BANKART BONE BLOCK KIT, ALEXANDER LATERJET KIT, Nitinol Guide Wire 0,8 mm x 350 mm, Nitinol Guide Wire 1,0 mm x 350 mm, Nitinol Guide Wire 1,1 mm x 350 mm, Nitinol Guide Wire 1,4 mm x 350 mm, Nitinol Guide Wire 1,6 mm x 350 mm, Nitinol Guide Wire 1,8 mm x 350 mm, Nitinol Loop Wire, Nitinol Loop Wire Without Tip, Suture Shuttle – Straight, Suture Shuttle - Up 45 °, Suture Shuttle - 25 °, Right, Suture Shuttle - 25 °, Left, Suture Shuttle - 45 °, Right, Suture Shuttle - 45 °, Left, Suture Shuttle - 90 °, Mosaic Plasty System Donor- Recipient 4 mm, Mosaic Plasty System Donor- Recipient 5 mm, Mosaic Plasty System Donor- Recipient 6 mm, Mosaic Plasty System Donor- Recipient 7 mm, Mosaic Plasty System Donor- Recipient 8 mm, Mosaic Plasty System Donor- Recipient 9 mm, Mosaic Plasty System Donor- Recipient 10 mm, Transparent Rigid Cannula 5,5 x 75 mm, Transparent Rigid Cannula 5,5 x 90 mm, Transparent Rigid Cannula 5,5 x 110 mm, Transparent Rigid Cannula 7,5 x 75 mm, Transparent Rigid Cannula 7,5 x 90 mm, Transparent Rigid Cannula 7,5 x 110 mm, Transparent Rigid Cannula 8,5 x 75 mm, Transparent Rigid Cannula 8,5 x 90 mm, Transparent Rigid Cannula 8,5 x 110 mm, Transparent Rigid Cannula 10 x 75 mm, Transparent Rigid Cannula 10 x 90 mm, Transparent Rigid Cannula 10 x 110 mm, Transparent Rigid Cannula 8,0x35 mm, Full Shaver Blade SMALL- Short, Full Shaver Blade SMALL, Full Shaver Blade MEDIUM, Full Shaver Blade MEDIUM- Long, Full Shaver Blade LARGE, Full Shaver Blade LARGE-Long, Ultra Full Shaver Blade SMALL- Short, Ultra Full Shaver Blade SMALL, Ultra Full Shaver Blade MEDIUM- Long, Ultra Full Shaver Blade LARGE, Agressive Shaver Blade SMALL- Short, Agressive Shaver Blade SMALL, Agressive Shaver Blade MEDIUM, Agressive Shaver Blade MEDIUM- Long, Ultra Agressive Shaver Blade SMALL- Short, Ultra Agressive Shaver Blade SMALL, Ultra Agressive Shaver Blade LARGE-Long, Oval Burr- MEDIUM, Oval Burr MEDIUM- Long, Round Burr- SMALL - Short, Round Burr- SMALL, Round Burr-LARGE, Round Burr LARGE - Long, Conic Burr- SMALL, Conic Burr MEDIUM- Long, Ultra Full Shaver Blade MEDIUM, Ultra Full Shaver Blade LARGE-Long, Agressive Shaver Blade LARGE, Agressive Shaver Blade LARGE-Long, Ultra Agressive Shaver Blade MEDIUM, Ultra Agressive Shaver Blade MEDIUM- Long, Ultra Agressive Shaver Blade LARGE, Oval Burr- SMALL - Short, Oval Burr- SMALL, Oval Burr-LARGE, Oval Burr LARGE - Long, Round Burr- MEDIUM, Round Burr MEDIUM- Long, Conic Burr- SMALL - Short, Conic Burr- MEDIUM, Conic Burr-LARGE, Conic Burr LARGE - Long, Arthroscopy Auxilary Products, Suture Passer Nitinol Needle, MicroFracture Nitinol Pin, Passing Pin Ø 2,2 x 150 mm, diamond tip,
w/eyelet, Passing Pin Ø 2,4 x 300 mm, drill tip, without
eyelet, Passing Pin Ø 2,4 x 430 mm, Trokar tip, w/eyelet, Passing Pin Ø 2,4 x 430 mm, drill tip, w/eyelet, Passing Pin Ø 2,4 x 430 mm, diamond tip,
w/eyelet, Passing Pin Ø 2,4 x 430 mm, spade tip, w/eyelet, Passing Pin Ø 2,4 x 430 mm, Trokar tip, w/Open
eyelet, Passing Pin Ø 2,4 x 430 mm, drill tip, w/Open
eyelet, Passing Pin Ø 2,4 x 430 mm, diamond tip,
w/Open eyelet
16902 | Stretcher SKB037(A) SKB037(8) SKB037(C) SKB038-2 SKB038-4 SKB039-101 SKB039(A) SKB039(8) SKB039(C) SKB039(C1) SKB039(C2) SKB039(C3) R | EUROMED | 2024-07-30T00:00:00.000+02:00 | Jiangsu Saikang Medical Equipment Co., Ltd. •Address: No. 35 Lehong Road, Modern Agriculture Demonstration I Park, Zhangjiagang City, Jiangsu Province, China | Stretcher SKB037(A) SKB037(8) SKB037(C) SKB038-2 SKB038-4 SKB039-101 SKB039(A) SKB039(8) SKB039(C) SKB039(C1) SKB039(C2) SKB039(C3) R | Klasa I | Barrela te cilat perdoren per transportimin e pacientit | Pajisje mobilim spitalor
| SKB039(D) SKB039(E) SKB039(E)-1 SKB039(F) SKB039(G) SKB039(H) SKB039(K) SKB040(A001) SKB040(A002) SKB040(A004) SKB040(A006) SKB040(A) |  |  |  | SKB039(D) SKB039(E) SKB039(E)-1 SKB039(F) SKB039(G) SKB039(H) SKB039(K) SKB040(A001) SKB040(A002) SKB040(A004) SKB040(A006) SKB040(A)
| SKB040(8) SKB040(E) SKB041 SKB041-1 SKB041-2 SKB041-3 SKB041-3S SKB041-6 SKB1A01 SKB1A01-1 SKB1A01-2 SKB1A02 |  |  |  | SKB040(8) SKB040(E) SKB041 SKB041-1 SKB041-2 SKB041-3 SKB041-3S SKB041-6 SKB1A01 SKB1A01-1 SKB1A01-2 SKB1A02
| SKB1A14 SKB1A15 SKB2A01 SKB2A02 SKB2A03 SKB2A04 SKB2A04-1 SKB2A05 SKB2A06 SKB2A07 SKB2A08 SKB2A09 SKB2A09-1 SKB2A10 SKB2A11 SKB2A11-1 SKB2A12 SKB2A13 SKB2A14 SKB3A001 SKB3A001(1) SKB3A002 SKB3A005 SKB3A006 SKB3A101 SKB3A102 SKB3A103 SKB3A104 SKB1801 SKB1B01-1 SKB1B02 SKB1B02-1 SKB1803 SKB1804 SKB2801 SKB2B02 SKB2B03 SKB2804 SKB2B05 SKB2807 SKB1C01 SKB1C01-1 SKB1C02 SKB1C02-1 SKB1C02-2 SKB1C03 SKB1C04 SKB1C05 SKB1C05-1 SKB1C05-2 SKB1C06 SKB1C07 SKB1C08 SKB1G,0 SKB1C09-1 SKB1C10 SKB1C11 SKB1C12 SKB2C01 SKB2C02 SKB2C03 SKB2C04 SKB3C01 SKB3C02 SKB3C03 SKA-1A SKA-2A SKA-3A SKA-4A SKA-18 SKA-28 SKA-38 ~A 1 Iii t ( SKA-48 SKA-1 C SKA-2C SKA-3C SKA-4C SKA-1 SKA-2D SKA-3D SKA-40 SKA-1E SKA-1F SKA-2F SKA-3F SKA-4F SKA-1G SKB-1A SKB-2A SKB-3A ii t!f SKB-4A SKB-SA SKB-6A SKC-281 SKC-282 SKC-283 I SKC-1B1 SKC-182 SKC-3A9 SKC-3B4 SKC-3D4 SKC-3D5 SKC-3E4 SKC-3E5 SKC-3E8 SKC-3E9 SKC-3F5 SKK-A |  |  |  | SKB1A14 SKB1A15 SKB2A01 SKB2A02 SKB2A03 SKB2A04 SKB2A04-1 SKB2A05 SKB2A06 SKB2A07 SKB2A08 SKB2A09 SKB2A09-1 SKB2A10 SKB2A11 SKB2A11-1 SKB2A12 SKB2A13 SKB2A14 SKB3A001 SKB3A001(1) SKB3A002 SKB3A005 SKB3A006 SKB3A101 SKB3A102 SKB3A103 SKB3A104 SKB1801 SKB1B01-1 SKB1B02 SKB1B02-1 SKB1803 SKB1804 SKB2801 SKB2B02 SKB2B03 SKB2804 SKB2B05 SKB2807 SKB1C01 SKB1C01-1 SKB1C02 SKB1C02-1 SKB1C02-2 SKB1C03 SKB1C04 SKB1C05 SKB1C05-1 SKB1C05-2 SKB1C06 SKB1C07 SKB1C08 SKB1G,0 SKB1C09-1 SKB1C10 SKB1C11 SKB1C12 SKB2C01 SKB2C02 SKB2C03 SKB2C04 SKB3C01 SKB3C02 SKB3C03 SKA-1A SKA-2A SKA-3A SKA-4A SKA-18 SKA-28 SKA-38 ~A 1 Iii t ( SKA-48 SKA-1 C SKA-2C SKA-3C SKA-4C SKA-1 SKA-2D SKA-3D SKA-40 SKA-1E SKA-1F SKA-2F SKA-3F SKA-4F SKA-1G SKB-1A SKB-2A SKB-3A ii t!f SKB-4A SKB-SA SKB-6A SKC-281 SKC-282 SKC-283 I SKC-1B1 SKC-182 SKC-3A9 SKC-3B4 SKC-3D4 SKC-3D5 SKC-3E4 SKC-3E5 SKC-3E8 SKC-3E9 SKC-3F5 SKK-A
| SKK-B SKM-A SKM-B SKM-C SKM-D SKM-E SKM-F SKM-G SKU-81 SKU-C1 SKU-C2 SKV-AC |  |  |  | SKK-B SKM-A SKM-B SKM-C SKM-D SKM-E SKM-F SKM-G SKU-81 SKU-C1 SKU-C2 SKV-AC
| SKV-AE SKV-BC SKV-BE SKW-A1 SKW-81 SKW-C1 SKW-A2 SKW-82 SKW-C2 SKX-B1 SKX-82 SKX-B3 SKX-C1 SKX-C2 |  |  |  | SKV-AE SKV-BC SKV-BE SKW-A1 SKW-81 SKW-C1 SKW-A2 SKW-82 SKW-C2 SKX-B1 SKX-82 SKX-B3 SKX-C1 SKX-C2
16903 | Medical Trolley SKR-AB00 SKR-A01 SKR-B00 SKR-J21 SKR054-ET SKR051-ET SKR-CT750-1 SKR-ET625 SKR-AT625-1 SKR004 SKR021-8 SKR002-3 SK-CT75077C2 SKR-CT601 SKH040 SKH006 SKR007 SKR003 SKR-ET085 | EUROMED | 2024-07-30T00:00:00.000+02:00 | Jiangsu Saikang Medical Equipment Co., Ltd. •Address: No. 35 Lehong Road, Modern Agriculture Demonstration I Park, Zhangjiagang City, Jiangsu Province, China | Medical Trolley SKR-AB00 SKR-A01 SKR-B00 SKR-J21 SKR054-ET SKR051-ET SKR-CT750-1 SKR-ET625 SKR-AT625-1 SKR004 SKR021-8 SKR002-3 SK-CT75077C2 SKR-CT601 SKH040 SKH006 SKR007 SKR003 SKR-ET085 | Klasa I | Karrel mjekesor I cili perdoret per mbajtjen e artikujve te mjekimit -barna -pajisje | Pajisje mobilim spitalor
| SKR-CT670 SKH040-1 SKH001 SKH006-5 SKH005 SKH012 SKH021 SKH013 SKH014 SKR-MT670-2 SKR-MT670 SK-MT650 SKH006-1 SK-ET750 SKR-CT600 SKR-CT670-1 SKH027 SKH002 SKH029 SKH019 SKH105 SKR-MT670-1 SKR-1B00 SKR054-AT SKR-MT625 SKR022 SK-ET75077 A SKR-MT606 SKR-AT670 SKR-WC561 SKH003 SKH018 SKH028 SKH048 SKR-CT670-2 SKR-J10 SKR054-MT SKR-CT625-1 SKR001-2 SK-A T75077 A2 SKR-CT232 SKR-ET670 SKH006C SKH004 SKH032 SKH007-1 SKR024 SKR670 |  |  |  | SKR-CT670 SKH040-1 SKH001 SKH006-5 SKH005 SKH012 SKH021 SKH013 SKH014 SKR-MT670-2 SKR-MT670 SK-MT650 SKH006-1 SK-ET750 SKR-CT600 SKR-CT670-1 SKH027 SKH002 SKH029 SKH019 SKH105 SKR-MT670-1 SKR-1B00 SKR054-AT SKR-MT625 SKR022 SK-ET75077 A SKR-MT606 SKR-AT670 SKR-WC561 SKH003 SKH018 SKH028 SKH048 SKR-CT670-2 SKR-J10 SKR054-MT SKR-CT625-1 SKR001-2 SK-A T75077 A2 SKR-CT232 SKR-ET670 SKH006C SKH004 SKH032 SKH007-1 SKR024 SKR671
16904 | FX CERVICAL TITANIUM DISC PROTHESIS(Cp-Ti)13x16x4mm, FX CERVICAL TITANIUM DISC PROTHESIS(Cp-Ti)13x16x5mm, FX CERVICAL TITANIUM DISC PROTHESIS(Cp-Ti)13x16x6mm, FX CERVICAL TITANIUM DISC PROTHESIS(Cp-Ti)13x16x7mm, FX CERVICAL TITANIUM DISC PROTHESIS(Cp-Ti)13x16x8mm, FX CERVICAL TITANIUM DISC PROTHESIS(Cp-Ti)14x17x4mm, FX CERVICAL TITANIUM DISC PROTHESIS(Cp-Ti)14x17x5mm, FX CERVICAL TITANIUM DISC PROTHESIS(Cp-Ti)14x17x6mm, FX CERVICAL TITANIUM DISC PROTHESIS(Cp-Ti)14x17x7mm, FX CERVICAL TITANIUM DISC PROTHESIS(Cp-Ti)14x17x8mm, FX CERVICAL TITANIUM DISC PROTHESIS(Cp-Ti)16x18x4mm, FX CERVICAL TITANIUM DISC PROTHESIS(Cp-Ti)16x18x5mm, FX CERVICAL TITANIUM DISC PROTHESIS(Cp-Ti)16x18x6mm, FX CERVICAL TITANIUM DISC PROTHESIS(Cp-Ti)16x18x7mm, FX CERVICAL TITANIUM DISC PROTHESIS(Cp-Ti)16x18x8mm | ATLAS MEDIKAL | 2024-07-11T00:00:00.000+02:00 | EFRAHİM ÇEKİÇ FX ORTOPEDİ VE PROTEZ SAĞLIK GEREÇLERİ SANAYİ VE TİCARET Ege Serbest Bölgesi Zafer SB Mah. Mümtaz Sk. No:14/A Gaziemir İZMİR- TURKEY | A04.08.131604, A04.08.131605, A04.08.131606, A04.08.131607, A04.08.131608, A04.08.141704, A04.08.141705, A04.08.141706, A04.08.141707, A04.08.141708, A04.08.161804, A04.08.161805, A04.08.161806, A04.08.161807, A04.08.161808 | Klasa IIb | PROTEZAT E DISKUT QYRËSORË | Pajisje te implantueshme jo aktive
16905 | ClosureFast EndoVenous Radio frequency Ablation (RFA) Catheter | O.E.S DISTRIMED | 2024-07-02T00:00:00.000+02:00 | Medtronic, Inc. 710 Medtronic Parkway Minneapolis MN 55432 USA | CF-7-7-60, CF7-7-100, CF7-3-60, CF6-8-60, CF6-8-100 | Klasa IIb | Kateter per koagulimin endovaskular te eneve te gjakut | Pajisje nje perdorimeshe
16906 | Block Ago per Biopsia Osteomidollare con sistema Antilussazione / Needle for bone marrow Biopsy with Anti laxation System VVJTxxyy(xx), Relock Premium Dispositiovo Riposizionabile per localizzacione / Repositionable device for localization WRPxxyy, Compact Ago Ghigliottina Automatico per biopsia tessuti molli / Automatic Guillotine needle for soft tissue biopsy VCTxxyy | EUROMED | 2024-07-01T00:00:00.000+02:00 | VIGEO S.R.L. Registered office:Via Carlo Poma, 19/B - 46034 Bargo Virgilio (MN) -· Italia Operational Headquarters:Via dell'Alpino, 2 - 46031 San Biagio di Bagnolo San Vito (MN) - Italia Via del Bersaqliere, 8 - 46031 San Biaqio di Baqnolo San Vito (MN) - Italia | Block Ago per Biopsia Osteomidollare con sistema Antilussazione / Needle for bone marrow Biopsy with Anti laxation System VVJTxxyy(xx), Relock Premium Dispositiovo Riposizionabile per localizzacione / Repositionable device for localization WRPxxyy, Compact Ago Ghigliottina Automatico per biopsia tessuti molli / Automatic Guillotine needle for soft tissue biopsy VCTxxyy | Klasa IIa | Age dhe kite për biopsine histologjike dhe citologjike te kockës dhe palcës Age per biopsi te palces së kockave me sistem anti luxation VVJTxxyy(xx) , Age dhe sisteme për lokalizimin e nyjeve të gjirit dhe strukturave të tjera Pajisje e ripozicionueshme per lokalizim VVRPxxyy, Age dhe kite për biopsi histologjike dhe citologjike të indeve të buta Age gilotine automatike per biopsi te indeve te buta VCTxxyy | Pajisje nje perdorimeshe
16907 | FX F1 MULTIAXIAL LISTHESIS SCREW 5.0X60, FX F1 MULTIAXIAL LISTHESIS SCREW 5.0X65, FX F1 MULTIAXIAL LISTHESIS SCREW 5.0X70, FX F1 MULTIAXIAL LISTHESIS SCREW 5.0X75, FX F1 MULTIAXIAL LISTHESIS SCREW 5.0X80, FX F1 MULTIAXIAL LISTHESIS SCREW 5.5X20, FX F1 MULTIAXIAL LISTHESIS SCREW 5.5X25, FX F1 MULTIAXIAL LISTHESIS SCREW 5.5X30, FX F1 MULTIAXIAL LISTHESIS SCREW 5.5X35, FX F1 MULTIAXIAL LISTHESIS SCREW 5.5X40, FX F1 MULTIAXIAL LISTHESIS SCREW 5.5X45, FX F1 MULTIAXIAL LISTHESIS SCREW 5.5X50, FX F1 MULTIAXIAL LISTHESIS SCREW 5.5X55, FX F1 MULTIAXIAL LISTHESIS SCREW 5.5X60, FX F1 MULTIAXIAL LISTHESIS SCREW 5.5X65, FX F1 MULTIAXIAL LISTHESIS SCREW 5.5X70, FX F1 MULTIAXIAL LISTHESIS SCREW 5.5X75, FX F1 MULTIAXIAL LISTHESIS SCREW 5.5X80, FX F1 MULTIAXIAL LISTHESIS SCREW 6.0X20, FX F1 MULTIAXIAL LISTHESIS SCREW 6.0X25, FX F1 MULTIAXIAL LISTHESIS SCREW 6.0X30, FX F1 MULTIAXIAL LISTHESIS SCREW 6.0X35, FX F1 MULTIAXIAL LISTHESIS SCREW 6.0X40, FX F1 MULTIAXIAL LISTHESIS SCREW 6.0X45, FX F1 MULTIAXIAL LISTHESIS SCREW 6.0X50, FX F1 MULTIAXIAL LISTHESIS SCREW 6.0X55, FX F1 MULTIAXIAL LISTHESIS SCREW 6.0X60, FX F1 MULTIAXIAL LISTHESIS SCREW 6.0X65, FX F1 MULTIAXIAL LISTHESIS SCREW 6.0X70, FX F1 MULTIAXIAL LISTHESIS SCREW 6.0X75, FX F1 MULTIAXIAL LISTHESIS SCREW 6.0X80, FX F1 MULTIAXIAL LISTHESIS SCREW 6.0X85, FX F1 MULTIAXIAL LISTHESIS SCREW 6.0X90, FX F1 MULTIAXIAL LISTHESIS SCREW 6.5X20, FX F1 MULTIAXIAL LISTHESIS SCREW 6.5X25, FX F1 MULTIAXIAL LISTHESIS SCREW 6.5X30, FX F1 MULTIAXIAL LISTHESIS SCREW 6.5X35, FX F1 MULTIAXIAL LISTHESIS SCREW 6.5X40, FX F1 MULTIAXIAL LISTHESIS SCREW 6.5X45, FX F1 MULTIAXIAL LISTHESIS SCREW 6.5X50, FX F1 MULTIAXIAL LISTHESIS SCREW 6.5X55, FX F1 MULTIAXIAL LISTHESIS SCREW 6.5X60, FX F1 MULTIAXIAL LISTHESIS SCREW 6.5X65, FX F1 MULTIAXIAL LISTHESIS SCREW 6.5X70, FX F1 MULTIAXIAL LISTHESIS SCREW 6.5X75, FX F1 MULTIAXIAL LISTHESIS SCREW 6.5X80, FX F1 MULTIAXIAL LISTHESIS SCREW 6.5X85, FX F1 MULTIAXIAL LISTHESIS SCREW 6.5X90, FX F1 MULTIAXIAL LISTHESIS SCREW 7.0X20, FX F1 MULTIAXIAL LISTHESIS SCREW 7.0X25, FX F1 MULTIAXIAL LISTHESIS SCREW 7.0X30, FX F1 MULTIAXIAL LISTHESIS SCREW 7.0X35, FX F1 MULTIAXIAL LISTHESIS SCREW 7.0X40, FX F1 MULTIAXIAL LISTHESIS SCREW 7.0X45, FX F1 MULTIAXIAL LISTHESIS SCREW 7.0X50, FX F1 MULTIAXIAL LISTHESIS SCREW 7.0X55, FX F1 MULTIAXIAL LISTHESIS SCREW 7.0X60, FX F1 MULTIAXIAL LISTHESIS SCREW 7.0X65, FX F1 MULTIAXIAL LISTHESIS SCREW 7.0X70, FX F1 MULTIAXIAL LISTHESIS SCREW 7.0X75, FX F1 MULTIAXIAL LISTHESIS SCREW 7.0X80, FX F1 MULTIAXIAL LISTHESIS SCREW 7.0X85, FX F1 MULTIAXIAL LISTHESIS SCREW 7.0X90, FX F1 MULTIAXIAL LISTHESIS SCREW 7.5X20, FX F1 MULTIAXIAL LISTHESIS SCREW 7.5X25, FX F1 MULTIAXIAL LISTHESIS SCREW 7.5X30, FX F1 MULTIAXIAL LISTHESIS SCREW 7.5X35, FX F1 MULTIAXIAL LISTHESIS SCREW 7.5X40, FX F1 MULTIAXIAL LISTHESIS SCREW 7.5X45, FX F1 MULTIAXIAL LISTHESIS SCREW 7.5X50, FX F1 MULTIAXIAL LISTHESIS SCREW 7.5X55, FX F1 MULTIAXIAL LISTHESIS SCREW 7.5X60, FX F1 MULTIAXIAL LISTHESIS SCREW 7.5X65, FX F1 MULTIAXIAL LISTHESIS SCREW 7.5X70, FX F1 MULTIAXIAL LISTHESIS SCREW 7.5X75, FX F1 MULTIAXIAL LISTHESIS SCREW 7.5X80, FX F1 MULTIAXIAL LISTHESIS SCREW 7.5X85, FX F1 MULTIAXIAL LISTHESIS SCREW 7.5X90, FX F1 MULTIAXIAL LISTHESIS SCREW 8.0X20, FX F1 MULTIAXIAL LISTHESIS SCREW 8.0X25, FX F1 MULTIAXIAL LISTHESIS SCREW 8.0X30, FX F1 MULTIAXIAL LISTHESIS SCREW 8.0X35, FX F1 MULTIAXIAL LISTHESIS SCREW 8.0X40, FX F1 MULTIAXIAL LISTHESIS SCREW 8.0X45, FX F1 MULTIAXIAL LISTHESIS SCREW 8.0X50, FX F1 MULTIAXIAL LISTHESIS SCREW 8.0X55, FX F1 MULTIAXIAL LISTHESIS SCREW 8.0X60, FX F1 MULTIAXIAL LISTHESIS SCREW 8.0X65, FX F1 MULTIAXIAL LISTHESIS SCREW 8.0X70, FX F1 MULTIAXIAL LISTHESIS SCREW 8.0X75, FX F1 MULTIAXIAL LISTHESIS SCREW 8.0X80, FX F1 MULTIAXIAL LISTHESIS SCREW 8.0X85, FX F1 MULTIAXIAL LISTHESIS SCREW 8.0X90, FX F1 MULTIAXIAL LISTHESIS SCREW 8.5X20, FX F1 MULTIAXIAL LISTHESIS SCREW 8.5X25, FX F1 T-LUMBAR MULTIAXIAL SCREW 5.5X55, FX F1 T-LUMBAR MULTIAXIAL SCREW 5.5X60, FX F1 T-LUMBAR MULTIAXIAL SCREW 5.5X65, FX F1 T-LUMBAR MULTIAXIAL SCREW 5.5X70, FX F1 T-LUMBAR MULTIAXIAL SCREW 5.5X75, FX F1 T-LUMBAR MULTIAXIAL SCREW 5.5X80, FX F1 T-LUMBAR MULTIAXIAL SCREW 6.0X20, FX F1 T-LUMBAR MULTIAXIAL SCREW 6.0X25, FX F1 T-LUMBAR MULTIAXIAL SCREW 6.0X30, FX F1 T-LUMBAR MULTIAXIAL SCREW 6.0X35, FX F1 T-LUMBAR MULTIAXIAL SCREW 6.0X40, FX F1 T-LUMBAR MULTIAXIAL SCREW 6.0X45, FX F1 T-LUMBAR MULTIAXIAL SCREW 6.0X50, FX F1 T-LUMBAR MULTIAXIAL SCREW 6.0X55, FX F1 T-LUMBAR MULTIAXIAL SCREW 6.0X60, FX F1 T-LUMBAR MULTIAXIAL SCREW 6.0X65, FX F1 T-LUMBAR MULTIAXIAL SCREW 6.0X70, FX F1 T-LUMBAR MULTIAXIAL SCREW 6.0X75, FX F1 T-LUMBAR MULTIAXIAL SCREW 6.0X80, FX F1 T-LUMBAR MULTIAXIAL SCREW 6.0X85, FX F1 T-LUMBAR MULTIAXIAL SCREW 6.0X90, FX F1 T-LUMBAR MULTIAXIAL SCREW 6.5X20, FX F1 T-LUMBAR MULTIAXIAL SCREW 6.5X25, FX F1 T-LUMBAR MULTIAXIAL SCREW 6.5X30, FX F1 T-LUMBAR MULTIAXIAL SCREW 6.5X35, FX F1 T-LUMBAR MULTIAXIAL SCREW 6.5X40, FX F1 T-LUMBAR MULTIAXIAL SCREW 6.5X45, FX F1 T-LUMBAR MULTIAXIAL SCREW 6.5X50, FX F1 T-LUMBAR MULTIAXIAL SCREW 6.5X55, FX F1 T-LUMBAR MULTIAXIAL SCREW 6.5X60, FX F1 T-LUMBAR MULTIAXIAL SCREW 6.5X65, FX F1 T-LUMBAR MULTIAXIAL SCREW 6.5X70, FX F1 T-LUMBAR MULTIAXIAL SCREW 6.5X75, FX F1 T-LUMBAR MULTIAXIAL SCREW 6.5X80, FX F1 T-LUMBAR MULTIAXIAL SCREW 6.5X85, FX F1 T-LUMBAR MULTIAXIAL SCREW 6.5X90, FX F1 T-LUMBAR MULTIAXIAL SCREW 7.0X20, FX F1 T-LUMBAR MULTIAXIAL SCREW 7.0X25, FX F1 T-LUMBAR MULTIAXIAL SCREW 7.0X30, FX F1 T-LUMBAR MULTIAXIAL SCREW 7.0X35, FX F1 T-LUMBAR MULTIAXIAL SCREW 7.0X40, FX F1 T-LUMBAR MULTIAXIAL SCREW 7.0X45, FX F1 T-LUMBAR MULTIAXIAL SCREW 7.0X50, FX F1 T-LUMBAR MULTIAXIAL SCREW 7.0X55, FX F1 T-LUMBAR MULTIAXIAL SCREW 7.0X60, FX F1 T-LUMBAR MULTIAXIAL SCREW 7.0X65, FX F1 T-LUMBAR MULTIAXIAL SCREW 7.0X70, FX F1 T-LUMBAR MULTIAXIAL SCREW 7.0X75, FX F1 T-LUMBAR MULTIAXIAL SCREW 7.0X80, FX F1 T-LUMBAR MULTIAXIAL SCREW 7.0X85, FX F1 T-LUMBAR MULTIAXIAL SCREW 7.0X90, FX F1 T-LUMBAR MULTIAXIAL SCREW 7.5X20, FX F1 T-LUMBAR MULTIAXIAL SCREW 7.5X25, FX F1 T-LUMBAR MULTIAXIAL SCREW 7.5X30, FX F1 T-LUMBAR MULTIAXIAL SCREW 7.5X35, FX F1 T-LUMBAR MULTIAXIAL SCREW 7.5X40, FX F1 T-LUMBAR MULTIAXIAL SCREW 7.5X45, FX F1 T-LUMBAR MULTIAXIAL SCREW 7.5X50, FX F1 T-LUMBAR MULTIAXIAL SCREW 7.5X55, FX F1 T-LUMBAR MULTIAXIAL SCREW 7.5X60, FX F1 T-LUMBAR MULTIAXIAL SCREW 7.5X65, FX F1 T-LUMBAR MULTIAXIAL SCREW 7.5X70, FX F1 T-LUMBAR MULTIAXIAL SCREW 7.5X75, FX F1 T-LUMBAR MULTIAXIAL SCREW 7.5X80, FX F1 T-LUMBAR MULTIAXIAL SCREW 7.5X85, FX F1 T-LUMBAR MULTIAXIAL SCREW 7.5X90, FX F1 T-LUMBAR MULTIAXIAL SCREW 8.0X20, FX F1 T-LUMBAR MULTIAXIAL SCREW 8.0X25, FX F1 T-LUMBAR MULTIAXIAL SCREW 8.0X30, FX F1 T-LUMBAR MULTIAXIAL SCREW 8.0X35, FX F1 T-LUMBAR MULTIAXIAL SCREW 8.0X40, FX F1 T-LUMBAR MULTIAXIAL SCREW 8.0X45, FX F1 T-LUMBAR MULTIAXIAL SCREW 8.0X50, FX F1 T-LUMBAR MULTIAXIAL SCREW 8.0X55, FX F1 T-LUMBAR MULTIAXIAL SCREW 8.0X60, FX F1 T-LUMBAR MULTIAXIAL SCREW 8.0X65, FX F1 T-LUMBAR MULTIAXIAL SCREW 8.0X70, FX F1 T-LUMBAR MULTIAXIAL SCREW 8.0X75, FX F1 T-LUMBAR MULTIAXIAL SCREW 8.0X80, FX F1 T-LUMBAR MULTIAXIAL SCREW 8.0X85, FX F1 T-LUMBAR MULTIAXIAL SCREW 8.0X90, FX F1 T-LUMBAR MULTIAXIAL SCREW 8.5X20, FX F1 T-LUMBAR MULTIAXIAL SCREW 8.5X25, FX F1 T-LUMBAR MULTIAXIAL SCREW 8.5X30, FX F1 T-LUMBAR MULTIAXIAL SCREW 8.5X35, FX F1 T-LUMBAR MULTIAXIAL SCREW 8.5X40, FX F1 T-LUMBAR MULTIAXIAL SCREW 8.5X45, FX F1 T-LUMBAR MULTIAXIAL SCREW 8.5X50, FX F1 T-LUMBAR MULTIAXIAL SCREW 8.5X55, FX F1 T-LUMBAR MULTIAXIAL SCREW 8.5X60, FX F1 T-LUMBAR MULTIAXIAL SCREW 8.5X65, FX F1 T-LUMBAR MULTIAXIAL SCREW 8.5X70, FX F1 T-LUMBAR MULTIAXIAL SCREW 8.5X75, FX F1 T-LUMBAR MULTIAXIAL SCREW 8.5X80, FX F1 T-LUMBAR MULTIAXIAL SCREW 8.5X85, FX F1 T-LUMBAR MULTIAXIAL SCREW 8.5X90, FX F1 T-LUMBAR MULTIAXIAL SCREW 8.5X95, FX F1 T-LUMBAR MULTIAXIAL SCREW 8.5X100, FX F1 T-LUMBAR MULTIAXIAL SCREW 9.0X20, FX F1 T-LUMBAR MULTIAXIAL SCREW 9.0X25, FX F1 T-LUMBAR MULTIAXIAL SCREW 9.0X30, FX F1 T-LUMBAR MULTIAXIAL SCREW 9.0X35, FX F1 T-LUMBAR MULTIAXIAL SCREW 9.0X40, FX F1 T-LUMBAR MULTIAXIAL SCREW 9.0X45, FX F1 T-LUMBAR MULTIAXIAL SCREW 9.0X50, FX F1 T-LUMBAR MULTIAXIAL SCREW 9.0X55, FX F1 T-LUMBAR MULTIAXIAL SCREW 9.0X60, FX F1 T-LUMBAR MULTIAXIAL SCREW 9.0X65, FX F1 T-LUMBAR MULTIAXIAL SCREW 9.0X70, FX F1 T-LUMBAR MULTIAXIAL SCREW 9.0X75, FX F1 T-LUMBAR MULTIAXIAL SCREW 9.0X80, FX F1 T-LUMBAR MULTIAXIAL SCREW 9.0X85, FX F1 T-LUMBAR MULTIAXIAL SCREW 9.0X90, FX F1 T-LUMBAR MULTIAXIAL SCREW 9.0X95, FX F1 T-LUMBAR MULTIAXIAL SCREW 9.0X100, FX F1 T-LUMBAR MULTIAXIAL SCREW 9.5X20, FX F1 T-LUMBAR MULTIAXIAL SCREW 9.5X25, FX F1 T-LUMBAR MULTIAXIAL SCREW 9.5X30, FX F1 T-LUMBAR MULTIAXIAL SCREW 9.5X35, FX F1 T-LUMBAR MULTIAXIAL SCREW 9.5X40, FX F1 T-LUMBAR MULTIAXIAL SCREW 9.5X45, FX F1 T-LUMBAR MULTIAXIAL SCREW 9.5X50, FX F1 T-LUMBAR MULTIAXIAL SCREW 9.5X55, FX F1 T-LUMBAR MULTIAXIAL SCREW 9.5X60, FX F1 T-LUMBAR MULTIAXIAL SCREW 9.5X65, FX F1 T-LUMBAR MULTIAXIAL SCREW 9.5X70, FX F1 T-LUMBAR MULTIAXIAL SCREW 9.5X75, FX F1 T-LUMBAR MULTIAXIAL SCREW 9.5X80, FX F1 T-LUMBAR MULTIAXIAL SCREW 9.5X85, FX F1 T-LUMBAR MULTIAXIAL SCREW 9.5X90, FX F1 T-LUMBAR MULTIAXIAL SCREW 9.5X95, FX F1 T-LUMBAR MULTIAXIAL SCREW 9.5X100, FX F1 T-LUMBAR MULTIAXIAL SCREW 10.0X30, FX F1 T-LUMBAR MULTIAXIAL SCREW 10.0X35, FX F1 T-LUMBAR MULTIAXIAL SCREW 10.0X40, FX F1 T-LUMBAR MULTIAXIAL SCREW 10.0X45, FX F1 T-LUMBAR MULTIAXIAL SCREW 10.0X50, FX F1 T-LUMBAR MULTIAXIAL SCREW 10.0X55, FX F1 T-LUMBAR MULTIAXIAL SCREW 10.0X60, FX F1 T-LUMBAR MULTIAXIAL SCREW 10.0X65, FX F1 T-LUMBAR MULTIAXIAL SCREW 10.0X70, FX F1 T-LUMBAR MULTIAXIAL SCREW 10.0X75, FX F1 T-LUMBAR MULTIAXIAL SCREW 10.0X80, FX F1 T-LUMBAR MULTIAXIAL SCREW 10.0X85, FX F1 T-LUMBAR MULTIAXIAL SCREW 10.0X90, FX F1 T-LUMBAR MULTIAXIAL SCREW 10.0X95, FX F1 T-LUMBAR MULTIAXIAL SCREW 10.0X100, FX F1 T-LUMBAR MULTIAXIAL SCREW 10.5X30, FX F1 T-LUMBAR MULTIAXIAL SCREW 10.5X35, FX F1 T-LUMBAR MULTIAXIAL SCREW 10.5X40, FX F1 T-LUMBAR MULTIAXIAL SCREW 10.5X45, FX F1 T-LUMBAR MULTIAXIAL SCREW 10.5X50, FX F1 T-LUMBAR MULTIAXIAL SCREW 10.5X55, FX F1 T-LUMBAR MULTIAXIAL SCREW 10.5X60, FX F1 T-LUMBAR MULTIAXIAL SCREW 10.5X65, FX F1 T-LUMBAR MULTIAXIAL SCREW 10.5X70, FX F1 T-LUMBAR MULTIAXIAL SCREW 10.5X75, FX F1 T-LUMBAR MULTIAXIAL SCREW 10.5X80, FX F1 T-LUMBAR MULTIAXIAL SCREW 10.5X85, FX F1 T-LUMBAR MULTIAXIAL SCREW 10.5X90, FX F1 T-LUMBAR MULTIAXIAL SCREW 10.5X95, FX F1 T-LUMBAR MULTIAXIAL SCREW 10.5X100, FX F1 MULTIAXIAL LISTHESIS SCREW 3.5X20, FX F1 MULTIAXIAL LISTHESIS SCREW 3.5X25, FX F1 MULTIAXIAL LISTHESIS SCREW 3.5X30, FX F1 MULTIAXIAL LISTHESIS SCREW 3,5X35, FX F1 MULTIAXIAL LISTHESIS SCREW 3,5X40, FX F1 MULTIAXIAL LISTHESIS SCREW 3,5X45, FX F1 MULTIAXIAL LISTHESIS SCREW 3,5X50, FX F1 MULTIAXIAL LISTHESIS SCREW 3,5X55, FX F1 MULTIAXIAL LISTHESIS SCREW 3,5X60, FX F1 MULTIAXIAL LISTHESIS SCREW 3,5X65, FX F1 MULTIAXIAL LISTHESIS SCREW 3,5X70, FX F1 MULTIAXIAL LISTHESIS SCREW 3,5X75, FX F1 MULTIAXIAL LISTHESIS SCREW 3,5X80, FX F1 MULTIAXIAL LISTHESIS SCREW 4.0X20, FX F1 MULTIAXIAL LISTHESIS SCREW 4.0X25, FX F1 MULTIAXIAL LISTHESIS SCREW 4.0X30, FX F1 MULTIAXIAL LISTHESIS SCREW 4.0X35, FX F1 MULTIAXIAL LISTHESIS SCREW 4.0X40, FX F1 MULTIAXIAL LISTHESIS SCREW 4.0X45, FX F1 MULTIAXIAL LISTHESIS SCREW 4.0X50, FX F1 MULTIAXIAL LISTHESIS SCREW 4.0X55, FX F1 MULTIAXIAL LISTHESIS SCREW 4.0X60, FX F1 MULTIAXIAL LISTHESIS SCREW 4.0X65, FX F1 MULTIAXIAL LISTHESIS SCREW 4.0X70, FX F1 MULTIAXIAL LISTHESIS SCREW 4.0X75, FX F1 MULTIAXIAL LISTHESIS SCREW 4.0X80, FX F1 MULTIAXIAL LISTHESIS SCREW 4.5X20, FX F1 MULTIAXIAL LISTHESIS SCREW 4.5X25, FX F1 MULTIAXIAL LISTHESIS SCREW 4.5X30, FX F1 MULTIAXIAL LISTHESIS SCREW 4.5X35, FX F1 MULTIAXIAL LISTHESIS SCREW 4.5X40, FX F1 MULTIAXIAL LISTHESIS SCREW 4.5X45, FX F1 MULTIAXIAL LISTHESIS SCREW 4.5X50, FX F1 MULTIAXIAL LISTHESIS SCREW 4.5X55, FX F1 MULTIAXIAL LISTHESIS SCREW 4.5X60, FX F1 MULTIAXIAL LISTHESIS SCREW 4.5X65, FX F1 MULTIAXIAL LISTHESIS SCREW 4.5X70, FX F1 MULTIAXIAL LISTHESIS SCREW 4.5X75, FX F1 MULTIAXIAL LISTHESIS SCREW 4.5X80, FX F1 MULTIAXIAL LISTHESIS SCREW 5.0X20, FX F1 MULTIAXIAL LISTHESIS SCREW 5.0X25, FX F1 MULTIAXIAL LISTHESIS SCREW 5.0X30, FX F1 MULTIAXIAL LISTHESIS SCREW 5.0X35, FX F1 MULTIAXIAL LISTHESIS SCREW 5.0X40, FX F1 MULTIAXIAL LISTHESIS SCREW 5.0X45, FX F1 MULTIAXIAL LISTHESIS SCREW 5.0X50, FX F1 MULTIAXIAL LISTHESIS SCREW 5.0X55, FX F2 T-LUMBAR MONOAXIAL LISTHESIS SCREW 9.0X70, FX F2 T-LUMBAR MONOAXIAL LISTHESIS SCREW 9.0X75, FX F2 T-LUMBAR MONOAXIAL LISTHESIS SCREW 9.0X80, FX F2 T-LUMBAR MONOAXIAL LISTHESIS SCREW 9.0X85, FX F2 T-LUMBAR MONOAXIAL LISTHESIS SCREW 9.0X90, FX F2 T-LUMBAR MONOAXIAL LISTHESIS SCREW 9.0X95, FX F2 T-LUMBAR MONOAXIAL LISTHESIS SCREW 9.0X100, FX F2 T-LUMBAR MONOAXIAL LISTHESIS SCREW 9.5X20, FX F2 T-LUMBAR MONOAXIAL LISTHESIS SCREW 9.5X25, FX F2 T-LUMBAR MONOAXIAL LISTHESIS SCREW 9.5X30, FX F2 T-LUMBAR MONOAXIAL LISTHESIS SCREW 9.5X35, FX F2 T-LUMBAR MONOAXIAL LISTHESIS SCREW 9.5X40, FX F2 T-LUMBAR MONOAXIAL LISTHESIS SCREW 9.5X45, FX F2 T-LUMBAR MONOAXIAL LISTHESIS SCREW 9.5X50, FX F2 T-LUMBAR MONOAXIAL LISTHESIS SCREW 9.5X55, FX F2 T-LUMBAR MONOAXIAL LISTHESIS SCREW 9.5X60, FX F2 T-LUMBAR MONOAXIAL LISTHESIS SCREW 9.5X65, FX F2 T-LUMBAR MONOAXIAL LISTHESIS SCREW 9.5X70, FX F2 T-LUMBAR MONOAXIAL LISTHESIS SCREW 9.5X75, FX F2 T-LUMBAR MONOAXIAL LISTHESIS SCREW 9.5X80, FX F2 T-LUMBAR MONOAXIAL LISTHESIS SCREW 9.5X85, FX F2 T-LUMBAR MONOAXIAL LISTHESIS SCREW 9.5X90, FX F2 T-LUMBAR MONOAXIAL LISTHESIS SCREW 9.5X95, FX F2 T-LUMBAR MONOAXIAL LISTHESIS SCREW 9.5X100, FX F2 T-LUMBAR MONOAXIAL LISTHESIS SCREW 10.0X30, FX F2 T-LUMBAR MONOAXIAL LISTHESIS SCREW 10.0X35, FX F2 T-LUMBAR MONOAXIAL LISTHESIS SCREW 10.0X40, FX F2 T-LUMBAR MONOAXIAL LISTHESIS SCREW 10.0X45, FX F2 T-LUMBAR MONOAXIAL LISTHESIS SCREW 10.0X50, FX F2 T-LUMBAR MONOAXIAL LISTHESIS SCREW 10.0X55, FX F2 T-LUMBAR MONOAXIAL LISTHESIS SCREW 10.0X60, FX F2 T-LUMBAR MONOAXIAL LISTHESIS SCREW 10.0X65, FX F2 T-LUMBAR MONOAXIAL LISTHESIS SCREW 10.0X70, FX F2 T-LUMBAR MONOAXIAL LISTHESIS SCREW 10.0X75, FX F2 T-LUMBAR MONOAXIAL LISTHESIS SCREW 10.0X80, FX F2 T-LUMBAR MONOAXIAL LISTHESIS SCREW 10.0X85, FX F2 T-LUMBAR MONOAXIAL LISTHESIS SCREW 10.0X90, FX F2 T-LUMBAR MONOAXIAL LISTHESIS SCREW 10.0X95, FX F2 T-LUMBAR MONOAXIAL LISTHESIS SCREW 10.0X100, FX F2 T-LUMBAR MONOAXIAL LISTHESIS SCREW 10.5X30, FX F2 T-LUMBAR MONOAXIAL LISTHESIS SCREW 10.5X35, FX F2 T-LUMBAR MONOAXIAL LISTHESIS SCREW 10.5X40, FX F2 T-LUMBAR MONOAXIAL LISTHESIS SCREW 10.5X45, FX F2 T-LUMBAR MONOAXIAL LISTHESIS SCREW 10.5X50, FX F2 T-LUMBAR MONOAXIAL LISTHESIS SCREW 10.5X55, FX F2 T-LUMBAR MONOAXIAL LISTHESIS SCREW 10.5X60, FX F2 T-LUMBAR MONOAXIAL LISTHESIS SCREW 10.5X65, FX F2 T-LUMBAR MONOAXIAL LISTHESIS SCREW 10.5X70, FX F2 T-LUMBAR MONOAXIAL LISTHESIS SCREW 10.5X75, FX F2 T-LUMBAR MONOAXIAL LISTHESIS SCREW 10.5X80, FX F2 T-LUMBAR MONOAXIAL LISTHESIS SCREW 10.5X85, FX F2 T-LUMBAR MONOAXIAL LISTHESIS SCREW 10.5X90, FX F2 T-LUMBAR MONOAXIAL LISTHESIS SCREW 10.5X95, FX F2 T-LUMBAR MONOAXIAL LISTHESIS SCREW 10.5X100, FX F2 T-LUMBAR POLYAXİAL LISTHESIS SCREW 3.5X20, FX F2 T-LUMBAR POLYAXİAL LISTHESIS SCREW 3.5X25, FX F2 T-LUMBAR POLYAXİAL LISTHESIS SCREW 3.5X30, FX F2 T-LUMBAR POLYAXİAL LISTHESIS SCREW 3.5X35, FX F2 T-LUMBAR POLYAXİAL LISTHESIS SCREW 3.5X40, FX F2 T-LUMBAR POLYAXİAL LISTHESIS SCREW 3.5X45, FX F2 T-LUMBAR POLYAXİAL LISTHESIS SCREW 3.5X50, FX F2 T-LUMBAR POLYAXİAL LISTHESIS SCREW 3.5X55, FX F2 T-LUMBAR POLYAXİAL LISTHESIS SCREW 3.5X60, FX F2 T-LUMBAR POLYAXİAL LISTHESIS SCREW 3.5X65, FX F2 T-LUMBAR POLYAXİAL LISTHESIS SCREW 3.5X70, FX F2 T-LUMBAR POLYAXİAL LISTHESIS SCREW 3.5X75, FX F2 T-LUMBAR POLYAXİAL LISTHESIS SCREW 3.5X80, FX F2 T-LUMBAR POLYAXİAL LISTHESIS SCREW 4.0X20, FX F2 T-LUMBAR POLYAXİAL LISTHESIS SCREW 4.0X25, FX F2 T-LUMBAR POLYAXİAL LISTHESIS SCREW 4.0X30, FX F2 T-LUMBAR POLYAXİAL LISTHESIS SCREW 4.0X35, FX F2 T-LUMBAR POLYAXİAL LISTHESIS SCREW 4.0X40, FX F2 T-LUMBAR POLYAXİAL LISTHESIS SCREW 4.0X45, FX F2 T-LUMBAR POLYAXİAL LISTHESIS SCREW 4.0X50, FX F2 T-LUMBAR POLYAXİAL LISTHESIS SCREW 4.0X55, FX F2 T-LUMBAR POLYAXİAL LISTHESIS SCREW 4.0X60, FX F2 T-LUMBAR POLYAXİAL LISTHESIS SCREW 4.0X65, FX F2 T-LUMBAR POLYAXİAL LISTHESIS SCREW 4.0X70, FX F2 T-LUMBAR POLYAXİAL LISTHESIS SCREW 4.0X75, FX F2 T-LUMBAR POLYAXİAL LISTHESIS SCREW 4.0X80, FX F2 T-LUMBAR POLYAXİAL LISTHESIS SCREW 4.5X20, FX F2 T-LUMBAR POLYAXİAL LISTHESIS SCREW 4.5X25, FX F2 T-LUMBAR POLYAXİAL LISTHESIS SCREW 4.5X30, FX F2 T-LUMBAR POLYAXİAL LISTHESIS SCREW 4.5X35, FX F2 T-LUMBAR POLYAXİAL LISTHESIS SCREW 4.5X40, FX F2 T-LUMBAR POLYAXİAL LISTHESIS SCREW 4.5X45, FX F2 T-LUMBAR POLYAXİAL LISTHESIS SCREW 4.5X50, FX F2 T-LUMBAR POLYAXİAL LISTHESIS SCREW 4.5X55, FX F2 T-LUMBAR POLYAXİAL LISTHESIS SCREW 4.5X60, FX F2 T-LUMBAR POLYAXİAL LISTHESIS SCREW 4.5X65, FX F2 T-LUMBAR POLYAXİAL LISTHESIS SCREW 4.5X70, FX F2 T-LUMBAR POLYAXİAL LISTHESIS SCREW 4.5X75, FX F2 T-LUMBAR POLYAXİAL LISTHESIS SCREW 4.5X80, FX F2 T-LUMBAR POLYAXİAL LISTHESIS SCREW 5.0X20, FX F2 T-LUMBAR POLYAXİAL LISTHESIS SCREW 5.0X25, FX F2 T-LUMBAR MONOAXIAL SCREW 9.5X45, FX F2 T-LUMBAR MONOAXIAL SCREW 9.5X50, FX F2 T-LUMBAR MONOAXIAL SCREW 9.5X55, FX F2 T-LUMBAR MONOAXIAL SCREW 9.5X60, FX F2 T-LUMBAR MONOAXIAL SCREW 9.5X65, FX F2 T-LUMBAR MONOAXIAL SCREW 9.5X70, FX F2 T-LUMBAR MONOAXIAL SCREW 9.5X75, FX F2 T-LUMBAR MONOAXIAL SCREW 9.5X80, FX F2 T-LUMBAR MONOAXIAL SCREW 9.5X85, FX F2 T-LUMBAR MONOAXIAL SCREW 9.5X90, FX F2 T-LUMBAR MONOAXIAL SCREW 9.5X95, FX F2 T-LUMBAR MONOAXIAL SCREW 9.5X100, FX F2 T-LUMBAR MONOAXIAL SCREW 10.0X30, FX F2 T-LUMBAR MONOAXIAL SCREW 10.0X35, FX F2 T-LUMBAR MONOAXIAL SCREW 10.0X40, FX F2 T-LUMBAR MONOAXIAL SCREW 10.0X45, FX F2 T-LUMBAR MONOAXIAL SCREW 10.0X50, FX F2 T-LUMBAR MONOAXIAL SCREW 10.0X55, FX F2 T-LUMBAR MONOAXIAL SCREW 10.0X60, FX F2 T-LUMBAR MONOAXIAL SCREW 10.0X65, FX F2 T-LUMBAR MONOAXIAL SCREW 10.0X70, FX F2 T-LUMBAR MONOAXIAL SCREW 10.0X75, FX F2 T-LUMBAR MONOAXIAL SCREW 10.0X80, FX F2 T-LUMBAR MONOAXIAL SCREW 10.0X85, FX F2 T-LUMBAR MONOAXIAL SCREW 10.0X90, FX F2 T-LUMBAR MONOAXIAL SCREW 10.0X95, FX F2 T-LUMBAR MONOAXIAL SCREW 10.0X100, FX F2 T-LUMBAR MONOAXIAL SCREW 10.5X30, FX F2 T-LUMBAR MONOAXIAL SCREW 10.5X35, FX F2 T-LUMBAR MONOAXIAL SCREW 10.5X40, FX F2 T-LUMBAR MONOAXIAL SCREW 10.5X45, FX F2 T-LUMBAR MONOAXIAL SCREW 10.5X50, FX F2 T-LUMBAR MONOAXIAL SCREW 10.5X55, FX F2 T-LUMBAR MONOAXIAL SCREW 10.5X60, FX F2 T-LUMBAR MONOAXIAL SCREW 10.5X65, FX F2 T-LUMBAR MONOAXIAL SCREW 10.5X70, FX F2 T-LUMBAR MONOAXIAL SCREW 10.5X75, FX F2 T-LUMBAR MONOAXIAL SCREW 10.5X80, FX F2 T-LUMBAR MONOAXIAL SCREW 10.5X85, FX F2 T-LUMBAR MONOAXIAL SCREW 10.5X90, FX F2 T-LUMBAR MONOAXIAL SCREW 10.5X95, FX F2 T-LUMBAR MONOAXIAL SCREW 10.5X100, FX F2 T-LUMBAR MONOAXIAL LISTHESIS SCREW 3.5X20, FX F2 T-LUMBAR MONOAXIAL LISTHESIS SCREW 3.5X25, FX F2 T-LUMBAR MONOAXIAL LISTHESIS SCREW 3.5X30, FX F2 T-LUMBAR MONOAXIAL LISTHESIS SCREW 3.5X35, FX F2 T-LUMBAR MONOAXIAL LISTHESIS SCREW 3.5X40, FX F2 T-LUMBAR MONOAXIAL LISTHESIS SCREW 3.5X45, FX F2 T-LUMBAR MONOAXIAL LISTHESIS SCREW 3.5X50, FX F2 T-LUMBAR MONOAXIAL LISTHESIS SCREW 3.5X55, FX F2 T-LUMBAR MONOAXIAL LISTHESIS SCREW 3.5X60, FX F2 T-LUMBAR MONOAXIAL LISTHESIS SCREW 3.5X65, FX F2 T-LUMBAR MONOAXIAL LISTHESIS SCREW 3.5X70, FX F2 T-LUMBAR MONOAXIAL LISTHESIS SCREW 3.5X75, FX F2 T-LUMBAR MONOAXIAL LISTHESIS SCREW 3.5X80, FX F2 T-LUMBAR MONOAXIAL LISTHESIS SCREW 4.0X20, FX F2 T-LUMBAR MONOAXIAL LISTHESIS SCREW 4.0X25, FX F2 T-LUMBAR MONOAXIAL LISTHESIS SCREW 4.0X30, FX F2 T-LUMBAR MONOAXIAL LISTHESIS SCREW 4.0X35, FX F2 T-LUMBAR MONOAXIAL LISTHESIS SCREW 4.0X40, FX F2 T-LUMBAR MONOAXIAL LISTHESIS SCREW 4.0X45, FX F2 T-LUMBAR MONOAXIAL LISTHESIS SCREW 4.0X50, FX F2 T-LUMBAR MONOAXIAL LISTHESIS SCREW 4.0X55, FX F2 T-LUMBAR MONOAXIAL LISTHESIS SCREW 4.0X60, FX F2 T-LUMBAR MONOAXIAL LISTHESIS SCREW 4.0X65, FX F2 T-LUMBAR MONOAXIAL LISTHESIS SCREW 4.0X70, FX F2 T-LUMBAR MONOAXIAL LISTHESIS SCREW 4.0X75, FX F2 T-LUMBAR MONOAXIAL LISTHESIS SCREW 4.0X80, FX F2 T-LUMBAR MONOAXIAL LISTHESIS SCREW 4.5X20, FX F2 T-LUMBAR MONOAXIAL LISTHESIS SCREW 4.5X25, FX F2 T-LUMBAR MONOAXIAL LISTHESIS SCREW 4.5X30, FX F2 T-LUMBAR MONOAXIAL LISTHESIS SCREW 4.5X35, FX F2 T-LUMBAR MONOAXIAL LISTHESIS SCREW 4.5X40, FX F2 T-LUMBAR MONOAXIAL LISTHESIS SCREW 4.5X45, FX F2 T-LUMBAR MONOAXIAL LISTHESIS SCREW 4.5X50, FX F2 T-LUMBAR MONOAXIAL LISTHESIS SCREW 4.5X55, FX F2 T-LUMBAR MONOAXIAL LISTHESIS SCREW 4.5X60, FX F2 T-LUMBAR MONOAXIAL LISTHESIS SCREW 4.5X65, FX F2 T-LUMBAR MONOAXIAL LISTHESIS SCREW 4.5X70, FX F2 T-LUMBAR MONOAXIAL LISTHESIS SCREW 4.5X75, FX F2 T-LUMBAR MONOAXIAL LISTHESIS SCREW 4.5X80, FX F2 T-LUMBAR MONOAXIAL LISTHESIS SCREW 5.0X20, FX F2 T-LUMBAR MONOAXIAL LISTHESIS SCREW 5.0X25, FX F2 T-LUMBAR MONOAXIAL LISTHESIS SCREW 5.0X30, FX F2 T-LUMBAR MONOAXIAL LISTHESIS SCREW 5.0X35, FX F2 T-LUMBAR MONOAXIAL LISTHESIS SCREW 5.0X40, FX F2 T-LUMBAR MONOAXIAL LISTHESIS SCREW 5.0X45, FX F2 T-LUMBAR MONOAXIAL LISTHESIS SCREW 5.0X50, FX F2 T-LUMBAR MONOAXIAL LISTHESIS SCREW 5.0X55, FX F2 T-LUMBAR MONOAXIAL LISTHESIS SCREW 5.0X60, FX F2 T-LUMBAR MONOAXIAL LISTHESIS SCREW 5.0X65, FX F2 T-LUMBAR MONOAXIAL LISTHESIS SCREW 5.0X70, FX F2 T-LUMBAR MONOAXIAL LISTHESIS SCREW 5.0X75, FX F2 T-LUMBAR MONOAXIAL LISTHESIS SCREW 5.0X80, FX F2 T-LUMBAR MONOAXIAL LISTHESIS SCREW 5.5X20, FX F2 T-LUMBAR MONOAXIAL LISTHESIS SCREW 5.5X25, FX F2 T-LUMBAR MONOAXIAL LISTHESIS SCREW 5.5X30, FX F2 T-LUMBAR MONOAXIAL LISTHESIS SCREW 5.5X35, FX F2 T-LUMBAR MONOAXIAL LISTHESIS SCREW 5.5X40, FX F2 T-LUMBAR MONOAXIAL LISTHESIS SCREW 5.5X45, FX F2 T-LUMBAR MONOAXIAL LISTHESIS SCREW 5.5X50, FX F2 T-LUMBAR MONOAXIAL LISTHESIS SCREW 5.5X55, FX F2 T-LUMBAR MONOAXIAL LISTHESIS SCREW 5.5X60, FX F2 T-LUMBAR MONOAXIAL LISTHESIS SCREW 5.5X65, FX F2 T-LUMBAR MONOAXIAL LISTHESIS SCREW 5.5X70, FX F2 T-LUMBAR MONOAXIAL LISTHESIS SCREW 5.5X75, FX F2 T-LUMBAR MONOAXIAL LISTHESIS SCREW 5.5X80, FX F2 T-LUMBAR MONOAXIAL LISTHESIS SCREW 6.0X20, FX F2 T-LUMBAR MONOAXIAL LISTHESIS SCREW 6.0X25, FX F2 T-LUMBAR MONOAXIAL LISTHESIS SCREW 6.0X30, FX F2 T-LUMBAR MONOAXIAL LISTHESIS SCREW 6.0X35, FX F2 T-LUMBAR MONOAXIAL LISTHESIS SCREW 6.0X40, FX F2 T-LUMBAR MONOAXIAL LISTHESIS SCREW 6.0X45, FX F2 T-LUMBAR MONOAXIAL LISTHESIS SCREW 6.0X50, FX F2 T-LUMBAR MONOAXIAL LISTHESIS SCREW 6.0X55, FX F2 T-LUMBAR MONOAXIAL LISTHESIS SCREW 6.0X60, FX F2 T-LUMBAR MONOAXIAL LISTHESIS SCREW 6.0X65, FX F2 T-LUMBAR MONOAXIAL LISTHESIS SCREW 6.0X70, FX F2 T-LUMBAR MONOAXIAL LISTHESIS SCREW 6.0X75, FX F2 T-LUMBAR MONOAXIAL LISTHESIS SCREW 6.0X80, FX F2 T-LUMBAR MONOAXIAL LISTHESIS SCREW 6.0X85, FX F2 T-LUMBAR MONOAXIAL LISTHESIS SCREW 6.0X90, FX F2 T-LUMBAR MONOAXIAL LISTHESIS SCREW 6.5X20, FX F2 T-LUMBAR MONOAXIAL LISTHESIS SCREW 6.5X25, FX F2 T-LUMBAR MONOAXIAL LISTHESIS SCREW 6.5X30, FX F2 T-LUMBAR MONOAXIAL LISTHESIS SCREW 6.5X35, FX F2 T-LUMBAR MONOAXIAL LISTHESIS SCREW 6.5X40, FX F2 T-LUMBAR MONOAXIAL LISTHESIS SCREW 6.5X45, FX F2 T-LUMBAR MONOAXIAL LISTHESIS SCREW 6.5X50, FX F2 T-LUMBAR MONOAXIAL LISTHESIS SCREW 6.5X55, FX F2 T-LUMBAR MONOAXIAL LISTHESIS SCREW 6.5X60, FX F2 T-LUMBAR MONOAXIAL LISTHESIS SCREW 6.5X65, FX F2 T-LUMBAR MONOAXIAL LISTHESIS SCREW 6.5X70, FX F2 T-LUMBAR MONOAXIAL LISTHESIS SCREW 6.5X75, FX F2 T-LUMBAR MONOAXIAL LISTHESIS SCREW 6.5X80, FX F2 T-LUMBAR MONOAXIAL LISTHESIS SCREW 6.5X85, FX F2 T-LUMBAR MONOAXIAL LISTHESIS SCREW 6.5X90, FX F2 T-LUMBAR MONOAXIAL LISTHESIS SCREW 7.0X20, FX F2 T-LUMBAR MONOAXIAL LISTHESIS SCREW 7.0X25, FX F2 T-LUMBAR MONOAXIAL LISTHESIS SCREW 7.0X30, FX F2 T-LUMBAR MONOAXIAL LISTHESIS SCREW 7.0X35, FX F2 T-LUMBAR MONOAXIAL LISTHESIS SCREW 7.0X40, FX F2 T-LUMBAR MONOAXIAL LISTHESIS SCREW 7.0X45, FX F2 T-LUMBAR MONOAXIAL LISTHESIS SCREW 7.0X50, FX F2 T-LUMBAR MONOAXIAL LISTHESIS SCREW 7.0X55, FX F2 T-LUMBAR MONOAXIAL LISTHESIS SCREW 7.0X60, FX F2 T-LUMBAR MONOAXIAL LISTHESIS SCREW 7.0X65, FX F2 T-LUMBAR MONOAXIAL LISTHESIS SCREW 7.0X70, FX F2 T-LUMBAR MONOAXIAL LISTHESIS SCREW 7.0X75, FX F2 T-LUMBAR MONOAXIAL LISTHESIS SCREW 7.0X80, FX F2 T-LUMBAR MONOAXIAL LISTHESIS SCREW 7.0X85, FX F2 T-LUMBAR MONOAXIAL LISTHESIS SCREW 7.0X90, FX F2 T-LUMBAR MONOAXIAL LISTHESIS SCREW 7.5X20, FX F2 T-LUMBAR MONOAXIAL LISTHESIS SCREW 7.5X25, FX F2 T-LUMBAR MONOAXIAL LISTHESIS SCREW 7.5X30, FX F2 T-LUMBAR MONOAXIAL LISTHESIS SCREW 7.5X35, FX F2 T-LUMBAR MONOAXIAL LISTHESIS SCREW 7.5X40, FX F2 T-LUMBAR MONOAXIAL LISTHESIS SCREW 7.5X45, FX F2 T-LUMBAR MONOAXIAL LISTHESIS SCREW 7.5X50, FX F2 T-LUMBAR MONOAXIAL LISTHESIS SCREW 7.5X55, FX F2 T-LUMBAR MONOAXIAL LISTHESIS SCREW 7.5X60, FX F2 T-LUMBAR MONOAXIAL LISTHESIS SCREW 7.5X65, FX F2 T-LUMBAR MONOAXIAL LISTHESIS SCREW 7.5X70, FX F2 T-LUMBAR MONOAXIAL LISTHESIS SCREW 7.5X75, FX F2 T-LUMBAR MONOAXIAL LISTHESIS SCREW 7.5X80, FX F2 T-LUMBAR MONOAXIAL LISTHESIS SCREW 7.5X85, FX F2 T-LUMBAR MONOAXIAL LISTHESIS SCREW 7.5X90, FX F2 T-LUMBAR MONOAXIAL LISTHESIS SCREW 8.0X20, FX F2 T-LUMBAR MONOAXIAL LISTHESIS SCREW 8.0X25, FX F2 T-LUMBAR MONOAXIAL LISTHESIS SCREW 8.0X30, FX F2 T-LUMBAR MONOAXIAL LISTHESIS SCREW 8.0X35, FX F2 T-LUMBAR MONOAXIAL LISTHESIS SCREW 8.0X40, FX F2 T-LUMBAR MONOAXIAL LISTHESIS SCREW 8.0X45, FX F2 T-LUMBAR MONOAXIAL LISTHESIS SCREW 8.0X50, FX F2 T-LUMBAR MONOAXIAL LISTHESIS SCREW 8.0X55, FX F2 T-LUMBAR MONOAXIAL LISTHESIS SCREW 8.0X60, FX F2 T-LUMBAR MONOAXIAL LISTHESIS SCREW 8.0X65, FX F2 T-LUMBAR MONOAXIAL LISTHESIS SCREW 8.0X70, FX F2 T-LUMBAR MONOAXIAL LISTHESIS SCREW 8.0X75, FX F2 T-LUMBAR MONOAXIAL LISTHESIS SCREW 8.0X80, FX F2 T-LUMBAR MONOAXIAL LISTHESIS SCREW 8.0X85, FX F2 T-LUMBAR MONOAXIAL LISTHESIS SCREW 8.0X90, FX F2 T-LUMBAR MONOAXIAL LISTHESIS SCREW 8.5X20, FX F2 T-LUMBAR MONOAXIAL LISTHESIS SCREW 8.5X25, FX F2 T-LUMBAR MONOAXIAL LISTHESIS SCREW 8.5X30, FX F2 T-LUMBAR MONOAXIAL LISTHESIS SCREW 8.5X35, FX F2 T-LUMBAR MONOAXIAL LISTHESIS SCREW 8.5X40, FX F2 T-LUMBAR MONOAXIAL LISTHESIS SCREW 8.5X45, FX F2 T-LUMBAR MONOAXIAL LISTHESIS SCREW 8.5X50, FX F2 T-LUMBAR MONOAXIAL LISTHESIS SCREW 8.5X55, FX F2 T-LUMBAR MONOAXIAL LISTHESIS SCREW 8.5X60, FX F2 T-LUMBAR MONOAXIAL LISTHESIS SCREW 8.5X65, FX F2 T-LUMBAR MONOAXIAL LISTHESIS SCREW 8.5X70, FX F2 T-LUMBAR MONOAXIAL LISTHESIS SCREW 8.5X75, FX F2 T-LUMBAR MONOAXIAL LISTHESIS SCREW 8.5X80, FX F2 T-LUMBAR MONOAXIAL LISTHESIS SCREW 8.5X85, FX F2 T-LUMBAR MONOAXIAL LISTHESIS SCREW 8.5X90, FX F2 T-LUMBAR MONOAXIAL LISTHESIS SCREW 8.5X95, FX F2 T-LUMBAR MONOAXIAL LISTHESIS SCREW 8.5X100, FX F2 T-LUMBAR MONOAXIAL LISTHESIS SCREW 9.0X20, FX F2 T-LUMBAR MONOAXIAL LISTHESIS SCREW 9.0X25, FX F2 T-LUMBAR MONOAXIAL LISTHESIS SCREW 9.0X30, FX F2 T-LUMBAR MONOAXIAL LISTHESIS SCREW 9.0X35, FX F2 T-LUMBAR MONOAXIAL LISTHESIS SCREW 9.0X40, FX F2 T-LUMBAR MONOAXIAL LISTHESIS SCREW 9.0X45, FX F2 T-LUMBAR MONOAXIAL LISTHESIS SCREW 9.0X50, FX F2 T-LUMBAR MONOAXIAL LISTHESIS SCREW 9.0X55, FX F2 T-LUMBAR MONOAXIAL LISTHESIS SCREW 9.0X60, FX F2 T-LUMBAR MONOAXIAL LISTHESIS SCREW 9.0X65, FX F3-ROD(Ti) 6.0X300, FX F3-ROD(Ti) 6.0X305, FX F3-ROD(Ti) 6.0X310, FX F3-ROD(Ti) 6.0X315, FX F3-ROD(Ti) 6.0X320, FX F3-ROD(Ti) 6.0X325, FX F3-ROD(Ti) 6.0X330, FX F3-ROD(Ti) 6.0X335, FX F3-ROD(Ti) 6.0X340, FX F3-ROD(Ti) 6.0X345, FX F3-ROD(Ti) 6.0X350, FX F3-ROD(Ti) 6.0X355, FX F3-ROD(Ti) 6.0X360, FX F3-ROD(Ti) 6.0X365, FX F3-ROD(Ti) 6.0X370, FX F3-ROD(Ti) 6.0X375, FX F3-ROD(Ti) 6.0X380, FX F3-ROD(Ti) 6.0X385, FX F3-ROD(Ti) 6.0X390, FX F3-ROD(Ti) 6.0X395, FX F3-ROD(Ti) 6.0X400, FX F3-ROD(Ti) 6.0X405, FX F3-ROD(Ti) 6.0X410, FX F3-ROD(Ti) 6.0X415, FX F3-ROD(Ti) 6.0X420, FX F3-ROD(Ti) 6.0X425, FX F3-ROD(Ti) 6.0X430, FX F3-ROD(Ti) 6.0X435, FX F3-ROD(Ti) 6.0X440, FX F3-ROD(Ti) 6.0X445, FX F3-ROD(Ti) 6.0X450, FX F3-ROD(Ti) 6.0X455, FX F3-ROD(Ti) 6.0X460, FX F3-ROD(Ti) 6.0X465, FX F3-ROD(Ti) 6.0X470, FX F3-ROD(Ti) 6.0X475, FX F3-ROD(Ti) 6.0X480, FX F3-ROD(Ti) 6.0X485, FX F3-ROD(Ti) 6.0X490, FX F3-ROD(Ti) 6.0X495, FX F3-ROD(Ti) 6.0X500, FX F3-ROD(Ti) 6.0X505, FX F3-ROD(Ti) 6.0X510, FX F3-ROD(Ti) 6.0X515, FX F3-ROD(Ti) 6.0X520, FX F3-ROD(Ti) 6.0X525, FX F3-ROD(Ti) 6.0X530, FX F3-ROD(Ti) 6.0X535, FX F3-ROD(Ti) 6.0X540, FX F3-ROD(Ti) 6.0X545, FX F3-ROD(Ti) 6.0X550, FX F3-ROD(Ti) 6.0X555, FX F3-ROD(Ti) 6.0X560, FX F3-ROD(Ti) 6.0X565, FX F3-ROD(Ti) 6.0X570, FX F3-ROD(Ti) 6.0X575, FX F3-ROD(Ti) 6.0X580, FX F3-ROD(Ti) 6.0X585, FX F3-ROD(Ti) 6.0X590, FX F3-ROD(Ti) 6.0X595, FX F3-ROD(Ti) 6.0X600, F3-FX MULTIAXIAL CONNECTOR 6X27-31 MM, F3-FX MULTIAXIAL CONNECTOR 6X31-35 MM, F3-FX MULTIAXIAL CONNECTOR 6X35-39 MM, F3-FX MULTIAXIAL CONNECTOR 6X39-43 MM, F3-FX MULTIAXIAL CONNECTOR 6X43-50 MM, F3-FX MULTIAXIAL CONNECTOR 6X50-66 MM, F3-FX MULTIAXIAL CONNECTOR 6X55-80 MM, F3-FX MULTIAXIAL CONNECTOR 6X60-75 MM, F3-FX MULTIAXIAL CONNECTOR 6X75-90 MM, F3-FX MULTIAXIAL CONNECTOR 6X90-105 MM, FX F3-CROSSLINK BAR-WITH STOPPER ROD 40MM, FX F3-CROSSLINK BAR-WITH STOPPER ROD 50MM, FX F3-CROSSLINK BAR-WITH STOPPER ROD 60MM, FX F3-CROSSLINK BAR-WITH STOPPER ROD 70MM, FX F3-CROSSLINK BAR-WITH STOPPER ROD 80MM, FX F3-CROSSLINK BAR-WITH STOPPER ROD 90MM, FX F3-CROSSLINK BAR-WITH STOPPER ROD 100 MM, FX F3-CROSSLINK BAR-WITHOUT STOPPER ROD 40MM, FX F3-CROSSLINK BAR-WITHOUT STOPPER ROD 50MM, FX F3-CROSSLINK BAR-WITHOUT STOPPER ROD 60MM, FX F3-CROSSLINK BAR-WITHOUT STOPPER ROD 70MM, FX F3-CROSSLINK BAR-WITHOUT STOPPER ROD 80MM, FX F3-CROSSLINK BAR-WITHOUT STOPPER ROD 90MM, FX F3-CROSSLINK BAR-WITHOUT STOPPER ROD 100MM, FX F3-LUMBAR RIGHT HOOK POLYAXIAL WITH ANGLE, FX F3-LUMBAR OFFSET RIGHT HOOK POLYAXIAL, FX F3-LUMBAR THORACIC LAMINAR NARROW HOOK POLYAXIAL, FX F3-LUMBAR SACRAL POLYAXIAL HOOK, FX F3-LUMBAR LAMILAR WIDE HOOK POLYAXIAL, FX F3-LUMBAR PEDICLE LARGE HOOK POLYAXIAL, FX F3-LUMBAR TRANSVERSE POLYAXIAL HOOK, FX F3-LUMBAR THORACIC LAMINAR WIDE HOOK POLYAXIAL, FX F3-LUMBAR LEFT HOOK POLYAXIAL WITH ANGLE, FX F3-LUMBAR PEDICLE STANDARD HOOK POLYAXIAL, FX F3-LUMBAR OFFSET LEFT HOOK POLYAXIAL, FX F3-LUMBAR LAMILAR NARROW HOOK POLYAXIAL, FX F3-LUMBAR DOMINO CONNECTOR 6 LUMBAR-5.5 LUMBAR, FX F3 T-LUMBAR POLYAXİAL LISTHESIS SCREW 5.5X70, FX F3 T-LUMBAR POLYAXİAL LISTHESIS SCREW 5.5X75, FX F3 T-LUMBAR POLYAXİAL LISTHESIS SCREW 5.5X80, FX F3 T-LUMBAR POLYAXİAL LISTHESIS SCREW 6.0X20, FX F3 T-LUMBAR POLYAXİAL LISTHESIS SCREW 6.0X25, FX F3 T-LUMBAR POLYAXİAL LISTHESIS SCREW 6.0X30, FX F3 T-LUMBAR POLYAXİAL LISTHESIS SCREW 6.0X35, FX F3 T-LUMBAR POLYAXİAL LISTHESIS SCREW 6.0X40, FX F3 T-LUMBAR POLYAXİAL LISTHESIS SCREW 6.0X45, FX F3 T-LUMBAR POLYAXİAL LISTHESIS SCREW 6.0X50, FX F3 T-LUMBAR POLYAXİAL LISTHESIS SCREW 6.0X55, FX F3 T-LUMBAR POLYAXİAL LISTHESIS SCREW 6.0X60, FX F3 T-LUMBAR POLYAXİAL LISTHESIS SCREW 6.0X65, FX F3 T-LUMBAR POLYAXİAL LISTHESIS SCREW 6.0X70, FX F3 T-LUMBAR POLYAXİAL LISTHESIS SCREW 6.0X75, FX F3 T-LUMBAR POLYAXİAL LISTHESIS SCREW 6.0X80, FX F3 T-LUMBAR POLYAXİAL LISTHESIS SCREW 6.0X85, FX F3 T-LUMBAR POLYAXİAL LISTHESIS SCREW 6.0X90, FX F3 T-LUMBAR POLYAXİAL LISTHESIS SCREW 6.5X20, FX F3 T-LUMBAR POLYAXİAL LISTHESIS SCREW 6.5X25, FX F3 T-LUMBAR POLYAXİAL LISTHESIS SCREW 6.5X30, FX F3 T-LUMBAR POLYAXİAL LISTHESIS SCREW 6.5X35, FX F3 T-LUMBAR POLYAXİAL LISTHESIS SCREW 6.5X40, FX F3 T-LUMBAR POLYAXİAL LISTHESIS SCREW 6.5X45, FX F3 T-LUMBAR POLYAXİAL LISTHESIS SCREW 6.5X50, FX F3 T-LUMBAR POLYAXİAL LISTHESIS SCREW 6.5X55, FX F3 T-LUMBAR POLYAXİAL LISTHESIS SCREW 6.5X60, FX F3 T-LUMBAR POLYAXİAL LISTHESIS SCREW 6.5X65, FX F3 T-LUMBAR POLYAXİAL LISTHESIS SCREW 6.5X70, FX F3 T-LUMBAR POLYAXİAL LISTHESIS SCREW 6.5X75, FX F3 T-LUMBAR POLYAXİAL LISTHESIS SCREW 6.5X80, FX F3 T-LUMBAR POLYAXİAL LISTHESIS SCREW 6.5X85, FX F3 T-LUMBAR POLYAXİAL LISTHESIS SCREW 6.5X90, FX F3 T-LUMBAR POLYAXİAL LISTHESIS SCREW 7.0X20, FX F3 T-LUMBAR POLYAXİAL LISTHESIS SCREW 7.0X25, FX F3 T-LUMBAR POLYAXİAL LISTHESIS SCREW 7.0X30, FX F3 T-LUMBAR POLYAXİAL LISTHESIS SCREW 7.0X35, FX F3 T-LUMBAR POLYAXİAL LISTHESIS SCREW 7.0X40, FX F3 T-LUMBAR POLYAXİAL LISTHESIS SCREW 7.0X45, FX F3 T-LUMBAR POLYAXİAL LISTHESIS SCREW 7.0X50, FX F3 T-LUMBAR POLYAXİAL LISTHESIS SCREW 7.0X55, FX F3 T-LUMBAR POLYAXİAL LISTHESIS SCREW 7.0X60, FX F3 T-LUMBAR POLYAXİAL LISTHESIS SCREW 7.0X65, FX F3 T-LUMBAR POLYAXİAL LISTHESIS SCREW 7.0X70, FX F3 T-LUMBAR POLYAXİAL LISTHESIS SCREW 7.0X75, FX F3 T-LUMBAR POLYAXİAL LISTHESIS SCREW 7.0X80, FX F3 T-LUMBAR POLYAXİAL LISTHESIS SCREW 7.0X85, FX F3 T-LUMBAR POLYAXİAL LISTHESIS SCREW 7.0X90, FX F3 T-LUMBAR POLYAXİAL LISTHESIS SCREW 7.5X20, FX F3 T-LUMBAR POLYAXİAL LISTHESIS SCREW 7.5X25, FX F3 T-LUMBAR POLYAXİAL LISTHESIS SCREW 7.5X30, FX F3 T-LUMBAR POLYAXİAL LISTHESIS SCREW 7.5X35, FX F3 T-LUMBAR POLYAXİAL LISTHESIS SCREW 7.5X40, FX F3 T-LUMBAR POLYAXİAL LISTHESIS SCREW 7.5X45, FX F3 T-LUMBAR POLYAXİAL LISTHESIS SCREW 7.5X50, FX F3 T-LUMBAR POLYAXİAL LISTHESIS SCREW 7.5X55, FX F3 T-LUMBAR POLYAXİAL LISTHESIS SCREW 7.5X60, FX F3 T-LUMBAR POLYAXİAL LISTHESIS SCREW 7.5X65, FX F3 T-LUMBAR POLYAXİAL LISTHESIS SCREW 7.5 | ATLAS MEDIKAL | 2024-07-11T00:00:00.000+02:00 | EFRAHİM ÇEKİÇ FX ORTOPEDİ VE PROTEZ SAĞLIK GEREÇLERİ SANAYİ VE TİCARET Ege Serbest Bölgesi Zafer SB Mah. Mümtaz Sk. No:14/A Gaziemir İZMİR- TURKEY | AF1.31.500060, AF1.31.500065, AF1.31.500070, AF1.31.500075, AF1.31.500080, AF1.31.550020, AF1.31.550025, AF1.31.550030, AF1.31.550035, AF1.31.550040, AF1.31.550045, AF1.31.550050, AF1.31.550055, AF1.31.550060, AF1.31.550065, AF1.31.550070, AF1.31.550075, AF1.31.550080, AF1.31.600020, AF1.31.600025, AF1.31.600030, AF1.31.600035, AF1.31.600040, AF1.31.600045, AF1.31.600050, AF1.31.600055, AF1.31.600060, AF1.31.600065, AF1.31.600070, AF1.31.600075, AF1.31.600080, AF1.31.600085, AF1.31.600090, AF1.31.650020, AF1.31.650025, AF1.31.650030, AF1.31.650035, AF1.31.650040, AF1.31.650045, AF1.31.650050, AF1.31.650055, AF1.31.650060, AF1.31.650065, AF1.31.650070, AF1.31.650075, AF1.31.650080, AF1.31.650085, AF1.31.650090, AF1.31.700020, AF1.31.700025, AF1.31.700030, AF1.31.700035, AF1.31.700040, AF1.31.700045, AF1.31.700050, AF1.31.700055, AF1.31.700060, AF1.31.700065, AF1.31.700070, AF1.31.700075, AF1.31.700080, AF1.31.700085, AF1.31.700090, AF1.31.750020, AF1.31.750025, AF1.31.750030, AF1.31.750035, AF1.31.750040, AF1.31.750045, AF1.31.750050, AF1.31.750055, AF1.31.750060, AF1.31.750065, AF1.31.750070, AF1.31.750075, AF1.31.750080, AF1.31.750085, AF1.31.750090, AF1.31.800020, AF1.31.800025, AF1.31.800030, AF1.31.800035, AF1.31.800040, AF1.31.800045, AF1.31.800050, AF1.31.800055, AF1.31.800060, AF1.31.800065, AF1.31.800070, AF1.31.800075, AF1.31.800080, AF1.31.800085, AF1.31.800090, AF1.31.850020, AF1.31.850025, AF1.30.550055, AF1.30.550060, AF1.30.550065, AF1.30.550070, AF1.30.550075, AF1.30.550080, AF1.30.600020, AF1.30.600025, AF1.30.600030, AF1.30.600035, AF1.30.600040, AF1.30.600045, AF1.30.600050, AF1.30.600055, AF1.30.600060, AF1.30.600065, AF1.30.600070, AF1.30.600075, AF1.30.600080, AF1.30.600085, AF1.30.600090, AF1.30.650020, AF1.30.650025, AF1.30.650030, AF1.30.650035, AF1.30.650040, AF1.30.650045, AF1.30.650050, AF1.30.650055, AF1.30.650060, AF1.30.650065, AF1.30.650070, AF1.30.650075, AF1.30.650080, AF1.30.650085, AF1.30.650090, AF1.30.700020, AF1.30.700025, AF1.30.700030, AF1.30.700035, AF1.30.700040, AF1.30.700045, AF1.30.700050, AF1.30.700055, AF1.30.700060, AF1.30.700065, AF1.30.700070, AF1.30.700075, AF1.30.700080, AF1.30.700085, AF1.30.700090, AF1.30.750020, AF1.30.750025, AF1.30.750030, AF1.30.750035, AF1.30.750040, AF1.30.750045, AF1.30.750050, AF1.30.750055, AF1.30.750060, AF1.30.750065, AF1.30.750070, AF1.30.750075, AF1.30.750080, AF1.30.750085, AF1.30.750090, AF1.30.800020, AF1.30.800025, AF1.30.800030, AF1.30.800035, AF1.30.800040, AF1.30.800045, AF1.30.800050, AF1.30.800055, AF1.30.800060, AF1.30.800065, AF1.30.800070, AF1.30.800075, AF1.30.800080, AF1.30.800085, AF1.30.800090, AF1.30.850020, AF1.30.850025, AF1.30.850030, AF1.30.850035, AF1.30.850040, AF1.30.850045, AF1.30.850050, AF1.30.850055, AF1.30.850060, AF1.30.850065, AF1.30.850070, AF1.30.850075, AF1.30.850080, AF1.30.850085, AF1.30.850090, AF1.30.850095, AF1.30.850100, AF1.30.900020, AF1.30.900025, AF1.30.900030, AF1.30.900035, AF1.30.900040, AF1.30.900045, AF1.30.900050, AF1.30.900055, AF1.30.900060, AF1.30.900065, AF1.30.900070, AF1.30.900075, AF1.30.900080, AF1.30.900085, AF1.30.900090, AF1.30.900095, AF1.30.900100, AF1.30.950020, AF1.30.950025, AF1.30.950030, AF1.30.950035, AF1.30.950040, AF1.30.950045, AF1.30.950050, AF1.30.950055, AF1.30.950060, AF1.30.950065, AF1.30.950070, AF1.30.950075, AF1.30.950080, AF1.30.950085, AF1.30.950090, AF1.30.950095, AF1.30.950100, AF1.30.100030, AF1.30.100035, AF1.30.100040, AF1.30.100045, AF1.30.100050, AF1.30.100055, AF1.30.100060, AF1.30.100065, AF1.30.100070, AF1.30.100075, AF1.30.100080, AF1.30.100085, AF1.30.100090, AF1.30.100095, AF1.30.100100, AF1.30.150030, AF1.30.150035, AF1.30.150040, AF1.30.150045, AF1.30.150050, AF1.30.150055, AF1.30.150060, AF1.30.150065, AF1.30.150070, AF1.30.150075, AF1.30.150080, AF1.30.150085, AF1.30.150090, AF1.30.150095, AF1.30.150100, AF1.31.350020, AF1.31.350025, AF1.31.350030, AF1.31.350035, AF1.31.350040, AF1.31.350045, AF1.31.350050, AF1.31.350055, AF1.31.350060, AF1.31.350 | Klasa IIb | SISTEMET E STABILIZIMIT KURRİZORE (VIDA-SHIPËR-LIDHJE) | Pajisje te implantueshme jo aktive
16908 | Dental Zirkonia Block/CM87L22T3 98x12mm, Dental Zirkonia Block/CM87L25T3 98x14mm, Dental Zirkonia Block/CM93L16T3 98x16mm, Dental Zirkonia Block/CM93L18T3 98x18mm, Dental Zirkonia Block/CM93L20T3 98x20mm, Dental Zirkonia Block/CM93L22T3 98x22mm, Dental Zirkonia Block/CM93L25T3 98x25mm, Dental Zirkonia Block/CM93L28T3 98x10mm, Dental Zirkonia Block/CM42L16T3 98x12mm, Dental Zirkonia Block/CM42L20T3 98x14mm, Dental Zirkonia Block/CM60L25T3 98x16mm, Dental Zirkonia Block/CM15L13T3 98x18mm, Dental Zirkonia Block/CM17L14T3 98x20mm, Dental Zirkonia Block/CM20L15T3 98x22mm, Dental Zirkonia Block/CM20L19T3 98x25mm, Dental Zirkonia Block/CM40L15T3 98x10mm, Dental Zirkonia Block/CM40L19T3 98x12mm, Dental Zirkonia Block/CM55L15T3 98x14mm, Dental Zirkonia Block/CM55L19T3 98x16mm, Dental Zirkonia Block/CM65L20T3 98x18mm, Dental Zirkonia Block/CM65L22T3 98x20mm, Dental Zirkonia Block/CM20L15T2 98x22mm, Dental Zirkonia Block/CM20L19T2 98x25mm, Dental Zirkonia Block/CM40L15T2 98x10mm, Dental Zirkonia Block/CM40L19T2 98x12mm, Dental Zirkonia Block/CM55L15T2 98x14mm, Dental Zirkonia Block/CM55L19T2 98x16mm, Dental Zirkonia Block/CM65L20T2 98x18mm, Dental Zirkonia Block/CM65L22T2 98x20mm, Dental Zirkonia Block/CM25L26.5T3 98x22mm, Dental Zirkonia Block/CM25L50T3 98x25mm, Dental Zirkonia Block/CM25L60T3 98x10mm, Dental Zirkonia Block/CM72L40T3 98x12mm, Dental Zirkonia Block/CM43L16T3 98x14mm, Dental Zirkonia Block/CM43L22T3 98x16mm, Dental Zirkonia Block/CM52L16T3 98x18mm, Dental Zirkonia Block/CM52L22T3 98x20mm, Dental Zirkonia Block/CM65L16T3 98x22mm, Dental Zirkonia Block/CM65L18T3 98x25mm, Dental Zirkonia Block/CM65L20T3 98x10mm, Dental Zirkonia Block/CM65L22T3 98x12mm, Dental Zirkonia Block/CM75L16T3 98x14mm, Dental Zirkonia Block/CM75L18T3 98x16mm, Dental Zirkonia Block/CM75L20T3 98x18mm, Dental Zirkonia Block/CM75L22T3 98x20mm, Dental Zirkonia Block/CM87L16T3 98x22mm, Dental Zirkonia Block/CM87L18T3 98x25mm, Dental Zirkonia Block/CM87L20T3 98x10mm, Dental Zirkonia Block/CM42L16B4 98x12mm, Dental Zirkonia Block/CM42L20B4 98x14mm, Dental Zirkonia Block/CM60L25B4 98x16mm, Dental Zirkonia Block/CM15L13B4 98x18mm, Dental Zirkonia Block/CM17L14B4 98x20mm, Dental Zirkonia Block/CM20L15B4 98x22mm, Dental Zirkonia Block/CM20L19B4 98x25mm, Dental Zirkonia Block/CM40L15B4 98x10mm, Dental Zirkonia Block/CM40L19B4 98x12mm, Dental Zirkonia Block/CM55L15B4 98x14mm, Dental Zirkonia Block/CM55L19B4 98x16mm, Dental Zirkonia Block/CM65L20B4 98x18mm, Dental Zirkonia Block/CM65L22B4 98x20mm, Dental Zirkonia Block/CM25L26.5C1 98x22mm, Dental Zirkonia Block/CM25L50C1 98x25mm, Dental Zirkonia Block/CM25L60C1 98x10mm, Dental Zirkonia Block/CM72L40C1 98x12mm, Dental Zirkonia Block/CM43L16C1 98x14mm, Dental Zirkonia Block/CM43L22C1 98x16mm, Dental Zirkonia Block/CM52L16C1 98x18mm, Dental Zirkonia Block/CM52L22C1 98x20mm, Dental Zirkonia Block/CM65L16C1 98x22mm, Dental Zirkonia Block/CM65L18C1 98x25mm, Dental Zirkonia Block/CM65L20C1 98x10mm, Dental Zirkonia Block/CM65L22C1 98x12mm, Dental Zirkonia Block/CM75L16C1 98x14mm, Dental Zirkonia Block/CM75L18C1 98x16mm, Dental Zirkonia Block/CM75L20C1 98x18mm, Dental Zirkonia Block/CM75L22C1 98x20mm, Dental Zirkonia Block/CM87L16C1 98x22mm, Dental Zirkonia Block/CM87L18C1 98x25mm, Dental Zirkonia Block/CM87L20C1 98x10mm, Dental Zirkonia Block/CM87L22C1 98x12mm, Dental Zirkonia Block/CM87L25C1 98x14mm, Dental Zirkonia Block/CM93L16C1 98x16mm, Dental Zirkonia Block/CM93L18C1 98x18mm, Dental Zirkonia Block/CM93L20C1 98x20mm, Dental Zirkonia Block/CM93L22C1 98x22mm, Dental Zirkonia Block/CM93L25C1 98x25mm, Dental Zirkonia Block/CM93L28C1 98x10mm, Dental Zirkonia Block/CM42L16C1 98x12mm, Dental Zirkonia Block/CM42L20C1 98x14mm, Dental Zirkonia Block/CM60L25C1 98x16mm, Dental Zirkonia Block/CM15L13C1 98x18mm, Dental Zirkonia Block/CM17L14C1 98x20mm, Dental Zirkonia Block/CM20L15C1 98x22mm, Dental Zirkonia Block/CM20L19C1 98x25mm, Dental Zirkonia Block/CM40L15C1 98x10mm, Dental Zirkonia Block/CM40L19C1 98x12mm, Dental Zirkonia Block/CM55L15C1 98x14mm, Dental Zirkonia Block/CM55L19C1 98x16mm, Dental Zirkonia Block/CM65L20C1 98x18mm, Dental Zirkonia Block/CM65L22C1 98x20mm, Dental Zirkonia Block/CM25L26.5C2 98x22mm, Dental Zirkonia Block/CM25L50C2 98x25mm, Dental Zirkonia Block/CM25L60C2 98x10mm, Dental Zirkonia Block/CM72L40C2 98x12mm, Dental Zirkonia Block/CM43L16C2 98x14mm, Dental Zirkonia Block/CM43L22C2 98x16mm, Dental Zirkonia Block/CM52L16C2 98x18mm, Dental Zirkonia Block/CM52L22C2 98x20mm, Dental Zirkonia Block/CM65L16C2 98x22mm, Dental Zirkonia Block/CM65L18C2 98x25mm, Dental Zirkonia Block/CM65L20C2 98x10mm, Dental Zirkonia Block/CM65L22C2 98x12mm, Dental Zirkonia Block/CM75L16C2 98x14mm, Dental Zirkonia Block/CM75L18C2 98x16mm, Dental Zirkonia Block/CM75L20C2 98x18mm, Dental Zirkonia Block/CM75L22C2 98x20mm, Dental Zirkonia Block/CM87L16C2 98x22mm, Dental Zirkonia Block/CM87L18C2 98x25mm, Dental Zirkonia Block/CM87L20C2 98x10mm, Dental Zirkonia Block/CM87L22C2 98x12mm, Dental Zirkonia Block/CM87L25C2 98x14mm, Dental Zirkonia Block/CM93L16C2 98x16mm, Dental Zirkonia Block/CM93L18C2 98x18mm, Dental Zirkonia Block/CM93L20C2 98x20mm, Dental Zirkonia Block/CM93L22C2 98x22mm, Dental Zirkonia Block/CM93L25C2 98x25mm, Dental Zirkonia Block/CM93L28C2 98x10mm, Dental Zirkonia Block/CM42L16C2 98x12mm, Dental Zirkonia Block/CM42L20C2 98x14mm, Dental Zirkonia Block/CM60L25C2 98x16mm, Dental Zirkonia Block/CM15L13C2 98x18mm, Dental Zirkonia Block/CM17L14C2 98x20mm, Dental Zirkonia Block/CM20L15C2 98x22mm, Dental Zirkonia Block/CM20L19C2 98x25mm, Dental Zirkonia Block/CM40L15C2 98x10mm, Dental Zirkonia Block/CM40L19C2 98x12mm, Dental Zirkonia Block/CM55L15C2 98x14mm, Dental Zirkonia Block/CM55L19C2 98x16mm, Dental Zirkonia Block/CM65L20C2 98x18mm, Dental Zirkonia Block/CM65L22C2 98x20mm, Dental Zirkonia Block/CM25L26.5C3 98x22mm, Dental Zirkonia Block/CM25L50C3 98x25mm, Dental Zirkonia Block/CM25L60C3 98x10mm, Dental Zirkonia Block/CM72L40C3 98x12mm, Dental Zirkonia Block/CM43L16C3 98x14mm, Dental Zirkonia Block/CM43L22C3 98x16mm, Dental Zirkonia Block/CM52L16C3 98x18mm, Dental Zirkonia Block/CM52L22C3 98x20mm, Dental Zirkonia Block/CM65L16C3 98x22mm, Dental Zirkonia Block/CM65L18C3 98x25mm, Dental Zirkonia Block/CM65L20C3 98x10mm, Dental Zirkonia Block/CM65L22C3 98x12mm, Dental Zirkonia Block/CM75L16C3 98x14mm, Dental Zirkonia Block/CM75L18C3 98x16mm, Dental Zirkonia Block/CM75L20C3 98x18mm, Dental Zirkonia Block/CM75L22C3 98x20mm, Dental Zirkonia Block/CM87L16C3 98x22mm, Dental Zirkonia Block/CM87L18C3 98x25mm, Dental Zirkonia Block/CM87L20C3 98x10mm, Dental Zirkonia Block/CM87L22C3 98x12mm, Dental Zirkonia Block/CM87L25C3 98x14mm, Dental Zirkonia Block/CM93L16C3 98x16mm, Dental Zirkonia Block/CM93L18C3 98x18mm, Dental Zirkonia Block/CM93L20C3 98x20mm, Dental Zirkonia Block/CM93L22C3 98x22mm, Dental Zirkonia Block/CM93L25C3 98x25mm, Dental Zirkonia Block/CM93L28C3 98x10mm, Dental Zirkonia Block/CM42L16C3 98x12mm, Dental Zirkonia Block/CM42L20C3 98x14mm, Dental Zirkonia Block/CM60L25C3 98x16mm, Dental Zirkonia Block/CM15L13C3 98x18mm, Dental Zirkonia Block/CM17L14C3 98x20mm, Dental Zirkonia Block/CM20L15C3 98x22mm, Dental Zirkonia Block/CM20L19C3 98x25mm, Dental Zirkonia Block/CM40L15C3 98x10mm, Dental Zirkonia Block/CM40L19C3 98x12mm, Dental Zirkonia Block/CM55L15C3 98x14mm, Dental Zirkonia Block/CM55L19C3 98x16mm, Dental Zirkonia Block/CM65L20C3 98x18mm, Dental Zirkonia Block/CM65L22C3 98x20mm, Dental Zirkonia Block/CM25L26.5C4 98x22mm, Dental Zirkonia Block/CM25L50C4 98x25mm, Dental Zirkonia Block/CM25L60C4 98x10mm, Dental Zirkonia Block/CM72L40C4 98x12mm, Dental Zirkonia Block/CM43L16C4 98x14mm, Dental Zirkonia Block/CM43L22C4 98x16mm, Dental Zirkonia Block/CM52L16C4 98x18mm, Dental Zirkonia Block/CM52L22C4 98x20mm, Dental Zirkonia Block/CM65L16C4 98x22mm, Dental Zirkonia Block/CM65L18C4 98x25mm, Dental Zirkonia Block/CM65L20C4 98x10mm, Dental Zirkonia Block/CM65L22C4 98x12mm, Dental Zirkonia Block/CM75L16C4 98x14mm, Dental Zirkonia Block/CM75L18C4 98x16mm, Dental Zirkonia Block/CM75L20C4 98x18mm, Dental Zirkonia Block/CM75L22C4 98x20mm, Dental Zirkonia Block/CM87L16C4 98x22mm, Dental Zirkonia Block/CM87L18C4 98x25mm, Dental Zirkonia Block/CM87L20C4 98x10mm, Dental Zirkonia Block/CM87L22C4 98x12mm, Dental Zirkonia Block/CM87L25C4 98x14mm, Dental Zirkonia Block/CM93L16C4 98x16mm, Dental Zirkonia Block/CM93L18C4 98x18mm, Dental Zirkonia Block/CM93L20C4 98x20mm, Dental Zirkonia Block/CM93L22C4 98x22mm, Dental Zirkonia Block/CM93L25C4 98x25mm, Dental Zirkonia Block/CM93L28C4 98x10mm, Dental Zirkonia Block/CM42L16C4 98x12mm, Dental Zirkonia Block/CM42L20C4 98x14mm, Dental Zirkonia Block/CM60L25C4 98x16mm, Dental Zirkonia Block/CM15L13C4 98x18mm, Dental Zirkonia Block/CM17L14C4 98x20mm, Dental Zirkonia Block/CM20L15C4 98x22mm, Dental Zirkonia Block/CM20L19C4 98x25mm, Dental Zirkonia Block/CM40L15C4 98x10mm, Dental Zirkonia Block/CM40L19C4 98x12mm, Dental Zirkonia Block/CM55L15C4 98x14mm, Dental Zirkonia Block/CM55L19C4 98x16mm, Dental Zirkonia Block/CM65L20C4 98x18mm, Dental Zirkonia Block/CM65L22C4 98x20mm, Dental Zirkonia Block/CM25L26.5D1 98x22mm, Dental Zirkonia Block/CM25L50D1 98x25mm, Dental Zirkonia Block/CM25L60D1 98x10mm, Dental Zirkonia Block/CM72L40D1 98x12mm, Dental Zirkonia Block/CM43L16D1 98x14mm, Dental Zirkonia Block/CM43L22D1 98x16mm, Dental Zirkonia Block/CM52L16D1 98x18mm, Dental Zirkonia Block/CM52L22D1 98x20mm, Dental Zirkonia Block/CM65L16D1 98x22mm, Dental Zirkonia Block/CM65L18D1 98x25mm, Dental Zirkonia Block/CM65L20D1 98x10mm, Dental Zirkonia Block/CM65L22D1 98x12mm, Dental Zirkonia Block/CM75L16D1 98x14mm, Dental Zirkonia Block/CM75L18D1 98x16mm, Dental Zirkonia Block/CM75L20D1 98x18mm, Dental Zirkonia Block/CM75L22D1 98x20mm, Dental Zirkonia Block/CM87L16D1 98x22mm, Dental Zirkonia Block/CM87L18D1 98x25mm, Dental Zirkonia Block/CM87L20D1 98x10mm, Dental Zirkonia Block/CM87L22D1 98x12mm, Dental Zirkonia Block/CM87L25D1 98x14mm, Dental Zirkonia Block/CM93L16D1 98x16mm, Dental Zirkonia Block/CM93L18D1 98x18mm, Dental Zirkonia Block/CM93L20D1 98x20mm, Dental Zirkonia Block/CM93L22D1 98x22mm, Dental Zirkonia Block/CM93L25D1 98x25mm, Dental Zirkonia Block/CM93L28D1 98x10mm, Dental Zirkonia Block/CM42L16D1 98x12mm, Dental Zirkonia Block/CM42L20D1 98x14mm, Dental Zirkonia Block/CM60L25D1 98x16mm, Dental Zirkonia Block/CM15L13D1 98x18mm, Dental Zirkonia Block/CM17L14D1 98x20mm, Dental Zirkonia Block/CM20L15D1 98x22mm, Dental Zirkonia Block/CM20L19D1 98x25mm, Dental Zirkonia Block/CM40L15D1 98x10mm, Dental Zirkonia Block/CM40L19D1 98x12mm, Dental Zirkonia Block/CM55L15D1 98x14mm, Dental Zirkonia Block/CM55L19D1 98x16mm, Dental Zirkonia Block/CM65L20D1 98x18mm, Dental Zirkonia Block/CM65L22D1 98x20mm, Dental Zirkonia Block/CM25L26.5D2 98x22mm, Dental Zirkonia Block/CM25L50D2 98x25mm, Dental Zirkonia Block/CM25L60D2 98x10mm, Dental Zirkonia Block/CM72L40D2 98x12mm, Dental Zirkonia Block/CM43L16D2 98x14mm, Dental Zirkonia Block/CM43L22D2 98x16mm, Dental Zirkonia Block/CM52L16D2 98x18mm, Dental Zirkonia Block/CM52L22D2 98x20mm, Dental Zirkonia Block/CM65L16D2 98x22mm, Dental Zirkonia Block/CM65L18D2 98x25mm, Dental Zirkonia Block/CM65L20D2 98x10mm, Dental Zirkonia Block/CM65L22D2 98x12mm, Dental Zirkonia Block/CM75L16D2 98x14mm, Dental Zirkonia Block/CM75L18D2 98x16mm, Dental Zirkonia Block/CM75L20D2 98x18mm, Dental Zirkonia Block/CM75L22D2 98x20mm, Dental Zirkonia Block/CM87L16D2 98x22mm, Dental Zirkonia Block/CM87L18D2 98x25mm, Dental Zirkonia Block/CM87L20D2 98x10mm, Dental Zirkonia Block/CM87L22D2 98x12mm, Dental Zirkonia Block/CM87L25D2 98x14mm, Dental Zirkonia Block/CM93L16D2 98x16mm, Dental Zirkonia Block/CM93L18D2 98x18mm, Dental Zirkonia Block/CM93L20D2 98x20mm, Dental Zirkonia Block/CM93L22D2 98x22mm, Dental Zirkonia Block/CM93L25D2 98x25mm, Dental Zirkonia Block/CM93L28D2 98x10mm, Dental Zirkonia Block/CM42L16D2 98x12mm, Dental Zirkonia Block/CM42L20D2 98x14mm, Dental Zirkonia Block/CM60L25D2 98x16mm, Dental Zirkonia Block/CM15L13D2 98x18mm, Dental Zirkonia Block/CM17L14D2 98x20mm, Dental Zirkonia Block/CM20L15D2 98x22mm, Dental Zirkonia Block/CM20L19D2 98x25mm, Dental Zirkonia Block/CM40L15D2 98x10mm, Dental Zirkonia Block/CM40L19D2 98x12mm, Dental Zirkonia Block/CM55L15D2 98x14mm, Dental Zirkonia Block/CM55L19D2 98x16mm, Dental Zirkonia Block/CM65L20D2 98x18mm, Dental Zirkonia Block/CM65L22D2 98x20mm, Dental Zirkonia Block/CM25L26.5D3 98x22mm, Dental Zirkonia Block/CM25L50D3 98x25mm, Dental Zirkonia Block/CM25L60D3 98x10mm, Dental Zirkonia Block/CM72L40D3 98x12mm, Dental Zirkonia Block/CM43L16D3 98x14mm, Dental Zirkonia Block/CM43L22D3 98x16mm, Dental Zirkonia Block/CM52L16D3 98x18mm, Dental Zirkonia Block/CM52L22D3 98x20mm, Dental Zirkonia Block/CM65L16D3 98x22mm, Dental Zirkonia Block/CM65L18D3 98x25mm, Dental Zirkonia Block/CM65L20D3 98x10mm, Dental Zirkonia Block/CM65L22D3 98x12mm, Dental Zirkonia Block/CM75L16D3 98x14mm, Dental Zirkonia Block/CM75L18D3 98x16mm, Dental Zirkonia Block/CM75L20D3 98x18mm, Dental Zirkonia Block/CM75L22D3 98x20mm, Dental Zirkonia Block/CM87L16D3 98x22mm, Dental Zirkonia Block/CM87L18D3 98x25mm, Dental Zirkonia Block/CM87L20D3 98x10mm, Dental Zirkonia Block/CM87L22D3 98x12mm, Dental Zirkonia Block/CM87L25D3 98x14mm, Dental Zirkonia Block/CM93L16D3 98x16mm, Dental Zirkonia Block/CM93L18D3 98x18mm, Dental Zirkonia Block/CM93L20D3 98x20mm, Dental Zirkonia Block/CM93L22D3 98x22mm, Dental Zirkonia Block/CM93L25D3 98x25mm, Dental Zirkonia Block/CM93L28D3 98x10mm, Dental Zirkonia Block/CM42L16D3 98x12mm, Dental Zirkonia Block/CM42L20D3 98x14mm, Dental Zirkonia Block/CM60L25D3 98x16mm, Dental Zirkonia Block/CM15L13D3 98x18mm, Dental Zirkonia Block/CM17L14D3 98x20mm, Dental Zirkonia Block/CM20L15D3 98x22mm, Dental Zirkonia Block/CM20L19D3 98x25mm, Dental Zirkonia Block/CM40L15D3 98x10mm, Dental Zirkonia Block/CM40L19D3 98x12mm, Dental Zirkonia Block/CM55L15D3 98x14mm, Dental Zirkonia Block/CM55L19D3 98x16mm, Dental Zirkonia Block/CM65L20D3 98x18mm, Dental Zirkonia Block/CM65L22D3 98x20mm, Dental Zirkonia Block/CM25L26.5D4 98x22mm, Dental Zirkonia Block/CM25L50D4 98x25mm, Dental Zirkonia Block/CM25L60D4 98x10mm, Dental Zirkonia Block/CM72L40D4 98x12mm, Dental Zirkonia Block/CM43L16D4 98x14mm, Dental Zirkonia Block/CM43L22D4 98x16mm, Dental Zirkonia Block/CM52L16D4 98x18mm, Dental Zirkonia Block/CM52L22D4 98x20mm, Dental Zirkonia Block/CM65L16D4 98x22mm, Dental Zirkonia Block/CM65L18D4 98x25mm, Dental Zirkonia Block/CM65L20D4 98x10mm, Dental Zirkonia Block/CM65L22D4 98x12mm, Dental Zirkonia Block/CM75L16D4 98x14mm, Dental Zirkonia Block/CM75L18D4 98x16mm, Dental Zirkonia Block/CM75L20D4 98x18mm, Dental Zirkonia Block/CM75L22D4 98x20mm, Dental Zirkonia Block/CM87L16D4 98x22mm, Dental Zirkonia Block/CM87L18D4 98x25mm, Dental Zirkonia Block/CM87L20D4 98x10mm, Dental Zirkonia Block/CM87L22D4 98x12mm, Dental Zirkonia Block/CM87L25D4 98x14mm, Dental Zirkonia Block/CM93L16D4 98x16mm, Dental Zirkonia Block/CM93L18D4 98x18mm, Dental Zirkonia Block/CM93L20D4 98x20mm, Dental Zirkonia Block/CM93L22D4 98x22mm, Dental Zirkonia Block/CM93L25D4 98x25mm, Dental Zirkonia Block/CM93L28D4 98x10mm, Dental Zirkonia Block/CM42L16D4 98x12mm, Dental Zirkonia Block/CM42L20D4 98x14mm, Dental Zirkonia Block/CM60L25D4 98x16mm, Dental Zirkonia Block/CM15L13D4 98x18mm, Dental Zirkonia Block/CM17L14D4 98x20mm, Dental Zirkonia Block/CM20L15D4 98x22mm, Dental Zirkonia Block/CM20L19D4 98x25mm, Dental Zirkonia Block/CM40L15D4 98x10mm, Dental Zirkonia Block/CM40L19D4 98x12mm, Dental Zirkonia Block/CM55L15D4 98x14mm, Dental Zirkonia Block/CM55L19D4 98x16mm, Dental Zirkonia Block/CM65L20D4 98x18mm, Dental Zirkonia Block/CM65L22D4 98x20mm, Dental Zirkonia Block/CM25L26.5T1 98x22mm, Dental Zirkonia Block/CM25L50T1 98x25mm, Dental Zirkonia Block/CM25L60T1 98x10mm, Dental Zirkonia Block/CM72L40T1 98x12mm, Dental Zirkonia Block/CM43L16T1 98x14mm, Dental Zirkonia Block/CM43L22T1 98x16mm, Dental Zirkonia Block/CM52L16T1 98x18mm, Dental Zirkonia Block/CM52L22T1 98x20mm, Dental Zirkonia Block/CM65L16T1 98x22mm, Dental Zirkonia Block/CM65L18T1 98x25mm, Dental Zirkonia Block/CM65L20T1 98x10mm, Dental Zirkonia Block/CM65L22T1 98x12mm, Dental Zirkonia Block/CM75L16T1 98x14mm, Dental Zirkonia Block/CM75L18T1 98x16mm, Dental Zirkonia Block/CM75L20T1 98x18mm, Dental Zirkonia Block/CM75L22T1 98x20mm, Dental Zirkonia Block/CM87L16T1 98x22mm, Dental Zirkonia Block/CM87L18T1 98x25mm, Dental Zirkonia Block/CM87L20T1 98x10mm, Dental Zirkonia Block/CM87L22T1 98x12mm, Dental Zirkonia Block/CM87L25T1 98x14mm, Dental Zirkonia Block/CM93L16T1 98x16mm, Dental Zirkonia Block/CM93L18T1 98x18mm, Dental Zirkonia Block/CM93L20T1 98x20mm, Dental Zirkonia Block/CM93L22T1 98x22mm, Dental Zirkonia Block/CM93L25T1 98x25mm, Dental Zirkonia Block/CM93L28T1 98x10mm, Dental Zirkonia Block/CM42L16T1 98x12mm, Dental Zirkonia Block/CM42L20T1 98x14mm, Dental Zirkonia Block/CM60L25T1 98x16mm, Dental Zirkonia Block/CM15L13T1 98x18mm, Dental Zirkonia Block/CM17L14T1 98x20mm, Dental Zirkonia Block/CM20L15T1 98x22mm, Dental Zirkonia Block/CM20L19T1 98x25mm, Dental Zirkonia Block/CM40L15T1 98x10mm, Dental Zirkonia Block/CM40L19T1 98x12mm, Dental Zirkonia Block/CM55L15T1 98x14mm, Dental Zirkonia Block/CM55L19T1 98x16mm, Dental Zirkonia Block/CM65L20T1 98x18mm, Dental Zirkonia Block/CM65L22T1 98x20mm, Dental Zirkonia Block/CM25L26.5T2 98x22mm, Dental Zirkonia Block/CM25L50T2 98x25mm, Dental Zirkonia Block/CM25L60T2 98x10mm, Dental Zirkonia Block/CM72L40T2 98x12mm, Dental Zirkonia Block/CM43L16T2 98x14mm, Dental Zirkonia Block/CM43L22T2 98x16mm, Dental Zirkonia Block/CM52L16T2 98x18mm, Dental Zirkonia Block/CM52L22T2 98x20mm, Dental Zirkonia Block/CM65L16T2 98x22mm, Dental Zirkonia Block/CM65L18T2 98x25mm, Dental Zirkonia Block/CM65L20T2 98x10mm, Dental Zirkonia Block/CM65L22T2 98x12mm, Dental Zirkonia Block/CM75L16T2 98x14mm, Dental Zirkonia Block/CM75L18T2 98x16mm, Dental Zirkonia Block/CM75L20T2 98x18mm, Dental Zirkonia Block/CM75L22T2 98x20mm, Dental Zirkonia Block/CM87L16T2 98x22mm, Dental Zirkonia Block/CM87L18T2 98x25mm, Dental Zirkonia Block/CM87L20T2 98x10mm, Dental Zirkonia Block/CM87L22T2 98x12mm, Dental Zirkonia Block/CM87L25T2 98x14mm, Dental Zirkonia Block/CM93L16T2 98x16mm, Dental Zirkonia Block/CM93L18T2 98x18mm, Dental Zirkonia Block/CM93L20T2 98x20mm, Dental Zirkonia Block/CM93L22T2 98x22mm, Dental Zirkonia Block/CM93L25T2 98x25mm, Dental Zirkonia Block/CM93L28T2 98x10mm, Dental Zirkonia Block/CM42L16T2 98x12mm, Dental Zirkonia Block/CM42L20T2 98x14mm, Dental Zirkonia Block/CM60L25T2 98x16mm, Dental Zirkonia Block/CM15L13T2 98x18mm, Dental Zirkonia Block/CM17L14T2 98x20mm, Dental Zirkonia Block/CM25L26.5B4 98x22mm, Dental Zirkonia Block/CM25L50B4 98x25mm, Dental Zirkonia Block/CM25L60B4 98x10mm, Dental Zirkonia Block/CM72L40B4 98x12mm, Dental Zirkonia Block/CM43L16B4 98x14mm, Dental Zirkonia Block/CM43L22B4 98x16mm, Dental Zirkonia Block/CM52L16B4 98x18mm, Dental Zirkonia Block/CM52L22B4 98x20mm, Dental Zirkonia Block/CM65L16B4 98x22mm, Dental Zirkonia Block/CM65L18B4 98x25mm, Dental Zirkonia Block/CM65L20B4 98x10mm, Dental Zirkonia Block/CM65L22B4 98x12mm, Dental Zirkonia Block/CM75L16B4 98x14mm, Dental Zirkonia Block/CM75L18B4 98x16mm, Dental Zirkonia Block/CM75L20B4 98x18mm, Dental Zirkonia Block/CM75L22B4 98x20mm, Dental Zirkonia Block/CM87L16B4 98x22mm, Dental Zirkonia Block/CM87L18B4 98x25mm, Dental Zirkonia Block/CM87L20B4 98x10mm, Dental Zirkonia Block/CM87L22B4 98x12mm, Dental Zirkonia Block/CM87L25B4 98x14mm, Dental Zirkonia Block/CM93L16B4 98x16mm, Dental Zirkonia Block/CM93L18B4 98x18mm, Dental Zirkonia Block/CM93L20B4 98x20mm, Dental Zirkonia Block/CM93L22B4 98x22mm, Dental Zirkonia Block/CM93L25B4 98x25mm, Dental Zirkonia Block/CM93L28B4 98x10mm, Dental Zirkonia Block/CM55L15W1 98x14mm, Dental Zirkonia Block/CM55L19W1 98x16mm, Dental Zirkonia Block/CM65L20W 98x18mm, Dental Zirkonia Block/CM65L22W1 98x20mm, Dental Zirkonia Block/CM25L26.5W2 98x22mm, Dental Zirkonia Block/CM25L50W2 98x25mm, Dental Zirkonia Block/CM25L60W2 98x10mm, Dental Zirkonia Block/CM72L40W2 98x12mm, Dental Zirkonia Block/CM43L16W2 98x14mm, Dental Zirkonia Block/CM43L22W2 98x16mm, Dental Zirkonia Block/CM52L16W2 98x18mm, Dental Zirkonia Block/CM52L22W2 98x20mm, Dental Zirkonia Block/CM65L16W2 98x22mm, Dental Zirkonia Block/CM65L18W2 98x25mm, Dental Zirkonia Block/CM65L20W2 98x10mm, Dental Zirkonia Block/CM65L22W2 98x12mm, Dental Zirkonia Block/CM75L16W2 98x14mm, Dental Zirkonia Block/CM75L18W2 98x16mm, Dental Zirkonia Block/CM75L20W2 98x18mm, Dental Zirkonia Block/CM75L22W2 98x20mm, Dental Zirkonia Block/CM87L16W2 98x22mm, Dental Zirkonia Block/CM87L18W2 98x25mm, Dental Zirkonia Block/CM87L20W2 98x10mm, Dental Zirkonia Block/CM87L22W2 98x12mm, Dental Zirkonia Block/CM87L25W2 98x14mm, Dental Zirkonia Block/CM93L16W2 98x16mm, Dental Zirkonia Block/CM93L18W2 98x18mm, Dental Zirkonia Block/CM93L20W2 98x20mm, Dental Zirkonia Block/CM93L22W2 98x22mm, Dental Zirkonia Block/CM93L25W2 98x25mm, Dental Zirkonia Block/CM93L28W2 98x10mm, Dental Zirkonia Block/CM42L16W2 98x12mm, Dental Zirkonia Block/CM42L20W2 98x14mm, Dental Zirkonia Block/CM60L25W2 98x16mm, Dental Zirkonia Block/CM15L13W2 98x18mm, Dental Zirkonia Block/CM17L14W2 98x20mm, Dental Zirkonia Block/CM20L15W2 98x22mm, Dental Zirkonia Block/CM20L19W2 98x25mm, Dental Zirkonia Block/CM40L15W2 98x10mm, Dental Zirkonia Block/CM40L19W2 98x12mm, Dental Zirkonia Block/CM55L15W2 98x14mm, Dental Zirkonia Block/CM55L19W2 98x16mm, Dental Zirkonia Block/CM65L20W2 98x18mm, Dental Zirkonia Block/CM65L22W2 98x20mm, Dental Zirkonia Block/CM25L26.5W3 98x22mm, Dental Zirkonia Block/CM25L50W3 98x25mm, Dental Zirkonia Block/CM25L60W3 98x10mm, Dental Zirkonia Block/CM72L40W3 98x12mm, Dental Zirkonia Block/CM43L16W3 98x14mm, Dental Zirkonia Block/CM43L22W3 98x16mm, Dental Zirkonia Block/CM52L16W3 98x18mm, Dental Zirkonia Block/CM52L22W3 98x20mm, Dental Zirkonia Block/CM65L16W3 98x22mm, Dental Zirkonia Block/CM65L18W3 98x25mm, Dental Zirkonia Block/CM65L20W3 98x10mm, Dental Zirkonia Block/CM65L22W3 98x12mm, Dental Zirkonia Block/CM75L16W3 98x14mm, Dental Zirkonia Block/CM75L18W3 98x16mm, Dental Zirkonia Block/CM75L20W3 98x18mm, Dental Zirkonia Block/CM75L22W3 98x20mm, Dental Zirkonia Block/CM87L16W3 98x22mm, Dental Zirkonia Block/CM87L18W3 98x25mm, Dental Zirkonia Block/CM87L20W3 98x10mm, Dental Zirkonia Block/CM87L22W3 98x12mm, Dental Zirkonia Block/CM87L25W3 98x14mm, Dental Zirkonia Block/CM93L16W3 98x16mm, Dental Zirkonia Block/CM93L18W3 98x18mm, Dental Zirkonia Block/CM93L20W3 98x20mm, Dental Zirkonia Block/CM93L22W3 98x22mm, Dental Zirkonia Block/CM93L25W3 98x25mm, Dental Zirkonia Block/CM93L28W3 98x10mm, Dental Zirkonia Block/CM42L16W3 98x12mm, Dental Zirkonia Block/CM42L20W3 98x14mm, Dental Zirkonia Block/CM60L25W3 98x16mm, Dental Zirkonia Block/CM15L13W3 98x18mm, Dental Zirkonia Block/CM17L14W3 98x20mm, Dental Zirkonia Block/CM20L15W3 98x22mm, Dental Zirkonia Block/CM20L19W3 98x25mm, Dental Zirkonia Block/CM40L15W3 98x10mm, Dental Zirkonia Block/CM40L19W3 98x12mm, Dental Zirkonia Block/CM55L15W3 98x14mm, Dental Zirkonia Block/CM55L19W3 98x16mm, Dental Zirkonia Block/CM65L20W3 98x18mm, Dental Zirkonia Block/CM65L22W3 98x20mm, Dental Zirkonia Block/CM25L26.5A1 98x22mm, Dental Zirkonia Block/CM25L50A1 98x25mm, Dental Zirkonia Block/CM25L60A1 98x10mm, Dental Zirkonia Block/CM72L40A1 98x12mm, Dental Zirkonia Block/CM43L16A1 98x14mm, Dental Zirkonia Block/CM43L22A1 98x16mm, Dental Zirkonia Block/CM52L16A1 98x18mm, Dental Zirkonia Block/CM52L22A1 98x20mm, Dental Zirkonia Block/CM65L16A1 98x22mm, Dental Zirkonia Block/CM65L18A1 98x25mm, Dental Zirkonia Block/CM65L20A1 98x10mm, Dental Zirkonia Block/CM65L22A1 98x12mm, Dental Zirkonia Block/CM75L16A1 98x14mm, Dental Zirkonia Block/CM75L18A1 98x16mm, Dental Zirkonia Block/CM75L20A1 98x18mm, Dental Zirkonia Block/CM75L22A1 98x20mm, Dental Zirkonia Block/CM87L16A1 98x22mm, Dental Zirkonia Block/CM87L18A1 98x25mm, Dental Zirkonia Block/CM87L20A1 98x10mm, Dental Zirkonia Block/CM87L22A1 98x12mm, Dental Zirkonia Block/CM87L25A1 98x14mm, Dental Zirkonia Block/CM93L16A1 98x16mm, Dental Zirkonia Block/CM93L18A1 98x18mm, Dental Zirkonia Block/CM93L20A1 98x20mm, Dental Zirkonia Block/CM93L22A1 98x22mm, Dental Zirkonia Block/CM93L25A1 98x25mm, Dental Zirkonia Block/CM93L28A1 98x10mm, Dental Zirkonia Block/CM42L16A1 98x12mm, Dental Zirkonia Block/CM42L20A1 98x14mm, Dental Zirkonia Block/CM60L25A1 98x16mm, Dental Zirkonia Block/CM15L13A1 98x18mm, Dental Zirkonia Block/CM17L14A1 98x20mm, Dental Zirkonia Block/CM20L15A1 98x22mm, Dental Zirkonia Block/CM20L19A1 98x25mm, Dental Zirkonia Block/CM40L15A1 98x10mm, Dental Zirkonia Block/CM40L19A1 98x12mm, Dental Zirkonia Block/CM55L15A1 98x14mm, Dental Zirkonia Block/CM55L19A1 98x16mm, Dental Zirkonia Block/CM65L20A1 98x18mm, Dental Zirkonia Block/CM65L22A1 98x20mm, Dental Zirkonia Block/CM25L26.5A2 98x22mm, Dental Zirkonia Block/CM25L50A2 98x25mm, Dental Zirkonia Block/CM25L60A2 98x10mm, Dental Zirkonia Block/CM72L40A2 98x12mm, Dental Zirkonia Block/CM43L16A2 98x14mm, Dental Zirkonia Block/CM43L22A2 98x16mm, Dental Zirkonia Block/CM52L16A2 98x18mm, Dental Zirkonia Block/CM52L22A2 98x20mm, Dental Zirkonia Block/CM65L16A2 98x22mm, Dental Zirkonia Block/CM65L18A2 98x25mm, Dental Zirkonia Block/CM65L20A2 98x10mm, Dental Zirkonia Block/CM65L22A2 98x12mm, Dental Zirkonia Block/CM75L16A2 98x14mm, Dental Zirkonia Block/CM75L18A2 98x16mm, Dental Zirkonia Block/CM75L20A2 98x18mm, Dental Zirkonia Block/CM75L22A2 98x20mm, Dental Zirkonia Block/CM87L16A2 98x22mm, Dental Zirkonia Block/CM87L18A2 98x25mm, Dental Zirkonia Block/CM87L20A2 98x10mm, Dental Zirkonia Block/CM87L22A2 98x12mm, Dental Zirkonia Block/CM87L25A2 98x14mm, Dental Zirkonia Block/CM93L16A2 98x16mm, Dental Zirkonia Block/CM93L18A2 98x18mm, Dental Zirkonia Block/CM93L20A2 98x20mm, Dental Zirkonia Block/CM93L22A2 98x22mm, Dental Zirkonia Block/CM93L25A2 98x25mm, Dental Zirkonia Block/CM93L28A2 98x10mm, Dental Zirkonia Block/CM42L16A2 98x12mm, Dental Zirkonia Block/CM42L20A2 98x14mm, Dental Zirkonia Block/CM60L25A2 98x16mm, Dental Zirkonia Block/CM15L13A2 98x18mm, Dental Zirkonia Block/CM17L14A2 98x20mm, Dental Zirkonia Block/CM20L15A2 98x22mm, Dental Zirkonia Block/CM20L19A2 98x25mm, Dental Zirkonia Block/CM40L15A2 98x10mm, Dental Zirkonia Block/CM40L19A2 98x12mm, Dental Zirkonia Block/CM55L15A2 98x14mm, Dental Zirkonia Block/CM55L19A2 98x16mm, Dental Zirkonia Block/CM65L20A2 98x18mm, Dental Zirkonia Block/CM65L22A2 98x20mm, Dental Zirkonia Block/CM25L26.5A3 98x22mm, Dental Zirkonia Block/CM25L50A3 98x25mm, Dental Zirkonia Block/CM25L60A3 98x10mm, Dental Zirkonia Block/CM72L40A3 98x12mm, Dental Zirkonia Block/CM43L16A3 98x14mm, Dental Zirkonia Block/CM43L22A3 98x16mm, Dental Zirkonia Block/CM52L16A3 98x18mm, Dental Zirkonia Block/CM52L22A3 98x20mm, Dental Zirkonia Block/CM65L16A3 98x22mm, Dental Zirkonia Block/CM65L18A3 98x25mm, Dental Zirkonia Block/CM65L20A3 98x10mm, Dental Zirkonia Block/CM65L22A3 98x12mm, Dental Zirkonia Block/CM75L16A3 98x14mm, Dental Zirkonia Block/CM75L18A3 98x16mm, Dental Zirkonia Block/CM75L20A3 98x18mm, Dental Zirkonia Block/CM75L22A3 98x20mm, Dental Zirkonia Block/CM87L16A3 98x22mm, Dental Zirkonia Block/CM87L18A3 98x25mm, Dental Zirkonia Block/CM87L20A3 98x10mm, Dental Zirkonia Block/CM87L22A3 98x12mm, Dental Zirkonia Block/CM87L25A3 98x14mm, Dental Zirkonia Block/CM93L16A3 98x16mm, Dental Zirkonia Block/CM93L18A3 98x18mm, Dental Zirkonia Block/CM93L20A3 98x20mm, Dental Zirkonia Block/CM93L22A3 98x22mm, Dental Zirkonia Block/CM93L25A3 98x25mm, Dental Zirkonia Block/CM93L28A3 98x10mm, Dental Zirkonia Block/CM42L16A3 98x12mm, Dental Zirkonia Block/CM42L20A3 98x14mm, Dental Zirkonia Block/CM60L25A3 98x16mm, Dental Zirkonia Block/CM15L13A3 98x18mm, Dental Zirkonia Block/CM17L14A3 98x20mm, Dental Zirkonia Block/CM20L15A3 98x22mm, Dental Zirkonia Block/CM20L19A3 98x25mm, Dental Zirkonia Block/CM40L15A3 98x10mm, Dental Zirkonia Block/CM40L19A3 98x12mm, Dental Zirkonia Block/CM55L15A3 98x14mm, Dental Zirkonia Block/CM55L19A3 98x16mm, Dental Zirkonia Block/CM65L20A3 98x18mm, Dental Zirkonia Block/CM65L22A3 98x20mm, Dental Zirkonia Block/CM25L26.5A3.5 98x22mm, Dental Zirkonia Block/CM25L50A3.5 98x25mm, Dental Zirkonia Block/CM25L60A3..5 98x10mm, Dental Zirkonia Block/CM72L40A3.5 98x12mm, Dental Zirkonia Block/CM43L16A3.5 98x14mm, Dental Zirkonia Block/CM43L22A3.5 98x16mm, Dental Zirkonia Block/CM52L16A3.5 98x18mm, Dental Zirkonia Block/CM52L22A3.5 98x20mm, Dental Zirkonia Block/CM65L16A3.5 98x22mm, Dental Zirkonia Block/CM65L18A3.5 98x25mm, Dental Zirkonia Block/CM65L20A3.5 98x10mm, Dental Zirkonia Block/CM65L22A3.5 98x12mm, Dental Zirkonia Block/CM75L16A3.5 98x14mm, Dental Zirkonia Block/CM75L18A3.5 98x16mm, Dental Zirkonia Block/CM75L20A3.5 98x18mm, Dental Zirkonia Block/CM75L22A3.5 98x20mm, Dental Zirkonia Block/CM87L16A3.5 98x22mm, Dental Zirkonia Block/CM87L18A3.5 98x25mm, Dental Zirkonia Block/CM87L20A3.5 98x10mm, Dental Zirkonia Block/CM87L22A3.5 98x12mm, Dental Zirkonia Block/CM87L25A3.5 98x14mm, Dental Zirkonia Block/CM93L16A3.5 98x16mm, Dental Zirkonia Block/CM93L18A3.5 98x18mm, Dental Zirkonia Block/CM93L20A3.5 98x20mm, Dental Zirkonia Block/CM93L22A3.5 98x22mm, Dental Zirkonia Block/CM93L25A3.5 98x25mm, Dental Zirkonia Block/CM93L28A3.5 98x10mm, Dental Zirkonia Block/CM42L16A3.5 98x12mm, Dental Zirkonia Block/CM42L20A3.5 98x14mm, Dental Zirkonia Block/CM60L25A3.5 98x16mm, Dental Zirkonia Block/CM15L13A3.5 98x18mm, Dental Zirkonia Block/CM17L14A3.5 98x20mm, Dental Zirkonia Block/CM20L15A3.5 98x22mm, Dental Zirkonia Block/CM20L19A3.5 98x25mm, Dental Zirkonia Block/CM40L15A3.5 98x10mm, Dental Zirkonia Block/CM40L19A3.5 98x12mm, Dental Zirkonia Block/CM55L15A3.5 98x14mm, Dental Zirkonia Block/CM55L19A3.5 98x16mm, Dental Zirkonia Block/CM65L20A3.5 98x18mm, Dental Zirkonia Block/CM65L22A3.5 98x20mm, Dental Zirkonia Block/CM25L26.5A4 98x22mm, Dental Zirkonia Block/CM25L50A4 98x25mm, Dental Zirkonia Block/CM25L60A4 98x10mm, Dental Zirkonia Block/CM72L40A4 98x12mm, Dental Zirkonia Block/CM43L16A4 98x14mm, Dental Zirkonia Block/CM43L22A4 98x16mm, Dental Zirkonia Block/CM52L16A4 98x18mm, Dental Zirkonia Block/CM52L22A4 98x20mm, Dental Zirkonia Block/CM65L16A4 98x22mm, Dental Zirkonia Block/CM65L18A4 98x25mm, Dental Zirkonia Block/CM65L20A4 98x10mm, Dental Zirkonia Block/CM65L22A4 98x12mm, Dental Zirkonia Block/CM75L16A4 98x14mm, Dental Zirkonia Block/CM75L18A4 98x16mm, Dental Zirkonia Block/CM75L20A4 98x18mm, Dental Zirkonia Block/CM75L22A4 98x20mm, Dental Zirkonia Block/CM87L16A4 98x22mm, Dental Zirkonia Block/CM87L18A4 98x25mm, Dental Zirkonia Block/CM87L20A4 98x10mm, Dental Zirkonia Block/CM87L22A4 98x12mm, Dental Zirkonia Block/CM87L25A4 98x14mm, Dental Zirkonia Block/CM93L16A4 98x16mm, Dental Zirkonia Block/CM93L18A4 98x18mm, Dental Zirkonia Block/CM93L20A4 98x20mm, Dental Zirkonia Block/CM93L22A4 98x22mm, Dental Zirkonia Block/CM93L25A4 98x25mm, Dental Zirkonia Block/CM93L28A4 98x10mm, Dental Zirkonia Block/CM42L16A4 98x12mm, Dental Zirkonia Block/CM42L20A4 98x14mm, Dental Zirkonia Block/CM60L25A4 98x16mm, Dental Zirkonia Block/CM15L13A4 98x18mm, Dental Zirkonia Block/CM17L14A4 98x20mm, Dental Zirkonia Block/CM20L15A4 98x22mm, Dental Zirkonia Block/CM20L19A4 98x25mm, Dental Zirkonia Block/CM40L15A4 98x10mm, Dental Zirkonia Block/CM40L19A4 98x12mm, Dental Zirkonia Block/CM55L15A4 98x14mm, Dental Zirkonia Block/CM55L19A4 98x16mm, Dental Zirkonia Block/CM65L20A4 98x18mm, Dental Zirkonia Block/CM65L22A4 98x20mm, Dental Zirkonia Block/CM25L26.5B1 98x22mm, Dental Zirkonia Block/CM25L50B1 98x25mm, Dental Zirkonia Block/CM25L60B1 98x10mm, Dental Zirkonia Block/CM72L40B1 98x12mm, Dental Zirkonia Block/CM43L16B1 98x14mm, Dental Zirkonia Block/CM43L22B1 98x16mm, Dental Zirkonia Block/CM52L16B1 98x18mm, Dental Zirkonia Block/CM52L22B1 98x20mm, Dental Zirkonia Block/CM65L16B1 98x22mm, Dental Zirkonia Block/CM65L18B1 98x25mm, Dental Zirkonia Block/CM65L20B1 98x10mm, Dental Zirkonia Block/CM65L22B1 98x12mm, Dental Zirkonia Block/CM75L16B1 98x14mm, Dental Zirkonia Block/CM75L18B1 98x16mm, Dental Zirkonia Block/CM75L20B1 98x18mm, Dental Zirkonia Block/CM75L22B1 98x20mm, Dental Zirkonia Block/CM87L16B1 98x22mm, Dental Zirkonia Block/CM87L18B1 98x25mm, Dental Zirkonia Block/CM87L20B1 98x10mm, Dental Zirkonia Block/CM87L22B1 98x12mm, Dental Zirkonia Block/CM87L25B1 98x14mm, Dental Zirkonia Block/CM93L16B1 98x16mm, Dental Zirkonia Block/CM93L18B1 98x18mm, Dental Zirkonia Block/CM93L20B1 98x20mm, Dental Zirkonia Block/CM93L22B1 98x22mm, Dental Zirkonia Block/CM93L25B1 98x25mm, Dental Zirkonia Block/CM93L28B1 98x10mm, Dental Zirkonia Block/CM42L16B1 98x12mm, Dental Zirkonia Block/CM42L20B1 98x14mm, Dental Zirkonia Block/CM60L25B1 98x16mm, Dental Zirkonia Block/CM15L13B1 98x18mm, Dental Zirkonia Block/CM17L14B1 98x20mm, Dental Zirk | ADVANTAGE DENTAL | 2024-07-15T00:00:00.000+02:00 | De Corematrix Co., Ltd. No.40 Nanbeigang Road, Hukou County, Jiujiang City 332500 Jiangxi P.R. China | CM87L22T3, CM87L25T3, CM93L16T3, CM93L18T3, CM93L20T3, CM93L22T3, CM93L25T3, CM93L28T3, CM42L16T3, CM42L20T3, CM60L25T3, CM15L13T3, CM17L14T3, CM20L15T3, CM20L19T3, CM40L15T3, CM40L19T3, CM55L15T3, CM55L19T3, CM65L20T3, CM65L22T3, CM20L15T2, CM20L19T2, CM40L15T2, CM40L19T2, CM55L15T2, CM55L19T2, CM65L22T2, CM25L26.5T3, CM25L50T3, CM25L60T3, CM72L40T3, CM43L16T3, CM43L22T3, CM52L16T3, CM52L22T3, CM65L16T3, CM65L18T3, CM75L16T3, CM75L18T3, CM75L20T3, CM75L22T3, CM87L16T3, CM87L18T3, CM87L20T3, CM42L16B4, CM42L20B4, CM60L25B4, CM15L13B4, CM17L14B4, CM20L15B4, CM20L19B4, CM40L15B4, CM40L19B4, CM55L15B4, CM55L19B4, CM65L22B4, CM25L26.5C1, CM25L50C1, CM25L60C1, CM72L40C1, CM43L16C1, CM43L22C1, CM52L16C1, CM52L22C1, CM65L16C1, CM65L18C1, CM65L22C1, CM75L16C1, CM75L18C1, CM75L20C1, CM75L22C1, CM87L16C1, CM87L18C1, CM87L20C1, CM87L22C1, CM87L25C1, CM93L16C1, CM93L18C1, CM93L20C1, CM93L22C1, CM93L25C1, CM93L28C1, CM42L16C1, CM42L20C1, CM60L25C1, CM15L13C1, CM17L14C1, CM20L15C1, CM20L19C1, CM40L15C1, CM40L19C1, CM55L15C1, CM55L19C1, CM65L20C1, CM25L26.5C2, CM25L50C2, CM25L60C2, CM72L40C2, CM43L16C2, CM43L22C2, CM52L16C2, CM52L22C2, CM65L16C2, CM65L18C2, CM75L16C2, CM75L18C2, CM75L20C2, CM75L22C2, CM87L16C2, CM87L18C2, CM87L20C2, CM87L22C2, CM87L25C2, CM93L16C2, CM93L18C2, CM93L20C2, CM93L22C2, CM93L25C2, CM93L28C2, CM42L16C2, CM42L20C2, CM60L25C2, CM15L13C2, CM17L14C2, CM20L15C2, CM20L19C2, CM40L15C2, CM40L19C2, CM55L15C2, CM55L19C2, CM65L20C2, CM65L22C2, CM25L26.5C3, CM25L50C3, CM25L60C3, CM72L40C3, CM43L16C3, CM43L22C3, CM52L16C3, CM52L22C3, CM65L16C3, CM65L18C3, CM65L22C3, CM75L16C3, CM75L18C3, CM75L20C3, CM75L22C3, CM87L16C3, CM87L18C3, CM87L20C3, CM87L22C3, CM87L25C3, CM93L16C3, CM93L18C3, CM93L20C3, CM93L22C3, CM93L25C3, CM93L28C3, CM42L16C3, CM42L20C3, CM60L25C3, CM15L13C3, CM17L14C3, CM20L15C3, CM20L19C3, CM40L15C3, CM40L19C3, CM55L15C3, CM55L19C3, CM65L20C3, CM25L26.5C4, CM25L50C4, CM25L60C4, CM72L40C4, CM43L16C4, CM43L22C4, CM52L16C4, CM52L22C4, CM65L16C4, CM65L18C4, CM65L22C4, CM75L16C4, CM75L18C4, CM75L20C4, CM75L22C4, CM87L16C4, CM87L18C4, CM87L20C4, CM87L22C4, CM87L25C4, CM93L16C4, CM93L18C4, CM93L20C4, CM93L22C4, CM93L25C4, CM93L28C4, CM42L16C4, CM42L20C4, CM60L25C4, CM15L13C4, CM17L14C4, CM20L15C4, CM20L19C4, CM40L15C4, CM40L19C4, CM55L15C4, CM55L19C4, CM65L20C4, CM25L26.5D1, CM25L50D1, CM25L60D1, CM72L40D1, CM43L16D1, CM43L22D1, CM52L16D1, CM52L22D1, CM65L16D1, CM65L18D1, CM65L20D1, CM75L16D1, CM75L18D1, CM75L20D1, CM75L22D1, CM87L16D1, CM87L18D1, CM87L20D1, CM87L22D1, CM87L25D1, CM93L16D1, CM93L18D1, CM93L20D1, CM93L22D1, CM93L25D1, CM93L28D1, CM42L16D1, CM42L20D1, CM60L25D1, CM15L13D1, CM17L14D1, CM20L15D1, CM20L19D1, CM40L15D1, CM40L19D1, CM55L15D1, CM55L19D1, CM65L22D1, CM25L26.5D2, CM25L50D2, CM25L60D2, CM72L40D2, CM43L16D2, CM43L22D2, CM52L16D2, CM52L22D2, CM65L16D2, CM65L18D2, CM75L16D2, CM75L18D2, CM75L20D2, CM75L22D2, CM87L16D2, CM87L18D2, CM87L20D2, CM87L22D2, CM87L25D2, CM93L16D2, CM93L18D2, CM93L20D2, CM93L22D2, CM93L25D2, CM93L28D2, CM42L16D2, CM42L20D2, CM60L25D2, CM15L13D2, CM17L14D2, CM20L15D2, CM20L19D2, CM40L15D2, CM40L19D2, CM55L15D2, CM55L19D2, CM65L20D2, CM65L22D2, CM25L26.5D3, CM25L50D3, CM25L60D3, CM72L40D3, CM43L16D3, CM43L22D3, CM52L16D3, CM52L22D3, CM65L16D3, CM65L18D3, CM75L16D3, CM75L18D3, CM75L20D3, CM75L22D3, CM87L16D3, CM87L18D3, CM87L20D3, CM87L22D3, CM87L25D3, CM93L16D3, CM93L18D3, CM93L20D3, CM93L22D3, CM93L25D3, CM93L28D3, CM42L16D3, CM42L20D3, CM60L25D3, CM15L13D3, CM17L14D3, CM20L15D3, CM20L19D3, CM40L15D3, CM40L19D3, CM55L15D3, CM55L19D3, CM65L20D3, CM65L22D3, CM25L26.5D4, CM25L50D4, CM25L60D4, CM72L40D4, CM43L16D4, CM43L22D4, CM52L16D4, CM52L22D4, CM65L16D4, CM65L18D4, CM65L20D4, CM75L16D4, CM75L18D4, CM75L20D4, CM75L22D4, CM87L16D4, CM87L18D4, CM87L20D4, CM87L22D4, CM87L25D4, CM93L16D4, CM93L18D4, CM93L20D4, CM93L22D4, CM93L25D4, CM93L28D4, CM42L16D4, CM42L20D4, CM60L25D4, CM15L13D4, CM17L14D4, CM20L15D4, CM20L19D4, CM40L15D4, CM40L19D4, CM55L15D4, CM55L19D4, CM65L22D4, CM25L26.5T1 | Klasa IIa | Bllok Zirkoni per prodhim e dhembeve ne laborator | Pajisje dentare
16909 | OROPHARYNGEAL AIRWAYS - SMD 705 (Size 000, FG8, Dia-mm 3.2), OROPHARYNGEAL AIRWAYS - SMD 705 (Size 00, FG8&amp;10, Dia-mm 3.7), OROPHARYNGEAL AIRWAYS - SMD 705 (Size 0, FG10&amp;12, Dia-mm 4.2), OROPHARYNGEAL AIRWAYS - SMD 705 (Size 1, FG12&amp;14, Dia-mm 4.9), OROPHARYNGEAL AIRWAYS - SMD 705 (Size 2, FG14&amp;16, Dia-mm 5.5), OROPHARYNGEAL AIRWAYS - SMD 705 (Size 3, FG16&amp;18, Dia-mm 6.2), OROPHARYNGEAL AIRWAYS - SMD 705 (Size 4, FG18&amp;20, Dia-mm 6.9), OROPHARYNGEAL AIRWAYS - SMD 705 (Size 5, FG20&amp;22, Dia-mm 7.5), OROPHARYNGEAL AIRWAYS - SMD 705 (Size 6, FG22&amp;24, Dia-mm 8.2) | T R I M E D | 2024-07-15T00:00:00.000+02:00 | Sterimed Group, Unit No. 501, Ring Road Mall, 21, Manglam Place Rohini, Sector-03, Delhi- 110085 (INDIA) | OROPHARYNGEAL AIRWAYS - SMD 705 (Size 000, FG8, Dia-mm 3.2), OROPHARYNGEAL AIRWAYS - SMD 705 (Size 00, FG8&amp;10, Dia-mm 3.7), OROPHARYNGEAL AIRWAYS - SMD 705 (Size 0, FG10&amp;12, Dia-mm 4.2), OROPHARYNGEAL AIRWAYS - SMD 705 (Size 1, FG12&amp;14, Dia-mm 4.9), OROPHARYNGEAL AIRWAYS - SMD 705 (Size 2, FG14&amp;16, Dia-mm 5.5), OROPHARYNGEAL AIRWAYS - SMD 705 (Size 3, FG16&amp;18, Dia-mm 6.2), OROPHARYNGEAL AIRWAYS - SMD 705 (Size 4, FG18&amp;20, Dia-mm 6.9), OROPHARYNGEAL AIRWAYS - SMD 705 (Size 5, FG20&amp;22, Dia-mm 7.5), OROPHARYNGEAL AIRWAYS - SMD 705 (Size 6, FG22&amp;24, Dia-mm 8.2) | Klasa IIa | OROPHARYNGEAL AIRWAYS janë pajisje mjekësore që përdoret për të ruajtur ose hapur rrugët e frymëmarrjes duke ndaluar gjuhën të mbulojë epiglotisin. | Pajisje anestezie dhe respiratore
16910 | OP-DENT5 MICROSCOPE (240º) | KONEX | 2024-07-31T00:00:00.000+02:00 | Optomic España, S.A.; Calle Madroño 4, Polígono industrial La Mina- 28770 Colmenar Viejo, Madrid | OP-DENT5 MICROSCOPE (240º) 08263569 | Klasa I | Mikroskop kirurgjikal dentar | Pajisje oftalmike dhe optike
16911 | RINACLEN Nasal Spray with Msm and Nac 20 ml Glass Bottle | CFO PHARMA | 2024-07-30T00:00:00.000+02:00 | Gruppo Farmaimpresa S.r.l- Via Cipro, 1-25124 Brescia(BS)-ITALIA | FT.CE.12.20 | Klasa I | Tretesire isotonike e Nacl(klorur natriumi) me PH te kontrolluar e indikuar ne higjenen e perditshme te hundes | Tjeter
16912 | Compo Flow /Light cured dental composite filling | EURODENTA | 2024-06-26T00:00:00.000+02:00 | P.L. Superior Dental Materials GmbH, Stiller Weg 15a , 22607 Hamburg , Germany | 3136722, 3136723, 3136724, 3136725, 3136726, 3136727 | Klasa IIa | Kompozit me llambe | Pajisje dentare
16913 | Electrical birthing bed- /AVE2/ 1PPB | MSE | 2024-08-01T00:00:00.000+02:00 | L I N E T spol. s r.o. Želevčice 5 , 274 01 Slaný Czech Republic | AVE2/1PPB | Klasa I | Shtrat (Poltron) Lindje | Pajisje mobilim spitalor
16914 | Electrically operated hospital bed/ Mimi 131 | MSE | 2024-08-02T00:00:00.000+02:00 | L I N E T spol. s r.o. Želevčice 5 , 274 01 Slaný Czech Republic | Mimi 131 | Klasa I | Shtrat spitalor (Shtrat departamentet neonatal postneonatal)per bebe pas Lindje | Pajisje mobilim spitalor
16915 | FX MODULAR REVISION STEM, ti porous COATED, cementless, U=290 MM, XL3, FX MODULAR REVISION STEM, ti porous COATED, cementless, U=290 MM, XL4, FX MODULAR REVISION STEM, ti porous COATED, cementless, U=290 MM, XL5, FX MODULAR REVISION STEM, ti porous COATED, cementless, U=290 MM, XL6, FX MODULAR REVISION STEM, ti porous COATED, cementless, U=330 MM, XXL1, FX MODULAR REVISION STEM, ti porous COATED, cementless, U=330 MM, XXL2, FX MODULAR REVISION STEM, ti porous COATED, cementless, U=330 MM, XXL3, FX MODULAR REVISION STEM, ti porous COATED, cementless, U=330 MM, XXL4, FX MODULAR REVISION STEM, ti porous COATED, cementless, U=330 MM, XXL5, FX MODULAR REVISION STEM, ti porous COATED, cementless, U=330 MM, XXL6, FX REVISION MODULAR BODY LOCKING SCREW 41 MM (short), FX REVISION MODULAR BODY LOCKING SCREW 61 MM (long), FX MODULAR Reconstruction Prosthesis, Proximal extension 10 mm, FX MODULAR Reconstruction Prosthesis, Proximal extension 20 mm, FX MODULAR REVISION STEM, CaP COATED, cementless, U=210 MM, M1, FX MODULAR REVISION STEM, CaP COATED, cementless, U=210 MM, M2, FX MODULAR REVISION STEM, CaP COATED, cementless, U=210 MM, M3, FX MODULAR REVISION STEM, CaP COATED, cementless, U=210 MM, M4, FX MODULAR REVISION STEM, CaP COATED, cementless, U=210 MM, M5, FX MODULAR REVISION STEM, CaP COATED, cementless, U=210 MM, M6, FX MODULAR REVISION STEM, CaP COATED, cementless, U=250 MM, L0, FX MODULAR REVISION STEM, CaP COATED, cementless, U=250 MM, L1, FX MODULAR REVISION STEM, CaP COATED, cementless, U=250 MM, L2, FX MODULAR REVISION STEM, CaP COATED, cementless, U=250 MM, L3, FX MODULAR REVISION STEM, CaP COATED, cementless, U=250 MM, L4, FX MODULAR REVISION STEM, CaP COATED, cementless, U=250 MM, L5, FX MODULAR REVISION STEM, CaP COATED, cementless, U=250 MM, L6, FX MODULAR REVISION STEM, CaP COATED, cementless, U=290 MM, XL1, FX MODULAR REVISION STEM, CaP COATED, cementless, U=290 MM, XL2, FX MODULAR REVISION STEM, CaP COATED, cementless, U=290 MM, XL3, FX MODULAR REVISION STEM, CaP COATED, cementless, U=290 MM, XL4, FX MODULAR REVISION STEM, CaP COATED, cementless, U=290 MM, XL5, FX MODULAR REVISION STEM, CaP COATED, cementless, U=290 MM, XL6, FX MODULAR REVISION STEM, CaP COATED, cementless, U=330 MM, XXL1, FX MODULAR REVISION STEM, CaP COATED, cementless, U=330 MM, XXL2, FX MODULAR REVISION STEM, CaP COATED, cementless, U=330 MM, XXL3, FX MODULAR REVISION STEM, CaP COATED, cementless, U=330 MM, XXL4, FX MODULAR REVISION STEM, CaP COATED, cementless, U=330 MM, XXL5, FX MODULAR REVISION STEM, CaP COATED, cementless, U=330 MM, XXL6, FX MODULAR REVISION STEM, ti porous COATED, cementless, U=160 MM, XS0, FX MODULAR REVISION STEM, ti porous COATED, cementless, U=160 MM, XS1, FX MODULAR REVISION STEM, ti porous COATED, cementless, U=160 MM, XS2, FX MODULAR REVISION STEM, ti porous COATED, cementless, U=160 MM, XS3, FX MODULAR REVISION STEM, ti porous COATED, cementless, U=160 MM, XS4, FX MODULAR REVISION STEM, ti porous COATED, cementless, U=160 MM, XS5, FX MODULAR REVISION STEM, ti porous COATED, cementless, U=160 MM, XS6, FX MODULAR REVISION STEM, ti porous COATED, cementless, U=180 MM, S0, FX MODULAR REVISION STEM, ti porous COATED, cementless, U=180 MM, S1, FX MODULAR REVISION STEM, ti porous COATED, cementless, U=180 MM, S2, FX MODULAR REVISION STEM, ti porous COATED, cementless, U=180 MM, S3, FX MODULAR REVISION STEM, ti porous COATED, cementless, U=180 MM, S4, FX MODULAR REVISION STEM, ti porous COATED, cementless, U=180 MM, S5, FX MODULAR REVISION STEM, ti porous COATED, cementless, U=180 MM, S6, FX MODULAR REVISION STEM, ti porous COATED, cementless, U=210 MM, M0, FX MODULAR REVISION STEM, ti porous COATED, cementless, U=210 MM, M1, FX MODULAR REVISION STEM, ti porous COATED, cementless, U=210 MM, M2, FX MODULAR REVISION STEM, ti porous COATED, cementless, U=210 MM, M3, FX MODULAR REVISION STEM, ti porous COATED, cementless, U=210 MM, M4, FX MODULAR REVISION STEM, ti porous COATED, cementless, U=210 MM, M5, FX MODULAR REVISION STEM, ti porous COATED, cementless, U=210 MM, M6, FX MODULAR REVISION STEM, ti porous COATED, cementless, U=250 MM, L0, FX MODULAR REVISION STEM, ti porous COATED, cementless, U=250 MM, L1, FX MODULAR REVISION STEM, ti porous COATED, cementless, U=250 MM, L2, FX MODULAR REVISION STEM, ti porous COATED, cementless, U=250 MM, L3, FX MODULAR REVISION STEM, ti porous COATED, cementless, U=250 MM, L4, FX MODULAR REVISION STEM, ti porous COATED, cementless, U=250 MM, L5, FX MODULAR REVISION STEM, ti porous COATED, cementless, U=250 MM, L6, FX MODULAR REVISION STEM, ti porous COATED, cementless, U=290 MM, XL1, FX MODULAR REVISION STEM, ti porous COATED, cementless, U=290 MM, XL2, FX MODULAR FEMORAL STEM BODY XXL WITH COLLAR, Ti porous COATED, L= 65, 126° CCD, FX MODULAR FEMORAL STEM BODY XXL WITH COLLAR, Ti porous COATED, L= 65, 135° CCD, FX MODULAR FEMORAL STEM BODY XXL WITH COLLAR, Ti porous COATED, L= 35, 126° CCD, FX MODULAR FEMORAL STEM BODY XXL WITH COLLAR, Ti porous COATED, L= 35, 135° CCD, FX MODULAR FEMORAL STEM BODY WITHOUT COLLAR, Ti porous COATED, L= 65mm, 126° CCD, FX MODULAR FEMORAL STEM BODY WITHOUT COLLAR, Ti porous COATED, L= 65mm, 135° CCD, FX MODULAR FEMORAL STEM BODY WITHOUT COLLAR, Ti porous COATED, L= 35mm, 126° CCD, FX MODULAR FEMORAL STEM BODY WITHOUT COLLAR, Ti porous COATED, L= 35mm, 135° CCD, FX MODULAR FEMORAL STEM BODY XXL WITHOUT COLLAR, Ti porous COATED, L= 65 mm, 126° CCD, FX MODULAR FEMORAL STEM BODY XXL WITHOUT COLLAR, Ti porous COATED, L= 65 mm, 135° CCD, FX MODULAR FEMORAL STEM BODY XXL WITHOUT COLLAR, Ti porous COATED, L= 35 mm, 126° CCD, FX MODULAR FEMORAL STEM BODY XXL WITHOUT COLLAR, Ti porous COATED, L= 35 mm, 135° CCD, FX MODULAR FEMORAL STEM BODY WITH COLLAR, CaP Coated , L= 65, 126° CCD, FX MODULAR FEMORAL STEM BODY WITH COLLAR, CaP Coated , L= 65, 135° CCD, FX MODULAR FEMORAL STEM BODY WITH COLLAR, CaP Coated, L= 35, 126° CCD, FX MODULAR FEMORAL STEM BODY WITH COLLAR, CaP Coated , L= 35, 135° CCD, FX MODULAR FEMORAL STEM BODY XXL WITH COLLAR, CaP coated, L= 65, 126° CCD, FX MODULAR FEMORAL STEM BODY XXL WITH COLLAR, CaP coated, L= 65, 135° CCD, FX MODULAR FEMORAL STEM BODY XXL WITH COLLAR, CaP coated, L= 35, 126° CCD, FX MODULAR FEMORAL STEM BODY XXL WITH COLLAR, CaP coated, L= 35, 135° CCD, FX MODULAR FEMORAL STEM BODY WITHOUT COLLAR, CaP coated, L= 65mm, 126° CCD, FX MODULAR FEMORAL STEM BODY WITHOUT COLLAR, CaP coated, L= 65mm, 135° CCD, FX MODULAR FEMORAL STEM BODY WITHOUT COLLAR, CaP coated, L= 35mm, 126° CCD, FX MODULAR FEMORAL STEM BODY WITHOUT COLLAR, CaP coated, L= 35mm, 135° CCD, FX MODULAR FEMORAL STEM BODY XXL WITHOUT COLLAR, CaP coated, L= 65 mm, 126° CCD, FX MODULAR FEMORAL STEM BODY XXL WITHOUT COLLAR, CaP coated, L= 65 mm, 135° CCD, FX MODULAR FEMORAL STEM BODY XXL WITHOUT COLLAR, CaP coated, L= 35 mm, 126° CCD, FX MODULAR FEMORAL STEM BODY XXL WITHOUT COLLAR, CaP coated, L= 35 mm, 135° CCD, FX MODULAR REVISION STEM, CaP COATED, cementless, U=160 MM, XS0, FX MODULAR REVISION STEM, CaP COATED, cementless, U=160 MM, XS1, FX MODULAR REVISION STEM, CaP COATED, cementless, U=160 MM, XS2, FX MODULAR REVISION STEM, CaP COATED, cementless, U=160 MM, XS3, FX MODULAR REVISION STEM, CaP COATED, cementless, U=160 MM, XS4, FX MODULAR REVISION STEM, CaP COATED, cementless, U=160 MM, XS5, FX MODULAR REVISION STEM, CaP COATED, cementless, U=160 MM, XS6, FX MODULAR REVISION STEM, CaP COATED, cementless, U=180 MM, S0, FX MODULAR REVISION STEM, CaP COATED, cementless, U=180 MM, S1, FX MODULAR REVISION STEM, CaP COATED, cementless, U=180 MM, S2, FX MODULAR REVISION STEM, CaP COATED, cementless, U=180 MM, S3, FX MODULAR REVISION STEM, CaP COATED, cementless, U=180 MM, S4, FX MODULAR REVISION STEM, CaP COATED, cementless, U=180 MM, S5, FX MODULAR REVISION STEM, CaP COATED, cementless, U=180 MM, S6, FX MODULAR REVISION STEM, CaP COATED, cementless, U=210 MM, M0 | ATLAS MEDIKAL | 2024-07-11T00:00:00.000+02:00 | EFRAHİM ÇEKİÇ FX ORTOPEDİ VE PROTEZ SAĞLIK GEREÇLERİ SANAYİ VE TİCARET Ege Serbest Bölgesi Zafer SB Mah. Mümtaz Sk. No:14/A Gaziemir İZMİR- TURKEY | FH04.05.142903, FH04.05.142904, FH04.05.142905, FH04.05.142906, FH04.05.153301, FH04.05.153302, FH04.05.153303, FH04.05.153304, FH04.05.153305, FH04.05.153306, FH04.06.004102, FH04.06.004104, FH0407.000010, FH0407.000020, FH04.05.222101, FH04.05.222102, FH04.05.222103, FH04.05.222104, FH04.05.222105, FH04.05.222106, FH04.05.232500, FH04.05.232501, FH04.05.232502, FH04.05.232503, FH04.05.232504, FH04.05.232505, FH04.05.232506, FH04.05.242901, FH04.05.242902, FH04.05.242903, FH04.05.242904, FH04.05.242905, FH04.05.242906, FH04.05.253301, FH04.05.253302, FH04.05.253303, FH04.05.253304, FH04.05.253305, FH04.05.253306, FH04.05.101600, FH04.05.101601, FH04.05.101602, FH04.05.101603, FH04.05.101604, FH04.05.101605, FH04.05.101606, FH04.05.111800, FH04.05.111801, FH04.05.111802, FH04.05.111803, FH04.05.111804, FH04.05.111805, FH04.05.111806, FH04.05.122100, FH04.05.122101, FH04.05.122102, FH04.05.122103, FH04.05.122104, FH04.05.122105, FH04.05.122106, FH04.05.132500, FH04.05.132501, FH04.05.132502, FH04.05.132503, FH04.05.132504, FH04.05.132505, FH04.05.132506, FH04.05.142901, FH04.05.142902, FH06.02.1165126, FH06.02.1165135, FH06.02.1135126, FH06.02.1135135, FH06.01.1065126, FH06.01.1065135, FH06.01.1035126, FH06.01.1035135, FH06.01.1165126, FH06.01.1165135, FH06.01.1135126, FH06.01.1135135, FH06.02.2065126, FH06.02.2065135, FH06.02.2035126, FH06.02.2035135, FH06.02.2165126, FH06.02.2165135, FH06.02.2135126, FH06.02.2135135, FH06.01.2065126, FH06.01.2065135, FH06.01.2035126, FH06.01.2035135, FH06.01.2165126, FH06.01.2165135, FH06.01.2135126, FH06.01.2135135, FH04.05.201600, FH04.05.201601, FH04.05.201602, FH04.05.201603, FH04.05.201604, FH04.05.201605, FH04.05.201606, FH04.05.211800, FH04.05.211801, FH04.05.211802, FH04.05.211803, FH04.05.211804, FH04.05.211805, FH04.05.211806, FH04.05.222100 | Klasa III | REVIZIONI PROTEZËS SË HIPI | Pajisje te implantueshme jo aktive
, REVIZIONI PROTEZËS SË HIPI
16916 | UMBILICAL CORD CLAMP - SMD 801 Colour: Blue /White Length: 55 ± 5.0 mm | T R I M E D | 2024-07-15T00:00:00.000+02:00 | Sterimed Group, Unit No. 501, Ring Road Mall, 21, Manglam Place Rohini, Sector-03, Delhi- 110085 (INDIA) | UMBILICAL CORD CLAMP - SMD 801 Colour: Blue /White Length: 55 ± 5.0 mm | Is | UMBILICAL CORD CLAMP është pajisje mjekësore që ka për qëllim të ndalojë gjakderdhjen nga enët e gjakut në kordonin e kërthizës. | Produkte per institucione te kujdesit shendetesor
16917 | UMBILICAL CORD CLAMP - SMD 801 Colour: Blue /White Length: 55 ± 5.0 mm | T R I M E D | 2024-07-15T00:00:00.000+02:00 | Sterimed Group, Unit No. 501, Ring Road Mall, 21, Manglam Place Rohini, Sector-03, Delhi- 110085 (INDIA) | UMBILICAL CORD CLAMP - SMD 801 Colour: Blue /White Length: 55 ± 5.0 mm | Is | UMBILICAL CORD CLAMP është pajisje mjekësore që ka për qëllim të ndalojë gjakderdhjen nga enët e gjakut në kordonin e kërthizës. | Produkte per institucione te kujdesit shendetesor
16918 | AIRWAY (Guedel Type), AIRWAY (Guedel Type) NO:000/30, AIRWAY (Guedel Type) NO:00/40, AIRWAY (Guedel Type) NO:0/50, AIRWAY (Guedel Type) NO:1/60, AIRWAY (Guedel Type) NO:2/70, AIRWAY (Guedel Type) NO:3/80, AIRWAY (Guedel Type) NO:4/90, AIRWAY (Guedel Type) NO:5/100, AIRWAY (Guedel Type) NO:6/110 | T R I M E D | 2024-07-15T00:00:00.000+02:00 | Plasti-med Plastik Medikal Ürünleri San. Ve Tic. Ltd. Şti. Deri OSB Mah. Yan Sanayi Cad. No:13 Tuzla/İSTANBUL, TÜRKİYE | N/A, 200101, 200102, 200103, 200104, 200105, 200106, 200107, 200108, 200109 | Is | AIRWAY (Guedel Type) janë pajisje mjekësore që kanë për qëllim të mbajnë hapur rrugët e frymëmarrjes duke ndaluar gjuhën të mbulojë epiglotisin. | Pajisje anestezie dhe respiratore
16919 | LIAISON VZV IgG HT, LIAISON Control VZV IgG HT | AESKULAP | 2024-07-16T00:00:00.000+02:00 | DiaSorin Italia S.p.A,Via Crescentino, snc,13040 Saluggia (VC),Italy | 311850, 311851 | In vitro | Reagent laboratorik, Kontroll per perdorim laboratorik | Pajisje laboratori
16920 | Pulse Oximeter MySPO2 | Farma Net Albania | 2024-07-16T00:00:00.000+02:00 | Contec Medical Systems Co., Ltd.; Add: No. 112 Qinhuang West Street Economic &amp; Technical Development Zone 066004 Qinhuangdao, Hebei Province, Republika Popullore e Kines | MySPO2 | Klasa IIb | Pulse Oximeter | Pajisje anestezie dhe respiratore
16921 | EEG accessories (64.XXX.XX), EEG accessories (65.XXX.XX) | T R I M E D | 2024-08-12T00:00:00.000+02:00 | EF Medica Srl, Zona Artigianale 3/C 39052 Caldaro (BZ), ITALY | EEG accessories (64.XXX.XX), EEG accessories (65.XXX.XX) | Klasa I | EEG accessories janë pajisje mjekësore që kanë qëllim të regjistrojnë aktivitetin elektrik të trurit nëpërmjet elektrodave të ngjitura në lëkurën e kokës. Rezultatet e EEG tregojnë ndryshime në aktivitetin e trurit që mund të ndihmojnë në diagnostikimin e sëmundjeve të trurit, veçanërisht epilepsisë dhe sëmundje të tjera. | Produkte per institucione te kujdesit shendetesor
16922 | Legend EHS Stylus Tray, Instrument Tray, Stimulus Dissection, Indigo Instrument Tray, Sharpsite AC Endoscope Instrument Tray, Straightshot M4 Instrument Tray, Straightshot M5 Instrument Tray, Skeeter Ultra- Lite Sterilization Tray, Visao Sterilization Tray | O.E.S DISTRIMED | 2024-08-12T00:00:00.000+02:00 | Medtronic Xomed, Inc.6743 Southpoint Drive North Jacksonville, FL 32216 USA | EA100, 1352407, 1845040, 1881000, 1898075, 1899076, 3155615, 3334895 | Klasa I | Tabaka sterilizimi per instrumenta | Instrumenta shumeperdorimeshe
16923 | Foam mattress for hospital beds, EffectaCare, PrimaCare/4PP | MSE | 2024-08-12T00:00:00.000+02:00 | L I N E T spol. s r.o. Želevčice 5 , 274 01 Slaný Czech Republic | EffectaCare, PrimaCare/4PP | Klasa I | Dysheke per Shtrat Spitalor | Pajisje dentare
16924 | Surgical instruments set for bone implants, K-wire ø1,6x150, Surgical instruments set for bone implants, Cannulated screwdriver, Surgical instruments set for bone implants, Drill guide ø1,6, Surgical instruments set for bone implants, Cannulated tap fi5x1,75, Surgical instruments set for bone implants, Cannulated tap fi4,5x1,75, Surgical instruments set for bone implants, Arm of cannulated tap fi4,5x1,75, Surgical instruments set for bone implants, Reamer with handle, Surgical instruments set for bone implants, Tap 3,5x1,2, Surgical instruments set for bone implants, Tap fi 3,5x1,25, Surgical instruments set for bone implants, Tap fi 3,5x1,75, Surgical instruments set for bone implants, Tap fi 3,5x1,2, Surgical instruments set for bone implants, Tap for cancelous bone, Surgical instruments set for bone implants, Tap for cortical bone, Surgical instruments set for bone implants, Tap for cortical bone fi6,5x2,75, Surgical instruments set for bone implants, Shaft of tap fi4,5x1,75, Surgical instruments set for bone implants, Tap fi4,0x1,75, Surgical instruments set for bone implants, Tap fi 2,7x1,2, Surgical instruments set for bone implants, Tap fi4,5x1,75, Surgical instruments set for bone implants, Tap fi6,5x2,75, Surgical instruments set for bone implants, Screwdriver with handle, Surgical instruments set for bone implants, Screwdriver 3,5, Surgical instruments set for bone implants, Screwdriver 2,5, Surgical instruments set for bone implants, Cross-screwdriver, Surgical instruments set for bone implants, Screwdriver hex. L=190mm, Surgical instruments set for bone implants, Cross-screwdriver 1,0, Surgical instruments set for bone implants, Screwdriver L=175, Surgical instruments set for bone implants, Screwdriver with variable arm, Surgical instruments set for bone implants, Shaft fi3,5, Surgical instruments set for bone implants, Shaft fi2,5, Surgical instruments set for bone implants, Automatically-screwdriver fi1,5, Surgical instruments set for bone implants, Automatically-screwdriver fi2,5, Surgical instruments set for bone implants, Screwdriver hex. fi2,5, Surgical instruments set for bone implants, Automatically-screwdriver fi3,5, Surgical instruments set for bone implants, Screwdriver hex. fi3,5, Surgical instruments set for bone implants, Automatically-cross-screwdriver fi1,0, Surgical instruments set for bone implants, Cross-screwdriver fi2,0, Surgical instruments set for bone implants, Automatically-cross-screwdriver fi3,7, Surgical instruments set for bone implants, Automatically-cross-screwdriver fi4,5, Surgical instruments set for bone implants, Crosscdrewdriver L=195, Surgical instruments set for bone implants, Automatically screwdriver hex., Surgical instruments set for bone implants, Screwdriver hex. L=160, Surgical instruments set for bone implants, Screwdriver hex. L=120, Surgical instruments set for bone implants, Screwdriver hex. s=3,5, Surgical instruments set for bone implants, Cross screwdriver fi1,2, Surgical instruments set for bone implants, Cross screwdriver fi0,7, Surgical instruments set for bone implants, Screwdriver s3,9, Surgical instruments set for bone implants, Screwdriver fi2,5, Surgical instruments set for bone implants, Screwdriver with left tap s2,5, Surgical instruments set for bone implants, Screwdriver with right tap s2,5, Surgical instruments set for bone implants, Screwdriver T-handle s1,5, Surgical instruments set for bone implants, Screwdriver T-handle s2,5, Surgical instruments set for bone implants, Screwdriver hex. s3,5, Surgical instruments set for bone implants, Screwdriver, Surgical instruments set for bone implants, Screwdriver for Cardan joint, Surgical instruments set for bone implants, Screwdriver Jacobs, Surgical instruments set for bone implants, Screwdriver T4 with handle, Surgical instruments set for bone implants, Screwdriver T15 with handle AO, Surgical instruments set for bone implants, Screwdriver T25 with handle AO, Surgical instruments set for bone implants, Screwdriver to compression screw, Surgical instruments set for bone implants, Screwdriver T8 ISO with handle AO, Surgical instruments set for bone implants, Screwdriver T15 ISO with handle AO, Surgical instruments set for bone implants, Screwdriver T25 ISO with handle AO, Surgical instruments set for bone implants, Screwdriver with joint, Surgical instruments set for bone implants, Protection sleeve Ø7,5/6,0, Surgical instruments set for bone implants, Drill Sleeve Ø 2,7, Surgical instruments set for bone implants, Drill Sleeve Ø 2,5, Surgical instruments set for bone implants, K-wire sleeve Ø 1,6, Surgical instruments set for bone implants, Trocar ø6, Surgical instruments set for bone implants, Hexagonal screw driver shaft s2,5, Surgical instruments set for bone implants, Screwdriver T15, TORX, Surgical instruments set for bone implants, Targeting arm - LEFT, Surgical instruments set for bone implants, Tadergeting device connecter - LEFT, Surgical instruments set for bone implants, Targeting arm - RIGHT, Surgical instruments set for bone implants, Tadergeting device connecter - RIGHT, Surgical instruments set for bone implants, Protection sleeve Ø9,5/8,1, Surgical instruments set for bone implants, K-wire sleeve Ø 2,0 - short, Surgical instruments set for bone implants, Locking set - short, Surgical instruments set for bone implants, Wire Ø1,6x150, Surgical instruments set for bone implants, Compression forces, Surgical instruments set for bone implants, DHS targeting device, Surgical instruments set for bone implants, Strike plate for DHS/DCS plate, Surgical instruments set for bone implants, DCS targeting device 95°, Surgical instruments set for bone implants, Kirschner wire, Surgical instruments set for bone implants, Axial screw, Surgical instruments set for bone implants, Sleeve for tap, Surgical instruments set for bone implants, Sleeve for lag screw key, Surgical instruments set for bone implants, Tap, Surgical instruments set for bone implants, Lag screw key, Surgical instruments set for bone implants, Drill Sleeve Ø 3,0, Surgical instruments set for bone implants, Osteotome distractor, Surgical instruments set for bone implants, Osteotom, Surgical instruments set for bone implants, Screwdrive 4-agnle 1,35 - 3°, Surgical instruments set for bone implants, Screwdrive 4-agnle 1,25, Surgical instruments set for bone implants, Screwdrive 4-agnle 1,0 - 3°, Surgical instruments set for bone implants, Screwdrive 4-agnle 1,7, Surgical instruments set for bone implants, Screwdriver hex., Surgical instruments set for bone implants, Screwdriver hex. 1,5 mm, Surgical instruments set for bone implants, Screwdrive 4-agnle 1,0- 2°, Surgical instruments set for bone implants, Screwdriver hex. 1,7, Surgical instruments set for bone implants, Forceps system mini, Surgical instruments set for bone implants, Control pin, Surgical instruments set for bone implants, Bending iron, Surgical instruments set for bone implants, Strite plate with 16 holes, thickness 0,6, Surgical instruments set for bone implants, Trocar fi 3, Surgical instruments set for bone implants, Screwdriver T15, Surgical instruments set for bone implants, AO screwdriver shaft T15, Surgical instruments set for bone implants, AO torque limiter, Surgical instruments set for bone implants, Bending iron for plates, Surgical instruments set for bone implants, Drill guide - lag screw, Surgical instruments set for bone implants, Drill guide - compression screw, Surgical instruments set for bone implants, Drill guide - multilocked screw, Surgical instruments set for bone implants, Temporary compression screw, Surgical instruments set for bone implants, Drill sleeve with screw lenght gauge, Surgical instruments set for bone implants, K-wire guide ø0,8, Surgical instruments set for bone implants, Cannulated screwdriver T8, Surgical instruments set for bone implants, K-wire ø1,0 x 150, Surgical instruments set for bone implants, Cross cannulated screwdriver 1mm, Surgical instruments set for bone implants, Gauge, Surgical instruments set for bone implants, Drill guide ø2,4, Surgical instruments set for bone implants, Drill guide ø3,5, Surgical instruments set for bone implants, Counter-sink, Surgical instruments set for bone implants, Countersink ø6,0-1,25, Surgical instruments set for bone implants, Cannulated screwdriver T25, Surgical instruments set for bone implants, Cannulated screwdriver s3,5, Surgical instruments set for bone implants, Cleaning wire, Surgical instruments set for bone implants, Parallel guide ø1,6, Surgical instruments set for bone implants, Cannulated tap ø4,5, Surgical instruments set for bone implants, AO screwdriver shaft T4, Surgical instruments set for bone implants, Drill sleeve Ø1.1, Surgical instruments set for bone implants, AO dynamometric adapter, Surgical instruments set for bone implants, Shaft for bending plates 1.5 / 2.0, Surgical instruments set for bone implants, AO Handle, Surgical instruments set for bone implants, AO Countersink, Surgical instruments set for bone implants, Bending tongs, Surgical instruments set for bone implants, Drill sleeve with screw lenght gauge 2.0, Surgical instruments set for bone implants, Drill guide Ø1.5, Surgical instruments set for bone implants, Drill guide - multi locked screw, Surgical instruments set for bone implants, Sterilization container for K- wire, Surgical instruments set for bone implants, AO countersink, Surgical instruments set for bone implants, AO screwdriver shaft T6, Surgical instruments set for bone implants, Sterilization container for K-wire Ø1.5x200, Surgical instruments set for bone implants, T8 screwdriver, Surgical instruments set for bone implants, AO Screwdriver, Surgical instruments set for bone implants, Bone thikness gauge, Surgical instruments set for bone implants, Temporary compressing screw, Surgical instruments set for bone implants, Drill sleeve, Surgical instruments set for bone implants, Drill guide - lockingscrew, Surgical instruments set for bone implants, Targeting Device, Surgical instruments set for bone implants, Protection drill sleeve, Surgical instruments set for bone implants, Drill sleeve Ø2,8, Surgical instruments set for bone implants, Screwdriver S2x1,2, Surgical instruments set for bone implants, Guide ø1,1/ø2,0, Surgical instruments set for bone implants, Compression sleeve 2,4, Surgical instruments set for bone implants, Compression sleeve 3,0, Surgical instruments set for bone implants, Guide ø1,6/ø3,2, Surgical instruments set for bone implants, Depth Gauge for Screw, Surgical instruments set for bone implants, Trocar ø1,6, Surgical instruments set for bone implants, Cannulated screwdriver T15,, Surgical instruments set for bone implants, Compression sleeve 4,5, Surgical instruments set for bone implants, Guide ø2,8/ ø5,0, Surgical instruments set for bone implants, Trocar ø2,8, Surgical instruments set for bone implants, Compression sleeve 6,5, Surgical instruments set for bone implants, Cannulated screwdriver 4,0, Surgical instruments set for bone implants, Screwdriver T4, Surgical instruments set for bone implants, Compression sleeve 1,5, Surgical instruments set for bone implants, Assemble table for cross ligament, Surgical instruments set for bone implants, Stripper, Surgical instruments set for bone implants, Marker, Surgical instruments set for bone implants, Spoon chisel, Surgical instruments set for bone implants, Locking screw L=57mm, Surgical instruments set for bone implants, Locking screw L=72mm, Surgical instruments set for bone implants, Extractor Ø 7, Surgical instruments set for bone implants, Extractor Ø 8, Surgical instruments set for bone implants, Extractor Ø 9, Surgical instruments set for bone implants, Extractor Ø 10, Surgical instruments set for bone implants, Extractor Ø 11, Surgical instruments set for bone implants, Handle, Surgical instruments set for bone implants, Hook dargeting device H=3 165mm, Surgical instruments set for bone implants, Hook dargeting device H=4 165mm, Surgical instruments set for bone implants, Hook dargeting device H=5 165mm, Surgical instruments set for bone implants, Hook dargeting device H=6 165mm, Surgical instruments set for bone implants, Hook dargeting device H=7 165mm, Surgical instruments set for bone implants, Calibration sleeve Ø 6, Surgical instruments set for bone implants, Calibration sleeve Ø 7, Surgical instruments set for bone implants, Calibration sleeve Ø 8, Surgical instruments set for bone implants, Calibration sleeve Ø 9, Surgical instruments set for bone implants, Calibration sleeve Ø 10, Surgical instruments set for bone implants, Calibration sleeve Ø 11, Surgical instruments set for bone implants, Calibration sleeve Ø 12, Surgical instruments set for bone implants, Needle 380, Surgical instruments set for bone implants, Wire handle, Surgical instruments set for bone implants, Screwdriver s5,0, Surgical instruments set for bone implants, Extractor 2,4, Surgical instruments set for bone implants, Extractor 2,7, Surgical instruments set for bone implants, Extractor 3,5, Surgical instruments set for bone implants, Extractor 4,0, Surgical instruments set for bone implants, Extractor 4,5, Surgical instruments set for bone implants, Extractor 5,0, Surgical instruments set for bone implants, Extractor 8,0, Surgical instruments set for bone implants, Hexagonal Shaft s5,0, Surgical instruments set for bone implants, K-wire Ø1,0x230, Surgical instruments set for bone implants, Threaded K-wire Ø1,0x230, Surgical instruments set for bone implants, Screw holding tweezer, Surgical instruments set for bone implants, Parallel guide Ø1,0, Surgical instruments set for bone implants, Drill guide Ø1,0, Surgical instruments set for bone implants, Tap guide, Surgical instruments set for bone implants, Cannulated tap Ø4,5, Surgical instruments set for bone implants, Cannulated countersink, Surgical instruments set for bone implants, K-wire Ø2,0x230, Surgical instruments set for bone implants, Cannulated screwdriver s5, Surgical instruments set for bone implants, Parallel guide Ø2,0, Surgical instruments set for bone implants, Drill guide Ø2,0, Surgical instruments set for bone implants, Drill guide Ø4,7, Surgical instruments set for bone implants, Cannulated tap Ø7, Surgical instruments set for bone implants, Cannulated counter-sink, Surgical instruments set for bone implants, Cannulated screwdriver s 2,5, Surgical instruments set for bone implants, K-wire Ø2,0x200, Surgical instruments set for bone implants, Bending Iron for plates, Surgical instruments set for bone implants, Tap Ø3,5, Surgical instruments set for bone implants, Tap Ø4,0, Surgical instruments set for bone implants, Drill Guide Ø2,5 and Tap Guide Ø3,5, Surgical instruments set for bone implants, Tap protection Ø4,0, Surgical instruments set for bone implants, Bone thickness gauge, Surgical instruments set for bone implants, Tap Ø4,5, Surgical instruments set for bone implants, Tap Ø6,5, Surgical instruments set for bone implants, Drill Guide Ø3,2 and Tap Guide Ø4,5, Surgical instruments set for bone implants, Tap protection Ø6,5, Surgical instruments set for bone implants, Drill guide Ø2,5, Surgical instruments set for bone implants, Drill guide Ø3,2, Surgical instruments set for bone implants, Screwdriver hex. s3,5x250, Surgical instruments set for bone implants, Screwdriver hex. s2,5 x250, Surgical instruments set for bone implants, Bending Pliers for Reconstruction Plates 3,5, Surgical instruments set for bone implants, Small Bending Iron, Surgical instruments set for bone implants, Pelvic Reduction Forceps with pointed ball tips Ø6.5 | LAYO | 2024-08-12T00:00:00.000+02:00 | MEDGAL Sp. z o.o., Niewodnicka 26a, 16-001 Ksiezyno, Poland | 4-48-03-30, 4-06-05-15, 4-48-01-52, 4-8-03-07.15, 4-48-03-33, 4-48-01-12, 4-48-01-12.1, 4-48-01-11.1, 4-48-01-11.2, 4-41-17-00, 4-42-03-07, 4-42-05-02, 4-42-05-03, 4-42-03-36, 4-42-03-37, 4-42-01-00, 4-42-01-03, 4-42-02-15, 4-42-02-00, 4-42-04-20, 4-42-03-45.1, 4-42-03-40, 4-42-03-27, 4-42-01-08, 4-42-03-36.1, 4-43-04-01.01, 4-43-04-02, 4-43-04-02.1, 4-43-01-35, 4-43-01-25, 4-43-06-01, 4-43-13-50, 4-43-06-02, 4-43-08-01, 4-43-31-01, 4-43-26-02, 4-43-25-02, 4-43-33-02, 4-43-33-03, 4-43-33-03.1, 4-43-33-04, 4-43-33-04.1, 4-43-34-03, 4-43-34-03.1, 4-43-xx-00, 4-43-34-02, 4-43-34-04, 4-43-03-02, 4-43-33-01, 4-43-14-15, 4-43-15-15, 4-43-40-xx, 4-43-41-01, 4-43-06-03, 4-43-19-02, 4-43-46-00, 4-43-48-00, 4-43-49-00, 4-43-45-17, 4-43-45-18, 4-43-45-19, 4-43-51-01, 4-43-61-01, 4-43-62-10, 4-43-20-04, 4-43-46-15, 4-43-46-25, 4-43-52-35, 4-43-55-10, 4-43-27-01, 4-43-28-01, 4-43-29-02, 4-43-64-00, 4-57-157-00, 4-57-158-00, 4-57-159-00, 4-57-160-00, 4-57-161-00, 4-57-162-00, 4-43-45-10, 4-57-180-00, 4-57-181-00, 4-57-163-00, 4-57-164-00, 4-57-165-00, 4-57-166-00, 4-57-167-00, 4-57-168-00, 4-57-144-00, 4-57-170-10, 4-57-170-15, 4-57-170-20, 4-57-170-25, 4-57-170-30, 4-57-170-35, 4-57-170-40, 4-57-169-00, 4-65-01-04, 4-65-01-10, 4-65-01-19, 4-65-01-13, 4-65-01-01, 4-65-01-07, 4-65-01-08, 4-65-01-09, 4-65-01-06, 4-65-01-05, 4-65-01-02, 4-65-01-12, 4-65-01-11, 4-57-52-00, 4-78-01-01, 4-78-01-04, 4-85-31-21, 4-85-31-20, 4-85-31-15, 4-85-30-27, 4-85-30-25, 4-85-31-21.2, 4-85-31-16, 4-85-30-28, 4-85-50-42, 4-85-54-10 4-85- | Klasa I | Instrumenta mjekësore shumëpërdorimëshe, sete instrumentash për implante kockore (vida, pllaka, gozhde, endoprotezim) | Instrumenta shumeperdorimeshe
| mm, length 250 mm, Surgical instruments set for bone implants, Bone thickness gauge 150, Surgical instruments set for bone implants, Bone Hook, medium, long, length 330 mm, Surgical instruments set for bone implants, Bone Hook, large, long, length 330 mm, Surgical instruments set for bone implants, Ball Spike, straight, with pointed ball tips Ø6.5 mm, |  |  |  | 54-20, ST-00001, 4-01-86-26, 4-17-02-16
| length 300 mm, Surgical instruments set for bone implants, Ball Spike, straight, long, with pointed ball tips Ø6.5 mm, |  |  |  | 4-17-52-16, 4-85-88-33, 99-594-215, 57-210-35, 43-298-0, 43-270-T15.115, 57-217-0, 43-302-35, 57-310-35, 44-10-35, 44-11-35, 44-12-35, 57-303-24, 57-309-35.27, 57-216-00, 44-06-15, 4-48-03-06, 4-48-03-07.08, 4-48-03-03, 4-48-03-04, 4-48-03-02, 4-48-03-05, 4-48-02-15, 4-48-03-07.10, 4-48-03-13, 4-48-03-09, 4-06-03-16, 4-48-03-15, 4-48-03-14, 4-48-03-12, 4-48-03-18, 4-48-01-51, 4-48-01-48, 4-48-03-19, 4-48-03-07.20, 4-48-03-27, 4-48-03-26, 4-48-03-28, 4-48-03-29, 44-07-15, 43-270-T4.70, 57-212-00, 101-11, 57-211-20.80, 101-10, 57-210-15, 101-02, 57-311-0, 57-122-00, 44-06-20, 44-07-20, 43-304-0, 99-594-115, 57-210-20, 43-270-T6.70, 99-594-165, 43-292-185, 43-302-24, 43-270-T8-80, 57-307-0, 57-303-20, 57-308-24.18, 57-308-27.21, 44-8-0, 44-9-0, 57-305-24, 4-59-01-00, 4-59-01-04, 4-59-02-00, 4-59-05-00, 4-59-06-00, 4-59-08-00, 4-59-10-00, 4-59-11-00, 4-59-12-24, 4-59-13-00, 4-59-12-30, 4-59-10-01, 4-59-11-01, 4-59-14-16, 4-59-13-02, 4-59-12-45, 4-59-10-02, 4-59-11-02, 4-59-14-28, 4-59-12-65, 4-59-13-01, 4-59-13-03, 4-59-12-15, 4-75-01-80, 4-75-01-22, 4-75-01-25, 4-75-01-23, 4-75-01-70, 4-75-01-71, 4-75-01-72, 4-75-01-91.1, 4-75-01-91.2, 4-75-01-91.3, 4-75-01-91.4, 4-75-01-91.5, 4-75-01-14, 4-75-01-06, 4-75-01-07, 4-75-01-08, 4-75-01-09, 4-75-01-10, 4-75-01-60, 4-75-01-61, 4-75-01-62, 4-75-01-63, 4-75-01-64, 4-75-01-65, 4-75-01-66, 4-75-01-55, 4-75-01-20, 4-75-01-01, 4-75-01-21, 4-90-01-20, 4-90-01-21, 4-90-01-22, 4-90-01-23, 4-90-01-33, 4-90-01-34, 4-90-01-35, 4-90-01-36, 4-90-01-37, 4-90-01-38, 4-90-01-39, 4-43-45-15, 4-90-01-12, 4-48-01-28, 4-48-01-26, 4-48-01-20, 4-48-01-14, 4-48-01-40, 4-48-01-22, 4-48-01-15, 4-48-01-24, 4-48-01-17, 4-48-01-11, 4-48-01-07, 4-48-01-36, 4-48-01-29, 4-48-01-27, 4-48-01-21, 4-48-01-19, 4-48-01-23, 4-48-01-16, 4-48-01-25, 4-48-01-18, 4-48-01-13, 4-48-01-09, 4-48-01-49, 4-57-69-00, 4-06-08-20, 4-42-03-35, 4-42-04-40, 4-57-45-00, 4-44-02-40, 4-57-43-00, 4-57-67-00, 4-42-03-45, 4-42-03-65, 4-43-11-01, 4-57-57-00, 4-44-02-65, 4-57-68-00, 4-44-0I-25, 4-44-0I-32, 4-57-03-00, 4-43-45-20, 4-45-01-03, 4-45-01-01, 4-45-01-16, 4-45-01-04, 4-45-01-25, 4-45-01-24, 4-45-01-14, 4-45-01-15, 4-45-01-21, 4-45-01-12, 4-45-01-13, 4-45-01-08, 4-45-01-10, 4-45-01-09, 4-45-01-27, 4-45-01-11, 4-45-01-05, 4-45-01-06, 4-45-01-07, 4-45-01-22, 4-45-01-23, 4-45-01-28, 4-45-01-17, 4-45-01-20, 4-45-01-29, 4-45-01-18, 4-45-01-19, 4-45-01-30, 4-45-01-26, 4-48-03-24, 4-45-01-32, 4-57-66-00, 4
length 400 mm, Surgical instruments set for bone implants, Reduction Forceps, large, with Points, ratchet lock,
length 200 mm, Surgical instruments set for bone implants, Retractor for Sciatic Nerve, Surgical instruments set for bone implants, Retractor for Sciatic Nerve, long, Surgical instruments set for bone implants, Pelvic Retractor, blunt, Surgical instruments set for bone implants, Pelvic Retractor, medium, length 268 mm, Surgical instruments set for bone implants, Bone Lever, long narrow tip, width 18 mm,, Surgical instruments set for bone implants, Pelvic Reduction Forceps, small, for Screws Ø3.5 mm,
length 250 mm, Surgical instruments set for bone implants, Pelvic Retractor, large, length 323 mm, Surgical instruments set for bone implants, Retractor, malleable, width 20 mm, Surgical instruments set for bone implants, Retractor, malleable, width 30 mm, Surgical instruments set for bone implants, Retractor, malleable, width 40 mm, Surgical instruments set for bone implants, Disc, round, hole Ø6.5 mm, Surgical instruments set for bone implants, Disc, rectangular, hole Ø6.5 mm, Surgical instruments set for bone implants, Pelvic Reduction Forceps, large, adjustable, speed lock,
length 300 mm, Surgical instruments set for bone implants, Pelvic Reduction Forceps with pointed ball tips, L=400, Surgical instruments set for bone implants, Pelvic Reduction Forceps with pointed ball tips -, Surgical instruments set for bone implants, Pelvic Reduction Forceps, small, 3,5; 4,5, L=190, Surgical instruments set for bone implants, Pelvic Reduction Forceps, angled, with pointed ball tips-
angled, L=200, Surgical instruments set for bone implants, Pelvic Reduction Forceps, angled, with pointed ball tips-
angled, L=240, Surgical instruments set for bone implants, Pelvic Reduction Forceps, medium, 3,5; 4,5 mm, L=250, Surgical instruments set for bone implants, Pliers for Screw Removal, Surgical instruments set for bone implants, Cannulated Screwdriver s3,5, Surgical instruments set for bone implants, Drill Guide Ø3,2 and K-wire Guide Ø1,6, Surgical instruments set for bone implants, Bending Iron for Plates, Surgical instruments set for bone implants, Strike plate, L=250mm, Surgical instruments set for bone implants, Chisel 16x6, blade A, Surgical instruments set for bone implants, Chisel 16x6, blade B, Surgical instruments set for bone implants, Extractor, Surgical instruments set for bone implants, Hammer 1 kg, Surgical instruments set for bone implants, Hook, Surgical instruments set for bone implants, Protractor with chisel guide, Surgical instruments set for bone implants, Drill guide, Surgical instruments set for bone implants, Protractor 95°, Surgical instruments set for bone implants, Wrench 10, Surgical instruments set for bone implants, Protractor, Surgical instruments set for bone implants, Ruler, Surgical instruments set for bone implants, Hammer 0,5kg, Surgical instruments set for bone implants, Blade 10, Surgical instruments set for bone implants, Blade 25, Surgical instruments set for bone implants, Blade 35, Surgical instruments set for bone implants, Trocar Ø 4,0, Surgical instruments set for bone implants, Sleeve Ø3,0, Surgical instruments set for bone implants, Osteotomy guide, Surgical instruments set for bone implants, Osteotome, Surgical instruments set for bone implants, Wedge 10, Surgical instruments set for bone implants, Wedge 16, Surgical instruments set for bone implants, Osteotomy targeting device, Surgical instruments set for bone implants, Drill Sleeve ø1,8, Surgical instruments set for bone implants, Drill guide ø1,8, Surgical instruments set for bone implants, Holding Sleeve ø2,4, Surgical instruments set for bone implants, Bone thickness gauge - system 2,4, Surgical instruments set for bone implants, Depth Gauage fpr Screws, Surgical instruments set for bone implants, Compression - locking screw ø2,4, Surgical instruments set for bone implants, Screwdriver T8, Surgical instruments set for bone implants, Torque limiter, Surgical instruments set for bone implants, Screwdriver shaft T8, Surgical instruments set for bone implants, Drill Sleeve ø2,7, Surgical instruments set for bone implants, Holding Sleeve ø3,5, Surgical instruments set for bone implants, Depth gauage for screws, Surgical instruments set for bone implants, Compression - locking screw ø3,0, Surgical instruments set for bone implants, Screwdriver shaft T15, Surgical instruments set for bone implants, Aiming, Surgical instruments set for bone implants, Sleeve, Surgical instruments set for bone implants, Drill Sleeve ø3,7, Surgical instruments set for bone implants, Holding Sleeve ø5,0, Surgical instruments set for bone implants, Depth Gauage for Screws, Surgical instruments set for bone implants, Compession - locking screw ø5,0, Surgical instruments set for bone implants, Screwdriver T25, Surgical instruments set for bone implants, Screwdriver shaft T25, Surgical instruments set for bone implants, Threaded drill guide with depth gauge, Surgical instruments set for bone implants, Sleeve for plates bending, Surgical instruments set for bone implants, Countersink, Surgical instruments set for bone implants, Screwdriver shaft T6, Surgical instruments set for bone implants, Sscrewdriver shaft s1,5, Surgical instruments set for bone implants, Cruciform screwdriver 0,7mm, Surgical instruments set for bone implants, Connection screw, Surgical instruments set for bone implants, Protection sleeve Ø9,5; Ø8,1, Surgical instruments set for bone implants, Plug, Surgical instruments set for bone implants, Guide sleeve for K-wire 2.0, Surgical instruments set for bone implants, Depth Gauge for Screws, Surgical instruments set for bone implants, Right targeting adapter, Surgical instruments set for bone implants, Bone thickenss gauage, Surgical instruments set for bone implants, Pulling device, Surgical instruments set for bone implants, Soft tissue retractor, Surgical instruments set for bone implants, Torque limiter holder for screwdriver, Surgical instruments set for bone implants, Hexagonal Screwdriver Shaft s 3,5, Surgical instruments set for bone implants, Screwdriver Shaft T25, Torx, Surgical instruments set for bone implants, Left guide, Surgical instruments set for bone implants, Right guide, Surgical instruments set for bone implants, Right handle, Surgical instruments set for bone implants, Left targeting adapter, Surgical instruments set for bone implants, Left handle, Surgical instruments set for bone implants, Drill sleeve Ø3,7, Surgical instruments set for bone implants, Drill sleeve Ø3,2, Surgical instruments set for bone implants, Guide for condylar tibial plate, Surgical instruments set for bone implants, Socket wrench, Surgical instruments set for bone implants, Round coupling nuts Ø 1,8, Surgical instruments set for bone implants, Round coupling nuts Ø 2,1, Surgical instruments set for bone implants, Screwdriver Shaft s2,5, Surgical instruments set for bone implants, Screwdriver Shaft T8, Surgical instruments set for bone implants, Drill Sleeve Ø 2,1, Surgical instruments set for bone implants, Tap guide Ø2,7 Ø2,4, Surgical instruments set for bone implants, Tap locking screw Ø2,7, Surgical instruments set for bone implants, Tap locking screw Ø2,4, Surgical instruments set for bone implants, Cable passer curved - large, Surgical instruments set for bone implants, Cable passer curved - medium, Surgical instruments set for bone implants, Cable passer - large, 45° angle, Surgical instruments set for bone implants, Cable passer - medium, 45° angle, Surgical instruments set for bone implants, Cable passer - large, Surgical instruments set for bone implants, Cable passer - medium, Surgical instruments set for bone implants, Tension retaining device, Surgical instruments set for bone implants, Cable cutter, Surgical instruments set for bone implants, Cable crimper, Surgical instruments set for bone implants, Wire thightner, Surgical instruments set for bone implants, Targeting arm, Surgical instruments set for bone implants, Tadergeting device connecter, Surgical instruments set for bone implants, Eccentric protection sleeve, Surgical instruments set for bone implants, Monolith Handle 130, Surgical instruments set for bone implants, Sleeve for lag screw, Surgical instruments set for bone implants, Sleeve for lag screw for antrotation screw 6,5, Surgical instruments set for bone implants, Trepan guide wire, Surgical instruments set for bone implants, Monolith Handle 125º, Surgical instruments set for bone implants, Monolith Handle 130º, Surgical instruments set for bone implants, Monolith Handle 135º, Surgical instruments set for bone implants, Control pin Ø5,1 for unified double proximal femoral nail, Surgical instruments set for bone implants, Drill sleeve for Ø4,2 drill, Surgical instruments set for bone implants, Targeting device 125°, Surgical instruments set for bone implants, Targeting device 130°, Surgical instruments set for bone implants, Targeting device 135°, Surgical instruments set for bone implants, Trocar 8/11, Surgical instruments set for bone implants, Tocar handle, Surgical instruments set for bone implants, Handle Rush, Surgical instruments set for bone implants, Stike plate L=170 a=3,0, Surgical instruments set for bone implants, Strike plate L=170 a=3,5, Surgical instruments set for bone implants, Strike plate L=170 a=4,5, Surgical instruments set for bone implants, Strike plate L=170 a=5,0, Surgical instruments set for bone implants, Strike plate L=170 a=5,5, Surgical instruments set for bone implants, Strike plate L=170 a=6,5, Surgical instruments set for bone implants, Strike plate L=170 a=6,8, Surgical instruments set for bone implants, Trocar fi2,5, Surgical instruments set for bone implants, Trocar fi3,2, Surgical instruments set for bone implants, Trocar fi 4, Surgical instruments set for bone implants, Trocr fi4,8, Surgical instruments set for bone implants, Trocar fi5, Surgical instruments set for bone implants, Trocar fi6, Surgical instruments set for bone implants, Trocar fi6,3, Surgical instruments set for bone implants, Drill shaft handle, Surgical instruments set for bone implants, Shaft drilling, Surgical instruments set for bone implants, Drill handle, Surgical instruments set for bone implants, Ectractor rod arm - short, Surgical instruments set for bone implants, Extraxtor rod arm - long, Surgical instruments set for bone implants, Scrapper, Surgical instruments set for bone implants, Strike plate L=170, a=30, Surgical instruments set for bone implants, Screwdriver T-handle, Surgical instruments set for bone implants, End of extractor rod - short, Surgical instruments set for bone implants, End of extractor rod - long, Surgical instruments set for bone implants, Arm extractor rod, Surgical instruments set for bone implants, Retractor, Surgical instruments set for bone implants, Impactor for staples width to 25mm, Surgical instruments set for bone implants, Impactor for staples above 25mm, Surgical instruments set for bone implants, Small strike plate, Surgical instruments set for bone implants, Forceps, Surgical instruments set for bone implants, Drill hammer handle, Surgical instruments set for bone implants, Inserter, Surgical instruments set for bone implants, External sleeve, Surgical instruments set for bone implants, Wrench, Surgical instruments set for bone implants, Internal sleeve, Surgical instruments set for bone implants, Nut, Surgical instruments set for bone implants, Awl, Surgical instruments set for bone implants, Trocar Ø3,0, Surgical instruments set for bone implants, Trocar Ø3,5 - short, Surgical instruments set for bone implants, Trocar Ø3,5 - long, Surgical instruments set for bone implants, Drilling sleeve Ø4,0/ Ø3,0, Surgical instruments set for bone implants, Drilling sleeve Ø4,0, Surgical instruments set for bone implants, Drilling sleeve Ø5,0/ Ø3,5 -short, Surgical instruments set for bone implants, Drilling sleeve Ø5,0/ Ø3,5 -long, Surgical instruments set for bone implants, Drilling sleeve Ø6,0/ Ø5,0 - short, Surgical instruments set for bone implants, Drilling sleeve Ø6,0/ Ø5,0 - long, Surgical instruments set for bone implants, Drilling sleeve Ø8,0/ Ø6,0 - short, Surgical instruments set for bone implants, Drilling sleeve Ø8,0/ Ø6,0 - long, Surgical instruments set for bone implants, Combination wrench s12,5, Surgical instruments set for bone implants, Wrench T s12,5, Surgical instruments set for bone implants, Drill sleeve handle, Surgical instruments set for bone implants, Rod - Schanz screw clamp, Surgical instruments set for bone implants, Carbon rod Ø11,0 x 100 mm, Surgical instruments set for bone implants, Carbon rod Ø11,0 x 150 mm, Surgical instruments set for bone implants, Carbon rod Ø11,0 x 200 mm, Surgical instruments set for bone implants, Carbon rod Ø11,0 x 250 mm, Surgical instruments set for bone implants, Carbon rod Ø11,0 x 300 mm, Surgical instruments set for bone implants, Carbon rod Ø11,0 x 350 mm, Surgical instruments set for bone implants, Carbon rod Ø11,0 x 400 mm, Surgical instruments set for bone implants, Carbon rod Ø11,0 x 450 mm, Surgical instruments set for bone implants, Carbon rod Ø11,0 x 500 mm, Surgical instruments set for bone implants, Trocar Ø2,0, Surgical instruments set for bone implants, Drill sleeve Ø3,0/ 2,0, Surgical instruments set for bone implants, Drill sleeve Ø3,0, Surgical instruments set for bone implants, Wrench T s8,5, Surgical instruments set for bone implants, Rod - rod screw clamp, Surgical instruments set for bone implants, Multi schanz screw clamp, Surgical instruments set for bone implants, Carbon rod Ø,0 x 120 mm, Surgical instruments set for bone implants, Carbon rod Ø8,0 x 160 mm, Surgical instruments set for bone implants, Carbon rod Ø8,0 x 200 mm, Surgical instruments set for bone implants, Carbon rod Ø8,0 x 220 mm, Surgical instruments set for bone implants, Carbon rod Ø8,0 x 240 mm, Surgical instruments set for bone implants, Carbon rod Ø8,0 x 280 mm, Surgical instruments set for bone implants, Carbon rod Ø8,0 x 320 mm, Surgical instruments set for bone implants, Carbon rod Ø8,0 x 360 mm, Surgical instruments set for bone implants, Carbon rod Ø8,0 x 400 mm, Surgical instruments set for bone implants, Trocar Ø1,5, Surgical instruments set for bone implants, Drill sleeve Ø2,5/1,5, Surgical instruments set for bone implants, Drill sleeve Ø4,0/Ø2,5, Surgical instruments set for bone implants, Combination wrench s10,5, Surgical instruments set for bone implants, Chisel for children's plate 8x2,5 typ B, Surgical instruments set for bone implants, Chisel for children's plate 8x2,5 typ C, Surgical instruments set for bone implants, Chisel for children's plate 11x4 typ C, Surgical instruments set for bone implants, Chisel for children's plate 11x4typ A, Surgical instruments set for bone implants, Chisel for children's plate 8x2,5 typ A, Surgical instruments set for bone implants, Chisel 13x6,5, Surgical instruments set for bone implants, Chisel 14x7, Surgical instruments set for bone implants, Chisel 10x5, Surgical instruments set for bone implants, Chisel 10x11, Surgical instruments set for bone implants, Chisel 14x4,5 typ A, Surgical instruments set for bone implants, Chisel 14x4,5 typ B, Surgical instruments set for bone implants, Chisel 11x2,5 typ A, Surgical instruments set for bone implants, Chisel 11x2,5 typ B, Surgical instruments set for bone implants, Chisel 11x2,5 typ C, Surgical instruments set for bone implants, Chisel, Surgical instruments set for bone implants, TAP HA4,5, Surgical instruments set for bone implants, Drill guide Ø1,5 and tap guide Ø2,0, Surgical instruments set for bone implants, Drill guide Ø2,0 and tap gide Ø2,7, Surgical instruments set for bone implants, Screwdriver s3,5, Surgical instruments set for bone implants, Wrench 14mm, Surgical instruments set for bone implants, Targeting arm for humeral reconstruction nail, Surgical instruments set for bone implants, Fixation screw, Surgical instruments set for bone implants, Fixation nut, Surgical instruments set for bone implants, Nail holding screw M8, Surgical instruments set for bone implants, Sleeve adapter for humeral compression nail, Surgical instruments set for bone implants, Strike plate, Surgical instruments set for bone implants, Hand targeting device, Surgical instruments set for bone implants, Guide wire handle, Surgical instruments set for bone implants, Tubular slide, Surgical instruments set for bone implants, Sleeve of hand targeting device, Surgical instruments set for bone implants, Extractor rod, Surgical instruments set for bone implants, Targeting adapter, Surgical instruments set for bone implants, Sleeve adapter for humeral compession nail, Surgical instruments set for bone implants, Fixation screw M8-long, Surgical instruments set for bone implants, Monolit handle, Surgical instruments set for bone implants, Extractor reducer M12/M10, Surgical instruments set for bone implants, Screwdriver 10mm, Ball-Tip Handle, Surgical instruments set for bone implants, Nail holding screw M10, Surgical instruments set for bone implants, Cannulated awl, Surgical instruments set for bone implants, Drilling depth gauge, Surgical instruments set for bone implants, Trocar, Surgical instruments set for bone implants, Ø4,7 Drill sleeve, Surgical instruments set for bone implants, Ø3,2 Drill sleeve, Surgical instruments set for bone implants, Ø6,5 Drill sleeve, Surgical instruments set for bone implants, Ø12/ Ø9 Sleeve, Surgical instruments set for bone implants, Ø12/ Ø8 Sleeve, Surgical instruments set for bone implants, Ø3,7 Drill sleeve, Surgical instruments set for bone implants, Gauge guide wire, Surgical instruments set for bone implants, Nail length gauge, Surgical instruments set for bone implants, Locking screw of screwdriver 4-50-05-12, Surgical instruments set for bone implants, Cannulated screwdriver Ø3,5, Surgical instruments set for bone implants, Locking set pilot, Surgical instruments set for bone implants, Screwdriver s3,5 T-handle, Surgical instruments set for bone implants, Universal distal targeting device, Surgical instruments set for bone implants, Distal targeting device, Surgical instruments set for bone implants, Screw driver s3,5, Surgical instruments set for bone implants, Hammer, Surgical instruments set for bone implants, Holding screw - M4, Surgical instruments set for bone implants, Sleeve adapter for forearm nail, Surgical instruments set for bone implants, Targeting arm for forearm nail, Surgical instruments set for bone implants, Screwdriver s2,5, Surgical instruments set for bone implants, Bending Irons, Surgical instruments set for bone implants, K-wire with thread M2, Surgical instruments set for bone implants, K-wire with thread M2,5, Surgical instruments set for bone implants, Sleeve of hand targeting device Ø2,5, Surgical instruments set for bone implants, Control pin Ø3,5xØ9, Surgical instruments set for bone implants, Drill sleeve (for K-wire Ø2,5), Surgical instruments set for bone implants, Protection sleeve, Surgical instruments set for bone implants, Targeting handle for humeral nail, Surgical instruments set for bone implants, Nail holding screw M8 - long, Surgical instruments set for bone implants, Nail holding screw M8 - short, Surgical instruments set for bone implants, Targeting adapter for reconstruction holes, Surgical instruments set for bone implants, Targeting handle for tibial nail, Surgical instruments set for bone implants, Control Pin Ø4,2, Surgical instruments set for bone implants, Extractor reducer M12/M8, Surgical instruments set for bone implants, Distal targeting device - Tibial Nail, Surgical instruments set for bone implants, Small handle, Surgical instruments set for bone implants, Tibial reconstruction holes arm, Surgical instruments set for bone implants, Retrograde femoral reconstructions holes arm, Surgical instruments set for bone implants, Tibial targeting arm, Surgical instruments set for bone implants, Humeral & Retrograde Femoral targeting arm, Surgical instruments set for bone implants, Femoral targeting arm, Surgical instruments set for bone implants, Scraper, Surgical instruments set for bone implants, Gauge of length bone, Surgical instruments set for bone implants, Locking screw of 4-50-05-12, Surgical instruments set for bone implants, T-handle screw, Surgical instruments set for bone implants, Cross targeting device, Surgical instruments set for bone implants, Tatgeting arm, Surgical instruments set for bone implants, Tatgeting arm recnstruction holes, Surgical instruments set for bone implants, Nail holding, Surgical instruments set for bone implants, Cannulated Awl, Surgical instruments set for bone implants, Tissue Protector, Surgical instruments set for bone implants, T-Handle, Surgical instruments set for bone implants, Reduction Heads, Surgical instruments set for bone implants, Removing Tool, Surgical instruments set for bone implants, Targeting device, Surgical instruments set for bone implants, Targeting arm device, Surgical instruments set for bone implants, Screw, Surgical instruments set for bone implants, Wrench with ball- tip handle, Surgical instruments set for bone implants, Shaft (500 mm), Surgical instruments set for bone implants, Shaft (400 mm), Surgical instruments set for bone implants, Shaft (300 mm), Surgical instruments set for bone implants, Extracton Rod M14/M10, Surgical instruments set for bone implants, Shaft, Surgical instruments set for bone implants, Taker, Surgical instruments set for bone implants, Connector, Surgical instruments set for bone implants, Torsional pin, Surgical instruments set for bone implants, Distance sleeve, Surgical instruments set for bone implants, Extractor handle, Surgical instruments set for bone implants, Impactor, Surgical instruments set for bone implants, Distance sleeve (L = 30 mm), Surgical instruments set for bone implants, Distance sleeve (L = 60 mm), Surgical instruments set for bone implants, Taker for nail (for nails from d=9,0 to d=13 mm), Surgical instruments set for bone implants, Guide pin, Surgical instruments set for bone implants, Trocar fi3,5, Surgical instruments set for bone implants, Lag screwdriver, Surgical instruments set for bone implants, Nail holding screw M12x1,5, Surgical instruments set for bone implants, Tatgeting Arm 135°, Surgical instruments set for bone implants, Tatgeting Arm 130°, Surgical instruments set for bone implants, Tatgeting Arm 125°, Surgical instruments set for bone implants, Aial indicator, Surgical instruments set for bone implants, Trocar – Control pin Ø4,0/6,0 x 230, Surgical instruments set for bone implants, Drilling sleeve - double, Surgical instruments set for bone implants, Drilling sleeve – triple, Surgical instruments set for bone implants, Drilling sleeve 3/11/200, Surgical instruments set for bone implants, Trocar – Control pin Ø6,5 x 230, Surgical instruments set for bone implants, Drilling sleeve Ø3,7/6-212, Surgical instruments set for bone implants, Sleeve 3x6.5x205, Surgical instruments set for bone implants, Tissue protection sleeve 16,5, Surgical instruments set for bone implants, Cannulated screwdriver 3,5, Surgical instruments set for bone implants, Distal holes targeting adapter for nails L=180-210mm, Surgical instruments set for bone implants, Monolith Handle 135, Surgical instruments set for bone implants, Monolith Handle 125
16925 | Video-Rhino-Laryngoscope RS1 – Standard (PAL), Video-Rhino- Laryngoscope RS1 – Standard (NTSC), Video-Rhino- Laryngoscope RX1 - Standard, Video-Rhino- Laryngoscope RSX, Video-Rhino- Laryngoscope RSX-USB, Video-Rhino- Laryngoscope RSX-P, Video-Rhino- Laryngoscope RSX-HD, Rhino Laryngoscope FS2, Video-Otoscope OX2, Video- Otoscope OX2 V2 | BIOMETRIC ALBANIA | 2024-08-12T00:00:00.000+02:00 | orlvision GmbH - Address: Gewerbestrasse 17,DE-35633 Lahnau, Germany | M-200-24031-0000-V, M-200-24031-2001-V, M-205-24031-0001-V, M-205-24031-0100, M-205-24031-0101, M-205-22031-0101, M-205-24031-0101-HD, M-105-22030-0700, M-300-00000-3000, M-304-00000-4000 | Klasa I | Rino-Laringoskop me video i cili perdoret per diagnostikimin e laringut , Rino-Laringoskop me video i cili perdoret per diagnostikimin e laringut , Rino-Laringoskop me video i cili perdoret per diagnostikimin e laringut, Rino-Laringoskop i cili perdoret per diagnostikimin e laringut , Otoskop me video i cili perdoret per diagnostikimin e vesheve | Produkte per institucione te kujdesit shendetesor
16926 | Flexible Circuit Sensors/4 Electrode Sensor, Flexible Circuit Sensors/4 Electrode Sensor Starter Kit, Flexible Circuit Sensors/Extended Use Sensor, Flexible Circuit Sensors/Pediatric Sensor, Flexible Circuit Sensors/Bilateral Sensor | O.E.S DISTRIMED | 2024-07-04T00:00:00.000+02:00 | Covidien llc 15 Hampshire Street Mansfield, MA 02048, U.S.A. | 186-0106, 186-0150, 186-0150-PH, 186-0160, 186-0200, 186-0212 | Klasa IIb | Sensore per pajisje mjekesore | Pajisje nje perdorimeshe
16927 | Device for the determination of urinary flow parameters | BORA GROUP ALBANIA | 2024-07-16T00:00:00.000+02:00 | tic Medizintechnik GmbH & Co. KG Endelner Feld 9 D-46286 Dorsten Germany | SmartFlow ti1966, UroPortNG | Im | Pajisje per matjen e parametrave te fluksit urinar, Pajisje per matjen parametrave te fluksit Urinar | Produkte per institucione te kujdesit shendetesor
16928 | Infant Feeding Tube - SMD 603 (Plain), Infant Feeding Tube - SMD 603 (Plain) (O.D.in mm) 1.34(04 FG), Infant Feeding Tube - SMD 603 (Plain) (O.D.in mm) 1.67(05 FG), Infant Feeding Tube - SMD 603 (Plain) (O.D.in mm) 2.00(06 FG), Infant Feeding Tube - SMD 603 (Plain) (O.D.in mm) 2.33(07 FG), Infant Feeding Tube - SMD 603 (Plain) (O.D.in mm) 2.67(08 FG), Infant Feeding Tube - SMD 603 (Plain) (O.D.in mm) 3.00(09 FG),, Infant Feeding Tube - SMD 603 (Plain) (O.D.in mm) 3.33(10 FG),, Infant Feeding Tube - SMD 603 (Plain) (O.D.in mm) 4.00 (12 FG), Infant Feeding Tube - SMD 603 (Graduation), Infant Feeding Tube - SMD 603(Graduation) (O.D.in mm) 1.34(04 FG), Infant Feeding Tube - SMD 603 (Graduation) (O.D.in mm) 1.67(05 FG), Infant Feeding Tube - SMD 603 (Graduation) (O.D.in mm) 2.00(06 FG), Infant Feeding Tube - SMD 603 (Graduation) (O.D.in mm) 2.33(07 FG), Infant Feeding Tube - SMD 603 (Graduation) (O.D.in mm) 2.67(08 FG), Infant Feeding Tube - SMD 603 (Graduation) (O.D.in mm) 3.00(09 FG), Infant Feeding Tube - SMD 603 (Graduation) (O.D.in mm) 3.33(10 FG), Infant Feeding Tube - SMD 603 (Graduation) (O.D.in mm) 4.00 (12 FG), Infant Feeding Tube - SMD 603 (Elastomer Coated), Infant Feeding Tube - SMD 603 (Elastomer Coated) (O.D.in mm) 1.34(04 FG), Infant Feeding Tube - SMD 603 (Elastomer Coated) (O.D.in mm) 1.67(05 FG), Infant Feeding Tube - SMD 603 (Elastomer Coated) (O.D.in mm) 2.00(06 FG), Infant Feeding Tube - SMD 603 (Elastomer Coated) (O.D.in mm) 2.33(07 FG), Infant Feeding Tube - SMD 603 (Elastomer Coated) (O.D.in mm) 2.67(08 FG), Infant Feeding Tube - SMD 603 (Elastomer Coated) (O.D.in mm) 3.00(09 FG), Infant Feeding Tube - SMD 603 (Elastomer Coated) (O.D.in mm) 3.33(10 FG), Infant Feeding Tube - SMD 603 (Elastomer Coated) (O.D.in mm) 4.00 (12 FG) | T R I M E D | 2024-07-15T00:00:00.000+02:00 | Sterimed Group, Unit No. 501, Ring Road Mall, 21, Manglam Place Rohini, Sector-03, Delhi- 110085 (INDIA) | SMD 603 | Klasa IIa | Infant feeding tube janë pajisje mjekësore që kanë për qëllim të lejojnë fëmijën të marrë një pjesë ose të gjithë ushqimin e tij direkt në stomak, në rastin e foshnjave te sëmura ose premature që nuk janë në gjëndje të thithin ose te gelltitin ushqimin në mënyrë natyrale. | Pajisje te implantueshme jo aktive
16929 | Suction Catheter Thumb Control (SMD 700 ATC) Dia -mm: 4.00(12FG), Suction CatheterThumb Control (SMD 700 ATC) Dia -mm: 4.70(14FG), Suction Catheter Thumb Control (SMD 700 ATC) Dia -mm: 5.30(16FG), Suction Catheter Thumb Control (SMD 700 ATC) Dia -mm: 6.00(18FG), Suction Catheter Thumb Control (SMD 700 ATC) Dia -mm: 6.70(20FG), Suction Catheter Fingertip Control (SMD 700 BFT) Dia -mm: 1.33 (04 FG), Suction CatheterFingertip Control (SMD 700 BFT)Dia -mm: 1.70(05 FG), Suction Catheter Fingertip Control (SMD 700 BFT) Dia -mm: 2.00(06 FG), Suction Catheter Fingertip Control (SMD 700 BFT) Dia -mm: 2.70 (08 FG), Suction Catheter Fingertip Control (SMD 700 BFT) Dia -mm: 3.30 (10 FG), Suction Catheter Fingertip Control (SMD 700 BFT) Dia -mm: 4.00(12FG), Suction CatheterFingertip Control (SMD 700 BFT) Dia -mm: 4.70(14FG), Suction Catheter Fingertip Control (SMD 700 BFT)) Dia -mm: 5.30(16FG), Suction Catheter Fingertip Control (SMD 700 BFT) Dia -mm: 6.00(18FG), Suction Catheter Fingertip Control (SMD 700 BFT) Dia -mm: 6.70(20FG), Suction Catheter with Atraumatic Tip (SMD 700 T) Dia -mm: 1.33 (04 FG), Suction Catheters, Suction Catheter Plain/Normal (SMD 700 P) Dia -mm: 1.33 (04 FG), Suction Catheter Plain/Normal (SMD 700 P) Dia -mm: 1.70(05 FG), Suction Catheter Plain/Normal (SMD 700 P) Dia -mm: 2.00(06 FG), Suction Catheter Plain/Normal (SMD 700 P) Dia -mm: 2.70 (08 FG), Suction Catheter Plain/Normal (SMD 700 P) Dia -mm: 3.30 (10 FG), Suction Catheter Plain/Normal (SMD 700 P) Dia -mm: 4.00(12FG), Suction Catheter Plain/Normal (SMD 700 P) Dia -mm: 4.70(14FG), Suction Catheter Plain/Normal (SMD 700 P) Dia -mm: 5.30(16FG), Suction Catheter Plain/Normal (SMD 700 P) Dia -mm: 6.00(18FG), Suction Catheter Plain/Normal (SMD 700 P) Dia -mm: 6.70(20FG), Suction Catheter Thumb Control (SMD 700 ATC) Dia -mm: 1.33 (04 FG), Suction Catheter Thumb Control (SMD 700 ATC) Dia -mm: 1.70(05 FG), Suction Catheter Thumb Control (SMD 700 ATC) Dia -mm: 2.00(06 FG), Suction Catheter Thumb Control (SMD 700 ATC) Dia -mm: 2.70 (08 FG), Suction Catheter Thumb Control (SMD 700 ATC)Dia -mm: 3.30 (10 FG), Suction Catheter with Atraumatic Tip (SMD 700 T) Dia -mm: 1.70(05 FG), Suction Catheter with Atraumatic Tip (SMD 700 T) Dia -mm: 2.00(06 FG), Suction Catheter with Atraumatic Tip (SMD 700 T) Dia -mm: 2.70 (08 FG), Suction Catheter with Atraumatic Tip (SMD 700 T) Dia -mm: 3.30 (10 FG), Suction Catheter with Atraumatic Tip (SMD 700 T) Dia -mm: 4.00(12FG), Suction Catheter with Atraumatic Tip (SMD 700 T) Dia -mm: 4.70(14FG), Suction Catheter with Atraumatic Tip (SMD 700 T)Dia -mm: 5.30(16FG), Suction Catheter with Atraumatic Tip (SMD 700 T) Dia -mm: 6.00(18FG), Suction Catheter with Atraumatic Tip (SMD 700 T) Dia -mm: 6.70(20FG) | T R I M E D | 2024-07-15T00:00:00.000+02:00 | Sterimed Group, Unit No. 501, Ring Road Mall, 21, Manglam Place Rohini, Sector-03, Delhi- 110085 (INDIA) | SMD 700 BFT, N/A, SMD 700 P, SMD 700 ATC, SMD 700 T | Klasa IIa | Suction Catheters janë pajisje mjekësore që përdoren për heqjen e sekrecioneve nga goja, trakeja dhe tubat bronkiale.Janë të prodhuar nga PVC jo toksike dhe jo irrituese. | Pajisje anestezie dhe respiratore
16930 | IntelliVue G7m Anesthesia Gas Module (866173) | Health & Light | 2024-07-25T00:00:00.000+02:00 | Philips Medizin Systeme Boblingen GmbH; Hewlett Packard Str 2, 71034 Boblingen, Germany | 866173 | Klasa IIb | Modul i Gazrave Anestetik | Pajisje anestezie dhe respiratore
16931 | Fluoroscope X-ray system/OSCAR 15 (Unique FD), Fluoroscope X-ray system / OSCAR (OSCAR Prime/OSCAR Classic(Unique Class)), Fluoroscope X-ray system / ZEN-2090 Pro(ZEN-CX2090, ZEN-2090 Turbo, XENO-360) | BORA GROUP ALBANIA | 2024-07-16T00:00:00.000+02:00 | Manufacturer: GENORAY Co., Ltd. (SRN: KR-MF-000021014) Manufacturing site: 60, Dunchon-daero 541beon-gil, Jungwon-gu, Seongnam-si, Gyeonggi-do, 13212, Republic of Korea | OSCAR 15 (Unique FD), OSCAR (OSCAR Prime/OSCAR Classic(Unique Class)), ZEN-2090 Pro(ZEN-CX2090, ZEN-2090 Turbo, XENO-360) | Klasa IIb | Pajisje fluroskopie me reze X, Hark C | Pajisje diagnostikuese dhe terapeutike me rezatim
16932 | HAIRCARE | DPDERMA | 2024-07-18T00:00:00.000+02:00 | REVITACARE SAS 21 avenue de l'Eguillette, Parc d'Activite du Vert Galant 95310 Saint Ouen l'Aumone France | presented in a case of 10 vials of 5 ml | Klasa III | HAIRCARE është një implant i absorbueshëm i përbërë nga acidi hialuronik 2 mg + kompleksi ristrukturues i flokëve, i injektueshëm me mikro-injeksione në dermën e kokës pranë rrënjëve të flokëve për: përmirëson cilësinë e flokëve dhe skalpit të kokës duke rikuperuar hidratimin, zvogëloni humbjen e flokëve duke ankoruar gjëndrën e flokëve. | Tjeter
16933 | I.V Cannulae (with injection port with wings),HEMOFLON;IV Cannulab 18GX32mm, I.V Cannulae (with injection port with wings),HEMOFLON;IV Cannula 18GX45mm, I.V Cannulae (with injection port with wings),HEMOFLON;IV Cannula 20Gx32mm, I.V Cannulae (with injection port with wings),HEMOFLON;IV Cannula 22GX25mm, I.V Cannulae (with injection port with wings),HEMOFLON;IV Cannula 24Gx19mm | GREEMED | 2024-07-23T00:00:00.000+02:00 | Mediplus (India)Limited,1261-1262,M.I.E.,Part B,Bahadurgarh-124507,Haryana,India | PHMF18R32, PHMF18R45, PHMF20R32, PHMF22R25, PHMF24R19 | Klasa IIa | Kanjule intravenoze | Tjeter
16934 | Immunofluorescence Analyzer AF-100, Immunofluorescence Analyzer AF-100S, Immunofluorescence Analyzer AF-1200, Immunofluorescence Analyzer AF-100C | O3 LAB | 2024-07-17T00:00:00.000+02:00 | Anbio Biotechnology Limited No.2016,Wengjiao West Road, Xinyang Street, Haicang District, Xiamen,Fujian,China. | AF-100, AF-100S, AF-1200, AF-100C | In vitro | Analizuesi është një pajisje për zbulimin ne fluoreshencë dhe punon klinikisht me reagentë mbështetës për testimin cilësor ose sasior te analizave në serumin e njeriut, plazmën, gjakun e plotë dhe mostrat e urinës., Analizuesi është një pajisje për zbulimin ne fluoreshencë dhe punon klinikisht me reagentë mbështetës për testimin cilësor ose sasior te analizave në serumin e njeriut, plazmën, gjakun e plotë dhe mostrat e urinës. | Pajisje te diagnostifikimit in vitro
16935 | TREK and MINI TREK RX Coronary Dilatation Catheters | DIAL-ALB | 2024-07-16T00:00:00.000+02:00 | Abbot Medical, 3200 Lakeside Drive, Santa Clara, California, 95054, USA | 1012276-08, 1012276-12, 1012276-15, 1012276-20, 1012276-25, 1012276-30, 1012277-06, 1012277-08, 1012277-12, 1012277-15, 1012277-20, 1012277-25, 1012277-30, 1012278-06, 1012278-08, 1012278-12, 1012278-15, 1012278-20, 1012278-25, 1012278-30, 1012279-12, 1012279-15, 1012280-12, 1012280-15, 1012271-20, 1012271-25, 1012271-30, 1012272-06, 1012272-08, 1012272-12, 1012272-15, 1012272-20, 1012272-25, 1012272-30, 1012273-06, 1012273-08, 1012273-12, 1012273-15, 1012273-20, 1012273-25, 1012273-30, 1012274-06, 1012274-08, 1012274-12, 1012274-15, 1012274-20, 1012274-25, 1012274-30, 1012275-06, 1012275-08, 1012275-12, 1012275-15, 1012275-20, 1012275-25, 1012275-30, 1012276-06, 1012268-06, 1012268-08, 1012268-12, 1012268-15, 1012268-20, 1012269-06, 1012269-08, 1012269-12, 1012269-15, 1012269-20, 1012270-06, 1012270-08, 1012270-12, 1012270-15, 1012270-20, 1012270-25, 1012270-30, 1012271-06, 1012271-08, 1012271-12, 1012271-15 | Klasa III | Kateterë të zgjerimit koronar që synojnë të zgjerojnë strukturat stenotike të një arterie koronare ose të graftit të anashkalimit me qëllim të përmirësimit të rrjedhës së gjakut/perfuzionit të miokardit | Tjeter
16936 | Flexible Endoscopes with working channel, Flexible Bronchoscopes, Bronchoscope 600 mm, ⌀ 5.2 mm, ⌀ 2.3 mm, 100°, up/down 180°/130°, blue, Bronchoscope 600 mm, ⌀ 5.2 mm, ⌀ 2.3 mm, 100°, up/down 180°/130°, red, Bronchoscope 600 mm, ⌀ 5.2 mm, ⌀ 2.3 mm, 100°, up/down 180°/130°, black, Bronchoscope 600 mm, ⌀ 5.2 mm, ⌀ 2.3 mm, 100°, up/down 180°/130°, orange, Bronchoscope 600 mm, ⌀ 5.2 mm, ⌀ 2.3 mm, 100°, up/down 180°/130°, green , Bronchoscope 600 mm, ⌀ 6.0 mm, ⌀ 2.8 mm, 100°, up/down 180°/130°, blue, Bronchoscope 600 mm, ⌀ 6.0 mm, ⌀ 2.8 mm, 100°, up/down 180°/130°, red, Bronchoscope 600 mm, ⌀ 6.0 mm, ⌀ 2.8 mm, 100°, up/down 180°/130°, black, Bronchoscope 600 mm, ⌀ 6.0 mm, ⌀ 2.8 mm, 100°, up/down 180°/130°, orange, Bronchoscope 600 mm, ⌀ 6.0 mm, ⌀ 2.8 mm, 100°, up/down 180°/130°, green, Flexible Endoscopes with working channel, Flexible Naso-Pharyngo-Laryngoscopes, Naso-Pharyngo-Laryngoscope 300 mm, ⌀ 2.8 mm, ⌀ 1.2 mm, 88°, 160° / 160°, blue, Naso-Pharyngo-Laryngoscope 300 mm, ⌀ 2.8 mm, ⌀ 1.2 mm, 88°, 160° / 160°, red, Naso-Pharyngo-Laryngoscope 300 mm, ⌀ 2.8 mm, ⌀ 1.2 mm, 88°, 160° / 160°, black, Naso-Pharyngo-Laryngoscope 300 mm, ⌀ 2.8 mm, ⌀ 1.2 mm, 88°, 160° / 160°, orange, Naso-Pharyngo-Laryngoscope 300 mm, ⌀ 2.8 mm, ⌀ 1.2 mm, 88°, 160° / 160°, green, Naso-Pharyngo-Laryngoscope 300 mm, ⌀ 3.8 mm, ⌀ 1.4 mm, 85°, 160° / 160°, blue , Naso-Pharyngo-Laryngoscope 300 mm, ⌀ 3.8 mm, ⌀ 1.4 mm, 85°, 160° / 160°, red, Naso-Pharyngo-Laryngoscope 300 mm, ⌀ 3.8 mm, ⌀ 1.4 mm, 85°, 160° / 160°, black, Naso-Pharyngo-Laryngoscope 300 mm, ⌀ 3.8 mm, ⌀ 1.4 mm, 85°, 160° / 160°, orange, Naso-Pharyngo-Laryngoscope 300 mm, ⌀ 3.8 mm, ⌀ 1.4 mm, 85°, 160° / 160°, green, Naso-Pharyngo-Laryngoscope 600 mm, ⌀ 3.8 mm, ⌀ 1.4 mm, 85°, 160° / 160°, blue, Naso-Pharyngo-Laryngoscope 600 mm, ⌀ 3.8 mm, ⌀ 1.4 mm, 85°, 160° / 160°, red, Naso-Pharyngo-Laryngoscope 600 mm, ⌀ 3.8 mm, ⌀ 1.4 mm, 85°, 160° / 160°, black, Naso-Pharyngo-Laryngoscope 600 mm, ⌀ 3.8 mm, ⌀ 1.4 mm, 85°, 160° / 160°, orange, Naso-Pharyngo-Laryngoscope 600 mm, ⌀ 3.8 mm, ⌀ 1.4 mm, 85°, 160° / 160°, green, Flexible Endoscopes with working channel, Flexible Ureterorenoscopes, Ureterorenoscope 680 mm, ⌀ 2.8 mm, ⌀ 1.2 mm, 88°, up/down 275° / 275°, blue, Ureterorenoscope 680 mm, ⌀ 2.8 mm, ⌀ 1.2 mm, 88°, up/down 275° / 275°, red, Ureterorenoscope 680 mm, ⌀ 2.8 mm, ⌀ 1.2 mm, 88°, up/down 275° / 275°, black, Ureterorenoscope 680 mm, ⌀ 2.8 mm, ⌀ 1.2 mm, 88°, up/down 275° / 275°, orange , Ureterorenoscope 680 mm, ⌀ 2.8 mm, ⌀ 1.2 mm, 88°, up/down 275° / 275°, green, Flexible Endoscopes with working channel, Flexible Cystoscopes , Cystoscope 380 mm, ⌀ 5.5 mm, ⌀ 2.3 mm, 100°, up/down 210° / 120°, blue, Cystoscope 380 mm, ⌀ 5.5 mm, ⌀ 2.3 mm, 100°, up/down 210° / 120°, red, Cystoscope 380 mm, ⌀ 5.5 mm, ⌀ 2.3 mm, 100°, up/down 210° / 120°, orange, Cystoscope 380 mm, ⌀ 5.5 mm, ⌀ 2.3 mm, 100°, up/down 210° / 120°, black, Cystoscope 380 mm, ⌀ 5.5 mm, ⌀ 2.3 mm, 100°, up/down 210° / 120°, green | T R I M E D | 2024-07-18T00:00:00.000+02:00 | EMOS Technology GmbH, Gewerbestrasse 10 D -88636 lllmensee | FBS5223.01, FBS5223.02, FBS5223.03, FBS5223.04, FBS5223.05, FBS6028.01, FBS6028.02, FBS6028.03, FBS6028.04, FBS6028.05, FNS2812.01, FNS2812.02, FNS2812.03, FNS2812.04, FNS2812.05, FNS3814.01, FNS3814.02, FNS3814.03, FNS3814.04, FNS3814.05, FNS3814.11, FNS3814.12, FNS3814.13, FNS3814.14, FNS3814.15, FURS2812.01, FURS2812.02, FURS2812.03, FURS2812.04, FURS2812.05, N/A, FCS5523.01, FCS5523.02, FCS5523.03, FCS5523.04, FCS5523.05, FCS5523.11, FCS5523.12, FCS5523.13, FCS5523.14, FCS5523.15 | Klasa IIa | Flexible Endoscopes with working channel, Flexible Bronchoscopes janë pajisje mjekësore që shërbejnë për vizualizimin e trakesë dhe bronkeve, kur përdoren për ekzaminim, diagnostikim dhe/ose të lidhur me aksesorët endoskopikë për trajtim., Flexible Endoscopes with working channel, Flexible Naso-Pharyngo-Laryngoscopes janë pajisje mjekësore që shërbejnë për vizualizimin e nazofaringut duke përfshirë trakenë, kur përdoren për ekzaminim, diagnostikim dhe/ose të lidhur me aksesorët endoskopikë për trajtim., Flexible Endoscopes with working channel, Flexible Ureterorenoscopes janë pajisje mjekësore që shërbejnë për vizualizimin e traktit të sipërm urinar duke përfshirë ureterin dhe pelvisin renal, kur përdoren për ekzaminim, diagnostikim dhe/ose të lidhur me aksesorët endoskopikë për trajtim., Flexible Endoscopes with working channel, Flexible Cystoscopes janë pajisje mjekësore që shërbejnë për vizualizimin e traktit urinar të poshtëm, duke përfshirë uretrën dhe fshikëzën urinare, kur përdoren për ekzaminim, diagnostikim dhe/ose të lidhur me aksesorët endoskopikë për trajtim. | Instrumenta shumeperdorimeshe
16937 | Operating endoscope 180 mm, 7.8 Charr., 78°, 12°, lenses, Rigid Endoscopes with working channel, Rigid ureterorenoscopes , Ureterorenoscope 425 mm, 6.8 Charr., 85°, 5°, fiber, Ureterorenoscope 425 mm, 5.1 Charr., 85°, 5°, fiber, Ureterorenoscope 425 mm, 4.0 Charr., 85°, 5°, fiber, Rigid Endoscopes with working channel, Rigid nephroscopes, Nephroscope 220 mm, 6.8 Charr., 85°, 5°, fiber, Nephroscope 270 mm, 6.8 Charr., 85°, 5°, fiber, Nephroscope 250 mm, 12.3 Charr., 85°, 0°, lenses, Nephroscope 250 mm, 12.3 Charr., 85°, 30°, lenses, Nephroscope 250 mm, 12.3 Charr., 85°, 12°, lenses, Nephroscope 250 mm, 14.4 Charr., 85°, 0°, lenses, Nephroscope 250 mm, 14.4 Charr., 85°, 30°, lenses, Nephroscope 250 mm, 14.4 Charr., 85°, 12°, lenses, Rigid Endoscopes with working channel, Rigid operating hysteroscopes, Operating hysteroscope 191 mm, 9.3 Charr., 75°, 12°, lenses, Operating hysteroscope 197 mm, 13.5 Charr., 78°, 12°, lenses, Rigid Endoscopes with working channel, Rigid operating laparoscopes, Operating laparoscopes 195 mm, 18.3 Charr., 78°, 12°, lenses, Operating laparoscopes 270 mm, 18.3 Charr., 78°, 12°, lenses, Rigid Endoscopes with working channel, Rigid operating cystoscopes, Operating cystoscope 220 mm, 6.8 Charr., 85°, 5°, fiber, Rigid Endoscopes with working channel, Rigid operating endoscopes, Operating endoscope 180 mm, 11.1 Charr., 75°, 0°, lenses, Operating endoscope 180 mm, 11.1 Charr., 75°, 30°, lenses, Operating endoscope 180 mm, 11.1 Charr., 75°, 12°, lenses, Operating endoscope 180 mm, 12.9 Charr., 75°, 0°, lenses, Operating endoscope 180 mm, 12.9 Charr., 75°, 30°, lenses, Operating endoscope 180 mm, 12.9 Charr., 75°, 12°, lenses, Operating endoscope 140 mm, 21.3 Charr., 75°, 0°, lenses, Operating endoscope 140 mm, 21.3 Charr., 75°, 30°, lenses, Operating endoscope 140 mm, 21.3 Charr., 75°, 12°, lenses, Operating endoscope 180 mm, 7.8 Charr., 78°, 0°, lenses, Operating endoscope 180 mm, 7.8 Charr., 78°, 30°, lenses | T R I M E D | 2024-07-18T00:00:00.000+02:00 | EMOS Technology GmbH, Gewerbestrasse 10 D -88636 lllmensee | EX6326F.01, URSLL.01, URSLL.02, URSML.01, URSML.02, URSSL.01, URSSL.02, N/A, NPSLM.01, NPSLM.02, NPSLL.01, NPSLL.02, NPSSRA.01, NPSSRB.01, NPSSRF.01, NPSSRA.02, NPSSRB.02, NPSSRF.02, NPSLRA.01, NPSLRB.01, NPSLRF.01, NPSLRA.02, NPSLRB.02, NPSLRF.02, HX5731F.01, HX8245F.01, LX10061F.01, LX10061F.02, UX4418A.01, EX6337A.01, EX6337B.01, EX6337F.01, EX6943A.01, EX6943B.01, EX6943F.01, EX10071A.01, EX10071B.01, EX10071F.01, EX6326A.01, EX6326B.01 | Klasa IIa | Rigid Endoscopes with working channel, Rigid operating endoscopes, janë pajisje mjekësore që shërbejnë për të vizualizuar në përgjithësi zonën e bustit, kur përdoren për ekzaminim, diagnostikim dhe/ose të lidhur me aksesorët endoskopikë për trajtim., Rigid Endoscopes with working channel, Rigid ureterorenoscopes, janë pajisje mjekësore që shërbejnë për të vizualizuar traktin e sipërm urinar duke përfshirë uretrën, ureterin, fshikëzën dhe pelvisin renal, kur përdoren për ekzaminim, diagnostikim dhe/ose të lidhur me aksesorët endoskopikë për trajtim., Rigid Endoscopes with working channel, Rigid nephroscopes, janë pajisje mjekësore që shërbejnë për të vizualizuar pelvisin renal dhe veshkat, kur përdoren për ekzaminim, diagnostikim dhe/ose të lidhur me aksesorët endoskopikë për trajtim., Rigid Endoscopes with working channel, Rigid operating hysteroscopes, janë pajisje mjekësore që shërbejnë për të vizualizuar mitrën dhe qafën e mitrës, kur përdoren për ekzaminim, diagnostikim dhe/ose të lidhur me aksesorët endoskopikë për trajtim., Rigid Endoscopes with working channel, Rigid operating laparoscopes, janë pajisje mjekësore që shërbejnë për të vizualizuar zgavrën e barkut, kur përdoren për ekzaminim, diagnostikim dhe/ose të lidhur me aksesorët endoskopikë për trajtim., Rigid Endoscopes with working channel, Rigid operating cystoscopes, janë pajisje mjekësore që shërbejnë për të vizualizuar traktin urinar të poshtëm duke përfshirë uretrën dhe fshikëzën urinare, kur përdoren për ekzaminim, diagnostikim dhe/ose të lidhur me aksesorët endoskopikë për trajtim. | Instrumenta shumeperdorimeshe
16938 | Rigid Endoscopes without working channel, Rigid arthroscopes, Arthroscope 170 mm, ⌀ 4.0 mm, 0°, lenses, Arthroscope 170 mm, ⌀ 4.0 mm, 70°, lenses, Arthroscope 157 mm, ⌀ 4.0 mm, 30°, lenses, Arthroscope 157 mm, ⌀ 4.0 mm, 70°, lenses, Arthroscope 175 mm, ⌀ 1.9 mm, 0°, lenses, Arthroscope 140 mm, ⌀ 1.9 mm, 0°, lenses, Arthroscope 120 mm, ⌀ 1.9 mm, 0°, lenses, Arthroscope 98 mm, ⌀ 1.9 mm, 0°, lenses, Arthroscope 68 mm, ⌀ 1.9 mm, 0°, lenses, Rigid Endoscopes without working channel, Rigid cystoscopes, Cystoscope 302.5 mm, ⌀ 4.0 mm, 0°, lenses, Cystoscope 302.5 mm, ⌀ 4.0 mm, 30°, lenses, Cystoscope 302.5 mm, ⌀ 4.0 mm, 70°, lenses, Cystoscope 300 mm, ⌀ 2.7 mm, 30°, lenses, Cystoscope 300 mm, ⌀ 4.0 mm, 0°, lenses, Cystoscope 300 mm, ⌀ 4.0 mm, 30°, lenses, Cystoscope 300 mm, ⌀ 4.0 mm, 70°, lenses, Cystoscope 302.5 mm, ⌀ 2.8 mm, 0°, lenses, Cystoscope 302.5 mm, ⌀ 2.8 mm, 30°, lenses, Cystoscope 300 mm, ⌀ 4.0 mm, 12°, lenses, Arthroscope 175 mm, ⌀ 1.9 mm, 30°, lenses, Arthroscope 140 mm, ⌀ 1.9 mm, 30°, lenses, Arthroscope 120 mm, ⌀ 1.9 mm, 30°, lenses, Arthroscope 98 mm, ⌀ 1.9 mm, 30°, lenses, Arthroscope 68 mm, ⌀ 1.9 mm, 30°, lenses, Arthroscope 98 mm, ⌀ 2.4 mm, 0°, lenses, Arthroscope 98 mm, ⌀ 2.4 mm, 30°, lenses, Arthroscope 68 mm, ⌀ 2.4 mm, 30°, lenses, Arthroscope 175 mm, ⌀ 2.8 mm, 0°, lenses, Arthroscope 140 mm, ⌀ 2.8 mm, 30°, lenses, Arthroscope 175 mm, ⌀ 2.8 mm, 30°, lenses, Arthroscope 187 mm, ⌀ 2.8 mm, 30°, lenses, Arthroscope 69 mm, ⌀ 2.9 mm, 30°, lenses, Arthroscope 158 mm, ⌀ 4.0 mm, 30°, lenses, Arthroscope 158 mm, ⌀ 4.0 mm, 70°, lenses, Arthroscope 170 mm, ⌀ 4.0 mm, 30°, lenses, Arthroscope 175 mm, ⌀ 4.0 mm, 0°, lenses, Arthroscope 140 mm, ⌀ 4.0 mm, 0°, lenses, Arthroscope 175 mm, ⌀ 4.0 mm, 30°, lenses, Arthroscope 175 mm, ⌀ 4.0 mm, 70°, lenses, Arthroscope 175 mm, ⌀ 4.0 mm, 45°, lenses, Rigid Endoscopes without working channel, Rigid hysteroscopes, Hysteroscope 300 mm, ⌀ 2.7 mm, 0°, lenses, Hysteroscope 300 mm, ⌀ 2.7 mm, 30°, lenses, Hysteroscope 300 mm, ⌀ 4.0 mm, 0°, lenses, Hysteroscope 300 mm, ⌀ 4.0 mm, 30°, lenses, Hysteroscope 302.5 mm, ⌀ 2.8 mm, 0°, lenses, Hysteroscope 302.5 mm, ⌀ 2.8 mm, 30°, lenses, Hysteroscope 302.5 mm, ⌀ 2.8 mm, 70°, lenses, Hysteroscope 302.5 mm, ⌀ 2.8 mm, 12°, lenses, Hysteroscope 302.5 mm, ⌀ 4.0 mm, 0°, lenses, Hysteroscope 302.5 mm, ⌀ 4.0 mm, 30°, lenses, Hysteroscope 302.5 mm, ⌀ 4.0 mm, 12°, lenses, Hysteroscope 282 mm, ⌀ 1.9 mm, 0°, fiber, Rigid Endoscopes without working channel, Rigid Laparoscopes, Laparoscope 300 mm, ⌀ 2.0 mm, 0°, fiber, Laparoscope 300 mm, ⌀ 2.0 mm, 30°, fiber, Laparoscope 310 mm, ⌀ 5.0 mm, 0°, lenses, Laparoscope 310 mm, ⌀ 5.0 mm, 45°, lenses, Laparoscope 310 mm, ⌀ 5.0 mm, 30°, lenses, Laparoscope 430 mm, ⌀ 5.0 mm, 45°, lenses, Laparoscope 430 mm, ⌀ 5.0 mm, 0°, lenses, Laparoscope 430 mm, ⌀ 5.0 mm, 30°, lenses, Laparoscope 310 mm, ⌀ 10.0 mm, 0°, lenses, Laparoscope 310 mm, ⌀ 10.0 mm, 30°, lenses, Laparoscope 310 mm, ⌀ 10.0 mm, 45°, lenses, Laparoscope 330 mm, ⌀ 10.0 mm, 0°, lenses, Laparoscope 330 mm, ⌀ 10.0 mm, 30°, lenses, Laparoscope 330 mm, ⌀ 10.0 mm, 45°, lenses, Laparoscope 430 mm, ⌀ 10.0 mm, 0°, lenses, Laparoscope 430 mm, ⌀ 10.0 mm, 45°, lenses, Laparoscope 430 mm, ⌀ 10.0 mm, 30°, lenses | T R I M E D | 2024-07-18T00:00:00.000+02:00 | EMOS Technology GmbH, Gewerbestrasse 10 D -88636 lllmensee | AW40A.01, AW40B.01, AW40C.01, AY40B.01, AY40C.01, AS19A.01, AS19A.02, AS19A.03, AS19A.04, AS19A.05, US40A.01, US40B.01, US40C.01, UW27B.01, UW40A.01, UW40B.01, UW40C.01, US28A.01, US28B.01, US40F.01, AS19B.01, AS19B.02, AS19B.03, AS19B.04, AS19B.05, AS24A.01, AS24B.01, AS24A.02, AS24B.02, AS28A.01, AS28B.01, AS28A.02, AS28A.03, AS28A.05, AS28B.02, AS28B.03, AS28B.05, AM29B.01, AD40B.01, AD40C.01, AL40B.01, A040B.01, AS40A.01, AS40A.02, AS40B.01, AS40C.01, AS40G.01, HW27A.01, HW27B.01, HW40A.01, HW40B.01, HS28A.01, HS28B.01, H528C.01, HS28F.01, H540A.01, HS40B.01, HS40F.01, HC19A.01, HC19A.02, HC19A.03, N/A, LU20A.01, LU20B.01, LU50A.01, LU50B.01, LU50G.01, LU50A.02, LU50B.02, LU50G.02, LU50A.03, LU50B.03, LU50G.03, LU50A.04, LU50B.04, LU50G.04, LU50A.05, LUS0B.05, LU50G.05, LUlO0A.01, LUlO0B.01, LUlO0G.01, LUlO0A.02, LUlO0B.02, LUl00G.02, LUl00A.03, LUlO0B.03, LUlO0G.03, LUlO0A.04, LUl00B.04, LUl00G.04, LUlO0A.05, LUl00B.05, LUlO0G.05 | Klasa IIa | Rigid Endoscopes without working channel, Rigid arthroscopes janë pajisje mjekësore që shërbejnë për vizualizimin e pjesës së brendshme të kyçit të dorës, artikulacionit të bërrylit, shpatullës, acetabulofemoralit, gjurit dhe kyçit të këmbës, kur përdoren për ekzaminim, diagnostikim dhe/ose të lidhur me aksesorët endoskopikë për trajtim., Rigid Endoscopes without working channel, Rigid cystoscopes janë pajisje mjekësore që shërbejnë për vizualizimin e traktit urinar të poshtëm duke përfshirë uretrën dhe fshikëzën urinare, kur përdoren për ekzaminim, diagnostikim dhe/ose të lidhur me aksesorët endoskopikë për trajtim., Rigid Endoscopes without working channel, Rigid hysteroscopes janë pajisje mjekësore që shërbejnë për vizualizimin e mitrës dhe qafës së mitrës, kur përdoren për ekzaminim, diagnostikim dhe/ose të lidhur me aksesorët endoskopikë për trajtim., Rigid Endoscopes without working channel, Rigid Laparoscopes janë pajisje mjekësore që shërbejnë për vizualizimin e kavitetit abdominal, kur përdoren për ekzaminim, diagnostikim dhe/ose të lidhur me aksesorët endoskopikë për trajtim. | Instrumenta shumeperdorimeshe
16939 | Anesthesia Face Mask,Respiratory/Anesthesia Face Mask-Ultra Large Ultra Large , Anesthesia Face Mask,Respiratory/Anesthesia Face Mask-Large Large, Anesthesia Face Mask,Respiratory/Anesthesia Face Mask-Medium, Anesthesia Face Mask,Respiratory/Anesthesia Face Mask-Small , Anesthesia Face Mask,Respiratory/Anesthesia Face Mask-Child, Anesthesia Face Mask,Respiratory/Anesthesia Face Mask-Infant, Anesthesia Face Mask,Respiratory/Anesthesia Face Mask-Neonate, Anesthesia Face Mask,Respiratory/Anesthesia Face Mask-Pre Neonatal Pre Neonatal, Anesthesia Face Mask,Respiratory/Anesthesia Face Mask-Child small, Size 2.5 child small, Anesthesia Face Mask,Respiratory/Anesthesia Face Mask-Child large, Size 2.75 child large, Anesthesia Face Mask,Respiratory/Anesthesia Face Mask stawberry scented-Ultra Large , Anesthesia Face Mask,Respiratory/Anesthesia Face Mask stawberry scented-Large, Anesthesia Face Mask,Respiratory/Anesthesia Face Mask stawberry scented-Medium, Anesthesia Face Mask,Respiratory/Anesthesia Face Mask stawberry scented-Small, Anesthesia Face Mask,Respiratory/Anesthesia Face Mask stawberry scented-Child, Anesthesia Face Mask,Respiratory/Anesthesia Face Mask stawberry scented-Infant, Anesthesia Face Mask,Respiratory/Anesthesia Face Mask stawberry scented-Neonate, Anesthesia Face Mask,Respiratory/Anesthesia Face Mask stawberry scented-Pre Neonatal, Anesthesia Face Mask,Respiratory/Anesthesia Face Mask-Ultra Large #7, Anesthesia Face Mask,Respiratory/Anesthesia Face Mask-Large #6 Large, Anesthesia Face Mask,Respiratory/Anesthesia Face Mask-Medium #5 Medium, Anesthesia Face Mask,Respiratory/Anesthesia Face Mask-Small #4 Small, Anesthesia Face Mask,Respiratory/Anesthesia Face Mask-Child #3 Child , Anesthesia Face Mask,Respiratory/Anesthesia Face Mask-Infant #2 Infant, Anesthesia Face Mask,Respiratory/Anesthesia Face Mask-Neonate #1 Neonate, Anesthesia Face Mask,Respiratory/Anesthesia Face Mask-Pre Neonatal #0 Pre-Neonatal, Anesthesia Face Mask,Crystal Plus Face Mask mint scented-0# Pre Neonate , Anesthesia Face Mask,Crystal Plus Face Mask mint scented-1# Neonate, Anesthesia Face Mask,Crystal Plus Face Mask mint scented-2# Infant, Anesthesia Face Mask,Crystal Plus Face Mask without scent-0# Pre Neonate, Anesthesia Face Mask,Crystal Plus Face Mask without scent-1# Neonate, Anesthesia Face Mask,Crystal Plus Face Mask without scent-2# Infant, Anesthesia Face Mask,Crystal Plus Face Mask strawberry scented-0# Pre Neonate , Anesthesia Face Mask,Crystal Plus Face Mask strawberry scented-1# Neonate , Anesthesia Face Mask,Crystal Plus Face Mask strawberry scented-2# Infant, Anesthesia Face Mask,Crystal Plus Face Mask mint scented-3# Child, Anesthesia Face Mask,Crystal Plus Face Mask mint scented-3L# Child large, Anesthesia Face Mask,Crystal Plus Face Mask mint scented-4# Small , Anesthesia Face Mask,Crystal Plus Face Mask mint scented-5# Medium, Anesthesia Face Mask,Crystal Plus Face Mask mint scented-6# Large, Anesthesia Face Mask,Crystal Plus Face Mask mint scented-Ultra Large(7#)Ultra Large , Anesthesia Face Mask,Crystal Plus Face Mask without scent-3# Child, Anesthesia Face Mask,Crystal Plus Face Mask without scent-3# Child large, Anesthesia Face Mask,Crystal Plus Face Mask without scent-4# Small, Anesthesia Face Mask,Crystal Plus Face Mask without scent-5# Medium, Anesthesia Face Mask,Crystal Plus Face Mask without scent-6# Large , Anesthesia Face Mask,Crystal Plus Face Mask without scent-Ultra Large(7#)Ultra Large, Anesthesia Face Mask,Crystal Plus Face Mask strawberry scented-3# Child , Anesthesia Face Mask,Crystal Plus Face Mask strawberry scented-3L# Child large, Crystal Plus Face Mask strawberry scented-4# Small, Anesthesia Face Mask,Crystal Plus Face Mask strawberry scented-5# Medium, Anesthesia Face Mask,Crystal Plus Face Mask strawberry scented-6# Large, Anesthesia Face Mask,Crystal Plus Face Mask strawberry scented-Ultra Large(7#)Ultra Large , Anesthesia Face Mask,CRYSTAL LIBERA Anesthesia Face Mask-7#, Anesthesia Face Mask,CRYSTAL LIBERA Anesthesia Face Mask-6#, Anesthesia Face Mask,CRYSTAL LIBERA Anesthesia Face Mask -5#, Anesthesia Face Mask,CRYSTAL LIBERA Anesthesia Face Mask -4#, Anesthesia Face Mask,CRYSTAL LIBERA Anesthesia Face Mask-3#, Anesthesia Face Mask,CRYSTAL LIBERA Anesthesia Face Mask -2# , Anesthesia Face Mask,CRYSTAL LIBERA Anesthesia Face Mask -1#, Anesthesia Face Mask,CRYSTAL LIBERA Anesthesia Face Mask -0#, Anesthesia Face Mask,Respiratory/Anesthesia Face Mask BGT 8.5mm-Large #6Large , Anesthesia Face Mask,Respiratory/Anesthesia Face Mask BGT 8.5mm-Medium #5 Medium, Anesthesia Face Mask,Respiratory/Anesthesia Face Mask BGT 8.5mm-Small #4 Small , Anesthesia Face Mask,Respiratory/Anesthesia Face Mask BGT Large 3.5mm-Large #6, Anesthesia Face Mask,Respiratory/Anesthesia Face Mask BGT 3.5mm-Medium #5 Medium, Anesthesia Face Mask,Respiratory/Anesthesia Face Mask BGT 3.5mm-Small #4 Small, Anesthesia Face Mask,Blow Film Mold Mask with valve- Ultra Large, Anesthesia Face Mask,Blow Film Mold Mask with valve-Large Large, Anesthesia Face Mask,Blow Film Mold Mask with valve-Medium, Anesthesia Face Mask,Blow Film Mold Mask with valve-Small, Anesthesia Face Mask,Blow Film Mold Mask with valve-Child , Anesthesia Face Mask,Blow Film Mold Mask with valve-Infant, Anesthesia Face Mask,Blow Film Mold Mask with valve-Neonate, Anesthesia Face Mask,Endoscope Face Mask for gastroscope with strape,hole dia 8.5mm of endoscopy Cap-Ultra Large#7 | GREEMED | 2024-07-23T00:00:00.000+02:00 | Koo Medical Equipment (Shanghai) Co., Ltd 100 Zhongde Road, Xiaokunshan Town, Songjiang, Shanghai 201614, P. R. China | KM-200, KM-201, KM-202, KM-203, KM-204, KM-205, KM-206, KM-207, KM-208, KM-209, KM-200S, KM-201S, KM-202S, KM-203S, KM-204S, KM-205S, KM-206S, KM-207S, KM-360, KM-361, KM-362, KM-363, KM-364, KM-365, KM-366, KM-367, KM-273, KM-274, KM-275, KM-2731, KM-2741, KM-2751, KM-273A, KM-274A, KM-275A, KM-276, KM-276L, KM-277, KM-278, KM-279, KM-280, KM-2761, KM-2761L, KM-2771, KM-2781, KM-2791, KM-2801, KM-276A, KM-276AL, KM-277A, KM-278A, KM-279A, KM-280A, KM-200P, KM-201P, KM-202P, KM-203P, KM-204P, KM-205P, KM-206P, KM-207P, KM-411, KM-412, KM-413, KM-421, KM-422, KM-423, KM-320, KM-321, KM-322, KM-323, KM-324, KM-325, KM-326, KM-400G1, KM-401G1, KM-402G1, KM-403G1, KM-404G1, KM-405G1, KM-406G1, KM-407G1 | Klasa IIa | Maske anestezie | Tjeter
, Anesthesia Face Mask,Endoscope Face Mask for gastroscope with strape,hole dia 8.5mm of endoscopy
Cap-Large#6Large, Anesthesia Face Mask,Endoscope Face Mask for gastroscope with strape,hole dia 8.5mm of endoscopy
Cap-Medium#5 Medium, Anesthesia Face Mask,Endoscope Face Mask for gastroscope with strape,hole dia 8.5mm of endoscopy
Cap-Small #4 Small , Anesthesia Face Mask,Endoscope Face Mask for gastroscope with strape,hole dia 8.5mm of endoscopy Cap-Child#3Child, Anesthesia Face Mask,Endoscope Face Mask for gastroscope with strape,hole dia 8.5mm of endoscopy
Cap-Infant #2 infant, Anesthesia Face Mask,Endoscope Face Mask for gastroscope with strape,hole dia 8.5mm of endoscopy Cap-Neonate#1, Anesthesia Face Mask,Endoscope Face Mask for gastroscope with strape,hole dia 8.5mm of endoscopy
Cap-Neonate#1Neonate
16940 | YANKAUER CANNULA WITH BULB AND SUCTION TUBE / ASPIJET SET | MONTAL | 2024-07-18T00:00:00.000+02:00 | SVAS BIOSANA S.p.A. Via Perillo, 34 - 80047 S, GIUSEPPE VESUVIANO (NA) - ITALY | 1SVASC116120 | Klasa IIa | Kanjulë e ngurtë gati për përdorim për thithjen e lëngjeve në fushën kirurgjikale. Dorezë anatomike kundër rrëshqitjes për kapje të rehatshme. Transparente për të kontrolluar rrjedhën e lëngut thithës. | Pajisje nje perdorimeshe
16941 | HOSPYNEB professional | MONTAL | 2024-07-18T00:00:00.000+02:00 | 3A HEALTH CARE S.r.l. Via Marziale Cerutti, 90F/G, 25017 Lonato del Garda (BS) Italy | AP701A | Klasa IIa | Nebulizator me kompresor me piston per perdorim profesional dhe shtepijak, per kryerjen e terapise me aerosol. | Instrumenta shumeperdorimeshe
16942 | ANTIGENOS BACTERIANOS / BACTERIAL ANTIGENS - KIT 4x100 Tests, ANTIGENOS BACTERIANOS / BACTERIAL ANTIGENS - KIT 6x100 Tests, ANTIGENOS BACTERIANOS / BACTERIAL ANTIGENS - KIT 8x100 Tests, ASO LATEX Slide agglutination. 200 Tests, ASO LATEX Slide agglutination 50 Test, ASO LATEX Slide agglutination 100 Tests, ASO LATEX Slide agglutination. Reagent, ASO LATEX. Slide agglutination. Control (+), ROSA DE BENGALA / ROSE BENGAL. Slide agglutination. 50 Tests., BRUCELLA ABORTUS. Slide agglutination. 100 Tests, BRUCELLA ABORTUS. Slide agglutination. 1x50 mL., BRUCELLA MELITENSIS. Slide agglutination. 100 Tests, CONTROL NEGATIVO POLIVANENTE/POLYVALENT NEGATIVE CONTROL, CONTROL POSITIVO POLIVANENTE/POLYVALENT POSITIVE CONTROL, FR LATEX / RF LATEX Slide agglutination 200 Test, FR LATEX / RF LATEX Slide agglutination 50 Tests, FR LATEX / RF LATEX Slide agglutination 100 Tests, FR LATEX / RF LATEX Slide agglutination. Reagent, FR LATEX / RF LATEX Slide agglutination. Control (+), hCG -LATEX. Slide agglutination 50 Tests, hCG -LATEX. Slide agglutination 100 Tests, MI LATEX / IM LATEX. Slide agglutination 20 Tests, MI LATEX / IM LATEX. Slide agglutination 50 Tests, PCR LATEX /CRP LATEX Slide agglutination 200 Tests, PCR LATEX /CRP LATEX Slide agglutination 50 Tests, PCR LATEX /CRP LATEX Slide agglutination 100 Tests, PCR LATEX /CRP LATEX Slide agglutination. Reagent, PCR LATEX /CRP LATEX Slide agglutination. Control (+), PROTEUS OX19. 100 Tests, PROTEUS OX19.1x50 mL., PROTEUS OX2 .1x50 mL., PROTEUS OX2. 100 Tests, PROTEUS OXK . 100 Tests, PROTEUS OXK.1x50 mL., RPR CARBON. Slide agglutination 150 Tests, RPR CARBON. Slide agglutination 500 Tests, RPR CARBON. Slide agglutination 2500 Tests, RPR CARBON. Slide agglutination. Control (+), RPR CARBON. Slide agglutination. Reagent, SALMONELLA PARATYPHI AH. 100 Tests, SALMONELLA PARATYPHI AH. 1x50 mL., SALMONELLA PARATYPHI AO. 100 Tests, SALMONELLA PARATYPHI AO. 1x50 mL., SALMONELLA PARATYPHI BH . 100 Tests, SALMONELLA PARATYPHI BH. 1x50 mL., SALMONELLA PARATYPHI BO . 100 Tests, SALMONELLA PARATYPHI BO. 1x50 mL., SALMONELLA PARATYPHI CH . 100 Tests, SALMONELLA PARATYPHI CH. 1x50 mL., SALMONELLA PARATYPHI CO. 100 Tests, SALMONELLA PARATYPHI CO. 1x50 mL., SALMONELLA TYPHI H. 100 Tests, SALMONELLA TYPHI H. 1x50 mL., SALMONELLA TYPHI O . 100 Tests, SALMONELLA TYPHI O. 1x50 mL., TPHA 100 Tests, VDRL ESTABILIZADO / STABILIZED VRDL. Slide agglutination 1500 Tests, VDRL ESTABILIZADO / STABILIZED VRDL. Slide agglutination 250 Tests, FR WAALER ROSE / RF WAALER ROSE. Slide agglutination 50 Tests, FR WAALER ROSE / RF WAALER ROSE. Slide agglutination 100 Tests, ANTIGENOS BACTERIANOS / BACTERIAL ANTIGENS - KIT 3x100 Tests, ANTIGENOS BACTERIANOS / BACTERIAL ANTIGENS - 4x100 Tests, ANTIGENOS BACTERIANOS / BACTERIAL ANTIGENS - 8x100 Tests, ANTIGENOS BACTERIANOS / BACTERIAL ANTIGENS, ANTIGENOS BACTERIANOS / BACTERIAL ANTIGENS - 6x100 Tests, hCG LATEX. Slide agglutination. Reagent only. 1x5 mL (100T), RPR CARBON, RUBAGEN 100 TEST, TOXO LATEX. Slide agglutination. 100 Tests | GENIUS SHPK | 2024-07-18T00:00:00.000+02:00 | SPINREACT S.A.U. - CARRETERA SANTA COLOMA, 7 17176 ST. ESTEVE DE BAS, (Girona) SPAIN | 1205006, 1205010, 1205008, 1200105, 1200101, 1200102, 23103, 23107, 1200901, 1205091, 1205092, 1205097, 1205211, 1205201, 1200205, 1200201, 1200202, 23123, 23124, 1200601, 1200602, 1200800, 1200801, 1200305, 1200301, 1200302, 23113, 23114, 1205111, 1205112, 1205102, 1205101, 1205121, 1205122, 1200401, 1200402, 23132, 23133, 1205011, 1205012, 1205021, 1205022, 1205031, 1205032, 1205041, 1205042, 1205051, 1205052, 1205061, 1205062, 1205071, 1205072, 1205081, 1205082, 1200408, 1200405, 1200406, 1200501, 1200502, 1205004-A, 1205006-A, 1205006-AA, 1205006-B, 1205006-C, 1205006-D, 1205006-E, 1205006-F, 1205006-G, 1205006-H, 1205006-I, 1205006-J, 1205006-K, 1205006-L, 1205006-M, 1205006-N, 1205006-O, 1205006-P, 1205006-Q, 1205006-R, 1205006-S, 1205006-T, 1205006-U, 1205006-V, 1205006-W, 1205006-X, 1205006-Y, 1205006-Z, 1205008-A, 1205008-B, 1205008-C, 1205008-D, 1205008-D1, 1205008-E, 1205008-F, 1205010-A, 1205010-B, 1205010-B1, 1205010C, 1205010-C, 1205010-D, 1205010-E, 23153, 1200411, 1202001, 1201002 | In vitro | Reagent diagnostifikues in vitro qe sherben per identifikimin dhe monitorimin e infeksioneve bakteriale. , Reagent diagnostifikues in vitro qe sherben per diagnostikimin dhe monitorimin e infeksioneve bakteriale. , Reagent diagnostifikues in vitro qe sherben per te zbuluar nivelet e ASO ne gjak. , Reagent diagnostifikues in vitro qe sherben per te zbuluar dhe identifikuar bakteret qe shkaktojne infeksione ne sy (gjithashtu te njohura si kerpudha ose mikroorganizma patogjene te tilla si bakteret). , Reagent diagnostifikues in vitro qe sherben per te zbuluar antitrupat qe jane te pranishem ne gjak te pacienteve qe jane infektuar me bakterien Brucella abortus. , Reagent diagnostifikues in vitro qe sherben per te vleresuar dhe monitoruar performancen e testimeve dhe analizave mjekesore. , Reagent diagnostifikues in vitro qe sherben per te vleresuar se sa mire funksionojne testet mjekesore per te identifikuar dhe vleresuar substancat specifike, si antitrupa, antigjene, enzima, dhe substancat e tjera qe jane objekt i testit., Reagent diagnostifikues in vitro qe sherben per te zbuluar dhe vleresuar nivelet e faktorit reumatoid (RF) ne gjak. , Reagent diagnostifikues in vitro qe sherben per te zbuluar nivelet e hormonit te luteinizuar (hCG) ne gjak ose urine. , Reagent diagnostifikues in vitro qe sherben per te zbuluar antitrupat specifike ndaj bakteries Mycoplasma pneumoniae ne gjak ose ne lengjet e tjera trupore. , Reagent diagnostifikues in vitro qe sherben per te zbuluar nivelet e proteines C-reaktive (CRP) ne gjak., Reagent diagnostifikues in vitro qe sherben per te identifikuar antitrupat e specifikes Proteus OX19 ne gjak ose serume te pacientit. , Reagent diagnostifikues in vitro qe sherben per te identifikuar antitrupat e specifikes RPR ne plazmen e gjakut te pacientit. , Reagent diagnostifikues in vitro qe sherben per te identifikuar antitrupat specifike ndaj bakterise Salmonella Paratyphi AH ne gjakun ose ne lengjet e tjera trupore te pacientit. , Reagent diagnostifikues in vitro qe sherben per te identifikuar antitrupat specifike ndaj bakterise Salmonella Typhi H ne gjakun ose ne lengjet e tjera trupore te pacientit. , Reagent diagnostifikues in vitro qe sherben per te zbuluar antitrupat specifike ndaj bakterise Treponema pallidum, e cila eshte shkaktari i sifilizit (semundje venerike e shkaktuar nga bakteria siperfaqesore Treponema pallidum). , Reagent diagnostifikues in vitro qe sherben per te zbuluar antitrupat specifike qe reagojne me komponentet e bakterise Treponema pallidum, e cila shkakton sifilizin. , Reagent diagnostifikues in vitro qe sherben per te zbuluar antitrupat e faktorit reumatoid (RF) ne gjakun ose ne lengun sinovial te pacientit. , Reagent diagnostifikues in vitro qe sherben per te identifikuar antigjena specifike te baktereve ne nje mostre biologjike te pacientit. , Reagent diagnostifikues in vitro qe sherben per te zbuluar nivelin e hormonit te lekures se gazit (hCG) ne gjakun ose urinen e nje personi. , Reagent diagnostifikues in vitro qe sherben per te zbuluar antitrupat e faktorit reumatoid ne gjak. , Reagent diagnostifikues in vitro qe sherben per te zbuluar virusin e Rubelles ., Reagent diagnostifikues in vitro qe sherben per te zbuluar antitrupat e ndryshem te prodhuar kunder Toxoplasma gondii, nje parazit qe shkakton infeksionin e quajtur toxoplasmose. | Pajisje te diagnostifikimit in vitro
16943 | COLINESTERASA BI /CHOLINESTERASE BI, COLINESTERASA DIBUCAINA / CHOLINESTERASE DIBUCAINE, COLINESTERASA -LQ / CHOLINESTERASE -LQ, CONTROL ACIDOS BILIARES TOTALES /TOTAL BILE ACIDS CONTROL, CONTROL ADENOSINA DEAMINASA / ADENOSINE DEAMINASE CONTROL, CONTROL AMONIA ETANOL / AMONIA ETHANOL CONTROL, CONTROL CK-NAC / CK-MB, CONTROL ENZIMA CONVERTIDORA ANGIOTENSINA / ANGIOTENSIN | GENIUS SHPK | 2024-07-18T00:00:00.000+02:00 | SPINREACT S.A.U. - CARRETERA SANTA COLOMA, 7 17176 ST. ESTEVE DE BAS, (Girona) SPAIN | 1001102, 1001101, 41210, 1002292, 1002232, 1002240, 1002260, 1002262, 1002227, 1002520, 1002281, 1002480, 1002451, 1001110, 1001111, 1001112, 1001113, MD1001111, MI1001111, MX1001111, SP1001111, TB1001111, TK1001111, 1001115, 1001117, MD1001117, MI1001117, MX1001117, SP1001117, TB1001117, TK1001117, 1001430, MX1001430, 41205, 1001121, 1001122, 1001125, 41245, 41246, MX41245, TB41233, 1001130, 1001131, 1001132, 41240, 41242, 41243, MD41233, MI41233, MX41233, SP41233, TK41233, 1001140, 1001150, 1001155, 1001156, MD1001155, MI1001155, MX1001155, SP1001155, TB1001155, TK1001155, 1001158, 1001420, 1001185, 1001186, 1001187, 41290, 41292, 41293, MD41288, MI41288, MX41288, SP41288, TB41288, TK41288, 1001200, 1001201, 41010, 41011, 41012, 41013, MD41011, MI41011, MX41011, SP41011, TB41011, TK41011, 1001190, 1001191, 1001192, 1001160, 1001161, 1001162, 41270, 41272, 41273, MD41264, MI41264, MX41264, SP41264, TK41264, MI41274, SP41274, TB41264, 1001170, 1001171, 1001172, 41280, 41282, 41283, MD41274, MX41274, TB41274, TK41274, 1001221, TB1001096, 1001096, 1001097, 1001098, 1001099, MD1001096, MI1001096, MX1001096, SP1001096, SP1001097, TK1001096, 1001095, 1001230, 1001231, 1001230S, 1001247, MI1001247, MX1001247, MD1001247, SP1001247, TB1001247, TK1001247, 41057, 1001330, 1001260, 1001261, 41214, 41220, 41222, 41223, MD41214, MI41214, MX41214, SP41214, TB41214, TK41214, 41023, MD41023, MI41023, MX41023, SP41023, SP41024, TB41023, TK41023, 41024, 1001274, 1001275, MD1001275, MI1001275, MX1001275, SP1001274, SP1001275, TB1001275, TK1001275, MD1001276, MI1001276, MX1001276, SP1001276, TK1001276, 1001270, 1001285, 1001286, MD1001285, MI1001285, MX1001285, SP1001285, TB1001285, TK1001285, 1001397, 1001390, 1001290, 1001291, 1001292, MD1001291, MI1001291, MX1001291, SP1001291, TB1001291, TK1001291, 1001024, 1001025, MD1001025, MI1001025, MX1001025, SP1001025, TB1001025, TK1001025, 1001387, 1001380, 1002015, 1002025, 1002011, 1002012, 1002013, 1002120, 1002121, 1002210, 1002211, 1001310, 1001311, 1001312, 1001313, 1001314, 41032F, 41030, 41031, 41032, 41033, 41034, MD41031, MI41031, MX41031, SP41031, TB41031, TK41031, 1001323, 1001325, 1001326, 1001329, 1001331, 41040, 41041, 41042, 41043, MD41041, MI41041, MI41042, MX41041, SP41041, TB41041, TK41041, 1001332, 1001333, 1001350, MD1001350, 1002430, 1001021, 1002220, 1002222, 1001075, 1001044G, 1002340, 1002310, 1001361, 1002320, TK41255, TB41254, TK41251, 1002332, 1002330, 44124, 1002400, 43100 E, TK1001097, 1002420, 1001247E, 1002360, 1002460, 1001250, 1001276, 1001277, 1002490, 1002375, 1001280, 1002350, 1001154, 1002600, 1002010, 1002100, 1002200, 1002370, 1002440, 41031F, 1002380, 1002450, 1002390, 1002300, 1001360, MD1001360, MI1001360, MX1001360, SP1001360, TB1001360, TK1001360, 1001080, 1001090, 1001091, 1001092, 1001093, 41035, 41019, 41020, 41021, 41022, MD41021, MI41021, MX41021, SP41021, TB41021, TK41021, 1001100, MI41210, TK41210, 1002335, 1001010, 1001011, 1001012, 1001013, 41000, 41001, 41002, 41003, MD41001, MI41001, MX41001, SP41001, TB41001, TK41001, 1001030, 1001070, 1001020, 1001022, 1001023, MD1001020, MI1001020, MX1001020, SP1001020, TB1001020, TK1001020, 41201, 41202, MD41201, MI41201, MX41201, SP41201, TB41201, TK41201, TK41202, 1001410, 1001043, MD1001043, MI1001043, SP1001043, TK1001043, 1001047, MD1001047, MI1001047, MX1001047, SP1001047, TB1001047, TK1001047, 1001044, SP1001044, 1001041, MD1001042, SP1001042, MI1001042, 1001042, TK1001042, 1001046, MD1001046, MI1001046, MX1001046, SP1001046, TB1001046, TK1001046, 1001065, MD1001065, MI1001065, MX1001065, SP1001065, TB1001065, TK1001065, 1001060, 1001061, 1001062, SP1001061, 1002290, 1002230, 1002250, 1002225, 33903, 1001232, 1002276, 1001241, 1001054, 1001055, 41254, MD41254, MI41254, MX41254, SP41254, TK41254, 1001050, 41250, MD41250, MI41250, MX41250, SP41250, TB41250, TK41250 | In vitro | Reagent diagnostifikues in vitro qe sherben per monitorimin e shendetit te punetoreve te ekspozuar ndaj substancave te rrezikshme kimike dhe per vleresimin e funksionimit te sistemit nervor tek pacientet me semundje te caktuara. , Reagent diagnostifikues in vitro qe sherben per vleresimin e funksionimit te sistemit nervor dhe per monitorimin e ekspozimit ndaj substancave toksike. , Reagent diagnostifikues in vitro qe sherben per te vleresuar aktivitetin e kesaj enzime ne gjak, por ne nivele te uleta (LQ - Limit of Quantification), Reagent diagnostifikues in vitro qe sherben per te siguruar qe procedurat dhe pajisjet e perdorura per te testuar acidet biliare totale jane te sakte dhe te besueshme., Reagent diagnostifikues in vitro qe sherben per te siguruar qe procedurat dhe pajisjet e perdorura per te testuar aktivitetin e adenozines deaminaze jane te sakte dhe te besueshme. , Reagent diagnostifikues in vitro qe sherben per te siguruar qe procedurat dhe pajisjet e perdorura per te testuar nivelet e amoniakut ne gjak me perdorimin e nje metodologjie qe perfshin edhe etanolin jane te sakte dhe te besueshme. , Reagent diagnostifikues in vitro qe sherben per te vleresuar dhe monitoruar saktesine dhe performancen e pajisjeve dhe procedurave laboratorike per te testuar aktivitetin e enzimes CK-MB (Creatine Kinase-MB), e cila eshte nje indikator i rendesishem i demtimit te muskujve te zemres., Kontroll diagnostifikues in vitro qe sherben per te vleresuar dhe monitoruar saktesine dhe performancen e pajisjeve dhe procedurave laboratorike per te testuar aktivitetin e enzimes konvertuese te angiotensines (ACE), e cila eshte e rendesishme per kontrollin e presionit te gjakut dhe funksionimin e sistemit kardiovaskular., Kontroll diagnostifikues in vitro qe sherben per te vleresuar dhe monitoruar saktesine dhe performancen e pajisjeve dhe procedurave laboratorike per te testuar aktivitetin e enzimes G-6-PDH, e cila eshte e rendesishme per metabolizmin e glukozes dhe funksionimin e sistemit e te kuqes se gjakut., Kontroll diagnostifikues in vitro qe sherben per te vleresuar dhe monitoruar saktesine dhe performancen e pajisjeve dhe procedurave laboratorike per te testuar nivelet e homocisteines ne gjak., Kontroll diagnostifikues in vitro qe sherben per te vleresuar dhe monitoruar saktesine dhe performancen e pajisjeve dhe procedurave laboratorike per te testuar nivelet e lendeve lipidike ne gjak. , Kontroll diagnostifikues in vitro qe sherben per te vleresuar dhe monitoruar saktesine dhe performancen e pajisjeve dhe procedurave laboratorike per te testuar nivelet e proteineve totale ne urine dhe likuidin cerebrospinal (LCR). , Reagent diagnostifikues in vitro qe sherben per vleresimin e funksionit te veshkave dhe per monitorimin e semundjeve te tyre. , Reagent diagnostifikues in vitro qe sherben per te vleresuar dhe monitoruar nivelet e creatinines ne gjak. , Reagent diagnostifikues in vitro qe sherben per te vleresuar nivelet e dioxidit te karbonit (CO2) ne gjak. , Reagent diagnostifikues in vitro qe sherben per te vleresuar aktivitetin e enzimes se konvertimit te angiotensines (ACE) ne trup. , Reagent diagnostifikues in vitro qe sherben per te vleresuar nivelet e enzimes fosfatazes acide ne gjak. , Reagent diagnostifikues in vitro qe sherben per te vleresuar nivelet e enzimes fosfatazes acide ne gjak, sidomos ne kontekstin e vleresimit te shendetit te prostates., Reagent diagnostifikues in vitro qe sherben per te vleresuar nivelet e enzimes fosfatazes alkaline ne gjak, te cilat jane te rendesishme per vleresimin e shendetit te melçise, veshkave dhe foshnjeve., Reagent diagnostifikues in vitro qe sherben per te vleresuar nivelet e enzimes fosfatazes alkaline ne gjak. , Reagent diagnostifikues in vitro qe sherben per te vleresuar nivelet e enzimes fosfatazes alkaline ne gjak, Reagent diagnostifikues in vitro qe sherben per vleresimin e shendetit te melçise, sistemit nervor dhe per monitorimin e terapive te caktuara. , Reagent diagnostifikues in vitro qe sherben per vleresimin e niveleve te fosforit ne trup dhe per identifikimin e problematikave te mundshme shendetesore qe lidhen me mungesen ose tepert e kesaj lende, Reagent diagnostifikues in vitro qe sherben per vleresimin e niveleve te fosforit ne gjak dhe per identifikimin e problematikave te mundshme shendetesore qe lidhen me kete element kimik. , Reagent diagnostifikues in vitro qe sherben per monitorimin e kontrollit te sheqerit ne gjak ne pacientet me diabet dhe per vleresimin e rrezikut te komplikimeve te mundshme te lidhura me nivelet e larta te fructosamines. , Reagent diagnostifikues in vitro qe sherben per te vleresuar funksionimin e G-6-PDH dhe per te identifikuar problemet ose defektet e mundshme gjenetike qe mund te ndikojne ne rrjedhen e saj metabolike. Interpretimi i rezultateve te ketyre analizave duhet te behet nga profesionistet mjekesore , Reagent diagnostifikues in vitro qe sherben per vleresimin e funksionimit te melçise, fshikezes biliare dhe organeve te tjera te rendesishme te trupit., Reagent diagnostifikues in vitro qe sherben per te vleresuar nivelet e enzimes gama-glutamiltransferazes (gamma-glutamyltransferase) ne nje sasi te ulet ne gjak, Reagent diagnostifikues in vitro qe sherben per te vleresuar shendetin e pergjithshem te pacienteve dhe per te identifikuar çdo problem te mundshem me nivelet e sheqerit ne gjak., Reagent diagnostifikues in vitro qe sherben per te interpretuar rezultatet e analizes per Glukoze -LQ ne kontekstin e pergjithshem te shendetit te pacientit dhe te gjitha faktoret e tjere qe mund te ndikojne ne nivelet e sheqerit ne gjak. , Reagent diagnostifikues in vitro qe sherben per te vleresuar shendetin e pergjithshem dhe per te identifikuar çdo problem te mundshem me nivelet e glukozes ne gjak. , Reagent diagnostifikues in vitro qe sherben per te bere nje interpretim te sakte te niveleve te GOT/AST ne gjak, , Reagent diagnostifikues in vitro qe sherben per te vleresuar nivelet e te dy enzimave ne gjak ne nje sasi te ulet. , Reagent diagnostifikues in vitro qe sherben per te vleresuar shendetin e melçise dhe te pergjithshem te sistemit te ngarkuar me melçi. , Reagent diagnostifikues in vitro qe sherben per te kuptuar ne menyre te plote interpretimin e niveleve te GPT/ALT - LQ dhe per te marre udhezime te sakta lidhur me trajtimin dhe monitorimin e shendetit te melçise, Reagent diagnostifikues in vitro qe sherben per te kuptuar ne menyre te plote interpretimin e niveleve te HBDH dhe per te marre udhezime te sakta lidhur me trajtimin dhe monitorimin e shendetit te melçise, muskujve ose zemres, Reagent diagnostifikues in vitro qe sherben per te kuptuar me mire rezultatet e analizes se HDL kolesterolit D dhe per te marre udhezime te sakta lidhur me trajtimin dhe monitorimin e nivelit te kolesterolit dhe rrezikut te semundjeve te zemres, Reagent diagnostifikues in vitro qe sherben per te kuptuar ne menyre te plote rezultatet e analizes se HDL kolesterolit -P dhe per te marre udhezime te sakta lidhur me trajtimin dhe monitorimin e nivelit te kolesterolit dhe rrezikut te semundjeve te zemres, Reagent diagnostifikues in vitro qe sherben per te kuptuar me mire rezultatet e analizes se hemoglobines dhe per te marre udhezime te sakta lidhur me trajtimin dhe monitorimin e nivelit te hemoglobines dhe gjendjes se pergjithshme te shendetit, Reagent diagnostifikues in vitro qe sherben per te kuptuar me mire rezultatet e analizes se Hierro Ferrozine dhe per te marre udhezime te sakta lidhur me trajtimin dhe monitorimin e nivelit te hekurit ne trup, Reagent diagnostifikues in vitro qe sherben per te kuptuar me mire rezultatet e analizes se homocisteines dhe per te marre udhezime te sakta lidhur me trajtimin dhe monitorimin e niveleve te ketij aminoacidi, Reagent diagnostifikues in vitro qe sherben per te kuptuar me mire rezultatet e analizes se lactatit dhe per te marre udhezime te sakta lidhur me trajtimin dhe monitorimin e niveleve te lactatit ne trup, Reagent diagnostifikues in vitro qe sherben per te kuptuar me mire rezultatet e analizes se LDH dhe per te marre udhezime te sakta lidhur me interpretimin dhe trajtimin e niveleve te LDH ne trup, Reagent diagnostifikues in vitro qe sherben per nivelet e laktatdehidrogenazes (LDH) ne gjak, me "LQ" qe mund te tregoje nje version te kufizuar te testit., Reagent diagnostifikues in vitro qe sherben per percaktimin e niveleve te kolesterolit LDL ne gjak. , Reagent diagnostifikues in vitro qe sherben per te vleresuar shendetin e pankreasit dhe te traktit gastrointestinal, dhe mund te perdoret per te ndihmuar ne diagnozen dhe monitorimin e semundjeve te pankreasit, Reagent diagnostifikues in vitro qe sherben per te vleresuar nivelet e lipazes ne gjak dhe eshte perdorur ne praktiken mjekesore per diagnostikimin dhe monitorimin e semundjeve te pankreasit dhe te traktit gastrointestinal., Reagent diagnostifikues in vitro qe sherben per te vleresuar shendetin e zemres dhe te eneve te gjakut, pasi nivelet e lipidove te larta ne gjak mund te jene nje faktor rreziku per semundjet kardiovaskulare. , Reagent diagnostifikues in vitro qe sherben per te vleresuar nivelet e magnezit , Reagent diagnostifikues in vitro qe sherben per te vleresuar nivelet e potasit ne gjak. , Reagent diagnostifikues in vitro qe sherben per te vleresuar sasine e pergjithshme te proteinave ne gjak., Reagent diagnostifikues in vitro qe sherben per te vleresuar sasine e pergjithshme te proteinave ne urine dhe ne lengun cerebrospinal (LCR), i cili eshte nje leng i cili rrethon trurin dhe melçine. , Reagent diagnostifikues in vitro qe sherben per te vleresuar nivelet e sodit (Na+) ne gjak., Reagent diagnostifikues in vitro qe sherben per te identifikuar dhe analizuar mutacione gjenetike te caktuara ne materiale biologjike, siç jane ADN-ja dhe ARN-ja. , , Reagent diagnostifikues in vitro qe sherben per te vleresuar nivelin e triglicérideve ne gjak. , Reagent diagnostifikues in vitro qe sherben per te vleresuar nivelin e triglicérideve ne gjak ne nje nivel te ulet. , Reagent diagnostifikues in vitro qe sherben per te vleresuar funksionimin e veshkave dhe statusin e metabolizmit te proteinave ne organizem. , Reagent diagnostifikues in vitro qe sherben per te vleresuar funksionimin e veshkave dhe per te monitoruar ndonje gjendje ose semundje qe mund te influencoje nivelin e urees ne gjak. , Reagent diagnostifikues in vitro qe sherben per te vleresuar nivelet e urees ne gjak ne menyre te sakte dhe precize. . , Reagent diagnostifikues in vitro qe sherben per te vleresuar nivelet e urees ne gjak duke perdorur metoden e spektrofotometrise ultravjollce (UV)., Reagent diagnostifikues in vitro qe sherben per te vleresuar nivelet e zinkut ne gjak ose ne lengje te tjera trupore. , Reagent diagnostifikues in vitro qe sherben per te vleresuar nivelet e albumines ne gjak dhe mund te perdoret per qellime te ndryshme, Katalizator diagnostifikues in vitro qe sherben per te vleresuar nivelet e kesaj enzime ne gjak. , Kontroll diagnostifikues in vitro qe sherben per te vleresuar nivelet e kesaj enzime ne gjak. , Reagent diagnostifikues in vitro qe sherben per te vleresuar nivelet e kesaj enzime ne gjak. , Reagent diagnostifikues in vitro qe sherben per te vleresuar nivelet e bilirubines ne gjak., Reagent diagnostifikues in vitro qe sherben per te vleresuar nivelet e kalciumit ne gjak., Reagent diagnostifikues in vitro qe sherben per te vleresuar nivelet e CO2 ne gjak., Reagent diagnostifikues in vitro qe sherben per te kalibruar pajisjet dhe per te siguruar nje reference te njohur per nivelet e kloridit ne lengjet biologjike. Kloridi eshte nje elektrolit qe gjendet ne gjak, urine, dhe lengjet e tjera te trupit, dhe ka nje rol te re, Reagent diagnostifikues in vitro qe sherben per kalibrimin e pajisjeve analitike dhe per sigurimin e nje standardi te njohur per nivelet e kolesterolit ne lengjet biologjike. , Reagent diagnostifikues in vitro qe sherben per te detektuar dhe vleresuar nivelin e enzimes kreatin kinaze-miokardit (CK-MB) ne gjak. , Reagent diagnostifikues in vitro qe sherben per te matur nivelin e enzimes kreatin kinazes (CK) ne gjak duke perdorur nje teknike kinetike te bazuara ne spektrat ultravjollce (UV). , Reagent diagnostifikues in vitro qe sherben per vleresimin e funksionit te veshkave dhe ne monitorimin e pacienteve me semundje te ndryshme, perfshire ato te sistemit urinar dhe metabolik., Reagent diagnostifikues in vitro qe sherben per te diluar mostren e gjakut apo te lengjeve te tjera biologjike ne laborator per qellime analitike., Reagent diagnostifikues in vitro qe sherben per te kalibruar ose testuar pajisjet dhe metodat e analizes se niveleve te glukozes ne gjak., Reagent diagnostifikues in vitro qe sherben per te vleresuar nivelin e mesatar te sheqerit ne gjak ne nje periudhe te caktuar kohore, zakonisht 2-3 muaj., Reagent diagnostifikues in vitro qe sherben per te matur nivelin e kolesterolit te densitetit te larte ne gjak. , Reagent diagnostifikues in vitro qe sherben per te vleresuar nivelin e kolesterolit te densitetit te larte ne gjak duke perdorur nje metode te precipitimit. , Reagent diagnostifikues in vitro qe sherben per te percaktuar nivelin e hekurit ne gjak. , Reagent diagnostifikues in vitro qe sherben per te kalibruar dhe vleresuar pajisjet laboratorike per te matur nivelin e laktatit ne gjak., Reagent diagnostifikues in vitro qe sherben per te vleresuar aktivitetin e enzimes fosfataze alkaline ne qelizat e bardha te gjakut (leukocitet)., Reagent diagnostifikues in vitro qe sherben per te matur nivelin e kolesterolit te lipoproteines se dendur te ulet ne gjak ne nje menyre direkte. , Reagent diagnostifikues in vitro qe sherben per te vleresuar nivelin e enzimit lipaze ne gjak. , Kalibrator diagnostifikues in vitro qe sherben per te vleresuar nivelin e enzimit lipaze ne gjak. , Reagent diagnostifikues in vitro qe sherben per te kalibruar ose kontrolluar analizat e niveleve te magnezit ne gjak., Reagent diagnostifikues in vitro qe sherben per te kalibruar ose kontrolluar analizat e niveleve te fosforit ne gjak. , Reagent diagnostifikues in vitro qe sherben per te vleresuar dhe monitoruar cilesine e rezultateve te analizave te bera ne laboratorin mjekesor., Reagent diagnostifikues in vitro qe sherben per kalibrimin e pajisjeve te analizes mjekesore ne laboratoret mjekesore, Reagent diagnostifikues in vitro qe sherben per kalibrimin dhe vleresimin e pajisjeve te analizes mjekesore qe matin nivelet e lipideve ne gjak. , Reagent diagnostifikues in vitro qe sherben per kalibrimin dhe vleresimin e pajisjeve te analizes mjekesore qe matin nivelet e proteinave ne gjak. , Reagent diagnostifikues in vitro qe sherben per te vleresuar nivelet e triglicerideve ne gjak ne forma te larta perkatesisht te uleta. , Reagent diagnostifikues in vitro qe sherben per te kalibruar ose verifikuar analizat e nivelit te proteineve totale ne urine (U) dhe likuidin cerebrospinal (CSF). , Reagent diagnostifikues in vitro qe sherben per te kalibruar ose verifikuar analizat e niveleve te urees ne gjak. , Reagent diagnostifikues in vitro qe sherben per te kalibruar ose verifikuar analizat e niveleve te acidit urik ne gjak. , Reagent diagnostifikues in vitro qe sherben per te vleresuar nivelet e kloridit ne gjak ose ne urine., Reagent diagnostifikues in vitro qe sherben per te vleresuar nivelet e bakrit ne gjak ose ne urine. , Reagent diagnostifikues in vitro qe sherben per te vleresuar nivelet e kolesterolit ne gjak., Reagent diagnostifikues in vitro qe sherben per vleresimin e rrezikut te semundjeve kardiovaskulare dhe per monitorimin e efikasitetit te trajtimit te pacienteve me probleme te lidhura me nivelin e kolesterolit. , Reagent diagnostifikues in vitro qe sherben per te vleresuar nivelet e kolesterolit ne gjak, Reagent diagnostifikues in vitro qe sherben per te vleresuar aktivitetin e enzimes cholinesterase ne gjak., Katalizator diagnostifikues in vitro qe sherben per standardizim te rezultateve te testimeve te fructosamines dhe per te vleresuar performancen e pajisjeve dhe pajisjeve laboratorike qe perdoren per kete qellim. , Reagent diagnostifikues in vitro qe sherben per te vleresuar shendetin e pergjithshem te pacientit, sidomos ne lidhje me gjendjet metabolike dhe semundjet qe jane te lidhura me nivelet e larta te acidit urik ne trup. , Reagent diagnostifikues in vitro qe sherben per te vleresuar shendetin e pergjithshem te pacienteve, per te monitoruar trajtimin e tyre, dhe per te identifikuar rrezikun e komplikimeve te mundshme shendetesore. , Reagent diagnostifikues in vitro qe sherben per te vleresuar nivelet e acideve biliare ne gjak., Reagent diagnostifikues in vitro qe sherben per te monitoruar efikasitetin e trajtimit dhe per te vleresuar progresin e semundjeve qe ndikojne ne nivelet e kesaj enzime ne trup. , Reagent diagnostifikues in vitro qe sherben per te vleresuar nivelet e albumines ne gjak. , Reagent diagnostifikues in vitro qe sherben per te vleresuar nivelet e amilazes ne gjak ne nje game te ulet (LQ - Low Quantity). , Reagent diagnostifikues in vitro qe sherben per te vleresuar nivelet e amoniakut ne gjak. , Reagent diagnostifikues in vitro qe sherben per vleresimin e funksionimit te melçise dhe te traktit gastrointestinal ne pergjithesi., Reagent diagnostifikues in vitro qe sherben per te vleresuar nivelet e bilirubines se drejtperdrejte ne gjak, duke perdorur DMSO (Dimethyl Sulfoxide) si nje lende e ndihmes ne procesin e testimit., Reagent diagnostifikues in vitro qe sherben per te vleresuar nivelet e bilirubines se drejtperdrejte ne gjak duke perdorur metoden DPD (Diazo Photometric Detection)., Reagent diagnostifikues in vitro qe sherben per te vleresuar nivelet e te dyja formave te bilirubines (e drejtperdrejte dhe e jashteperdrejte) ne gjak duke perdorur DMSO (Dimethyl Sulfoxide) si nje lende e ndihmes ne procesin e testimit. , Reagent diagnostifikues in vitro qe sherben per te vleresuar nivelet totale te bilirubines ne gjak duke perdorur DMSO (Dimethyl Sulfoxide) si nje lende e ndihmes ne procesin e testimit., Reagent diagnostifikues in vitro qe sherben per vleresimin e funksionimit te melçise dhe sistemit te zorreve ne pergjithesi., Reagent diagnostifikues in vitro qe sherben per te vleresuar nivelet e kalciumit ne gjak duke perdorur metoden e Arsenazo III. , Reagent diagnostifikues in vitro qe sherben per te vleresuar nivelet e kalciumit ne zgjidhje duke perdorur lendet kimike dhe substancat e tjera qe permbajne kalcium., Katalizator diagnostifikues in vitro qe sherben per te kalibruar pajisjet dhe per te monitoruar saktesine e rezultateve te analizave te acideve biliare totale. , Katalizator diagnostifikues in vitro qe sherben per te kalibruar pajisjet dhe siguruar saktesine e rezultateve te analizave te enzimes adenosina deaminaza (ADA) ne gjak. , Katalizator diagnostifikues in vitro qe sherben per te kalibruar pajisjet dhe siguruar saktesine e rezultateve te analizave te bilirubines totale ne gjak. , Katalizator diagnostifikues in vitro qe sherben per te kalibruar pajisjet dhe siguruar saktesine e rezultateve te analizave te enzimes konvertuese te angiotensines (ACE) ne gjak. , Katalizator diagnostifikues in vitro qe sherben per te kalibruar pajisjet dhe siguruar saktesine e rezultateve te analizave te kolesterolit te densitetit te larte (HDLc) dhe te densitetit te ulet (LDLc) ne gjak., Katalizator diagnostifikues in vitro qe sherben per te siguruar saktesine e rezultateve te analizave te hemoglobines ne gjak. , Katalizator diagnostifikues in vitro qe sherben per te kalibruar pajisjet dhe per te siguruar saktesine e rezultateve te analizave te homocisteines ne gjak., Reagent diagnostifikues in vitro qe sherben per vleresimin e statusit te hekurit ne trup dhe per identifikimin e ndryshimeve te mundshme te hekurit. , Reagent diagnostifikues in vitro qe sherben per vleresimin dhe monitorimin e shendetit te zemres se pacientit. , Reagent diagnostifikues in vitro qe sherben per vleresimin dhe monitorimin e shendetit te zemres se pacientit, veçanerisht ne rastet kur eshte e nevojshme te identifikohen demet e mundshme te muskujve te zemres ne nivele me te uleta sesa standarti i zakonshem i analizes per CK-MB. , Reagent diagnostifikues in vitro qe sherben per te vleresuar nivelet e enzimes CK (Kreatin Kinaza) ne gjak, duke perfshire format e ndryshme te saj si CK-MB dhe CK-MM. , Reagent diagnostifikues in vitro qe sherben per te vleresuar nivelet e enzimes CK (Kreatin Kinaze) ne gjak, duke perfshire format e ndryshme te saj si CK-MB dhe CK-MM, por me nje nivel te ulet te kufirit te zbulueshmerise se analizes. | Pajisje te diagnostifikimit in vitro
CONVERTING ENZYNE CONTROL, CONTROL G-6-PDH, CONTROL HOMOCISTEINA / HOMOCYSTEIN CONTROL, CONTROL LIPIDICO / LIPIDIC CONTROL, CONTROL PROTEÍNAS TOTALES EN ORINA Y LCR/TOTAL PROTEINS IN URINE
& CSF CONTROL, CREATININA -J / CREATININE -J, CREATININA -TR / CREATININE -TR, DIOXIDO DE CARBONO - LQ / CARBON DIOXIDE -LQ, ENZIMA CONVERTIDORA DE ANGIOTENSINA / ANGIOTENSIN CONVERTING
ENZYME, FOSFATASA ACIDA ACP / ACID PHOSPHATASE ACP, FOSFATASA ACIDA BirReactiva / ACID PHOSPHATASE - BireactivE, FOSFATASA ALCALINA -LQ / ALP -LQ IFCC, FOSFATASA ALCALINA / ALP, FOSFATASA ALCALINA -LQ / ALP -LQ, FOSFOLIPIDOS /PHOSPHOLIPIDS, FOSFORO -C / PHOSPHORUS-C, FOSFORO UV / PHOSPHORUS UV, FRUCTOSAMINA /FRUCTOSAMINE, G-6-PDH, g-GT, g-GT -LQ, GLUCOSA -HK / GLUCOSE -HK., GLUCOSA -LQ / GLUCOSE -LQ, GLUCOSA -TR / GLUCOSE -TR, GOT / AST, GOT / AST- LQ, GPT / ALT-LQ, GOT / AST-LQ, GPT / ALT, GPT / ALT - LQ, HBDH, HDL COLESTEROL D / HDL CHOLESTEROL D, HDL COLESTEROL -P / HDL CHOLESTEROL -P, HEMOGLOBINA / HAEMOGLOBIN, HIERRO FERROZINE / IRON FERROZINE, HOMOCISTEINA / HOMOCYSTEIN, LACTATO / LACTATE, LDH, LDH -LQ, LDL COLESTEROL D / LDL CHOLESTEROL D, LIPASA-LQ. DGGR/LIPASE-LQ. DGGR, LIPIDOS TOTALES / TOTAL LIPIDS, MAGNESIO XILIDIL / MAGNESIUM XYLIDYL, POTASIO -LQ/ POTASSIUM -LQ, POTASIO -p / POTASSIUM -p, PROTEINAS TOTALES / TOTAL PROTEIN, PROTEINAS TOTALES ORINA & LCR / U&CSF TOTAL PROTEINS, SODIO LQ /SODIUM LQ, SODIO-p /- SODIUM –p, SPINCHEM 1 Humano/Human source, SPINCHEM 2 Humano/Human source, SPINTROL "H" CAL. Humano /human source, SPINTROL "H" NORMAL. Humano/Human source., SPINTROL "H" PATOLOGICO Humano/Human source., TRIGLICÉRIDOS /TRIGLYCERIDES, TRIGLICERIDOS -LQ / TRIGLYCERIDES -LQ, UREA -37, UREA -B, UREA -LQ, UREA -UV, ZINC, ALBUMIN Standard (5 g/dL). 1x5 mL, ALBUMIN. BCG. Colorimetric. 1x100 mL, ALDOLASE Calibrator. 1x1 mL, ALDOLASE Control. 4x1 mL (2 Levels), ALDOLASE. Fructose-1, 6-diphosphate aldolase. 5x20 mL / 2x1 mL, BILIRUBIN T&D. DMSO. Colorimetric. 4x250 mL, CALCIUM Standard (10 mg/dL). 1x5 mL, CARBON DIOXIDE -LQ (CO2). Enzymatic. 6x20 mL, CHLORIDE Standard (125 mmol/L). 1x5 mL, CHLORIDE. Thiocyanate-Hg. Color. 1x200 mL, CHOLESTEROL Standard (200 mg/dL). 1x5 mL, CK-MB -LQ. Anti CK-M. Immunoinh. Kin.-UV. 2x25 mL / 2x7 mL, CK-MB -LQ. Anti CK-M. Immunoinh. Kin.-UV. 4x40 mL / 2x20 mL, CK-NAC -LQ. Kinetic-UV. 2x25 mL / 2x7 mL, CREATININE CAL, CREATININE Standard (2 mg/dL). 1x5 mL, DILUENT-ST (SYSMEX). 1x20 L, GLUCOSE Standard (100 mg/dL). 1x5 mL, HbA1c-d Hemoglobina Glicosilada Directa 1x30 mL / 1x10 mL, HDLc -D. Direct. Without precipitation. 2x24 mL / 2x8 mL, HDLc -P Standard (50 mg/dL). Precip. Method. 1x5 mL, IRON -FZ. Ferrozine. Colorimetric. 2x50 mL, IRON Standard (100 mcg/dL). 1x10 mL, LACTATE Standard (10 mg/dL). 1x5 mL, LAP. Nagel. Kinetic. 20x3 mL, LDLc -D. Direct. Enz-Color. 1x60 mL / 1x20 mL, LIPASA -LQ / LIPASE -LQ, LIPASE -LQ Calibrator. 1x1 mL, MAGNESIUM Standard (2.0 mg/dL). 1x5 mL, MAGNESIUM. Calmagite. EGTA. Color. 2x150 mL, PHOSPHORUS Standard (5 mg/dL). 1x5 mL, PHOSPHORUS -UV. Phosphomolybdate. UV. 2x50 mL, SpinCheck. Quality Control program. 12x5 mL, SPINTROL CALIBRATOR. Bovine source. 10x5 mL, SPINTROL NORMAL. Bovine source. 10x5 mL, SPINTROL PATHOLOGICAL. Bovine source. 10x5 mL, TOTAL LIPIDS Standard (750 mg/dL). 1x5 mL, TOTAL PROTEINS Standard (7 g/dL). 1x5 mL, TRIGLYCERIDES -LQ. GPO-POD. Enz.-Color. 2x100 mL, TRIGLYCERIDES Standard (200 mg/dL). 1x5 mL, U&CSF TOTAL PROTEINS Standard (1000 mg/L). 1x5 mL, UREA Standard (50 mg/dL). 1x5 mL, URIC ACID Standard (6 mg/dL). 1x5 mL, CLORURO / CHLORIDE, COBRE / COPPER, COLESTEROL / CHOLESTEROL, COLESTEROL LIBRE / FREE CHOLESTEROL, COLESTEROL -LQ / CHOLESTEROL-LQ, COLINESTERASA / CHOLINESTERASE, CALIBRADOR FRUCTOSAMINA /FRUCTOSAMINE CALIBRATOR, ACIDO URICO / URIC ACID, ACIDO URICO -LQ / URIC ACID -LQ, ACIDOS TOTALES BILIARES / TOTAL BILE ACIDS, ADENOSINA DEAMINASA / ADENOSINE DEAMINASE, ALBUMINA / ALBUMIN, ALBUMINA/ ALBUMIN, AMILASA -LQ / AMYLASE -LQ, AMONIACO/AMMONIA, BILIRRUBINA DIRECTA DMSO / DIRECT BILIRUBIN DMSO, BILIRRUBINA DIRECTA DMSO /DIRECT BILIRUBIN DIRECT DMSO, BILIRRUBINA DIRECTA DPD/ DIRECT BILIRUBIN DPD, BILIRRUBINA T&D DMSO/ BILIRUBIN T&D DMSO, BILIRRUBINA TOTAL & DIRECTA/ TOTAL & DIRECT BILIRUBIN Jendrassik, BILIRRUBINA TOTAL DMSO / TOTAL BILIRUBIN DMSO, BILIRRUBINA TOTAL DMSO/ TOTAL BILIRUBIN DMSO, BILIRRUBINA TOTAL DPD/ TOTAL BILURUBIN DPD, CALCIO ARSENAZO III / CALCIUM A III, CALCIO oC v/v / CALCIUM oC v/v, CALIBRADOR ACIDOS BILIARES TOTALES /TOTAL BILE ACIDS CALIBRATOR, CALIBRADOR ADENOSINA DEAMINASA / ADENOSINE DEAMINASE CALIBRATOR, CALIBRADOR BILIRRUBINA TOTAL / BILIRUBIN TOTAL CALIBRATOR, CALIBRADOR ENZIMA CONVERTIDORA ANGIOTENSINA / ANGIOTESIN
CONVERTING ENZYME CALIBRATOR, CALIBRADOR HDLc & LDLc / HDLc & LDLc CALIBRATOR, CALIBRADOR HEMOGLOBINA / HEMOGLOBIN CALIBRATOR, CALIBRADOR HOMOCISTEINA / HOMOCYSTEIN CALIBRATOR, CFTH/TIBC, CK-MB, CK-MB -LQ, CK-NAC, CK-NAC -LQ
16944 | MT 219 Digital clinical thermometer, Master -Aid Tech Flex; COD 900.63 | DELTA PHARMA - AL | 2024-07-22T00:00:00.000+02:00 | Vega Technologies Inc. No.505, Shengping Mid.Road, Yangwu, Dalang Town, 523789 Dongguan City, Guangdong Province, P.R. China | MT 219 Digital clinical thermometer, Master -Aid Tech Flex; COD 900.63 | Klasa IIa | Termometër dixhital me majë fleksibel.Përdoret për matjen e temperaturës orale, aksilare, rektale ne 60 sec. dhe ka një ekran LCD. Lëshon një sinjal në momentin që temperatura është matur. Në rast se temperatura është më e lartë se 37,5°C aktivizohet një "alarm temperature".Temperatura e matur e fundit ruhet në memorie.Eshtë i saktë (+ - 0,1 °C). Fiket automatikisht pas 9 min inaktiviteti. | Tjeter
16945 | ReSound-Nexia-CABR70 04-BTE, ReSound-Nexia-CABR80 04-BTE, ReSound-Nexia-CAIR1 04-ITC, ReSound-Nexia-CAIR1 04-ITE, ReSound-Nexia-CAR12A 04-RIE, ReSound-Nexia-CAR13A 04-RIE, ReSound-Nexia-DURR1 04-RIE, Air-Conduction Hearing Aid, Beltone-Serene-CABR70 04-BTE, Beltone-Serene-CABR80 04-BTE, Beltone-Serene-CAIR1 04-ITC, Beltone-Serene-CAIR1 04-ITE, Beltone-Serene-CAR12A 04-RIE, Beltone-Serene-CAR13A 04-RIE, Beltone-Serene-DURR1 04-RIE, ReSound-Key-CAI10 03-ITC, ReSound-LiNX | OTOFON | 2024-07-22T00:00:00.000+02:00 | GN Hearing A/S Lautrupbjerg 7 DK-2750 Ballerup Denmark | NX977-DWC NX971-DWC | Klasa IIa | Aparat i dëgjimi qe ka për qëllim të kompensojë dëmtimin e dëgjimit duke përforcuar dhe transmetuar zërin në vesh. | Tjeter
| Quattro-CAI10 03-ITC, ReSound-Nexia-CAI10 03-ITC, ReSound-Vibrant-CAI10 03-ITC, Beltone-Amaze-CAI10 03-ITC, Beltone-Rely-CAI10 03-ITC, Beltone-Serene-CAI10 03-ITC |  |  |  | NX777-DWC NX771-DWC
NX577-DWC NX571-DWC
NX477-DWC NX471-DWC, NX988-DWC NX788-DWC NX588-DWC
NX488-DWC, NX9ITC-DWC-UP NX9ITC-DWC-MP NX9ITC-DWC-LP NX9ITC-DWC-HP
NX7ITC-DWC-UP NX7ITC-DWC-MP NX7ITC-DWC-LP NX7ITC-DWC-HP
NX5ITC-DWC-UP NX5ITC-DWC-MP NX5ITC-DWC-LP NX5ITC-DWC-HP
NX4ITC-DWC-UP NX4ITC-DWC-MP NX4ITC-DWC-LP NX4ITC-DWC-HP, NX9ITE-DWC-UP NX9ITE-DWC-MP NX9ITE-DWC-HP
NX7ITE-DWC-UP NX7ITE-DWC-MP NX7ITE-DWC-HP
NX5ITE-DWC-UP NX5ITE-DWC-MP NX5ITE-DWC-HP
NX4ITE-DWC-UP NX4ITE-DWC-MP NX4ITE-DWC-HP, NX961-DRW NX761-DRW NX561-DRW
NX461-DRW, NX962-DRW NX762-DRW NX562-DRW
NX462-DRW, NX960S-DRWC NX760S-DRWC NX560S-DRWC NX460S-DRWC
CX160S-DRWC, na, SER976-DWC SER972-DWC
SER676-DWC SER672-DWC
SER476-DWC SER472-DWC
SER1776-DWC SER1772-DWC, SER986-DWC SER686-DWC SER486-DWC
SER1786-DWC, SER9ITC-DWC-UP SER9ITC-DWC-MP SER9ITC-DWC-LP SER9ITC-DWC-HP
SER6ITC-DWC-UP SER6ITC-DWC-MP SER6ITC-DWC-LP SER6ITC-DWC-HP
SER4ITC-DWC-UP SER4ITC-DWC-MP SER4ITC-DWC-LP SER4ITC-DWC-HP
SER17ITC-DWC-UP SER17ITC-DWC-MP SER17ITC-DWC-LP SER17ITC-DWC-HP, SER9ITE-DWC-UP SER9ITE-DWC-MP SER9ITE-DWC-HP
SER6ITE-DWC-UP SER6ITE-DWC-MP SER6ITE-DWC-HP
SER4ITE-DWC-UP SER4ITE-DWC-MP SER4ITE-DWC-HP
SER17ITE-DWC-UP SER17ITE-DWC-MP SER17ITE-DWC-HP, SER963-DRW SER663-DRW SER463-DRW
SER1763-DRW, SER964-DRW SER664-DRW SER464-DRW
SER1764-DRW, SER962S-DRWC SER662S-DRWC SER462S-DRWC SER1762S-DRWC
CSE162S-DRWC, KE4CIC-MP KE4CIC-LP KE4CIC-HP
KE3CIC-MP KE3CIC-LP KE3CIC-HP, RE9CIC-MP RE9CIC-LP RE9CIC-HP
RE7CIC-MP RE7CIC-LP RE7CIC-HP
RE5CIC-MP RE5CIC-LP RE5CIC-HP, NX9CIC-MP NX9CIC-LP NX9CIC-HP
NX7CIC-MP NX7CIC-LP NX7CIC-HP
NX5CIC-MP NX5CIC-LP NX5CIC-HP
NX4CIC-MP NX4CIC-LP NX4CIC-HP, VB5CIC-MP VB5CIC-LP VB5CIC-HP, AMZ9CIC-MP AMZ9CIC-LP AMZ9CIC-HP
AMZ6CIC-MP AMZ6CIC-LP AMZ6CIC-HP
AMZ17CIC-MP AMZ17CIC-LP AMZ17CIC-HP, RLY4CIC-MP RLY4CIC-LP RLY4CIC-HP
RLY3CIC-MP RLY3CIC-LP RLY3CIC-HP, SER9CIC-MP SER9CIC-LP SER9CIC-HP
SER6CIC-MP SER6CIC-LP SER6CIC-HP
SER4CIC-MP SER4CIC-LP SER4CIC-HP
SER17CIC-MP SER17CIC-LP SER17CIC-HP
16946 | Carriere Motion 3D Clear, Twin Force Bite Corrector Orthodontic Appliance, Transforce2 Orthodontic Appliance, Stainless Steel Archwire, Carriere Motion 3D Metal Class II & III, Ceramic, Composite, and Plastic Brackets and Auxiliaries, Metal Bracket Auxiliaries, Orthodontic Bands and Assemblies, Latex Elastics, Latex Free Elastomerics, Metal Brackets | ORTHO TARGET | 2024-07-22T00:00:00.000+02:00 | Ortho Organizers, Inc. 1822 Aston Ave. Carlsbad, CA 92008-7306 USA | 702-839HK-10, 702-840-10, 702-840HK-10, 702-841-10, 702-841HK-10, 702-842-10, 702-842HK-10, 702-843-10, 702-843HK-10, 702-844-10, 702-844HK-10, 702-848MCQ, 702-848Q, 702-849MCQ, 702-849Q, 702-851-10, 702-852-10, 702-853-10, 702-854-10, 702-857-10, 702-857HK-10, 702-858-10, 702-858HK-10, 702-859-10, 702-860-10, 702-863-10, 702-864-10, 702-865-10, 702-866-10, 702-869-10, 702-869HK-10, 702-870-10, 702-870HK-10, 702-871-10, 702-871HK-10, 702-872-10, 702-872HK-10, 702-873-10, 702-873HK-10, 702-874-10, 702-874HK-10, 702-883-10, 702-883HK-10, 702-884-10, 702-884HK-10, 702-887-10, 702-887HK-10, 702-888-10, 702-888HK-10, 702-889-10, 702-889HK-10, 702-890-10, 702-890HK-10, 702-891-10, 702-891HK-10, 702-892-10, 702-892HK-10, 702-893-10, 702-893HK-10, 702-894-10, 702-894HK-10, 702-898MCQ, 707-299Q, 707-303-10, 707-304-10, 707-305-10, 707-306-10, 707-313-10, 707-314-10, 707-321-10, 707-322-10, 707-327-10, 707-328-10, 707-333-10, 707-334-10, 707-337HK-10, 707-338HK-10, 707-349HK-10, 707-350HK-10, 707-359-10, 707-359HK-10, 707-360-10, 707-360HK-10, 707-369HK-10, 707-370HK-10, 707-389-10, 707-389HK-10, 707-390-10, 707-390HK-10, 707-393-10, 707-393HK-10, 707-394-10, 707-394HK-10, 707-398Q, 707-399Q, 707-793HK-10, 707-794HK-10, 711-055-10, 711-055HK-10, 711-056-10, 711-056HK-10, 711-071-10, 711-071HK-10, 711-072-10, 711-072HK-10, 711-155-10, 711-155HK-10, 711-156-10, 711-156HK-10, 711-171-10, 711-171HK-10, 711-172-10, 711-172HK-10, 711-199MCQ, 711-203-10, 711-204-10, 711-205-10, 711-206-10, 711-221-10, 711-221HK-10, 711-222-10, 711-222HK-10, 711-223-10, 711-223HK-10, 711-224-10, 711-224HK-10, 711-233-10, 711-235-10, 711-251-10, 711-251HK-10, 711-252-10, 711-252HK-10, 711-255-10, 711-255HK-10, 711-256-10, 711-256HK-10, 711-257-10, 711-257HK-10, 711-258-10, 711-258HK-10, 711-259-10, 711-259HK-10, 711-260-10, 711-260HK-10, 711-269-10, 711-269HK-10, 711-270-10, 711-270HK-10, 711-271-10, 711-271HK-10, 711-272-10, 711-272HK-10, 711-287-10, 711-287HK-10, 711-288-10, 711-288HK-10, 711-289-10, 711-289HK-10, 711-290-10, 711-290HK-10, 711-291-10, 711-291HK-10, 711-292-10, 711-292HK-10, 711-293-10, 711-293HK-10, 711-294-10, 711-294HK-10, 711-298Q, 711-299-BT6Q, 711-299MCQ, 711-299Q, 711-303-10, 711-304-10, 711-305-10, 711-306-10, 711-321-10, 711-321HK-10, 711-322-10, 711-322HK-10, 711-323-10, 711-323HK-10, 711-324-10, 711-324HK-10, 711-333-10, 711-335-10, 711-351-10, 711-351HK-10, 711-352-10, 711-352HK-10, 711-355-10, 711-355HK-10, 711-356-10, 711-356HK-10, 711-357-10, 711-357HK-10, 711-358-10, 711-358HK-10, 711-359-10, 711-359HK-10, 711-360-10, 711-360HK-10, 711-369-10, 711-369HK-10, 711-370-10, 711-370HK-10, 711-371-10, 711-371HK-10, 711-372-10, 711-372HK-10, 711-379-10, 711-379HK-10, 711-380-10, 711-380HK-10, 711-387-10, 711-387HK-10, 711-388-10, 711-388HK-10, 711-389-10, 711-389HK-10, 711-390-10, 702-898Q, 702-899MCQ, 702-899Q, 702-901-10, 702-902-10, 702-905-10, 702-906-10, 702-909-10, 702-909PH-10, 702-910-10, 702-910PH-10, 702-915-10, 702-921-10, 702-922-10, 702-925-10, 702-925PH-10, 702-926-10, 702-926PH-10, 702-929-10, 702-949PHQ, 702-949Q, 705-205-10, 705-206-10, 705-221-10, 705-222-10, 705-233-10, 705-234-10, 705-249HK-10, 705-250HK-10, 705-251HK-10, 705-252HK-10, 705-259-10, 705-259HK-10, 705-260-10, 705-260HK-10, 705-269HK-10, 705-270HK-10, 705-289-10, 705-289HK-10, 705-290-10, 705-290HK-10, 705-293-10, 705-293HK-10, 705-294-10, 705-294HK-10, 705-299Q, 705-303-10, 705-304-10, 705-305-10, 705-306-10, 705-319-10, 705-320-10, 705-321-10, 705-322-10, 705-333-10, 705-333N-10, 705-334-10, 705-334N-10, 705-349-10, 705-349HK-10, 705-350-10, 705-350HK-10, 705-351HK-10, 705-352HK-10, 705-359-10, 705-359HK-10, 705-360-10, 705-360HK-10, 705-369HK-10, 705-370HK-10, 705-389-10, 705-389HK-10, 705-390-10, 705-390HK-10, 705-393-10, 705-393HK-10, 705-394-10, 705-394HK-10, 705-397Q, 705-398Q, 705-399Q, 705-551-10, 705-551HK-10, 705-552-10, 705-552HK-10, 705-553-10, 705-554-10, 705-555-10, 705-556-10, 705-571-10, 705-571HK-10, 705-572-10, 705-572HK-10, 705-573-10 | Klasa IIa | Aparat korrigjues ne ortodonci, Harqe ne ortodonci, Apartat per klasen e II ne ortodonci, Apartat per klasen e III ne ortodonci, Kompozit per ortodonci, Butona ne ortodonci, Materiale ndihmes ne ortodonci, Banda ne ortodonci, Tuba per ortodonci, Braketa per ortodonci | Pajisje dentare
16947 | Continuous Glucose Monitoring System(include Sensor kit and SIBIONICS APP) | FLORIFARMA | 2024-07-29T00:00:00.000+02:00 | Shenzhen SiSensing Co., Ltd. Room 901, Building 1, Gaoshi Jiulongshan Technology Park, No. 26 Shijing Road, Fumin Community, Fucheng Street, Longhua District, 518110 Shenzhen, Guangdong, PEOPLE'S REPUBLIC OF CHINA | GS1 | Klasa IIb | Pajisje per monitorim te vazhdueshem te glukozes ne gjak . Permban Kitin e sensorit dhe lidhet me aplikacionin Simbionics qe ben monitorimin e vazhdueshem pergjate dites. | Tjeter
16948 | Assunyl - Polyamide monofilament synthetic non absorbable surgical suture, sterile., Assupro- Polypropylene monofilament , synthetic non absorbable surgical suture, sterile., Astralen - Polyester braided and coated synthetic non absorbable surgical suture, sterile., Filbloc Permanent- Polypropylene monofilament,synthetic non absorbable, smooth or barbed , self-retaining surgical suture, sterile., Assufil — Polymer of glycolic acid braided and coated, synthetic surgical suture, mid term absorption, sterile., Assufil fast — Polymer of glycolic acid braided and coated, synthetic surgical suture, short term absorption, sterile., Assufil Monofilamento - Poly (p-dioxanone) monofilament synthetic surgical suture long term absorption, sterile. | 2 A - PHARMA | 2024-07-22T00:00:00.000+02:00 | ASSUT EUROPE spa. Via Giuseppe Gregoraci, 12, 00173 Roma ITALY | N/A | Klasa III | Monofilament Poliamidi ,sterile.Suture qepjeje kirurgjikale sintetike jo absorbuese , Monofilament polipropileni, suture qepjeje kirurgjikale sintetike jo e absorbueshme, sterile, Suture qepjeje kirurgjikale sintetike jo absorbuese e gershetuar dhe e veshur me poliester , sterile, Monofilament Polipropileni, sintetik jo absorbues, i lëmuar ose i gërvishtur, suture qepjeje kirurgjikale vetë-mbajtëse, sterile, Polimer i acidit glikolik i gërshetuar dhe i veshur, suture qepjeje kirurgjikale sintetike, përthithje afatmesme, sterile, Polimer i acidit glikolik i gërshetuar dhe i veshur , suture qepjeje kirurgjikale sintetike, përthithje afatshkurter, sterile, Monofilament Poli (p-dioksanon), suture qepjeje kirurgjikale sintetike me monofilament poli (p-dioksanon) përthithje afatgjatë, sterile | Pajisje nje perdorimeshe
16949 | Therapeutic laser device Chrome | GEN - ALB FARMA | 2024-07-22T00:00:00.000+02:00 | Quanta System S.p.A. Via Acquedotto, 109 21017 Samarate (VA), Italy | PNMS00189, PNMS00190 | Klasa IIb | Chrome është platforma e re e zgjerimit të lazerit Quanta System bazuar në një teknologji inovative Q-Switched Nd:Yag (1064nm &amp; 532nm) që lejon ritme të përsëritjes deri në 20 Hz për performancën më të mirë në fushën e trajtimit të lëkurës, epilimit etj. | Pajisje elektromekanike
16950 | Unicalibrator | BIOMEDICA ALBANIA DISTRIBUTION | 2024-07-18T00:00:00.000+02:00 | DIAGNOSTICA STAGO S.A.S, 3 allée Thérésa 92600 ASNIERES SUR SEINE FRANCE | 625 | In vitro | Unicalibrator is a plasma intended for use as a calibration plasma for the assays of the following coagulation parameters: prothrombin time | Pajisje te implantueshme aktive
16951 | WIDEX MOMENT Hearing Aids, BTE (Behind The Ear) Hearing Aid including earmoulds, RIC (Receiver In the Canal) Hearing Aid, RIC (Receiver In the Canal) Hearing Aid & Charger for hearing aids | OTOFON | 2024-07-22T00:00:00.000+02:00 | WSAUD A/S Nymoellevej 6 DK-3540 Lynge Denmark | na, MBB3D (-, 440, 330, 220, 110, DEMO 440) MBR3D (-, 440, 330, 220, 110, DEMO 440), MRR4D (-, 440, 330, 220, 110, DEMO) MRRLD (-, 440, 330, 220, 110, DEMO), KIT MRRLD (-, 440, 330, 220, 110, DEMO) | Klasa IIa | Aparat degjimi qe vendoset ne vesh. | Tjeter
16952 | Hearing instrument, Amplifon-ampli-connect-BEB60 02-BTE, Amplifon-ampli-connect-BEB70 02-BTE, Amplifon-ampli-connect-BEB80 02-BTE, Amplifon-ampli-connect-BER13 02-BTE, Amplifon-ampli-connect-LOB90 02-BTE, Amplifon-ampli-connect-VER12 02-BTE, Amplifon-ampli-connect-BE60 01-BTE, Amplifon-ampli-connect-BE70 01-BTE, Amplifon-ampli-connect-BE80 01-BTE, Amplifon-ampli-connect-LO90 01-BTE, Amplifon-ampli-connect-VE312 01-BTE, Amplifon-ampli-easy-BE70 01-BTE, Amplifon-ampli-easy-BE80 01-BTE, Amplifon-ampli-easy-BEB70 02-BTE, Amplifon-ampli-easy-BEB80 02-BTE, Amplifon-ampli-easy-LOB90 02-BTE, Amplifon-ampli-easy-BE60 01-BTE, Amplifon-ampli-easy-LO85 00-BTE, Amplifon-ampli-easy-LO90 00-BTE, Amplifon-ampli-easy-M60 00-BTE, Amplifon-ampli-easy-M7080E 00-BTE, Amplifon-ampli-energy-LXR45 02-BTE, Amplifon-ampli-mini-BER13 02-BTE, Amplifon-ampli-mini-CSI12 02-ITE, ReSound-LiNX 3D-VE312 01-BTE, ReSound-LiNX Quattro-BEB60 02-BTE, ReSound-LiNX Quattro-BEB70 02-BTE, ReSound-LiNX Quattro-BEB80 02-BTE, ReSound-LiNX Quattro-BER13 02-BTE, ReSound-LiNX Quattro-CSI12 02-ITE, ReSound-LiNX Quattro-CSI13 02-ITE, ReSound-LiNX Quattro-CSX10 02-ITE, ReSound-LiNX Quattro-CSX12 02/ CSX13 02-ITE, ReSound-LiNX Quattro-LXR45 02-BTE, ReSound-LiNX Quattro-VER12 02-BTE, ReSound-LiNX2-BE60 00-BTE, ReSound-LiNX2-BE70 00-BTE, ReSound-LiNX2-BE80 00-BTE, ReSound-LiNX2-BRIE 00-BTE, ReSound-LiNX2-DA13i 00-FP/ITE, ReSound-LiNX2-DA13r 00/ DA312r 00-FP/ITE, ReSound-LiNX2-DA312i 00-FP/ITE, ReSound-LiNX2-VE312 00-BTE, ReSound-ONE-CAR12A 03-BTE, ReSound-ONE-CAR13A 03-BTE, ReSound-ONE-CAR46A 03-BTE, ReSound-Preza-BEB60 02-BTE, ReSound-Preza-BEB70 02-BTE, ReSound-Preza-BEB80 02-BTE, ReSound-Preza-BER13 02-BTE, ReSound-Preza-CSI12 02-ITE, ReSound-Preza-CSI13 02-ITE, ReSound-Preza-CSX10 02-ITE, ReSound-Preza-CSX12 02/ | OTOFON | 2024-07-22T00:00:00.000+02:00 | GN ReSound A/S Lautrupbjerg 7 DK-2750 Ballerup Denmark | na, B 5 XQ 312, B 4 XQ 312, B 3 XQ 312, B 5 XQ 13, B 4 XQ 13, B 3 XQ 13, B 5 XQ 13SP, B 5 XQ 13P, B 4 XQ 13SP, | Klasa IIa | Instrumente degjimi qe sherbejne per permirsimin e degjimit. | Tjeter
| CSX13 02-ITE, ReSound-Preza-LXR45 02-BTE, ReSound-Preza-VER12 02-BTE, ReSound-Prima-CAR12A 03-BTE, ReSound-Prima-CAR13A 03-BTE, ReSound-Prima-CAR46A 03-BTE, ReSound-Saxo-BO13 00/ |  |  |  | B 4 XQ 13P, B 3 XQ 13SP, B 3 XQ 13P, R 5 XQ 13T, R 4 XQ 13T, R 3 XQ 13T, B 5 XQ 675, B 4 XQ 675, B 3 XQ 675, R 5 XQ 312, R 4 XQ 312, R 3 XQ 312, B 5 X3 312, B 4 X3 312, B 3 X3 312, B 5 X3 13, B 4 X3 13, B 3 X3 13, B 5 X3 13SP, B 5 X3 13P, B 4 X3 13SP, B
| BO312 00-FP/ITE, ReSound-Saxo-M60 00-BTE, ReSound-Saxo-M7080E 00-BTE, ReSound-Saxo-MRIE 00-BTE, ReSound-Saxo-PH13 00/ |  |  |  | 4 X3 13P, B 3 X3 13SP, B 3 X3 13P, R 5 XQ 13, R 4 XQ 13, R 3 XQ 13, B 5 X3 675, B 4 X3 675, B 3 X3 675, R 5 X3 312, R 4 X3 312, R 3 X3 312, B 2 X3P 13, B 2 X3P 13P, B 2 KE 13, B 1S KE 13, B 1 KE 13, B 2 KE 13SP, B 1S KE 13 SP, B 1 KE
| PH312 00-FP/ITE, ReSound-Saxo-SY312E 00-BTE, ReSound-Sola-BE70 00-BTE, ReSound-Sola-BE80 00-BTE, ReSound-Sola-BRIE 00-BTE, ReSound-Sola-DA13i 00-FP/ITE, ReSound-Sola-DA13r 00/ |  |  |  | 13SP, B 2 KE 675, B 1S KE 675, B 1 KE 675, B 1S X2 312, B 2 X 13SP, B 2 X 675, B 2 X2 312, B 1 X2 312, B 2 X2 13P, B 2 X2 13, B 1 X2 13P, B 1 X2
| DA312r 00-FP/ITE, ReSound-Sousa Fine-BRIE 00-BTE, ReSound-Sousa Fine-DA13i 00-FP/ITE, ReSound-Sousa Fine-DA13r 00/ DA312r 00-FP/ITE, ReSound-Sousa Fine-DA312i 00-FP/ITE, ReSound-Up-LO85 00-BTE, ReSound-Up-M60 00-BTE, ReSound-Up-M7080E 00-BTE, ReSound-Up Smart-LO85 00-BTE, ReSound-Up Smart-LO90 00-BTE, ReSound-Valore3-BE70 01-BTE, ReSound-Valore3-BE80 01-BTE, ReSound-Valore3-DA312i 01-FP/ITE, ReSound-Valore3-VE312 01-BTE, ReSound-Verso-BO13 00/ BO312 00-FP/ITE, ReSound-Verso-M60 00-BTE, ReSound-Verso-M7080E 00-BTE, ReSound-Verso-MRIE 00-BTE, ReSound-Verso-PH13 00/ PH312 00-FP/ITE, ReSound-Verso-PH312 00-FP/ITE, ReSound-Verso-SY312E 00-BTE, ReSound-Vibrant-BEB60 02-BTE, ReSound-Vibrant-BEB70 02-BTE, ReSound-Vibrant-BEB80 02-BTE, ReSound-Vibrant-BER13 02-BTE, ReSound-Vibrant-CSI12 02-ITE, ReSound-Vibrant-CSI12 02/ |  |  |  | 13, R 5 XQ R, R 4 XQ R, R 3 XQ R, R 2 KE R, R 2 KE 13, R 1S KE 13, R 1 KE 13, 5XQWLDUPAG, 5XQWLDMPAG,
| CSI13 02-ITE, ReSound-Vibrant-CSX10 02-ITE, ReSound-Vibrant-LXR45 02-BTE, ReSound-Vibrant-VER12 02-BTE, ReSound-Vida-BE60 01-BTE, ReSound-Vida-BE70 01-BTE, ReSound-Vida-BE80 01-BTE, ReSound-Vida-BRIE 01-BTE, ReSound-Vida-DA13i 01-FP/ITE, ReSound-Vida-DA13r 01/ |  |  |  | 5XQWLDLPAG, 5XQWLDHPAG,
| DA312r 01-FP/ITE, ReSound-Vida-DA312i 00-FP/ITE, ReSound-Vida-DA312i 01-FP/ITE, ReSound-Vida-VE312 01-BTE, ReSound-Wing-BEB80 02-BTE, ReSound-Wing-LOB90 02-BTE, Amplifon-ampli-mini-CSX10 02-ITE, Amplifon-ampli-mini-DA13i 01/ DA312i 01-FP/ITE, Amplifon-ampli-mini-DA312i 01-FP/ITE, Amplifon-ampli-mini-VE312 01-BTE, Amplifon-ampli-mini-VER12 02-BTE, Amplifon-ampli-mini-DA13i 01/ |  |  |  | 4XQWLDUPAG, 4XQWLDMPAG,
| DA312i 01-FP/ITE, Amplifon-ampli-mini-DA312i 00-FP/ITE, Amplifon-ampli-mini-MRIE 00-BTE, Amplifon-ReSound-BEB70 02-BTE, Amplifon-ReSound-BEB80 02-BTE, Amplifon-ReSound-LOB90 02-BTE, Audigy-AGXR-E-BE80 00-BTE, Audigy-AGXR-E-LO90 00-BTE, Audigy-AGXR-L-BE60 00-BTE, Audigy-AGXR-L-BE70 00-BTE, Audigy-AGXR-L-BE80 00-BTE, Audigy-AGXR-L-BRIE 00-BTE, Audigy-AGXR-L-DA13i 00-FP/ITE, Audigy-AGXR-L-DA13r 00/ DA312r 00-FP/ITE, Audigy-AGXR-L-DA312i 00-FP/ITE, Audigy-AGXR-L-VE312 00-BTE, Audigy-AGXR-N-BE80 01-BTE, Audigy-AGXR-N-LO90 01-BTE, Audigy-AGXR-T-BE60 01-BTE, Audigy-AGXR-T-BE70 01-BTE, Audigy-AGXR-T-BE80 01-BTE, Audigy-AGXR-T-BRIE 01-BTE, Audigy-AGXR-T-DA13i 01-FP/ITE, Audigy-AGXR-T-DA13r 01/ |  |  |  | 4XQWLDLPAG, 4XQWLDHPAG,
| DA312r 01-FP/ITE, Audigy-AGXR-T-DA312i 01-FP/ITE, Audigy-AGXR-T-VE312 01-BTE, Audigy-AGXR-Y-DA13i 00-FP/ITE, Audigy-AGXR-Y-DA312i 00-FP/ITE, Audigy-AGXR-Y-M60 00-BTE, Audigy-AGXR-Y-M7080E 00-BTE, Audigy-AGXR-Y-MRIE 00-BTE, Danavox-Eos-BO312 00-FP/ITE, Danavox-Eos-M60 00-BTE, Danavox-Eos-M7080 00-BTE, Danavox-Eos-MRIE 00-BTE, Danavox-Eos-PH312 00-FP/ITE, Danavox-Eos-SY312 00-BTE, ReSound-Alera-BO13 00-FP/ITE, ReSound-Alera-BO312 00-FP/ITE, ReSound-Alera-M60 00-BTE, ReSound-Alera-M7080 00-BTE, ReSound-Alera-MRIE 00-BTE, ReSound-Alera-PH13 00-FP/ITE, ReSound-Alera-PH312 00-FP/ITE, ReSound-Alera-SY312 00-BTE, ReSound-Cala-BE70 00-BTE, ReSound-Cala-BE80 00-BTE, ReSound-Cala-BRIE 00-BTE, ReSound-Cala-DA13i 00-FP/ITE, ReSound-Cala-DA13r 00/ |  |  |  | 3XQWLDUPAG, 3XQWLDMPAG,
| DA312r 00-FP/ITE, ReSound-Cala-DA312i 00-FP/ITE, ReSound-Cala-VE312 00-BTE, ReSound-Enya-DA13i 00-FP/ITE, ReSound-Enya-DA312i 00-FP/ITE, ReSound-Enya-M60 00-BTE, ReSound-Enya-M7080E 00-BTE, ReSound-Enya-MRIE 00-BTE, ReSound-Enzo-LO90 00-BTE, ReSound-ENZO 3D-BE80 01-BTE, ReSound-ENZO 3D-LO90 01-BTE, ReSound-ENZO Q-BEB80 02-BTE, ReSound-ENZO Q-LOB90 02-BTE, ReSound-Enzo2-BE80 00-BTE, ReSound-Enzo2-LO90 00-BTE, ReSound-Forte-BE60 01-BTE, ReSound-Forte-BE70 01-BTE, ReSound-Forte-BE80 01-BTE, ReSound-Forte-BRIE 01-BTE, ReSound-Forte-DA13i 01-FP/ITE, ReSound-Forte-DA13r 01/ |  |  |  | 3XQWLDLPAG, 3XQWLDHPAG,
| DA312r 01-FP/ITE, ReSound-Forte-DA312i 01-FP/ITE, ReSound-Forte-VE312 01-BTE, ReSound-Forza-BO312 00-FP/ITE, ReSound-Forza-M60 00-BTE, ReSound-Forza-M7080 00-BTE, ReSound-Forza-MRIE 00-BTE, ReSound-Forza-PH13 00-FP/ITE, ReSound-Forza-PH312 00-FP/ITE, ReSound-Future-BO312 00-FP/ITE, ReSound-Future-SY312 00-BTE, ReSound-i-Fit Clinical-M60 00-BTE, ReSound-i-Fit Clinical-M7080 00-BTE, ReSound-i-Fit Clinical-MRIE 00-BTE, ReSound-i-Fit Clinical |  |  |  | 2KEWLDUPAG, 2KEWLDMPAG,
| Series-LO90 00-BTE, ReSound-i-Fit Clinical |  |  |  | 2KEWLDHPAG, 1KEWLDUPAG,
| Series-M60 00-BTE, ReSound-i-Fit Clinical |  |  |  | 1KEWLDMPAG, 1KEWLDHPAG, LT961-DRWZ UP, LT961-DRWZ MP, LT961-DRWZ LP, LT961-DRWZ HP, LT961-DRW, LT761-DRWZ UP, LT761- DRWZ MP, LT761-DRWZ LP, LT761- DRWZ HP, LT761-DRW, LT561-DRWZ UP, LT561-DRWZ MP, LT561-DRWZ LP, LT561-DRWZ HP, LT561-DRW, LT461-
| Series-M7080 00-BTE, ReSound-i-Fit Clinical Series-MRIE 00-BTE, ReSound-Key-BEB60 02-BTE, ReSound-Key-BEB70 02-BTE, ReSound-Key-BEB80 02-BTE, ReSound-Key-BER13 02-BTE, ReSound-Key-CSI12 02-ITE, ReSound-Key-CSI12 02/ CSI13 02-ITE, ReSound-Key-CSX10 02-ITE, ReSound-Key-LOB90 02-BTE, ReSound-Key-LXR45 02-BTE, ReSound-Key-VER12 02-BTE, ReSound-Kirkland |  |  |  | DRW, RE967-DWT, RE767-DWT, RE567-DWT, RE977-DWT, RE777-DWT, RE577-DWT, RE988-DWT, RE788-DWT, RE588-DWT, RE962-DRWT, RE962-DRW, RE762- DRWT, RE762-DRW, RE562-DRWT,
| Signature-MRIE 00-BTE, ReSound-Kirkland |  |  |  | RE562-DRW, RE9ITC-DWT-UP, RE9ITC-DWT-MP, RE9ITC-DWT-HP, RE9ITC-DW-UP, RE9ITC-DW-MP, RE9ITC-DW-LP, RE9ITC-DW-HP, RE7ITC-DWT-UP, RE7ITC-DWT-MP, RE7ITC-DWT-HP, RE7ITC-DW-UP, RE7ITC-DW-MP, RE7ITC-DW-LP, RE7ITC-DW-HP, RE5ITC-DWT-UP, RE5ITC-DWT-MP, RE5ITC-DWT-HP, RE5ITC-DW-UP, RE5ITC-DW-MP, RE5ITC-DW-LP, RE5ITC-DW-HP, RE4ITC-DW-UP, RE4ITC-DW-MP, RE4ITC-DW-LP,
| Signature-VE312 00-BTE, ReSound-Lancio-LO85 00-BTE, ReSound-Lancio-VE312 00-BTE, ReSound-Ligo-BE60 01-BTE, ReSound-Ligo-BE70 01-BTE, ReSound-Ligo-BE80 01-BTE, ReSound-Ligo-BRIE 01-BTE, ReSound-Ligo-DA312i 01-FP/ITE, ReSound-Ligo-LO90 01-BTE, ReSound-Ligo-VE312 01-BTE, ReSound-LiNX-LO85 00-BTE, ReSound-LiNX-VE312 00-BTE, ReSound-LiNX 3D-BE60 01-BTE, ReSound-LiNX 3D-BE70 01-BTE, ReSound-LiNX 3D-BE80 01-BTE, ReSound-LiNX 3D-BRIE 01-BTE, ReSound-LiNX 3D-CSX10 02-ITE, ReSound-LiNX 3D-DA13i 01-FP/ITE, ReSound-LiNX 3D-DA13r 01/ DA312r 01-FP/ITE, ReSound-LiNX 3D-DA312i 01-FP/ITE |  |  |  | RE4ITC-DW-HP, RE9ITE-DWT-UP, RE9ITE-DWT-MP, RE9ITE-DWT-HP, RE9ITE-DW-UP, RE9ITE-DW-MP, RE9ITE-DW-HP, RE7ITE-DWT-UP, RE7ITE-DWT-MP, RE7ITE-DWT-HP, RE7ITE-DW-UP, RE7ITE-DW-MP, RE7ITE-DW-HP, RE5ITE-DWT-UP, RE5ITE-DWT-MP, RE5ITE-DWT-HP, RE5ITE-DW-UP, RE5ITE-DW-MP, RE5ITE-DW-HP, RE4ITE-DW-UP, RE4ITE-DW-MP,
RE4ITE-DW-HP, RE9CIC-W-UP, RE9CIC-W-MP, RE9CIC- W-LP, RE9CIC-W-HP, RE7CIC-W-UP, RE7CIC-W-MP, RE7CIC-W-LP, RE7CIC- W-HP, RE5CIC-W-UP, RE5CIC-W-MP, RE5CIC-W-LP, RE5CIC-W-HP, RE4CIC- W-UP, RE4CIC-W-MP, RE4CIC-W-LP,
RE4CIC-W-HP, RE9MIH-WT-UP, RE9MIH-WT-MP, RE9MIH-WT-HP, RE9MIH-W-UP, RE9MIH-W-MP, RE9MIH-W-HP, RE7MIH- WT-UP, RE7MIH-WT-MP, RE7MIH-WT- HP, RE7MIH-W-UP, RE7MIH-W-MP, RE7MIH-W-HP, RE5MIH-WT-UP, RE5MIH-WT-MP, RE5MIH-WT-HP, RE5MIH-W-UP, RE5MIH-W-MP, RE5MIH- W-HP, RE4MIH-W-UP, RE4MIH-W-MP,
RE4MIH-W-HP, RE961-DRWC, RE761-DRWC, RE561-
DRWC, RE961-DRW, RE761-DRW, RE561-DRW, LS967-DW, LS767-DW, LS567-DW, LS977-DW, LS777-DW, LS577-DW, LS988-DW, LS788-DW, LS588-DW, LS962-DRW, LS762-DRW, LS562-DRW, LS9ITE-W-UP, LS9ITE-W-MP, LS9ITE-W- HP, LS9ITE-DW-UP, LS9ITE-DW-MP, LS9ITE-DW-HP, LS7ITE-W-UP, LS7ITE- W-MP, LS7ITE-W-HP, LS7ITE-DW-UP, LS7ITE-DW-MP, LS7ITE-DW-HP, LS5ITE- W-UP, LS5ITE-W-MP, LS5ITE-W-HP, LS5ITE-DW-UP, LS5ITE-DW-MP, LS5ITE-
DW-HP, LS9MIH-W-UP, LS9MIH-W-MP, LS9MIH- W-LP, LS9MIH-W-HP, LS7MIH-W-UP, LS7MIH-W-MP, LS7MIH-W-LP, LS7MIH- W-HP, LS5MIH-W-UP, LS5MIH-W-MP,
LS5MIH-W-LP, LS5MIH-W-HP, LS9ITC-W-UP, LS9ITC-W-MP, LS9ITC-W- LP, LS9ITC-W-HP, LS9ITC-DW-UP, LS9ITC-DW-MP, LS9ITC-DW-LP, LS9ITC- DW-HP, LS7ITC-W-UP, LS7ITC-W-MP, LS7ITC-W-LP, LS7ITC-W-HP, LS7ITC- DW-UP, LS7ITC-DW-MP, LS7ITC-DW-LP, LS7ITC-DW-HP, LS5ITC-W-UP, LS5ITC- W-MP, LS5ITC-W-LP, LS5ITC-W-HP, LS5ITC-DW-UP, LS5ITC-DW-MP, LS5ITC-
DW-LP, LS5ITC-DW-HP, LS961-DRW, LS761-DRW, LS561-DRW, RT961-DRW, RT761-DRW, RT561-DRW,
RT461-DRW, RT962-DRW, RT762-DRW, RT562-DRW,
RT462-DRW, RT961-DRWC, RT761-DRWC, RT561-
DRWC, RT461-DRWC, PZ867-DW, PZ877-DW, PZ888-DW, PZ862-DRWT, PZ862-DRW, PZ8ITC-DW-UP, PZ8ITC-DW-MP,
PZ8ITC-DW-LP, PZ8ITC-DW-HP, PZ8ITE-DW-UP, PZ8ITE-DW-MP, PZ8ITE-
DW-HP, PZ8CIC-W-UP, PZ8CIC-W-MP, PZ8CIC-
W-LP, PZ8CIC-W-HP, PZ8MIH-W-UP, PZ8MIH-W-MP, PZ8MIH-
W-HP, PZ861-DRWC, PZ861-DRW, PM861-DRW, PM862-DRW, PM861-DRWC, SX830-MW,
16953 | CASTABLE ABUTMENT STANDARD CONICAL ANTIROTATIONAL -CASTABLE ABUTMENTS, SNAP, IMPRESSION COPING TRANSFER OPEN TRAY ANATOMICAL INT MINI-SURGICAL ACCESSORIES, IMPRESSION COPING TRANSFER OPEN TRAY ANATOMICAL INT STD-SURGICAL ACCESSORIES, LEVER KEY D. 8-SURGICAL ACCESSORIES, REVERSE RATCHET D. 8-SURGICAL ACCESSORIES, TORQUE RATCHET D. 8-SURGICAL ACCESSORIES, STRAIGHT KEY-SURGICAL ACCESSORIES, BITE GAUGE OGS-SURGICAL ACCESSORIES, FEELER GAUGE FIXO-SURGICAL ACCESSORIES, TORQUE RATCHET D. 7-SURGICAL ACCESSORIES, ABUTMENT REMOVAL DRIVER STANDARD CONICAL LONG M2.1 D. 8-SURGICAL ACCESSORIES, ABUTMENT REMOVAL DRIVER STANDARD CONICAL SHORT M2.1 D. 8-SURGICAL ACCESSORIES, MOUNTER REMOVAL DRIVER STANDARD CONICAL D. 8-SURGICAL ACCESSORIES, ABUTMENT AND MOUNTER REMOVAL DRIVER MINI CONICAL D. 8-SURGICAL ACCESSORIES, LEVER TORQUE RATCHET D. 8-SURGICAL ACCESSORIES, SQUARE CONVERTER 4x4 -SURGICAL ACCESSORIES, MOUNTER REMOVAL DRIVER OGS INT-SURGICAL ACCESSORIES, MECHANICAL MANUAL CONVERTER-SURGICAL ACCESSORIES, BONE TAP DRIVER EXTRA SHORT-SURGICAL ACCESSORIES, BONE TAP DRIVER SHORT-SURGICAL ACCESSORIES, BONE TAP DRIVER LONG-SURGICAL ACCESSORIES, DRIVER CONVERTER 4x4 SQUARE MANUAL D. 8-SURGICAL ACCESSORIES, MANUAL ADAPTER CONNECTOR BASE HEX 2.5 D. 8-SURGICAL ACCESSORIES, MANUAL ADAPTER CONNECTOR BASE HEX 2.5 D. 7-SURGICAL ACCESSORIES, CONNECTOR SQUARE 4x4 FOR STRAIGHT KEY-SURGICAL ACCESSORIES, DRILL EXTENSION FOR STRAIGHT KEY-SURGICAL ACCESSORIES, ADAPTOR FOR SLEEVE FOR TEMPLATE OGS-SURGICAL ACCESSORIES, IMPRESSION COPING TRANSFER FOR OXY LOC ABUTMENT-SURGICAL ACCESSORIES, SLEEVE FOR TEMPLATE OGS MINI -SINGLE USE SURGICAL ACCESSORIES, SLEEVE FOR TEMPLATE OGS-SINGLE USE SURGICAL ACCESSORIES, FIXING PIN SLEEVE-SINGLE USE SURGICAL ACCESSORIES, THREADED FIXING PIN SLEEVE-SINGLE USE SURGICAL ACCESSORIES, OXY IMPLANT DENTAL SYSTEM, LABORATORY ANALOGUE INT MINI -ANALOGS, LABORATORY ABUT. AND SCREWS , LABORATORY ANALOGUE INT STD -ANALOGS, LABORATORY ABUT. AND SCREWS , LABORATORY ABUTMENT SCREW INT / EXT STD-MAXI-ANALOGS, LABORATORY ABUT. AND SCREWS , LABORATORY ABUTMENT SET INT-ANALOGS, LABORATORY ABUT. AND SCREWS , LABORATORY ANALOGUE FOR OXY LOC ABUTMENTS-ANALOGS, LABORATORY ABUT. AND SCREWS , LABORATORY ANALOGUE FOR ILS BASES-ANALOGS, LABORATORY ABUT. AND SCREWS , DIGITAL ANALOGUE FOR ILS BASES-ANALOGS, LABORATORY ABUT. AND SCREWS , LABORATORY ANALOGUE MINI CONICAL-ANALOGS, LABORATORY ABUT. AND SCREWS , LABORATORY ANALOGUE STANDARD CONICAL-ANALOGS, LABORATORY ABUT. AND SCREWS , DIGITAL ANALOGUE FOR CAD-CAM MINI CONICAL -ANALOGS, LABORATORY ABUT. AND SCREWS , DIGITAL ANALOGUE FOR CAD-CAM STANDARD CONICAL-ANALOGS, LABORATORY ABUT. AND SCREWS , DIGITAL ANALOGUE CONNECTOR BASE-ANALOGS, LABORATORY ABUT. AND SCREWS, SNAP-ON CAP FOR IMPRESSION COPING TRANSFER CLOSED TRAY-CASTABLE ABUTMENTS, SNAP, CASTABLE ABUTMENT INT MINI ROTATIONAL-CASTABLE ABUTMENTS, SNAP, CASTABLE ABUTMENT INT STD ROTATIONAL-CASTABLE ABUTMENTS, SNAP, CASTABLE ABUTMENT INT MINI ANTIROTATIONAL-CASTABLE ABUTMENTS, SNAP, CASTABLE ABUTMENT INT STD ANTIROTATIONAL-CASTABLE ABUTMENTS, SNAP, CASTABLE ABUTMENT INT MINI ANTIROTATIONAL EXTRALONG-CASTABLE ABUTMENTS, SNAP, CASTABLE ABUTMENT INT STD ANTIROTATIONAL EXTRALONG-CASTABLE ABUTMENTS, SNAP, CASTABLE ABUTMENT FOR UNIVERSAL BASES INT MINI-CASTABLE ABUTMENTS, SNAP, CASTABLE ABUTMENT FOR UNIVERSAL BASES INT STD-MAXI-CASTABLE ABUTMENTS, SNAP, CASTABLE ABUTMENT FOR AESTHETIC ABUTMENT INT MINI ROTATIONAL -CASTABLE ABUTMENTS, SNAP, CASTABLE ABUTMENT FOR AESTHETIC ABUTMENT INT MINI ANTIROTATIONAL-CASTABLE ABUTMENTS, SNAP, CASTABLE ABUTMENT FOR AESTHETIC ABUTMENT INT STD ROTATIONAL -CASTABLE ABUTMENTS, SNAP, CASTABLE ABUTMENT FOR AESTHETIC ABUTMENT INT STD ANTIROTATIONAL -CASTABLE ABUTMENTS, SNAP, CASTABLE ABUTMENT FOR ILS BASES ROTATIONAL-CASTABLE ABUTMENTS, SNAP, CASTABLE ABUTMENT FOR TITANIUM AND COBALT-CHROME BASES FOR CAD-CAM MINI-CASTABLE ABUTMENTS, SNAP, CASTABLE ABUTMENT FOR TITANIUM AND COBALT-CHROME BASES FOR CAD-CAM STD-CASTABLE ABUTMENTS, SNAP, CASTABLE ABUTMENT MINI CONICAL ROTATIONAL -CASTABLE ABUTMENTS, SNAP, CASTABLE ABUTMENT MINI CONICAL ANTIROTATIONAL -CASTABLE ABUTMENTS, SNAP, CASTABLE ABUTMENT STANDARD CONICAL ROTATIONAL -CASTABLE ABUTMENTS, SNAP | Gremi Clinic | 2024-08-16T00:00:00.000+02:00 | Biomec srl, VIA NAZIONALE NORD 21/A - 23823 COLICO (LC) - ITALIA | K1CASTRA, APT4, APT5, MKD8, RATCREV, TR8, DEK, BITEGAUGEPS, F4G090, STW00030B, K1ABR8, K1ABS8, K1AMRR, K1AMRN, LTR8, MCS4, GMSE, MDCM8, XCMRC8, CMRC8, LMRC8, SMRC8, UB008DRIV, UB007DRIV, HGF4G, HGDEXT, RRCGS, LOCTR, CGS35, CGS, CPINGS, CPINGF, N/A, IAIN2000, IAIN3400, LBEI3400, INLAB, LOCLAB, ILA, ADIL, K1LABN, K1LABR, ADK1N, ADK1R, UBK000LAB, SNAP, RUIN2000, RUIN3400, NUIN2000, NUIN3400, NUIN2001, NUIN3401, CBM, CB, NCAA0020, NCAA2020, NCAA0034, NCAA2034, ILCA, CBZ20, CBZ34, K1CASTNR, K1CASTNA, K1CASTRR | Klasa I | aksesor per protetiken, aksesor per kirurgjine, pajisje dentare | Pajisje dentare
16954 | CARBIDE METAL CUTTER 4 ROUND, CARBIDE METAL CUTTER 556, CARBIDE METAL CUTTER 557, CARBIDE METAL CUTTER 6 ROUND, CARBIDE METAL CUTTER 701, CARBIDE METAL CUTTER 702, CARBIDE METAL CUTTER 8 ROUND, CARBIDE HAND PIECE BUR HP #1, CARBIDE HAND PIECE BUR HP #1/2, CARBIDE HAND PIECE BUR HP #557, CARBIDE HAND PIECE BUR HP #560, CARBIDE HAND PIECE BUR HP #700, CARBIDE DENTAL BUR ROUND RA #33 1/2, CARBIDE DENTAL BUR ROUND RA #34, CARBIDE DENTAL BUR ROUND RA #57, CARBIDE DENTAL BUR ROUND RA #700, CARBIDE DENTAL BUR ROUND RA #701, CARBIDE DENTAL BUR ROUND RA #701L, De-Bonding kit, CARBIDE BUR #3 - Long 24MM, Carbide FG bur – 12 blades - Gold plated, Carbide FG bur – 12 blades –TAPERED, CARBIDE BUR BARRACUDA METAL CUTTING- GOLD 1557 LENGTH, CARBIDE BUR BARRACUDA METAL CUTTING- GOLD 4 LENGTH, CARBIDE BUR BARRACUDA ULTRA ROUND END TAPER SHAPE GOLD PLATED, Carbide FG bur for Endo 23 mm - Gold plated, CARBIDE BUR FOOTBALL SHAPE - Gold plated, Carbide bur - - FG-egg shape -12 blades - Gold plated, Carbide FG bur – Lindemann 161 (NBL), Carbide FG Bur – Lindemann 162 (NBL), Carbide bur--FG-round end taper-12 blades - Gold plated, CARBIDE BUR ROUND RA #1/4, CARBIDE BUR ROUND RA #245 -, RA Invasive Carbide bur 010-Long neck (NBL), CARBIDE BUR PEAR RA #330, RA Minimal Invasive Carbide bur 012- Long neck (NBL), CARBIDE BUR ROUND RA #3 Long (NBL), RA Minimal Invasive Carbide bur 014-Long neck (NBL), RA Minimal Invasive Carbide bur 016-Long neck (NBL), RA Minimal Invasive Carbide bur 018-Long neck (NBL), CARBIDE BUR ROUND RA #7006 -12 BLADES - Gold plated, Carbide RA bur – 12 blades – egg shape - Gold plated, RA Invasive Carbide bur 021-Long neck (NBL), RA Invasive Carbide bur 023-Long neck (NBL), Carbide bur--RA-egg shape-12 blades, RA introductory set, Non sterile Carbide Dental burs, CARBIDE DENTAL BUR ROUND RA #2-P, CARBIDE DENTAL BUR ROUND RA #3-P, CARBIDE DENTAL BUR ROUND RA #4-P, CARBIDE DENTAL BUR ROUND RA #5-P, CARBIDE DENTAL BUR FLAT END TAPER SHAPE 847-018, CARBIDE DENTAL BUR FLAT END TAPER SHAPE 856-018, CARBIDE DENTAL BUR FG BUR - 23MM - SURGICAL, CARBIDE DENTAL BUR FG BUR - 28MM - SURGICAL, CARBIDE DENTAL BUR ROUND RA #6-P, CARBIDE DENTAL BUR ROUND RA #7-P, CARBIDE DENTAL BUR ROUND HP #7-P, CARBIDE HAND PIECE BUR #8, CARBIDE DENTAL BUR ROUND RA #1, CARBIDE DENTAL BUR ROUND RA #1/2, CARBIDE DENTAL BUR ROUND RA #8, STRAUSS CARBIDE METAL CUTTER FG1558, CARBIDE DENTAL BUR ROUND RA #2 LONG, CARBIDE DENTAL BUR ROUND RA #4 LONG, FG 957 END CUT CARBIDE BUR, FG 7303 12 BLADED LONG PEAR SHAPE TRIMMING AND FINISHING BUR, HP 703 STRAIGHT HANDPIECE TAPERED CROSS CUT CARBIDE BUR, HP 558 STRAIGHT FLAT END CROSS CUT CARBIDE BUR, CARBIDE DENTAL BUR #7, CARBIDE DENTAL FG BUR 7106 – 12 BLADES – FLAME, CARBIDE DENTAL BUR ROUND RA #6 LONG, CARBIDE DENTAL BUR ROUND RA #557, CARBIDE HAND PIECE BUR #6, CARBIDE HAND PIECE BUR #559, CARBIDE DENTAL BUR ROUND RA #8 LONG, CARBIDE DENTAL BUR FG 6 , 12 BLADED ROUND TRIMMING AND FINISHING BUR FG 7006, 12 BLADED FLAT END TAPER TRIMMING AND FINISHING BUR FG 7205, 12 BLADED TAPER TRIMMING AND FINISHING BUR FG 7702, 12 BLADED TAPER TRIMMING AND FINISHING BUR FG 7713, CARBIDE DENTAL BUR FG #1, CARBIDE DENTAL BUR FG #1/2, CARBIDE DENTAL BUR FG #1/4, CARBIDE DENTAL BUR FG #1156, CARBIDE DENTAL BUR FG #1157, CARBIDE DENTAL BUR FG #1158, CARBIDE DENTAL BUR FG #1557, CARBIDE DENTAL BUR FG #1558, CARBIDE DENTAL BUR FGSL #1558 Long 24 MM, CARBIDE DENTAL BUR FG #169L, CARBIDE DENTAL BUR FG #170, CARBIDE DENTAL BUR FGSL #1702 Long 24 MM, CARBIDE DENTAL BUR FG #171, CARBIDE DENTAL BUR FG #2, CARBIDE DENTAL BUR FG #245, CARBIDE DENTAL BUR FG #256, CARBIDE DENTAL BUR FGSL #2 Long 24MM, CARBIDE DENTAL BUR FG #3, CARBIDE DENTAL BUR FG # 331, CARBIDE DENTAL BUR FG #332, CARBIDE DENTAL BUR FG #35, CARBIDE DENTAL BUR FG #36, CARBIDE DENTAL BUR FG #37, CARBIDE DENTAL BUR FG #4, CARBIDE DENTAL BUR FGSL#4 Long 24 MM, CARBIDE DENTAL BUR FG #5, CARBIDE DENTAL BUR FG #556, CARBIDE DENTAL BUR FG #557, CARBIDE DENTAL BUR FGSL #557 Long 24 MM, CARBIDE DENTAL BUR FG # 558, CARBIDE DENTAL BUR FG #56, CARBIDE DENTAL BUR FG #560, CARBIDE DENTAL BUR FGSL #6 Long 24 MM, CARBIDE DENTAL BUR FG #700, CARBIDE DENTAL BUR FG – #7004G 12 blades , CARBIDE DENTAL BUR FG – #7008G 12 blades, CARBIDE DENTAL BUR FG – #7009G 12 blades , CARBIDE DENTAL BUR FG#701, CARBIDE DENTAL BUR FG#702, CARBIDE DENTAL BUR FGSL #702 Long 24 MM, CARBIDE DENTAL BUR FG#703, CARBIDE DENTAL BUR FGSL #703 - Long 24 MM, CARBIDE DENTAL BUR - #7104G 12 BLADES, Carbide dental FG bur – #7404G 12 blades , Carbide dental FG bur – #7406G 12 blades , Carbide dental FG bur – #7408G 12 blades, Carbide dental FG bur – #7642G 12 blades , Carbide dental FG bur – #7664G 12 blades , Carbide dental FG bur – #7675G 12 blades , Carbide dental FG bur – #7801G 12 blades , Carbide dental FG bur – #7802G 12 blades , Carbide dental FG bur – #7803G 12 blades, Carbide dental FG bur – #7901G 12 blades , Carbide dental FG bur – #7902G 12 blades, CARBIDE DENTAL BUR - #7903G 12 BLADES, CARBIDE DENTAL BUR FG#8, CARBIDE DENTAL BUR FGSL#8 - Long-24 MM, CARBIDE DENTAL BUR - #9406G 30 BLADES, CARBIDE DENTAL BUR - #9803G 30 BLADES , CARBIDE DENTAL BUR SE3 - 10 BLADES , CARBIDE DENTAL BUR SE4 - 10 BLADES , CARBIDE DENTAL BUR SE6 - 10 BLADES , CARBIDE DENTAL BUR SE9 - 10 BLADES , CARBIDE DENTAL BUR SE6 - 20 BLADES, CARBIDE DENTAL BUR SE9 - 20 BLADES, CARBIDE HAND PIECE BUR HP #2, CARBIDE HAND PIECE BUR HP #3, CARBIDE HAND PIECE BUR HP #4, CARBIDE HAND PIECE BUR HP #5 -, CARBIDE HAND PIECE BUR HP #702, CARBIDE DENTAL BUR ROUND RA #1558, CARBIDE DENTAL BUR ROUND RA #35, CARBIDE DENTAL BUR ROUND RA #36, CARBIDE DENTAL BUR ROUND RA #38, CARBIDE METAL CUTTER 847-016, TRIMMING AND FINISHING BUR FG 7283G, CARBIDE DENTAL BUR FG # 330, CARBIDE DENTAL BUR FGSL #558 Long 24 MM, CARBIDE DENTAL BUR FG #699, CARBIDE DENTAL BUR FG #701L, CARBIDE DENTAL BUR FGSL #701 Long 24 MM, CARBIDE HAND PIECE BUR HP #701, CARBIDE DENTAL BUR FG #1170, CARBIDE DENTAL BUR SE4 - 20 BLADES, CARBIDE DENTAL BUR ROUND RA #37, CARBIDE METAL CUTTER 1557, CARBIDE METAL CUTTER 1 (331), CARBIDE METAL CUTTER 558, CARBIDE METAL CUTTER 856-016, Carbide Dental FG bur – #7002G 12 blades, Carbide Dental FG bur – #7003G 12 blades, Carbide Dental FG bur – #7108G 12 blades, Carbide Dental FG bur – #7204G 12 blades, Carbide Dental FG bur – #7206G 12 blades, Carbide Dental FG bur – #7304G 12 blades, Carbide Dental FG bur – #7375G 12 blades, Carbide Dental FG bur – #7572G 12 blades, Carbide Dental FG bur – #9004G 30 blades, Carbide Dental FG bur – #9006G 30 blades, Carbide Dental FG bur – #9008G 30 blades, Carbide Dental FG bur – #9379G 30 blades, Carbide Dental FG bur – #9642G 30 blades, Carbide Dental FG bur – #9903G 30 blades, CARBIDE DENTAL BUR FG 1/2 SHORT SHANK, CARBIDE DENTAL BUR FG 1171, CARBIDE DENTAL BUR FG 1556, CARBIDE DENTAL BUR FG 169, CARBIDE DENTAL BUR FG 170 LONG, CARBIDE DENTAL BUR FG 171 LONG, CARBIDE DENTAL BUR FG 2 SHORT SHANK, CARBIDE DENTAL BUR FG 245 SHORT SHANK, CARBIDE DENTAL BUR FG 246, CARBIDE DENTAL BUR FG 329, CARBIDE DENTAL BUR FG 33 1/2 SHORT SHANK, CARBIDE DENTAL BUR FG 33.5, CARBIDE DENTAL BUR FG 330 SHORT SHANK, CARBIDE DENTAL BUR FG 34, CARBIDE DENTAL BUR FG 35 SHORT SHANK, CARBIDE DENTAL BUR FG 38, CARBIDE DENTAL BUR FG 39, CARBIDE DENTAL BUR FG 4 SHORT SHANK, CARBIDE DENTAL BUR FG 556 SHORT SHANK, CARBIDE DENTAL BUR FG 557 SHORT SHANK, CARBIDE DENTAL BUR FG 559, CARBIDE DENTAL BUR FG 57, CARBIDE DENTAL BUR FG 6 SHORT SHANK, CARBIDE DENTAL BUR FG 700 LONG, CARBIDE DENTAL BUR FG 700 SHORT SHANK, CARBIDE DENTAL BUR FG 701 SHORT SHANK, CARBIDE DENTAL BUR FG 956, CARBIDE DENTAL BUR FGSL # 1, CARBIDE DENTAL BUR FGSL # 1557, CARBIDE METAL CUTTER 2, CARBIDE METAL CUTTER 245, CARBIDE METAL CUTTER 330, CARBIDE METAL CUTTER 34, CARBIDE METAL CUTTER 35, CARBIDE METAL CUTTER 37 | Albadent Group | 2024-07-23T00:00:00.000+02:00 | Strauss & Co. Industrial Diamond Ltd. 19 Hayezira Street P.O.B 2521 Raanana, 4366363 | FGB4, FGB556, FGB557, FGB6, FGB701, FGB702, FGB8, HP1, HP1/2, HP557, HP560, HP700, RA331/2, RA34, RA57, RA700, RA701, RA701L, Debondkit1, Debondkit1-AZ, DEBONDKIT2, FG3OS, FG48L, FG7612, FG7714, FGB1557OS, FGB4OS, FG-C31, FG-EndoZ152, FG-F21R, FG-K2R, FG-K2RSF, FG-Lindemann161, FG-Lindemann162, FG-M31SF, RA1/4, RA245, RA2-MA-L, RA330, RA3-MA-L, RA3OS, RA4-MA-L, RA5-MA-L, RA6-MA-L, RA7006, RA7406, RA7-MA-L, RA8-MA-L, RA-K2RSF, RAKIT1, RAKIT1-AZ, N/A, RA2, RA3, RA4, RA5, FG-F10, FG-M31, FG-ZEKRYA23, FG-ZEKRYA28, RA6, RA7, HP7, HP8, RA1, RA1/2, RA8, FGB1558, RA2OS, RA4OS, FG957, FG7303, HP703, HP558, FG7, FG7106, RA6OS, RA557, HP6, HP559, RA8OS, FG6, FG7006, FG7205, FG7702, FG7713, FG1, FG1/2, FG1/4, FG1156, FG1157, FG1158, FG1557, FG1558, FG1558OS, FG169L, FG1702OS, FG2, FG245, FG256, FG2OS, FG3, FG331, FG332, FG35, FG36, FG37, FG4, FG4OS, FG5, FG556, FG557, FG557OS, FG558, FG56, FG560, FG6OS, FG700, FG7004, FG7008, FG7009, FG701, FG702, FG702OS, FG703, FG703OS, FG7104, FG7404, FG7406, FG7408, FG7642, FG7664, FG7675, FG7801, FG7802, FG7803, FG7901, FG7902, FG7903, FG8, FG8OS, FG9406, FG9803, FGEF3, FGEF4, FGEF6, FGEF9, FGUF6, FGUF9, HP2, HP3, HP4, HP5, HP702, RA1558, RA35, RA36, RA38, FG-F09, FG7283-2, FG330, FG558OS, FG699, FG701L, FG701OS, HP701, FG1170, FGUF4, RA37, FGB1557, FGB331, FGB558, FG-M3, FG7002, FG7003, FG7108, FG7204, FG7206, FG7304, FG7375, FG7572, FG9004, FG9006, FG9008, FG9379, FG9642, FG9903, FG1/2SS, FG1171, FG1556, FG169, FG170, FG171, FG2SS, FG245SS, FG246, FG329, FG331/2SS, FG331/2, FG330SS, FG34, FG38, FG39, FG4SS, FG556SS, FG557SS, FG559, FG57, FG6SS, FG700L, FG700SS, FG701SS, FG956, FG1OS, FG1557OS, FGB2, FGB245, FGB330, FGB34, FGB35, FGB37 | Klasa IIa | freza dentare | Pajisje dentare
16955 | ULTRA Cell Conditioning Solution (ULTRA CC1) | E v i t a | 2024-07-25T00:00:00.000+02:00 | Ventana Medical Systems Inc. 1910 E Innovation Park Drive Tucson, AZ 85755, USA | 5424569214 | In vitro | Solucion per perdorim ne pajisjen Ventana BenchMark Ultra&Ultra Plus | Pajisje te diagnostifikimit in vitro
16956 | ULTRA LCS (Predilute) | E v i t a | 2024-07-25T00:00:00.000+02:00 | Ventana Medical Systems Inc. 1910 E Innovation Park Drive Tucson, AZ 85755, USA | 5424534214 | In vitro | Solucion vajor per perdorim ne pajisjen Ventana BenchMark Ultra&Ultra Plus | Pajisje te diagnostifikimit in vitro
16957 | Winged Surecan-Needles for implantable access ports | O.E.S DISTRIMED | 2024-07-25T00:00:00.000+02:00 | B.Braun Medical 26 Rue Armengaud 92210 Saint-Cloud France | 4448545, 4448553, 4448286, 4448294, 4448308, 4448332, 4448340, 4448359, 4448367, 4448375, 4448383, 4448391, 4448405, 4448430, 4448448, 4448472, 4448480, 4448499, 4448529, 4448537 | Klasa IIa | Age Surecan® për porta vaskulare aksesi të implantueshme | Pajisje nje perdorimeshe
16958 | Connectors, Laryngeal Mask Airways | MONTAL | 2024-07-25T00:00:00.000+02:00 | Intersurgical Ltd. Crane House, Molly Millars Lane, Wokingham, Berkshire, RG41 2RZ, UK | 1927000, 1928000, 1929000, 1930000, 1931000, 1931900, 1933000, 1937000, 1938000, 1943000, 1945000, 1946000, 1947000, 1947001, 1947003, 1948000, 1948001, 1949000, 1956020, 1959000, 1960000, 1960000S, 1961000, 1961000S, 1961001, 1962000, 1963000, 1964000, 1964000S, 1964001, 1964003, 1964004, 1965000, 1966000, 1966001, 1966002, 1967000, 1967000S, 1968000, 1969000, 1969000S, 1970000, 1970001, 1971000, 1971000S, 1971001, 1973002, 1974000, 1975000, 1976000, 1977000, 1977000S, 1979000, 1980000, 1980000S, 1981000, 1982000, 1983000, 1984000, 1985000, 1985001, 1986000, 1986001, 1988000, 1989000, 1990000, 1991000, 1992000, 1993000, 1993001, 1995000, 1997000, 1997000S, 2072002, 2710000, 2711000, 2712000, 2713000, 2714000, 2714000S, 2716000, 5802000, 9110000, 9111000, 9112000, 9113000, 9114000, 9115000, 9116000, 9117000, 9121000, 9122000, 9123000, 9124000, 9130000, 9131000, 9134000, 9513000, 9747000, RM21351, RM21353, RM21354, 8001000, 8001002, 8002000, 8002001, 8002002, 8003000, 8003001, 8003002, 8003003, 8003050, 8004000, 8004001, 8004002, 8004003, 8004050, 8005000, 8005001, 8005002, 8005003, 8005050, 8015000, 8015002, 8025000, 8025001, 8025002, 1568000, 1660000, 1661000, 1663000, 1663002, 1664000, 1665000, 1666000, 1701000, 1702000, 1703000, 1704000, 1705000, 1706000, 1800000, 1802000, 1803000, 1891000, 1892000, 1893000, 1897000, 1897000S, 1897002, 1898000, 1898000S, 1899000, 1899000S, 1900000, 1901000, 1902000, 1903000, 1904000, 1907000, 1926000 | Klasa IIa | Connectors jane pajisje mjekesore qe sherbejen per nje lidhje te lehte dhe pa probleme midis tubave te frymarjes ose pajisjeve te tjera mjekesore, (LMA) janë pajisje supraglotike të rrugëve të frymëmarrjes. Ato mund të përdoren si një metodë e përkohshme për të mbajtur një rrugë ajrore të hapur gjatë administrimit të anestezisë ose si një masë e menjëhershme për shpëtimin e jetës në një pacient me një rrugë ajrore të vështirë ose të dështuar. | Pajisje anestezie dhe respiratore
16959 | JALUPRO, sterile, JALUPRO HMW, sterile | CFO PHARMA | 2024-07-26T00:00:00.000+02:00 | PROFESSIONAL DERMA S.A-Riva A.Caccia 1/d-6900 Lugano Svizzera | N/A | Klasa III | Tretësirë injektuese sterile e riabsorbueshme e cila vepron si një biorevitalizues i lëkurës, per minimizimin e rrudhave të imta., Tretësirë injektuese sterile e riabsorbueshme e cila vepron si biorevitalizues i lëkurës , për trajtimin e defekteve të lëkurës dhe rrudhave te thella | Tjeter
16960 | STERILE SINGLE USE DENTAL NEEDLES 25GX21mm, STERILE SINGLE USE DENTAL NEEDLES 25GX23mm, STERILE SINGLE USE DENTAL NEEDLES 25GX25mm, STERILE SINGLE USE DENTAL NEEDLES 25GX30mm, STERILE SINGLE USE DENTAL NEEDLES 25GX32mm, STERILE SINGLE USE DENTAL NEEDLES 25GX35mm, STERILE SINGLE USE DENTAL NEEDLES 25GX38mm, STERILE SINGLE USE DENTAL NEEDLES 25GX40mm, STERILE SINGLE USE DENTAL NEEDLES 27GX21mm, STERILE SINGLE USE DENTAL NEEDLES 27GX23mm, STERILE SINGLE USE DENTAL NEEDLES 27GX25mm, STERILE SINGLE USE DENTAL NEEDLES 27GX27mm, STERILE SINGLE USE DENTAL NEEDLES 27GX30mm, STERILE SINGLE USE DENTAL NEEDLES 27GX32mm, STERILE SINGLE USE DENTAL NEEDLES 27GX35mm, STERILE SINGLE USE DENTAL NEEDLES 27GX38mm, STERILE SINGLE USE DENTAL NEEDLES 27GX40mm, STERILE SINGLE USE DENTAL NEEDLES 30GX12mm, STERILE SINGLE USE DENTAL NEEDLES 30GX14mm, STERILE SINGLE USE DENTAL NEEDLES 30GX15mm, STERILE SINGLE USE DENTAL NEEDLES 30GX16mm, STERILE SINGLE USE DENTAL NEEDLES 30GX18mm, STERILE SINGLE USE DENTAL NEEDLES 30GX21mm, STERILE SINGLE USE DENTAL NEEDLES 30GX23mm, STERILE SINGLE USE DENTAL NEEDLES 30GX25mm, STERILE SINGLE USE DENTAL NEEDLES 30GX30mm, STERILE SINGLE USE DENTAL NEEDLES 31GX8mm, STERILE SINGLE USE DENTAL NEEDLES 31GX12mm, STERILE SINGLE USE DENTAL NEEDLES 31GX14mm, STERILE SINGLE USE DENTAL NEEDLES 31GX15mm, STERILE SINGLE USE DENTAL NEEDLES 31GX16mm, STERILE SINGLE USE DENTAL NEEDLES 31GX18mm | MOTO-MANIA | 2024-07-26T00:00:00.000+02:00 | C-K DENTAL IND.CO.,LTD.88-50, SUDO-RO, BUCHEON-SI, GYEONGGI-DO, KOREA | 25GX21mm, 25GX23mm, 25GX25mm, 25GX30mm, 25GX32mm, 25GX35mm, 25GX38mm, 25GX40mm, 27GX21mm, 27GX23mm, 27GX25mm, 27GX27mm, 27GX30mm, 27GX32mm, 27GX35mm, 27GX38mm, 27GX40mm, 30GX12mm, 30GX14mm, 30GX15mm, 30GX16mm, 30GX18mm, 30GX21mm, 30GX23mm, 30GX25mm, 30GX30mm, 31GX8mm, 31GX12mm, 31GX14mm, 31GX15mm, 31GX16mm, 31GX18mm | Klasa IIa | AGE DENTARE | Pajisje dentare
16961 | Lyophilized rabbit plasma 55182 | LABOPHARMA SHPK | 2024-07-30T00:00:00.000+02:00 | Biomerieux SA 376 Chemin de l'Orme 69280 Marcy-l'Etoile France | 55182 | In vitro | Jane reagente qe perdoren per percaktimin sasior te enzimes koagulaze te prodhuar nga Stafilokut Aureus | Pajisje te diagnostifikimit in vitro
16962 | 3 way stopcock , 3 way stopcock with extension line 10 cm, DEHP free 3 way stopcock with extension line 10 cm , 3 way stopcock with extension line 25 cm, DEPH 3way stopcock with extension line 25 cm, DEPH 3way stopcock with extension line 50 cm, 3 way stopcock with extension line 80 cm, Combi stopper, Injection site | GREEMED | 2024-07-23T00:00:00.000+02:00 | Shandong Hapool Medical Technology CO.,ltd;West of Kunming Road,West Zone,Economic development district,Heze City,40076 Shandong,P.R.China | 3W, 3W-10, 3W-10D, 3W-25, 3W-25D, 3W-50D, 3W-80, CSR, IS | Klasa IIa | Rubinet 3 rrugesh, Rubinet 3 rrugesh me zgjatues | Tjeter
16963 | Dermablate | Diamant Pharma | 2024-07-30T00:00:00.000+02:00 | Asclepion Laser Technologies GmbH - Brusseler Strasse 10, 07747 Jena, GERMANY | M18-4000-0000, M18-4100-0000 | Klasa IIb | Laser erbium per trajtime te ndryshme dhe terapi te lekures | Pajisje elektromekanike
16964 | Devices for epidural anaesthesia,Mini-tray for epidural anaesthesia. Open tip - 20G - L. 900mm - PEBA / Tuohy 18G - L.90mm, Devices for epidural anaesthesia,Mini-tray for epidural anaesthesia. C/osed rexible tip - 20G - L. 900mm - PEBA / Tuohy 18 G - L.80mm , Devices for epidural anaesthesia,Mini-tray for epidural anaesthesio. C/osed rexible tip - 20G - L. 900mm - PEBA / Tuohy 18G -L80mm | GREEMED | 2024-07-31T00:00:00.000+02:00 | Vygon 5 rue Adeline 95440 Ecouen France | 5191.088, 5191.337, 5191.3371, 5191.3372, 5191.387, 5191.3871, 5191.388, 5191.601, 5191.801 | Klasa IIa | Set epidural per anestezi | Tjeter
, Devices for epidural anaesthesia,Mini-tray for epidural anaesthesia. Closed rexible tip - 20G - L. 900mm - PEBA / Tuohy Bockeye 18G - L.80mm, Devices for epidural anaesthesia,Mini-tray for epidural onoesthesio. Closed tip - 20G - L. 900mm - PEBA / Tuohy 18G - L.80mm, Devices for epidural anaesthesia,Mini-tray for epidural anaesthesia. C/osed tip - 20G - L. 900mm - PEBA / Tuohy 18G - L.80mm , Devices for epidural anaesthesia,Mini-tray for epidural anaesthesia. C/osed tip - 20G - L. 900mm - PEBA / Tuohy 18G - L.90mm, Devices for epidural anaesthesia,Mini-tray for epidural anaesthesia. Open tip - 19G - L. 900mm - PEBA / Tuohy 16G - L.80mm, Devices for epidural anaesthesia,Mini-tray for epidura/ anaesthesia. Closed tip - 19G - L. 900mm - PEBA / Tuohy 16G - L.80mm
16965 | C-Trak® Apollo Wireless Handset Accessory | MONTAL | 2024-08-19T00:00:00.000+02:00 | Southern Scientific Ltd., Scientific House, The Henfield Business Park, Shoreham Road, Henfield BN5 9SL, UNITED KINGDOM | Apollo Wireless Handset Accessory | Klasa I | Sonda e absorbimit bërthamore është një pajisje e destinuar për të matur sasinë e radionuklidit të perthithur nga një organ ose rajon i caktuar i trupit. | Instrumenta shumeperdorimeshe
16966 | Zinc oxide adhesive plaster | MONTAL | 2024-08-19T00:00:00.000+02:00 | Shanghai Channelmed Import & Export Co., Ltd.(Channelmed Group) Room 1402, No.707 of Zhangyang Road, Shanghai, People's Republic of China | Zinc oxide adhesive plaster | Klasa I | Përdoret për të parandaluar lëndimet, për të mbrojtur plagët ose për të shëruar më shpejt prerjet. | Pajisje nje perdorimeshe
16967 | POLISHING PASTE | Ameis Dent | 2024-08-21T00:00:00.000+02:00 | SDI LIMITED - 3-15 BRUNSDON STREET BAYSWATER, VICTORIA 3153, AUSTRALIA | 1209 | Klasa I | Paste pastrimi ne procedurat dentare | Pajisje dentare
16968 | CINtec PLUS | Labor Dr. Limbach Heidelberg Germany | 2024-07-29T00:00:00.000+02:00 | Roche Diagnostics GmbH, Sandhofer Strasse 116 68305 Mannheim Germany | 10215348001 | In vitro | The CINtec® PLUS Kit is an immunocytochemistry assay for the simultaneous qualitative detection of the p16INK4a and | Pajisje te diagnostifikimit in vitro
Ki-67 proteins in cervical cytology preparations.
16969 | Fractional CO2 Laser | Health & Light | 2024-07-30T00:00:00.000+02:00 | IDS LTD/194, Simgung-ro, Gwangtan-myeon, Paju-si, Gyeonggi-do, Korea | SMAXEL | Klasa IIb | Lazer per trajtime estetike | Pajisje elektromekanike
16970 | INSTRUMENTS FOR DENTAL USE - SURGICAL DRIVER ZYG , INSTRUMENTS FOR DENTAL USE - MUA FIM 60° + VITE (NOT FOR HUMAN USE) , INSTRUMENTS FOR DENTAL USE - MUA FIM 60° H 2.5 + VITE (NOT FOR HUMAN USE) , INSTRUMENTS FOR DENTAL USE - MUA FIM 52.5° + VITE (NOT FOR HUMAN USE) , INSTRUMENTS FOR DENTAL USE - MUA FIM 90° + VITE (NOT FOR HUMAN USE) , INSTRUMENTS FOR DENTAL USE - MUA FIM 90° CONVESSO 0.1mm + VITE (NOT FOR HUMAN USE) | BRIANZA DENT | 2024-08-22T00:00:00.000+02:00 | AVENIR SRL 47822 SANTARCANGELO DI ROMAGNA (RN) - VIA DEL SALICE 21 (ITA) – Italy | ZYGSD , FIMMUA6037_SAMPLE , FIMMUA603725_SAMPLE , FIMMUA52537_SAMPLE , FIMMUA9037_SAMPLE, FIMMUA9037C_SAMPLE | Klasa I | INSTRUMENT DENTAR | Pajisje dentare
16971 | Headphone and accessories / Headphone PD 81 / HP-05/100118, Headphone and accessories / Headphone DD 45/HP-06/100306, Headphone and accessories / Headphone HB7/DD 45/HP-06/100306-US, Headphone and accessories / Headphone DD 45-contra /HP-16/1000725, Headphone and accessories / Headphone DD 65 v2/ HP-18 /101044, Headphone and accessories / Headphone DD 450/ HP-19/101335 | MSE | 2024-08-01T00:00:00.000+02:00 | PATH MEDICAL GmbH Landsberger Str.65 , D-82110 Germering · Germany | HP-05/ 100118, HP-06/100306, HP-06/100306-US, HP-16/1000725, HP-18 /101044, HP-19/101335 | Klasa IIa | Kufje | Tjeter
16972 | Ultramat 2 - Variable speed control & lead, Ultramat S - Motor/Filter, Ultramat Cord - PCB Display, Ultramat (PCB EMI) Powerboard - PCB Power, Ultramat 2/ Ultramat S Forks - Fuse 0.5 amp, Protective Cover - Protective lid, Fork bearing assembly - Promix 2 | Ameis Dent | 2024-08-21T00:00:00.000+02:00 | SDI LIMITED - 3-15 BRUNSDON STREET BAYSWATER, VICTORIA 3153, AUSTRALIA | 1214-1 | Klasa I | Bond dhe materiale bondimi per perdorim ne dentistri | Pajisje dentare
16973 | POINTS & BRUSHES, DISPOSABLE TIPS | Ameis Dent | 2024-08-21T00:00:00.000+02:00 | SDI LIMITED - 3-15 BRUNSDON STREET BAYSWATER, VICTORIA 3153, AUSTRALIA | 1214-1 | Klasa I | Maja dhe brusha per perdorim ne procedura dentare | Pajisje dentare
16974 | Glucose Sensor /S9 CGM Sensor | O.E.S DISTRIMED | 2024-07-04T00:00:00.000+02:00 | Medtrum Technologies Inc Building 3 and Building 8,No.200 Niudun Road Shanghai China | MD3660 | Klasa IIa | Sensor per monitorimin dhe matjen e glukozes ne gjak | Pajisje nje perdorimeshe
16975 | Transmitter/S9 CGM Transmitter | O.E.S DISTRIMED | 2024-07-04T00:00:00.000+02:00 | Medtrum Technologies Inc Building 3 and Building 8,No.200 Niudun Road Shanghai China | MD1160 | Klasa IIa | Transmetues per sistem monitorimi te glokozes ne gjak | Pajisje nje perdorimeshe
16976 | Bone Conductor and accessories/Bone Conductor B 71, grau/ BC-01/ 100392, Bone Conductor and accessories/Bone Conductor B 71, rot/ BC-01/ 100344, Bone Conductor and accessories/Bone Conductor B 71, grau, mit Patiententaster/ BC-RE1/ 100214, Bone Conductor and accessories/Bone Conductor B 81, grau/ BC-03/ 100909, Bone Conductor and accessories/Bone Conductor B 81, rot/ BC-03/ 100888, Bone Conductor and accessories/Bone Conductor B 81, grau, mit Patiententaster/ BC-RE1/ 100910 | MSE | 2024-07-31T00:00:00.000+02:00 | PATH MEDICAL GmbH Landsberger Str.65 , D-82110 Germering · Germany | BC-01/100392, BC-01/100344, BC-RE1/100214, BC-03/100909, BC-03/100888, BC-03RE2/ 100910 | Klasa IIa | Percues kockor B 71 Gri, Percues kockor B 71 Kuq, Percues kockor B 71 Gri me buton pacienti, Percues kockor B 81 Gri, Percues kockor B 81 I kuq, Percues kockor B 81 Gri me buton pacienti | Tjeter
16977 | METZENBAUM fino scissors cvd. 28cm/11", METZENBAUM scissors str. 20cm/8" TC, METZENBAUM scissors str. 23cm TC, METZENBAUM scissors str. 25cm/9¾" TC, METZENBAUM scissors str. 28cm/11" TC, METZENBAUM scissors str. 30cm/11¾" TC, Ligature scissors 15cm/6", TC, curved,, METZENBAUM scissors 18 cm TC, Ligature scissors 18cm/7", TC, curved,, METZENBAUM dissecting scissor 18cm/7", METZENBAUM scissors cvd. 20cm/8" TC, diBLACK METZENBAUM scissors 20cm/8",, METZENBAUM scissors cvd. 23cm/9" TC, Ligature scissors 23cm/9", TC, curved,, METZENBAUM scissors cvd. 25cm/9¾" TC, METZENBAUM scissors cvd. 28cm/11" TC, METZENBAUM scissors cvd. 30cm/11¾" TC, METZENBAUM fino sciss. str. 18cm/7" TC, METZENBAUM fino sciss. str. 20cm/8" TC, diBLACK METZENBAUM fino dissecting, METZENBAUM fino sciss. str. 23cm/9" TC, METZENBAUM fino sciss. str. 25cm/9¾" TC, PRINCE tonsil scissors cvd. 17cm/6¾", SCHWECKENDIECK tonsil scissors, CHURCH scissors vasc.25,5cm st, CHURCH scissors vasc.25,5cm cv, De MARTEL vasc.sciss.18cm cvd., POTTS SMITH vasc.scissors. curved, Vascular scissors with probe 14,5cm/5¾",, Scissors,cv.w.probe pointed blades 10,5, PERWITZCHKY Vasc/coron.sciss.1bl.but., Scissors for Vascular sh/sh 22,5cm str., POTTS DE MARTEL vascular scissors,, MILLS scissors vasc. buttoned cvd., OLIVECRONA Trigem. scissor, tooth., 23cm, HOHENFELLNER vasc.scissors 18cm, curved, HOHENFELLNER vasc.scissors 21cm, curved, HOHENFELLNER vasc.scissors 24cm, curved, Vascular scissors 19cm, straight, Vascular scissors 19cm, curved, POTTS SMITH vasc.scissors 18,5cm, 55°, POTTS SMITH vasc.scissors 25°, 19cm/7½", POTTS SMITH vasc.scissors 40*, 19cm/7½", POTTS SMITH vasc.scissors 60*, 19cm/7½", POTTS SMITH scissors vasc. buttoned, POTTS SM. vasc.scissors 25* TC 19cm/7½", POTTS SM. vasc.scissors 40* TC 19cm/7½", POTTS SM. vasc.scissors 60* TC 19cm/7½", DIETHRICH Vascular scissors, 25°,16 cm, DIETHRICH Vascular scissors, 45°,16 cm, DIETHRICH Vascular scissors, 60°,16 cm, DIETHRICH Vascular scissors, 90°,16 cm, DIETHRICH Vascular scissors, 125°,16 cm, DIETHRICH Vascular scissors, 25°,18cm/7", DIETHRICH Vascular sciss. fino,25°,18cm, DIETHRICH Vascular sciss. micro,25°,18cm, DIETHRICH Vascular scissors, 45°,18cm/7", diBLACK DIETHRICH Vascular scissors, 45°, DIETHRICH Vascular sciss. fino,45°,18cm, DIETHRICH Vascular sciss. micro,45°,18cm, DIETHRICH Vascular scissors, 60°,18cm/7", diBLACK DIETHRICH vascular scissors, 60°, DIETHRICH Vascular sciss. fino,60°,18cm, DIETHRICH Vascular sciss. micro,60°,18cm, DIETHRICH Vascular scissors, 90°,18cm/7", DIETHRICH Vascular sciss. fino,90°,18cm, DIETHRICH Vascular sciss. micro,90°,18cm, DIETHRICH Vascular scissors, 125°, 18cm, DIETHRICH Vascular sciss. fino,125°,18cm, DIETHRICH Vascular sciss.micro,125°,18cm, DIETHRICH vascular scissors pt./pt.,, DEBAKEY vascul.scissors TC 25* 16cm, DEBAKEY vascul.scissors TC 45* 16cm, DEBAKEY vascular scissors 25° 16cm/6¼", DEBAKEY vascular scissors 25* 18cm/7", DEBAKEY vascular scissors 25° 23cm/9", DEBAKEY vascular scissors 25° 28cm/11", DEBAKEY vascular scissors 45° 16cm/6¼", DEBAKEY vascular scissors 45* 18cm/7", diBLACK vascular scissors 45* 18cm/7", DEBAKEY vascular scissors 45° 23cm/9", DEBAKEY vascular scissors 45° 28cm/11", DEBAKEY vascular scissors 60° 16cm/6¼", DEBAKEY vascular scissors 60* 18cm/7", DEBAKEY vascular scissors 60° 23cm/9", DEBAKEY vascular scissors 60° 28cm/11", DEBAKEY vascul.scissors TC 45° 23cm/9", DEBAKEY vascul.scissors TC 25* 28cm, DEBAKEY vascul.scissors TC 45* 28cm, DEBAKEY vascul.scissors TC 60* 28cm, DEBAKEY vascul./thorax scissor cvd., DEBAKEY vascul./thorax scissor, POTTS-SMITH vessel scissors 60° 18cm, FAVOLORO scissors vascular 15cm, FAVOLORO scissors vascular 17cm 125°, Parametrium scissors strong cvd., Parametrium scissors slight cvd. 23cm/9", parametr.scissors str.curve TC, 255mm, parametr.scissors str.curve TC, 250mm, Parametr.scissors slightly cvd. TC 23cm, Parametr.scissors slightly cvd.TC 26,5cm, Parametr.scissors str.curved TC 22cm/8¾", Parametr.scissors mittel cvd.TC 23cm/9", parametr.scissors str.curve TC 25,5cm, parametr.scissors medium cvd.TC 26cm, SIMS uterine scissors bl./bl. 20cm/8",, SIMS uterus scissors 23cm/9" straight, SIMS uterus scissors, SIMS uterus scissors cvd. 23cm/9", SIMS sciss. str. sh/bl. 20 cm, SIMS sciss. str. sh/bl. 23cm, SIMS sciss. curved sh/bl. 23cm, SIMS uterus scissors TC str. 20cm/8", SIMS uterus scissors TC str. 23cm/9", SIMS uterus scissors TC, cvd. 20cm/8", SIMS uterus scissors TC, cvd. 23cm/9", SIMS uterus scissors TC, cvd. 23cm sh/bl, SIMS sciss. str. sh/sh. 20 cm, SIMS sciss. str. sh/sh. 23 cm, SIMS sciss. curved sh/sh. 20 cm, SIMS sciss. curved sh/sh. 23 cm, BOZEMAN gynecological scissors, SIEBOLD gynaecol. scissors 'S' 24cm/9½", WERTHEIM scissors, curved, WERTHEIM scissors, WERTHEIM preparation scissors, curved, WERTHEIM prepar. scissors TC cvd., DOYEN gynecological scissors str.18cm/7", DOYEN gynecological scissors cvd.18cm/7", DUBOIS gynecological scissors str., DUBOIS gynecological scissors cvd., KIEBACK Parametrium scissors 260mm,, KELLY scissors, pt./pt., 16cm/6¼", str., KELLY gynecological scissors str.18cm/7", KELLY scissors, pt./pt., 16cm/6¼", cvd., KELLY scissors, KELLY gynecological scissors cvd.18cm/7", KELLY scissors, pt./pt., 16cm/6¼",, Umbilical cord sciss. US model str., BUSCH umbilical cord scissors 13,5 cm, BUSCH umbilical cord scissors cvd., SCHUMACHER umbili.cord scissor, WALDMANN Scissors episiotomy cvd.18cm/7", BRAUN STADLER episiot.scissors, BRAUN STADLER episiot.scissors 14cm, BRAUN STADLER episiot.scissors 20cm/8", BRAUN STADLER episiot.scissors 22cm/8¾", episiotomy scissors serrated, episiotomy scissors TC, episiotomy scissors 24 cm, episiotomy scissors cvd. 20cm/8", episiotomy scissors TC, 20cm/8" cvd., Scissors pt./pt., 11cm/4¼", straight,, METZENBAUM NELSON sciss. str. sh/bl 18cm, METZENBAUM NELSON sciss. str. sh/bl 20cm, METZENBAUM NELSON sciss. str. sh/bl 23cm, METZENBAUM NELSON sciss. str. sh/bl 25cm, METZENBAUM NELSON sciss. str. sh/bl 28cm, METZENBAUM NELSON sciss. str. sh/bl 30cm, Preparation scissors sh/sh 11cm/4¼", Preparation scissors sh/sh 12,5cm, curve, METZENBAUM NELSON sciss. cvd. sh/bl 18cm, METZENBAUM NELSON sciss. cvd. sh/bl 20cm, METZENBAUM NELSON sciss. cvd. sh/bl 23cm, METZENBAUM NELSON sciss. cvd. sh/bl 25cm, METZENBAUM NELSON sciss. cvd. sh/bl 28cm, METZENBAUM NELSON sciss. cvd. sh/bl 30cm, Nerve preparation scissors, Nerve dissecting scissor pt./pt.,, METZENBAUM fino sciss. str. 28cm/11" TC, METZENBAUM fino sciss. cvd. 18cm/7" TC, METZENBAUM fino sciss. cvd. 20cm/8" TC, METZENBAUM fino sciss. cvd. 23cm/9" TC, METZENBAUM fino sciss. cvd. 25cm/9¾" TC, METZENBAUM fino sciss. cvd. 28cm/11" TC, METZENBAUM fino sciss. cvd. 35cm/14" TC, METZENBAUM dissecting scissor pt./pt.,, METZENBAUM NELSON sciss. str. sh/sh 18cm, METZENBAUM NELSON sciss. str. sh/sh 20cm, METZENBAUM NELSON sciss. str. sh/sh 23cm, METZENBAUM NELSON sciss. str. sh/sh 25cm, METZENBAUM NELSON sciss. str. sh/sh 28cm, METZENBAUM NELSON sciss. str. sh/sh 30cm, METZENBAUM super fino sciss.15 cm TC, METZENBAUM fino scissor S-s.cvd.sh/sh, METZENBAUM fino scissor S-s.cvd.bl/bl, METZENBAUM fino sciss.sh.point 25cm, METZENBAUM fino sciss.sh.point, METZENBAUM scissors S-shape TC 18cm/7", diBLACK METZENBAUM dissecting scissors, METZENBAUM scissors S-shape TC 23cm/9", METZENBAUM FINO Scissors 18cm TC, sharp, METZENBAUM FINO Scissors 18cm TC sh/sh, METZENBAUM FINO Scissors 20cm TC, METZENBAUM FINO Scissors 23cm TC, METZENBAUM THOREK scissors TC 20cm/8", METZENBAUM THOREK scissors TC 23cm/9", METZENBAUM THOREK scissors TC 28cm/11", Scissors, delicate, 11,5cm, straight, Scissors, delicate, 11,5cm, curved, SANVENERO scissors pt./pt., 14cm/5½",, JOSEPH scissors pt./pt., 14cm/5½", str., JOSEPH scissors, 15cm str. large rings, JOSEPH scissors pt./pt., 14cm/5½", cvd., JOSEPH scissors, 15cm cvd. large rings, Dissecting scissor 11,5cm/4½", straight, SANVENERO scissors 14 cm TC, Dissecting scissors 11,5cm/4½", curved, SANVENERO scissors curved 14 cm TC, JOSEPH scissors pt./pt., 14cm/5½",, COTTLE bulldog-scissors, curved, 11.5 cm, RAGNELL Scissors diss. straight, 13,5cm, RAGNELL Scissors diss. curved, 13,5cm, RAGNELL Scissors diss. curved, 18cm, KILNER dissecting scissors 15cm/6",, LOCKLIN gum scissors 16cm/6¼",, LOCKLIN scissors delicate 16cm, LOCKLIN scissors curved TC 16cm, DEAN gum scissors 17cm/6¾", ang. up, TC,, DEBAKEY scissors 19 cm 25* TC, DEBAKEY scissors 19 cm 45* TC, DEBAKEY scissors 19 cm 60* TC, LOCKLIN scissors 16cm TC, DEBAKEY scissors 23 cm 25* TC, DEBAKEY scissors 23 cm 45* TC, DEBAKEY scissors 23 cm 60* TC, REYNOLDS scissors str. 15cm/6", REYNOLDS dissecting scissors 18cm/7",, Iris sciss.large rings pointed str., Iris sciss.large rings pointed cvd., REYNOLDS scissors TC str. 15cm/6", REYNOLDS scissors TC cvd. 15cm/6", Dissect.scissors large rings str., Dissect.scissors large rings cvd., Dissecting scissors, straight, 14,5cm, Scissors fine f. plast.surgery cvd., Dissecting scissors, curved, 14,5cm, Scissors f.undermin.thin blade cvd., Scissors, very delicate, 9cm, straight, Scissors, very delicate, 9cm, curved, KNAPP scissors fine sh/sh str., KNAPP scissors rine sh/sh, 12cm straight, KNAPP scissors fine sh/sh cvd., KNAPP scissors rine sh/sh, 12cm curved, KNAPP scissors fine bl/bl str., KNAPP scissors fine bl/bl, 12cm,straight, KNAPP scissors fine bl/bl cvd., KNAPP scissors rine bl/bl, 12cm, curved, Iris scissors pt./pt., 9cm/3½", straight, Iris scissors pt./pt., 10,5cm/4¼", str., Iris scissors str. 10,5cm/4¼", iris scissors 10,5 cm, Iris scissors pt./pt., 11,5cm/4½", str., Iris scissors 11,5 cm, straight, screw for 08.340.11, iris scissors 11,5 cm, Iris scissors pt./pt., 12,5cm/5", str., Iris scissors pt./pt., 9cm/3½", curved, iris scissors 9 cm gold plated, iris scissors 9 cm gold platet, iris scissors 9 cm, Iris scissors pt./pt., 10,5cm/4¼", curve, diBLACK Iris scissors pt./pt.,, Iris scissors cvd. 10,5cm/4¼", Iris scissors pt./pt., 11,5cm/4½", cvd., Iris scissors 11,5 cm, curved, Iris scissors pt./pt., 12,5cm/5", curved, Iris scissors 9,0 cm round, straight, Iris scissors 10,5cm/4¼" round str., Iris scissors 11,5cm/4½" round str., Iris scissors 9,0 cm round, Iris scissors 10,5cm/4¼" round cvd., Iris scissors 11,5cm/4½" round cvd., Iris scissors TC straight 9,0 cm, Iris scissors TC straight 10,5 cm, Iris scissor pt./pt., 11,5cm/4½",, Iris scissors TC curved 9,0 cm, Iris scissors TC curved 10,5 cm, AEBLI corneal scissors 9cm/3½",, BONN iris scissors bl./bl., 9cm/3½",, Iris scissors 10cm, straight, Scissors, angled to side, 11,5cm/4½", O'BRIEN stitch scissors angled, iris scissors straight blunt 9cm/3½", iris scissors straight blunt 11,5cm/4½", iris scissors curved blunt 9cm/3½", Gradle Scissors cvd sharp points 4", iris scissors curved blunt 11,5cm/4½", Sciss.plastic crv.sh/sh. 4-1/2" 11.5cm, STEVENS tenotomy sciss. sh/sh str.TC, STEVENS tenotomy sciss. sh/sh str., STEVENS tenotomy sciss. sh/sh cvd. TC, STEVENS tenotomy sciss. sh/sh cvd., STEVENS tenotomy sciss. bl/bl str.TC, STEVENS tenotomy sciss. bl/bl str., STEVENS tenotomy sciss. bl/bl cvd. TC, STEVENS tenotomy sciss. bl/bl cvd., STEVENS tenotomy sciss. sh/sh 10,5cm/4¼", STEVENS tenotomy sciss. bl/bl 10,5cm/4¼", Sciss.delic.narrow sharp tips cvd., Strabismus scissors straight 11,5cm/4½", Strabismus scissors straight, Strabismus scissors curved 11cm/4¼", Strabismus scissors TC str. 11cm/4¼", Strabismus scissors TC cvd. 11cm, GRAEFE Scissors, angled, 10 cm, GRADLE stitch scissor, 9,5cm/3¾", sh./sh, LANDOLT Enucl.scissors slight curv., LANDOLT Enucl.scissors slight curved, LANDOLT Enucl.scissors cvd. 13cm/5", CONVERSE Nasal scissor, blunt, 10,5cm, CONVERSE Nasal scissor, sharp, 10,5cm, HEYMANN nasal scissors cvd. 18cm/7", HEYMANN nasal septal scissors 20cm TC, FOMON nasal scissors bl./bl., 11,5cm/4½", FOMON nasal scissors bl./bl., 14cm/5½",, COTTLE nasal scissors bl./bl., 16cm/6¼",, COTTLE nasal scissors TC cvd. 16cm/6¼", COTTLE MASING scissors sh/sh. 10,5cm, COTTLE MASING scissors bl/bl. 10,5cm, AUFRICHT scissors str. 5 3/4" 14.5cm, AUFRICHT scissors cvd. 5 3/4" 14,5cm, scrs.f.wound edges serr. 13 cm, straight, scrs.f.wound edges serr. 13 cm, curved, BEUSE scissors toothed str. 14cm/5½", BEUSE scissors toothed str. 18cm/7", BEUSE scissors toothed cvd. 14cm/5½", BEUSE scissors toothed cvd. 18cm/7", DEAN gum scissors 17cm/6¾", ang. up,, DEAN tonsil scissors toothed, BOETTCHER tonsil scissors cvd. 18cm/7", GOOD tonsil scissors cvd. 19cm/7½", METZENBAUM scissors str. bl/bl 20cm/8", METZENBAUM scissors str. bl/bl 23cm/9", METZENBAUM scissors str. 23cm/9", METZENBAUM scissors str. bl/bl 25cm/9¾", METZENBAUM scissors str. bl/bl 28cm/11", METZENBAUM scissors str. bl/bl 30cm/11¾", METZENBAUM scissors str.bl/bl 35.5cm/14", METZENBAUM scissors cvd. 14 cm, METZENBAUM Dissecting Scissors, curved, METZENBAUM scissors cvd. 15cm/6", METZENBAUM scissors cvd. 15 cm, METZENBAUM scissors cvd. bl/bl 16cm/6¼", METZENBAUM dissecting scissors 18cm/7", METZENBAUM scissors cvd. 18cm/7", METZENBAUM scissors 18 cm, METZENBAUM scissors cvd. 18 cm, METZENBAUM scissors cvd. bl/bl 20cm/8", METZENBAUM scissors cvd. 20 cm, METZENBAUM scissors cvd. bl/bl 23cm/9", METZENBAUM scissors cvd. 23cm/9", METZENBAUM scissors cvd. 23cm, METZENBAUM scissors cvd. 23 cm, METZENBAUM scissors cvd. bl/bl 25cm/9¾", METZENBAUM scissors cvd. bl/bl 28cm/11", METZENBAUM scissors cvd. bl/bl 30cm/11¾", METZENBAUM scissors cvd.bl/bl 35.5cm/14", METZENBAUM fino scissors str. 18cm/7", METZENBAUM fino scissors str. 20cm/8", METZENBAUM fino scissors str. 23cm/9", METZENBAUM fino scissors str. 25cm/9¾", METZENBAUM fino scissors str. 28cm/11", METZENBAUM fino scissors cvd. 18cm/7", diBLACK METZENBAUM-FINO, METZENBAUM fino scissors cvd. 20cm/8", METZENBAUM fino scissors 20 cm, METZENBAUM fino scissors cvd. 23cm/9", METZENBAUM fino scissors cvd. 25cm/9¾", DEBAKEY forceps Atrau. C-shape, 27cm, DEBAKEY forceps Atrau. S-shape, 27cm, DEBAKEY forceps Atrau. C-shape, 31cm, DEBAKEY forceps Atrau. C-shape, 33cm, DEBAKEY forceps Atrau. C-shape, 35cm, diBLACK DE BAKEY atraumatic, DEBAKEY forceps Atrau. C-shape 31cm 2x3T, DE BAKEY atraumatic aneurysm clamp, DEBAKEY forceps Atrau. C-shape 33cm 2x3T, DEBAKEY BAHNSON aneur.cl. 24,5cm, DEBAKEY BAHNSON aneur.cl. 25,5cm, DEBAKEY BAHNSON aneur.cl. 26,5cm, DE BAKEY atraumatic aneurysm, DEBAKEY forceps Atrau. S-shape 30cm, DE BAKEY-MORRIS atraumatic aneurym, diBLACK DE BAKEY-MORRIS atraumatic, MORRIS forceps Atrauma 2x3 t.20,0cm, DEBAKEY clamp vascular Atraum., DEBAKEY MORRIS forceps atrauma 25cm, DE BAKEY-MORRIS atraumatic, DEBAKEY forceps Atrauma angul. 19cm, DEBAKEY forceps Atrauma angul. 20cm, DEBAKEY forceps Atrauma angul. 22cm, DEBAKEY forceps Atrauma angul. 28cm, diBLACK DE BAKEY atraumatic vascular, WYLIE hypogastrik/abdominal vascular, WYLIE hypogastric and abdominal, DEBAKEY-SEMB forceps Atrauma, diBLACK DE BAKEY-SEMB atraumatic, DEBAKEY forceps Atrauma "S" 27cm, DEBAKEY forceps Atrauma angul. 20,5cm, diBLACK DE BAKEY atraumat. multi-purpose, DEBAKEY forceps Atrauma angul. 24cm, DEBAKEY forceps Atrauma angul. 25cm, DEBAKEY forceps Atrauma angul. 30cm, SATINSKY clamp Atrauma 20cm, SATINSKY clamp Atrauma 24cm, SATINSKY clamp Atrauma 25cm, diBLACK SATINSKY atraumatic occlusion, SATINSKY clamp Atrauma 26cm, SATINSKY clamp Atrauma 27cm, WYLIE vascular clamp curv.21cm, WYLIE vascular clamp curv.22cm, ALLENBERG-Cobra atr.clamp curv.23,5cm, ALLENBERG-Cobra atr.clamp curv.24,5cm, GLOVER clamp Atrauma 23cm, DEBAKEY SATINSKY cl. 23,5cm, DEBAKEY SATINSKY cl. 24cm, DEBAKEY SATINSKY cl. 24,5cm, DE BAKEY-SATINSKY tangential occlussion, DEBAKEY SATINSKY clamp titan., HARKEN atraumatic clamp 24cm/9½", HARKEN clamp Atrauma, Organ grasping forceps, medium,., Organ grasping forceps, large,, DALE forceps Atrauma 18,5 cm, DALE forceps Atrauma small, DALE forceps Atrauma medium, DALE forceps Atrauma large, DEBAKEY fcps.anastamosis Atrau, BECK clamp Atrauma 17cm, DE BAKEY BECK clamp, DEBAKEY forceps Atrauma, DEBAKEY diss. forceps Atrauma, POTTS forceps Atrauma, DERRA forceps Atrauma, CALNE atrauma clamp 27cm 10-3/4", DEBAKEY clamp pediatr.str.16cm, DE BAKEY atraumatic coarctation clamp,, DEBAKEY forceps Atrauma str. 17cm, diBLACK DE BAKEY atraumatic coarctation, DEBAKEY clamp pedi.angl.15,5cm, diBLACK DE BAKEY coarctation clamp, DEBAKEY forceps Atrauma str. jaws 17cm, DE BAKEY coarctation clamp 17cm/6¾",, DEBAKEY fcps.Atrauma str.cvd., diBLACK DE BAKEY atraumatic anastomosis, DE BAKEY atraumatic coarctation clamp, DEBAKEY forceps Atrauma 60° 15,5cm, DEBAKEY forceps Atrauma 30° 16cm, GLOVER forceps Atrauma, MIXTER hemos+bronchus forceps 16cm/6¼", MIXTER hemos+bronchus forceps 18cm/7", MIXTER hemos+bronchus forceps 23cm/9", MIXTER forceps serrated, MIXTER hemos+bronchus forceps 22cm/8¾", MIXTER baby hemostatic forceps 14cm/5½", MIXTER baby hemostatic forceps 18cm/7", OVERHOLT MIXTER forceps, MIXTER O'SHAUGNESSY forceps 15,5cm/6", MIXTER O'SHAUGNESSY forceps 19cm/7½", O'SHAUGNESSY forceps 22 cm, WIKSTROEM hemostatic forceps 21cm 8¼", WIKSTROEM hemostatic forceps 24cm 9½", MIXTER clamps longitudinal serr. 18cm/7", MIXTER hemo/bron/duct forc. 1, 22cm/8¾", MIXTER hemo/bron/duct forc. 2, 25cm/9¾", MIXTER hemo/bron/duct forc. 3, 28cm/11", BAINBRIDGE hemostatic fcps. str. 15cm/6", BAINBRIDGE hemostatic fcps. str. 18cm/7", BAINBRIDGE hemostatic fcps. cvd. 15cm/6", BAINBRIDGE hemostatic fcps. cvd. 18cm/7", OVERHOLT fcps.delic.fig.3 22,5, ALLEN Intest. forceps child 16cm, ALLEN Intestinal clamp, 20cm,, ALLEN Intestinal clamp, 24cm,, O'SHAUGNESSY forceps 15 cm, O'SHAUGNESSY forceps 18 cm, O'SHAUGNESSY forceps 20 cm, O'SHAUGNESSY forceps 23 cm, O'SHAUGNESSY forceps 25,5 cm, O'SHAUGNESSY forceps 28 cm, BAILEY hemostatic forceps 18cm/7", cvd., Bailey hemostatic forceps 20 cm, Bailey hemostatic forceps 24 cm, SHALLCROSS gall duct forceps, McQUIGG MIXTER hemost.forceps 22cm/8¾", LAHEY gall duct forceps 19cm/7½", LAHEY gall duct fcps.heavy 23 cm, LAHEY gall duct forceps 23cm/9", LOWER gall duct forceps 18cm/7", LAHEY gall duct forceps 23cm, JOHNS HOPKINS hemo/gall fcps. 20cm/8", MIXTER gall duct forceps angl.16,5cm/6½", MOYNIHAN clamp short jaws 23cm/9", MOYNIHAN clamp forceps lg.jaws, BRIDGE Thorax Forcep crvd., Thorax Forcep Bridge straight, DESJARDINS gall duct clamp 21cm/8¼", CRILE clamp duct clamp 20cm, GRAY gall duct clamp fig. 1, 22cm/8¾", GRAY gall duct clamp fig. 2, 23cm/9", NISSEN gall duct and cyst.fcp., BUCHANAN Introducing fcps. 28cm, grooved, GRAY gall duct clamps, set, GRAY gall duct clamp fig.1,1x2t.22cm/8¾", GRAY gall duct clamp fig.2 1x2t. 23cm/9", SEGOND LANDAU clamp forceps, SEGOND clamp forceps, FAURE clamp forceps 25cm, STILLE pedicle clamp 23cm/9", STILLE kidney clamp 24 cm, MAYO GUYON pedicle clamp 23cm/9", GUYON Kidney pedicle clamps atrauma,23cm, GUYON Kidney pedicle clamps atrauma 24cm, GUYON pedicle clamp 23cm/9", GUYON kidney pedicle cl.atraum, GUYON pedicle clamp 20cm/8", GUYON pedicle clamp 22cm/8¾", GUYON pedicle clamp 24cm/9½", OCKERBLAD pedicle clamp 22cm, HERRICK kidney pedicle clamp 23cm/9", GEARY GRANT cholecyst. forceps, MIKULICZ baby periton. forceps 14cm/5½", MIKULICZ peritoneum forceps 18.5cm/7¼", MIKULICZ peritoneum forceps 20cm/8", MIKULICZ peritoneum forceps 21cm/8¼", MIKULICZ periton.forceps sl.cv 21cm/8¼", MIKULICZ peritoneum forceps 18cm/7", MIKULICZ Pertioneum forceps 24.5cm/9½", PHANEUF peritoneum forceps str.21cm/8¼", PHANEUF peritoneum forceps ang. 21cm/8½", FAURE peritoneum forceps 21cm/8¼",, intestin.forceps 23cm, 60mm, intestin.forceps 23cm, 80mm, LONG forceps cvd. 1x2t.serrat., 19cm, HEANEY BALLENTINE fcps.str. 8', HEANEY BALLENTINE fcps.curv.8', HOSEMANN forceps serrated, HOSEMANN forceps 1x2 teeth, HOLZBACH hemostat.forceps 1x2t, OCHSNER Forceps 90° angled fine, Ligature forceps straight, 14cm, Ligature forceps curved, 14cm, diBLACK HALSTED-MOSQUITO autramatic, HALSTED Mosqu.hemost.fcps.atraum.15cm, HALSTED Mosquito forceps Atrau, HALSTED Mosqu.hemost.fcps.15cm, HALSTED-MOSQUITO autramatic forceps, diBLACK PEAN atraumatic hemostatic, PEAN hemostatic forceps Atrau. 60mm 20cm, PEAN hemostatic fcps. Atrau.89mm 26,5cm, PEAN hemostatic fcps. Atrau.99mm 28cm, PEAN atraumatic hemostatic forceps, PEAN hemostatic forceps Atrau., PEAN hemostatic forceps Atrau.cvd.60/200, PEAN hemostatic fcps. Atrau.89mm 26cm, PEAN hemostatic fcps. Atrau.99mm 27.5cm, RANKIN hemost. forceps 16 cm, RANKIN hemostatic forceps atraum. 16cm, HOPT clamp jaws atraum. 40 mm, diBLACK HOPT atraumatic vascular clamp, HOPT clamp jaws atraum. 50 mm, HOPT clamp jaws atraum. 60 mm, DE BAKEY atraumatic pedriatric vascular, LEES clamp Atrauma angulated, LEES clamp Atrauma S-shape, POTTS clamp jaws atraum. 20cm, diBLACK POTTS atraumatic coarctation, POTTS clamp jaws atraum. 21cm, GLOVER coarct.clamp 26 cm str., POTTS clamp jaws atraum. 20cm, GLOVER coarct.clamp 26cm/angl., POTTS clamp jaws atraum. jaw angled 21cm, POTTS clamp jaws atraum. jaw angled 22cm, POTTS clamp jaws atraum. 30 mm 21cm, POTTS clamp jaws atraum. 55 mm, GLOVER vascul.clamp 24cm cvd., GLOVER vasc.clamp 19,5cm curv., GLOVER vasc.clamp 21.5cm str.cvd, GLOVER vasc.clamp spoon 21 cm, GLOVER vasc.clamp spoon 26 cm, DEBAKEY periph.vas.cl. (ductus)str.19,5, DEBAKEY periph.vas.cl.str.22cm, DEBAKEY periph.vas.cl. (ductus)ang.19,5, DEBAKEY periph.vas.cl.ang.22cm, DARDIK atraumatic multi purpose vascular, LELAND JONES forceps Atrauma 19cm, DEBAKEY periph.vas.cl.cvd.26,5, DEBAKEY forceps Atrauma "S" 19cm, DEBAKEY forceps Atrauma "S" 20cm, DEBAKEY forceps Atrauma cvd. 16cm, BAINBRIDGE forceps Atrauma, LELAND JONES perpiph.vas.clamp 19cm, LELAND JONES forceps Atrauma 30° 19cm, diBLACK LELAND-JONES atraumatic vascular, LELAND JONES forceps Atrauma 15° 19cm, diBLACK LELAND-JONES atraumatic, LIDDLE vascular clamp 27 cm, LAMBERT-KAY atraumatic clamp 20cm/8",, LAMBERT-KAY atraumatic anastomosis, diBLACK LAMBERT-KAY atraumatic, LAMBERT KAY forceps Atrauma 20cm, DEBAKEY (LAMBERT) forceps Atr. 25.5cm, DE BAKEY forceps Atrauma, diBLACK DE BAKEY atraumatic clamp, WEBER forceps Atrauma left s., WEBER forceps Atrauma right s., DEBAKEY forceps Atrau. C-shape, 24cm, MATHIEU needleh.ratch.insideTC 17 cm, MATHIEU needle holder 20cm/8", TC,, MATHIEU - Olsen needleh.ratch.insideTC, MATHIEU needle holder 14cm/5¼",, MATHIEU needle holder 17cm/6¾",, MATHIEU needleholder delicate, MATHIEU needle holder 14cm/5¼", TC,, MATHIEU needle holder 17cm/6¾", TC,, MATHIEU needle holder delic.TC, MATHIEU RYDER needle holder, Smaha needleholder straight, Smaha needleholder curved, AXHAUSEN needle hold.18,5cm TC, OLSON HEGAR mini needleh. smooth 4 3/4", OLSON HEGAR mini N/H cross-serr. 4-3/4", OLSEN-HEGAR needle holder with scissors, OLSEN HEGAR needleholder TC, 12cm, OLSEN HEGAR needle holder TC, OLSON HEGAR mini needle hol. TC smooth, OLSEN HEGAR mini needleh. TC serr. 12cm, OLSEN HEGAR needleholder, GILLIES needle holder with scissors, Forster Gillies needleholder w.scis.TC, GILLIES needleholder w.scis.TC 16cm, DIETHRICH needleholder 16 cmTC, DIETHRICH needleholder 18 cmTC, DIETHRICH needleholder 20 cmTC, DIETHRICH needleholder 23 cmTC, DIETHRICH needleholder 26 cmTC, LICHTENBERG Needle holder TC, 20cm, LANGENBECK Needle holder TC, 18cm, LANGENBECK Needle holder TC, 20,5cm, LANGENBECK Needle holder TC, 23cm, ZWEIFEL Needle holder TC, 20,5cm, ZWEIFEL Needle holder TC, 23cm, HOSEL Needle Holder TC, 25cm with long, POTTS SMITH needle holder TC, STEVENS needleholder, STEVENS needle holder 13cm/5", STEVENS needle holder 15cm/6", BOYNTON needleholder, CASTROVIEJO Needle holder, 18cm, TC,, ARRUGA needle holder 16cm/6¼", ARRUGA needle holder 16cm delicate, ARRUGA needle holder 16cm/6¼", TC, KALT ARRUGA needleholder, KALT needleholder 14 cm, ARRUGA Needle holder 13,5cm, straight, ARRUGA Needle holder 13,5cm, curved, BARRAQUER TROUTMAN Micro Needle Holder,, CASTROVIEJO Micro NH 13cm str., CASTROVIEJO Micro NH 13cm cvd., Micro Needle Holder, curved, 18cm, Micro Needle Holder, straight, 18cm, Needle holder micro 10mm with catch 15cm, JACOBI needleh. w. catch 12.0cm cvd., BARRAQUER needle h.w'out catch, Needle hold. micro w'out catch, REILL needle hold. w'out catch, Needle hold. micro w'out catch, 12cm cvd, REILL needle hold. w'out catch 15cm cvd., Needle hold. micro w'out catch, 18cm, BARRAQUER Micro-Needleh.w'out catch,13cm, BARRAQUER needleh.w'out catch 10cm, BARRAQUER Needleh.w'out catch, 11,5cm, BARRAQUER needleh.w'out catch, BARRAQUER Needleh.w'out catch, 13cm, BARRAQUER Need.hold.w.ratchet, 14cm, RHOTON Needleholder fine, cvd., 17.8cm,, BARRAQUER needle hold. w.catch, BARRAQUER needle hold. w.catch 14cm, BARRAQUER needlehld.with catch 10,5cm,cv, BARRAQUER needlehld.with catch 12cm,cvd, Needle holder micro stra. with catch15cm, BARRAQUER needlh.w'out catchTC, BARRAQUER needleh. w. catch TC, Needle holder micro with catch cvd.12cm, Needle holder micro with catch cvd., Needle holder micro with catch, JABOMA needle holder TC, CASTROVIEJO micro needle holder 14cm, CASTROVIEJO needleh.with catch cvd., CASTROVIEJO need.hold.w'out r. 9cm str., CASTROVIEJO needleh.w.catch, CASTROVIEJO need.hold.w'out r. 9cm curv., CASTROVIEJO need.hold.w.ratch. 9cm str., CASTROVI.n.h.w.catch smooth TC 14cm, CASTROVIEJO needle holder w.catch TC18cm, CASTROVIEJO needle holder w.catch TC21cm, CASTROVIEJO needle holder w.catch TC23cm, CASTROVIEJO need.hold.w.ratch. 9cm curv., CASTROVI.n.h.w.catch smooth TC, cvd.14cm, CASTROVI.n.h.w.catch smooth TC, cvd.18cm, CASTROVI.n.h.w.catch smooth TC, cvd.21cm, CASTROVI.n.h.w.catch smooth TC, cvd.23cm, CASTROVIEJO needleh.w'out ctch, CASTROVIEJO micro needle holder, CASTROVIEJO needleh.w.catch TC, 14cm, CASTROVIEJO needleh.w.catch TC 18cm, CASTROVIEJO needleholder w/catch TC 21cm, CASTROVIEJO needleholder w/catch TC 23cm, CASTROVIEJO n.h.cvd.w.catch TC, CASTROVIEJO Needle holder, 21cm, TC,, CASTROVIEJO Needle holder, 23cm, TC,, CASTROVIEJO needleh. round 11,5cm, CASTROVIEJO needleh.round 13cm, CASTROVIEJO needleholder w/catch 17cm, CASTROVIEJO needleholder w/catch 23cm, CASTROVIEJO needleholder w/catch 14cm, CASTROVIEJO needleholder w/catch 18cm, CASTROVIEJO needleholder w/catch 21cm, CASTROVIEJO needlehold.13cm TC straight, CASTROVIEJO n.hold.w'out r. 14cm str. Ti, CASTROVIEJO needlehold.15cm TC straight, CASTROVIEJO need.hold.14cm cvd, CASTROVIEJO n.hold.w'out r. 14cm curv.Ti, GREGORY Double Action Needle Holer, str., Needle holder micro flat hdle., Needle holder micro flat hdle.18,5cm/7¼", Needle holder micro flat hdle. cvd 16cm, Needle holder micro flat hdle. 185mm,cvd, Needle holder micro flat hdl. cvd. 16 cm, CASTROVIEJO needle holder smooth TC 18cm, CASTROVIEJO needle holder smooth TC 21cm, CASTROVIEJO needle holder smooth TC 23cm, CASTROVIEJO needle holder smooth TC 14cm, CASTROVIEJO needleholder w/o catch 14cm, CASTROVIEJO needleholder w/o catch 17cm, CASTROVIEJO needleholder w/o catch 18cm, CASTROVIEJO needleholder w/o catch 21cm, CASTROVIEJO needle holder str. TC 14cm, CASTROVIEJO needle holder str. TC 18cm, CASTROVIEJO needle holder str. TC 21cm, CASTROVIEJO needle holder str. TC 23cm, CASTROVIEJO needle holder curved TC 14cm, CASTROVIEJO needle holder curved TC 18cm, CASTROVIEJO needle holder curved TC 21cm, CASTROVIEJO needle holder curved TC 23cm, Needle holder micro 1.0mm 18cm, Needle holder micro 1,5mm 21cm, Needle holder micro 2.0mm 18cm, YASARGIL needle h.micro 22,5cm, YASARGIL needle h.micro 16,5cm, YASARGIL needle h.micro 20,0cm, YASARGIL needle h.micro 24,5cm, YASARGIL Titan-needle h.micro 22cm bl., YASARGIL Titan-needle h.micro 24cm bl., YASARGIL Titan-needle h.micro 20cm bl., YASARGIL Titan-needle h.micro 22,5cm bl., JACOBSON ndle.hold.w'out catch, JACOBSON needle holder w.catch, JACOBSON needle holder w.catch 21cm, JACOBSON Needle holder, 18cm, TC,, BROCK needle holder straight 15cm, BROCK needle holder straight 18cm, BROCK needle holder curved 15cm, BROCK needle holder curved 18cm, WACHTEL needleh.w.catch TC 17cm, MÜLLER Micro Needleholder cvd. 145mm, MÜLLER Micro Needleholder cvd. 180mm, BARRAQUER micro needle horder 14cm, TC, TOLEDO micro needle horder 18cm/7", TC,, TOLEDO micro-needleh. TC smo. str. 21cm, TOLEDO micro-needleh. TC smo. str. 23cm, TOLEDO micro-needleh. TC smo. cvd. 14cm, TOLEDO micro-needleh. TC smo. cvd. 23cm, TOLEDO micro needle horder 14cm/5½", TC,, TOLEDO micro-needleh. TC str. 21cm, TOLEDO micro-needleh. TC str. 23cm, TOLEDO micro-needleh. TC cvd. 14cm, TOLEDO micro-needleh. TC cvd. 21cm, TOLEDO micro-needleh. TC cvd. 23cm, OCHSNER trocar 17Fr., OCHSNER gall bladder trocar 14,5cm/5¾",, BUELAU trocar Ø 8mm out., CAMPBELL trocar 8 mm 16 cm, NELSON trocar 21cm/8¼", 25 Fr.,, NELSON trocar 21cm/8¼", 30 Fr.,, NELSON trocar 21cm/8¼", 33 Fr.,, NELSON trocar 21cm/8¼", 35 Fr.,, KRAUSE trocar set antrum 5.5 mm, REDON guide needle 19,5cm/7¾", 10 Fr.,, REDON guide needle 19,5cm/7¾", 12 Fr.,, REDON guide needle 19,5cm/7¾", 18 Fr.,, REDON guide needle 19,5cm/7¾", 6 Fr.,, REDON guide needle 19,5cm/7¾", 8 Fr.,, REDON guide needle 19,5cm/7¾", 16 Fr.,, REDON guide needle 19,5cm/7¾", 14 Fr.,, DERF needleholder 12 cm, Rehbein Baby needleholder 11,5 cm, DERF needleholder 12 cm TC, DERF needleholder longit.serr., COLLIER needleholder 12,5 cm, WEBSTER needlehold. serrated 5¼" 13cm, DOYEN needleholder 12 cm, MASING needleholder serrated TC, 13cm, WEBSTER needle holder TC, 13 cm, WEBSTER needle hold.TC 5' serr, WEBSTER needle holder sm. 11,5, WEBSTER needle holder, WEBSTER Needle holder, smooth, TC, 12cm, WEBSTER Needle holder, smooth, TC, 13cm, HALSEY needle holder 13cm/5", smooth, HALSEY needleholder smooth, HALSEY needle holder 13cm/5", smooth, TC, HALSEY needleholder 13 cm TC, HALSEY needle holder 13cm/5", HALSEY needleholder serrated, HALSEY needle holder 13cm/5", TC, HALSEY needleholder 13 cmTC, HALSEY needleholder serratedTC, NEW ORLEANS Needleholder serrated,TC18cm, CONVERSE Needle Holders TC 13cm, NEIVERT needleholder 13 cm, NEIVERT needleholder serr. TC, NEIVERT needleholder smooth TC, Neivert needleholder TC 13cm left-handed, BROWN needle holder, BAUMGARTNER needle holder 13cm/5", BAUMGARTNER needleholder12,5cm, BAUMGARTNER needle holder 14,5cm/5¾", BAUMGARTNER needle holder 13cm/5", TC, BAUMGARTNER needleh. 12,5cm TC, BAUMGARTNER needle holder 14,5cm/5¾", TC, BAUMGARTNER needleholder 14cm TC, NEW Orleans needle hold.18cm/7" serr., CRILE-WOOD needleholder 15cm/6", CRILE WOOD needleholder 15 cm, CRILE WOOD needle holder 18 cm, CRILE WOOD needleholder 20 cm, CRILE WOOD needleholder 23 cm, CRILE WOOD needleholder 14cmTC, CRILE-WOOD needle holder 15cm/6", TC, CRILE WOOD needleholder 15cmTC, CRILE WOOD needleholder 18cmTC, CRILE WOOD needleholder 20cmTC, CRILE WOOD needleholder 23cm/9" TC, CRILE WOOD needle holder TC, 15cm, BABY CRILE WOOD needleholder 15cmTC, CRILE-MURRAY needle holder 15cm/6",, CRILE-MURRAY needle holder 15cm/6", TC,, HEGAR Needle Holders heavy pattern 20cm, MAYO HEGAR needleholder 14cm/5½", MAYO HEGAR needleholder, MAYO-HEGAR needle holder 16cm/6¼", MAYO HEGAR needleholder 16cm, MAYO-HEGAR needle holder 18cm/7", MAYO HEGAR needleholder 20cm/8", MAYO HEGAR needleholder 24cm/9½", MAYO HEGAR needleholder 26cm/10¼", MAYO HEGAR needleholder 30cm/12", MAYO HEGAR needleholder curved 14cm, MAYO HEGAR needleholder curved 16cm, MAYO HEGAR needleholder curved 18cm, MAYO HEGAR needleholder curved 20cm, MAYO HEGAR needleholder curved 24cm, MAYO HEGAR Needle Holder, 16,5cm, MAYO HEGAR Needle Holder, 19cm, MAYO HEGAR needleholder 14cm/5½", TC, MAYO HEGAR needleholder TC, MAYO-HEGAR needle holder 16cm/6¼", TC, MAYO HEGAR WOOD needleholder 16cmTC, MAYO-HEGAR needle holder 18cm/7", TC, MAYO HEGAR WOOD needleholder 18cmTC, MAYO HEGAR needleholder 20cm/8", TC, MAYO HEGAR needleholder 24cm/9½", TC, MAYO HEGAR needleholder 26cm/10¼", TC, MAYO HEGAR needleholder 30cm/12", TC, MAYO HEGAR needleholder 35cm/13¾", TC, MAYO HEGAR needleholder smooth TC, MAYO HEGAR needleholder smooth TC 18cm, MAYO HEGAR needlehold.delicate, MAYO HEGAR needlehold.delic.TC 14cm, MAYO-HEGAR needle holder 18cm/7", TC,, MAYO HEGAR needlehold.delic.TC, MAYO HEGAR needlehold.delic.TC 24 cm, MAYO HEGAR needleholder TC 18cm Titanium, MAYO HEGAR needleholder TC 23cm Titanium, MAYO-HEGAR needle holder, 18cm/7", TC, KILNER needle holder 13,5 cm, KILNER Needle holder 16,5 cm, KILNER needle holder 13,5cm/5¼", TC,, DE BAKEY needleholder TC 165mm,, DE BAKEY needle holder 18cm/7", TC, DE BAKEY needleholder 18 cm TC, DE BAKEY needleholder 26cm, TC, DE BAKEY needleholder TC, DE BAKEY needleholder TC cvd. 30,5cm 12", DE BAKEY needleh.delic.16,5 cm TC, DE BAKEY needleh.delicate 18cm TC, DE BAKEY needleh.delicate 21cm TC, DE BAKEY needleh.delicate 23cm TC, DE BAKEY needleh.delicate 31cm TC, Sweden needle holder TC, 15cm, Sweden needle holder TC, 17cm, Sweden needle holder TC, 20cm, DE BAKEY needleh.delicate 23cm, RYDER Vasc. needlehold.TC smooth 15cm/6", RYDER Vasc. needlehold.TC smooth 18cm/7", RYDER Vasc. ne | MONTAL | 2024-08-26T00:00:00.000+02:00 | Dimeda Instrumente GmbH, Gänsäcker 54+58, D-78532 Tuttlingen, GERMANY | 08.283.28, 08.283.28B, 08.284.11, 08.284.15, 08.284.18, 08.284.20, 08.284.23, 08.284.25, 08.284.28, 08.284.30, 08.285.11, 08.285.15, 08.285.15W, 08.285.18, 08.285.18BU, 08.285.18W, 08.285.18WB, 08.285.20, 08.285.20B, 08.285.23, 08.285.23W, 08.285.25, 08.285.28, 08.285.30, 08.286.15, 08.286.18, 08.286.20, 08.286.20B, 08.286.23, 08.286.25, 08.439.17, 08.441.19, 08.442.25, 08.443.25, 08.461.18, 08.467.19, 08.468.15, 08.469.10, 08.470.11, 08.471.10, 08.472.22, 08.473.21, 08.473.24, 08.475.22, 08.475.23, 08.477.18, 08.477.21, 08.477.24, 08.478.19, 08.479.19, 08.480.18, 08.480.25, 08.480.40, 08.480.60, 08.480.61, 08.484.25, 08.484.40, 08.484.60, 08.485.25, 08.485.45, 08.485.60, 08.485.90, 08.485.92, 08.486.25, 08.486.26, 08.486.27, 08.486.45, 08.486.45B, 08.486.46, 08.486.47, 08.486.60, 08.486.60B, 08.486.61, 08.486.62, 08.486.90, 08.486.91, 08.486.92, 08.487.25, 08.487.26, 08.487.27, 08.488.25, 08.489.25, 08.489.45, 08.490.16, 08.490.18, 08.490.23, 08.490.28, 08.491.16, 08.491.18, 08.491.18B, 08.491.23, 08.491.28, 08.492.16, 08.492.18, 08.492.23, 08.492.28, 08.493.23, 08.493.25, 08.493.45, 08.493.60, 08.495.15, 08.497.15, 08.498.19, 08.500.14, 08.500.17, 08.501.22, 08.501.23, 08.503.01, 08.503.02, 08.504.23, 08.504.26, 08.505.22, 08.505.23, 08.505.25, 08.505.26, 08.510.20, 08.510.23, 08.511.20, 08.511.20SW, 08.511.23, 08.512.20, 08.512.23, 08.513.23, 08.514.20, 08.514.23, 08.515.20, 08.515.23, 08.517.23, 08.518.20, 08.518.23, 08.519.20, 08.519.23, 08.520.22, 08.523.24, 08.525.14, 08.525.19, 08.525.22, 08.527.22, 08.530.17, 06.103.00Y, 08.531.17, 08.536.27, 08.537.27, 08.539.26, 08.540.16, 08.540.16AT, 08.540.18, 08.541.16, 08.541.16AT, 08.541.16Y, 08.541.18, 08.542.16, 08.543.16, 08.550.10, 08.551.13, 08.551.16, 08.553.16, 08.555.18, 08.560.14, 08.560.14Y, 08.560.20, 08.560.22, 08.571.18, 08.575.18, 08.577.24, 08.578.20, 08.579.20, 08.580.11, 08.580.18, 08.580.20, 08.580.23, 08.580.25, 08.580.28, 08.580.30, 08.581.11, 08.581.12, 08.581.18, 08.581.20, 08.581.23, 08.581.25, 08.581.28, 08.581.30, 08.582.15, 08.582.15AT, 08.583.15, 08.583.15AT, 08.286.28, 08.287.15, 08.287.15B, 08.287.18, 08.287.20, 08.287.20B, 08.287.23, 08.287.25, 08.287.28, 08.287.35, 08.288.14, 08.288.18, 08.288.20, 08.288.23, 08.288.25, 08.288.28, 08.288.30, 08.289.14, 08.289.15, 08.289.18, 08.289.20, 08.289.23, 08.291.18, 08.291.18B, 08.291.20, 08.291.23, 08.292.14, 08.292.18, 08.292.20, 08.292.23, 08.292.25, 08.293.14, 08.293.18, 08.293.20, 08.293.23, 08.293.25, 08.295.18, 08.295.18B, 08.295.23, 08.296.14, 08.296.18, 08.296.20, 08.296.23, 08.297.14, 08.297.18, 08.297.20, 08.297.23, 08.298.20, 08.298.23, 08.298.28, 08.300.11, 08.301.11, 08.302.14, 08.303.14, 08.304.14, 08.304.15, 08.305.14, 08.305.15, 08.306.11, 08.306.14, 08.307.11, 08.307.14, 08.308.12, 08.308.14, 08.308.15, 08.309.14, 08.310.12, 08.310.15, 08.311.11, 08.312.13, 08.313.13, 08.313.18, 08.314.12, 08.314.15, 08.315.16, 08.315.16AT, 08.316.16, 08.317.16, 08.317.17, 08.317.25, 08.317.45, 08.317.60, 08.318.16, 08.319.25, 08.319.45, 08.319.60, 08.320.15, 08.321.15, 08.321.18, 08.322.09, 08.323.09, 08.324.15, 08.325.15, 08.326.10, 08.327.10, 08.328.10, 08.329.10, 08.330.14, 08.331.09, 08.331.14, 08.333.09, 08.334.09, 08.335.09, 08.336.10, 08.336.12, 08.337.10, 08.337.12, 08.338.10, 08.338.12, 08.339.10, 08.339.12, 08.340.09, 08.340.09B, 08.340.09Y, 08.340.10, 08.340.10B, 08.340.10L, 08.340.10Y, 08.340.11, 08.340.11AT, 08.340.11B, 08.340.11SCHRAUBE, 08.340.11Y, 08.340.12, 08.341.09, 08.341.09B, 08.341.09E+G, 08.341.09G, 08.341.09Y, 08.341.10, 08.341.10B, 08.341.10L, 08.341.11, 08.341.11AT, 08.341.11B, 08.341.11Y, 08.341.12, 08.342.09, 08.342.09B, 08.342.10, 08.342.10B, 08.342.11, 08.342.11B, 08.343.09, 08.343.09B, 08.343.10, 08.343.10B, 08.343.11, 08.343.11B, 08.344.09, 08.344.10, 08.344.11, 08.345.09, 08.345.10, 08.345.11, 08.347.09, 08.349.09, 08.350.09, 08.351.09, 08.351.11, 08.353.11, 08.354.10, 08.354.11, 08.355.09, 08.356.09, 08.356.11, 08.357.09, 08.357.10, 08.357.11, 08.359.11, 08.360.10, 08.360 | Klasa I | Instrumenta kirurgjikale | Instrumenta shumeperdorimeshe
16978 | Elastic bandage,Elastic bandage ideal | GREEMED | 2024-08-23T00:00:00.000+02:00 | Rays SPA Via Francesko Crispi 26-60027 OSIMO (AN) Italy | E64E7N1NSV, E65E7N1NSV | Klasa I | Bandazh elastik ideal | Tjeter
16979 | Non sterile plaster,BIO PAP | GREEMED | 2024-08-23T00:00:00.000+02:00 | Rays SPA Via Francesko Crispi 26-60027 OSIMO (AN) Italy | PAP02NBSC | Klasa I | pajisje për fiksimin e veshjeve, fashave, kateterëve, tubave kullues, sondave, garzave me vazelinë, garza pambuku në lëkurë të ndjeshme | Tjeter
16980 | mini VIDAS Flash Card V5.6.1 423117 | LABOPHARMA SHPK | 2024-07-30T00:00:00.000+02:00 | Biomerieux SA 376 Chemin de l'Orme 69280 Marcy-l'Etoile France | 423117 | In vitro | Jane karta reagentesh qe perdoren ne aparatet diagnostikues te analizave te gjakut mini VIDAS. | Pajisje te diagnostifikimit in vitro
16981 | Bur Dental | Primary Dental | 2024-08-02T00:00:00.000+02:00 | G&Z Instrumente GmbH, Montfortstrase 1, 6890 Lustenau, Austria | C 879K-314-016-10, C 879K-314-018-10, C 879K-314-021-10, C 879K-314-023-10, C 879L-314-012-12, C 879L-314-014-12, C 879L-314-016-12, C 880-314-010-6, C 880-314-012-6, C 880-314-014-6, C 880-314-016-6, C 881-314-010-8, C 881-314-012-8, C 881-314-014-8, C 881-314-016-8, C 881-314-018-8, C 881-314-020-8, C 881P-314-018-8, C 882-314-010-10, C 882-314-012-10, C 882-314-014-10, C 882-314-016-10, C 882-314-018-10, C 882-314-025-5,5, C 884-314-010-6, C 884-314-012-6, C 884-314-014-6, C 885-314-010-8, C 885-314-012-8, C 885-314-014-8, C 885-314-016-8, C 885-314-018-8, C 886-314-010-10, C 886-314-012-10, C 886-314-014-10, C 886-314-016-10, C 886-314-018-10, C 888-314-012-8, C 889-314-009-3,5, C 889-314-010-4, C 898-314-016-10,5, C 899-314-021-6,5, C 899-314-027-7, C 899-314-031-7, C 905-314-023-2,7, C 905-314-027-2,9, C 905-314-031-3,1, C 909-314-040-1.5, C 909-314-045-1.5, C 909-314-055-2, C-815-314-027-1,0, CEREC-Pointed Bur 12S, CEREC-Step Bur 12S, D 880-314-012-6-N, F 368-204-016-3.5, F 368-204-020-4.6, F 368-204-023-4.6, F 368-314-010-3.5, F 368-314-012-3.5, F 368-314-014-3.5, F 368-314-016-3.5, F 368-314-018-4.5, F 368-314-020-5, F 368-314-021-5, F 368-314-023-5, F 369-314-025-5,5, F 369XXL-317-025-5,5, F 371-314-021-4,5, F 371-314-023-4,5, F 379-204-023-4.2, F 379-314-012-3, F 379-314-014-3, F 379-314-016-3, F 379-314-018-3.4, F 379-314-020-4.2, F 379-314-021-4.2, F 379-314-023-4.5, F 379-314-023-5, F 379-314-029-5,5, F 379L-315-014-3, F 379L-315-023-4,3, F 379XL-316-012-3,5, F 379XL-316-016-3,5, F 379XL-316-016-6, F 379XXL-317-010-2, F 379XXL-317-012-3,5, F 379XXL-317-016-3,5, F 379XXL-317-016-6, F 390-314-014-3, F 390-314-016-3.5, F 390L-314-014-3.5, F 390L-314-016-3.5, F 392-314-016-6, F 392-314-016-8, F 392-314-018-8, F 392-314-021-10, F 801-104-009, F 801-104-010, F 801-104-012, F 801-204-023, F 801-204-029, F 801-314-008, F 801-314-009, F 801-314-010, F 801-314-012, F 801-314-014, F 801-314-016, F 801-314-018, F 801-314-020, F 801-314-021, F 801-314-023, F 801-314-025, F 801-314-027, F 801-314-029, F 801-314-035, F 801-314-042, F 801L-314-012, F 801L-314-014, F 801L-314-016, F 801XL-316-010, F 801XL-316-012, F 801XL-316-016, F 801XXL-317-010, F 801XXL-317-012, F 801XXL-317-016, F 802-314-008-2,5, F 802-314-009-2,5, F 802-314-010-2,5, F 802-314-012-3, F 802-314-014-3, F 802-314-016-3, F 802-314-018-3,5, F 802-314-021-4, F 802-314-023-4,5, F 802L-314-012, F 802L-314-014, F 802L-314-016, F 805-104-025, F 805-314-008-1, F 805-314-009-1, F 805-314-010-1, F 805-314-012-1.2, F 805-314-014-1.4, F 805-314-016-1.4, F 805-314-018-1.4, F 805-314-021-1.7, F 805-314-023-2,1, F 806-314-009-2,2, F 806-314-010-2,2, F 806-314-012-3, F 806-314-014-3,5, F 806-314-016-3,5, F 806-314-018-3,5, F 806-314-023-4, F 807-314-012-4, F 807-314-014-4, F 807-314-018-4, F 811-314-033-4,2, F 811-314-037-7, F 822-314-010-2, F 822-314-012-3, F 830-314-008-2.8, F 830-314-009-2.8, F 830-314-010-2.8, F 830-314-012-2.8, F 830-314-014-2.8, F 830-314-016-2.8, F 830L-314-010-4, F 830L-314-012-4, F 830L-314-014-5, F 830L-314-016-5, F 830L-314-018-5, F 830RL-314-012-4, F 830RL-314-014-5, F 830RL-314-016-5, F 831-205-014-7.2, F 831L-206-014-7.2, F 832-205-014-5.2, F 832L-206-014-5.2, F 833-314-021-3.5, F 835-314-008-3, F 835-314-010-4, F 835-314-012-4, F 835-314-014-4, F 835-314-016-4, F 835KR-314-008-3, F 835KR-314-010-4, F 835KR-314-012-4, F 835KR-314-014-4, F 835KR-314-016-4, F 836-314-010-6, F 836-314-012-6, F 836-314-014-6, F 836-314-016-6, F 836-314-018-6, F 836KR-314-008-6, F 836KR-314-010-6, F 836KR-314-012-6, F 836KR-314-014-6, F 836KR-314-016-6, F 837-204-012-8, F 837-314-010-8, F 837-314-012-8, F 837-314-014-8, F 837-314-016-8, F 837-314-018-8, F 837KR-314-010-8, F 837KR-314-012-8, F 837KR-314-014-8, F 837KR-314-016-8, F 837KR-314-018-8, F 837L-314-012-10, F 837L-314-014-10, F 837L-314-016-10, F 837L-314-018-10, F 838-314-009-4, F 838-314-012-4, F 839-314-010-0,1, F 839-314-012-0,1, F 839-314-014-0,1, F 842-314-014-12, F 845-314-010-4, F 845-314-012-4, F 845 | Klasa IIa | Freza dentare te diamantuara per frezime te struktures dhembore | Pajisje dentare
16982 | Sterile sets for Pumps Easymoov 4, Enteral feeding set for Easymoov pump, Sterile sets for Pumps Easymoov 4,Enteral feeding set with screw cap for pumps Easymoov, Sterile sets for Pumps Easymoov 4,Enteral feeding set for Easymoov pump, Sterile sets for Pumps Easymoov 4,Enteral feeding set double connection with hydration for | GREEMED | 2024-07-31T00:00:00.000+02:00 | Medwin France S.A.S 9 allée de la Vigne Grande 34600 Les Aires | 0VENED145G, 0VENED145S, 0VENED145SCS, 0VENED145V, 0VENED145VCS, 0VENEED145GH, 0VENEED145S, 0VENEED145SH, 0VENEED145V, 0VENP2GBD145G, 0VENP2GBD145S, NFED145S, 0VENEP11S, 0VENEP11SCS, 0VENEP13S, 0VENEP13SA, 0VENEP14R, 0VENEP14RCS, 0VENEP14S, 0VENEP14SA, 0VENEP14SCS, 0VENEP14V, 0VENEP14VCS, 0VENEEP14SH, 0VENEEP14S, 0VENFEP14S, 0VENFP14S, 0VENP1P14S, 0VENP1P14V, 0VENP2P14S, 0VENP3P14S, 0VEN2P2P14SH, 0VENEP2P14SHCS, 0VENEP08S, 0VENEP08V, 0VENEEJ24G, 0VENEEJ24GH, 0VENEEJ24S, 0VENEEJ24SH, 0VENEJ34G, 0VENEJ34GCS, 0VENEJ34S, 0VENEJ34SCS, 0VENEJ34V, 0VENEJ34VCS, 0VENP1GBJ34V, 0VENP2GBJ34G, 0VENP2GBJ34S, 0VENP2GBJ34V, 0VENEP2J24SHCS, NEJ33S, NEJ34MG, NFEJ24S, NP1GBJ34S, 0VENEEK24G, 0VENEEK24GH, 0VENEEK24S, 0VENEEK24V, 0VENEK34G, 0VENEK34S, 0VENEK34SCS, 0VENEK34V, 0VENEK34VCS, 0VENP2GBK34G, 0VENP2GBK34S, NP1GBK34S, NEM34S, NFEM24S, NES34S, WNEED145S, WNEEJ24S, WNEEK24S, WNED145S, WNEJ34S, WNEK34S | Klasa IIa | Pompe ushqimi enterale | Tjeter
pumps Easymoov, Sterile sets for Pumps Easymoov 4,Enteral feeding set double connection for pump Easymoov, Sterile sets for Pumps Easymoov 4, Enteral feeding set with 1,2 liter bag for pumps Easymoov, Sterile sets for Pumps Easymoov 4,Enteral feeding set for pumps Easymoov, Sterile sets for Pumps Easymoov 6, Enteral feeding set for Easymoov6 pump, Sterile sets for Pumps Easymoov 6, Enteral feeding set with screw cap for pumps Easymoov6, Sterile sets for Pumps Easymoov 6, Enteral feeding set double connection with hydration for pumps Easymoov6, Sterile sets for Pumps Easymoov 6, Enteral feeding set double connection for pump Easymoov6, Sterile sets for Pumps Easymoov 6, Enteral feeding set with 0,5 liter bag for pumps Easymoov6, Sterile sets for Pumps Easymoov 6, Enteral feeding set with 1,2 liter bag for pumps Easymoov6, Sterile sets for Pumps Easymoov 6, Enteral feeding set with 1,6 liter bag for pumps Easymoov6, Sterile sets for Pumps Easymoov 6, Enteral feeding set with two 1,2 liter bags for pumps Easymoov6- with hydration, Sterile sets for Pumps Easymoov 6, Enteral feeding set with screw cap – with 1,2 liter bag for pumps Easymoov6-with hydration, Sterile sets for Pumps Easymoov 6, Enteral feeding set with anti free flow valve for Easymoov6 pump, Sterile sets for Pumps Easilyt 4 and 6, Enteral feeding set double connection with hydration for pumps Easylit, Sterile sets for Pumps Easilyt 4 and 6, Enteral feeding set double connection for pumps Easylit, Sterile sets for Pumps Easilyt 4 and 6, Enteral feeding set for Easylit pumps, Sterile sets for Pumps Easilyt 4 and 6, Enteral feeding set with screw cap for pumps Easylit, Sterile sets for Pumps Easilyt 4 and 6, Enteral feeding set with 1,2 liter bag for pumps Easylit, Sterile sets for Pumps Easilyt 4 and 6, Enteral feeding set with screw cap and 1,2 liter bag for pumps Easylit – with hydration, Sterile sets for Pumps Easilyt 4 and 6, Enteral feeding set for pumps EasyLit, Sterile sets for Pumps Easilyt 4 and 6, Enteral feeding set with 0,5 liter bag for pumps Easylit, Sterile sets for Pumps with magnetic detection, Enteral feeding set double connection for magnetic detection pumps, Sterile sets for Pumps with magnetic detection, Enteral feeding set double connection with hydration for
magnetic detection pumps, Sterile sets for Pumps with magnetic detection, Enteral feeding set double connection for magnetic
detection pumps, Sterile sets for Pumps with magnetic detection, Enteral feeding set for magnetic detection pumps, Sterile sets for Pumps with magnetic detection, Enteral feeding set with screw cap for magnetic detection
pumps, Sterile sets for Pumps with magnetic detection, Enteral feeding set with 1,2 liter bag for magnetic detection
pump, Sterile sets for Pumps Mini 1000 and Mini 2000, Enteral feeding set for pumps Mini 1000 and Mini 2000 , Sterile sets for Pumps Mini 1000 and Mini 2000, Enteral feeding set for pumps Mini 1000 and Mini 2000, Sterile sets for Pumps MiniFlo, Enteral feeding set for pumps MiniFlo, No sterile enteral feeding sets, Enteral feeding set, double connection, Easymoov 4, No sterile enteral feeding sets, Enteral feeding set, double connection, Easylit, No sterile enteral feeding sets, Enteral feeding set, double connection, With magnetic detection, No sterile enteral feeding sets, Enteral feeding set, Easymoov 4, No sterile enteral feeding sets, Enteral feeding set, Easylit, No sterile enteral feeding sets, Enteral feeding set, With magnetic detection
16983 | Earphones and accessories/ Path Insert Earphone/ IP-05/100860, 100860-BL, Earphones and accessories/ Path Insert Earphone monaural/ IP-05M/100867, 100867-BL | MSE | 2024-07-31T00:00:00.000+02:00 | PATH MEDICAL GmbH Landsberger Str.65 , D-82110 Germering · Germany | IP-05/100860,100860-BL, IP-05M/100867, 100867-BL | Klasa IIa | Kufje IP-05, Kufje IP-05M | Tjeter
16984 | Special dressings ,Sterile wound dressing, Sterile Wound Plaster,Biodress | GREEMED | 2024-08-02T00:00:00.000+02:00 | Jinhua Jingdi Medical Supplies Co.,ltd,Building 2,Ditian Function Xiaoshun Town,Jindong Zone,321000 Jinhua City,Zhejiang,Peoples Republic of China | DRE12SBSR, DRE14SBSS, DRE15SBSS, DRE16SBSU, DRE25SBSU, DRE26SBSU, DRE27SBSU, DRE30SBSS, DRE36SBSS, DREG5SBSS | Is | Veshje plage sterile | Tjeter
16985 | Anti-Mullerian Hormone (CLIA) | O3 LAB | 2024-08-02T00:00:00.000+02:00 | Shenzhen Mindray Bio-Medical Electronics Co., Ltd.Mindray Building, Keji 12th Road South, High-TechIndustrial Park, Nanshan, Shenzhen,518057, P.R. China | N/A | In vitro | Reagent per te matur nivelin e hormonit anti-mullerian(AMH) ne serumin apo plazmen e njeriut. | Pajisje te diagnostifikimit in vitro
16986 | OAE AND ABR hearing screener / QSCREEN/ PM1610, 101199 | MSE | 2024-08-01T00:00:00.000+02:00 | PATH MEDICAL GmbH Landsberger Str.65 , D-82110 Germering · Germany | PM1610, 101199 | Klasa IIa | ABR& OAE Shqyrtimi I degjimit | Tjeter
16987 | ALGO 7i / 101049, ATA ALGO 7i | MSE | 2024-08-01T00:00:00.000+02:00 | PATH MEDICAL GmbH Landsberger Str.65 , D-82110 Germering · Germany | 101049, ATA-S, ATA-L | Klasa IIa | Pajisje per shqyrtimin e degjimit | Tjeter
16988 | Sterilization Packaging, Sterilization Control Units, Sterilization Industrial Products/Sterilization Flat Reel 30 cm x 200 m, Sterilization Packaging, Sterilization Control Units, Sterilization Industrial Products/Sterilization Flat Reel 35 cm x 200 m, Sterilization Packaging, Sterilization Control Units, Sterilization Industrial Products/Sterilization Flat Reel 40 cm x 200 m, Sterilization Packaging, Sterilization Control Units, Sterilization Industrial Products/Sterilization Flat Reel 45 cm x 200 m, Sterilization Packaging, Sterilization Control Units, Sterilization Industrial Products/Sterilization Flat Reel 50 cm x 200 m, Sterilization Packaging, Sterilization Control Units, Sterilization Industrial Products/Sterilization Flat Reel 55 cm x 200 m, Sterilization Packaging, Sterilization Control Units, Sterilization Industrial Products/Sterilization Flat Reel 60 cm x 200 m, Sterilization Packaging, Sterilization Control Units, Sterilization Industrial Products/Sterilization Reel made of DuPont™ Tyvek® 5 cm x 70 m , Sterilization Packaging, Sterilization Control Units, Sterilization Industrial Products/Sterilization Reel made of DuPont™ Tyvek® 7,5 cm x 70 m, Sterilization Packaging, Sterilization Control Units, Sterilization Industrial Products/Sterilization Reel made of DuPont™ Tyvek® 10 cm x 70 m , Sterilization Packaging, Sterilization Control Units, Sterilization Industrial Products/Sterilization Reel made of DuPont™ Tyvek® 15 cm x 70 m, Sterilization Packaging, Sterilization Control Units, Sterilization Industrial Products/Sterilization Reel made of DuPont™ Tyvek® 20 cm x 70 m, Sterilization Packaging, Sterilization Control Units, Sterilization Industrial Products/Sterilization Reel made of DuPont™ Tyvek® 25 cm x 70 m , Sterilization Packaging, Sterilization Control Units, Sterilization Industrial Products/Sterilization Reel made of DuPont™ Tyvek® 30 cm x 70 m , Sterilization Packaging, Sterilization Control Units, Sterilization Industrial Products/Sterilization Reel made of DuPont™ Tyvek® 35 cm x 70 m, Sterilization Packaging, Sterilization Control Units, Sterilization Industrial Products/Sterilization Reel made of DuPont™ Tyvek® 40 cm x 70 m, Sterilization Packaging, Sterilization Control Units, Sterilization Industrial Products/Sterilization Reel made of DuPont™ Tyvek® 50 cm x 70 m, Sterilization Packaging, Sterilization Control Units, Sterilization Industrial Products/Sterilization Reel made of DuPont™ Tyvek® 60 cm x 70m, Sterilization Packaging, Sterilization Control Units, Sterilization Industrial Products/Bowie & Dick Test Pack 13 cm x 13 cm, Sterilization Packaging, Sterilization Control Units, Sterilization Industrial Products/Class 4 H2O2 Plasma Indicator 10 cm x 19 cm, Sterilization Packaging, Sterilization Control Units, Sterilization Industrial Products/Autoclave Tape 12 cm x 2 cm, Sterilization Packaging, Sterilization Control Units, Sterilization Industrial Products/Ethylene Oxide Chemical Indicator Class 59 cm x 7 cm, Sterilization Packaging, Sterilization Control Units, Sterilization Industrial Products/Class 6 Steam Chemical Indicator 8 cm x 7 cm, Sterilization Packaging, Sterilization Control Units, Sterilization Industrial Products/Indicator Label & Label Gun 21 cm x 27 cm , Sterilization Packaging, Sterilization Control Units, Sterilization Industrial Products/SMS PAPER 30 X 30 CM, Sterilization Packaging, Sterilization Control Units, Sterilization Industrial Products/SMS PAPER 50 X 50 CM, Sterilization Packaging, Sterilization Control Units, Sterilization Industrial Products/SMS PAPER 75 X 75 CM, Sterilization Packaging, Sterilization Control Units, Sterilization Industrial Products/SMS PAPER 100 X 100 CM, Sterilization Packaging, Sterilization Control Units, Sterilization Industrial Products/SMS PAPER 120 X 120 CM, Sterilization Packaging, Sterilization Control Units, Sterilization Industrial Products/SMS PAPER 130 X 150 CM, Sterilization Packaging, Sterilization Control Units, Sterilization Industrial Products/SMS PAPER 150 X 180 CM, Sterilization Packaging, Sterilization Control Units, Sterilization Industrial Products/CREPE PAPER 30 X 30 CM, Sterilization Packaging, Sterilization Control Units, Sterilization Industrial Products/CREPE PAPER 50 X 50 CM, Sterilization Packaging, Sterilization Control Units, Sterilization Industrial Products/CREPE PAPER 75 X 75 CM, Sterilization Packaging, Sterilization Control Units, Sterilization Industrial Products/CREPE PAPER 100 X 100 CM, Sterilization Packaging, Sterilization Control Units, Sterilization Industrial Products/CREPE PAPER 120 X 120 CM, Sterilization Packaging, Sterilization Control Units, Sterilization Industrial Products/CREPE PAPER 150 X 180 CM, Sterilization Packaging, Sterilization Control Units, Sterilization Industrial Products/Container Lock Without Indicator (100 pcs) , Sterilization Packaging, Sterilization Control Units, Sterilization Industrial Products/Sterilization Flat Reel 5 cm x 200 m, Sterilization Packaging, Sterilization Control Units, Sterilization Industrial Products/Sterilization Flat Reel 7,5 cm x 200 m , Sterilization Packaging, Sterilization Control Units, Sterilization Industrial Products/Sterilization Flat Reel 10 cm x 200 m, Sterilization Packaging, Sterilization Control Units, Sterilization Industrial Products/Sterilization Flat Reel 15 cm x 200 m, Sterilization Packaging, Sterilization Control Units, Sterilization Industrial Products/Sterilization Flat Reel 20 cm x 200 m, Sterilization Packaging, Sterilization Control Units, Sterilization Industrial Products/Sterilization Flat Reel 25 cm x 200 m | EURODENTA | 2024-08-27T00:00:00.000+02:00 | Sudemed Tıbbi Ürünler Emlak İnş. San. Ve Tic. Ltd. Şti. ,İvedik O.S.B Ağaç İşleri San. Sit. 1357. Sok. No:26-28 Yenimahalle/Ankara Türkiye | SDM30200, SDM35200, SDM40200, SDM45200, SDM50200, SDM55200, SDM60200, SDMTY0570, SDMTY7570, SDMTY1070, SDMTY1570, SDMTY2070, SDMTY2570, SDMTY3070, SDMTY3570, SDMTY4070, SDMTY5070, SDMTY6070, SDMBD200, SDMCLS4P, SDMATS1950, SDMCLS5E, SDMCLS6S, SDM-GUN, SDMSMS3030, SDMSMS5050, SDMSMS7575, SDMSMS100100, SDMSMS120120, SDMSMS130150, SDMSMS150180, SDMCRP3030, SDMCRP5050, SDMCRP7575, SDMCRP100100, SDMCRP120120, SDMCRP150180, SDMCL, SDM05200, SDM75200, SDM10200, SDM15200, SDM20200, SDM25200 | Klasa I | Pajisje mjekesore te sterilizuara | Pajisje dentare
16989 | TRAD DUAL HEAD STETHOSCOPE - Y black | BIOMETRIC ALBANIA | 2024-08-27T00:00:00.000+02:00 | GIMA S.p.A. - Adresa: Via Marconi, 1 20060 Gessate (MI), Italia | 32565 | Klasa I | Stetoskop me koke te dyfishte | Produkte per institucione te kujdesit shendetesor
16990 | TRAD STETHOSCOPE - Y blue | BIOMETRIC ALBANIA | 2024-08-27T00:00:00.000+02:00 | GIMA S.p.A. - Adresa: Via Marconi, 1 20060 Gessate (MI), Italia | 32562 | Klasa I | Stetoskop | Produkte per institucione te kujdesit shendetesor
16991 | Disposable powder free nitrile examination gloves,Glovely,Biosoft PF Type 35 (BIOSOFT PLUS) | GREEMED | 2024-08-27T00:00:00.000+02:00 | Rays SPA Via Francesko Crispi 26-60027 OSIMO (AN) Italy | DAR NI/ XS, DAR NI / S, DAR NI / M, DAR NI / L, DAR NI / XL | Klasa I | Doreza nitrile pa puder,masa XS, Doreza nitrile pa puder,masa S, Doreza nitrile pa puder,masa M, Doreza nitrile pa puder,masa L, Doreza nitrile pa puder,masa XL | Tjeter
16992 | INTF KIT 9736149 ZEISS KINEVO | O.E.S DISTRIMED | 2024-08-27T00:00:00.000+02:00 | Medtronic Navigation Inc.200 Medtronic Drive,Lafayette,CO 80026,USA | 9736149 | Klasa I | Aksesor,braketa mikroskopi per sistemin Stealth Station,per perdorim gjate procedurave kirurgjikale | Instrumenta shumeperdorimeshe
16993 | FRAME 963-864 ORTHOPEDIC, PASSIVE, FIXATOR 9730864 2-PIN, 4MM HEX | O.E.S DISTRIMED | 2024-08-27T00:00:00.000+02:00 | Medtronic Navigation Inc.200 Medtronic Drive,Lafayette,CO 80026,USA | 963-864, 9730864 | Klasa I | Kornize reference Ortopedike ,per perdorim gjate procedurave kirurgjikale, Fiksues ,set reference Ortopedike ,per perdorim gjate procedurave kirurgjikale | Instrumenta shumeperdorimeshe
16994 | HARMONIC™ 700, 5 mm Diameter Shears with Advanced Hemostasis, 23 cm Shaft Length, HARMONIC™ 700, 5 mm Diameter Shears with Advanced Hemostasis, 36 cm Shaft Length, HARMONIC™ 700, 5 mm Diameter Shears with Advanced Hemostasis, 45 cm Shaft Length | E v i t a | 2024-08-12T00:00:00.000+02:00 | Ethicon Endo-Surgery, LLC 475 Calle C Guaynabo, Puerto Rico 00969 United States | HAR723, HAR736, HAR745 | Klasa IIb | Instrument per perdorim kirurgjikal | Pajisje nje perdorimeshe
16995 | ECHELON ENDOPATH™ Reloads with Gripping Surface Technology ¦ Blue ¦ 45 mm ¦ 3.6 mm ¦ 6 Rows, ECHELON ENDOPATH™ Reloads with Gripping Surface Technology ¦ Gold ¦ 45 mm ¦ 3.8 mm ¦ 6 Rows, ECHELON ENDOPATH™ Reloads with Gripping Surface Technology ¦ Green ¦ 45 mm ¦ 4.1 mm ¦ 6 Rows, ECHELON ENDOPATH™ Reloads with Gripping Surface Technology ¦ Black ¦ 45 mm ¦ 4.2 mm ¦ 6 Rows, ECHELON ENDOPATH™ Reloads with Gripping Surface Technology ¦ Blue ¦ 60 mm ¦ 3.6 mm ¦ 6 Rows, ECHELON ENDOPATH™ Reloads with Gripping Surface Technology ¦ Gold ¦ 60 mm ¦ 3.8 mm ¦ 6 Rows, ECHELON ENDOPATH™ Reloads with Gripping Surface Technology ¦ Green ¦ 60 mm ¦ 4.1 mm ¦ 6 Rows, ECHELON ENDOPATH™ Reloads with Gripping Surface Technology ¦ Black ¦ 60 mm ¦ 4.2 mm ¦ 6 Rows | E v i t a | 2024-08-12T00:00:00.000+02:00 | Ethicon Endo-Surgery, LLC 475 Calle C Guaynabo, Puerto Rico 00969 USA | GST45B, GST45D, GST45G, GST45T, GST60B, GST60G, GST60T | Klasa IIb | Rimbushes per stapler kirurgjikal endo , Rimbushes per stapler kirurgjikal endoskopik | Pajisje nje perdorimeshe
16996 | AMINAL® - 100B, AMINAL® - M (AMINAL B), AMINAL® - 100K, AMINAL® - 100KD, AMINAL® - 100CK, AMINAL® - 100CKD, AMINAL® - 100K-1.35, AMINAL® - 100KD-1.35, AMINAL® - 100K-1.50, AMINAL® - 100KD-1.50, AMINAL® - 101 MK (AMINAL®-12), AMINAL® - 11, AMINAL® - 13, AMINAL® - 13.1, AMINAL® - 14, AMINAL® - BC (NIPROSOL-BC), AMINAL® - BC -1.25 (NIPROSOL-BC-1.25), AMINAL® - BC - 1.35, AMINAL® - BC - 1.50 (NIPROSOL-BC-1.50), AMINAL® - BCD (NIPROSOL-BCD), AMINAL® - BCD - 1.25 (NIPROSOL-BCD-1.25), AMINAL® - BCD - 1.35, AMINAL® - BCD - 1.50 (NIPROSOL-BCD-1.50), AMINAL® - BC/3, AMINAL® - BC/3-1.25, AMINAL® - BC/3-1.50, AMINAL® - BCD/3, AMINAL® - BCD/3-1.25, AMINAL® - BCD/3-1.50, AMINAL® - BC 0.50 (AMINAL BC-A (3.5meq CA++), AMINAL® - BC 0.50 - 1.25 (AMINAL BC-A (2.5meq CA++), AMINAL® - BC 0.50 -1.50 (AMINAL BC-A (3meq CA++), AMINAL® - BC 0.50/1, AMINAL® - BC 0.50/1-1.25, AMINAL® - BC 0.50/1-1.50, AMINAL® - BC 0.50/3, AMINAL® - BC 0.50/3-1.25, AMINAL® - BC 0.50/5-1.50, AMINAL® - BCD 0.50/1, AMINAL® - BCD 0.50/1-1.25, AMINAL® - BCD 0.50/1-1.50, AMINAL® - BC1.5D 0.50, AMINAL® - BC1.5D 0.50 - 1.25, AMINAL® - BC1.5D 0.50 - 1.50, AMINAL® - BC2D 0.50, AMINAL® - BC2D 0.50 - 1.25, AMINAL® - BC2D 0.50 - 1.50, AMINAL® - BCD 0.50 (AMINAL BC-D (3.5meq CA++), AMINAL® - BCD 0.50 - 1.25 (AMINAL BC-D (2.5meq CA++), AMINAL® - BCD 0.50 - 1.50 (AMINAL BC-D (3.5meq CA++), AMINAL® - BCD 0.50/3, AMINAL® - BCD 0.50/3 - 1.25, AMINAL® - BCD 0.50/3 - 1.50, AMINAL® - BC1.5D 0.50/3, AMINAL® - BC1.5D 0.50/3-1.25, AMINAL® - BC1.5D 0.50/3-1.50, AMINAL® - BC2D 0.50/3, AMINAL® - BC2D 0.50/3-1.25, AMINAL® - BC2D 0.50/3-1.50, AMINAL® - C , AMINAL® - C - 1.25, AMINAL® - C - 1.50, AMINAL® - C 0.50, AMINAL® - C 0.50 -1.25, AMINAL® - C 0.50 -1.50, AMINAL® - C 0.50/1, AMINAL® - C 0.50/1 - 1.25, AMINAL® - C 0.50/1 - 1.50, AMINAL® - C 50/3, AMINAL® - C 50/3-1.25, AMINAL® - C 50/3-1.50, AMINAL® - C 0.75, AMINAL® - C 0.75 - 1.25, AMINAL® - C 0.75 - 1.50, AMINAL® - CD, AMINAL® - CD - 1.25, AMINAL® - CD - 1.50, AMINAL® - CD/3, AMINAL® - CD/3-1.25, AMINAL® - CD/3-1.50, AMINAL® - CD 0.50/1, AMINAL® - CD 0.50/1 - 1.25, AMINAL® - CD 0.50/1 - 1.50, AMINAL® - CD 0.50, AMINAL® - CD 0.50-1.25, AMINAL® - CD 0.50-1.50, AMINAL® - C1.5D 0.50, AMINAL® - C1.5D 0.50-1.25, AMINAL® - C1.5D 0.50-1.50, AMINAL® - C2D 0.50, AMINAL® - C2D 0.50-1.25, AMINAL® - C2D 0.50-1.50, AMINAL® - CD 0.50/3, AMINAL® - CD 0.50/3-1.25, AMINAL® - CD 0.50/3-1.50, AMINAL® - C1.5D 0.50/3, AMINAL® - C1.5D 0.50/3-1.25, AMINAL® - C1.5D 0.50/3-1.50, AMINAL® - C2D 0.50/3, AMINAL® - C2D 0.50/3-1.25, AMINAL® - C2D 0.50/3-1.50, AMINAL® - CD 0.50-1, AMINAL® - CD 0.50-1.125, AMINAL® - CD 0.75 , AMINAL® - CD 0.75 - 1.25, AMINAL® - CD 0.75 - 1.50, AMINAL® - CD 0.75/3, AMINAL® - CD 0.75/3-1.25, AMINAL® - CD 0.75/3-1.50, AMINAL® - CITRATE BC/1-1.50, AMINAL® - CITRATE BC/1-1.65, AMINAL® - CITRATE BC-1.50, AMINAL® - CITRATE BC-1.65, AMINAL® - CITRATE BC, AMINAL® - CITRATE BC/3-1.50, AMINAL® - CITRATE BC/3-1.65, AMINAL® - CITRATE BC/3, AMINAL® - CITRATE BCD/1-1.50, AMINAL® - CITRATE BCD/1-1.65, AMINAL® - CITRATE BCD/1, AMINAL® - CITRATE BCD-1.50, AMINAL® - CITRATE BCD-1.60, AMINAL® - CITRATE BCD-1.65, AMINAL® - CITRATE BCD, AMINAL® - CITRATE BCD/2.50-1.50, AMINAL® - CITRATE BCD/2.50-1.65, AMINAL® - CITRATE BCD/2.50, AMINAL® - CITRATE BCD/3-1.50, AMINAL® - CITRATE BCD/3-1.65, AMINAL® - CITRATE BCD/3, AMINAL® - CITRATE C/1-1.50, AMINAL® - CITRATE C/1-1.65, AMINAL® - CITRATE C-1.50, AMINAL® - CITRATE C-1.65, AMINAL® - CITRATE C, AMINAL® - CITRATE C/3-1.50, AMINAL® - CITRATE C/3-1.65, AMINAL® - CITRATE C/3, AMINAL® - CITRATE CD/1-1.50, AMINAL® - CITRATE CD/1-1.65, AMINAL® - CITRATE CD/1, AMINAL® - CITRATE CD-1.50, AMINAL® - CITRATE CD-1.60, AMINAL® - CITRATE CD-1.65, AMINAL® - CITRATE CD, AMINAL® - CITRATE CD/2.50-1.50, AMINAL® - CITRATE CD/2.50-1.65, AMINAL® - CITRATE CD/2.50, AMINAL® - CITRATE CD/3-1.50, AMINAL® - CITRATE CD/3-1.65, AMINAL® - CITRATE CD/3, AMINAL® - SET A 0227, AMINAL® - SET AD 0227 , AMINAL® - SET A 0257, AMINAL® - SET AD 0257, AMINAL® - SET A 0277, AMINAL® - SET AD 0277 , AMINAL® - SET AD 0255, AMINAL® - SET AD 0355, AMINAL® - SET AD 8225, AMINAL® - SET A 8251, AMINAL® - SET AD 8251, AMINAL® - SET CA 8225, AMINAL® - SET CAD 8225, AMINAL® - SET CA 8255, AMINAL® - SET CAD 8255, AMINAL® - SET CA 8275, AMINAL® - SET CAD 8275, AMINAL® - SET CAF 8251, AMINAL® - SET CADF 8251 | E v i t a | 2024-08-12T00:00:00.000+02:00 | ALKALOID AD Skopje, Blvd. Aleksandar Makedonski 12 Skopje, 1000, Republic of North Macedonia. | AMINAL® - 100B, AMINAL® - M (AMINAL B), AMINAL® - 100K, AMINAL® - 100KD, AMINAL® - 100CK, AMINAL® - 100CKD, AMINAL® - 100K-1.35, AMINAL® - 100KD-1.35, AMINAL® - 100K-1.50, AMINAL® - 100KD-1.50, AMINAL® - 101 MK (AMINAL®-12), AMINAL® - 11, AMINAL® - 13, AMINAL® - 13.1, AMINAL® - 14, AMINAL® - BC (NIPROSOL-BC), AMINAL® - BC -1.25 (NIPROSOL-BC-1.25), AMINAL® - BC - 1.35, AMINAL® - BC - 1.50 (NIPROSOL-BC-1.50), AMINAL® - BCD (NIPROSOL-BCD), AMINAL® - BCD - 1.25 (NIPROSOL-BCD-1.25), AMINAL® - BCD - 1.35, AMINAL® - BCD - 1.50 (NIPROSOL-BCD-1.50), AMINAL® - BC/3, AMINAL® - BC/3-1.25, AMINAL® - BC/3-1.50, AMINAL® - BCD/3, AMINAL® - BCD/3-1.25, AMINAL® - BCD/3-1.50, AMINAL® - BC 0.50 (AMINAL BC-A (3.5meq CA++), AMINAL® - BC 0.50 - 1.25 (AMINAL BC-A (2.5meq CA++), AMINAL® - BC 0.50 -1.50 (AMINAL BC-A (3meq CA++), AMINAL® - BC 0.50/1, AMINAL® - BC 0.50/1-1.25, AMINAL® - BC 0.50/1-1.50, AMINAL® - BC 0.50/3, AMINAL® - BC 0.50/3-1.25, AMINAL® - BC 0.50/5-1.50, AMINAL® - BCD 0.50/1, AMINAL® - BCD 0.50/1-1.25, AMINAL® - BCD 0.50/1-1.50, AMINAL® - BC1.5D 0.50, AMINAL® - BC1.5D 0.50 - 1.25, AMINAL® - BC1.5D 0.50 - 1.50, AMINAL® - BC2D 0.50, AMINAL® - BC2D 0.50 - 1.25, AMINAL® - BC2D 0.50 - 1.50, AMINAL® - BCD 0.50 (AMINAL BC-D (3.5meq CA++), AMINAL® - BCD 0.50 - 1.25 (AMINAL BC-D (2.5meq CA++), AMINAL® - BCD 0.50 - 1.50 (AMINAL BC-D (3.5meq CA++), AMINAL® - BCD 0.50/3, AMINAL® - BCD 0.50/3 - 1.25, AMINAL® - BCD 0.50/3 - 1.50, AMINAL® - BC1.5D 0.50/3, AMINAL® - BC1.5D 0.50/3-1.25, AMINAL® - BC1.5D 0.50/3-1.50, AMINAL® - BC2D 0.50/3, AMINAL® - BC2D 0.50/3-1.25, AMINAL® - BC2D 0.50/3-1.50, AMINAL® - C , AMINAL® - C - 1.25, AMINAL® - C - 1.50, AMINAL® - C 0.50, AMINAL® - C 0.50 -1.25, AMINAL® - C 0.50 -1.50, AMINAL® - C 0.50/1, AMINAL® - C 0.50/1 - 1.25, AMINAL® - C 0.50/1 - 1.50, AMINAL® - C 50/3, AMINAL® - C 50/3-1.25, AMINAL® - C 50/3-1.50, AMINAL® - C 0.75, AMINAL® - C 0.75 - 1.25, AMINAL® - C 0.75 - 1.50, AMINAL® - CD, AMINAL® - CD - 1.25, AMINAL® - CD - 1.50, AMINAL® - CD/3, AMINAL® - CD/3-1.25, AMINAL® - CD/3-1.50, AMINAL® - CD 0.50/1, AMINAL® - CD 0.50/1 - 1.25, AMINAL® - CD 0.50/1 - 1.50, AMINAL® - CD 0.50, AMINAL® - CD 0.50-1.25, AMINAL® - CD 0.50-1.50, AMINAL® - C1.5D 0.50, AMINAL® - C1.5D 0.50-1.25, AMINAL® - C1.5D 0.50-1.50, AMINAL® - C2D 0.50, AMINAL® - C2D 0.50-1.25, AMINAL® - C2D 0.50-1.50, AMINAL® - CD 0.50/3, AMINAL® - CD 0.50/3-1.25, AMINAL® - CD 0.50/3-1.50, AMINAL® - C1.5D 0.50/3, AMINAL® - C1.5D 0.50/3-1.25, AMINAL® - C1.5D 0.50/3-1.50, AMINAL® - C2D 0.50/3, AMINAL® - C2D 0.50/3-1.25, AMINAL® - C2D 0.50/3-1.50, AMINAL® - CD 0.50-1, AMINAL® - CD 0.50-1.125, AMINAL® - CD 0.75 , AMINAL® - CD 0.75 - 1.25, AMINAL® - CD 0.75 - 1.50, AMINAL® - CD 0.75/3, AMINAL® - CD 0.75/3-1.25, AMINAL® - CD 0.75/3-1.50, AMINAL® - CITRATE BC/1-1.50, AMINAL® - CITRATE BC/1-1.65, AMINAL® - CITRATE BC-1.50, AMINAL® - CITRATE BC-1.65, AMINAL® - CITRATE BC, AMINAL® - CITRATE BC/3-1.50, AMINAL® - CITRATE BC/3-1.65, AMINAL® - CITRATE BC/3, AMINAL® - CITRATE BCD/1-1.50, AMINAL® - CITRATE BCD/1-1.65, AMINAL® - CITRATE BCD/1, AMINAL® - CITRATE BCD-1.50, AMINAL® - CITRATE BCD-1.60, AMINAL® - CITRATE BCD-1.65, AMINAL® - CITRATE BCD, AMINAL® - CITRATE BCD/2.50-1.50, AMINAL® - CITRATE BCD/2.50-1.65, AMINAL® - CITRATE BCD/2.50, AMINAL® - CITRATE BCD/3-1.50, AMINAL® - CITRATE BCD/3-1.65, AMINAL® - CITRATE BCD/3, AMINAL® - CITRATE C/1-1.50, AMINAL® - CITRATE C/1-1.65, AMINAL® - CITRATE C-1.50, AMINAL® - CITRATE C-1.65, AMINAL® - CITRATE C, AMINAL® - CITRATE C/3-1.50, AMINAL® - CITRATE C/3-1.65, AMINAL® - CITRATE C/3, AMINAL® - CITRATE CD/1-1.50, AMINAL® - CITRATE CD/1-1.65, AMINAL® - CITRATE CD/1, AMINAL® - CITRATE CD-1.50, AMINAL® - CITRATE CD-1.60, AMINAL® - CITRATE CD-1.65, AMINAL® - CITRATE CD, AMINAL® - CITRATE CD/2.50-1.50, AMINAL® - CITRATE CD/2.50-1.65, AMINAL® - CITRATE CD/2.50, AMINAL® - CITRATE CD/3-1.50, AMINAL® - CITRATE CD/3-1.65, AMINAL® - CITRATE CD/3, AMINAL® - SET A 0227, AMINAL® - SET AD 0227 , AMINAL® - SET A 0257, AMINAL® - SET AD | Klasa IIb | Koncentrat per hemodialize | Tjeter
16997 | EX. COUCH 3-SEC. - CHROMED R.TUBE - BLACK, EX. COUCH 3-SEC. - CHROMED R.TUBE - WHITE, GYNE. COUCH 3-SEC. - CHROMED R.TUBE - BLACK, GYNE. COUCH 3-SEC. - CHROMED R.TUBE - WHITE, EX. COUCH 2-SEC. - ENAM. R.TUBE - WHITE, EX. COUCH 2-SEC. - CHROMED R.TUBE - BLACK, EX. COUCH 2-SEC. - CHROMED R.TUBE - WHITE, EX. COUCH 2-SEC. - CHROMED SQ.TUBE - BLACK, EX. COUCH 2-SEC. - CHROMED SQ.TUBE - WHITE, EX. COUCH 2-SEC. - CHROMED SQ.TUBE BLACK W/ROLL SUPP.H.75, EX. COUCH 2-SEC. – ENAM. SQ.TUBE - BLACK W/ROLL SUPP. H.75, EX. COUCH 2-SEC. - S.S. SQ.TUBE - BLACK W/ROLL SUPP. H.75, EX. COUCH - ENAM. SQ.TUBE - W/ROLL SUPP. - BLUE, GYNE. COUCH 3-SEC. - CHROMED SQ.TUBE - BLACK, GYNE. COUCH 3-SEC. - CHROMED SQ.TUBE - WHITE, EX. COUCH 3-SEC. - CHROMED SQ.TUBE - BLACK, EX. COUCH 3-SEC. - CHROMED SQ.TUBE - WHITE, DELIVERY BED SQUARE TUBE WITH TROLLEY, DELIVERY BED 2-SECTIONS EPOXY ENAMELLED, BABY COT, DELIVERY BED - TRENDEL. POSITION, DELIVERY BED - TRENDEL. POS. - W/ACCESSORIES, PATIENT TROLLEY FIXED TOP W/HEADREST, PATIENT TROLLEY REMOVABLE TOP W/HEADREST, OXYGEN CYLINDER HOLDER, PAIR OF SIDE-RAILS FOR PATIENT TROLLEY, ELECTRICAL PLASMA COUCH, ELECTRICAL EXAMINATION COUCH, ELECTRICAL GYNE. COUCH, EX. COUCH ENAM. OV.TUBE - W/ROLL SUPP. – BLUE C., ELECTRIC. EX. COUCH ENAM. OV.TUBE - W/ROLL SUPP. – BLUE C., EX. COUCH 3 SEC.ENAM. OV.TUBE - W/ROLL SUPP. – BLUE C., GYNE. COUCH 3-SEC. – ENAM. OV. TUBE – BLUE COMFORT, ELECTRICAL GYNE. COUCH 3-SEC. – ENAM. OV. TUBE – BLUE C., DELIVERY BED - TRENDEL. POS. - W/ACCESSORIES – BLUE C., RELAXING ARMCHAIR - BLUE COMFORT, BLOOD DONOR CHAIR, W/FEET, DEMOUNTABLE - BLUE COMFORT, BLOOD DONOR CHAIR, W/CASTORS, DEMOUNTABLE - BLUE C., WHEELCHAIR - BLUE COMFORT, EMERGENCY STRETCHER W/TRENDEL.SYST.&5 WHEELS - BLUE C., EMERGENCY STRETCHER W/TRENDEL.SYST.&4 WHEELS - BLUE C. | MONTAL | 2024-08-28T00:00:00.000+02:00 | TITANOX S.r.l. Via Canove de' Biazzi 26038 TORRE DE' PICENARDI (CR) Italia | M600320, M600320/B, M600333, M600333/B, M600357, M600357/C, M600357/C/B, M600358, M600358/B, M600358/C, M600358/CV, M600358/441, M600358BL, M600359, M600359/B, M600360, M600360/B, M600361, M620000, M620030, M620851, M620852, M620013, M620014, M620053, M620055, M630052, M630053, M630054, T1000, T1050, T1070, T2000, T2050, T3000, T4000, T4100, T4200, T5000, T6000, T6001 | Klasa I | Shtrat gjinekologjik, Shtrat egzaminimi, Shtrat Lindjeje, Shtrat per bebe, Shtrat me rrota per levizjen e pacienteve, Mbajtese e bomboles se oksigjenit, Çift spondesh anesore per shtrate te levizshem, Shtrat elektrik per dhenien e plazmes, Shtrat egzaminimi elektrik, Shtrat gjinekologjik elektrik, Kolltuk relaksimi, Poltrone per dhurimin e gjakut, Karoce me rrota, Barele emergjemce | Pajisje elektromekanike
16998 | 3.2MMX40MM RNGLC+ ACET DRL BIT, 3.2MMX70MM RNGLC+ ACET DRL BIT | T R I M E D | 2024-08-29T00:00:00.000+02:00 | Biomet Orthopedics. 56 East Bell Drive, P.O. Box 587, Warsaw, Indiana 46581, USA | 31-323240, 31-323270 | Klasa I | Janë instrumenta shumpërdorimësh që përdoren për implantimin e implanteve në kirurgjinë ortoplastike. | Instrumenta shumeperdorimeshe
16999 | Non-sterile tourniquets, Latex-free tourniquet, blue (S001), Non-sterile tourniquets, Latex-free tourniquet, pink (S002), Non-sterile tourniquets, Automatic tourniquet (SA-001), Non-sterile tourniquets, Automatic tourniquet for children (SA-002) | T R I M E D | 2024-08-29T00:00:00.000+02:00 | ZARYS International Group sp. z o.o. sp.k. ul. Pod Borem 18, 41-808 Zabrze, Poland | Non-sterile tourniquets, Latex-free tourniquet, blue (S001), Non-sterile tourniquets, Latex-free tourniquet, pink (S002), Non-sterile tourniquets, Automatic tourniquet (SA-001), Non-sterile tourniquets, Automatic tourniquet for children (SA-002) | Klasa I | Non-sterile tourniquets janë pajisje mjekësore që përdoren për të nxitur stazën venoze dhe ta bëjnë venën e përzgjedhur për shpim më të dukshme. Këto pajisje shërbejnë për të parandaluar rrjedhjen e gjakut në këmbë ose në krah për një periudhë kohore. | Produkte per institucione te kujdesit shendetesor
17000 | Umbilical cord clamps, UMBILICAL CORD CLAMP, sterile, white (ZDPB) | T R I M E D | 2024-08-29T00:00:00.000+02:00 | ZARYS International Group spółka z ograniczoną odpowiedzialnością spółka komandytowa ul. Pod Borem 18, 41-808 Zabrze, Poland | Umbilical cord clamps, UMBILICAL CORD CLAMP, sterile, white (ZDPB) | Klasa I | Umbilical cord clamps janë pajisje mjekësore që shërbejnë për të shtrënguar përkohësisht kordonin e kërthizës menjëherë pas lindjes. Përdoren para prerjes ose lidhjes së kordonit dhe janë ideuar të mundësojnë hemostazën aseptike. Këto pajisje ndihmojnë në ndalimin e gjakderdhjes nga enët e gjakut në kordonin e kërthizës. | Pajisje nje perdorimeshe
17001 | ANASA KIDS ,syrup for dry and productive cogh | GENTIUS | 2024-08-12T00:00:00.000+02:00 | LABOMAR S.p.A.Sede Legale/Registered Office: Via Nazario Sauro, 351- 31036 Istrana (TV) ITALIA | FTP38 | Klasa IIa | Pajisje mjekesore qe perdoret tek femijet per qetesimin e kolles se thate dhe asaj me sekrecione dhe qetesimin e dhimbjeve te fytit | Tjeter
17002 | Azurion 3 M12 R 3.0, Azurion 3 M15 R 3.0, Azurion 5 M12 R 3.0, Azurion 5 M20 R 3.0, Azurion 7 M12 R 3.0, Azurion 7 M20 R 3.0, Azurion 7 B12 R 3.0, Azurion 7 B20 R 3.0 | Health & Light | 2024-08-12T00:00:00.000+02:00 | Philips Medical Systems Nederland B.V./Veenpluis 6, 5684 PC Best,The Netherlands | 722229, 722230, 722231, 722232, 722233, 722234, 722235, 722236 | Klasa IIb | Azurion 3 M12 R 3.0 - Sistem Angiografie, Azurion 3 M15 R 3.0 - Sistem Angiografie, Azurion 5 M12 R 3.0 - Sistem Angiografie, Azurion 5 M20 R 3.0 - Sistem Angiografie, Azurion 7 M12 R 3.0 - Sistem Angiografie, Azurion 7 M20 R 3.0 - Sistem Angiografie, Azurion 7 B12 R 3.0 - Sistem Angiografie, Azurion 7 B20 R 3.0 - Sistem Angiografie | Pajisje diagnostikuese dhe terapeutike me rezatim
17003 | Zenition 90 R 1.1 | Health & Light | 2024-08-12T00:00:00.000+02:00 | Philips Medical Systems Nederland B.V./Veenpluis 6, 5684 PC Best,The Netherlands | 718134 | Klasa IIb | Hark-C per disagnostikime imazherike intervencionale | Pajisje diagnostikuese dhe terapeutike me rezatim
17004 | Applanation Tonometer AT 900 Model R | O.E.S DISTRIMED | 2024-08-12T00:00:00.000+02:00 | HAAG-STREIT AG Gartenstadtstrasse 10 3098 Koeniz,Switzerland | 1420154, 7200033, 7200154 | Im | Instrument diagnostikues optik | Instrumenta shumeperdorimeshe
17005 | Applanation Tonometer AT 900 Model T | O.E.S DISTRIMED | 2024-08-12T00:00:00.000+02:00 | HAAG-STREIT AG Gartenstadtstrasse 10 3098 Koeniz,Switzerland | 1420155, 7200032 | Im | Instrument diagnostikues optik | Instrumenta shumeperdorimeshe
17006 | FD 322, Quick-acting disinfection, FD322, Quick-acting disinfection perfume free, FD 322 top wipes, Quick-acting disinfection, FD 322 premium wipes, Quick-acting disinfection, FD 322 wipes, Quick-acting disinfection, FD333, Quick-acting disinfection, FD 333, Quick-acting disinfection | BORA GROUP ALBANIA | 2024-08-12T00:00:00.000+02:00 | orochemie GmbH + Co KG Max-Planck-StraBe 27 D-70806 Kornwestheim SRN: DE-MF-000006461 | CDF322A5550, CDF322C6150, CDF322C6167, CDF322C9150, CDF322H4550, , CDF322A6151, CDF322A9151, CDF322F0450, CDF322A0152, CDF322A 1252, CDF322W0150, CDF322W0450, CDF333A5550, CDF333C6150, CDF333C9150, CDF333H4550, , CDF333C6157, CDF333H4557, CDF333A0140, CDF333A0152, CDF333A0804, CDF333A1240, CDF333A 1252, CDF333F0450, CDF35CA0140, CDF35CA0152, CDF35CA0804, CDF35CA1240, CDF35CA1252, CDF35FA0140, CDF35FA0152, CDF35FA0804, CDF35FA1240, CDF35FA1252, CDF35LA0140, CDF35LA0152, CDF35LA0804, , CDF35LA1240, CDF35LA 1252, CDF35GA0152, CDF35GA1252, CDF366A5550, CDF366C6150, CDF366A6167, CDF366C9150, CDF366H4550, , CDF366A0150, CDF366A0450, CDF366F0450, CDl212A5550, CDl212C6150, CDl212C6167, , CDl212F6150, CDI213A5550, CDI213C6150, , CCS550C4550, CDS115A6150, CDS110A9950,CDS110P5550, CDS110P6150, CDS110P6167, CDS110P9599, CDS110P9950, CDS117A5550, CDS117A6150, CDZ501C1940, CDZ501C6150, CDZ501C6167 | Klasa IIa | FD 322, Disinfektues e veprim te shpejte, FD322, Disinfektues e veprim te shpejte pa arome, FD 322 Peceta Top Disinfektuese me veprim te shpejte, FD 322 Peceta premium Disinfektuese me veprim te shpejte, FD 322 PecetaDisinfektuese me veprim te shpejte, FD333, Disinfektues e veprim te shpejte, FD 333, Disinfektues e veprim te shpejte pa arome, FD 333 Peceta Disinfektuese me veprim te shpejte, FD 350 Peceta Disinfektuese,me aromatizues Klasike , FD 350 Peceta Disinfektuese,me aromatizues lulesh, FD 350 Peceta Disinfektuese,me aromatizues limoni, FD 350 Peceta Disinfektuese,Green, FD 366 Disinfektues per siperfaqe te ndjeshme, FD 366 Peceta Disinfektuese per siperfaqe te ndjeshme, ID 212, Disinfektues instrumentash, ID 212 forte, Disinfektues instrumentash, ID 213,Disinfektues instrumentash, MD550, Disinfektues lavamani dentare (Peshtymore), Orotol®, Disinfektues i sistemeve te aspirimit dentar, ekologjik, Orotol® plus, Disinfektues i sistemeve te aspirimit dentar, Orotol® ultra, Disinfektues i sistemeve te aspirimit dentar aciditet pH7, Vector®/RinsEndo®, Disinfetues instrumentash invazive dhe jo invazive | Produkte per institucione te kujdesit shendetesor
perfume free, FD 333 wipes , Quick-acting disinfection, FD 333 top wipes, Quick-acting disinfection, FD 350 Classic, Disinfection wipes, , FD 350 Flower, Disinfection wipes,, FD 350 Lemon, Disinfection wipes,, FD 350 Green, Disinfection wipes,, FD 366 sensitive, Disinfection of sensitive surfaces, FD 366 sensitive wipes, Disinfection of sensitive surfaces, FD 366 sensitive top wipes, Disinfection of sensitive
surfaces, ID 212, Instrument disinfection, ID 212 forte, Instrument disinfection, ID 213, Instrument disinfection, MD550, Spittoon bowl cleaner, Orotol® Plus Eco, Disinfection of Suction Systems, Orotol® plus, Disinfection of Suction devices Systems, Orotol® plus pH7, Disinfection of Suction devices Systems, Vector®/RinsEndo®, Disinfection
17007 | Foxtrot PRO PTCA Balloon Catheters | GP MEDICAL AL | 2024-07-11T00:00:00.000+02:00 | Shanghai MicroPort Medical (Group) Co., Ltd., 1601 Zhangdong Road, ZJ High-Tech Park, Shanghai, P. R. China, Zip code: 201203 | PI11506, PI11510, PI11515, PI11520, PI12006, PI12010, PI12015, PI12020, PI12025, PI12506, PI12510, PI12515, PI12520, PI12525, PI13010, PI13015, PI13020, PI13025, PI13510, PI13515, PI13520, PI13525, PI14010, PI14015, PI14020, PI14025 | Klasa III | Pajisje mjekesore per procedura kirurgjikale dhe nderhyrje kardiovaskulare. | Pajisje te implantueshme jo aktive
17008 | Lyophilized rabbit plasma 55181 | LABOPHARMA SHPK | 2024-07-30T00:00:00.000+02:00 | Biomerieux SA 376 Chemin de l'Orme 69280 Marcy-l'Etoile France | 55181 | In vitro | Jane reagente te standartizuar per koagulimin e enzimes Koagulaze te Stafilokok Aureus. | Pajisje te diagnostifikimit in vitro
17009 | Equipment for CO2 gas supply - VENUSIAN CO2 | Diamant Pharma | 2024-07-30T00:00:00.000+02:00 | LED SPA 03100 FROSINONE (FR) - VIA MARCO TULLIO CICERONE 138 (ITA) - Italy | MAY70500.10 | Klasa IIb | Pajisje karboksiterapie per trajtime te lekures | Pajisje elektromekanike
17010 | Ear Coupler Cable and accessories / Ear Coupler Cable ECC, /ECC/ 100127(GN 8-69-41200), Ear Coupler Cable and accessories / BAST/ ECC Ear hug Cable, /EEC-2/100664 (GN 8-69-44600), Ear Coupler Cable and accessories / PATH Ear Coupler Cable, /PECC-01/ 100477, Ear Coupler Cable and accessories / PATH Ear Coupler Cable(High Power) / PECC-HP/ 100970 | MSE | 2024-07-31T00:00:00.000+02:00 | PATH MEDICAL GmbH Landsberger Str.65 , D-82110 Germering · Germany | ECC/ 100127(GN 8-69-41200), EEC-2/100664 (GN 8-69-44600), PECC-01/ 100477, PECC-HP/ 100970 | Klasa IIa | Kabull | Tjeter
17011 | Audimeter,OAE/AEP-Diagnostic Device, Tympanometer and Accessories, Senti (Type Desktop) / SID 100433 ( Vero Fex), Audimeter,OAE/AEP-Diagnostic Device, Tympanometer and Accessories, Sentiero Advanced (Type Handheld)/ SOH100360, Audimeter,OAE/AEP-Diagnostic Device, Tympanometer and Accessories, Sentiero (Type Desktop)/SOD100497 | MSE | 2024-08-01T00:00:00.000+02:00 | PATH MEDICAL GmbH Landsberger Str.65 , D-82110 Germering · Germany | SID 100433 ( Vero Fex), SOH100360, SOD100497 | Klasa IIa | Audiometer, Audiometer/Timpanometer, ABR/ASSR, Timapnometer diagnostik | Tjeter
17012 | Earprobes and accessories/ Ohrsone/ Earprobe /EP-TE:100026,8-69-41101 GN, Earprobes and accessories/ Ohrsone/ Earprobe /EP-DP:100027,8-69-41100, GN, AccuScreen)/ 100028-US (red), 100474,8-69-41102( GN, Alpha),100530-US (blue), Earprobes and accessories/ Ohrsone/ Earprobe / EP-VIP:100540-US (red)/ 100539-US(blue), Earprobes and accessories/ Ohrsone/ Earprobe/ EP-TY: 100188-US,100947 (TY-MA), Earprobes and accessories/ Ohrsone/ Earprobe / EP-LT:101021,1011023, Earprobes and accessories/ Sondenspitzen/ Probe Tips/ 100013(PT-A), 1000014(PT-S),100014-W(PT-A), 101014(PT-LT), 1-12-61001 (GN), 1-12-74200(GN), Earsprobes and accessories/ Accessory Boxes/ 100135 (A),100207 (E), 100261(P), 100261-BL, 100587 (Tymp), 100587-AD, 100676 (Screening),100902 (Starter Kit Newborn/Baby), 101043 (Accessory Box EP-LT), 101379-PS | MSE | 2024-08-01T00:00:00.000+02:00 | PATH MEDICAL GmbH Landsberger Str.65 , D-82110 Germering · Germany | EP-TE:100026,8-69-41101 GN, EP-DP:100027,8-69-41100, GN, AccuScreen)/ 100028-US (red), 100474,8-69-41102( GN, Alpha),100530-US (blue), EP-VIP:100540-US (red)/ 100539-US(blue), EP-TY: 100188-US,100947 (TY-MA), EP-LT:101021,1011023, 100013(PT-A),1000014(PT-S),100014-W(PT-A), 101014(PT-LT), 1-12-61001 (GN), 1-12-74200(GN), 100135 (A),100207 (E), 100261(P), 100261-BL, 100587 (Tymp), 100587-AD, 100676 (Screening),100902 (Starter Kit Newborn/Baby), 101043 (Accessory Box EP-LT), 101379-PS | Klasa IIa | Aksesor Sonde veshi, Tipsat e sondes, Kuti Aksesori | Tjeter
17013 | Storage Phosphor Reader System/CS 7200 | MSE | 2024-08-01T00:00:00.000+02:00 | Carestream Dental LLC 3625 Cumberland Boulevard,Suite 700,Atlanta,GA USA 30339 | CS 7200 | Klasa IIa | Sistem per leximin e pllakave te imazhit | Pajisje dentare
17014 | ANGIODROP DE70ANGXXX-XY | PharmaBest Group | 2024-07-24T00:00:00.000+02:00 | ITALDEVICE s.r.l , Via Laurentina km. 26,700, 00071 Pomezie Rome ITALIA | Lubricant and moisturizing ophthalmic solution with mallow and chamomilles extracts | Klasa IIb | ANGIODROP eshte nje tretesire oftalmike qe indikohet për të lehtësuar : skuqjen, thatësinë dhe lodhjen e syve. | Tjeter
17015 | Jalupro Super Hydro, Jalupro Young Eye | CFO PHARMA | 2024-07-26T00:00:00.000+02:00 | PROFESSIONAL DERMA S.A-Riva A.Caccia 1/d-6900 Lugano Svizzera | N/A | Klasa III | Tretesire injektuese e riabsorbueshme, e biorevitalizimit të thellë te lekures ,nepermjet terapisë së zëvendësimit të aminoacideve dhe një përqendrim të lartë të acidit hialuronik me peshë molekulare të lartë dhe të ulët, Tretesire injektuese e riabsorbueshem e cila ndihmon ne rivendosjen e kushteve fiziologjike të elasticitetit në zonën periorbitale te syrit, duke siguruar aminoacide thelbësore dhe duke stimuluar prodhimin natyral të kolagjenit. | Tjeter
17016 | DLP™ Vessel Cannula/DLP® 3 mm Vessel Cannula – Beveled Tip, DLP™ Vein Graft Cannula/DLP® Vein Graft Cannula | O.E.S DISTRIMED | 2024-08-12T00:00:00.000+02:00 | Medtronic, Inc. 710 Medtronic Parkway Minneapolis MN 55432 USA | 30000, 30003, 30021, 10010 | Klasa IIa | Kaniula DLP Venoze, Kaniula DLP Graft Venoze | Pajisje nje perdorimeshe
17017 | ANASA Syrup for dry, productive cough and sore throat | GENTIUS | 2024-08-12T00:00:00.000+02:00 | LABOMAR S.p.A.Sede Legale/Registered Office: Via Nazario Sauro, 351- 31036 Istrana (TV) ITALIA | FTP39 | Klasa IIa | Pajisje mjekesore qe perdoret per qetesimin e kolles se thate dhe asaj me sekrecione si dhe qetesimin e dhimbjeve te fytit | Tjeter
17018 | Vitrea Software Package / VSTP-002A | DIAL-ALB | 2024-08-12T00:00:00.000+02:00 | Canon Medical Systems Corporation, 1385, Shimoishigami, Otawara-Shi, Tochigi 324-8550, JAPAN | VSTP-002A | Klasa IIa | Pakete Software qe ofron informacion nga imazhet e marra sistemet diagnostikuese ne radiologji | Tjeter
17019 | PWR SPLY CRD EUROPE KOREA, PWR SPLY CRD UK IRELAND, PWR SPLY CRD SWITZERLAND, PWR SPLY CRD DENMARK HOSPITAL GRADE, DESTINATION SET UK, DESTINATION SET SWISS, DESTINATION SET DENMARK, DESTINATION SET ITALY, ML6-15 M_BPSY_TRU3D_SKIT, C3-10 VNav Holder Starter Kit, IC5-9 V NAV BRACKET, L8-18I V NAV BRACKET, M5S V NAV BRACKET, E721 STARTER KIT, IC5-9-D Reusable Biopsy Guide, ML6-15 M_BIOPSY_SKIT, C2-7 Biopsy Kit, C2-7 Biopsy Kit Stainless, L2-9 Needle Guide Starter Kit, M5Sc-D Biopsy Bracket, RAB BIOPSY STARTER KIT, RIC5-9-D Biopsy Guide, C2-9 Biopsy Starter Kit, C1-6-D Verza Biopsy Starter Kit, L3-12-D Biopsy Kit, RAB6-D BIOPSY STARTER KIT, BE9CS Biopsy Kit 742-401, ML4-20 Verza Starter Kit, LOGIQ E10s R2 to R3 UPG, LOGIQ E10 French Can KB, LOGIQ E10 French KB, LOGIQ E10 Greek KB, LOGIQ E10 Norwegian KB, LOGIQ E10 Danish KB, LOGIQ E10 Swedish KB, Ethernet protection Cable, FC389,ECG CABLE SET, VNav Stand (Offboard), ECG CABLE - AHA STYLE, VNav NEEDLE TRACKING, VNav VirtuTRAX Starter Kit, ECG Cables IEC Style, VNav Virtual Tracker, VNav Active Tracker kit, VNav Needle Tracking storage insert, VNav Needle Tracking Kit - 18/20g or less, VNav ETRAX 12 14G ST KT, VNav ETRAX 14 16G ST KT, VNav Probe sensors, VNav MR Active Tracker, LE9 Probe Holder Insert 2, Power Cord 220V for EU, Power Cord DK STD C13 GRY, LOGIQ Apps, KOIOS SW, LOGIQ Exx KOIOS Thyroid, LOGIQ E10 KOIOS INSTALL, KOIOS 3.x INSTALL, Scan Assistant, Advanced Probes, AUTO IMT, B Steer+, B-FLOW, Compare Assistant, DICOM, FLOW QA, Measure Assist Breast, Measure Assist OB, Shear Wave Elastgraphy, Strain Elasto, LOGIQ Exx SRI HD Type, UGAP, SonoNT SonoIT, LOGIQ Exx VNAV Image, Hepatic Assistant - SWE-UGAP, Vita on Demand, LOGIQ Exx Bin - Large, LOGIQ Exx Bin - Twin, CW Doppler, Realtime 4D, ECG, Gel Warmer, Scan on battery option R3, Power Assistant R3, Volume Navigation, Wireless, S-Video, Pencil CW, DVD Drive, OLED Monitor Option, USB FOOTSWITCH 3 BUTTON, SONY UPD25MD COLOR PRINTR, Onboard Printer, LOGIQ Exx Protective Cover, LOGIQ Exx Inkjet Printer, Powervar144k 230V MG UPS, LOGIQ E10 German KB, LOGIQ E10s R4 Console (GEUK), LOGIQ E10s R4 Console (Americans), LOGIQ E10s Special Upgrade Kit, LOGIQ E10s R2/R3 to R4 SW Upgrade, LOGIQ E10s R2/R3 to R4 Upgrade with Hardware, LOGIQ E10s R2/R3 to R4 SW Upgrade Including Wireless, LOGIQ E10s R2/R3 to R4 Upgrade with Hardware Including Wireless, L4-20t-D, P8D, L3-9i-D, Vscan Air CL C1 Kit with Vscan Air Charger, Vscan Air CL G1 Kit with Vscan Air Charger, Vscan Air CL I1 Kit with Vscan Air Charger, Vscan Air CL G1 Kit, VScan Air On Console Charger - LOGIQ Exx, Ultra-Pro II biopsy bracket, Data Streaming, Auto Renal Measure Assistant, Auto Abdominal Color Assistant, Auto Preset Assistant, Auto Abdominal Suite 1.0, Advanced Abdominal Tools Package, Contrast LI-RADS Productivity Package, Advanced Contrast Abdominal Imaging, Advanced Contrast Small Parts Imaging, Advanced Color Flow Imaging, Histotripsy Guidance, LOGIQ E10-series and Fortis R4 eDelivery, LOGIQ Wireless, Vscan Air LOGIQ Integration Kit, LE10s Premium Bundle, LE10s Advanced Bundle, DESTINATION KIT AUS/NZ, Dig Exp Activation, Volume Navigation for V-Nav Inside, L4-20t Verza biopsy starter kit, C1-6-D Biopsy Starter Kit, BE9CS Biopsy Kit 742-339, Sterile Disposable Biopsy Needle Guide Kit for GE BE9C Probe, Reusable Biopsy Needle Guide for GE BE9C Ultrasound Probe, Dig Exp No Tablet 10 Cour, LOGIQ E10s R3 Console, LOGIQ E10s R3 OLED Console, IC5-9-D, ML6-15-D, L8-18i-D, C2-9-D (XDClear), C1-6-D (XDClear), C1-6VN-D (XDClear), C2-9VN-D (XDClear), C3-10-D (XDClear), M5Sc-D (XDClear), L2-9-D, L2-9VN-D, 6Tc-RS, C2-7-D, C2-7VN-D, P2D, RIC5-9-D, RAB6-D, P6D, BE9CS-D, L3-12-D, 6S-D, L6-24-D Probe, ML4-20-D, ML4-20VN-D, TEE RS-DLP Adapter, Adult TEE Clip-on Bite Guard, Adult TEE Clip-on Bite Guard Opr., Adult TEE Scanhead Protection Cover, Adult TEE Conventional Bite Guard, BITE HOLE INDICATOR, TEE STORAGE RACK, Advanced Security, Coded Contrast, Cardiac AFI, LOGIQ Exx DVR, Report Writer, Stress Echo, Tricefy | MONTAL | 2024-08-13T00:00:00.000+02:00 | GE Ultrasound Korea, Ltd. 9, Sunhwan-ro 214beon-gil, Jungwon-gu, Seongnam-si, Gyeonggi-do 13204, Republic of Korea SRN: KR-MF-000001860 | H48502AW, H48512AF, H48512AJ, H48532AY, H46712LM, H46712LS, H46712LT, H46722LD, H40432LK, H40482LF, H4908NF, H4908NH, H4908NM, E8385MJ, H40412LN, H40432LJ, H40482LK, H40482LL, H44901AM, H45561FC, H46701AE, H46721R, H4913BA, H4917VB, H48302AA, H48681ML, H42742LJ, H44901AV, H46652LG / 5874847, H4918FC, H4918FY, H4918GY, H4918NY, H4918DK, H4918SY, H43272LJ, H45521AL, H4908NS, H4910EC, H4910NT, H4910NY, H4911JC, H4911NG, H4913AT, H4913NS, H4913NT, H4913NU, H4913NV, H4913PS, H4915MT, H4915P, H46342LZ, H46692LK, H46622LW, H46622LY, H4920KT, H4919KI, H4921KY, H46622LZ, H46612LS, H46612LT, H46612LW, H46612LY, H46612LZ, H46622LA, H46622LB, H46622LC, H46622LD, H46622LE, H46622LF, H4920SR, H46622LH, H46622LJ, H4920VR, H43332LE, H43332LN, H4918B, H4918BT, H46612LJ, H46612LK, H46612LD, H46612LG, H46672LK, H46672LL, H46612LM, H46612LH, H46612LL, H46612LN, H46612LE, H4921OL, H46732LF, H4911JT, H46612LF, H4918DC, H4918RP, H4921UP, H4918DY, H46122LK / 5921403, H46122LL / 5921403, H43582LK / 5951946 Serial Number: LEX302593, H43582LK / 5951946 Serial Number: LEX302597, H43582LK / 5951946 Serial Number: LEX302608, H43582LK / 5951946 Serial Number: LEX302595, H43582LK / 5951946 Serial Number: LEX302591, H43582LK / 5951946 Serial Number: LEX302219, H43582LK / 5951946 Serial Number: LEX302221, H43582LK / 5951946 Serial Number: LEX302220, H43582LK / 5951946 Serial Number: LEX302218, H43582LK / 5951946 Serial Number: LEX302222, H46122LR / 5946721, H46122LS / 5946722, H44952LP / 5946723, H43582LL / 5946724, H48062AG, H46312LZ, H4915IO, H45611ZM, H45611ZN, H45611ZP, H45611CS, H310VWC, H4922BA, H4922TA, H4921UB, H46672LT, H44982LC, H44982LF, H44982LJ, H44982LG, H43582LH, H43582LJ, H44982LH, H46122LN, H44952LM, H46122LP, H46122LY, H44972ED, H44982LL, H44982LM, H46682LH, H46682LJ, H46712LZ, H4920ED, H46672LR, H45201BLF, H4913BB, H42742LH, E8013AW, E8013AX, H4920GS, H46652LH / 5860223, H46652LJ / 5874356, H40442LK, H40452LG, H40452LL, H40462LN, H40472LT, H40472LW, H40472LY, H40482LB, H44901AE, H44901AI, H44901AJ, H45551ZE, H46422LM, H46422LN, H4830JE, H48651MS, H48681MG, H4830JG, H40482LE, H48062AA, H45021RR, H4920HF, H44901AT, H44901AU, H46352LK, H45511EE, H45521CB, H45521CK, H45521JH, H45531HS, H45551NM, H46622LL, H46622LM, H46622LN, H4918DR, H46622LR, H46622LS, H46622LT | Klasa IIa | LOGIQ E10s është një sistem me ultratinguj diagnostikues universal i destinuar për përdorim nga profesionistë të kualifikuar dhe të trajnuar të kujdesit shëndetësor për imazhe me ultratinguj, matjen, shfaqjen dhe analizën e trupit dhe lëngjeve të njeriut. | Pajisje diagnostikuese dhe terapeutike me rezatim
17020 | DABLIU DAM 4 SYRINGES x 3 ml | ALBADENT plus | 2024-09-02T00:00:00.000+02:00 | DENTAL WORLD S.R.L. Molfetta (BA), Via Antichi Pastifici, 15,ITALIA | 16 | Klasa I | Izolues per gingivat. | Pajisje dentare
17021 | Dabliu Wedges Anatomical wood wedges Col. Orange – 100 pcs, Dabliu Wedges Anatomical wood wedges Col. White – 100 pcs, Dabliu Wedges Anatomical wood wedges Col. Green – 100 pcs, Dabliu Wedges Anatomical wood wedges Col. Yellow - 100 pcs, Dabliu Wedges Anatomical wood wedges Col. Blue– 100 pcs, Dabliu Wedges Anatomical wood wedges Col. Pink – 100 pcs | ALBADENT plus | 2024-09-02T00:00:00.000+02:00 | DENTAL WORLD S.R.L. Molfetta (BA), Via Antichi Pastifici, 15,ITALIA | 00490550, 00490551, 00490552, 00490553, 00490554, 00490555 | Klasa I | Kunja druri qe perdoren ne mbushjen e dhembeve. | Pajisje dentare
17022 | Eazy Tray Disposable applicators for prophylaxis – Size Medium – Col. Yellow , Eazy Tray Disposable applicators for prophylaxis – Size Large – Col. Blue , Eazy Tray Disposable applicators for prophylaxis – Size Small – Col. White | ALBADENT plus | 2024-09-02T00:00:00.000+02:00 | DENTAL WORLD S.R.L. Molfetta (BA), Via Antichi Pastifici, 15,ITALIA | 00340147 , 00340148, 00340146 | Klasa I | Furca te vogla qe perdoren per procedura dentare. | Pajisje dentare
17023 | Dabliu Apribocca Lip retractor – 2 pcs Adult, large, Dabliu Apribocca Lip retractor – 2 pcs Child, small, Dabliu Apribocca Cheek retractor – 2 pcs Adult, large, Dabliu Apribocca Cheek retractor – 2 pcs Child, medium, Dabliu Apribocca Cheek retractor with tongue guard – 2 pcs Child, small, Dabliu Apribocca Cheek retractor with tongue guard – 2 pcs Large, Dabliu Apribocca Cheek retractor with tongue guard – 2 pcs Medium, Dabliu Apribocca Vertical cheek retractor – 10 pcs Adult, large, Dabliu Apribocca Vertical cheek retractor – 10 pcs Child, small, Dabliu Apribocca Retractor "V" CUT – 2 pcs Adult, large, Dabliu Apribocca Retractor "V" CUT – 2 pcs Child, small, Dabliu Apribocca Dry field retractor with saliva ejector – 1 pcs Adult, large, Dabliu Apribocca Dry field retractor with saliva ejector – 1 pcs Child, small, Dabliu Apribocca Cheek retractor (rubber) – 2 pcs Adult, large, Dabliu Apribocca SET bite opener retractor – 3 pcs Small- Medium-Large, Dabliu Apribocca Bite opener retractor – 1 pcs Large, Dabliu Apribocca Bite opener retractor – 1 pcs Medium, Dabliu Apribocca Bite opener retractor – 1 pcs Small | ALBADENT plus | 2024-09-02T00:00:00.000+02:00 | DENTAL WORLD S.R.L. Molfetta (BA), Via Antichi Pastifici, 15,ITALIA | 00340268, 00340269, 00340266, 00340267, 00340276, 00340262, 00340261, 00340257, 00340265, 00340281, 00340282, 00340278, 00340279, 00340277, 00340260, 00340260L, 00340260M, 00340260S | Klasa I | Hapese goje. | Pajisje dentare
17024 | Visor Galaxy White, Visor Galaxy Green, Visor Galaxy Blue, Visor Galaxy Fuxia, Visor Galaxy Yellow, Visor Galaxy Violet, Visor Galaxy Fuxia Neon, Visor Galaxy Orange, Visor Galaxy Light Blue, Visor Galaxy Red, Visor Galaxy Refill Screen | ALBADENT plus | 2024-09-02T00:00:00.000+02:00 | DENTAL WORLD S.R.L. Molfetta (BA), Via Antichi Pastifici, 15,ITALIA | 3P1011, 3P1012, 3P1013, 3P1011F, 3P1011G, 3P1011V, 3P1011FN, 3P10112A, 3P1011C, 3P1011R, 3P1021 | Klasa I | Maska mbrojtese per fytyren. | Pajisje dentare
17025 | Lubrispray Universal lubricant spray for handpieces | ALBADENT plus | 2024-09-02T00:00:00.000+02:00 | DENTAL WORLD S.R.L. Molfetta (BA), Via Antichi Pastifici, 15,ITALIA | 340180 | Klasa I | Spray lubrifikant per anglat. | Pajisje dentare
17026 | Horicarbo | ALBADENT plus | 2024-09-02T00:00:00.000+02:00 | DENTAL WORLD S.R.L. Molfetta (BA), Via Antichi Pastifici, 15,ITALIA | 00610022, 00610023, 00610024, 00610025, 00610026, 00610027, 00610028, 00610029, 00610030 | Klasa I | Stripsa abraziv. | Pajisje dentare
17027 | Articulating paper Blue/Red 100 μm Medium - 144 pcs, Articulating paper Blue 100 μm Medium - 180 pcs, Articulating paper Blue 50 μm Thin - 240 pcs, Articulating paper Red 100 μm Medium - 180 pcs, Articulating paper Red 40 μm Thin - 240 pcs | ALBADENT plus | 2024-09-02T00:00:00.000+02:00 | DENTAL WORLD S.R.L. Molfetta (BA), Via Antichi Pastifici, 15,ITALIA | 00490255, 00490250M, 00490250S, 00490258M, 00490258S | Klasa I | Leter artikulacioni. | Pajisje dentare
17028 | PROTECT ROLLS Cotton rolls Size 1 , PROTECT ROLLS Cotton rolls Size 2 , PROTECT ROLLS Cotton rolls Size 3 | ALBADENT plus | 2024-09-02T00:00:00.000+02:00 | DENTAL WORLD S.R.L. Molfetta (BA), Via Antichi Pastifici, 15,ITALIA | 00700037, 00700038, 00700039 | Klasa I | Pambuk per peshtymen. | Pajisje dentare
17029 | ELASTIC DENTAL DAM 6"X6" - Green, Light , ELASTIC DENTAL DAM 6"X6" - Green, Medium , ELASTIC DENTAL DAM 6"X6" - Green, Heavy , ELASTIC DENTAL DAM 6"X6" - Blue, Medium , ELASTIC DENTAL DAM 6"X6" - Blue Eyes, Medium , ELASTIC DENTAL DAM 6"X6" - Black, Medium | ALBADENT plus | 2024-09-02T00:00:00.000+02:00 | DENTAL WORLD S.R.L. Molfetta (BA), Via Antichi Pastifici, 15,ITALIA | 00340800, 00340801, 00340802 , 00340803 , 00340804, 00340808 | Klasa I | Elastik per ndarjen e dhembeve. | Pajisje dentare
17030 | Dabliu Brush Micro applicator -Regular 4x100 pcs , Dabliu Brush Micro applicator - Fine 4x100 pcs , Dabliu Brush Micro applicator -Super Fine 4x100 pcs, Dabliu Brush Micro applicator for dispenser - Regular 4x100 pcs , Dabliu Brush Micro applicator for dispenser - Fine 4x100 pcs , Dabliu Brush Micro applicator for dispenser - Super Fine 4x100 pcs , Dabliu Ultra Brush Micro applicator -Long 100 pcs , Dabliu Endo Brush Micro applicator -Regular 100 pcs , Dabliu Endo Brush Micro applicator -Fine 100 pcs | ALBADENT plus | 2024-09-02T00:00:00.000+02:00 | DENTAL WORLD S.R.L. Molfetta (BA), Via Antichi Pastifici, 15,ITALIA | 00100101, 00100102, 00100103, 00100105 , 00100106, 00100107, 00100109, 00100110, 00100112 | Klasa I | Furca te vogla qe perdoren per procedura dentare. | Pajisje dentare
17031 | STERILIZATION REELS, AUTOSEALING POUCHES | ALBADENT plus | 2024-09-02T00:00:00.000+02:00 | DENTAL WORLD S.R.L. Molfetta (BA), Via Antichi Pastifici, 15,ITALIA | 00520044, 00520045, 00520046, 00520047, 00520050, 00520051, 00520052, 00520053, 00520054, 00400001, 00400002, 00400004, 00400005, 00400006, 00400011 | Klasa I | Letra per sterilizim. | Pajisje dentare
17032 | CLEAN FLOW standard, CLEAN FLOW soft, CLEAN FLOW perio | ALBADENT plus | 2024-09-02T00:00:00.000+02:00 | DENTAL WORLD S.R.L. Molfetta (BA), Via Antichi Pastifici, 15,ITALIA | 0003930, 0003931, 0003932, 0003933, 0003934, 0003935, 0003936, 0003937, 0003938, 0003939, 0003940, 0003941, 0003942, 0003943, 0003944, 0003945, 0003946, 0003947, 0003948, 0003949, 0003950, 0003951, 0003952, 0003953 | Klasa I | Pluhur per pastrimin e dhembeve. | Pajisje dentare
17033 | Soft Form Sheets, Dura Form Sheets, Tray Form Sheets, Base Plate Form Sheets, Dual Form Sheets | ALBADENT plus | 2024-09-02T00:00:00.000+02:00 | DENTAL WORLD S.R.L. Molfetta (BA), Via Antichi Pastifici, 15,ITALIA | 001817, 001817R, 001817RS, 001817RB, 001835, 001835R, 001835RS, 001835RB, 001836, 001836R, 001836RS, 001836RB, 001837, 001837R, 001837RS, 001837RB, 001838, 001838R, 001838RS, 001838RB, 001828, 001828R, 001828RS, 001828RB, 001827, 001827R, 001827RS, 001827RB, 001823, 001823R, 001823RS, 001823RB, 001824, 001824R, 001824RS, 001824RB, 001825, 001825R, 001830, 001830R, 001831, 001831R, 001832, 001832R, 001822, 001822R, 00 1819, 001819R, 00 1818, 001818R, 0 01820, 001820R, 00 1943, 001943R, 00 1939, 001939R | Klasa I | Plastika qe sherbejne per bruksizem. | Pajisje dentare
17034 | Ulrasound scanner , SW option | PEGASUS. | 2024-08-12T00:00:00.000+02:00 | Samsung Medison Co., Ltd 3360 Hanseo-ro, Nam-myein, Hongcheon-gun, Gangwon-do 25108 Republic of Korea | HM70 EVO, HM70 EVO 4D, HM70 EVO 3D XI, HM70 EVO Strain+, HM70 EVO StressEcho, HM70 EVO DICOM, HM70 EVO MultiVision, HM70 EVO AutoIMT+, HM70 EVO ElastoScan™, HM70 EVO Panoramic+, HM70 EVO XI STIC, HM70 EVO Needelemate+™, HM70 EVO EzExam+™, HM70 EVO CW Function, HM70 EVO Cardiac Measurement, HM70 EVO Ez Assist™, HM70 EVO RealisticVue™, HM70 EVO 5D Follicle, HM70 EVO 5D NT, HM70 EVO E-Strain, HM70 EVO 2D NT, HM70 EVO LaborAssist, HM70 EVO CrystalVue, HM70 EVO System Activation, HM70 EVO HQ Vision, HM70 EVO H2D Follicle, HM70 EVO Mobile export | Klasa IIa | Eshte skaner me ultratinguj qe se bashku me sondat e tij perdoret per nje game te gjere ekzaminimesh mjekesore klinike., Jane sonda qe perdoren se bashku me skanerin me ultratinguj HM70EVO. | Pajisje diagnostikuese dhe terapeutike me rezatim
17035 | Electroencephalography (EEG) needle electrodes, Twisted Pair Subdermal needle electrodes 0,40x13mm, 100cm cable, DIN42802, Subdermal needle electrode 0,40x13mm, 100cm cable, DIN42802, Color Set B, Twisted Pair Subdermal needle electrodes 0,40x13mm, 100cm cable, DIN42802, Color Set B, Subdermal needle electrode 0,40x13mm, 100cm cable, DIN42802, Twisted Pair Subdermal needle electrodes 0,40x13mm, 150cm cable, DIN42802, Twisted Pair Subdermal needle electrodes 0,40x13mm, 150cm cable, DIN42802, MR Conditional, Subdermal needle electrode 0,40x13mm, 150cm cable, DIN42802, Color Set B, Twisted Pair Subdermal needle electrodes 0,40x13mm, 150cm cable, DIN42802, Color set B, Subdermal needle electrode 0,40x13mm, 150cm cable, DIN42802, Subdermal needle electrode 0,40x13mm, 150cm cable, DIN42802, MR conditional, Twisted Pair Subdermal needle electrodes 0,40x13mm, 250cm cable, DIN42802, Disposable MRI subdermal needle - 0.40x13 twisted 250cm-DIN42802-BX=20PC(10col), Subdermal needle electrode 0,40x13mm, 250cm cable, DIN42802, Color Set B, Twisted Pair Subdermal needle electrodes 0,40x13mm, 250cm cable, DIN42802, Color set B, Subdermal needle electrode 0,40x13mm, 250cm cable, DIN42802, SET 24 MONOP MRI N. 0.40x13mm w/250 -6COL(BK,R,G,Y,W,BL)STERIL | T R I M E D | 2024-08-12T00:00:00.000+02:00 | Spes Medica S.p.A., Via Buccari 21 – 16153 Genova (GE), Italy | N/A, MN4013D10A/S, MN4013D10B, MN4013D10B/S, MN4013D10S, MN4013D15A/S, MN4013D15A/SMRI, MN4013D15B, MN4013D15B/S, MN4013D15S, MN4013D15SMRI, MN4013D25A/S, MN4013D25A/SMRI, MN4013D25B, MN4013D25B/S, MN4013D25S, MN4013D25SMRI | Klasa IIa | Electroencephalography (EEG) needle electrodes janë pajisje mjekësore të ideuara për t'u përdorur në regjistrimin e sinjaleve biopotenciale me pajisje regjistrimi, monitorimi dhe stimulimi për neurofiziologjinë, shembujt përfshijnë: Elektromiografinë (EMG), Elektroencefalografinë (EEG), monitorimin intraoperativ (IOM) dhe potencialet e evokuara (EP). | Produkte per institucione te kujdesit shendetesor
17036 | EMG concentric needle electrode 0,30(30G)x25 mm, Fuchsia colour (D0390302511), EMG concentric needle electrode 0,35(28G)x30 mm Red colour (D039035302), EMG concentric needle electrode 0,35(28G)x40 mm Grey colour (D039035408), EMG concentric needle electrode 0,45(26G)x30 mm, Orange colour (D0390453010), EMG concentric needle electrode 0,45(26G)x40 mm, Black colour (D039045401), EMG concentric needle electrode 0,45(26G)x50 mm, Yellow colour (D039045504), EMG concentric needle electrode 0,60(23G)x75 mm, Brown colour (D039060706) | T R I M E D | 2024-08-12T00:00:00.000+02:00 | Spes Medica S.p.A., Via Buccari 21 – 16153 Genova (GE), Italy | EMG concentric needle electrode 0,30(30G)x25 mm, Fuchsia colour (D0390302511), EMG concentric needle electrode 0,35(28G)x30 mm Red colour (D039035302), EMG concentric needle electrode 0,35(28G)x40 mm Grey colour (D039035408), EMG concentric needle electrode 0,45(26G)x30 mm, Orange colour (D0390453010), EMG concentric needle electrode 0,45(26G)x40 mm, Black colour (D039045401), EMG concentric needle electrode 0,45(26G)x50 mm, Yellow colour (D039045504), EMG concentric needle electrode 0,60(23G)x75 mm, Brown colour (D039060706) | Klasa IIa | Electromyography (EMG) needle electrodes janë pajisje mjekësore të ideuara për t'u përdorur në regjistrimin e sinjaleve biopotenciale me pajisje regjistrimi, monitorimi dhe stimulimi për neurofiziologjinë, shembujt përfshijnë: Elektromiografinë (EMG), Elektroencefalografinë (EEG), monitorimin intraoperativ (IOM) dhe potencialet e evokuara (EP). | Produkte per institucione te kujdesit shendetesor
17040 | Procleix ArboPlex Assay Kits 9053179, Procleix ArboPlex Assay Kits 9053181, Procleix ArboPlex Assay Negative Calibrator Kit 9053184, Procleix ArboPlex Assay Positive Calibrator Kit 9053183, Procleix ArboPlex Assay CHIKV, DENV, and ZIKV Discriminatory Probe Reagents Kit 9053182 | PEGASUS. | 2024-09-04T00:00:00.000+02:00 | Grifols Diagnostic Solutions Inc. 4560 Horton Street Emeryville, CA 94608, USA | 9053179, 9053181, 9053184, 9053183, 9053182 | In vitro | Jane kite me reagente per analizen cilesore in vitro ne plazme dhe serum te amplifikimit te ARN se viruseve qe vijojne, si Virusi Chikingunya (CHIKV) | Pajisje te diagnostifikimit in vitro
Virusi Dengue (DENV), Virusi West Nile (WNV) dhe Virusi Zika (ZIKV). Perdoret edhe per analizen e plazmes dhe serumit gjate kontrollit te donoreve te qelizave dhe organeve., Jane kite me reagente qe perdoren si mates te saktesise se analizes in vitro se viruseve ne serum dhe ne plazme (Virusi Chikingunya, CHIKV,
Virusi Dengue DENV,, Virusi West Nile, WNV dhe Virusi Zika, ZIKV)., Jane kite me reagente qe perdoren si mates te saktesise se analizes cilesore in vitro te viruseve ne serum dhe ne plazme (Virusi Chikingunya, CHIKV, Virusi Dengue DENV,, Virusi West Nile, WNV dhe Virusi Zika, ZIKV)., Jane kite me reagente pergatites dhe ndihmes te analizes cilesore in vitro te viruseve ne serum dhe ne plazme (Virusi Chikingunya, CHIKV,
Virusi Dengue DENV,, Virusi West Nile , WNV dhe Virusi Zika, ZIKV).
17041 | Procleix UltrioPlex E Assay Kits 9052216, Procleix UltrioPlex E Assay Kits 9052219, Procleix UltrioPlex E Assay Target Enhancer Reagent Kit 9052217, Procleix UltrioPlex E Assay Target Enhancer Reagent Kit 9052220, Procleix UltrioPlex E Assay Calibrator Kit 9052221, Procleix UltrioPlex E Assay HIV, HCV, and HBV Discriminatory Probe | PEGASUS. | 2024-08-28T00:00:00.000+02:00 | Grifols Diagnostic Solutions Inc. 4560 Horton Street Emeryville, CA 94608, USA | 9052216, 9052219, 9052217, 9052220, 9052221, 9052222, 9052224, 9052223 | In vitro | Jane kite me reagente per analizen cilesore in vitro te amplifikimit te acideve nukleike per percaktimin | Pajisje te diagnostifikimit in vitro
| Reagents Kit 9052222, Procleix UltrioPlex E Assay Negative Calibrator Kit 9052224, Procleix UltrioPlex E Assay Positive Calibrator Kit 9052223 | [5 empty] | ne serum dhe ne plazem te viruseve si vijon Virusin HIV, Virusin e Hepatitit B (HBV) , Virusin e Hepatitit C (HCV) dhe Virusin e Hepatit E (HEV). Perdoren gjithashtu ne analizen e plazmes dhe serumit gjate dhurimit te indeve apo organeve., Jane kite me reagente ndihmes per analizen cilesore in vitro te amplifikimit te acideve nukleike per percaktimin
ne serum dhe ne plazem te viruseve si vijon Virusin HIV, Virusin e Hepatitit B (HBV) , Virusin e Hepatitit C (HCV) dhe Virusin e Hepatit E (HEV). , Jane kite me reagente per precizionin e analizes cilesore in vitro te amplifikimit te acideve nukleike per percaktimin
ne serum dhe ne plazem te viruseve si vijon Virusin HIV, Virusin e Hepatitit B (HBV) , Virusin e Hepatitit C (HCV) dhe Virusin e Hepatit E (HEV). , Jane kite me reagente per analizen cilesore in vitro te amplifikimit te acideve nukleike per percaktimin
ne serum dhe ne plazem te viruseve si vijon Virusin HIV, Virusin e Hepatitit B (HBV) , Virusin e Hepatitit C (HCV) dhe Virusin e Hepatit E (HEV)., Jane kite me reagente per matjen e saktesise ne analizen cilesore in vitro te amplifikimit te acideve nukleike per percaktimin
ne serum dhe ne plazem te viruseve si vijon Virusin HIV, Virusin e Hepatitit B (HBV) , Virusin e Hepatitit C (HCV) dhe Virusin e Hepatit E (HEV).
17042 | Gallengangsdrainage, Silikonschlauch, Wound-Secretion-Management, Silikon-Flachdrainage, Silikon-Runddrainage, Saugset mit Silikon-Flachdrainage, Silikon-Kapillardrainage, Redon-Drainage, Pleurapunktionsset, Silikonrunddrainage, SiIikon-T-Drainage, Silikondrainage System, Silikon-T-Drainage, Yankauer, ORIFLEX III, ORIFLEX V, ORIFLEX IV, ORIFLEX II, Mini Pack, Low-Vakuum-System, Sekret-AbIauf-Set, Quad Pack, Redon-Verbindungsschlauch | T R I M E D | 2024-08-12T00:00:00.000+02:00 | ORIPLAST GmbH, Hermannstraße 150 lndustriegebiet 66538 Neunkirchen, Germany | VK00571, VK00572, VK00573, VK00576, VK00583, N/A, VK00011, VK00012, VK00013, VK00014, VK00017, VK00021, VK00022, VK00023, VK00024, VK00025, VK00026, VK00027, VK00028, VK00044, VK00045, VK00046, VK00047, VK00048, VK00049, VK00052, VK00058, VK00059, VK00067, VK00068, VK00069, VK00072, VK00073, VK00074, VK00076, VK00077, VK00078, VK00079, VK00080, VK00081, VK00082, VK00083, VK00084, VK00085, VK00086, VK00087, VK00088, VK00090, VK00098, VK00099, VK00100, VK00103, VK00134, VK00136, VK00139, VK00140, VK00144, VK00145, VK00146, VK00147, VK00148, VK00149, VK00150, VK00152, VK00153, VK00155, VK00156, VK00157, VK00158, VK00159, VK00160, VK00161, VK00162, VK00164, VK00165, VK00166, VK00167, VK00168, VK00169, VK00170, VK00174, VK00176, VK00178, VK00180, VK00182, VK00183, VK00185, VK00187, VK00188, VK00190, VK00191, VK00192, VK00194, VK00197, VK00198, VK00201, VK00202, VK00203, VK00204, VK00206, VK00209, VK00210, VK00213, VK00216, VK00217, VK00220, VK00222, VK00226, VK00227, VK00228, VK00269, VK00270, VK00284, VK00285, VK00290, VK00291, VK00316, VK00317, VK00319, VK00322, VK00324, VK00326, VK00327, VK00339, VK00373, VK00374, VK00413, VK00414, VK00420, VK00421, VK00423, VK00424, VK00441, VK00472, VK00473, VK00474, VK00475, VK00479, VK00480, VK00481, VK00482, VK00492, VK00495, VK00503, VK00504, VK00506, VK00509, VK00512, VK00534, VK00535, VK00539, VK00540, VK00545, VK00546, VKOOSSS, VK00556 | Klasa IIa | Wound-Secretion-Management janë pajisje mjekësore me efekt drenues, të vendosura pranë prerjeve kirurgjikale të pacientit pas operacionit, për të hequr sekrecionet e infektuara, gjakun ose lëngje të tjera, duke i penguar ato të grumbullohen në trup. | Pajisje te implantueshme jo aktive
17043 | Coagulation Control Plasma | O3 LAB | 2024-08-16T00:00:00.000+02:00 | Shanghai Long Island Biotec. Co., Ltd No.839, Gaofeng Road, Fengxian District, 201401 Shanghai, P.R. China | N/A | In vitro | Kontroll per te kontrolluar reagentet e koagulimit | Pajisje te diagnostifikimit in vitro
17044 | Disposable Neural Stimulation Probes (SIXYZKKKQJJUUD), Reusable Neural Stimulation Probes (SIXYZKKKQJJUUR) | T R I M E D | 2024-08-12T00:00:00.000+02:00 | Spes Medica S.p.A., Via Buccari 21 – 16153 Genova (GE), Italy | Disposable Neural Stimulation Probes (SIXYZKKKQJJUUD), Reusable Neural Stimulation Probes (SIXYZKKKQJJUUR) | Klasa III | Neural Stimulation Probes janë pajisje mjekësore të implantueshme në zona të ndryshme të trurit me qëllim për të regjistruar dhe/ose stimuluar site specifike në tru. Këto pajisje po përdoren aktualisht për diagnostikimin e sëmundjeve të trurit, të tilla si: epilepsia, migrena, Alzheimer dhe demenca. | Pajisje te implantueshme aktive
17045 | Chest Drainage System, Thoracic suction collection container | T R I M E D | 2024-08-15T00:00:00.000+02:00 | Unimax Medical Systems Inc., 8F-2, No.127, Lane 235, Pao Chiao Road, Xindian District, New Taipei City, 23145, Taiwan | Chest Drainage System, Thoracic suction collection container | Is | Chest Drainage System, Thoracic suction collection container është një pajisje mjekësore njëpërdorimshme, e ideuar për t'u lidhur midis një kateteri kullues torakal dhe një tubi të jashtëm thithës, për të grumbulluar lëngje (p.sh. gjak), sekrecione dhe/ose ajër gjatë aspirimit të kontrolluar të zgavrës pleurale dhe/ose mediastinumit. | Pajisje nje perdorimeshe
17046 | Devices for epidural anaesthesia,Epidural anaesthesia catheter with stylet Open tip - 19G - L. 900mm - PE , Devices for epidural anaesthesia,Epidural anaesthesia catheter with stylet Closed tip - 19G - L. 900mm - PE , Devices for epidural anaesthesiaEpidural anaesthesia catheter with stylet Open tip - 19G - L. 900mm - PUR, Devices for epidural anaesthesia,Epidural anaesthesia catheter. Closed tip - 19G - L. 900mm - PUR , Devices for epidural anaesthesia,Epidural anaesthesia catheter. Open tip - 20G - L. 900mm - PEBA , Devices for epidural anaesthesia,Epidural anaesthesia catheter. Closed tip - 20G - L. 900mm - PEBA , Devices for epidural anaesthesia,Epidural anaesthesia catheter. Open tip - 19G - L. 900mm - PEBA , Devices for epidural anaesthesia,Epidural anaesthesia catheter. Closed tip - 19G - L. 900mm - PEBA , Devices for epidural anaesthesia,Needle and catheter for epidural anaesthesia with stylet. Open tip - 19G - L 900mm - PE / Tuohy 17G - L 90mm , Devices for epidural anaesthesia,Needle and catheter for epidural anaesthesia with stylet Open tip - 19G - L 900mm - PUR / | GREEMED | 2024-08-12T00:00:00.000+02:00 | Vygon 5 rue Adeline 95440 Ecouen France | 185.10, 185.30, 186.10, 186.30, 5186.082, 5186.382, 5186.602, 5186.802, 187.10, 188.10, 188.30, 188.47, 184.16, 184.17, 184.18, 184.19, 184.27, 184.28, 184.58, 184.86, 184.87, 184.88, 184.881, 184.882, 6084.881, 189.30, 189.50, 189.60, 80189.321, 80189.322, 191.10, 191.30, 191.50, 191.70, 191 .301 , 5191.087, 5191.088, 5191.337, 5191.3371, 5191.3372, 5191.387, 5191.3871, 5191.388, 5191.601, 5191.801, 5192.384, 5291.337 | Klasa IIa | Kateter qe lejon aksesin ne zonen epidurale me qellim injektimin e anestetikut dhe ndalimin e dhimbjes | Tjeter
Tuohy 17G - L 90mm , Devices for epidural anaesthesia,Needle and catheter for epidural anaesthesia with stylet Closed tip - 19G - L 900mm - PUR / Tuohy 17G - L 90mm , Devices for epidural anaesthesia,Paediatric epidural set Open tip - 22G - L400mm - PUR/ Tuohy 19G - L50mm, Devices for epidural anaesthesia,Tuohy - Ø1.35x1 .65mm - 16G - L.90mm , Devices for epidural anaesthesia,Tuohy - Ø1.20x150mm - 17G - L.90mm, Devices for epidural anaesthesia,Tuohy - Ø1.12x1.32mm - 18G - L.90mm , Devices for epidural anaesthesia,Tuohy -Ø 0.80x1 .08mm - 19G - L.90mm, Devices for epidural anaesthesia,Tuohy - Ø 1.20x1.50mm - 17G - L.120mm, Devices for epidural anaesthesia,Tuohy- Ø1.12x1.32mm -18G - L.120mm , Devices for epidural anaesthesia,Tuohy- Ø1.12x1.32mm -18G - L.153mm, Devices for epidural anaesthesia,Tuohy - Ø1.35x1 .65mm - 16G - L.80mm , Devices for epidural anaesthesia,Tuohy - Ø01.20x150mm - 17G - L.80mm , Devices for epidural anaesthesia,Tuohy - Ø1.07x1 .30mm - 18G - L.80mm , Devices for epidural anaesthesia,Tuohy - Ø1.07x1 .30mm - 18G - L.80mm, Devices for epidural anaesthesia,Tuohy Backeye - 01.07x1.30mm - 18G - L.80mm, Devices for epidural anaesthesia,Rafa Tuohy - 18G - L.80mm, Devices for epidural anaesthesia,Mini-tray for epidural anaesthesia. Closed tip - 19G - L 900mm - PUR / Tuohy 17G - 20 L90mm , Devices for epidural anaesthesia,Mini-tray for epidural anaesthesia with stylet Open tip - 19G - L 900mm - PE / Tuohy 17G - L90mm , Devices for epidural anaesthesiaMini-tray for epidural anoesthesia Open tip - 19G - L 900mm - PUR / Tuohy 17G - L 90mm, Devices for epidural anaesthesia,Mini-tray for epidural anaesthesia,Epidural / Peridural set - 19G - L.900mm - PEBA / T uohy 16G - L.80mm , Mini-tray for epidural anaesthesia,Mini-tray for epidural anaesthesia Closed tip - 20G - L 900mm - PEBA / Tuohy 1 BG -
L80mm, Devices for epidural anaesthesia,Mini-tray for epidural anaesthesia,Mini-tray for epidural anaesthesia Open tip - 19G - L900mm - PUR/ Tuohy 17G - L 90mm, Devices for epidural anaesthesia,Mini-tray for epidural anaesthesia,Mini-tray for epidural anaesthesia Closed tip - 19G - L 900mm - PUR/ T uohy 17G -
L90mm, Devices for epidural anaesthesiaMini-tray for epidural anaesthesia,Mini-tray for epidural anaesthesia with stylet Open tip - 19G - L 900mm - PE / T uohy 17G -
L90mm , Devices for epidural anaesthesia,Mini-tray for epidural anaesthesia,Mini-tray for epidural anaesthesia with stylet C/osed tip - 19G - L 900mm - PE / Tuohy 17G
- L90mm , Devices for epidural anaesthesia,Mini-tray for epidural anaesthesia,Peripur miniset 2. C/osed tip - 19G - L 900mm - PUR / T uohy 17G - L 90mm , Devices for epidural anaesthesia,Mini-tray for epidural anaesthesia,Peripur miniset 2. Closed tip - 19G - L 900mm - PUR / Tuohy 17G - L 90mm, Devices for epidural anaesthesia,Mini-tray for epidural anaesthesia,Mini-tray for epidural anaesthesia Open tip - 20G - L 900mm - PEBA / Tuohy 18G -
L80mm , Devices for epidural anaesthesia,Mini-tray for epidural anaesthesia,Mini-tray for epidural anaesthesia. Open tip - 20G - L. 900mm - PEBA / Tuohy 18G - L.90mm , Devices for epidural anaesthesia,Mini-tray for epidural anaesthesia,Mini-tray for epidural anaesthesia. C/osed rexible tip - 20G - L. 900mm - PEBA / Tuohy 18G - L.80mm , Devices for epidural anaesthesia,Mini-tray for epidural anaesthesia,Mini-tray for epidural anaesthesio. C/osed rexible tip - 20G - L. 900mm - PEBA / Tuohy 1 8G - L.80mm, Devices for epidural anaesthesia,Mini-tray for epidural anaesthesia,Mini-tray for epidural anoesthesia. Closed rexible tip - 20G - L. 900mm - PEBA / Tuohy Bockeye 18G - L.80mm, Devices for epidural anaesthesia,Mini-tray for epidural anaesthesia,Mini-tray for epidural onoesthesio. Closed tip - 20G - L. 900mm - PEBA / Tuohy 18G - L.80mm, Devices for epidural anaesthesia,Mini-tray for epidural anaesthesia,Mini-tray for epidural anaesthesio. C/osed tip - 20G - L. 900mm - PEBA / Tuohy 1 8G - L.80mm, Devices for epidural anaesthesia,Mini-tray for epidural anaesthesia,Mini-tray for epidural onoesthesio. C/osed tip - 20G - L. 900mm - PEBA / Tuohy 1 8G - L.90mm, Devices for epidural anaesthesia,Mini-tray for epidural anaesthesia,Mini-tray for epidural onoesthesia. Open tip - 19G - L. 900mm - PEBA / Tuohy 16G - L.B0mm , Devices for epidural anaesthesia,Mini-tray for epidural anaesthesia,Mini-tray for epidura/ onoesthesio. Closed tip - 19G - L. 900mm - PEBA / T uohy 16G - L.B0mm , Devices for epidural anaesthesia,Mini-tray for epidural anaesthesia,Mini-tray for epidural anaesthesio. Closed tip - 20G - L. 900mm - PEBA / Tuohy 1 BG - 20 L.80mm, Devices for epidural anaesthesia,Mini-tray for epidural anaesthesia,Epidural echo set. Closed ~exible tip - 20G - L. 900mm - PEBA / Tuohy 1 BG - L.80mm
17047 | LithoVue System Workstation – Global, LithoVue System Workstation – Brazil, LithoVue Standard Deflection Single-Use Digital Flexible Ureteroscope, LithoVue Reverse Deflection Single-Use Digital Flexible Ureteroscope, LithoVue Touch PC – Global, LithoVue Touch PC – Brazil | MONTAL | 2024-08-13T00:00:00.000+02:00 | Boston Scientific Corporation, 300 Boston Scientific Way, Marlborough, MA 01752 USA. SRN: US-MF-000004702 | M0067911000, M0067911300, M0067913500, M0067913600, M0068010000, M0068012000 | Klasa IIa | Sistemi LithoVue synon të përdoret për të vizualizuar organet, kavitetet dhe kanalet në traktin urinar (uretra, fshikëza, ureteri, kaliket dhe papilat renale) nëpërmjet rrugëve transuretrale ose perkutane. | Pajisje nje perdorimeshe
17048 | Urethral Catheter with Flute Tip with Balloon - Foley Balloon Catheter - Two way Foley Balloon Catheter, 6, 8, 10, 12, 14, 16, 18, 20, 22 and 24FG -Ecocath | Bless Med | 2024-08-16T00:00:00.000+02:00 | POLYBOND INDIA PVT. LTD. Gat No. 1088, Pimple Jagtap Link Road, Sanaswadi, Tal Shirur, Dist Pune, INDIA | 3601, 3602 | Klasa IIa | Kateter Ureteal | Tjeter
17049 | Non-sterile ID wristbands, ID WRISTBAND for children and adults, insert-card type, white (OPD-B-01), Non-sterile ID wristbands, ID WRISTBAND for children and adults, insert-card type, blue (OPD-N-01), Non-sterile ID wristbands, ID WRISTBAND for children and adults, insert-card type, pink (OPD-R-01), Non-sterile ID wristbands, ID WRISTBAND for infants, insert-card type, blue (OPN-N-01) , Non-sterile ID wristbands, ID WRISTBAND for infants, insert-card type, pink (OPN-R-01), Non-sterile ID wristbands, ID WRISTBAND for children and adults, write-on type, white (OPD-B-02), Non-sterile ID wristbands, ID WRISTBAND for infants, write-on type, pink (OPN-R-02), Non-sterile ID wristbands, ID WRISTBAND for infants, write-on type, blue (OPN-N-02) | T R I M E D | 2024-09-02T00:00:00.000+02:00 | ZARYS International Group spółka z ograniczoną odpowiedzialnością spółka komandytowa ul. Pod Borem 18, 41-808 Zabrze, Poland | Non-sterile ID wristbands, ID WRISTBAND for children and adults, insert-card type, white (OPD-B-01), Non-sterile ID wristbands, ID WRISTBAND for children and adults, insert-card type, blue (OPD-N-01), Non-sterile ID wristbands, ID WRISTBAND for children and adults, insert-card type, pink (OPD-R-01), Non-sterile ID wristbands, ID WRISTBAND for infants, insert-card type, blue (OPN-N-01) , Non-sterile ID wristbands, ID WRISTBAND for infants, insert-card type, pink (OPN-R-01), Non-sterile ID wristbands, ID WRISTBAND for children and adults, write-on type, white (OPD-B-02), Non-sterile ID wristbands, ID WRISTBAND for infants, write-on type, pink (OPN-R-02), Non-sterile ID wristbands, ID WRISTBAND for infants, write-on type, blue (OPN-N-02) | Klasa I | Non-sterile ID wristbands është një pajisje mjekësore një përdorimshe që përdoret për të identifikuar dhe siguruar informacionin bazë të pacientit, për të parandaluar gabimet mjekësore dhe për të garantuar sigurinë e pacientit. | Pajisje nje perdorimeshe
17050 | DECONTAMINATING MAT 90x115 cm - 30 layers - blue | O.E.S DISTRIMED | 2024-09-04T00:00:00.000+02:00 | GIMA S.p.A. Via Marconi, 1 20060 Gessate (MI) –Italy | 36695 | Klasa I | Shtrese mbrojtese per mjediset që kërkojnë mungesë totale të agjentëve kontaminues dhe ruajtjen e niveleve të larta higjenike. | Pajisje nje perdorimeshe
17051 | MAIN CART 9735667 STEALTH S8 PLUS | O.E.S DISTRIMED | 2024-09-04T00:00:00.000+02:00 | Medtronic Navigation Inc.200 Medtronic Drive,Lafayette,CO 80026,USA | 9735667 | Klasa I | Aksesore per platformen StealthStation S8 e cila sherben per lokalizim te instrumentave kirurgjikal si dhe strukturave anatomike gjate nderhyrjeve kirurgjikale | Pajisje nje perdorimeshe
17052 | INST KIT DRIVER 5.5/6.0 MAS CAN | O.E.S DISTRIMED | 2024-09-04T00:00:00.000+02:00 | Medtronic Navigation Inc.200 Medtronic Drive,Lafayette,CO 80026,USA | 9735278 | Klasa I | Aksesore per platformen StealthStation S8 | Pajisje nje perdorimeshe
17053 | Spirometer with or without oximeter | FEDOS | 2024-08-12T00:00:00.000+02:00 | MIR - MEDICAL INTERNATIONAL RESEARCH S.p.A. Viale Luigi Schiavonetti 270 - 00173 Roma (RM) - Italia | Z12150180 -modeli Spirolab | Klasa IIa | Spirometria është një test që përdoret për të vlerësuar funksionin e mushkërive. Ky test mat kapacitetin dhe volumet e ajrit që mund të thithni dhe të nxirrni nga mushkëritë tuaja, si dhe shpejtësinë me të cilën mund të bëni këtë. | Produkte per institucione te kujdesit shendetesor
17054 | Veress Needle, Spring-loaded pneumoperitoneum needle, single-use | T R I M E D | 2024-08-15T00:00:00.000+02:00 | Unimax Medical Systems Inc., 8F-2, No.127, Lane 235, Pao Chiao Road, Xindian District, New Taipei City, 23145, Taiwan | Veress Needle, Spring-loaded pneumoperitoneum needle, single-use | Klasa IIa | Veress Needle, Spring-loaded pneumoperitoneum needle, single-use është një pajisje mjekësore njëpërdorimshe që përdoret për të krijuar një pneumoperitoneum në procedurat laparoskopike. Pajisja është e ideuar për të formuar pneumoperitoneum përpara futjes së trokarit dhe kanulës në procedurat laparoskopike. | Pajisje nje perdorimeshe
17055 | Instruments sets for bone nails, bone screws, bone plates; Drill, Instruments sets for bone nails, bone screws, bone plates; Wire, Instruments sets for bone nails, bone screws, bone plates; AO drill Ø1.1x93, Instruments sets for bone nails, bone screws, bone plates; AO drill Ø1.5, Instruments sets for bone nails, bone screws, bone plates; AO drill Ø1.5x93, Instruments sets for bone nails, bone screws, bone plates; AO drill Ø1.8x130, Instruments sets for bone nails, bone screws, bone plates; AO drill Ø2.0, Instruments sets for bone nails, bone screws, bone plates; AO drill Ø2.1x140, Instruments sets for bone nails, bone screws, bone plates; AO drill Ø2.7x173, Instruments sets for bone nails, bone screws, bone plates; AO drill Ø3.5x173, Instruments sets for bone nails, bone screws, bone plates; K-wire Ø 0,8, Instruments sets for bone nails, bone screws, bone plates; Drill 1,8x160, Instruments sets for bone nails, bone screws, bone plates; Drill 2,1x160, Instruments sets for bone nails, bone screws, bone plates; Pilot drill Ø4,2, Instruments sets for bone nails, bone screws, bone plates; AO drill Ø4,2, Instruments sets for bone nails, bone screws, bone plates; Drill Ø5,0, Instruments sets for bone nails, bone screws, bone plates; Drill Ø7,3, Instruments sets for bone nails, bone screws, bone plates; AO Tap, Instruments sets for bone nails, bone screws, bone plates; Cannulated drill ø3,0, Instruments sets for bone nails, bone screws, bone plates; Drill ø1,8x160, Instruments sets for bone nails, bone screws, bone plates; Drill Ø1,5x100, Instruments sets for bone nails, bone screws, bone plates; Drill ø2,1x160, Instruments sets for bone nails, bone screws, bone plates; Drill Ø2,0x120, Instruments sets for bone nails, bone screws, bone plates; Drill guide ø1,0, Instruments sets for bone nails, bone screws, bone plates; Drill Ø2,0x80, Instruments sets for bone nails, bone screws, bone plates; Drill guide ø2,4; ø2,6, Instruments sets for bone nails, bone screws, bone plates; AO drill Ø3,7, Instruments sets for bone nails, bone screws, bone plates; Anti-rotation screw Drill Ø4,8/Ø6,5, Instruments sets for bone nails, bone screws, bone plates; Drill ø4,7, Instruments sets for bone nails, bone screws, bone plates; Trepan guide wire, Instruments sets for bone nails, bone screws, bone plates; Drill sleeve 3,7, Instruments sets for bone nails, bone screws, bone plates; Drill sleeve 3,2, Instruments sets for bone nails, bone screws, bone plates; Drill Ø1,2, Instruments sets for bone nails, bone screws, bone plates; Trepan Ø7,0, Instruments sets for bone nails, bone screws, bone plates; Trepan Ø7,3, Instruments sets for bone nails, bone screws, bone plates; K-wire with lock, Instruments sets for bone nails, bone screws, bone plates; K-wire with lock Ø1.5x150, Instruments sets for bone nails, bone screws, bone plates; Kirschner wire, Instruments sets for bone nails, bone screws, bone plates; Elastic reamer, Instruments sets for bone nails, bone screws, bone plates; Guide wire, Instruments sets for bone nails, bone screws, bone plates; Drill limiter, Instruments sets for bone nails, bone screws, bone plates; Steps drill, Instruments sets for bone nails, bone screws, bone plates; Trepan for proximal femoral nail, Instruments sets for bone nails, bone screws, bone plates; Temporary screw, Instruments sets for bone nails, bone screws, bone plates; Tapped wire, Instruments sets for bone nails, bone screws, bone plates; Reamer, Instruments sets for bone nails, bone screws, bone plates; Temporary locking screw, Instruments sets for bone nails, bone screws, bone plates; Flexible handle, Instruments sets for bone nails, bone screws, bone plates; Tap, Instruments sets for bone nails, bone screws, bone plates; Cannulated drill, Instruments sets for bone nails, bone screws, bone plates; Loocking screw, Instruments sets for bone nails, bone screws, bone plates; Trepan drill, Instruments sets for bone nails, bone screws, bone plates; Doyen reamer, Instruments sets for bone nails, bone screws, bone plates; Reamer with handle, Instruments sets for bone nails, bone screws, bone plates; Reamer for metatarsophalangeal joint, Instruments sets for bone nails, bone screws, bone plates; guide wire | LAYO | 2024-08-15T00:00:00.000+02:00 | MEDGAL Sp. z o.o., Niewodnicka 26a, 16-001 Ksiezyno, Poland | 4-40-22-80, 4-40-22-100, 4-40-22-120, 4-40-22-125, 4-40-22-130, 4-40-22-145, 4-40-22-150, 4-40-22-160, 4-40-22-180, 4-40-22-195, 4-40-22-200, 4-40-22-230, 4-40-22-250, 4-40-22-300, 4-40-25-50, 4-40-25-80, 4-40-25-100, 4-40-25-120, 4-40-25-125, 4-40-25-130, 4-40-25-145, 4-40-25-150, 4-40-25-160, 4-40-65-120, 4-40-65-125, 4-40-65-130, 4-40-65-145, 4-40-65-150, 4-40-65-160, 4-40-65-180, 4-40-65-195, 4-40-65-200, 4-40-65-230, 4-40-65-250, 4-40-65-300, 4-40-70-50, 4-40-70-80, 4-40-70-100, 4-40-70-120, 4-40-70-125, 4-40-70-130, 4-40-70-145, 4-40-70-150, 4-40-70-160, 4-40-70-180, 4-40-70-195, 4-40-70-200, 4-40-70-230, 4-40-70-250, 4-40-70-300, 4-40-80-50, 4-40-80-80, 4-40-80-100, 4-40-80-120, 4-40-80-125, 4-40-80-130, 4-40-80-145, 4-40-80-150, 4-40-80-160, 4-40-80-180, 4-40-80-195, 4-40-80-200, 4-40-80-230, 4-40-80-250, 4-40-80-300, 4-40-90-50, 4-40-90-80, 4-40-90-100, 4-40-90-120, 4-40-90-125, 4-40-90-130, 4-40-90-145, 4-40-90-150, 4-40-90-160, 4-40-90-180, 4-40-90-195, 4-40-90-200, 4-40-90-230, 4-40-90-250, 4-40-90-300, 4-40-14-01, 4-40-14-02, 4-40-14-03, 4-40-14-04, 4-40-14-05, 4-40-14-06, 4-40-14-07, 4-40-14-08, 4-40-14-09, 4-40-14-10, 4-40-14-11, 4-40-20-032, 4-40-20-045, 4-40-20-050, 4-40-20-055, 4-40-20-060, 4-40-20-065, 4-40-20-070, 4-40-20-075, 4-40-20-080, 4-40-32-170, 4-40-21-01, 4-40-318-18, 4-40-318-20, 4-40-418-37, 4-40-418-15, 4-40-418-20, 4-40-418-25, 4-40-418-30, 4-40-418-35, 4-40-418-40, 4-40-418-45, 4-40-418-50, 4-40-418-55, 4-40-420-32, 4-40-25-180, 4-40-25-195, 4-40-25-200, 4-40-25-230, 4-40-25-250, 4-40-25-300, 4-40-27-50, 4-40-27-80, 4-40-27-100, 4-40-27-120, 4-40-27-125, 4-40-27-130, 4-40-27-145, 4-40-27-150, 4-40-27-160, 4-40-27-180, 4-40-27-195, 4-40-27-200, 4-40-27-230, 4-40-27-250, 4-40-27-300, 40-27-3.7.400.AO, 40-27-4.2.400.AO, 4-40-28-50, 4-40-28-80, 4-40-28-100, 4-40-28-120, 4-40-28-125, 4-40-28-130, 4-40-28-145, 4-40-28-150, 4-40-28-160, 4-40-28-180, 4-40-28-195, 4-40-28-200, 4-40-28-230, 4-40-28-250, 4-40-28-300, 40-29-DLK, 4-40-30-50, 4-40-30-80, 4-40-30-100, 4-40-30-120, 4-40-30-125, 4-40-30-130, 4-40-30-145, 4-40-30-150, 4-40-30-160, 4-40-30-180, 4-40-30-195, 4-40-30-200, 4-40-30-230, 4-40-30-250, 4-40-30-300, 4-40-32-50, 4-40-32-80, 4-40-32-100, 4-40-32-120, 4-40-32-125, 4-40-32-130, 4-40-32-145, 4-40-32-150, 4-40-32-160, 4-40-32-180, 4-40-32-195, 4-40-32-200, 4-40-32-230, 4-40-32-250, 4-40-32-300, 4-40-35-50, 4-40-35-80, 4-40-35-100, 4-40-35-120, 4-40-35-125, 4-40-35-130, 4-40-35-145, 4-40-35-150, 4-40-35-160, 4-40-35-180, 4-40-35-195, 4-40-35-200, 4-40-35-230, 4-40-35-250, 4-40-35-300, 4-40-37-50, 4-40-37-80, 4-40-37-100, 4-40-37-120, 4-40-37-125, 4-40-37-130, 4-40-37-145, 4-40-37-150, 4-40-37-160, 4-40-37-180, 4-40-37-195, 4-40-37-200, 4-40-37-230, 4-40-37-250, 4-40-37-300, 4-40-40-50, 4-40-40-80, 4-40-40-100, 4-40-40-120, 4-40-40-125, 4-40-40-130, 4-40-40-145, 4-40-40-150, 4-40-40-160, 4-40-40-180, 4-40-40-195, 4-40-40-200, 4-40-40-230, 4-40-40-250, 4-40-40-300, 4-40-42-50, 4-40-42-80, 4-40-42-100, 4-40-42-120, 4-40-42-125, 4-40-42-130, 4-40-42-145, 4-40-42-150, 4-40-42-160, 4-40-42-180, 4-40-42-195, 4-40-42-200, 4-40-42-230, 4-40-42-250, 4-40-42-300, 4-40-45-50, 4-40-45-80, 4-40-45-100, 4-40-45-120, 4-40-45-125, 4-40-45-130, 4-40-45-145, 4-40-45-150, 4-40-45-160, 4-40-45-180, 4-40-45-195, 4-40-45-200, 4-40-45-230, 4-40-45-250, 4-40-45-300, 4-40-47-50, 4-40-47-80, 4-40-47-100, 4-40-47-120, 4-40-47-125, 4-40-47-130, 4-40-47-145, 4-40-47-150, 4-40-47-160, 4-40-47-180, 4-40-47-195, 4-40-47-200, 4-40-47-230, 4-40-47-250, 4-40-47-300, 4-40-50-50, 4-40-50-80, 4-40-50-100, 4-40-50-120, 4-40-50-125, 4-40-50-130, 4-40-50-145, 4-40-50-150, 4-40-50-160, 4-40-50-180, 4-40-50-195, 4-40-50-200, 4-40-50-230, 4-40-50-250, 4-40-50-300, 4-40-55-50, 4-40-55-80, 4-40-55-100, 4-40-55-120, 4-40-55-125, 4-40-55-130, 4-40-55-145, 4-40-55-150, 4-40-55-160, 4-40-55-180, 4-40-55-195, 4-40-55-200, 4-40-55-230, 4-40-55-250, 4-40-55-300, 4-40-60-50, 4-40-60-80, 4-40-60-100, 4-40-60-120, 4-40-60-125, 4-40-60-130, 4-40-60-1 | Klasa IIa | Instrumenta mjekësore shumëpërdorimëshe, sete instrumentash për vida kockash, pllaka kockash, gozhdë kockash | Instrumenta shumeperdorimeshe
17056 | Infiltration Pump VITRUVIAN INFILTRATION PUMP; LED VOLUME DISPLAY - VARIABLE SPEED HIGH FLOW, 100-240VAC B89055 | EUROMED | 2024-07-30T00:00:00.000+02:00 | Black & Black Surgical, Inc. 5175 South Royal Atlanta Drive, Tucker, Georgia 30084 USA | Infiltration Pump VITRUVIAN INFILTRATION PUMP; LED VOLUME DISPLAY - VARIABLE SPEED HIGH FLOW, 100-240VAC B89055 | Klasa IIa | Pompa e infiltrimit është një pompë peristaltike për dërgimin e lëngut tumescent në vendin e operacionit. Mundësuar nga një motor hapësinor i teknologjisë së fundit, kjo makinë siguron një veprim të qëndrueshëm pompimi me një shpejtësi deri në 1000 ml/min | Tjeter
17057 | Blood Transfusion Set | FEDOS | 2024-08-12T00:00:00.000+02:00 | La-med Healthcare Pvt. Ltd, Plot. No. 136, Sector 24, Faridabad, Haryana (India) | Blood Transfusion Set (Non Vented) IT0902-150- -size 18G | Klasa IIa | Sete sistemi transfuzioni gjaku steril | Pajisje nje perdorimeshe
17058 | Aplio i900 / TUS-AI900 | DIAL-ALB | 2024-08-12T00:00:00.000+02:00 | Canon Medical Systems Corporation, 1385, Shimoishigami, Otawara-Shi, Tochigi 324-8550, JAPAN | TUS-AI900 | Klasa IIa | Sistemi i imazhit me ultratinguj me qëllim të përgjithshëm | Tjeter
17059 | Promus PREMIER Select Monorail / 16 mm x 3.50 mm, Promus PREMIER Select Monorail / 20 mm x 3.50 mm, Promus PREMIER Select Monorail / 24 mm x 3.50 mm, Promus PREMIER Select Monorail / 28 mm x 3.50 mm, Promus PREMIER Select Monorail / 32 mm x 3.50 mm, Promus PREMIER Select Monorail / 38 mm x 3.50 mm, Promus PREMIER Select Monorail / 8 mm x 4.00 mm, Promus PREMIER Select Monorail / 12 mm x 4.00 mm, Promus PREMIER Select Monorail / 16 mm x 4.00 mm, Promus PREMIER Select Monorail / 20 mm x 4.00 mm, Promus PREMIER Select Monorail / 24 mm x 4.00 mm, Promus PREMIER Select Monorail / 28 mm x 4.00 mm, Promus PREMIER Select Monorail / 32 mm x 4.00 mm, Promus PREMIER Select Monorail / 38 mm x 4.00 mm, Promus ELITE Monorail / 8 mm x 2.25 mm, Promus ELITE Monorail / 12 mm x 2.25 mm, Promus ELITE Monorail / 16 mm x 2.25 mm, Promus ELITE Monorail / 20 mm x 2.25 mm, Promus ELITE Monorail / 24 mm x 2.25 mm, Promus ELITE Monorail / 28 mm x 2.25 mm, Promus ELITE Monorail / 32 mm x 2.25 mm, Promus ELITE Monorail / 8 mm x 2.50 mm, Promus ELITE Monorail / 12 mm x 2.50 mm, Promus ELITE Monorail / 16 mm x 2.50 mm, Promus ELITE Monorail / 20 mm x 2.50 mm, Promus ELITE Monorail / 24 mm x 2.50 mm, Promus ELITE Monorail / 28 mm x 2.50 mm, Promus ELITE Monorail / 32 mm x 2.50 mm, Promus ELITE Monorail / 38 mm x 2.50 mm, Promus ELITE Monorail / 8 mm x 2.75 mm, Promus ELITE Monorail / 12 mm x 2.75 mm, Promus ELITE Monorail / 16 mm x 2.75 mm, Promus ELITE Monorail / 20 mm x 2.75 mm, Promus ELITE Monorail / 24 mm x 2.75 mm, Promus ELITE Monorail / 28 mm x 2.75 mm, Promus ELITE Monorail / 32 mm x 2.75 mm, Promus ELITE Monorail / 38 mm x 2.75 mm, Promus ELITE Monorail / 8 mm x 3.00 mm, Promus ELITE Monorail / 12 mm x 3.00 mm, Promus ELITE Monorail / 16 mm x 3.00 mm, Promus ELITE Monorail / 20 mm x 3.00 mm, Promus ELITE Monorail / 24 mm x 3.00 mm, Promus ELITE Monorail / 28 mm x 3.00 mm, Promus ELITE Monorail / 32 mm x 3.00 mm, Promus ELITE Monorail / 38 mm x 3.00 mm, Promus ELITE Monorail / 8 mm x 3.50 mm, Promus ELITE Monorail / 12 mm x 3.50 mm, Promus ELITE Monorail / 16 mm x 3.50 mm, Promus ELITE Monorail / 20 mm x 3.50 mm, Promus ELITE Monorail / 24 mm x 3.50 mm, Promus ELITE Monorail / 28 mm x 3.50 mm, Promus ELITE Monorail / 32 mm x 3.50 mm, Promus ELITE Monorail / 38 mm x 3.50 mm, Promus ELITE Monorail / 8 mm x 4.00 mm, Promus ELITE Monorail / 12 mm x 4.00 mm, Promus ELITE Monorail / 16 mm x 4.00 mm, Promus ELITE Monorail / 20 mm x 4.00 mm, Promus ELITE Monorail / 24 mm x 4.00 mm, Promus ELITE Monorail / 28 mm x 4.00 mm, Promus ELITE Monorail / 32 mm x 4.00 mm, Promus ELITE Monorail / 38 mm x 4.00 mm, Promus PREMIER Monorail / 38 mm x 4.00 mm, Promus PREMIER Select Monorail / 8 mm x 2.25 mm, Promus PREMIER Select Monorail / 12 mm x 2.25 mm, Promus PREMIER Select Monorail / 16 mm x 2.25 mm, Promus PREMIER Select Monorail / 20 mm x 2.25 mm, Promus PREMIER Select Monorail / 24 mm x 2.25 mm, Promus PREMIER Select Monorail / 28 mm x 2.25 mm, Promus PREMIER Select Monorail / 32 mm x 2.25 mm, Promus PREMIER Select Monorail / 8 mm x 2.50 mm, Promus PREMIER Select Monorail / 12 mm x 2.50 mm, Promus PREMIER Select Monorail / 16 mm x 2.50 mm, Promus PREMIER Select Monorail / 20 mm x 2.50 mm, Promus PREMIER Select Monorail / 24 mm x 2.50 mm, Promus PREMIER Select Monorail / 28 mm x 2.50 mm, Promus PREMIER Select Monorail / 32 mm x 2.50 mm, Promus PREMIER Select Monorail / 38 mm x 2.50 mm, Promus PREMIER Select Monorail / 8 mm x 2.75 mm, Promus PREMIER Select Monorail / 12 mm x 2.75 mm, Promus PREMIER Select Monorail / 16 mm x 2.75 mm, Promus PREMIER Select Monorail / 20 mm x 2.75 mm, Promus PREMIER Select Monorail / 24 mm x 2.75 mm, Promus PREMIER Select Monorail / 28 mm x 2.75 mm, Promus PREMIER Select Monorail / 32 mm x 2.75 mm, Promus PREMIER Select Monorail / 38 mm x 2.75 mm, Promus PREMIER Select Monorail / 8 mm x 3.00 mm, Promus PREMIER Select Monorail / 12 mm x 3.00 mm, Promus PREMIER Select Monorail / 16 mm x 3.00 mm, Promus PREMIER Select Monorail / 20 mm x 3.00 mm, Promus PREMIER Select Monorail / 24 mm x 3.00 mm, Promus PREMIER Select Monorail / 28 mm x 3.00 mm, Promus PREMIER Select Monorail / 32 mm x 3.00 mm, Promus PREMIER Select Monorail / 38 mm x 3.00 mm, Promus PREMIER Select Monorail / 8 mm x 3.50 mm, Promus PREMIER Select Monorail / 12 mm x 3.50 mm, Promus PREMIER Monorail / 8 mm x 2.25 mm, Promus PREMIER Monorail / 12 mm x 2.25 mm, Promus PREMIER Monorail / 16 mm x 2.25 mm, Promus PREMIER Monorail / 20 mm x 2.25 mm, Promus PREMIER Monorail / 24 mm x 2.25 mm, Promus PREMIER Monorail / 28 mm x 2.25 mm, Promus PREMIER Monorail / 32 mm x 2.25 mm, Promus PREMIER Monorail / 8 mm x 2.50 mm, Promus PREMIER Monorail / 12 mm x 2.50 mm, Promus PREMIER Monorail / 16 mm x 2.50 mm, Promus PREMIER Monorail / 20 mm x 2.50 mm, Promus PREMIER Monorail / 24 mm x 2.50 mm, Promus PREMIER Monorail / 28 mm x 2.50 mm, Promus PREMIER Monorail / 32 mm x 2.50 mm, Promus PREMIER Monorail / 38 mm x 2.50 mm, Promus PREMIER Monorail / 8 mm x 2.75 mm, Promus PREMIER Monorail / 12 mm x 2.75 mm, Promus PREMIER Monorail / 16 mm x 2.75 mm, Promus PREMIER Monorail / 20 mm x 2.75 mm, Promus PREMIER Monorail / 24 mm x 2.75 mm, Promus PREMIER Monorail / 28 mm x 2.75 mm, Promus PREMIER Monorail / 32 mm x 2.75 mm, Promus PREMIER Monorail / 38 mm x 2.75 mm, Promus PREMIER Monorail / 8 mm x 3.00 mm, Promus PREMIER Monorail / 12 mm x 3.00 mm, Promus PREMIER Monorail / 16 mm x 3.00 mm, Promus PREMIER Monorail / 20 mm x 3.00 mm, Promus PREMIER Monorail / 24 mm x 3.00 mm, Promus PREMIER Monorail / 28 mm x 3.00 mm, Promus PREMIER Monorail / 32 mm x 3.00 mm, Promus PREMIER Monorail / 38 mm x 3.00 mm, Promus PREMIER Monorail / 8 mm x 3.50 mm, Promus PREMIER Monorail / 12 mm x 3.50 mm, Promus PREMIER Monorail / 16 mm x 3.50 mm, Promus PREMIER Monorail / 20 mm x 3.50 mm, Promus PREMIER Monorail / 24 mm x 3.50 mm, Promus PREMIER Monorail / 28 mm x 3.50 mm, Promus PREMIER Monorail / 32 mm x 3.50 mm, Promus PREMIER Monorail / 38 mm x 3.50 mm, Promus PREMIER Monorail / 8 mm x 4.00 mm, Promus PREMIER Monorail / 12 mm x 4.00 mm, Promus PREMIER Monorail / 16 mm x 4.00 mm, Promus PREMIER Monorail / 20 mm x 4.00 mm, Promus PREMIER Monorail / 24 mm x 4.00 mm, Promus PREMIER Monorail / 28 mm x 4.00 mm, Promus PREMIER Monorail / 32 mm x 4.00 mm | MONTAL | 2024-08-19T00:00:00.000+02:00 | Boston Scientific Corporation, 300 Boston Scientific Way, Marlborough, MA 01752 USA. SRN: US-MF-000004702 | H7493939916350, H7493939920350, H7493939924350, H7493939928350, H7493939932350, H7493939938350, H7493939908400, H7493939912400, H7493939916400, H7493939920400, H7493939924400, H7493939928400, H7493939932400, H7493939938400, H7493941308220, H7493941312220, H7493941316220, H7493941320220, H7493941324220, H7493941328220, H7493941332220, H7493941308250, H7493941312250, H7493941316250, H7493941320250, H7493941324250, H7493941328250, H7493941332250, H7493941338250, H7493941308270, H7493941312270, H7493941316270, H7493941320270, H7493941324270, H7493941328270, H7493941332270, H7493941338270, H7493941308300, H7493941312300, H7493941316300, H7493941320300, H7493941324300, H7493941328300, H7493941332300, H7493941338300, H7493941308350, H7493941312350, H7493941316350, H7493941320350, H7493941324350, H7493941328350, H7493941332350, H7493941338350, H7493941308400, H7493941312400, H7493941316400, H7493941320400, H7493941324400, H7493941328400, H7493941332400, H7493941338400, H7493925138400, H7493939908220, H7493939912220, H7493939916220, H7493939920220, H7493939924220, H7493939928220, H7493939932220, H7493939908250, H7493939912250, H7493939916250, H7493939920250, H7493939924250, H7493939928250, H7493939932250, H7493939938250, H7493939908270, H7493939912270, H7493939916270, H7493939920270, H7493939924270, H7493939928270, H7493939932270, H7493939938270, H7493939908300, H7493939912300, H7493939916300, H7493939920300, H7493939924300, H7493939928300, H7493939932300, H7493939938300, H7493939908350, H7493939912350, H7493925108220, H7493925112220, H7493925116220, H7493925120220, H7493925124220, H7493925128220, H7493925132220, H7493925108250, H7493925112250, H7493925116250, H7493925120250, H7493925124250, H7493925128250, H7493925132250, H7493925138250, H7493925108270, H7493925112270, H7493925116270, H7493925120270, H7493925124270, H7493925128270, H7493925132270, H7493925138270, H7493925108300, H7493925112300, H7493925116300, H7493925120300, H7493925124300, H7493925128300, H7493925132300, H7493925138300, H7493925108350, H7493925112350, H7493925116350, H7493925120350, H7493925124350, H7493925128350, H7493925132350, H7493925138350, H7493925108400, H7493925112400, H7493925116400, H7493925120400, H7493925124400, H7493925128400, H7493925132400 | Klasa III | Sistemi i stentave me krom platin sherben per permiresimin e diametrit luminal koronar te arteries koronare me stenoze diskrete. | Pajisje nje perdorimeshe
17060 | URIFLATE Plus (Purified water with 10% glycerin solution) Sterile Pre-filled syringe, 10 ml prefilled syringe | T R I M E D | 2024-08-19T00:00:00.000+02:00 | YASEMiN MEDiKAL MALZEMELERi TiCARET SANAYi A.Ş., istanbul Trakya Serbest Bölgesi. Ferhatpaşa Serbest Bölge Mah. Ali Rıza Efendi Cad. NO: 30/2B1 ÇATALCA, iSTANBUL/ TURKEY | URIFLATE Plus (Purified water with 10% glycerin solution) Sterile Pre-filled syringe, 10 ml prefilled syringe | Klasa IIa | Uriflate Plus janë pajisje mjekësore që kanë për qëllim fryrjen e balonës së kateterëve Foley. Injektohen direkt ne balonën e kateterit. | Produkte per institucione te kujdesit shendetesor
17061 | SUBITON, Knee Spacer with Gentamicin, Symmetrical, RF-58, SUBITON, Knee Spacer with Gentamicin, Symmetrical, RF-65, SUBITON, Knee Spacer with Gentamicin, Symmetrical, RF-72, SUBITON, Knee Spacer with Gentamicin, Symmetrical, RF-79, SUBITON EVOLUTION, Knee Spacer with Gentamicin, Asymmetrical, RD-58, SUBITON EVOLUTION, Knee Spacer with Gentamicin, Asymmetrical, RD-65, SUBITON EVOLUTION, Knee Spacer with Gentamicin, Asymmetrical, RD-72, SUBITON EVOLUTION, Knee Spacer with Gentamicin, Asymmetrical, RD-79, SUBITON EVOLUTION, Knee Spacer with Gentamicin, Asymmetrical, RI-58, SUBITON EVOLUTION, Knee Spacer with Gentamicin, Asymmetrical, RI-65, SUBITON EVOLUTION, Knee Spacer with Gentamicin, Asymmetrical, RI-72, SUBITON EVOLUTION, Knee Spacer with Gentamicin, Asymmetrical, RI-79 | LAYO | 2024-08-19T00:00:00.000+02:00 | LABORATORIOS S.L., SA., Curupayti 2611 B1644GDC San Fernando, Buenos Aires-ARGENTINA | 880910, 880915, 880909, 880916, 880895, 880866, 880867, 880868, 881965, 881966, 880869, 880870 | Klasa III | Pajisje mjeksore përkohësisht e implantueshme, që përdoret kryesisht për të ruajtur hapësirën artikulare gjatë protezimit me revizion në dy faza. Gjithashtu, ndihmon në trajtimin e infeksionit si pasojë e implantimit të protezës së gjurit. | Pajisje te implantueshme aktive
17062 | Aura / Aura Bulk Fill / Aura Easy / Aura eASYflow, Glacier, Ice, Luna / Luna 2 / Luna Flow / Luna Flow LV, Wave / Wave HV / Wave M, LC Opaquer, Rok, Shade Modification Kit | Ameis Dent | 2024-08-21T00:00:00.000+02:00 | SDI LIMITED - 3-15 BRUNSDON STREET BAYSWATER, VICTORIA 3153, AUSTRALIA | 1103 | Klasa IIa | Kompozit per mbushje dentare | Pajisje dentare
17063 | Disposable latex examination gloves lightly sprinkled with powder,Glovely,Biosafe PP Type 50 (Biosafe plus),S, Disposable latex examination gloves lightly sprinkled with powder,Glovely,Biosafe PP Type 50 (Biosafe plus),XS, Disposable latex examination gloves lightly sprinkled with powder,Glovely,Biosafe PP Type 50 (Biosafe plus),M, Disposable latex examination gloves lightly sprinkled with powder,Glovely,Biosafe PP Type 50 (Biosafe plus),L, Disposable latex examination gloves lightly sprinkled with powder,Glovely,Biosafe PP Type 50 (Biosafe plus),XL | GREEMED | 2024-09-10T00:00:00.000+02:00 | Rays SPA Via Francesko Crispi 26-60027 OSIMO (AN) Italy | DAR EX/S, DAR EX/XS, DAR EX/M, DAR EX/L, DAR EX/XL | Klasa I | Doreza ekzaminimi lateksi me puder,masa S, Doreza ekzaminimi lateksi me puder,masa XS, Doreza ekzaminimi lateksi me puder,masa M, Doreza ekzaminimi lateksi me puder,masa L, Doreza ekzaminimi lateksi me puder ,masa XL | Tjeter
17064 | Absorbent Gauze roll | MONTAL | 2024-09-10T00:00:00.000+02:00 | Shanghai Channelmed Import & Export Co., Ltd.(Channelmed Group) Room 1402, No.707 of Zhangyang Road, Shanghai, People's Republic of China | Absorbent Gauze roll | Klasa I | Përdoret për mbulimin e plagëve, tamponatimin dhe përshpejtimin e shërimit të tyre. | Pajisje nje perdorimeshe
17065 | Silk plaster | MONTAL | 2024-09-10T00:00:00.000+02:00 | Shanghai Channelmed Import & Export Co., Ltd.(Channelmed Group) Room 1402, No.707 of Zhangyang Road, Shanghai, People's Republic of China | Silk plaster | Klasa I | Silk plaster përdoret për të ngjitur fasha, garzë dhe veshje të tjera në plagë. | Pajisje nje perdorimeshe
17066 | Ophthalmic solution with osmotic action preservative free, sterile | PharmaBest Group | 2024-07-24T00:00:00.000+02:00 | D.M.G. ITALIA SRL via Laurentina km 26.700 – 00071 Pomezia, Rome – Italy | OSMODROP FREE | Klasa IIb | perdoret per trajtimin osmotik i edemës dhe i nënedemës së kornesë. Trajtim ndihmës i simptomave edematoze. | Tjeter
17067 | CRACKSHEDIR™ 125 ml e 100 ml | MEDI PHARMA COMPANY | 2024-08-12T00:00:00.000+02:00 | Shedir Pharma S.r.l., Via Bagnulo, 95; 80063 Piano di Sorrento (NA), Italy | CRACKBFT51L | Klasa IIa | CRACKSHEDIR™ është një pajisje mjekësore në formë shkumë topikale e cila vepron në nivel të lëkurës në rastet e dhimbjeve të sistemit osteo-artikular dhe muskulor, veçanërisht me origjinë traumatike. | Tjeter
17068 | Anti Fog, Endoscopic antifog solution | T R I M E D | 2024-08-15T00:00:00.000+02:00 | Unimax Medical Systems Inc., 8F-2, No.127, Lane 235, Pao Chiao Road, Xindian District, New Taipei City, 23145, Taiwan | Anti Fog, Endoscopic antifog solution | Klasa IIa | Anti Fog, Endoscopic antifog solution është një pajisje mjekësore që ka qëllim të parandalojë formimin e kondensimit në lentet e endoskopit, i cili pengon pamjen dhe rrezikon sigurinë, saktësinë dhe suksesin e ndërhyrjeve mjekësore. Këto solucione sigurojnë vizualizim të qartë dhe të pandërprerë gjatë ekzaminimeve ose ndërhyrjeve. | Pajisje nje perdorimeshe
17069 | OEC One ASD | MONTAL | 2024-08-13T00:00:00.000+02:00 | GE Hualun Medical Systems Co., Ltd. No. 1, Yong Chang North Road, Beijing Economic Technological Development Zone 100176 Beijing P.R. China SRN: CN-MF-000001189 | 9990000PCM | Klasa IIb | OEC One ASD synon të sigurojë imazhe fluoroskopike dhe dixhitale të anatomisë së pacientit, instrumentave/pajisjeve ndërhyrëse dhe/ose agjentëve të kontrastit gjatë procedurave diagnostike, intervenuese dhe kirurgjikale | Pajisje diagnostikuese dhe terapeutike me rezatim
17070 | 3M Electrosurgical Plates | O.E.S DISTRIMED | 2024-08-15T00:00:00.000+02:00 | 3M Center 2510 Conway Ave St.Paul,MN 55144 U.S.A | 1182, 8180F, 9130, 9130F, 9160, 9160F, 9165E | Klasa IIb | Pllakeza elektrokirurgjikale per togezim | Pajisje nje perdorimeshe
17071 | LOGIQ E10 R3 HDU Console, LOGIQ E10 R3 HDU CW Capable Console, LOGIQ E10 R3 OLEO Console, LOGIQ E10 R3 OLED CW Capable Console, LOGIQ E10 R3 HDU Console (GEUK), LOGIQ E10 R3 HDU CW Capable Console (GEUK), LOGIQ E10 R3 OLED Console (GEUK), LOGIQ E10 R3 OLED CW Capable Console (GEUK), Software Version, R1 to R3 Upgrade, R2 to R3 Upgrade, IC5-9-D Probe, ML6-15-D PROBE, L8-18I-D Probe, C2-9-D Probe, C1-6-D Probe, C1-6VN-D Probe, C2-9VN-D Probe, C3-10-D Probe, C3-10 VNav Holder Starter Kit, C2-9b-D VNAV Bracket, IC5-9 V NAV BRACKET, L8-18I V NAV BRACKET, M5Sc-D VNAV bracket, iC5-9-D Needle guide, Sterile Disposable Biopsy Needle Guide Kit for GE BE9C Probe, Reusable Biopsy Needle Guide for GE BE9C Ultrasound Probe, Reusable Biopsy Needle Guide Starter Kit for GE BE9C Probe, IC5-9-D Reusable Biopsy Guilde, ML6-15 M BIOPSY SKIT, C2-7 Biopsy Kit, C2-7 Biopsy Kit Stainless, BE9CS Biopsy Kit 742-339, L2-9 Needle Guide Starter Kit, M5Sc-0 Biopsy Bracket, C2-6b Needle Guide Pack, RAB BIOPSY STARTER KIT, RIC5-9-D Biopsy Guide, L3-12-D Biopsy Kit, PEC74 BIOPSY KIT FOR RAB LIGHT, RIC Probe Disposable Biopsy Guide - w/o latex covers, RAB6-D BIOPSY STARTER KIT, RIC Probe Disposable Biopsy Guide - w latex covers, C2-9 Biopsy Starter Kit, Cl-6-D Verza Biopsy Starter Kit, Ultra-Pro Il needle guide, Ultra-Pro II biopsy bracket, Cl-6-D Biopsy Starter Kit, Cl-6 Multi Angle Biopsy Set, ML4-20 Verza Starter Kit, Power Cord 220V for EU, LOGIQ E10 R4 Korea P/N 5935000E10-4, LOGIQ E10 R4 USA P/N 5935000E10-4, P8D Probe, Vscan Air CL A1, Vscan Air CL G1, Vscan Air CL A2, Vscan Air CL I1, Vscan Air CL C1, Vscan Air CL A1 kit with charger, Vscan Air CL G1 kit with charger, Vscan Air CL A2 kit with charger, Vscan Air CL I1 kit with charger, Vscan Air CL C1 kit with charger, Adv. Security, Coded Contrast, Cardiac AFI, Report Writer, Stress Echo, Trice, LOGIQ Apps, KOIOS SW, Shear Wave Elastgraphy, UGAP, SonoNT SonolT, Hepatic Assistant - SWE-UGAP, Raw Data Streaming, Auto Renal Measure Assistant, Auto Preset Assistant, Auto Abdominal Color Assistant, CW Doppler Option kit, Realtime 4D Option kit, Scan on Battery Option R3, Power Assistant R3, LOGIQ Wireless, Vscan Air LOGIQ Integration Kit, S-Video Option kit, Pencil CW installation kit, ECG installation kit, SONY UPD25MD COLOR PRINTER, Onboard Printer installation kit, LOGIQ Exx Inkjet Printer, DVD Drive installation kit, Ethernet protection cable, Vscan Air Wireless Charger with molex cable, Volume Navigation kit, Volume Navigation for V-Nav Inside, Digital Expert Cables and Video Grabber, ML6-15 Biopsy Starter Kit, L4-20t Verza biopsy starter kit, BE9CS Biopsy Kit 742-401, BE9CS-D Probe, M5Sc-D PROBE, L2-9-D Probe, L2-9VN-D probe, 6S-D PROBE, 6Tc-RS Probe, C2-6b-D probe, C2-7-D Probe, C2-7VN-D Probe, L3-12-D Probe, P2D Probe, P6D Probe, RIC5-9-D PROBE, RAB6-D Probe, L3-9i-D Transducer, L6-24-D Probe, ML4-20-D Probe, ML4-20VN-D Probe, LOGIQ Exx Adv. Security, LOGIQ Exx Coded Contrast, LOGIQ Exx Cardiac AFI, LOGIQ Exx DVR, LOGIQ Exx Report Writer, LOGIQ Exx Stress Echo, LOGIQ Exx Trice, LOGIQ Exx LOGIQ Apps, LOGIQ E10 KOIOS SW, LOGIQ Exx KOIOS Thyroid, LOGIQ Exx Scan Assistant, LOGIQ Exx Contrast SH, LOGIQ Exx Micro B-flow, Vita on Demand, LOGIQ Exx Raw Data Capture, LOGIQ Exx SRI HD Type 2, LOGIQ Exx Sono T, LOGIQ Exx UGAP, LOGIQ Exx VNAV Image, LOGIQ Exx Bin - Large, LOGIQ Exx Bin - Twin, LOGIQ Exx CW Doppler, LOGIQ Exx Realtime 4D, LOGIQ Exx ECG, LOGIQ Exx Power Assistant, LOGIQ Exx Shearwave, LOGIQ Exx Volume Nav, LOGIQ Exx Wireless, LOGIQ E10 CW Field, LOGIQ Exx CW Field, LOGIQ E10 Scan Converter, CW Doppler for LOGIQ Exx, CW Doppler for LOGIQ Exx - Includes CRX, USB FOOTSWITCH 3 BUTTON, STD ALONE INT UPD25 W ACC, Powervar144k120v MG UPS, LOGIQ Exx Onboard Printer, LOGIQ Exx Protective Cover, LOGIQ Exx Inkjet Printer, LOGIQ Exx Second Monitor, Barcode Reader USBee1000A, 230V UPS Option, Magnetic Card Reader, Ultrasound Probe Rack, Microsoft Surface Tablet with Case, FC389,ECG CABLE SET, 8 oz Ultrasound Gel, VNav Stand (Offboard), ECG CABLE - AHA STYLE, VNav NEEDLE TRACKING, VNav VirtuTRAX Starter Kit, ECG Cables IEC Style, VNav Virtual Tracker, VNav Active Tracker kit, VNav Needle Tracking storage insert, VNav Needle Tracking Kit - 18/20g or less, VNav ETRAX 12 14G ST KT, VNav ETRAX 14 16G ST KT, VNav Probe sensors, VNav MR Active Tracker, LE9 Probe Holder Insert 2, KOIOS 2.x INSTALL, LExx Tablet, USB barcode reader Honeywell for LE, USB barcode reader Honeywell for Nezha, Dig Exp No Tablet 10 Cour, KOIOS 3.x INSTALL, TEE RS-DLP Adapter, KZ200687 BITE GUARD, KZ693 BITE GUARD QPR.CLIP ON, KZ808 TEE SCANH. PROTECT.COVER, 086A0016 BITE GUARD AD. 16*27MM, KZ800, BITE HOLE INDICATOR, TEE STORAGE RACK, ML6-15 M_BPSY_TRU3D_SKIT | MONTAL | 2024-08-13T00:00:00.000+02:00 | GE Medical Systems Ultrasoundand Primary Care Diagnostics, LLC 3200 N Grandview Blvd Waukesha, WI 53188 USA | H4921Z, H4921ZA, H4921ZP, H4921ZQ, H4921ZZ, H4921ZY, H4921ZX, H4921ZW, R3.X.X, H4921YA, H4921YB, H40442LK, H40452LG, H40452LL, H40462LN, H40472LT, H40472LW, H40472LY, H40482LB, H40482LF, H46332LZ, H4908NF, H4908NH, H4908NM, E8385MJ, E8387M, E8387MA, E8387MB, H40412LN, H40432U, H40482LK, H40482LL, H42742LH, H42742U, H44901AM, H45561FC, H46332LY, H46701AE, H46721R, H48302AA, H48621Y, H48681GF, H48681ML, H48691Z, H4913BA, H4917VB, Z73012FB, H4921UB, H4913BB, H78532PA, H44901AV, H46342LZ, H44972LP, H44972LR, H46312LZ, H45611AA, H45611CB, H45611AB, H45611BZ, H45611AD, H45611ZL, H45611ZN, H45611ZQ, H45611ZP, H45611ZM, H46622LL, H46622LM, H46622LN, H46622LR, H46622LS, H46622LT, H46622LW, H46622LY, H46622LE, H46622LH, H46622LJ, H46672LT, H44982LC, H44982LF, H44982LG, H44982LJ, H46612LJ, H46612LK, H46672LK, H46672LL, H44982LL, H44982LM, H46612LL, H46612LN, H46612LD, H4911JT, H46612LF, H4918RP , H46612LE, H43272LJ, H310VWC, H46612LM, H46672LR, E8390AC, H40432LJ, H45201BLF, H42742LJ, H40482LE, H44901AE, H44901AI, H44901AJ, H45021RR, H45551ZE, H46332LW, H46422LM, H46422LN, H48062AA, H4830JE, H4830JG, H48651MS, H48681MG, H4915IO, H4920HF, H44901AT, H44901AU, H4918AS, H4918CC, H4918CS, H4918DR, H4918RW, H4918SE, H4918T, H4918TA, H4919KO, H4920KT, H4919SA, H43332LE, H4920CI, H4920MB, H43332LN, H4920RC, H4920SR, H4920ST, H4920U, H4920VR, H4918B, H4918BT, H4918CW, H4918D, H4918EG, H4918PA, H4918SW, H4918VN, H4918WL, H4919CW, H4920CW, H4920SC, H4921C, H4920WL, H4921CW, H46732LF, H4911JW, H4913UP, H4918BW, H4918DC, H4918RP, H4918SM, Z72692FB, H4921UP, Z72212FB, E8363JF, E8390AB, H45521AL, H48492AT, H4908NS, H4910EC, H4910NT, H4910NY, H4911JC, H4911NG, H4913AT, H4913NS, H4913NT, H4913NU, H4913NV, H4913PS, H4915MT, H4915P, H4919KI, H4920BD, H48542AE, H48542AF, H4920GS, H4921KY, H46352LK, H45511EE, H45521CB, H45521CK, H45521JH, H45531HS, H45551NM, H40432LK | Klasa IIa | LOGIQ E10 është një sistem me ultratinguj diagnostikues i strukturave anatomike dhe rrjedhjes se gjakut. | Pajisje diagnostikuese dhe terapeutike me rezatim
17072 | Eurotrol HemoTrol Low (Level 1) , Eurotrol HemoTrol Normal (Level 2), Eurotrol HemoTrol High (Level 3) | BIOMETRIC ALBANIA | 2024-08-15T00:00:00.000+02:00 | Eurotrol B.V. - Adresa: Keplerlaan 20 6716BS Ede The Netherlands | 022.001.002 , 022.002.002 , 022.003.002 | In vitro | Nivele kontrolli per analizator hemoglobine Low, Nivele kontrolli per analizator hemoglobine Normal, Nivele kontrolli per analizator hemoglobine High | Pajisje te diagnostifikimit in vitro
17073 | Hemodialysis Fistula connection/disconnection set, Aminal SA Fistula set 016 M, Hemodialysis Fistula connection/disconnection set, Aminal SA Fistula set 016 L, Hemodialysis Fistula connection/disconnection set, Aminal SA Fistula set 078 S, Hemodialysis Fistula connection/disconnection set, Aminal SA Fistula set 078 M, Hemodialysis Fistula connection/disconnection set, Aminal SA Fistula set 078 L, Hemodialysis catheter connection/disconnection set, Aminal SA Catheter set 05 L, Hemodialysis catheter connection/disconnection set, Aminal SA Catheter set 05 S, Hemodialysis catheter connection/disconnection set, Aminal SA Catheter set 05 M, Hemodialysis catheter connection/disconnection set, Aminal SA Catheter set 06 L, Hemodialysis catheter connection/disconnection set, Aminal SA Catheter set 06 M, Hemodialysis catheter connection/disconnection set, Aminal SA Catheter set 06 S, Hemodialysis catheter connection/disconnection set, Aminal SA Catheter set 07, Hemodialysis Fistula connection/disconnection set, Aminal SA Fistula set 05 L, Hemodialysis Fistula connection/disconnection set, Aminal SA Fistula set 05 M, Hemodialysis Fistula connection/disconnection set, Aminal SA Fistula set 05 S, Hemodialysis Fistula connection/disconnection set, Aminal SA Fistula set 06 L, Hemodialysis Fistula connection/disconnection set, Aminal SA Fistula set 06 M, Hemodialysis Fistula connection/disconnection set, Aminal SA Fistula set 06 S, Hemodialysis Fistula connection/disconnection set, Aminal SA Fistula set 07, Hemodialysis catheter connection/disconnection set, Aminal SA Catheter set S, Hemodialysis catheter connection/disconnection set, Aminal SA Catheter set M, Hemodialysis catheter connection/disconnection set, Aminal SA Catheter set L, Hemodialysis Fistula connection/disconnection set, Aminal SA Fistula set 01 S, Hemodialysis Fistula connection/disconnection set, Aminal SA Fistula set 01 M, Hemodialysis Fistula connection/disconnection set, Aminal SA Fistula set 01 L, Hemodialysis Fistula connection/disconnection set, Aminal SA Fistula set 02 S, Hemodialysis Fistula connection/disconnection set, Aminal SA Fistula set 02 M, Hemodialysis Fistula connection/disconnection set, Aminal SA Fistula set 02 L, Hemodialysis Fistula connection/disconnection set, Aminal SA Fistula set 03 S, Hemodialysis Fistula connection/disconnection set, Aminal SA Fistula set 03 M, Hemodialysis Fistula connection/disconnection set, Aminal SA Fistula set 03 L, Hemodialysis catheter connection/disconnection set, Aminal SA Catheter set 036 S, Hemodialysis catheter connection/disconnection set, Aminal SA Catheter set 036 M, Hemodialysis catheter connection/disconnection set, Aminal SA Catheter set 036 L, Hemodialysis catheter connection/disconnection set, Aminal SA Catheter set 051 S, Hemodialysis catheter connection/disconnection set, Aminal SA Catheter set 051 M, Hemodialysis catheter connection/disconnection set, Aminal SA Catheter set 051 L, Hemodialysis Fistula connection/disconnection set, Aminal SA Fistula set 04 S, Hemodialysis Fistula connection/disconnection set, Aminal SA Fistula set 04 M, Hemodialysis Fistula connection/disconnection set, Aminal SA Fistula set 04 L, Hemodialysis Fistula connection/disconnection set, Aminal SA Fistula set 016 S | NEPHROMED ALBANIA | 2024-08-15T00:00:00.000+02:00 | SANUS SAGLIK HIZMETLERI SANAYI VE TICARET ANONIM SIKRETI, SARAY MAH, 126. SK. NO: 4/2 MERKEZ KAHRAMANKAZAN ANKARA/TURKEY | 6008247, 6008246, 6008251, 6008250, 6008249, 6008785, 6008789, 6008792, 6008793, 6008796, 6008797, 6008802, 6008784, 6008787, 6008788, 6008790, 6008791, 6008794, 6008800, 6007040, 6007039, 6007038, 6007043, 6007042, 6007041, 6007096, 6007094, 6007095, 6007048, 6007047, 6007044, 6008245, 6008235, 6008234, 6008238, 6008237, 6008236, 6008240, 6008241, 6008239, 6008248 | Is | Paketim me materiale qe nevojiten per pacient me fistula dhe kateter | Pajisje nje perdorimeshe
17074 | Flushing Pump /OFP-2 (EU)/ K10001143, Flushing Pump /OFP -2 (UK) /K10001144, Flushing Pump /OFP-2 (US)/K10001141, Flushing Pump /,OFP-2 (JP)/K10001142, Flushing Pump /OFP-2(ROW)/K10001145, Water Container (2L) / MAJ-1603 / K10007071, Instrument Channel Adaptor (10) /MAJ-1606 /K10016091 , Instrument Channel Adaptor (100) /MAJ-1606/ K10007072 , Instrument Channel Water Tube (10) / MAJ-1607 / K10016136 , Instrument Channel Water Tube (50) / MAJ-1607 / K10016146 , Auxiliary Channel Water Tube (10) / MAJ-1608 /K10016135 , Auxiliary Channel Water Tube (50) /MAJ-1608/ K10016147 , Auxiliary Channel Water Tube (100) / MAJ-1651 /K10023086 , Auxiliary Channel Adaptor (100) / MAJ-1652 /K10020736 , Accessory Port Tube with Bottle Cap (10) /MAJ-1681 /K10026641, Accessory Port Tube with Saline Spike (10) /MAJ-1682 /K10026686 , Irrigation Tubing with CO2, (10) / MAJ-2207 /K10035002, Irrigation Tubing with CO2, (10) / MAJ-2208 /K10035003 , Irrigation Tubing with Air , (10) /MAJ-2209/ K10035004, Irrigation Tubing with Air , (10) /MAJ-2210 / K10035005 , Insufflation Tubing with Co2 (10) / MAJ-2220 / K10037161 , Insufflation Tubing with Co2 (10) / MAJ-2221 / K10037162 , Insufflation Tubing with Air (10) / MAJ-2222 / K10037163, Insufflation Tubing with Air (10) / MAJ-2223 / K10037164 | MSE | 2024-08-15T00:00:00.000+02:00 | KEYMED( Medical and Industrial Equipment)LTD, KeyMed House Stock Road Southend -on-Sea Essex SS2 5QH United Kingdom | K10001143, K10001144, K10001141, K10001142, K10001145, K10007071, K10016091 , K10007072 , K10016136 , K10016146 , K10016135 , K10016147 , K10023086 , K10020736 , K10026641, K10026686 , K10035002, K10035003 , K10035004, K10035005 , K10037161 , K10037162 , K10037163, K10037164 | Klasa IIa, Klasa II, Klasa I | Sistemi i pompës për shpëlarje OFP-2, Kontenier, Adaptor per kanalin e Instrumentit, Tub Aksesor, Adaptor, aksesor, Tub me CO2 per shplarje ,aksesor, Tub per shplarje me ajer,aksesor, Tub per shplarje me Ajer , aksesor , Tub me CO2 per Insuflim , aksesor, Tub me ajer per insuflim, aksesor | Tjeter
17075 | Maquet Ezea , (Designation EZEA30SF SB11), Maquet Ezea ,(Designation EZEA30DF SB08) , Maquet Ezea , (Designation EZEA30SF TK SB11), Maquet Ezea, (Designation EZEA30DF TK SB08), Maquet Ezea (Designation EZEA33SF SB1011), Maquet Ezea (Designation EZEA33DF SB0810), Maquet Ezea (Designation EZEA33SF TK S81011), Maquet Ezea Designation EZEA33DF TK SB0810), Maquet Ezea ((Designation EZEA33SFDF SB1011), Maquet Ezea (Designation EZEA33SFDF TK SB1011), Maquet Ezea (Designation EZEA30DF SB11), Maquet Ezea (Designation EZEA30DF TK SB11 ) | FEDOS | 2024-09-10T00:00:00.000+02:00 | Maquet SAS Parc de Limere Avenue de la Pomme de Pin CS 10008 Ardon 45074 Orleans cedex 2- France | ARDEZA209000A, ARDEZA209001A, ARDEZA209002A, ARDEZA209003A, ARDEZA209004A, ARDEZA209005A, ARDEZA209006 A, ARDEZA209007A, ARDEZA209008A, ARDEZA209009A, RDEZA209010A, ARDEZA209011 A | Klasa I | Llampe kirurgjikale ,Projektuar për të ndriçuar trupin e një pacienti gjatë procedurave kirurgjikale, diagnostikimit ose trajtimit. | Tjeter
17076 | Automated Hematology Analyzer XP series xP-300 | SWISSMED | 2024-08-16T00:00:00.000+02:00 | SYSMEX CORPORATION, 1-5-1 WAKINOHAMA-KAIGANDORI, CHUO-KU,KOBE 651-0073 JAPAN | Automated Hematology Analyzer XP series xP-300 | In vitro | Reagent laboratorik per pajisje hematologjike | Pajisje laboratori
17077 | Marshmallow C | REJSI FARMA | 2024-08-12T00:00:00.000+02:00 | HALSA PHARMA GMBH, Maria- Goeppert- strasse 5, D-23562 Lubeck | Marshmallow C | Klasa IIa | Shurup kolle per femije. | Tjeter
17078 | Quadruple blood bag CPDA-1, with sampling device, needle protector, 500 ml, Quadruple blood bag CPDA-1, needle protector, 250 ml, Quadruple blood bag CPDA-1, needle protector, 350 ml, Quadruple blood bag CPDA-1, needle protector, 450 ml, Quadruple blood bag CPDA-1, needle protector, 500 ml, Quadruple blood bag CPDA-1, 250 ml, Quadruple blood bag CPDA-1, 350 ml, Quadruple blood bag CPDA-1, 450 ml, Quadruple blood bag CPDA-1, 500 ml, Quadruple blood bag CPD / SAGM, with sampling device, needle protector, PLTs bag for 5 days storage, 250 ml, Quadruple blood bag CPD / SAGM, with sampling device, needle protector, PLTs bag for 5 days storage 350 ml, Quadruple blood bag CPD / SAGM, with sampling device, needle protector, PLTs bag for 5 days storage, 450 ml, Quadruple blood bag CPD / SAGM, with sampling device, needle protector, PLTs bag for 5 days storage, 500 ml, Quadruple blood bag CPD / SAGM, needle protector, PLTs bag for 5 days storage, 250 ml, Quadruple blood bag CPD / SAGM, needle protector, PLTs bag for 5 days storage, 350 ml, Quadruple blood bag CPD / SAGM, needle protector, PLTs bag for 5 days storage, 450 ml, Quadruple blood bag CPD / SAGM, needle protector, PLTs bag for 5 days storage, 500 ml, Quadruple blood bag CPD / SAGM, PLTs bag for 5 days storage, 250 ml, Quadruple blood bag CPD / SAGM, PLTs bag for 5 days storage, 350 ml, Quadruple blood bag CPD / SAGM, PLTs bag for 5 days storage, 450 ml, Quadruple blood bag CPD / SAGM, PLTs bag for 5 days storage, 500 ml , Quadruple blood bag CPD / SAGM, top & bottom, sampling device, needle protector, PLTs 5 days storage, 350 ml, Quadruple blood bag CPD / SAGM, top & bottom, sampling device, needle protector, PLTs 5 days storage 450 ml, Quadruple blood bag CPD / SAGM, top & bottom, sampling device, needle protector, PLTs 5 days storage, 500 ml, Quadruple blood bag CPD / SAGM, top & bottom, sampling device, PLTs 5 days storage, 350 ml, Quadruple blood bag CPD / SAGM, top & bottom, sampling device, PLTs 5 days storage, 450 ml, Quadruple blood bag CPD / SAGM, top & bottom, sampling device, PLTs 5 days storage, 500 ml, Quadruple blood bag CPD / SAGM, with sampling device, needle protector, with inline leukoreduction filter for WB, 450 ml, Quadruple blood bag CPD / SAGM, with sampling device, needle protector, PLTs bag for 5 days storagem with inline leukoreduction filter for RBC, 450 ml, Quadruple blood bag CPD / SAGM, Top & bottom, with sampling device, needle protector, PLTs bag for 5 days storagem with inline | T R I M E D | 2024-08-16T00:00:00.000+02:00 | Demophorius Limited, 196 ARCHBISHOP MAKARIOS III AVE., LIMASSOL, 3030, CYPRUS | BBQ053, BBQ073, BBQ083, BBQ093, BBQ103, BBQ073A, BBQ083A, BBQ093A, BBQ103A, BBQ220, BBQ230, BBQ240, BBQ250, BBQ270, BBQ280, BBQ290, BBQ300, BBQ270A, BBQ280A, BBQ290A, BBQ300A, BBQBT3, BBQTB4, BBQTB5, BBQTB3A, BBQTB4A, BBQTB5A, BBQ243F, BBQ240SF, BBQTB4SF, BBQTB4SFPL, BBQ223, BBQ233, BBQ243, BBQ253, BBQ273, BBQ283, BBQ293, BBQ303, BBQ273A, BBQ283A, BBQ293A, BBQ303A, PBB6040F, BB240P, BBTBT4A, BBQ020, BBQ030, BBQ040, BBQ050, BBQ070, BBQ080, BBQ090, BBQ100, BBQ070A, BBQ080A, BBQ090A, BBQ100A, BBQ023, BBQ033, BBQ043, BBT080A, BBT090A, BBT100A, BBT043F, BBT023, BBT033, BBT043, BBT053, BBT073, BBT083, BBT093, BBT103, BBT073A, BBT083A, BBT093A, BBT103A, BBT220, BBT230, BBT240, BBT250, BBT270, BBT280, BBT290, BBT300, BBT270A, BBT280A, BBT290A, BBT200A, BBT223, BBT233, BBT243, BBT253, BBT273, BBT283, BBT293, BBT303, BBT273A, BBT283A, BBT293A, BBT303A, BBTBT3, BBTBT4, BBTBT4-6, BBTBT3A, N/A, BBS015, BBS020-1, BBS020, BBS030, BBS040, BBS050, BBS070, BBS080, BBS090, BBS100, BBS070A, BBS080A, BBS080A1, BBS090A, BBS100A, BBD023, BBD033, BBD033-6, BBD043, BBD053, BBD073, BBD083, BBD083-6, BBD093, BBD103, BBD073A, BBD083A, BBD083A6, BBD093A, BBD103A, BBT020, BBT030, BBT040, BBT050, BBT070, BBT080, BBT090, BBT090-6, BBT100, BBT070A | Klasa IIb | DEMOTEK blood bags, with or without leukoreduction filter, janë pajisje mjekësore që kanë për qëllim mbledhjen, ndarjen, ruajtjen dhe transfuzionin e gjakut dhe përbërësve të tij. | Produkte per institucione te kujdesit shendetesor
leukoreduction filter for RBC, 450 ml, Quadruple blood bag CPD / SAGM, Top & bottom, with sampling device, needle protector, PLTs bag for 5 days storagem with inline leukoreduction filter for RBC & PLT, 450 ml, Quadruple blood bag CPD / SAGM, wiith sampling device, needle protector, 250 ml, Quadruple blood bag CPD / SAGM, wiith sampling device, needle protector, 350 ml, Quadruple blood bag CPD / SAGM, wiith sampling device, needle protector, 450 ml, Quadruple blood bag CPD / SAGM, wiith sampling device, needle protector, 500 ml, Quadruple blood bag CPD / SAGM, needle protector, 250 ml, Quadruple blood bag CPD / SAGM, needle protector, 350 ml, Quadruple blood bag CPD / SAGM, needle protector, 450 ml, Quadruple blood bag CPD / SAGM, needle protector, 500 ml, Quadruple blood bag CPD / SAGM, 250 ml, Quadruple blood bag CPD / SAGM, 350 ml, Quadruple blood bag CPD / SAGM, 450 ml, Quadruple blood bag CPD / SAGM, 500 ml, Peadiatric blood bag CPDA-1, 450 ml, Peadritric bag quindrable CPDA, 450 ml, Triple blood bag CPD/SAGM, with sampling device, 500 ml, Quadruple blood bag CPDA-1, with sampling device, needle protector, PLTs bag for 5 days
storage, 250 ml, Quadruple blood bag CPDA-1, with sampling device, needle protector, PLTs bag for 5 days
storage 350 ml, Quadruple blood bag CPDA-1, with sampling device, needle protector, PLTs bag for 5 days
storage, 450 ml, Quadruple blood bag CPDA-1, with sampling device, needle protector, PLTs bag for 5 days
storage, 500 ml, Quadruple blood bag CPDA-1, needle protector, PLTs bag for 5 days storage, 250 ml, Quadruple blood bag CPDA-1, needle protector, PLTs bag for 5 days storage, 350 ml, Quadruple blood bag CPDA-1, needle protector, PLTs bag for 5 days storage, 450 ml, Quadruple blood bag CPDA-1, needle protector, PLTs bag for 5 days storage, 500 ml, Quadruple blood bag CPDA-1, PLTs bag for 5 days storage, 250 ml, Quadruple blood bag CPDA-1, PLTs bag for 5 days storage, 350 ml, Quadruple blood bag CPDA-1, PLTs bag for 5 days storage 450 ml, Quadruple blood bag CPDA-1, PLTs bag for 5 days storage, 500 ml, Quadruple blood bag CPDA-1, with sampling device, needle protector, 250 ml, Quadruple blood bag CPDA-1, with sampling device, needle protector, 350 ml, Quadruple blood bag CPDA-1, with sampling device, needle protector, 450 ml, Triple blood bag CPDA-1 PLTs bag for 5 days storage, 350 ml, Triple blood bag CPDA-1 PLTs bag for 5 days storage, 450 ml, Triple blood bag CPDA-1 PLTs bag for 5 days storage, 500 ml, Triple blood bag CPDA-1 with inline leukoreduction filter for WB, 450 ml, Triple blood bag CPDA-1, with sampling device, needle protector, 250 ml, Triple blood bag CPDA-1, , with sampling device, needle protector, 350 ml, Triple blood bag CPDA-1, with sampling device, needle protector, 450 ml, Triple blood bag CPDA-1, with sampling device, needle protector, 500 ml, Triple blood bag CPDA-1, needle protector, 250 ml, Triple blood bag CPDA-1, needle protector, 350 ml, Triple blood bag CPDA-1, needle protector, 450 ml, Triple blood bag CPDA-1, needle protector, 500 ml, Triple blood bag CPDA-1, 250 ml, Triple blood bag CPDA-1, 350 ml, Triple blood bag CPDA-1, 450 ml, Triple blood bag CPDA-1, 500 ml, Triple blood bag CPD/SAGM,with sampling bag, needle protector, PLTs bag for 5 days storage, 250 ml, Triple blood bag CPD/SAGM,with sampling bag, needle protector, PLTs bag for 5 days storage, 350 ml, Triple blood bag CPD/SAGM,with sampling bag, needle protector, PLTs bag for 5 days storage, 450 ml, Triple blood bag CPD/SAGM,with sampling bag, needle protector, PLTs bag for 5 days storage, 500 ml, Triple blood bag CPD/SAGM, needle protector, PLTs bag for 5 days storage, 250 ml, Triple blood bag CPD/SAGM, needle protector, PLTs bag for 5 days storage, 350 ml, Triple blood bag CPD/SAGM, needle protector, PLTs bag for 5 days storage, 450 ml, Triple blood bag CPD/SAGM, needle protector, PLTs bag for 5 days storage, 500 ml, Triple blood bag CPD/SAGM, PLTs bag for 5 days storage, 250 ml, Triple blood bag CPD/SAGM, PLTs bag for 5 days storage, 350 ml, Triple blood bag CPD/SAGM, PLTs bag for 5 days storage, 450 ml, Triple blood bag CPD/SAGM, PLTs bag for 5 days storage, 500 ml, Triple blood bag CPD/SAGM, with samping device, needle protector, 250 ml, Triple blood bag CPD/SAGM, with samping device, needle protector 350 ml, Triple blood bag CPD/SAGM, with samping device, needle protector, 450 ml, Triple blood bag CPD/SAGM, with samping device, needle protector, 500 ml, Triple blood bag CPD/SAGM, needle protector, 250 ml, Triple blood bag CPD/SAGM, needle protector, 350 ml, Triple blood bag CPD/SAGM, needle protector, 450 ml, Triple blood bag CPD/SAGM, needle protector, 500 ml, Triple blood bag CPD/SAGM, 250 ml , Triple blood bag CPD/SAGM, 350 ml, Triple blood bag CPD/SAGM, 450 ml, Triple blood bag CPD/SAGM, 500 ml, Triple blood bag CPD/SAGM, top and bottom, with sampling device and needle protector, 450 ml, Triple blood bag CPD/SAGM, top and bottom, with sampling device and needle protector, 500 ml, Triple blood bag CPD/SAGM, top and bottom, with sampling device and needle protector, 6 secondary labels, 500 ml, Triple blood bag CPD/SAGM, with sampling device, 450 ml , Demotek Blood Bags with or without leukoreduction filter, Single blood bag CPDA-1, with
sampling device, needle protector, 150 ml, Single blood bag CPDA-1 200ml, CPDA-1 28ML with sampling device, needle protector, 200 ml, Single blood bag CPDA-1 with
sampling device, needle protector, 250 ml, Single blood bag CPDA-1 with sampling device, needle protector, 350 ml, Single blood bag CPDA-1 with sampling device, needle protector, 450 ml, Single blood bag CPDA-1 with sampling device, needle protector, 500 ml, Single blood bag CPDA-1, needle protector 250 ml, Single blood bag CPDA-1, needle protector, 350 ml, Single blood bag CPDA-1, needle protector, 450 ml, Single blood bag CPDA-1, needle protector, 500 ml, Single blood bag CPDA-1, 250 ml, Single blood bag CPDA-1, 350 ml, Single blood bag CPDA-1, 450 ml, Single blood bag CPDA-1, 500 ml, Double blood bag CPDA-1, with sampling device, needle protector, 250 ml, Double blood bag CPDA-1, with sampling device, needle protector, 350 ml, Double blood bag CPDA-1 , with sampling device, needle protector, 6 secondary labels, 350 ml, Double blood bag CPDA-1, with sampling device, needle protector, 450 ml, Double blood bag CPDA-1, with sampling device, needle protector, 500ml, Double blood bag CPDA-1, needle protector, 250 ml, Double blood bag CPDA-1, needle protector, 350 ml, Double blood bag CPDA-1, needle protector 350 ml, Double blood bag CPDA-1, needle protector, 450 ml, Double blood bag CPDA-1, needle protector, 500 ml, Double blood bag CPDA-1, 250 ml, Double blood bag CPDA-1, 350 ml, Double blood bag CPDA-1, 6 secondary labels, 350 ml, Double blood bag CPDA-1, 450 ml, Double blood bag CPDA-1, 500 ml, Triple blood bag CPDA-1, with sampling device, needle protector, PLTs bag for 5 days storage, 250 ml, Triple blood bag CPDA-1, with sampling device, needle protector, PLTs bag for 5 days storage, 350 ml, Triple blood bag CPDA-1, with sampling device, neelde protector, PLTs bag for 5 days storage, 450 ml, Triple blood bag CPDA-1 , with sampling device, needle protector, PLTs bag for 5 days storage, 500 ml, Triple blood bag CPDA-1, needle protector, PLTs bag for 5 days storage, 250 ml, Triple blood bag CPDA-1, needle protector, PLTs bag for 5 days storage, 350 ml, Triple blood bag CPDA-1, needle protector, PLTs bag for 5 days storage, 450 ml, Triple blood bag CPDA-1, needle protector, PLTs bag for 5 days storage, 500 ml, Triple blood bag CPDA-1, PLTs bag for 5 days storage, 250 ml
17079 | Laboratory analog 12° SP, H3 impression transfer pick-up conical SP | MED CARE ALBANIA | 2024-09-12T00:00:00.000+02:00 | ANDREW MEDICAL SRL Piazza Cesare Battisti, 2 I – 20841 Carate Brianza md ITALI | K-ANM-SPI, K-TRMC3 | , Klasa I | AKSESOR PER IMPLANT DENTAR | Pajisje te implantueshme aktive
17080 | Whole Body Computed Tomography Scanner - TSX-302A (Aquilion PRIME) | DIAL-ALB | 2024-08-12T00:00:00.000+02:00 | Canon Medical Systems Corporation, 1385, Shimoishigami, Otawara-Shi, Tochigi 324-8550, JAPAN | TSX-302A | Klasa IIb | Sistem diagnostikues CT me rreze X per te gjithe trupin | Tjeter
17081 | Formaldehyd 38-40% w/v 05-01007Q 05-K01007 | EUROMED | 2024-08-16T00:00:00.000+02:00 | Bio-Optica Milano S.p.A. Via San Faustino 58 20134 Milano Italy SRN: IT-MF-000027525 | Formaldehyd 38-40% w/v 05-01007Q 05-K01007 | In vitro | Materiale njeperdorimeshme per diagmostikim in vitro.Fiksues histologjik . | Tjeter
17082 | 9100c NXT | MONTAL | 2024-08-19T00:00:00.000+02:00 | GE Medical Systems (China) Co., Ltd., No. 19, Changjiang Road,, Wuxi National Hi-Tech Development Zone, 214028 Jiangsu, P.R. China SRN: CN-MF-000001856 | M9100175 | Klasa IIb | Pajisje e destinuar per anestezinë e përgjithshme me inhalacion dhe mbështetje respiratore | Pajisje anestezie dhe respiratore
17083 | Gutta Percha Points | MARLEN/E | 2024-08-19T00:00:00.000+02:00 | Dia Dent Group International, 16Osongsaengmyeong 4-10, Osong-cup, Heungdeok-gu, Chengju-si, Chungcheongbuk-do, 28161, Republic of Korea | N/A | Klasa IIa | Material dental qe zevendeson nervin e dhembit | Pajisje dentare
17084 | Fluoride-containing dental desensitising varnish (5 % NaF), VOCO Profluorid Varnish/Tube 10 ml melon, VOCO Profluorid Varnish/SingleDose 50 x 0,25 ml melon, VOCO Profluorid Varnish/SingleDose 50 x 0,40 ml melon, VOCO Profluorid Varnish/SingleDose 200 x 0,40 ml melon, VOCO Profluorid Varnish/Tube 50 ml melon, VOCO Profluorid Varnish/SingleDose 48 x 0,40 ml mixed, VOCO Profluorid Varnish/SingleDose 50 x 0,40 ml caramel, VOCO Profluorid Varnish/SingleDose 50 x 0,40 ml cherry, VOCO Profluorid Varnish/SingleDose 50 x 0,40 ml mint, VOCO Profluorid Varnish/SingleDose 200 x 0,40 ml caramel, VOCO Profluorid Varnish/SingleDose 200 x 0,40 ml cherry, VOCO Profluorid Varnish/SingleDose 200 x 0,40 ml mint, VOCO Profluorid Varnish/Tube 10 ml caramel, VOCO Profluorid Varnish/Tube 10 ml cherry, VOCO Profluorid Varnish/Tube 10 ml mint, VOCO Profluorid Varnish/Cartridge 5 x 1,7 ml melon, VOCO Profluorid Varnish/Tube 10 ml cola lime, VOCO Profluorid Varnish/Tube 10 ml pina colada, VOCO Profluorid Varnish/SingleDose 50 x 0,40 ml bubble gum, VOCO Profluorid Varnish/SingleDose 200 x 0,40 ml bubble gum, VOCO Profluorid Varnish/SingleDose 50 x 0,40 ml cola lime, VOCO Profluorid Varnish/SingleDose 200 x 0,40 ml cola lime, VOCO Profluorid Varnish/SingleDose 50 x 0,40 ml pina colada, VOCO Profluorid Varnish/SingleDose 200 x 0,40 ml pina colada, VOCO Profluorid Varnish/Tube 4 x 10 ml (mint, caramel, cherry, melon) | EURODENTA | 2024-08-19T00:00:00.000+02:00 | VOCO GmbH ,Anton-Flettner-Straße 1 - 3 ,27472 Cuxhaven , Germany | N/A, 1267, 1268, 1269, 1271, 1272, 2225, 2226, 2227, 2228, 2229, 2230, 2231, 2232, 2233, 2234, 2235, 2236, 2237, 2238, 2239, 2240, 2241, 2242, 2243, 2971 | , Klasa IIa | N/A, Desensibilizues dentar me fluor | Pajisje dentare
17085 | Dental X-ray Systems/ CS 2100, Dental X-ray Systems/ CS 2200 | MSE | 2024-08-19T00:00:00.000+02:00 | Carestream Dental LLC, 3625 Cumberland Boulevard, Suite 700, Atlanta, GA USA 30339 | CS 2100, CS 2200 | Klasa IIb | Intraoral x-ray system | Pajisje dentare
17086 | Ethylene Oxide Sterilizer, Ethylene Oxide Sterilization Cartridges, Ethylene Oxide Sterilization Cartridges Packs | BIOMETRIC ALBANIA | 2024-08-19T00:00:00.000+02:00 | KORDON TIP SAĞLIK ARAÇ GEREÇLERİ MÜHENDİSLİK PROJE ithalat san. tic. LTD. ŞTİ. - Adresa: 10006/1 SK. NO:43 AOSB CIGLI IZMIR / TURKEY | STERILIZERS - AX 60, AX 135, AX 160, AX 200, AX 225, AX 400, AX 450, AX 1000, AX 2000, AX 4000,AX 6000, AX 9000, CARTRIDGES – AX 5, AX 6, AX 7, AX 8, AX 9, AX 10, AX 11, AX 12, AX 13, AX 14, AX 15, AX 16, AX 17, AX 18, AX 19, AX 20, AX 21, AX 22, AX 23, AX 24, AX 25, AX 26, AX 27, AX 28, AX 29, AX 30, AQ 5, AQ 6, AQ 7, AQ 8, AQ 9, AQ 10, AQ 11, AQ 12, AQ 13, AQ 14, AQ 15, AQ 16, AQ 17, AQ 18, AQ 19, AQ 20, AQ 21, AQ 22, AQ 23, AQ 24, AQ 25, AQ 26, AQ 27, AQ 28, AQ 29, AQ 30, AX 100, AX 127, AX 134, AL 7,AL 25, AL 67,AL 100, AX 67, AQ 70, AQ 120, AQ 130, AQ 200, AQ 230, CARTRIDGE PACKS - AR 5, AR 6, AR 7, AR 8, AR 9, AR 10, AR 11, AR 12, AR 13, AR 14, AR 15, AR 16, AR 17, AR 18, AR 19, AR 20, AR 21, AR 22, AR 23, AR 24, AR 25, AR 26, AR 27, AR 28, AR 29, AR 30, ARQ 5, ARQ 6, ARQ 7, ARQ 8, ARQ 9, ARQ 10, ARQ 11, ARQ 12, ARQ 13, ARQ 14, ARQ 15, ARQ 16, ARQ 17, ARQ 18, ARQ 19, ARQ 20, ARQ 21, ARQ 22, ARQ 23, ARQ 24, ARQ 25, ARQ 26, ARQ 27, ARQ 28, ARQ 29, ARQ 30 | Klasa IIa | Aparate sterilizues me Oksid Etileni, Kartrixhe sterilizues me Oksid Etileni, Pakete Kartrixhi sterilizues me Oksid Etileni | Produkte per institucione te kujdesit shendetesor
17087 | R3 Acetabular System, R3 0 DEG +4 XLPE ACET LNR 36MM ID X 54MM OD, R3 Acetabular System, R3 0 DEG +4 XLPE ACET LNR 36MM ID X 56MM OD, R3 Acetabular System, R3 0 DEG +4 XLPE ACET LNR 36MM ID X 58MM OD, R3 Acetabular System, R3 0 DEG +4 XLPE ACET LNR 36MM ID X 60MM OD, R3 Acetabular System, R3 0 DEG +4 XLPE ACET LNR 36MM ID X 62MM OD, R3 Acetabular System, R3 0 DEG +4 XLPE ACET LNR 36MM ID X 64MM OD, R3 Acetabular System, R3 0 DEG +4 XLPE ACET LNR 36MM ID X 66/68MM OD, R3 Acetabular System, R3 20 DEG +4 XLPE ACET LNR 22MM ID X 40MM OD, R3 Acetabular System, R3 20 DEG +4 XLPE ACET LNR 22MM ID X 42MM OD, R3 Acetabular System, R3 20 DEG +4 XLPE ACET LNR 22MM ID X 44MM OD, R3 Acetabular System, R3 0 DEG XLPE ACET LNR 28MM ID X 46MM OD, R3 Acetabular System, R3 0 DEG XLPE ACET LNR 28MM ID X 48MM OD, R3 Acetabular System, R3 0 DEG XLPE ACET LNR 28MM ID X 50MM OD, R3 Acetabular System, R3 0 DEG XLPE ACET LNR 28MM ID X 52MM OD, R3 Acetabular System, R3 0 DEG XLPE ACET LNR 28MM ID X 54MM OD, R3 Acetabular System, R3 0 DEG XLPE ACET LNR 28MM ID X 56MM OD, R3 Acetabular System, R3 0 DEG XLPE ACET LNR 28MM ID X 58MM OD, R3 Acetabular System, R3 0 DEG XLPE ACET LNR 28MM ID X 60MM OD, R3 Acetabular System, R3 20 DEG XLPE ACET LNR 32MM ID X 48MM OD, R3 Acetabular System, R3 20 DEG XLPE ACET LNR 32MM ID X 50MM OD, R3 Acetabular System, R3 20 DEG XLPE ACET LNR 32MM ID X 52MM OD, R3 Acetabular System, R3 20 DEG XLPE ACET LNR 32MM ID X 54MM OD, R3 Acetabular System, R3 20 DEG XLPE ACET LNR 32MM ID X 56MM OD, R3 Acetabular System, R3 20 DEG XLPE ACET LNR 32MM ID X 58MM OD, R3 Acetabular System, R3 20 DEG XLPE ACET LNR 32MM ID X 60MM OD, R3 Acetabular System, R3 20 DEG XLPE ACET LNR 32MM ID X 62MM OD, R3 Acetabular System, R3 20 DEG +4 XLPE ACET LNR 28MM ID X 46MM OD, R3 Acetabular System, R3 20 DEG +4 XLPE ACET LNR 28MM ID X 48MM OD, R3 Acetabular System, R3 20 DEG +4 XLPE ACET LNR 28MM ID X 50MM OD, R3 Acetabular System, R3 20 DEG +4 XLPE ACET LNR 28MM ID X 52MM OD, R3 Acetabular System, R3 20 DEG +4 XLPE ACET LNR 28MM ID X 54MM OD, R3 Acetabular System, R3 20 DEG +4 XLPE ACET LNR 28MM ID X 56MM OD, R3 Acetabular System, R3 20 DEG +4 XLPE ACET LNR 28MM ID X 58MM OD, R3 Acetabular System, R3 20 DEG +4 XLPE ACET LNR 28MM ID X 60MM OD, R3 Acetabular System, R3 20 DEG +4 XLPE ACET LNR 32MM ID X 48MM OD, R3 Acetabular System, R3 20 DEG +4 XLPE ACET LNR 32MM ID X 50MM OD, R3 Acetabular System, R3 20 DEG +4 XLPE ACET LNR 32MM ID X 52MM OD, R3 Acetabular System, R3 MULTI HOLE ACET SHELL 78MM OD, R3 Acetabular System, R3 MULTI HOLE ACET SHELL 80MM OD, R3 Acetabular System, R3 0 DEG +4 XLPE ACET LNR 44MM ID X 60MM OD, R3 Acetabular System, R3 0 DEG +4 XLPE ACET LNR 44MM ID X 62MM OD, R3 Acetabular System, R3 0 DEG +4 XLPE ACET LNR 44MM ID X 64MM OD, R3 Acetabular System, R3 0 DEG +4 XLPE ACET LNR 44MM ID X 66/70MM OD, R3 Acetabular System, R3 0 DEG +4 XLPE ACET LNR 44MM ID X 72/74MM OD, R3 Acetabular System, R3 0 DEG +4 XLPE ACET LNR 44MM ID X 76/80MM OD, R3 Acetabular System, R3 MULTI-HOLE ACET SHELL 40MM OD, R3 Acetabular System, R3 0 DEG XLPE ACET LNR 36MM ID X 66/70MM OD, R3 Acetabular System, R3 0 DEG XLPE ACET LNR 40MM ID 76X80MM OD, R3 Acetabular System, R3 0 DEG XLPE ACET LNR 44MM ID 60MM OD, R3 Acetabular System, R3 0 DEG XLPE ACET LNR 44MM ID 62MM OD, R3 Acetabular System, R3 0 DEG XLPE ACET LNR 44MM ID 64MM OD, R3 Acetabular System, R3 0 DEG XLPE ACET LNR 44MM ID 66/70MM OD, R3 Acetabular System, R3 0 DEG XLPE ACET LNR 44MM ID X 72/74MM OD, R3 Acetabular System, R3 0 DEG XLPE ACET LNR 44MM ID X 76/80MM OD, R3 Acetabular System, R3 0 DEG XLPE ACET LNR 36MM ID X 76/80MM OD, R3 Acetabular System, R3 20 DEG XLPE ACET LNR 40MM ID X 76/80MM OD, R3 Acetabular System, R3 20 DEG XLPE ACET LNR 44MM ID X 60MM OD, R3 Acetabular System, R3 20 DEG XLPE ACET LNR 44MM ID X 62MM OD, R3 Acetabular System, R3 20 DEG XLPE ACET LNR 44MM ID X 64MM OD, R3 Acetabular System, R3 20 DEG XLPE ACET LNR 44MM ID X 66/70MM OD, R3 Acetabular System, R3 20 DEG XLPE ACET LNR 44MM ID X 72/74MM OD, R3 Acetabular System, R3 20 DEG XLPE ACET LNR 44MM ID X 76/80MM OD, R3 Acetabular System, R3 20 DEG XLPE ACET LNR 36MM ID X 76/80MM OD, R3 Acetabular System, R3 0 DEG +4 XLPE ACET LNR 40MM ID X 76/80MM OD, R3 Acetabular System, R3 0 DEG +4 XLPE ACET LNR 36MM ID X 76/80MM OD, R3 Acetabular System, R3 20 DEG +4 XLPE ACET LNR 40MM ID X 76/80MM OD, R3 Acetabular System, R3 20 DEG +4 XLPE ACET LNR 44MM ID X 60MM OD, R3 Acetabular System, R3 20 DEG +4 XLPE ACET LNR 44MM ID X 62MM OD, R3 Acetabular System, R3 20 DEG +4 XLPE ACET LNR 44MM ID X 64MM OD, R3 Acetabular System, R3 20 DEG +4 XLPE ACET LNR 44MM ID X 66/70MM OD, R3 Acetabular System, R3 20 DEG +4 XLPE ACET LNR 44MM ID X 72/74MM OD, R3 Acetabular System, R3 20 DEG +4 XLPE ACET LNR 44MM ID X 76/80MM OD, R3 Hcetabular System, R3 HA MULTI HOLE ACET SHELL 78MM OD, R3 Hcetabular System, R3 HA MULTI HOLE ACET SHELL 80MM OD, R3 Acetabular System, R3 20 DEG XLPE ACET LNR 36MM X 66/70MM OD, R3 Acetabular System, R3 0 DEG +4 XLPE ACET LNR 36MM X 66/70MM OD, R3 Icetabular System, R3 32MM ID INTL DELTA CER LNR 48MM OD, R3 Icetabular System, R3 32MM ID INTL DELTA CER LNR 50MM OD, R3 Icetabular System, R3 36MM ID INTL DELTA CER LNR 52MM OD, R3 Icetabular System, R3 36MM ID INTL DELTA CER LNR 54MM OD, R3 Icetabular System, R3 36MM ID INTL DELTA CER LNR 56MM OD, R3 Icetabular System, R3 36MM ID INTL DELTA CER LNR 58MM OD, R3 Icetabular System, R3 36MM ID INTL DELTA CER LNR 60MM OD, R3 Icetabular System, R3 36MM ID INTL DELTA CER LNR 62MM OD, R3 Icetabular System, R3 36MM ID INTL DELTA CER LNR 64MM OD, R3 Icetabular System, R3 36MM ID INTL DELTA CER LNR 66/68MM OD, R3 Scetabular System, R3 0 HOLE ACET SHELL 40MM OD, R3 Scetabular System, R3 0 HOLE ACET SHELL 42MM OD, R3 Scetabular System, R3 0 HOLE ACET SHELL 44MM OD, R3 Scetabular System, R3 0 HOLE ACET SHELL 46MM OD, R3 Scetabular System, R3 0 HOLE ACET SHELL 48MM OD, R3 Scetabular System, R3 0 HOLE ACET SHELL 50MM OD, R3 Scetabular System, R3 0 HOLE ACET SHELL 52MM OD, R3 Scetabular System, R3 0 HOLE ACET SHELL 54MM OD, R3 Scetabular System, R3 0 HOLE ACET SHELL 56MM OD, R3 Scetabular System, R3 0 HOLE ACET SHELL 58MM OD, R3 Scetabular System, R3 0 HOLE ACET SHELL 60MM OD, R3 Scetabular System, R3 0 HOLE ACET SHELL 62MM OD, R3 Scetabular System, R3 0 HOLE ACET SHELL 64MM OD, R3 Scetabular System, R3 0 HOLE ACET SHELL 66MM OD, R3 Scetabular System, R3 0 HOLE ACET SHELL 68MM OD, R3 Ccetabular System, R3 3 HOLE HA CTD ACET SHELL 40MM OD, R3 Ccetabular System, R3 3 HOLE HA CTD ACET SHELL 42MM OD, R3 Ccetabular System, R3 3 HOLE HA CTD ACET SHELL 44MM OD, R3 Ccetabular System, R3 3 HOLE HA CTD ACET SHELL 46MM OD, R3 Ccetabular System, R3 3 HOLE HA CTD ACET SHELL 48MM OD, R3 Ccetabular System, R3 3 HOLE HA CTD ACET SHELL 50MM OD, R3 Ccetabular System, R3 3 HOLE HA CTD ACET SHELL 52MM OD, R3 Ccetabular System, R3 3 HOLE HA CTD ACET SHELL 54MM OD, R3 Ccetabular System, R3 3 HOLE HA CTD ACET SHELL 56MM OD, R3 Ccetabular System, R3 3 HOLE HA CTD ACET SHELL 58MM OD, R3 Ccetabular System, R3 3 HOLE HA CTD ACET SHELL 60MM OD, R3 Ccetabular System, R3 3 HOLE HA CTD ACET SHELL 62MM OD, R3 Ccetabular System, R3 3 HOLE HA CTD ACET SHELL 64MM OD, R3 Ccetabular System, R3 3 HOLE HA CTD ACET SHELL 66MM OD, R3 Ccetabular System, R3 3 HOLE HA CTD ACET SHELL 68MM OD, R3 Ccetabular System, R3 0 HOLE HA CTD ACET SHELL 40MM OD, R3 Ccetabular System, R3 0 HOLE HA CTD ACET SHELL 42MM OD, R3 Ccetabular System, R3 0 HOLE HA CTD ACET SHELL 44MM OD, R3 Ccetabular System, R3 0 HOLE HA CTD ACET SHELL 46MM OD, R3 Ccetabular System, R3 0 HOLE HA CTD ACET SHELL 48MM OD, R3 Ccetabular System, R3 0 HOLE HA CTD ACET SHELL 50MM OD, R3 Ccetabular System, R3 0 HOLE HA CTD ACET SHELL 52MM OD, R3 Ccetabular System, R3 0 HOLE HA CTD ACET SHELL 54MM OD, R3 Ccetabular System, R3 0 HOLE HA CTD ACET SHELL 56MM OD, R3 Ccetabular System, R3 0 HOLE HA CTD ACET SHELL 58MM OD, R3 Ccetabular System, R3 0 HOLE HA CTD ACET SHELL 60MM OD, R3 Ccetabular System, R3 0 HOLE HA CTD ACET SHELL 62MM OD, R3 Ccetabular System, R3 0 HOLE HA CTD ACET SHELL 64MM OD, R3 Ccetabular System, R3 0 HOLE HA CTD ACET SHELL 66MM OD, R3 Ccetabular System, R3 0 HOLE HA CTD ACET SHELL 68MM OD, R3 Acetabular System, R3 20 DEG+4 XLPE ACET LNR 36MM X 66/70MM OD, R3 Acetabular System, R3 0 DEG XLPE ACET LNR 36MM X 52MM OD, R3 Acetabular System, R3 0 DEG XLPE ACET LNR 36MM X 54MM OD, R3 Acetabular System, R3 0 DEG XLPE ACET LNR 36MM X 56MM OD, R3 Acetabular System, R3 0 DEG XLPE ACET LNR 36MM X 58MM OD, R3 Acetabular System, R3 0 DEG XLPE ACET LNR 36MM X 60MM OD, R3 Acetabular System, R3 0 DEG XLPE ACET LNR 36MM X 62MM OD, R3 Acetabular System, R3 0 DEG XLPE ACET LNR 36MM X 64MM OD, R3 Acetabular System, R3 0 DEG XLPE ACET LNR 36MM X 66/68MM OD, R3 Acetabular System, R3 0 DEG XLPE ACET LNR 22MM X 40MM OD, R3 Acetabular System, R3 0 DEG XLPE ACET LNR 22MM X 42MM OD, R3 Acetabular System, R3 0 DEG XLPE ACET LNR 22MM X 44MM OD, R3 Acetabular System, R3 20 DEG XLPE ACET LNR 22MM X 40MM OD, R3 Acetabular System, R3 20 DEG XLPE ACET LNR 22MM X 42MM OD, R3 Acetabular System, R3 20 DEG XLPE ACET LNR 22MM X 44MM OD, R3 Acetabular System, R3 20 DEG XLPE ACET LNR 28MM X 46MM OD, R3 Acetabular System, R3 20 DEG XLPE ACET LNR 28MM X 48MM OD, R3 Acetabular System, R3 20 DEG XLPE ACET LNR 28MM X 50MM OD, R3 Acetabular System, R3 20 DEG XLPE ACET LNR 28MM X 52MM OD, R3 Acetabular System, R3 20 DEG XLPE ACET LNR 28MM X 54MM OD, R3 Acetabular System, R3 20 DEG XLPE ACET LNR 28MM X 56MM OD, R3 Acetabular System, R3 20 DEG XLPE ACET LNR 28MM X 58MM OD, R3 Acetabular System, R3 20 DEG XLPE ACET LNR 28MM X 60MM OD, R3 Scetabular System, R3 3 HOLE ACET SHELL 40MM OD, R3 Scetabular System, R3 3 HOLE ACET SHELL 42MM OD, R3 Scetabular System, R3 3 HOLE ACET SHELL 44MM OD, R3 Scetabular System, R3 3 HOLE ACET SHELL 46MM OD, R3 Scetabular System, R3 3 HOLE ACET SHELL 48MM OD, R3 Scetabular System, R3 3 HOLE ACET SHELL 50MM OD, R3 Scetabular System, R3 3 HOLE ACET SHELL 52MM OD, R3 Scetabular System, R3 3 HOLE ACET SHELL 54MM OD, R3 Scetabular System, R3 3 HOLE ACET SHELL 56MM OD, R3 Scetabular System, R3 3 HOLE ACET SHELL 58MM OD, R3 Scetabular System, R3 3 HOLE ACET SHELL 60MM OD, R3 Scetabular System, R3 3 HOLE ACET SHELL 62MM OD, R3 Scetabular System, R3 3 HOLE ACET SHELL 64MM OD, R3 Scetabular System, R3 3 HOLE ACET SHELL 66MM OD, R3 Scetabular System, R3 3 HOLE ACET SHELL 68MM OD, R3 Acetabular System, R3 20 DEG XLPE ACET LNR 36MM ID X 52MM OD, R3 Acetabular System, R3 20 DEG XLPE ACET LNR 36MM ID X 54MM OD, R3 Acetabular System, R3 20 DEG XLPE ACET LNR 36MM ID X 56MM OD, R3 Acetabular System, R3 20 DEG XLPE ACET LNR 36MM ID X 58MM OD, R3 Acetabular System, R3 20 DEG XLPE ACET LNR 36MM ID X 60MM OD, R3 Acetabular System, R3 20 DEG XLPE ACET LNR 36MM ID X 62MM OD, R3 Acetabular System, R3 20 DEG XLPE ACET LNR 36MM ID X 64MM OD, R3 Acetabular System, R3 20 DEG XLPE ACET LNR 36MM ID X 66/68MM OD, R3 Acetabular System, R3 0 DEG +4 XLPE ACET LNR 22MM ID X 40MM OD, R3 Acetabular System, R3 0 DEG +4 XLPE ACET LNR 22MM ID X 42MM OD, R3 Acetabular System, R3 0 DEG +4 XLPE ACET LNR 22MM ID X 44MM OD, R3 Acetabular System, R3 0 DEG +4 XLPE ACET LNR 28MM ID X 46MM OD, R3 Acetabular System, R3 0 DEG +4 XLPE ACET LNR 28MM ID X 48MM OD, R3 Acetabular System, R3 0 DEG +4 XLPE ACET LNR 28MM ID X 50MM OD, R3 Acetabular System, R3 0 DEG +4 XLPE ACET LNR 28MM ID X 52MM OD, R3 Acetabular System, R3 0 DEG +4 XLPE ACET LNR 28MM ID X 54MM OD, R3 Acetabular System, R3 0 DEG +4 XLPE ACET LNR 28MM ID X 56MM OD, R3 Acetabular System, R3 0 DEG +4 XLPE ACET LNR 28MM ID X 58MM OD, R3 Acetabular System, R3 0 DEG +4 XLPE ACET LNR 28MM ID X 60MM OD, R3 Acetabular System, R3 0 DEG +4 XLPE ACET LNR 32MM ID X 48MM OD, R3 Acetabular System, R3 0 DEG +4 XLPE ACET LNR 32MM ID X 50MM OD, R3 Acetabular System, R3 0 DEG +4 XLPE ACET LNR 32MM ID X 52MM OD, R3 Acetabular System, R3 0 DEG +4 XLPE ACET LNR 32MM ID X 54MM OD, R3 Acetabular System, R3 0 DEG +4 XLPE ACET LNR 32MM ID X 56MM OD, R3 Acetabular System, R3 0 DEG +4 XLPE ACET LNR 32MM ID X 58MM OD, R3 Acetabular System, R3 0 DEG +4 XLPE ACET LNR 32MM ID X 60MM OD, R3 Acetabular System, R3 0 DEG +4 XLPE ACET LNR 32MM ID X 62MM OD, R3 Acetabular System, R3 0 DEG +4 XLPE ACET LNR 36MM ID X 52MM OD, R3 Acetabular System, R3 20 DEG +4 XLPE ACET LNR 32MM ID X 54MM OD, R3 Acetabular System, R3 20 DEG +4 XLPE ACET LNR 32MM ID X 56MM OD, R3 Acetabular System, R3 20 DEG +4 XLPE ACET LNR 32MM ID X 58MM OD, R3 Acetabular System, R3 20 DEG +4 XLPE ACET LNR 32MM ID X 60MM OD, R3 Acetabular System, R3 20 DEG +4 XLPE ACET LNR 32MM ID X 62MM OD, R3 Acetabular System, R3 20 DEG +4 XLPE ACET LNR 36MM ID X 52MM OD, R3 Acetabular System, R3 20 DEG +4 XLPE ACET LNR 36MM ID X 54MM OD, R3 Acetabular System, R3 20 DEG +4 XLPE ACET LNR 36MM ID X 56MM OD, R3 Acetabular System, R3 20 DEG +4 XLPE ACET LNR 36MM ID X 58MM OD, R3 Acetabular System, R3 20 DEG +4 XLPE ACET LNR 36MM ID X 60MM OD, R3 Acetabular System, R3 20 DEG +4 XLPE ACET LNR 36MM ID X 62MM OD, R3 Acetabular System, R3 20 DEG +4 XLPE ACET LNR 36MM ID X 64MM OD, R3 Acetabular System, R3 20 DEG +4 XLPE ACET LNR 36MM ID X 66/68MM OD, R3 Acetabular System, R3 MULTI HOLE ACET SHELL 46MM OD, R3 Acetabular System, R3 MULTI HOLE ACET SHELL 48MM OD, R3 Acetabular System, R3 MULTI HOLE ACET SHELL 50MM OD, R3 Acetabular System, R3 MULTI HOLE ACET SHELL 52MM OD, R3 Acetabular System, R3 MULTI HOLE ACET SHELL 54MM OD, R3 Acetabular System, R3 MULTI HOLE ACET SHELL 56MM OD, R3 Acetabular System, R3 MULTI HOLE ACET SHELL 58MM OD, R3 Acetabular System, R3 MULTI HOLE ACET SHELL 60MM OD, R3 Acetabular System, R3 MULTI HOLE ACET SHELL 62MM OD, R3 Acetabular System, R3 MULTI HOLE ACET SHELL 64MM OD, R3 Acetabular System, R3 MULTI HOLE ACET SHELL 66MM OD, R3 Acetabular System, R3 MULTI HOLE ACET SHELL 68MM OD, R3 Acetabular System, R3 MULTI HOLE ACET SHELL 70MM OD, R3 Acetabular System, R3 MULTI HOLE ACET SHELL 72MM OD, R3 Acetabular System, R3 MULTI HOLE ACET SHELL 74MM OD, R3 Acetabular System, R3 MULTI HOLE ACET SHELL 76MM OD, R3 Acetabular System, R3 0 DEG XLPE ACET LNR 40MM ID X 56MM OD, R3 Acetabular System, R3 0 DEG XLPE ACET LNR 40MM ID X 58MM OD, R3 Acetabular System, R3 0 DEG XLPE ACET LNR 40MM ID X 60MM OD, R3 Acetabular System, R3 0 DEG XLPE ACET LNR 40MM ID X 62MM OD, R3 Acetabular System, R3 0 DEG XLPE ACET LNR 40MM ID X 64MM OD, R3 Acetabular System, R3 0 DEG XLPE ACET LNR 40MM ID X 66/70MM OD, R3 Acetabular System, R3 0 DEG XLPE ACET LNR 40MM ID X 72/74MM OD, R3 Acetabular System, R3 0 DEG XLPE ACET LNR 36MM ID X 72/74MM OD, R3 Acetabular System, R3 20 DEG XLPE ACET LNR 40MM ID X 56MM OD, R3 Acetabular System, R3 20 DEG XLPE ACET LNR 40MM ID X 58MM OD, R3 Acetabular System, R3 20 DEG XLPE ACET LNR 40MM ID X 60MM OD, R3 Acetabular System, R3 20 DEG XLPE ACET LNR 40MM ID X 62MM OD, R3 Acetabular System, R3 20 DEG XLPE ACET LNR 40MM ID X 64MM OD, R3 Acetabular System, R3 20 DEG XLPE ACET LNR 40MM ID X 66/70MM OD, R3 Acetabular System, R3 20 DEG XLPE ACET LNR 40MM ID X 72/74MM OD, R3 Acetabular System, R3 20 DEG XLPE ACET LNR 36MM ID X 72/74MM OD, R3 Acetabular System, R3 0 DEG +4 XLPE ACET LNR 40MM ID X 56MM OD, R3 Acetabular System, R3 0 DEG +4 XLPE ACET LNR 40MM ID X 58MM OD, R3 Acetabular System, R3 0 DEG +4 XLPE ACET LNR 40MM ID X 60MM OD, R3 Acetabular System, R3 0 DEG +4 XLPE ACET LNR 40MM ID X 62MM OD, R3 Acetabular System, R3 0 DEG +4 XLPE ACET LNR 40MM ID X 64MM OD, R3 Acetabular System, R3 0 DEG +4 XLPE ACET LNR 40MM ID X 66/70MM OD, R3 Acetabular System, R3 0 DEG +4 XLPE ACET LNR 40MM ID X 72-74MM OD, R3 Acetabular System, R3 0 DEG +4 XLPE ACET LNR 36MM ID X 72-74MM OD, R3 Acetabular System, R3 20 DEG +4 XLPE ACET LNR 40MM ID X 56MM OD, R3 Acetabular System, R3 20 DEG +4 XLPE ACET LNR 40MM ID X 58MM OD, R3 Acetabular System, R3 20 DEG +4 XLPE ACET LNR 40MM ID X 60MM OD, R3 Acetabular System, R3 20 DEG +4 XLPE ACET LNR 40MM ID X 62MM OD, R3 Acetabular System, R3 20 DEG +4 XLPE ACET LNR 40MM ID X 64MM OD, R3 Acetabular System, R3 20 DEG +4 XLPE ACET LNR 40MM ID X 66/70MM OD, R3 Acetabular System, R3 20 DEG +4 XLPE ACET LNR 40MM ID X 72/74MM OD, R3 Acetabular System, R3 20 DEG +4 XLPE ACET LNR 36MM ID X 72/74MM OD, R3 Hcetabular System, R3 HA MULTI-HOLE ACET SHELL 48MM OD, R3 Hcetabular System, R3 HA MULTI-HOLE ACET SHELL 50MM OD, R3 Hcetabular System, R3 HA MULTI-HOLE ACET SHELL 52MM OD, R3 Hcetabular System, R3 HA MULTI-HOLE ACET SHELL 54MM OD, R3 Hcetabular System, R3 HA MULTI-HOLE ACET SHELL 56MM OD, R3 Hcetabular System, R3 HA MULTI-HOLE ACET SHELL 58MM OD, R3 Hcetabular System, R3 HA MULTI-HOLE ACET SHELL 60MM OD, R3 Hcetabular System, R3 HA MULTI-HOLE ACET SHELL 62MM OD, R3 Hcetabular System, R3 HA MULTI-HOLE ACET SHELL 64MM OD, R3 Hcetabular System, R3 HA MULTI-HOLE ACET SHELL 66MM OD, R3 Hcetabular System, R3 HA MULTI-HOLE ACET SHELL 68MM OD, R3 Hcetabular System, R3 HA MULTI-HOLE ACET SHELL 70MM OD, R3 Hcetabular System, R3 HA MULTI-HOLE ACET SHELL 72MM OD, R3 Hcetabular System, R3 HA MULTI-HOLE ACET SHELL 74MM OD, R3 Hcetabular System, R3 HA MULTI-HOLE ACET SHELL 76MM OD, R3 Acetabular System, R3 20 DEG +4 XLPE ACET LNR 36MM ID X 76/80MM OD, R3 Lcetabular System, R3 CONSTRAINED ACET LINER 52MM OD, R3 Lcetabular System, R3 CONSTRAINED ACET LINER 54MM OD, R3 Lcetabular System, R3 CONSTRAINED ACET LINER 56MM OD, R3 Lcetabular System, R3 CONSTRAINED ACET LINER 58MM OD, R3 Lcetabular System, R3 CONSTRAINED ACET LINER 60MM OD, R3 Lcetabular System, R3 CONSTRAINED ACET LINER 62MM OD, R3 Lcetabular System, R3 CONSTRAINED ACET LINER 64MM OD, R3 Lcetabular System, R3 CONSTRAINED ACET LINER 66/70MM OD, R3 Acetabular System, R3 0 DEG XLPE ACET LNR 32MM ID X 48MM OD, R3 Acetabular System, R3 0 DEG XLPE ACET LNR 32MM ID X 50MM OD, R3 Acetabular System, R3 0 DEG XLPE ACET LNR 32MM ID X 52MM OD, R3 Acetabular System, R3 0 DEG XLPE ACET LNR 32MM ID X 54MM OD, R3 Acetabular System, R3 0 DEG XLPE ACET LNR 32MM ID X 56MM OD, R3 Acetabular System, R3 0 DEG XLPE ACET LNR 32MM ID X 58MM OD, R3 Acetabular System, R3 0 DEG XLPE ACET LNR 32MM ID X 60MM OD, R3 Acetabular System, R3 0 DEG XLPE ACET LNR 32MM ID X 62MM OD, R3 Acetabular System, R3 0 DEG XLPE ACET LNR 28MM ID X 44MM OD, R3 Acetabular System, R3 0 DEG XLPE ACET LNR 32MM ID X 46MM OD, R3 Acetabular System, R3 0 DEG XLPE ACET LNR 36MM ID X 50MM OD, R3 Acetabular System, R3 20 DEG XLPE ACET LNR 28MM ID X 44MM OD, R3 Acetabular System, R3 20 DEG XLPE ACET LNR 32MM ID X 46MM OD, R3 Acetabular System, R3 20 DEG XLPE ACET LNR 36MM ID X 50MM OD | LAYO | 2024-08-19T00:00:00.000+02:00 | Smith & Nephew, Inc.; 1450 Brooks Road, Memphis, Tennessee, 38116, USA | 71336954, 71336956, 71336958, 71336960, 71336962, 71336964, 71336966, 71337140, 71337142, 71337144, 71337546, 71337548, 71337550, 71337552, 71337554, 71337556, 71337558, 71337560, 71337648, 71337650, 71337652, 71337654, 71337656, 71337658, 71337660, 71337662, 71337746, 71337748, 71337750, 71337752, 71337754, 71337756, 71337758, 71337760, 71337948, 71337950, 71337952, 71330009, 71330010, 71330011, 71330012, 71330013, 71330014, 71330016, 71330017, 71330018, 71330766, 71331094, 71331096, 71331097, 71331098, 71331099, 71331101, 71331102, 71331103, 71331104, 71331106, 71331107, 71331108, 71331109, 71331110, 71331111, 71331112, 71331113, 71331114, 71331116, 71331118, 71331119, 71331121, 71331122, 71331123, 71331124, 71331138, 71331139, 71331266, 71331566, 71331748, 71331750, 71331752, 71331754, 71331756, 71331758, 71331760, 71331762, 71331764, 71331766, 71331840, 71331842, 71331844, 71331846, 71331848, 71331850, 71331852, 71331854, 71331856, 71331858, 71331860, 71331862, 71331864, 71331866, 71331868, 71331940, 71331942, 71331944, 71331946, 71331948, 71331950, 71331952, 71331954, 71331956, 71331958, 71331960, 71331962, 71331964, 71331966, 71331968, 71332240, 71332242, 71332244, 71332246, 71332248, 71332250, 71332252, 71332254, 71332256, 71332258, 71332260, 71332262, 71332264, 71332266, 71332268, 71332666, 71332752, 71332754, 71332756, 71332758, 71332760, 71332762, 71332764, 71332766, 71334840, 71334842, 71334844, 71334940, 71334942, 71334944, 71334946, 71334948, 71334950, 71334952, 71334954, 71334956, 71334958, 71334960, 71335540, 71335542, 71335544, 71335546, 71335548, 71335550, 71335552, 71335554, 71335556, 71335558, 71335560, 71335562, 71335564, 71335566, 71335568, 71335752, 71335754, 71335756, 71335758, 71335760, 71335762, 71335764, 71335766, 71335840, 71335842, 71335844, 71335946, 71335948, 71335950, 71335952, 71335954, 71335956, 71335958, 71335960, 71336648, 71336650, 71336652, 71336654, 71336656, 71336658, 71336660, 71336662, 71336952, 71337954, 71337956, 71337958, 71337960, 71337962, 71338552, 71338554, 71338556, 71338558, 71338560, 71338562, 71338564, 71338566, 71338662, 71338663, 71338664, 71338665, 71338666, 71338667, 71338668, 71338669, 71338671, 71338672, 71338673, 71338674, 71338675, 71338676, 71338677, 71338678, 71338679, 71338680, 71338681, 71338682, 71338683, 71338684, 71338685, 71338686, 71338687, 71338688, 71338689, 71338690, 71338691, 71338692, 71338693, 71338694, 71338695, 71338696, 71338697, 71338698, 71338699, 71338701, 71338702, 71338703, 71338704, 71338705, 71338706, 71338707, 71338708, 71338709, 71338711, 71338712, 71338733, 71338734, 71338735, 71338736, 71338737, 71338738, 71338739, 71338740, 71338741, 71338742, 71338743, 71338744, 71338745, 71338747, 71338749, 71338946, 71339152, 71339154, 71339156, 71339158, 71339160, 71339162, 71339164, 71339166, 71339548, 71339550, 71339552, 71339554, 71339556, 71339558, 71339560, 71339562, 71935846, 71935847, 71935848, 71935849, 71935850, 71935851 | Klasa III | Pajisje mjeksore të implantueshme, sistem acetabular R3 për protezimin total koksofemoral pa cement, për përdorim në pacientë me skelet të maturuar. | Pajisje te implantueshme aktive
17088 | CHEST ELECTRODES diameter 24 mm | O.E.S DISTRIMED | 2024-09-12T00:00:00.000+02:00 | GIMA S.p.A. Via Marconi, 1 20060 Gessate (MI) –Italy | 33365 | Klasa I | Elektroda mjekesore | Instrumenta shumeperdorimeshe
17089 | Non-invasive Instruments for Verification, BioBall® Offset Position Assistant, MST1 (11 / 13, 4°3'), non-sterile (HM39101), Non-invasive Instruments for Verification, BioBall® Offset Position Assistant, MSV4 (11 / 12, 5°39'), non-sterile (HM39102), Non-invasive Instruments for Verification, BioBall® Offset Position Assistant, MS 10 / 12 (10 / 12, 5°42'), non-sterile (HM39103), Non-invasive Instruments for Verification, BioBall® Offset Position Assistant, MS 8 / 10 (8 / 10, 5°42'), non-sterile (HM39105), Non-invasive Instruments for Verification, BioBall® Offset Position Assistant, 12 / 14 (12 / 14, 5°42'), non-sterile (HM39106), Non-invasive Instruments for Verification, BioBall® Offset Position Assistant, 14 / 16 (14 / 16, 5°42'), non-sterile (HM39107) | T R I M E D | 2024-09-12T00:00:00.000+02:00 | Merete GmbH, Alt-Lankwitz 102, 12247 Berlin, Germany | Non-invasive Instruments for Verification, BioBall® Offset Position Assistant, MST1 (11 / 13, 4°3'), non-sterile (HM39101), Non-invasive Instruments for Verification, BioBall® Offset Position Assistant, MSV4 (11 / 12, 5°39'), non-sterile (HM39102), Non-invasive Instruments for Verification, BioBall® Offset Position Assistant, MS 10 / 12 (10 / 12, 5°42'), non-sterile (HM39103), Non-invasive Instruments for Verification, BioBall® Offset Position Assistant, MS 8 / 10 (8 / 10, 5°42'), non-sterile (HM39105), Non-invasive Instruments for Verification, BioBall® Offset Position Assistant, 12 / 14 (12 / 14, 5°42'), non-sterile (HM39106), Non-invasive Instruments for Verification, BioBall® Offset Position Assistant, 14 / 16 (14 / 16, 5°42'), non-sterile (HM39107) | Klasa I | Non-invasive Instruments for Verification janë pajisje mjekësore jo-invazive për verifikim që kanë për qëllim të kontrollojnë madhësinë dhe/ose pozicionin e komponentit të implantit ex-situ. Ato lejojnë medializimin ose lateralizimin, si dhe korrigjimin e retro- ose antetorsionit kur korrigjojnë gjatësinë e qafës së femurit. | Produkte per institucione te kujdesit shendetesor
17090 | Nebulizer Mask, Nebulizer Mask - SMD 710 Adult, Nebulizer Mask, Nebulizer Mask - SMD 710 Child | T R I M E D | 2024-09-12T00:00:00.000+02:00 | Sterimed Medical Devices Pvt. Ltd., Plot No. 211 A, Sector-16, HSIIDC Bahadurgarh, Jhajjar Haryana– 124507 (INDIA) | Nebulizer Mask, Nebulizer Mask - SMD 710 Adult, Nebulizer Mask, Nebulizer Mask - SMD 710 Child | Klasa I | Nebulizer Mask janë pajisje mjekësore që përdoren te lidhura me pajisjet e aerosolit, nga pacientet që kanë çrregullime të frymëmarrjes si astma, sëmundje pulmonare obstruktive kronike (COPD) ose fibrozë cistike. | Pajisje anestezie dhe respiratore
17091 | NASAL OXYGEN CANNULA, NASAL OXYGEN CANNULA - SMD 703 A, Adult, NASAL OXYGEN CANNULA, NASAL OXYGEN CANNULA - SMD 703 A, Child, NASAL OXYGEN CANNULA, NASAL OXYGEN CANNULA - SMD 703 A, Infant | T R I M E D | 2024-09-12T00:00:00.000+02:00 | Sterimed Medical Devices Pvt. Ltd., Plot No. 211 A, Sector-16, HSIIDC Bahadurgarh, Jhajjar Haryana– 124507 (INDIA) | NASAL OXYGEN CANNULA, NASAL OXYGEN CANNULA - SMD 703 A, Adult, NASAL OXYGEN CANNULA, NASAL OXYGEN CANNULA - SMD 703 A, Child, NASAL OXYGEN CANNULA, NASAL OXYGEN CANNULA - SMD 703 A, Infant | Klasa I | Nasal Oxygen Cannula janë pajisje mjekësore që shërbejnë për të dhënë oksigjen shtesë ose rritje të qarkullimit të ajrit tek pacientët me probleme në frymëmarrje. | Pajisje anestezie dhe respiratore
17092 | Dental handpieces heads oil,i-OIL IHSCP 500 ML | MOTO-MANIA | 2024-09-10T00:00:00.000+02:00 | Uab Medicinos linija ,Aviacijos str. 28, LT-77103 Siauliai,Lithuania | Dental handpieces heads oil,i-OIL IHSCP 500 ML | Klasa I | i-OIL Vaj lubrifikant per angelat dentare | Pajisje dentare
17093 | Non-sterile examination gloves, easyCARE latex, Latex powdered examination gloves, non-sterile, XS (RLPXS10007), Non-sterile examination gloves, easyCARE latex, Latex powdered examination gloves, non-sterile, S (RLPS10007), Non-sterile examination gloves, easyCARE latex, Latex powdered examination gloves, non-sterile, M (RLPM10007), Non-sterile examination gloves, easyCARE latex, Latex powdered examination gloves, non-sterile, L (RLPL10007), Non-sterile examination gloves, easyCARE latex, Latex powdered examination gloves, non-sterile, XL (RLPXL10007) | T R I M E D | 2024-09-12T00:00:00.000+02:00 | ZARYS International Group spółka z ograniczoną odpowiedzialnością spółka komandytowa ul. Pod Borem 18, 41-808 Zabrze, Poland | Non-sterile examination gloves, easyCARE latex, Latex powdered examination gloves, non-sterile, XS (RLPXS10007), Non-sterile examination gloves, easyCARE latex, Latex powdered examination gloves, non-sterile, S (RLPS10007), Non-sterile examination gloves, easyCARE latex, Latex powdered examination gloves, non-sterile, M (RLPM10007), Non-sterile examination gloves, easyCARE latex, Latex powdered examination gloves, non-sterile, L (RLPL10007), Non-sterile examination gloves, easyCARE latex, Latex powdered examination gloves, non-sterile, XL (RLPXL10007) | Klasa I | Non-sterile examination gloves është një pajisje mjekësore që përdoret për diagnostikimin e pacientit, duke siguruar një pengesë për transmetimin e mikroorganizmave midis operatorit dhe pacientit, duke minimizuar rrezikun e kontaminimit të kryqëzuar. | Pajisje nje perdorimeshe
17094 | Patient Transport and Patient Equipment/VELO BASIC GENERAL PURPOSE STRETCHER, Patient Transport and Patient Equipment/MS 1630 EXAMINATION TABLE, FOLDABLE | O.E.S DISTRIMED | 2024-09-13T00:00:00.000+02:00 | MESPA SAĞLIK TEKNOLOJİLERİ SANAYİ A.Ş 2.Org.San. Böl.83216 Street No:20 Şehitkamil/Gaziantep | VELO BASIC, MS 1630 | Klasa I | Barrele pacienti, Krevat ekzaminimi | Instrumenta shumeperdorimeshe
17095 | (DENTAL IMPLANT) Lasermade conical Ø 3,3 h 8, (DENTAL IMPLANT) Lasermade conical Ø 3,3 h 10, (DENTAL IMPLANT) Lasermade conical Ø 3,3 h 11,5, (DENTAL IMPLANT) Lasermade conical Ø 3,3 h 13, (DENTAL IMPLANT) Lasermade conical Ø 3,75 h 8, (DENTAL IMPLANT) Lasermade conical Ø 3,75 h 10, (DENTAL IMPLANT) Lasermade conical Ø 3,75 h 11,5, (DENTAL IMPLANT) Lasermade conical Ø 3,75 h 13, (DENTAL IMPLANT) Lasermade conical Ø 4,1 h 8, (DENTAL IMPLANT) Lasermade conicall Ø 4,5 h 10, (DENTAL IMPLANT) Lasermade conical Ø 4,5 h 11,5, (DENTAL IMPLANT) Lasermade conical Ø 4,5 h 13, (DENTAL IMPLANT) Lasermade conical Ø 4,5 h 8, (DENTAL IMPLANT) Lasermade conical Ø 4,5 H10, (DENTAL IMPLANT) Lasermade conical Ø 4,5 H11,5, (DENTAL IMPLANT) Lasermade conical Ø 4,5 H13, (DENTAL IMPLANT) Lasermade conical Ø 5,0 H8, (DENTAL IMPLANT) Lasermade conical Ø 5,0 H10, (DENTAL IMPLANT) Lasermade conical Ø 5,0 H11,5, (DENTAL IMPLANT) Lasermade conical Ø 5,5 H8, (DENTAL IMPLANT) Lasermade conical Ø 5,5 H10, (DENTAL ABUTMENT) Straight shoulder abutment for conical SP - h 3 mm, ( DENTAL ABUTMENT) Straight shoulder abutment for conical SP - h 1,5 mm, (DENTAL ABUTMENT) Angled abutment -15 ° for conical SP - h 3 mm, (DENTAL ABUTMENT) healing screw h4 for conical SP | MED CARE ALBANIA | 2024-09-12T00:00:00.000+02:00 | ANDREW MEDICAL SRL Piazza Cesare Battisti, 2 I – 20841 Carate Brianza md ITALI | LK-3308, LK-3310, LK-3311, LK-3313, LK-3708, LK-3710, LK-3711, LK-3713, LK-4108, LK-4110, LK-4111, LK-4113, LK-4508, LK-4510, LK-4511, LK-4513, LK-5008, LK-5010, LK-5011, LK-5508, LK-5510, KAB-MD3-SPI, KAB-MD1-SPI, KAB-153-SPI , KHS-G40-SPI | Klasa IIb | IMPLANT DENTAR, AKSESOR PER IMPLANT DENTAR abatment | Pajisje te implantueshme aktive
17096 | Intensive Care Patient and Gynecology Birth Beds/ELECTRONIC INTENSIVE CAR AND SERVICE | O.E.S DISTRIMED | 2024-09-13T00:00:00.000+02:00 | MESPA SAĞLIK TEKNOLOJİLERİ SANAYİ A.Ş 2.Org.San. Böl.83216 Street No:20 Şehitkamil/Gaziantep | MCARE 4A, MCARE 4B, MCARE 4M/H, MCARE 4 Y/N, MCARE 4 E/M, MCARE 4T/H, MCARE 4 E/T, MCARE HOME RESORT, MCARE OBESE, MCARE 7004, MCARE, MCARE 4L, MCARE 4L PLUS, MCARE 3S, MCARE 3S PLUS, MCARE K, MCARE K PLUS, MCARE 2M, MCARE 2H, MCARE 3X, MCARE 3, MCARE CL, MCARE K LTR, MCARE K5 | Klasa I | Shtrat pacienti,per perdorim spitalor | Instrumenta shumeperdorimeshe
BED,4 MOTORIZED, Intensive Care Patient and Gynecology Birth Beds/4 MOTORS PATIENT CARE BED, Intensive Care Patient and Gynecology Birth Beds/4 MOTORS INTENSIVE CARE and PATIENT BED, Intensive Care Patient and Gynecology Birth Beds/ELECTRONIC SERVICE BED,4 MOTORS, Intensive Care Patient and Gynecology Birth Beds/4 MOTORS ELECTRONIC WEIGHED BED, Intensive Care Patient and Gynecology Birth Beds/4 MOTORS ELECTRONIC BED, Intensive Care Patient and Gynecology Birth Beds/3 MOTORS ELECTRONIC PATIENT BED, Intensive Care Patient and Gynecology Birth Beds/3 MOTORS ELECTRONIC BED, Intensive Care Patient and Gynecology Birth Beds/COLON MOTORIZED ELECTRONIC BED, Intensive Care Patient and Gynecology Birth Beds/2 MOTORS ELECTRONIC BED, Intensive Care Patient and Gynecology Birth Beds/2 MOTORS ELECTRONIC BED,CROSSWAY BRAKE, Intensive Care Patient and Gynecology Birth Beds/3 MOTORS PATIENT CARE BED, Intensive Care Patient and Gynecology Birth Beds/ELECTRONIC SERVICE BED,3 MOTORS, Intensive Care Patient and Gynecology Birth Beds/MCARE LATERAL TILT THREE COLUMN MOTORIZED WITH SCALE ELECTRONIC BED, Intensive Care Patient and Gynecology Birth Beds/MCARE LATERAL TILT TWO COLUMN MOTORIZED WITH SCALE ELECTRONIC BED, Intensive Care Patient and Gynecology Birth Beds/MCARE K COLUMN MOTORIZED ELECTRONIC BED
17097 | Intensive Care Patient and Gynecology Birth Beds/MS 1170 1 ADJUSTABLE MANUAL PEDIATRIC BED | O.E.S DISTRIMED | 2024-09-13T00:00:00.000+02:00 | MESPA SAĞLIK TEKNOLOJİLERİ SANAYİ A.Ş 2.Org.San. Böl.83216 Street No:20 Şehitkamil/Gaziantep | MS 1170 | Klasa I | Shtrat pacienti pediatrik | Pajisje te implantueshme aktive
17098 | Surgical Drills - FRESA PALLINA ZYG D 2.8 , Surgical Drills - FRESA LANCEOLATA ZYG L 65 , Surgical Drills - FRESA LANCEOLATA ZYG L 85 , Surgical Drills - FRESA ZYG DIAMANTATA D 4.0 L 65, Surgical Drills - FRESA ZYG DIAMANTATA D 4.0 L 85 , Surgical Drills - FRESA ZYG DOPPIO DIAMETRO D 2.8/3.2 L65 , Surgical Drills - FRESA ZYG DOPPIO DIAMETRO D 2.8/3.2 L85 , Surgical Drills - FRESA ZYG DOPPIO DIAMETRO D 2.8/3.4 L65, Surgical Drills - FRESA ZYG DOPPIO DIAMETRO D 2.8/3.4 L85 , Surgical Drills - FRESA ZYG TRIPLO DIAMETRO D 2.0/2.5/3.0 L65, Surgical Drills - FRESA ZYG TRIPLO DIAMETRO D 2.0/2.5/3.0 L85 | BRIANZA DENT | 2024-08-22T00:00:00.000+02:00 | AVENIR SRL 47822 SANTARCANGELO DI ROMAGNA (RN) - VIA DEL SALICE 21 (ITA) – Italy | ZYGFRPAL28, ZYGFRPILSH , ZYGFRPILLO, ZYGFRDIA40SH, ZYGFRDIA40LO, ZYGFR2832SH, ZYGFR2832LO, ZYGFR2834SH, ZYGFR2834LO, ZYGFRTD202530SH, ZYGFRTD202530LO | Klasa IIa | Freza dentare | Pajisje dentare
17099 | VAGINAL CAPSULES IN FAST DISSOLVING SOFT GEL | PharmaBest Group | 2024-08-22T00:00:00.000+02:00 | NTC S.R.L VIA LUIGI RAZZA, 3 20124 MILAN ITALY | SUVEGEL IONIC D144N:FB FBTIA04000; LABEL 0301212; LEAFLET LFTIA04000 | Klasa IIb | Perdoret per trajtimin e infeksioneve vaginale bakteriale, kërpudhore dhe virale. | Tjeter
17100 | THORACIC CATHETER ANGLED CH 24, THORACIC CATHETER ANGLED CH 28, THORACIC CATHETER ANGLED CH 30, THORACIC CATHETER ANGLED CH 33, THORACIC CATHETER ANGLED CH 36, THORACIC CATHETER RECTAL 70 CM CH 24, THORACIC CATHETER RECTAL 70 CM CH 28, THORACIC CATHETER RECTAL 70 CM CH 30, THORACIC CATHETER RECTAL 70 CM CH 33, THORACIC CATHETER RECTAL 70 CM CH 36, FLAT DRAINAGE TYPE JACKSON PRATT WITH NEEDLE 3X7 mm, FLAT DRAINAGE TYPE JACKSON PRATT 3X7 mm, FLAT DRAINAGE TYPE JACKSON PRATT 4X10 mm, FLAT DRAINAGE TYPE JACKSON PRATT WITH NEEDLE 4X10 mm, FLAT DRAINAGE TYPE JACKSON PRATT 4X13 mm, FLAT DRAINAGE TYPE JACKSON PRATT WITH NEEDLE 4X13 mm, ROUND DRAINAGE TYPE JACKSON PRATT CH 7, ROUND DRAINAGE TYPE JACKSON PRATT WITH NEEDLE CH 7, ROUND DRAINAGE TYPE JACKSON PRATT CH 10, ROUND DRAINAGE TYPE JACKSON PRATT WITH NEEDLE CH 10, ROUND DRAINAGE TYPE JACKSON PRATT CH 15, ROUND DRAINAGE TYPE JACKSON PRATT WITH NEEDLE CH 15, ROUND DRAINAGE TYPE JACKSON PRATT CH 19, ROUND DRAINAGE TYPE JACKSON PRATT WITH NEEDLE CH 19, ROUND SIRAL DRAIN WITH NEEDLE CH 10, ROUND SIRAL DRAIN WITH NEEDLE CH 12, ROUND SIRAL DRAIN WITH NEEDLE CH 7, ROUND SIRAL DRAIN WITH NEEDLE CH 15, ROUND SIRAL DRAIN WITH NEEDLE CH 19, ROUND SIRAL DRAIN WITH NEEDLE CH 24, FLAT FLUTED DRAINAGE 4x10 mm, FLAT FLUTED DRAINAGE 3x7 mm, FLAT FLUTED DRAINAGE WITH NEEDLE 4 x 10 mm, FLAT FLUTED DRAINAGE WITH NEEDLE 3 x 7 mm, SMART DRAIN ROUND FLUTED WITH NEEDLE CH 10, SMART DRAIN ROUND FLUTED WITH NEEDLE CH 15, SMART DRAIN ROUND FLUTED CH 10, SMART DRAIN ROUND FLUTED CH 12, SMART DRAIN ROUND FLUTED CH 15, SMART DRAIN ROUND FLUTED CH 19, SMART DRAIN ROUND FLUTED CH 24, SMRT DRAIN COAXIAL DRAINAGE CH 24, SMART DRAIN COAXIAL DRAINAGE CH 28, SMART DRAIN COAXIAL DRAINAGE CH 24, SMART DRAIN ROUND FLUTED CH 28, SMART DRAIN ROUND FLUTED CH 32, SMART DRAIN ROUND FLUTED WITH NEEDLE CH 19, SMART DRAIN ROUND FLUTED WITH NEEDLE CH 12, KARDIA SPIRAL FLUTED ROUND CH 19, KARDIA SPIRAL FLUTED ROUND CH 24 | E v i t a | 2024-08-19T00:00:00.000+02:00 | Redax SpA Via Galileo Galilei, 18 – 46025 Poggio Rusco (MN) – Italy | 21824, 21828, 21830, 21833, 21836, 22824, 22828, 22830, 22833, 22836, 24100, 24101, 24110, 24111, 24120, 24121, 24130, 24131, 24140, 24141, 24200, 24201, 24210, 24211, 24220, 24221, 24230, 24231, 24601, 24602, 24603, 24604, 24605, 24607, 24610, 24612, 24615, 24619, 24620, 24621, 24622, 24623, 24624, 24625, 24702, 24703, 24704, 24705, 24710, 24712, 24715, 24719, 24724, 24725, 24726, 24727, 24728, 24729, 24732, 24902, 24903, 24904, 24905, 25019, 25024 | Klasa IIa | KATETER TORAKAL I ANUAR CH 24, KATETER TORAKAL I ANUAR CH 28, KATETER TORAKAL I ANUAR CH 30, KATETER TORAKAL I ANUAR CH 33, KATETER TORAKAL I ANUAR CH 36, KATETER TORAKAL REKTAL 70 CM CH 24, KATETER TORAKAL REKTAL 70 CM CH 28, KATETER TORAKAL REKTAL 70 CM CH 30, KATETER TORAKAL REKTAL 70 CM CH 33, KATETER TORAKAL REKTAL 70 CM CH 36, DRENIM I SHESHTË TIPI JACKSON PRATT 3X7 mm, DRENIM I SHESHTË TIPI JACKSON PRATT ME GJILPËRË 3X7 mm, DRENIM I SHESHTË TIPI JACKSON PRATT ME GJILPËRË 4X10 mm, DRENIM I SHESHTË TIPI JACKSON PRATT 4X10 mm, DRENIM I SHESHTË TIPI JACKSON PRATT 4X13 mm, DRENIM I SHESHTË TIPI JACKSON PRATT ME GJILPËRË 4X13 mm, DRENIM I RRUMBULLAKËT TIPI JACKSON PRATT CH 7, DRENIM I RRUMBULLAKËT TIPI JACKSON PRATT ME GJILPËRË CH 7, DRENIM I RRUMBULLAKËT TIPI JACKSON PRATT CH 10, DRENIM I RRUMBULLAKËT TIPI JACKSON PRATT ME GJILPËRË CH 10, DRENIM I RRUMBULLAKËT TIPI JACKSON PRATT CH 15, DRENIM I RRUMBULLAKËT TIPI JACKSON PRATT ME GJILPËRË CH 15, DRENIM I RRUMBULLAKËT TIPI JACKSON PRATT CH 19, DRENIM I RRUMBULLAKËT TIPI JACKSON PRATT ME GJILPËRË CH 19, DRENIM SPIRAL I RRUMBULLAKËT ME GJILPËRË CH 15, DRENIM SPIRAL I RRUMBULLAKËT ME GJILPËRË CH 19, DRENIM SPIRAL I RRUMBULLAKËT ME GJILPËRË CH 12, DRENIM SPIRAL I RRUMBULLAKËT ME GJILPËRË CH 7, DRENIM SPIRAL I RRUMBULLAKËT ME GJILPËRË CH 10, DRENIM SPIRAL I RRUMBULLAKËT ME GJILPËRË CH 24, DRENIM I SHESHTË ME FLUTURA 4x10 mm, DRENIM I SHESHTË ME FLUTURA 3x7 mm, DRENIM I SHESHTË ME FLUTURA ME GJILPËRË 4 x 10 mm, DRENIM I SHESHTË ME FLUTURA ME GJILPËRË 3 x 7 mm, DRENIM I RRUMBULLAKËT I ZGJUAR ME FLUTURA DHE GJILPËRË CH 10, DRENIM I RRUMBULLAKËT I ZGJUAR ME FLUTURA DHE GJILPËRË CH 15, DRENIM I RRUMBULLAKËT I ZGJUAR ME FLUTURA CH 10, DRENIM I RRUMBULLAKËT I ZGJUAR ME FLUTURA CH 12, DRENIM I RRUMBULLAKËT I ZGJUAR ME FLUTURA CH 15, DRENIM I RRUMBULLAKËT I ZGJUAR ME FLUTURA CH 19, DRENIM I RRUMBULLAKËT I ZGJUAR ME FLUTURA CH 24, DRENIM KOAXIAL I ZGJUAR CH 24, DRENIM I RRUMBULLAKËT I ZGJUAR ME FLUTURA CH 28, DRENIM KOAXIAL I ZGJUAR CH 28, DRENIM I RRUMBULLAKËT I ZGJUAR CH 32, DRENIM I RRUMBULLAKËT I ZGJUAR ME FLUTURA DHE GJILPËRË CH 19, DRENIM I RRUMBULLAKËT I ZGJUAR ME FLUTURA DHE GJILPËRË CH 12, SPIRAL KARDIALE E FLUTURUAR RRUMBULLAKËT CH 19, SPIRAL KARDIALE E FLUTURUAR RRUMBULLAKËT CH 24 | Pajisje nje perdorimeshe
17101 | Digital Radiography and Fluoroscopy System Si me poshte:, DRF-6A, DRF-7B, DRF-8B, DRF-8PRO | BORA GROUP ALBANIA | 2024-08-20T00:00:00.000+02:00 | Beijing Wandong Medical Technology Co., Ltd. Building 3, No .9, Jiuxianqiaodong Road, Chaoyang District, 100015 Beijing, P. R. China SRN: CN-MF-000014174 | NA, DRF-6A, DRF-7B, DRF-8B, DRF-8PRO | Klasa IIb | Sisteme grafie dhe Fluoroskopie si me poshte:, Sistem grafie dhe Fluoroskopie me Reze X | Pajisje diagnostikuese dhe terapeutike me rezatim
17102 | D-DI2, D-Dimer Gen.2 Calibrator Set, D-Dimer Gen.2 Control I/II | E v i t a | 2024-08-22T00:00:00.000+02:00 | Roche Diagnostics GmbH Sandhofer Strasse 116 68305 Mannheim Germany | 08105626190, 05172381190, 05077753190, 04912551190, 05050901190, 05050936190 | In vitro | Reagent per matjen e D-Dimerit ne plazmen humane, Kalibrator per reagentin e D-Dimerit, Kontroll per reagentin e D-Dimerit | Pajisje te diagnostifikimit in vitro
17103 | Elecsys Folate III, Folate III CalSet, CalSet Folate | E v i t a | 2024-08-22T00:00:00.000+02:00 | Roche Diagnostics GmbH Sandhofer Strasse 116 68305 Mannheim Germany | 08324131190, 08324174190, 08324182190, 08324247190 | In vitro | Reagent per percaktimin e acidit folik ne serum/plazem, Reagent per percaktimin e acidit folik ne serum/plazem dhe Rruazat e kuqe te gjakut, Kalibratori I acidit Folik | Pajisje te diagnostifikimit in vitro
17104 | Preciset DAT Plus I | E v i t a | 2024-08-22T00:00:00.000+02:00 | Roche Diagnostics GmbH Sandhofer Strasse 116 68305 Mannheim Germany | 3304671190 | In vitro | Kalibrator per testet e droges ne urine | Pajisje te diagnostifikimit in vitro
17105 | Control Set DAT I | E v i t a | 2024-08-22T00:00:00.000+02:00 | Roche Diagnostics GmbH Sandhofer Strasse 116 68305 Mannheim Germany | 3312950190 | In vitro | Sete te kontrrollit te droges ne urine | Pajisje te diagnostifikimit in vitro
17106 | GLUCOSE-6-PHOSPHATE DEHYDROGENASE (G-6-PDH) | E v i t a | 2024-08-22T00:00:00.000+02:00 | RANDOX LABORATORIES LIMITED of 55 DIAMOND ROAD, CRUMLIN, COUNTY ANTRIM, BT29 4QY, UK | PD410 | In vitro | Reagent per percaktimin e glukoze 6 fosfatit ne serum/plazem | Pajisje te diagnostifikimit in vitro
17107 | SUBITON, Hip Spacer with Gentamicin, Muller, 48-M, SUBITON, Hip Spacer with Gentamicin, Muller, 56-M, SUBITON, Hip Spacer with Gentamicin, Charnley, 40-C, SUBITON, Hip Spacer with Gentamicin, Charnley, 48-C, SUBITON, Hip Spacer with Gentamicin, Charnley, 56-C, SUBITON, Hip Spacer with Gentamicin, Charnley, 40-CXL, SUBITON, Hip Spacer with Gentamicin, Charnley, 48-CXL, SUBITON, Hip Spacer with Gentamicin, Charnley, 56-CXL | LAYO | 2024-08-19T00:00:00.000+02:00 | LABORATORIOS S.L., SA., Curupayti 2611 B1644GDC San Fernando, Buenos Aires-ARGENTINA | 880940, 880930, 880945, 880935, 880950, 880929, 880928, 880927 | Klasa III | Pajisje mjeksore përkohësisht e implantueshme, që përdoret kryesisht për të ruajtur hapësirën artikulare gjatë protezimit me revizion në dy faza. Gjithashtu, ndihmon në trajtimin e infeksionit si pasojë e implantimit të protezës koksofemorale. | Pajisje te implantueshme aktive
17108 | Alloybond, Bonding Resin, Go!, Stae, Etch and Bond Kit, Zipbond, Dental Adhezive - Total Etch, Nano Dental Adhesive - Self Etch | Ameis Dent | 2024-08-21T00:00:00.000+02:00 | SDI LIMITED - 3-15 BRUNSDON STREET BAYSWATER, VICTORIA 3153, AUSTRALIA | 1103 | Klasa IIa | Bond dhe materiale bondimi per perdorim ne dentistri | Pajisje dentare
17109 | F400, GS80, GS 80 Spherical, Lojic +, New Ultrafine, Permite, Ultracaps +, Ultracaps S, SDI Admix, SDI Spherical, SDI Alloy | Ameis Dent | 2024-08-21T00:00:00.000+02:00 | SDI LIMITED - 3-15 BRUNSDON STREET BAYSWATER, VICTORIA 3153, AUSTRALIA | 1103 | Klasa IIa | Amalgam dentar per procedura ne dentistri | Pajisje dentare
17110 | THROMBUS EXTRACTION CATHETER | BIOMETRIC ALBANIA | 2024-08-22T00:00:00.000+02:00 | LIFE VASCULAR DEVICES BIOTECH S.L. - Adresa: Camí de Can Ubach, 11; Pol. Ind. Les Fallulles, 08620 Sant Vicenç dels Horts-Barcelona-ESPAÑA | DETR14145601, DETR14145701 | Klasa III | Kateter për heqjen e Thrombus-it | Produkte per institucione te kujdesit shendetesor
17111 | Epic™ Max Stented Tissue Valve, Epic™ Max Heart Valve Sizer Set, Epic™ Max Holder Handle | BIOMETRIC ALBANIA | 2024-08-22T00:00:00.000+02:00 | Abbott Medical - Adresa: 177 County Road B East, St. Paul, MN 55117, USA | EMAX-19, EMAX-21, EMAX-23, EMAX-25, EMAX-27, EMAX-1000, E2000-HA | Klasa III | Valvula aortike biologjike te stentuara qe perdoren per zëvendësimin e valvulave aortale te zemrës ose valvulat protetike të aortës të implantuara më parë., Set matesa që ndihmojnë në zgjedhjen e madhësisë së përshtatshme të valvulës., Doreza mbajtëse qe perdoren gjatë procedurës së implantimit të valvulës së zemrës. | Produkte per institucione te kujdesit shendetesor
17112 | Intraoral Scanner | BRIANZA DENT | 2024-09-16T00:00:00.000+02:00 | Ningbo Runyes Medical Instrument Co., Ltd. 032 Building, No. 456, Tonghui Road, Jiangbei Investment & Pioneering Park C, 315033 Ningbo, China. | IOS-11 | Klasa I | Skaner intraoral | Pajisje dentare
17113 | LIMB CLAMP ELECTRODES adult | O.E.S DISTRIMED | 2024-09-12T00:00:00.000+02:00 | GIMA S.p.A. Via Marconi, 1 20060 Gessate (MI) –Italy | 33364 | Klasa I | Aksesore per elektroda | Pajisje nje perdorimeshe
17114 | Oxygen Mask, Oxygen Mask - SMD 704, Adult, Oxygen Mask, Oxygen Mask - SMD 704, Child | T R I M E D | 2024-09-12T00:00:00.000+02:00 | Sterimed Medical Devices Pvt. Ltd., Plot No. 211 A, Sector-16, HSIIDC Bahadurgarh, Jhajjar Haryana– 124507 (INDIA) | Oxygen Mask, Oxygen Mask - SMD 704, Adult, Oxygen Mask, Oxygen Mask - SMD 704, Child | Klasa I | Oxygen mask janë pajisje mjekësore që mbulojnë hundën dhe gojën, duke siguruar një rezervuar oksigjeni për pacientin. Ato lejojnë rritjen e niveleve të oksigjenit në ajrin e thithur, ndihmojnë në parandalimin e rimarrjes së dioksidit të karbonit dhe bëjnë të mundur lagështimin e gazrave për të reduktuar tharjen e mukozës. | Pajisje anestezie dhe respiratore
17115 | Medical Adhesive Tapes, STERIPORE : ADHESIVE TAPE BP 88/USP, Permeable Non-woven Surgical Adhesive Tape IS, Microporous Surgical Tape / Non-Woven Hypoallergic Microporous Surgical Tape/Adhesive Paper Tape/Paper Adhesive Plaster/ Surgical Paper Tape/Paper Plaster, SAFEPORE : ADHESIVE TAPE BP 88/USP, Permeable Non-woven Surgical Adhesive Tape IS, Microporous Surgical Tape / Non-Woven Hypoallergic Microporous Surgical Tape/Adhesive Paper Tape/Paper Adhesive Plaster/ Surgical Paper Tape/Paper Plaster, STERIPORE+ : ADHESIVE TAPE BP 88/USP, Permeable Non-woven Surgical Adhesive Tape IS, Microporous Surgical Tape / Non-Woven Hypoallergic Microporous Surgical Tape/Adhesive Paper Tape/Paper Adhesive Plaster/ Surgical Paper Tape/Paper Plaster, CLEARPORE:ADHESIVE TAPE BP 88, Transparent Perforated Plastic Film Tape / Hypoallergic Transparent Perforated Plastic Film Tape/Transparent Film Tape, POROUS PLAST: Adhesive Tape USP, Adhesive Plaster/ Surgical Adhesive Tape, STERIPLAST EAB: Adhesive Tape Textile Fabric BP 88, Elastic Plaster/ Elastic Self Adhesive Plaster | T R I M E D | 2024-09-12T00:00:00.000+02:00 | STERIMED GROUP, UNIT NO.501, RING ROAD MALL, 21 MANGLAM PLACE ROHINI, SECTOR-3, DELHI NORTHWEST DL 110085, INDIA | N/A, SS 106, SS 106 S, SS 106 P, SS 106 C, SS 100, SS 157 | Klasa I | Medical Adhesive Tapes janë pajisje mjekësore që përdoren për mbajtjen e veshjes së plagës, tubave dhe kanulës etj. në trupin e pacientit. Mbron plagën/ veshjen kirurgjikale nga pluhuri etj. , Përdoren për mbajtjen e veshjes së plagës, tubave dhe kanulës etj. në trupin e pacientit. Mbron plagën/ veshjen kirurgjikale nga pluhuri etj. Shirit ngjitës që përbëhet nga një masë ngjitëse e përhapur në mënyrë uniforme si një shtresë e vazhdueshme ose me hapësira mbi një bazë jo të endur/letër., Përdoren për mbajtjen e veshjes së plagës, tubave dhe kanulës etj. në trupin e pacientit. Mbron plagën/ veshjen kirurgjikale nga pluhuri etj. Shirit ngjitës që përbëhet nga një masë ngjitëse e përhapur në mënyrë uniforme si një shtresë e vazhdueshme ose me hapësira mbi një bazë filmi transparent., Përdoren për mbajtjen e veshjes së plagës, tubave dhe kanulës etj. në trupin e pacientit. Mbron plagën/ veshjen kirurgjikale nga pluhuri etj. Shirit ngjitës që përbëhet nga një masë ngjitëse e përhapur në mënyrë uniforme si një shtresë e vazhdueshme ose me hapësira mbi një bazë pëlhure tekstili., Adhesive Tape textile Fabric B.P. përbëhet nga një pëlhurë e endur prej materiali natyral ose sintetik ose çdo kombinim i tyre, që është e përhapur me një masë ngjitëse. Masa ngjitëse mund të mbrohet me një shtresë të përshtatshme për ruajtje më të mirë të shiritit. Përdoret për të siguruar mbështetje mekanike për kockat e thyera dhe ku kërkohet komprimimi. Përdoret si derdhje e papërpunuar përpara aplikimit të fashës POP për heqjen e ënjtjes. Është pjesë e prerë në formë U dhe përdoret gjithashtu për të rregulluar kanulën në trupin e pacientit. | Produkte per institucione te kujdesit shendetesor
17116 | PHYSIOTHERAPY BED/AD-335/E-090 | O.E.S DISTRIMED | 2024-09-13T00:00:00.000+02:00 | DUMAN ÇELİK EŞYA SAN. VE TİC. A.Ş. BEYLİKDÜZÜ ORGANIZE SAN. BÖLGESİ AÇELYA CADDESİ NO : 39/B1 PK.34520 BEYLİKDÜZÜ – ISTANBUL / TURKEY | AD-335/E-090 | Klasa I | Krevat fizioterapie | Instrumenta shumeperdorimeshe
17117 | Medical Fluid 20 | MONTAL | 2024-09-16T00:00:00.000+02:00 | Boss Lubricants GmbH & Co. KG Chemnitzer Straße 15, 72458 Albstadt, Germany SRN: DE-MF-000005713 | 100005347 | Klasa I | "Vaj per lubrifikimin dhe mirembajtjen e instrumentave mjekesore kirurgjikale. " | Tjeter
17118 | Leaderflex 22G,8cm, Leaderflex 22G,20cm, Leaderflex 22G,15cm, Leaderflex,22G,10cm, Leaderflex,22G,6cm, Leaderflex,22G,4cm, Leaderflex,22G,20cm, Leaderflex,22G,8cm | GREEMED | 2024-08-23T00:00:00.000+02:00 | Vygon GmbH & Co.KG,Prager Ring 100,D-52070 Aachen,Germany | 1212.082, 1212.20, 1212.15, 1212.10, 1212.062, 1212.060, 1212.06, 1212.04, 1212.205, 1212.08 | Klasa IIa | I.V. kanula për pacientët që kërkojnë terapi intravenoze | Tjeter
17119 | Accutrend Cholesterol | E v i t a | 2024-08-22T00:00:00.000+02:00 | Roche Diagnostics GmbH, Sandhofer Strasse 116 68305 Mannheim Germany | 11418262012, 11418262171, 11418262370, 11418254223 | In vitro | Stripe per matjen e kolesterolit ne gjakun kapilar | Pajisje te diagnostifikimit in vitro
17120 | anti-CD8 (SP239) Rabbit Monoclonal Primary Antibody | E v i t a | 2024-08-22T00:00:00.000+02:00 | Ventana Medical Systems Inc. 1910 E Innovation Park Drive Tucson, AZ 85755, USA | 9780041001 | In vitro | Antitrup primar per detektimin e CD8 (SP239) ne imunohistokimi me pajisjen Ventana | Pajisje te diagnostifikimit in vitro
17121 | Control Set DAT I | E v i t a | 2024-08-22T00:00:00.000+02:00 | Roche Diagnostics GmbH Sandhofer Strasse 116 68305 Mannheim Germany | 3312950190 | In vitro | Sete te kontrrollit te droges ne urine | Pajisje te diagnostifikimit in vitro
17122 | VENTANA PD-L1 (SP263) Assay | E v i t a | 2024-08-22T00:00:00.000+02:00 | Roche Diagnostics GmbH Sandhofer Strasse 116 68305 Mannheim Germany | 7419821001 | In vitro | Antitrup primar per detektimin e PD-L1 (SP263) ne imunohistokimi me pajisjen Ventana | Pajisje te diagnostifikimit in vitro
17123 | EEG Monitors SedLine, Physiological Monitoring Systems Root, Pulse Oximeters Radical-7 | Farma Net Albania | 2024-08-22T00:00:00.000+02:00 | Masimo Corporation 52 Discovery, Irvine, CA 92618, USA | 9513, 9515, 9500 | Klasa IIb | EEG Monitors, Physiological Monitoring Systems, Pulse Oximeter | Pajisje anestezie dhe respiratore
17124 | Hypodermic needle | GREEMED | 2024-08-23T00:00:00.000+02:00 | Changzhou Chuangjia Medical Appliance Co., Ltd. Sanhekou Development Zone Zhenglu Town 213115 Changzhou PEOPLE'S REPUBLIC OF CHINA | HN18G38, HN19G38, HN20G38, HN21G25, HN21G38, HN22G32, HN25G16, HN30G13 | Klasa IIa | Age hipodermike | Tjeter
17125 | 3 way stopcock with extension line 25 cm | GREEMED | 2024-08-23T00:00:00.000+02:00 | Shandong Hapool Medical Technology CO.,ltd;West of Kunming Road,West Zone,Economic development district,Heze City,40076 Shandong,P.R.China | 3W-25 | Klasa IIa | Rubinet 3 rrugesh me zgjatues | Tjeter
17126 | Dental filling materials on compozite basis/Mani Micro A4, Dental filling materials on compozite basis/Mani Micro B2, Dental filling materials on compozite basis/Mani Micro B3, Dental filling materials on compozite basis/Mani Micro C2 , Dental filling materials on compozite basis/Mani Micro A3,5, Dental filling materials on compozite basis/Mani Micro B1, Dental filling materials on compozite basis/Mani Micro C3, Dental filling materials on compozite basis/Mani Flo A1, Dental filling materials on compozite basis/Mani Flo A2, Dental filling materials on compozite basis/Mani Flo A3, Dental filling materials on compozite basis/Mani Flo A3,5, Dental filling materials on compozite basis/Mani Flo B2, Dental filling materials on compozite basis/Mani Flo B3, Dental filling materials on compozite basis/Mani Flo-V Bazeliner, Dental filling materials on compozite basis/Mani Flo-V A1, Dental filling materials on compozite basis/Mani Flo-V A2, Dental filling materials on compozite basis/Mani Flo-V A3, Dental filling materials on compozite basis/Mani Flo-V A3.5, Dental filling materials on compozite basis/Mani Flo-V B1, Dental filling materials on compozite basis/Mani Flo-V B2, Dental filling materials on compozite basis/Mani Flo-V B3, Dental filling materials on compozite basis/Mani Flo-V Klar, Dental filling materials on compozite basis/Mani Bulk medium, Dental filling materials on compozite basis/Mani Bulk , Dental filling materials on compozite basis/Mani Micro Universal, Dental filling materials on compozite basis/Mani Nano A1, Dental filling materials on compozite basis/Mani Nano A 2, Dental filling materials on compozite basis/Mani Nano A3, Dental filling materials on compozite basis/Mani Nano A3.5, Dental filling materials on compozite basis/Mani Nano A4, Dental filling materials on compozite basis/Mani Nano B1, Dental filling materials on compozite basis/Mani Nano B2, Dental filling materials on compozite basis/Mani Nano B3, Dental filling materials on compozite basis/Mani Nano Universal, Dental filling materials on compozite basis/Mani Nano C2, Dental filling materials on compozite basis/Mani Nano C3, Dental filling materials on compozite basis/Mani Nano O A2, Dental filling materials on compozite basis/Mani Micro A1, Dental filling materials on compozite basis/Mani Micro A2, Dental filling materials on compozite basis/Mani Micro A3 | "DANA" DENTAL P. HARISIS & CO | 2024-08-23T00:00:00.000+02:00 | MANI MEDICAL GERMANY; GmbhHertha-Sponer-Strave2 611911 Rosbach v.d.Hohe, GERNANY | C17+2, C18+2, C19+1, C20+1, 436106, 436108, 436112, 435339, C25+1, C26+2, C27-1, 435344, 435345, 435353, 435346, C32+1, C33+1, C34+1, C35+1, C36+1, C37+1, 435354, 436100, 436001, 436124, 436125, 436126, 436127, 436128, C6+1, C7+1, C8+1, C9+1, 435381, 436133, 436134, 435380, 436103, C15+1, C16+1 | Klasa IIa | Materiale mbushëse dentare në bazë kompozite | Pajisje dentare
17127 | HYDROCOLLOID DRESSING MIGHTY PATCH The Original, HYDROCOLLOID DRESSING MIGHTY PATCH Invisible+, HYDROCOLLOID DRESSING MIGHTY PATCH Duo, HYDROCOLLOID DRESSING MIGHTY PATCH Surface | BYLIS PHARMA SHPK | 2024-08-23T00:00:00.000+02:00 | T&L Co., LTD 70-17, Wonam-ro, Won-gok-myeon, Anseong-si, Gyeonggi-do, 17554, Republika e Koresë se Jugut | MP012EU, MP013EU, MP009EU, MP006EU | Is | Patch-et hidrokoloide MIGHTY PATCH kane per qellim to mbrojne pjesen siperfaqesore te lekures, duke krijuar nje barriere mekanike kundrejt bakterieve te jashtme, ujit ose ndotesve, si dhe te perthithin eksudatet nga lekura, sic mund te jene qelbi ose yndrnat. Te gjitha produktet e games se patch-eve hidrokoloide MIGHTY PATCH duhet te perdoren nje here te vetme. | Pajisje nje perdorimeshe
17128 | MULTI-SLICE CT SCANNER SYSTEM, NeuViz Glory+ | 2 A - PHARMA | 2024-08-23T00:00:00.000+02:00 | Neusoft Medical Systems Co., LTD, No.177-1 Chuangxin Road, Hunnan District, Shenyang, China 110167 | Z110306 | Klasa IIb | tomografia e kompjuterizuar(CT scan) | Pajisje diagnostikuese dhe terapeutike me rezatim
17129 | touchTymp- Impedance and Tone Audiometer-hearing assessment -Maico | 2 A - PHARMA | 2024-08-23T00:00:00.000+02:00 | MAICO Diagnostics GmbH, Sickingenstr. 70-71, 10553 Berlin, Germany | touchTymp MI 36 | Klasa IIa | Pajisje per vlerësimin e dëgjimit | Tjeter
17130 | Catheter Introducer, GUYON mandrel f.rubber cathet. | MONTAL | 2024-09-16T00:00:00.000+02:00 | Dimeda Instrumente GmbH, Gänsäcker 54+58, D-78532 Tuttlingen, GERMANY SRN: DE-MF-000005584 | 66.185.35 | Klasa I | Tel udhëzues që futet në uretër ose në çarjen suprapubike për të udhëzuar hyrjen e kateterit në fshikëzën urinare. | Instrumenta shumeperdorimeshe
17131 | RADIFOCUS Torque Device | BIOMETRIC ALBANIA | 2024-09-16T00:00:00.000+02:00 | Terumo Medical Products(Hangzhou) Co.,Ltd, - Adresa: M4-9-5 Hangzhou Economic & Technological Development Zone, 310018 Hangzhou, People's Republic of China | XX*RF02MH, XX*RF02TH | Klasa I | Pajisje mbeshtetese e destinuar kryesisht per t'u perdorur kur drejton nje tel udhezues, i cili perdoret per angiografi perkutane dhe trajtim nen fluoroskopi, ne vendin e synuar. (Aksesore per tela udhezues) | Produkte per institucione te kujdesit shendetesor
17132 | 150 cm,latex free Y site,luer lock terminal,in polybag | GREEMED | 2024-08-23T00:00:00.000+02:00 | Shandong Hapool Medical Technology CO.,ltd;West of Kunming Road,West Zone,Economic Development District,Heze City,40076 Shandong,P.R.China | TRASFYLL | Klasa IIa | Set transfusioni | Tjeter
17133 | ASAHI PTCA Guide Wire ASAHI SION blue/ASAHI SION blue, ASAHI PTCA Guide Wire ASAHI SION blue/ASAHI SION blue 190cm, ASAHI PTCA Guide Wire ASAHI SION blue/ASAHI SION blue 300cm, ASAHI PTCA Guide Wire ASAHI SION blue/ASAHI SION blue J, ASAHI PTCA Guide Wire ASAHI SION blue/ASAHI SION blue 190cm J, ASAHI PTCA Guide Wire ASAHI SION blue/ASAHI SION blue 300cm J, ASAHI PTCA Guide Wire ASAHI SION blue/ASAHI SION blue 190cm Pre-shape, ASAHI PTCA Guide Wire ASAHI SION blue/ASAHI SION blue 300cm Pre-shape | O.E.S DISTRIMED | 2024-08-27T00:00:00.000+02:00 | ASAHI INTECC CO.,LTD Medical Division 3-100 Akatsuki-cho,Seto,Aichi 489-0071 Japan | AHW14R004S, AHW14R104S, AHW14R304S, AHW14R004J, AHW14R104J, AHW14R304J, AHW14R104P, AHW14R304P | Klasa III | Tela udhezues PTCA,perdorim ne kardiologji | Pajisje nje perdorimeshe
17134 | ASAHI PTCA Guide Wire ASAHI SION black/ASAHI SION black, ASAHI PTCA Guide Wire ASAHI SION black/ASAHI SION black J, ASAHI PTCA Guide Wire ASAHI SION black/ASAHI SION black Pre-Shape, ASAHI PTCA Guide Wire ASAHI SION black/ASAHI SION black 300cm, ASAHI PTCA Guide Wire ASAHI SION black/ASAHI SION black 300cm J, ASAHI PTCA Guide Wire ASAHI SION black/ASAHI SION black 300cm Pre-shape | O.E.S DISTRIMED | 2024-08-27T00:00:00.000+02:00 | ASAHI INTECC CO.,LTD Medical Division 3-100 Akatsuki-cho,Seto,Aichi 489-0071 Japan | APW14R010S, APW14R010J, APW14R010P, APW14R310S, APW14R310J, APW14R310P | Klasa III | Tela udhezues PTCA,perdorim ne kardiologji | Pajisje nje perdorimeshe
17135 | Aneroid Sphygmomanometers (YTON) | BIOMETRIC ALBANIA | 2024-08-27T00:00:00.000+02:00 | GIMA S.p.A. - Adresa: Via Marconi, 1 20060 Gessate (MI), Italia | 32720; 32703; 32693 | Im | Pajisje per matjen e presionit te gjakut | Produkte per institucione te kujdesit shendetesor
17136 | DICOM Printer HighCap Xp - Firmware V10.x, DICOM Printer HighCap XLp - Firmware V1.x | MONTAL | 2024-09-17T00:00:00.000+02:00 | Colenta Labortechnik GmbH & Co. KG Neunkirchner Straße 117 A-2700 Wiener Neustadt Austria (SRN): AT-MF-000016797 | DX16656411, DX16610376 | Klasa I | Eshte printer mjekesor i perfitimit te imazheve me reze lazer nepermjet filmave qe perpunohen termikisht pa pasur nevojen e perpunimit kimik te lagur | Instrumenta shumeperdorimeshe
17137 | GII CMT GRV TIB BSPL SIZE 9 RIGHT, GII CMT GRV TIB BSPL SIZE 9 LEFT, GII OXINIUM FEM SIZE 3 RIGHT, GII OXINIUM FEM SIZE 4 RIGHT, GII OXINIUM FEM SIZE 5 RIGHT, GII OXINIUM FEM SIZE 6 RIGHT, GII OXINIUM FEM SIZE 7 RIGHT, GII OXINIUM FEM SIZE 8 RIGHT, GII CMT TIB SIZE 1 LEFT, GII CMT TIB SIZE 2 LEFT, GII CMT TIB SIZE 3 LEFT, GII CMT TIB SIZE 4 LEFT, GII CMT TIB SIZE 5 LEFT, GII CMT TIB SIZE 6 LEFT, GII CMT TIB SIZE 7 LEFT, GII CMT TIB SIZE 8 LEFT, GII CMT TIB SIZE 1 RIGHT, GII CMT TIB SIZE 2 RIGHT, GII CMT TIB SIZE 3 RIGHT, GII CMT TIB SIZE 4 RIGHT, GII CMT TIB SIZE 5 RIGHT, GII CMT TIB SIZE 6 RIGHT, GII NONPOROUS TIB SIZE 7 RIGHT, GII CMT TIB SIZE 8 RIGHT, GII CR POLY TIB SIZE 1 9MM LEFT, GII CR POLY TIB SIZE 1 11MM LEFT, GII CR POLY TIB SIZE 1 13MM LEFT, GII CR POLY TIB SIZE 1 15MM LEFT, GII CR POLY TIB SIZE 2 9MM LEFT, GII CR POLY TIB SIZE 2 11MM LEFT, GII CR POLY TIB SIZE 2 13MM LEFT, GII CR POLY TIB SIZE 2 15MM LEFT, GII CR POLY TIB SIZE 3 9MM LEFT, GII CR POLY TIB SIZE 3 11MM LEFT, GII CR POLY TIB SIZE 3 13MM LEFT, GII CR POLY TIB SIZE 3 15MM LEFT, GII CR POLY TIB SIZE 4 9MM LEFT, GII CR POLY TIB SIZE 4 11MM LEFT, GII CR POLY TIB SIZE 4 13MM LEFT, GII CR POLY TIB SIZE 4 15MM LEFT, GII CR POLY TIB SIZE 5 9MM LEFT, GII CR POLY TIB SIZE 5 11MM LEFT, GII CR POLY TIB SIZE 5 13MM LEFT, GII CR POLY TIB SIZE 5 15MM LEFT, GII CR ALL POLY TIB SIZE 6 9MM LEFT, GII CR ALL POLY TIB SIZE 6 11MM LEFT, GII CR ALL POLY TIB SIZE 6 13MM LEFT, GII CR ALL POLY TIB SIZE 6 15MM LEFT, GII CR ALL POLY TIB SIZE 7 9MM LEFT, GII CR ALL POLY TIB SIZE 7 11MM LEFT, GII CR ALL POLY TIB SIZE 7 13MM LEFT, GII CR ALL POLY TIB SIZE 7 15MM LEFT, GII CR ALL POLY TIB SIZE 8 9MM LEFT, GII CR ALL POLY TIB SIZE 8 11MM LEFT, GII CR ALL POLY TIB SIZE 8 13MM LEFT, GII CR ALL POLY TIB SIZE 8 15MM LEFT, GII CR POLY TIB SIZE 1 9MM RIGHT, GII CR POLY TIB SIZE 1 11MM RIGHT, GII CR POLY TIB SIZE 1 13MM RIGHT, GII CR POLY TIB SIZE 1 15MM RIGHT, GII CR POLY TIB SIZE 2 9MM RIGHT, GII CR POLY TIB SIZE 2 11MM RIGHT, GII CR POLY TIB SIZE 2 13MM RIGHT, GII CR POLY TIB SIZE 2 15MM RIGHT, GII CR POLY TIB SIZE 3 9MM RIGHT, GII CR POLY TIB SIZE 3 11MM RIGHT, GII CR POLY TIB SIZE 3 13MM RIGHT, GII CR POLY TIB SIZE 3 15MM RIGHT, GII CR POLY TIB SIZE 4 9MM RIGHT, GII CR POLY TIB SIZE 4 11MM RIGHT, GII CR POLY TIB SIZE 4 13MM RIGHT, GII CR POLY TIB SIZE 4 15MM RIGHT, GII CR POLY TIB SIZE 5 9MM RIGHT, GII CR POLY TIB SIZE 5 11MM RIGHT, GII CR POLY TIB SIZE 5 13MM RIGHT, GII CR POLY TIB SIZE 5 15MM RIGHT, GII CR ALL POLY TIB SIZE 6 9MM RIGHT, GII CR ALL POLY TIB SIZE 6 11MM RIGHT, GII CR ALL POLY TIB SIZE 6 13MM RIGHT, GII CR ALL POLY TIB SIZE 6 15MM RIGHT, GII CR ALL POLY TIB SIZE 7 9MM RIGHT, GII CR ALL POLY TIB SIZE 7 11MM RIGHT, GII CR ALL POLY TIB SIZE 7 13MM RIGHT, GII CR ALL POLY TIB SIZE 7 15MM RIGHT, GII CR ALL POLY TIB SIZE 8 9MM RIGHT, GII CR ALL POLY TIB SIZE 8 11MM RIGHT, GII CR ALL POLY TIB SIZE 8 13MM RIGHT, GII CR ALL POLY TIB SIZE 8 15MM RIGHT, GII PS ALL POLY TIB SIZE 1 9MM LEFT, GII PS ALL POLY TIB SIZE 1 11MM LEFT, GII PS ALL POLY TIB SIZE 1 13MM LEFT, GII PS ALL POLY TIB SIZE 1 15MM LEFT, GII PS ALL POLY TIB SIZE 2 9MM LEFT, GII PS ALL POLY TIB SIZE 2 11MM LEFT, GII PS ALL POLY TIB SIZE 2 13MM LEFT, GII PS ALL POLY TIB SIZE 2 15MM LEFT, GII PS ALL POLY TIB SIZE 3 9MM LEFT, GII PS ALL POLY TIB SIZE 3 11MM LEFT, GII PS ALL POLY TIB SIZE 3 13MM LEFT, GII PS ALL POLY TIB SIZE 3 15MM LEFT, GII PS ALL POLY TIB SIZE 4 9MM LEFT, GII PS ALL POLY TIB SIZE 4 11MM LEFT, GII PS ALL POLY TIB SIZE 4 13MM LEFT, GII PS ALL POLY TIB SIZE 4 15MM LEFT, GII PS ALL POLY TIB SIZE 5 9MM LEFT, GII PS ALL POLY TIB SIZE 5 11MM LEFT, GII PS ALL POLY TIB SIZE 5 13MM LEFT, GII PS ALL POLY TIB SIZE 5 15MM LEFT, GII PS ALL POLY TIB SIZE 6 9MM LEFT, GII PS ALL POLY TIB SIZE 6 11MM LEFT, GII PS ALL POLY TIB SIZE 6 13MM LEFT, GII PS ALL POLY TIB SIZE 6 15MM LEFT, GII PS ALL POLY TIB SIZE 7 9MM LEFT, GII PS ALL POLY TIB SIZE 7 11MM LEFT, GII PS ALL POLY TIB SIZE 7 13MM LEFT, GII PS ALL POLY TIB SIZE 7 15MM LEFT, GII PS ALL POLY TIB SIZE 8 9MM LEFT, GII PS ALL POLY TIB SIZE 8 11MM LEFT, GII PS ALL POLY TIB SIZE 8 13MM LEFT, GII PS ALL POLY TIB SIZE 8 15MM LEFT, GII PS ALL POLY TIB SIZE 1 9MM RIGHT, GII PS ALL POLY TIB SIZE 1 11MM RIGHT, GII PS ALL POLY TIB SIZE 1 13MM RIGHT, GII PS ALL POLY TIB SIZE 1 15MM RIGHT, GII PS ALL POLY TIB SIZE 2 9MM RIGHT, GII PS ALL POLY TIB SIZE 2 11MM RIGHT, GII PS ALL POLY TIB SIZE 2 13MM RIGHT, GII PS ALL POLY TIB SIZE 2 15MM RIGHT, GII PS ALL POLY TIB SIZE 3 9MM RIGHT, GII PS ALL POLY TIB SIZE 3 11MM RIGHT, GII PS ALL POLY TIB SIZE 3 13MM RIGHT, GII PS ALL POLY TIB SIZE 3 15MM RIGHT, GII PS ALL POLY TIB SIZE 4 9MM RIGHT, GII PS ALL POLY TIB SIZE 4 11MM RIGHT, GII PS ALL POLY TIB SIZE 4 13MM RIGHT, GII PS ALL POLY TIB SIZE 4 15MM RIGHT, GII PS ALL POLY TIB SIZE 5 9MM RIGHT, GII PS ALL POLY TIB SIZE 5 11MM RIGHT, GII PS ALL POLY TIB SIZE 5 13MM RIGHT, GII PS ALL POLY TIB SIZE 5 15MM RIGHT, GII PS ALL POLY TIB SIZE 6 9MM RIGHT, GII PS ALL POLY TIB SIZE 6 11MM RIGHT, GII PS ALL POLY TIB SIZE 6 13MM RIGHT, GII PS ALL POLY TIB SIZE 6 15MM RIGHT, GII PS ALL POLY TIB SIZE 7 9MM RIGHT, GII PS ALL POLY TIB SIZE 7 11MM RIGHT, GII PS ALL POLY TIB SIZE 7 13MM RIGHT, GII PS ALL POLY TIB SIZE 7 15MM RIGHT, GII PS ALL POLY TIB SIZE 8 9MM RIGHT, GII PS ALL POLY TIB SIZE 8 11MM RIGHT, GII PS ALL POLY TIB SIZE 8 13MM RIGHT, GII PS ALL POLY TIB SIZE 8 15MM RIGHT, GII CR ARIGHT INS SIZE 1-2 9MM, GII CR ART INS SIZE 1- 2 11MM, GII CR ART INS SIZE 1- 2 13MM, GII CR ART INS SIZE 1- 2 15MM, GII CR ART INS SIZE 1- 2 18MM, GII CR ART INS SIZE 3- 4 9MM, GII CR ART INS SIZE 3- 4 11MM, GII CR ART INS SIZE 3- 4 13MM, GII CR ART INS SIZE 3- 4 15MM, GII CR ART INS SIZE 3- 4 18MM, GII CR ART INS SIZE 5- 6 9MM, GII CR ART INS SIZE 5- 6 11MM, GII CR ART INS SIZE 5- 6 13MM, GII CR ART INS SIZE 5- 6 15MM, GII CR ART INS SIZE 5- 6 18MM, GII CR ART INS SIZE 7- 8 9MM, GII CR ART INS SIZE 7- 8 11MM, GII CR ART INS SIZE 7- 8 13MM, GII CR ART INS SIZE 7- 8 15MM, GII CR ART INS SIZE 7- 8 18MM, GII CON INS SIZE 3-4 11MM, GII CON INS SIZE 3-4 13MM, GII CON INS SIZE 3-4 15MM, GII CON INS SIZE 3-4 18MM, GII CON INS SIZE 3-4 21MM, GII CON INS SIZE 3-4 25MM, GII CON INS SIZE 3-4 30MM, GII CON INS SIZE 5-6 11MM, GII CON INS SIZE 5-6 13MM, GII CON INS SIZE 5-6 15MM, GII CON INS SIZE 5-6 18MM, GII CON INS SIZE 5-6 21MM, GII CON INS SIZE 5-6 25MM, GII CON INS SIZE 5-6 30MM, GII CON INS SIZE 7-8 11MM, GII CON INS SIZE 7-8 13MM, GII CON INS SIZE 7-8 15MM, GII CON INS SIZE 7-8 18MM, GII CON INS SIZE 7-8 21MM, GII CON INS SIZE 7-8 25MM, GII CON INS SIZE 7-8 30MM, GII BICONVEX PAT 23MM, GII BICONVEX PAT 26MM, GII BICONVEX PAT 29MM, GII BICONVEX PAT 32MM, GII RESURF PAT 29MM, GII RESURF PAT 32MM, GII RESURF PAT 35MM, GII RESURF PAT 26MM, GII DISHED INSRT SIZE 1-2 9MM, GII DISHED INSRT SIZE 1-2 11MM, GII DISHED INSRT SIZE 1-2 13MM, GII DISHED INSRT SIZE 1-2 15MM, GII DISHED INSRT SIZE 1-2 18MM, GII DISHED INSRT SIZE 1-2 21MM, GII DISHED INSRT SIZE 3-4 9MM, GII DISHED INSRT SIZE 3-4 11MM, GII DISHED INSRT SIZE 3-4 13MM, GII DISHED INSRT SIZE 3-4 15MM, GII DISHED INSRT SIZE 3-4 18MM, GII DISHED INSRT SIZE 3-4 21MM, GII DISHED INSRT SIZE 5-6 9MM, GII DISHED INSRT SIZE 5-6 11MM, GII DISHED INSRT SIZE 5-6 13MM, GII DISHED INSRT SIZE 5-6 15MM, GII DISHED INSRT SIZE 5-6 18MM, GII DISHED INSRT SIZE 5-6 21MM, GII DISHED INSRT SIZE 7-8 9MM, GII DISHED INSRT SIZE 7-8 11MM, GII DISHED INSRT SIZE 7-8 13MM, GII DISHED INSRT SIZE 7-8 {} 15MM, GII DISHED INSRT SIZE 7-8 18MM, GII DISHED INSRT SIZE 7-8 21MM, GII PS INSRT SIZE 1-2 9MM, GII PS INSRT SIZE 1-2 11MM, GII PS INSRT SIZE 1-2 13MM, GII PS INSRT SIZE 1-2 15MM, GII PS INSRT SIZE 1-2 18MM, GII PS INSRT SIZE 1-2 21MM, GII PS INSRT SIZE 1-2 25MM, GII PS INSRT SIZE 3-4 9MM, GII PS INSRT SIZE 3-4 11MM, GII PS INSRT SIZE 3-4 13MM, GII PS INSRT SIZE 3-4 15MM, GII PS INSRT SIZE 3-4 18MM, GII PS INSRT SIZE 3-4 21MM, GII PS INSRT SIZE 3-4 25MM, GII PS INSRT SIZE 5-6 9MM, GII PS INSRT SIZE 5-6 11MM, GII PS INSRT SIZE 5-6 13MM, GII PS INSRT SIZE 5-6 15MM, GII PS INSRT SIZE 5-6 18MM, GII PS INSRT SIZE 5-6 21MM, GII PS INSRT SIZE 5-6 25MM, GII PS INSRT SIZE 7-8 9MM, GII PS INSRT SIZE 7-8 11MM, GII PS INSRT SIZE 7-8 13MM, GII PS INSRT SIZE 7-8 15MM, GII PS INSRT SIZE 7-8 18MM, GII PS INSRT SIZE 7-8 21MM, GII PS INSRT SIZE 7-8 25MM, GII CONST INSRT SIZE 1-2 11MM, GII CONST INSRT SIZE 1-2 13MM, GII CONST INSRT SIZE 1-2 15MM, GII CONST INSRT SIZE 1-2 18MM, GII CONST INSRT SIZE 1-2 21MM, GII CONST INSRT SIZE 1-2 25MM, GII CONST INSRT SIZE 1-2 30MM, GII OXIN PS FEM LEFT SIZE 2, GII OXIN PS FEM LEFT SIZE 3, GII OXIN PS FEM LEFT SIZE 4, GII OXIN PS FEM LEFT SIZE 5, GII OXIN PS FEM LEFT SIZE 6, GII OXIN PS FEM LEFT SIZE 7, GII OXIN PS FEM LEFT SIZE 8, GII OVAL RESURFACING PAT 29MM, GII OVAL RESURFACING PAT 32MM, GII OVAL RESURFACING PAT 35MM, GII OVAL RESURFACING PAT 38MM, GII OVAL RESURFACING PAT 41MM, GII OXIN PS FEM RIGHT SIZE 2, GII OXIN PS FEM RIGHT SIZE 3, GII OXIN PS FEM RIGHT SIZE 4, GII OXIN PS FEM RIGHT SIZE 5, GII OXIN PS FEM RIGHT SIZE 6, GII OXIN PS FEM RIGHT SIZE 7, GII OXIN PS FEM RIGHT SIZ 8, GII PS HI FLEX ISRT SIZE 1-2 9, GII PS HI FLEX ISRT SIZE 1-2 11, GII PS HI FLEX ISRT SIZE 1-2 13, GII PS HI FLEX ISRT SIZE 1-2 15, GII PS HI FLEX ISRT SIZE 1-2 18, GII PS HI FLEX ISRT SIZE 1-2 21, GII PS HI FLEX ISRT SIZE 1-2 25, GII PS HI FLEX ISRT SIZE 3-4 9, GII PS HI FLEX ISRT SIZE 3-4 11, GII PS HI FLEX ISRT SIZE 3-4 13, GII PS HI FLEX ISRT SIZE 3-4 15, GII PS HI FLEX ISRT SIZE 3-4 18, GII PS HI FLEX ISRT SIZE 3-4 21, GII PS HI FLEX ISRT SIZE 3-4 25, GII PS HI FLEX ISRT SIZE 5-6 9, GII PS HI FLEX ISRT SIZE 5-6 11, GII PS HI FLEX ISRT SIZE 5-6 13, GII PS HI FLEX ISRT SIZE 5-6 15, GII PS HI FLEX ISRT SIZE 5-6 18, GII PS HI FLEX ISRT SIZE 5-6 21, GII PS HI FLEX ISRT SIZE 5-6 25, GII PS HI FLEX ISRT SIZE 7-8 9, GII PS HI FLEX ISRT SIZE 7-8 11, GII PS HI FLEX ISRT SIZE 7-8 13, GII PS HI FLEX ISRT SIZE 7-8 15, GII PS HI FLEX ISRT SIZE 7-8 18, GII PS HI FLEX ISRT SIZE 7-8 21, GII PS HI FLEX ISRT SIZE 7-8 25, GII CR DEEP FLEX ISRT S1-2 9M, GII CR DEEP FLEX ISRT S1-2 11M, GII CR DEEP FLEX ISRT S1-2 13M, GII CR DEEP FLEX ISRT S1-2 15M, GII CR DEEP FLEX ISRT S1-2 18M, GII CR DEEP FLEX ISRT S3-4 9M, GII CR DEEP FLEX ISRT S3-4 11M, GII CR DEEP FLEX ISRT S3-4 13M, GII CR DEEP FLEX ISRT S3-4 15M, GII CR DEEP FLEX ISRT S3-4 18M, GII CR DEEP FLEX ISRT S5-6 9M, GII CR DEEP FLEX ISRT S5-6 11M, GII CR DEEP FLEX ISRT S5-6 13M, GII CR DEEP FLEX ISRT S5-6 15M, GII CR DEEP FLEX ISRT S5-6 18M, GII CR DEEP FLEX ISRT S7-8 9M, GII CR DEEP FLEX ISRT S7-8 11M, GII CR DEEP FLEX ISRT S7-8 13M, GII CR DEEP FLEX ISRT S7-8 15M, GII CR DEEP FLEX ISRT S7-8 18M, GII RESURF PATELLA 38MM, GII RESURF PATELLA 41MM, GII CR NONPOROUS OXINIUM SIZE 9 LEFT, GII PS NONPOROUS OXINIUM SIZE 9 LEFT, GII CR NONPOROUS OXINIUM SIZE 9 RIGHT, GII PS NONPOROUS OXINIUM SIZE 9 RIGHT, GII CR FEM SIZE 1 LEFT, GII CR FEM SIZE 2 LEFT, GII CR FEM SIZE 3 LEFT, GII CR FEM SIZE 4 LEFT, GII CR FEM SIZE 5 LEFT, GII CR FEM SIZE 6 LEFT, GII CR FEM SIZE 7 LEFT, GII CR FEM SIZE 8 LEFT, GII CR FEM SIZE 1 RIGHT, GII CR FEM SIZE 2 RIGHT, GII CR FEM SIZE 3 RIGHT, GII CR FEM SIZE 4 RIGHT, GII CR FEM SIZE 5 RIGHT, GII CR FEM SIZE 6 RIGHT, GII CR FEM SIZE 7 RIGHT, GII CR FEM SIZE 8 RIGHT, GII NONPOROUS PS FEM SIZE 1 LEFT, GII NONPOROUS PS FEM SIZE 2 LEFT, GII NONPOROUS PS FEM SIZE 3 LEFT, GII NONPOROUS PS FEM SIZE 4 LEFT, GII NONPOROUS PS FEM SIZE 5 LEFT, GII NONPOROUS PS FEM SIZE 6 LEFT, GII NONPOROUS PS FEM SIZE 7 LEFT, GII NONPOROUS PS FEM SIZE 8 LEFT, GII NONPOROUS PS FEM SIZE 1 RIGHT, GII NONPOROUS PS FEM SIZE 2 RIGHT, GII NONPOROUS PS FEM SIZE 3 RIGHT, GII NONPOROUS PS FEM SIZE 4 RIGHT, GII NONPOROUS PS FEM SIZE 5 RIGHT, GII NONPOROUS PS FEM SIZE 6 RIGHT, GII NONPOROUS PS FEM SIZE 7 RIGHT, GII NONPOROUS PS FEM SIZE 8 RIGHT, GII OXINIUM FEM SIZE 2 LEFT, GII OXINIUM FEM SIZE 3 LEFT, GII OXINIUM FEM SIZE 4 LEFT, GII OXINIUM FEM SIZE 5 LEFT, GII OXINIUM FEM SIZE 6 LEFT, GII OXINIUM FEM SIZE 7 LEFT, GII OXINIUM FEM SIZE 8 LEFT, GII OXINIUM FEM SIZE 2 RIGHT | LAYO | 2024-08-12T00:00:00.000+02:00 | Smith & Nephew, Inc.; 1450 Brooks Road, Memphis, Tennessee, 38116, USA | 71931716, 71931923, 71420148, 71420150, 71420152, 71420154, 71420156, 71420158, 71420160, 71420162, 71420164, 71420166, 71420168, 71420170, 71420172, 71420174, 71420176, 71420180, 71420182, 71420184, 71420186, 71420188, 71420190, 71420191, 71420224, 71420226, 71420228, 71420230, 71420232, 71420234, 71420236, 71420238, 71420240, 71420242, 71420244, 71420246, 71420248, 71420250, 71420252, 71420254, 71420256, 71420258, 71420260, 71420262, 71420264, 71420266, 71420268, 71420270, 71420272, 71420274, 71420276, 71420278, 71420280, 71420282, 71420284, 71420286, 71420288, 71420290, 71420292, 71420294, 71420296, 71420298, 71420300, 71420302, 71420304, 71420306, 71420308, 71420310, 71420312, 71420314, 71420316, 71420318, 71420320, 71420322, 71420324, 71420326, 71420328, 71420330, 71420332, 71420334, 71420336, 71420338, 71420340, 71420342, 71420344, 71420346, 71420348, 71420350, 71420352, 71420354, 71420356, 71420358, 71420360, 71420362, 71420364, 71420366, 71420368, 71420370, 71420372, 71420374, 71420376, 71420378, 71420380, 71420382, 71420384, 71420386, 71420388, 71420390, 71420392, 71420394, 71420396, 71420398, 71420400, 71420402, 71420404, 71420406, 71420408, 71420410, 71420412, 71420414, 71420416, 71420418, 71420420, 71420422, 71420424, 71420426, 71420428, 71420430, 71420432, 71420434, 71420436, 71420438, 71420440, 71420442, 71420444, 71420446, 71420448, 71420450, 71420452, 71420454, 71420456, 71420458, 71420460, 71420462, 71420464, 71420466, 71420468, 71420470, 71420472, 71420474, 71420476, 71420478, 71420480, 71420482, 71420484, 71420486, 71420488, 71420490, 71420492, 71420494, 71420496, 71420498, 71420500, 71420502, 71420504, 71420506, 71420508, 71420510, 71420512, 71420514, 71420516, 71420518, 71420524, 71420526, 71420528, 71420530, 71420532, 71420534, 71420536, 71420538, 71420540, 71420542, 71420544, 71420546, 71420548, 71420550, 71420552, 71420554, 71420556, 71420558, 71420560, 71420562, 71420564, 71420566, 71420568, 71420570, 71420572, 71420574, 71420576, 71420578, 71420580, 71420754, 71420756, 71420758, 71420760, 71420762, 71420764, 71420766, 71420768, 71420770, 71420772, 71420774, 71420776, 71420778, 71420780, 71420782, 71420784, 71420786, 71420788, 71420790, 71420792, 71420794, 71420796, 71420798, 71420800, 71420802, 71420804, 71420806, 71420808, 71420810, 71420812, 71420814, 71420816, 71420818, 71420820, 71420822, 71420824, 71420826, 71420828, 71420830, 71420832, 71420834, 71420836, 71420838, 71420840, 71420842, 71420844, 71420846, 71420848, 71420850, 71420852, 71420854, 71420856, 71420960, 71420962, 71420964, 71420966, 71420968, 71420970, 71420972, 71421012, 71421013, 71421014, 71421015, 71421016, 71421017, 71421018, 71421029, 71421032, 71421035, 71421038, 71421041, 71421112, 71421113, 71421114, 71421115, 71421116, 71421117, 71421118, 71421501, 71421502, 71421503, 71421504, 71421505, 71421506, 71421507, 71421508, 71421509, 71421510, 71421511, 71421512, 71421513, 71421514, 71421515, 71421516, 71421517, 71421518, 71421519, 71421520, 71421521, 71421522, 71421523, 71421524, 71421525, 71421526, 71421527, 71421528, 71421531, 71421532, 71421533, 71421534, 71421535, 71421536, 71421537, 71421538, 71421539, 71421541, 71421542, 71421543, 71421544, 71421545, 71421546, 71421547, 71421548, 71421549, 71421551, 71421552, 71926225, 71926226, 71930007, 71930008, 71930009, 71930010, 71420000, 71420002, 71420004, 71420006, 71420008, 71420010, 71420012, 71420014, 71420016, 71420018, 71420020, 71420022, 71420024, 71420026, 71420028, 71420030, 71420096, 71420098, 71420100, 71420102, 71420104, 71420106, 71420108, 71420110, 71420112, 71420114, 71420116, 71420118, 71420120, 71420122, 71420124, 71420126, 71420130, 71420132, 71420134, 71420136, 71420138, 71420140, 71420142, 71420146 | Klasa III | Pajisje mjeksore të implantueshme, sistem protezimi I cimentuar per gjurin, për përdorim në pacientë me skelet të maturuar., Pajisje mjeksore të implantueshme, sistem protezimi i cimentuar për gjurin, për përdorim në pacientë me skelet të maturuar. | Pajisje te implantueshme aktive
17138 | ASAHI PTCA Guide Wire ASAHI SION /ASAHI SION, ASAHI PTCA Guide Wire ASAHI SION/ASAHI SION 190cm, ASAHI PTCA Guide Wire ASAHI SION /ASAHI SION 300cm, ASAHI PTCA Guide Wire ASAHI SION /ASAHI SION J, ASAHI PTCA Guide Wire ASAHI SION /ASAHI SION 190cm J, ASAHI PTCA Guide Wire ASAHI SION /ASAHI SION 300cm J, ASAHI PTCA Guide Wire ASAHI SION /ASAHI SION 190cm Pre-shape, ASAHI PTCA Guide Wire ASAHI SION /ASAHI SION 300cm Pre-shape | O.E.S DISTRIMED | 2024-08-27T00:00:00.000+02:00 | ASAHI INTECC CO.,LTD Medical Division 3-100 Akatsuki-cho,Seto,Aichi 489-0071 Japan | AHW14R001S, AHW14R101S, AHW14R301S, AHW14R001J, AHW14R101J, AHW14R301J, AHW14R101P, AHW14R301P | Klasa III | Tela udhezues per PTCA ,perdorim ne kardiologji | Pajisje nje perdorimeshe
17139 | ASAHI PTCA Guide Wire ASAHI SION blue ES/ASAHI SION blue ES, ASAHI PTCA Guide Wire ASAHI SION blue ES/ASAHI SION blue ES J, ASAHI PTCA Guide Wire ASAHI SION blue ES/ASAHI SION blue ES Pre-shape | O.E.S DISTRIMED | 2024-08-27T00:00:00.000+02:00 | ASAHI INTECC CO.,LTD Medical Division 3-100 Akatsuki-cho,Seto,Aichi 489-0071 Japan | AHW14R017S, AHW14R317S, AHW14R017J, AHW14R317J, AHW14R017P, AHW14R317P | Klasa III | Tela udhezues PTCA,per perdorim ne kardiologji | Pajisje nje perdorimeshe
17140 | Prothsesis head B Ø 28 mm; long +3.5 mm; 12/14, Prothsesis head B Ø 28 mm; extra extra long +10.5 mm; 12/14, Prothsesis head B Ø 32 mm; short -4 mm; 12/14, Prothsesis head B Ø 32 mm; long +4 mm; 12/14, Prothsesis head B Ø 36 mm; medium 0 mm; 12/14, Prothsesis head B Ø 36 mm; long +4 mm; 12/14, Prothsesis head B Ø 36 mm; long +18 mm; 12/15, Prothsesis head B Ø 32 mm; extra long +6.5 mm; 12/14, Prothsesis head B Ø 32 mm; +10.5 mm; 12/14, Prothsesis head B Ø 32 mm; +12 mm; 14/16, Prothsesis head B Ø 32 mm; +12.5 mm; 12/14, Prothsesis head B Ø 32 mm; +14 mm; 14/16, Prothsesis head B Ø 32 mm; +14.5 mm; 12/14, Prothsesis head B Ø 32 mm; +16 mm; 14/16, Prothsesis head B Ø 32 mm; +16.5 mm; 12/14, Prothsesis head B Ø 32 mm; +18 mm; 14/16, Prothsesis head B Ø 32 mm; +18,5 mm; 12/14, Prothsesis head B Ø 32 mm; +20 mm; 14/16, Prothsesis head B Ø 32 mm; +20,5 mm; 12/14, Prothsesis head B Ø 32 mm; +22 mm; 14/16, Prothsesis head B Ø 32 mm; +23.5 mm; 12/14, Prothsesis head B Ø 32 mm; +23 mm; 14/16, Prothsesis head B Ø 32 mm; +24.5 mm; 12/14, Prothsesis head B Ø 32 mm; -r26.5 mm; 12/14, Prothsesis head B Ø 32 mm; +26 mm; 14/16, Prothsesis head B Ø 32 mm; +28.5 mm; 12/14, Prothsesis head B Ø 32 mm; +30.5 mm; 12/14, Prothsesis head B Ø 32 mm; +30 mm; 14/16, Prothsesis head B Ø 32 mm; +33 mm; 14/16, Prothsesis head B Ø 32 mm; +35 mm; 14/16, Prothsesis head B Ø 36 mm; short -4 mm; 12/14, Prothsesis head B Ø 36 mm; medium 0mm; 12/14, Prothsesis head B Ø 36 mm; long 4+mm; 12/14, Prothsesis head B Ø 36 mm; extra long +8 mm; 12/14, Prothsesis head B Ø 32 mm; medium 0 mm; 12/14, Prothsesis head B Ø 24 mm; short -3.5 mm; 12/14, Prothsesis head B Ø 28 mm; +10 mm; 14/16, Prothsesis head B Ø 32 mm; extra extra long +8 mm; 14/16, Prothsesis head B Ø 32 mm; short -6 mm; 14/16, Prothsesis head B Ø 32 mm; medium -2 mm; 14/16, Prothsesis head B Ø 32 mm; long +2 mm; 14/16, Prothsesis head B Ø 28 mm; short -3.5 mm; 12/14, Prothsesis head B Ø 28 mm; medium 0 mm; 12/14, Prothsesis head B Ø 28 mm; short -4 mm; 14/16, Prothsesis head B Ø 28 mm; long +4 mm; 14/16, Prothsesis head B Ø 28 mm; extra extra long +10.5 mm; 12/14, Prothsesis head B Ø 32 mm; extra long +8.5 mm; 12/14, Prothsesis head B Ø 22 mm; short -3.5 mm; 12/14, Prothsesis head B Ø 22 mm; medium 0 mm; 12/14, Prothsesis head B Ø 26 mm; long +3.5 mm; 12/14, Prothsesis head B Ø 28 mm; short -3.5 mm; 12/14, Prothsesis head B Ø 28 mm; medium 0 mm; 12/14, Prothsesis head B Ø 28 mm; extra long 10.5 mm; 12/14, Prothsesis head B Ø 32 mm; medium 0 mm; 12/14, Prothsesis head B Ø 32 mm; extra long +8.5 mm; 12/14, Prothsesis head B Ø 28 mm; short -4 mm; 14/16, Prothsesis head B Ø 28 mm; medium 0 mm; 14/16, Prothsesis head B Ø 28 mm; long +4 mm; 14/16, Prothsesis head B Ø 28 mm; extra extra long +10 mm; 14/16, Prothsesis head B Ø 32 mm; -6 mm; 14/16, Prothsesis head B Ø 32 mm; -2 mm; 14/16, Prothsesis head B Ø 32 mm; +2 mm; 14/16, Prothsesis head B Ø 32 mm; extra long +8 mm; 14/16, Prothsesis head B Ø 38 mm; -9 mm; 14/16, Prothsesis head B Ø 38 mm; -5 mm; 14/16, Prothsesis head B Ø 38 mm; -1 mm; 14/16, Prothsesis head B Ø 38 mm; -r5 mm; 14/16, Prothsesis head B Ø 32 mm; long 0 mm; 12/14, Prothsesis head B Ø 32 mm; long -0 mm; 12/15, Prothsesis head B Ø 32 mm; medium -4 mm; 12/15, Prothsesis head B Ø 24 mm; short -3.5 mm; 12/14, Prothsesis head B Ø 28 mm;short -3.5 mm; 12/14, Prothsesis head B Ø 24 mm; medium 0 mm; 12/14, Prothsesis head B Ø 28 mm; long +3.5 mm; 12/14, Prothsesis head B Ø 32 mm; short -4 mm; 12/14, Prothsesis head B Ø 32 mm; long +4 mm; 12/14, Prothsesis head B Ø 26 mm; short -3.5 mm; 12/14, Prothsesis head B Ø 26 mm; medium 0 mm; 12/14, Prothsesis head B Ø 26 mm;Iong 3.5 mm; 12/14, Prothsesis head B Ø 28 mm; extra long +7 mm; 12/14, Prothsesis head B Ø 28 mm; extra long +8.5 mm; 12/14, Prothsesis head B Ø 28 mm; +12.5 mm; 12/14, Prothsesis head B Ø 28 mm; 14 mm; 14/16, Prothsesis head B Ø 28 mm; 14.5 mm; 12/14, Prothsesis head B Ø 28 mm; +16.5 mm; 12/14, Prothsesis head B Ø 28 mm; +18 mm; 14/16, Prothsesis head B Ø 28 mm; +18.5 mm; 12/14, Prothsesis head B Ø 28 mm; +20 mm; 14/16, Prothsesis head B Ø 28 mm; +20,5 mm; 12/14, Prothsesis head B Ø 28 mm; +22.5 mm; 12/14, Prothsesis head B Ø 28 mm; +23 mm; 14/16, Prothsesis head B Ø 28 mm; +23.5 mm; 12/14, Prothsesis head B Ø 28 mm; +26 mm; 14/16, Prothsesis head B Ø 28 mm; +26.5 mm; 12/14, Prothsesis head B Ø 28 mm; +30 mm; 14/16, Prothsesis head B Ø 28 mm; +30.5 mm; 12/14, Prothsesis head B Ø 28 mm; +33.5 mm; 12/14 | OrthoNet 360 | 2024-08-27T00:00:00.000+02:00 | Waldemar Link GmbH & Co. KG Barkhausenweg 10 22339 Hamburg, Germany | 198-822/02, 198-824/01, 198-824/02, 198-826/01, 198-826/02, 198-826/03, 198-828/01, 198-828/02, 198-828/03, 198-828/04, 198-828/05, 198-832/01, 198-832/02, 198-832/03, 198-832/04, 198-836/01, 198-836/02, 198-836/03, 198-836/04, 99-0707/58, 99-1500/58, 99-0150/62, 99-0707/62, 99-0150/64, 99-0707/64, 99-0150/66, 99-0707/66, 99-0150/68, 99-0707/68, 99-0150/70, 99-0707/70, 99-0150/72, 99-0707/72, 99-0150/73, 99-0707/73, 99-0150/74, 99-0150/76, 99-0707/76, 99-0150/78, 99-0150/80, 99-0707/80, 99-0707/83, 99-0707/85, 128-836/01, 128-836/02, 128-836/03, 128-836/04, 120-746, 120-747, 120-748, 120-754, 120-755, 120-756, 198-822/01, 120-743/46, 120-743/49, 128-703, 128-707, 128-740, 128-741, 128-742, 128-743/46, 128-743/49, 128-744, 128-745, 128-746, 128-747, 128-748, 128-750, 128-751, 128-752, 128-754, 128-755, 128-756, 128-783, 128-787, 128-822/01, 128-822/02, 128-824/01, 128-824/02, 128-826/01, 128-826/02, 128-826/03, 128-828/01, 128-828/02, 128-828/03, 128-828/04, 128-832/01, 128-832/02, 128-832/03, 128-832/04, 15-1546/50, 15-1546/54, 15-1546/58, 15-1546/64, 15-1548/50, 15-1548/54, 15-1548/58, 15-1548/64, 15-1550/50, 15-1550/54, 15-1550/58, 15-1550/64, 172-754, 172-755, 172-756, 172-757, 290-001/24, 290-001/28, 290-002/24, 290-002/28, 290-003/28, 290-011/32, 290-012/32, 290-013/32, 128-749/46, 128-749/49, 128-749/53, 99-0783/56, 99-0783/58, 99-0783/62, 99-0703/64, 99-0783/64, 99-0783/66, 99-0703/68, 99-0783/68, 99-0703/70, 99-0783/70, 99-0783/72, 99-0703/73, 99-0783/73, 99-0703/76, 99-0783/76, 99-0703/80, 99-0783/80, 99-0783/83 | Klasa III | Implant ortopedik qe perdoret per zevendesimin e kokes femorale | Pajisje te implantueshme jo aktive
17141 | Vario -Cup, I- ø 22 mm O-ø 39 mm, Vario -Cup, I-ø 22 mm O-ø 40 mm, Vario -Cup, I- ø 22 mm O-ø 41 mm, Vario -Cup, I- ø 22 mm O-ø 43 mm, Vario -Cup, I- ø 22 mm O-ø 44 mm, Vario -Cup, I- ø 22 mm O-ø 51 mm, Vario -Cup, I- ø 22 mm O-ø 52 mm, Vario -Cup, I- ø 22 mm O-ø 53 mm, Vario -Cup, I- ø 22 mm O-ø 54 mm, Vario -Cup, I- ø 24 mm O-ø 55 mm, Vario -Cup, I- ø 24 mm O-ø 39 mm, Vario -Cup, I- ø 24 mm O-ø 40 mm, Vario -Cup, I- ø 24 mm O-ø 42 mm, Vario -Cup, I- ø 24 mm O-ø 43 mm, Vario -Cup, I- ø 28 mm O-ø 44 mm, Vario -Cup, I- ø 28 mm O-ø 45 mm, Vario -Cup, I- ø 28 mm O-ø 48 mm, Vario -Cup, I- ø 28 mm O-ø 56 mm, Vario -Cup, I- ø 28 mm O-ø 57 mm, Vario -Cup, I- ø 28 mm O-ø 64 mm, Vario -Cup, I- ø 32 mm O-ø 56 mm, Vario -Cup, I- ø 32 mm O-ø 57 mm, Vario -Cup, I- ø 32 mm O-ø 58 mm, Vario -Cup, I- ø 32 mm O-ø 63 mm, Vario -Cup, I- ø 32 mm O-ø 65 mm, Vario -Cup, I- ø 32 mm O-ø 49 mm, Vario -Cup, I- ø 32 mm O-ø 50 mm, Vario -Cup, I- ø 32 mm O-ø 51 mm, Vario -Cup, I- ø 32 mm O-ø 52 mm, Vario -Cup, I- ø 32 mm O-ø 53 mm, Vario -Cup, I- ø 32 mm O-ø 54 mm, Vario -Cup, I- ø 32 mm O-ø 55 mm, Vario -Cup, I- ø 32 mm O-ø 64 mm, Safety ring for prosthesis head diameter 28 mm, Vario -Cup, I- ø 22 mm O-ø 40 mm, Vario -Cup, I- ø 22 mm O-ø 42 mm, Vario -Cup, I- ø 22 mm O-ø 45 mm, Vario -Cup, I- ø 22 mm O-ø 46 mm, Vario -Cup, I- ø 22 mm O-ø 47 mm, Vario -Cup, I- ø 22 mm O-ø 48 mm, Vario -Cup, I- ø 22 mm O-ø 49 mm, Vario -Cup, I- ø 22 mm O-ø 50 mm, Vario -Cup, I- ø 22 mm O-ø 55 mm, Vario -Cup, I- ø 24 mm O-ø 41 mm, Vario -Cup, I- ø 28 mm O-ø 46 mm, Vario -Cup, I- ø 28 mm O-ø 47 mm, Vario -Cup, I- ø 28 mm O-ø 49 mm, Vario -Cup, I- ø 28 mm O-ø 50 mm, Vario -Cup, I- ø 28 mm O-ø 51 mm, Vario -Cup, I- ø 28 mm O-ø 52 mm, Vario -Cup, I- ø 28 mm O-ø 53 mm, Vario -Cup, I- ø 28 mm O-ø 54 mm, Vario -Cup, I- ø 28 mm O-ø 55 mm, Vario -Cup, I- ø 28 mm O-ø 58 mm, Vario -Cup, I- ø 28 mm O-ø 59 mm, Vario -Cup, I- ø 28 mm O-ø 60 mm, Vario -Cup, I- ø 28 mm O-ø 61 mm, Vario -Cup, I- ø 28 mm O-ø 62 mm, Vario -Cup, I- ø 28 mm O-ø 63 mm, Vario -Cup, I- ø 28 mm O-ø 65 mm, Vario -Cup, I- ø 32 mm O-ø 59 mm, Vario -Cup, I- ø 32 mm O-ø 60 mm, Vario -Cup, I- ø 32 mm O-ø 61 mm, Vario -Cup, I- ø 32 mm O-ø 62 mm, Safety ring for prosthesis head diameter 32 mm, Safety ring for prosthesis head diameter 22 mm | OrthoNet 360 | 2024-08-27T00:00:00.000+02:00 | Waldemar Link GmbH & Co. KG Barkhausenweg 10 22339 Hamburg, Germany | 99-0055/39, 99-0055/40, 99-0055/41, 99-0055/42, 99-0055/43, 99-0055/44, 99-0055/45, 99-0055/46, 99-0055/47, 99-0055/48, 99-0055/49, 99-0055/50, 99-0055/51, 99-0055/52, 99-0055/53, 99-0055/54, 99-0055/55, 107-210/39, 107-210/40, 107-210/41, 107-210/42, 107-210/43, 107-220/44, 107-220/45, 107-220/46, 107-220/47, 107-220/48, 107-220/49, 107-220/50, 107-220/51, 107-220/52, 107-220/53, 107-220/54, 107-220/55, 107-220/56, 107-220/57, 107-220/59, 107-220/60, 107-220/61, 107-220/63, 107-220/64, 107-220/65, 107-220/58, 107-220/62, 107-230/49, 107-230/50, 107-230/51, 107-230/52, 107-230/53, 107-230/54, 107-230/55, 107-230/56, 107-230/57, 107-230/58, 107-230/59, 107-230/60, 107-230/61, 107-230/62, 107-230/63, 107-230/64, 107-230/65, 107-200/28, 107-200/32, 107-200/22, 99-0056/39, 99-0056/40, 99-0056/41, 99-0056/42, 99-0056/43, 99-0056/44, 99-0056/45, 99-0056/46, 99-0056/47, 99-0056/48, 99-0056/49, 99-0056/50, 99-0056/51, 99-0056/52, 99-0056/53, 99-0056/54, 99-0056/55, 107-240/39, 107-240/40, 107-240/41, 107-240/42, 107-240/43, 107-240/44, 107-240/45, 107-240/46, 107-240/47, 107-240/48, 107-240/49, 107-240/50, 107-240/51, 107-240/52, 107-240/53, 107-240/54, 107-240/55, 107-240/56, 107-240/57, 107-240/58, 107-240/59, 107-240/60, 107-240/61, 107-240/62, 107-240/63, 107-240/64, 107-240/65, 107-260/49, 107-260/50, 107-260/51, 107-260/52, 107-260/53, 107-260/54, 107-260/55, 107-260/56, 107-260/57, 107-260/58, 107-260/59, 107-260/60, 107-260/61, 107-260/62, 107-260/63, 107-260/64, 107-260/65, 107-201/28, 107-201/32, 107-201/22 | Klasa III | Implant ortopedik qe perdoret per zevendesimin e kokes femorale. | Pajisje te implantueshme jo aktive
17142 | INST SET 9734833 UNIVERSAL NAVLOCK, TAPS 9735469 CD HORIZON SOLERA | O.E.S DISTRIMED | 2024-08-27T00:00:00.000+02:00 | Medtronic Navigation Inc.200 Medtronic Drive,Lafayette,CO 80026,USA | 9734833, 9735469 | Sistem ose pakete proceduriale | Set instrumentash per Neuronavigatorin,per perdorim gjate procedurave kirurgjikale | Instrumenta shumeperdorimeshe
17143 | Continuous Glucose Monitoring System /S9 CGM System | O.E.S DISTRIMED | 2024-08-28T00:00:00.000+02:00 | Medtrum Technologies Inc Building 3 and Building 8,No.200 Niudun Road Shanghai China | MD1160 | Klasa IIa | Sistem monitorimi per glukozen ne gjak | Instrumenta shumeperdorimeshe
17144 | Ultrasound Scanner HERA Z20, SW Option HERA Z20 2D Follicle , SW Option HERA Z20 5D CNS +TM, SW Option HERA Z20 5D Follicle TM, SW Option HERA Z20 5D Heart Color TM, SW Option HERA Z20 5D LB TM, SW Option HERA Z20 5D Limb Vol. TM, SW Option HERA Z20 5D NT TM, SW Option HERA Z20 ADVR, SW Option HERA Z20 ArterialAnalysis TM, SW Option HERA Z20 AutoIMT+, SW Option HERA Z20 CrystalVue TM, SW Option HERA Z20 CrystalVue Flow TM, SW Option HERA Z20 CW Function, SW Option HERA Z20 E-Cervix TM, SW Option HERA Z20 ElastoScan +TM, SW Option HERA Z20 E-Strain TM, SW Option HERA Z20 EzVolume TM, SW Option HERA Z20 IOTA-ADNEX, SW Option HERA Z20 IOTA-SRrisk, SW Option HERA Z20 LaborAssist TM, SW Option HERA Z20 Live ViewAssist TM, SW Option HERA Z20 Mobile Export, SW Option HERA Z20 MPI +, SW Option HERA Z20 MV-Flow, SW Option HERA Z20 Panoramic +, SW Option HERA Z20 S-Detect TM for Breast, SW Option HERA Z20 S-Detect TM for Thyroid, SW Option HERA Z20 Slice A, SW Option HERA Z20 SonoSync TM , SW Option HERA Z20 UterineAssist | PEGASUS. | 2024-08-28T00:00:00.000+02:00 | Samsung Medison Co., Ltd. 3366, Hanseo-ro, Nam-myeon, Hongcheon-gun, Gangwon-do 25108, Republic of Korea | HERA Z20, HERA Z20 2D Follicle , HERA Z20 5D CNS +TM, HERA Z20 5D Follicle TM, HERA Z20 5D Heart Color TM, HERA Z20 5D LB TM, HERA Z20 5D Limb Vol. TM, HERA Z20 5D NT TM, HERA Z20 ADVR, HERA Z20 ArterialAnalysis TM, HERA Z20 AutoIMT+, HERA Z20 CrystalVue TM, HERA Z20 CrystalVue Flow TM, HERA Z20 CW Function, HERA Z20 E-Cervix TM, HERA Z20 ElastoScan +TM, HERA Z20 E-Strain TM, HERA Z20 EzVolume TM, HERA Z20 IOTA-ADNEX, HERA Z20 IOTA-SRrisk, HERA Z20 LaborAssist TM, HERA Z20 Live ViewAssist TM, HERA Z20 Mobile Export, HERA Z20 MPI +, HERA Z20 MV-Flow, HERA Z20 Panoramic +, HERA Z20 S-Detect TM for Breast, HERA Z20 S-Detect TM for Thyroid, HERA Z20 Slice A, HERA Z20 SonoSync TM , HERA Z20 UterineAssist | Klasa IIa | Eshte skaner me ultratinguj qe perdoret per nje game te gjere | Pajisje diagnostikuese dhe terapeutike me rezatim
ekzaminimesh klinike., Eshte sonde e aparatit diagnostik skaner me ultratinguj HERA Z20.
17145 | SW Option V5 LumiFlow TM, SW Option V5 Mobile Export , SW Option V5 MPI+, SW Option V5 MV-Flow TM, SW Option V5 NeedleMate +TM, SW Option V5 NerveTrack TM, SW Option V5 Panoramic +, SW Option V5 QUS TM (TAI TM, TSI TM), SW Option V5 RealisticVue TM, SW Option V5 S-Detect TM for Breast , SW Option V5 S-Detect TM for Thyroid, SW Option V5 S-Shearwave Imaging TM, SW Option V5 SEE Stream , SW Option V5 Smart 4D, SW Option V5 SonoSync TM, SW Option V5 Strain +, SW Option V5 StressEcho, SW Option V5 System Activation, SW Option V5 UterineAssist TM, SW Option V5 ViewAssist TM, SW Option V5 XI STIC, SW Option V5 AutoIMT+, SW Option V5 AutoEF, SW Option V5 BiometryAssist TM, SW Option V5 Cardiac Measurement , SW Option V5 CEUS+, SW Option V5 CrystalVue, SW Option V5 CrystalVue Flow TM, SW Option V5 CW Function, SW Option V5 DICOM, SW Option V5 E-Strain TM, SW Option V5 Elastoscan+ TM, SW Option V5 Expended Storage, SW Option V5 EzAssist TM, SW Option V5 EzExam+TM, SW Option V5 EzHRI TM, SW Option V5 HDVI TM, SW Option V5 HeartAssist TM, SW Option V5 HQ-Vision TM, SW Option V5 IOTA-ADNEX , SW Option V5 LaborAssist TM, Ultrasound Scanner V5, SW Option V5 2D FollicleTM, SW Option V5 5D CNS+TM, SW Option V5 5D Follicle TM, SW Option V5 5D Heart Color TM, SW Option V5 5D LB TM, SW Option V5 5D Limb Vol.TM, SW Option V5 5D NT TM, SW Option V5 ADVR TM, SW Option V5 ArterialAnalysis TM | PEGASUS. | 2024-08-28T00:00:00.000+02:00 | Samsung Medison Co., Ltd. 3366, Hanseo-ro, Nam-myeon, Hongcheon-gun, Gangwon-do 25108, Republic of Korea | V5 LumiFlow TM, V5 Mobile Export , V5 MPI+, V5 MV-Flow TM, V5 NeedleMate +TM, V5 NerveTrack TM, V5 Panoramic +, V5 QUS TM (TAI TM, TSI TM), V5 RealisticVue TM, V5 S-Detect TM for Breast , V5 S-Detect TM for Thyroid, V5 S-Shearwave Imaging TM, V5 SEE Stream , V5 Smart 4D, V5 SonoSync TM, V5 Strain +, V5 StressEcho, V5 System Activation, V5 UterineAssist TM, V5 ViewAssist TM, V5 XI STIC, V5 AutoIMT+, V5 AutoEF, V5 BiometryAssist TM, V5 Cardiac Measurement , V5 CEUS+, V5 CrystalVue, V5 CrystalVue Flow TM, V5 CW Function, V5 DICOM, V5 E-Strain TM, V5 Elastoscan+ TM, V5 Expended Storage, V5 EzAssist TM, V5 EzExam+TM, V5 EzHRI TM, V5 HDVI TM, V5 HeartAssist TM, V5 HQ-Vision TM, V5 IOTA-ADNEX , V5 LaborAssist TM, V5, V5 2D FollicleTM, V5 5D CNS+TM, V5 5D Follicle TM, V5 5D Heart Color TM, V5 5D LB TM, V5 5D Limb Vol.TM, V5 5D NT TM, V5 ADVR TM, V5 ArterialAnalysis TM | Klasa IIa | Eshte sonde e skanerit me ultratinguj Ultrasound Scanner V5., Eshte skaner me ultratinguj qe perdoret ne nje game te gjere | Pajisje diagnostikuese dhe terapeutike me rezatim
ekzaminimesh klinike.
17146 | Ultrasound Scanner RS85 SW Option RS85 NerveTrack | PEGASUS. | 2024-08-28T00:00:00.000+02:00 | Samsung Medison Co., Ltd. 3366, Hanseo-ro, Nam-myeon, Hongcheon-gun, Gangwon-do 25108, Republic of Korea | RS85 NerveTrack | Klasa IIa | Eshte sonde e aparatit skaner me ultratinguj RS85 qe perdoret per qellime ekzaminuese diagnostike te ndryshme. | Pajisje diagnostikuese dhe terapeutike me rezatim
17147 | Ultrasound Scanner V7 SW option V7 HeartAssist TM | PEGASUS. | 2024-08-28T00:00:00.000+02:00 | Samsung Medison Co., Ltd. 3366, Hanseo-ro, Nam-myeon, Hongcheon-gun, Gangwon-do 25108, Republic of Korea | V7 HeartAssist TM | Klasa IIa | Eshte sonde e aparatit skaner me ultratinguj V7 qe perdoret per qellime ekzaminuese diagnostike te ndryshme. | Pajisje diagnostikuese dhe terapeutike me rezatim
17148 | Medical Fluid 100 | MONTAL | 2024-09-16T00:00:00.000+02:00 | Boss Lubricants GmbH & Co. KG Chemnitzer Straße 15, 72458 Albstadt, Germany SRN: DE-MF-000005713 | 100005756 | Klasa I | "Vaj per lubrifikimin dhe mirembajtjen e instrumentave mjekesore kirurgjikale. " | Tjeter
17149 | digene® HC2 DNA Collection Device | BIOMETRIC ALBANIA | 2024-09-17T00:00:00.000+02:00 | QIAGEN Sciences - Adresa: 19300 Germantown Rd Germantown, MD 20874 USA | 619234 | Klasa I | Pajisje per marrjen dhe transportin e kampioneve cervikale dhe vaginale qe do testohen ne papilomavirus human. | Produkte per institucione te kujdesit shendetesor
17150 | Balloon, Intra Aortic and Control /Ultra IABP Catheter Kit | O.E.S DISTRIMED | 2024-08-27T00:00:00.000+02:00 | Insightra Medical Inc. Main Site:2543 Madison Street #105,Clarksville,Tennessee,37043,United States | IMU7F-20, IMU7F-25, IMU7F-30, IMU7F-35, IMU7F-40 | Klasa II | Kit balon kateter Intra Aortik | Pajisje nje perdorimeshe
17151 | Lacri-vision | IMI PHARMA Albania | 2024-08-27T00:00:00.000+02:00 | Bruschettini S.R.L. Via Isnozo, 6, 16147 Genova, GE, Italia | Lacri-vision | Klasa IIa | Zëvendësues lakrimal. Mbrojtës, hiratues, lubrifikues, pika për lente okulare, për të lehtësuar ndjesine e thatësisë dhe acarimin e lehtë të syrit të shkaktuar nga kushtet mjedisore (ajri i kondicionuar, tymi, pluhuri, rrezatimi diellor), lodhja, ekspozimi i zgjatur ndaj monitorit te kompjuterit | Pajisje oftalmike dhe optike
17152 | NovaLisa® Measles Virus IgG (MEAG0330), Microtiterplate (MTP), IgG Sample Dilution Buffer (DIL G), Stop Solution (SOLN STOP), Washing Buffer (WASH BUF 20x), Conjugate (CONJ), TMB Substrate Solution (SUB TMB), Negative Control (CONTROL -), Cut-off Control (CUT OFF), Positive Control (control +) | ALBIOMED | 2024-08-28T00:00:00.000+02:00 | Gold Standard Diagnostics Frankfurt GmBH, Waldstraße 23 A6 63128 Dietzenbach Germany | MEAG0330 | In vitro | Analize per percaktimin sasior te antitrupave IgG ndaj antigjenit Measles Virus ne serumin human; mikrotiterplate, Diluent, stop, wash, konjugat, TMB substrat, kontroll negativ, kontroll cut-off, kontroll pozitiv. | Pajisje te diagnostifikimit in vitro
17153 | NovaLisa® Measles Virus IgM (MEAM0330), Microtiterplate (MTP), IgM Sample Dilution Buffer (DIL G), Stop Solution (SOLN STOP), Washing Buffer (WASH BUF 20x), Conjugate (CONJ), TMB Substrate Solution (SUB TMB), Negative Control (CONTROL -), Cut-off Control (CUT OFF), Positive Control (control +) | ALBIOMED | 2024-08-28T00:00:00.000+02:00 | Gold Standard Diagnostics Frankfurt GmBH, Waldstraße 23 A6 63128 Dietzenbach Germany | MEAM0330 | In vitro | Analize per percaktimin sasior te antitrupave IgM ndaj antigjenit Measles Virus ne serumin human; mikrotiterplate, Diluent, stop, wash, konjugat, TMB substrat, kontroll negativ, kontroll cut-off, kontroll pozitiv. | Pajisje te diagnostifikimit in vitro
17154 | Bipolar Prosthesis Stainless Steel/UHMWPE 43/28, Bipolar Prosthesis Stainless Steel/UHMWPE 44/28, Bipolar Prosthesis Stainless Steel/UHMWPE 45/28, Bipolar Prosthesis Stainless Steel/UHMWPE 46/28, Bipolar Prosthesis Stainless Steel/UHMWPE 47/28, Bipolar Prosthesis Stainless Steel/UHMWPE 48/28, Bipolar Prosthesis Stainless Steel/UHMWPE 49/28, Bipolar Prosthesis Stainless Steel/UHMWPE 50/28, Bipolar Prosthesis Stainless Steel/UHMWPE 51/28, Bipolar Prosthesis Stainless Steel/UHMWPE 52/28, Bipolar Prosthesis Stainless Steel/UHMWPE 53/28, Bipolar Prosthesis Stainless Steel/UHMWPE 54/28, Bipolar Prosthesis Stainless Steel/UHMWPE 55/28, Bipolar Prosthesis Stainless Steel/UHMWPE 56/28, Bipolar Prosthesis Stainless Steel/UHMWPE 57/28, Bipolar Prosthesis Stainless Steel/UHMWPE 58/28, Bipolar Prosthesis Stainless Steel/UHMWPE 59/28, Bipolar Prosthesis Stainless Steel/UHMWPE 60/28, Bipolar Prosthesis Stainless Steel/UHMWPE 39/22, Bipolar Prosthesis Stainless Steel/UHMWPE 40/22, Bipolar Prosthesis Stainless Steel/UHMWPE 41/22, Bipolar Prosthesis Stainless Steel/UHMWPE 42/22 | LAYO | 2024-08-28T00:00:00.000+02:00 | Smith & Nephew Orthopaedics AG, Oberneuhofstrasse 10d, 6340 Baar, Switzerland | 75004360, 75004363, 75004364, 75004365, 75004366, 75004367, 75004368, 75004369, 75004370, 75004371, 75004375, 75004376, 75004377, 75004378, 75004379, 75004380, 75004381, 75004382, 75100912, 75100913, 75100914, 75100915 | Klasa III | Pajisje të implantueshme protezimi për artikulacionet, që përdoren në shërbimin e ortopedisë si komponent femoral, në rastin e protezave pjesore. | Pajisje te implantueshme aktive
17155 | Tibial Liner PCK, Size C1-2 11mm, Tibial Liner PCK, Size C1-2 14mm, Tibial Liner PCK. Size C1-2 17mm, Tibial Liner PCK. Size C1-2 20mm, Tibial Liner PCK, Size C1-2 23mm, Tibial Liner PCK, Size C1-2 27mm, Tibial Liner PCK, Size C1-2 31mm, Tibial Liner PCK, Size C3-4 11mm, Tibial Liner PCK, Size C3-4 14mm, Tibial Liner PCK, Size C3-4 17mm, Tibial Liner PCK, Size C3-4 20mm, Tibial Liner PCK, Size C3-4 23mm, Tibial Liner PCK, Size C3-4 27mm, Tibial Liner PCK, Size C3-4 31mm, Tibial Liner PCK, Size D1-2 11mm, Tibial Liner PCK, Size D1-2 14mm, Tibial Liner PCK, Size D1-2 17mm, Tibial Liner PCK, Size D1-2 20mm, Tibial Liner PCK, Size D1-2 23mm, Tibial Liner PCK, Size D1-2 27mm, Tibial Liner PCK, Size D1-2 31mm, Tibial Liner PCK, Size D3-4 11mm, Tibial Liner PCK, Size D3-4 14mm, Tibial Liner PCK, Size D3-4 17mm, Tibial Liner PCK, Size D3-4 20mm, Tibial Liner PCK, Size D3-4 23mm, Tibial Liner PCK, Size D3-4 27mm, Tibial Liner PCK, Size D3-4 31mm, Tibial Liner PCK, Size E3-4 11mm, Tibial Liner PCK, Size E3-4 14mm, Tibial Liner PCK Size E3-4 17mm, Tibial Liner PCK, Size E3-4 20mm, Tibial Liner PCK, Size E3-4 23mm, Tibial Liner PCK, Size E3-4 27mm, Tibial Liner PCK, Size E3-4 31mm, Tibial Liner PCK, Size E5-6 11mm, Tibial Liner PCK, Size E5-6 14mm, Tibial Liner PCK, Size E5-6 17mm, Tibial Liner PCK, Size E5-6 20mm, Tibial Liner PCK, Size E5-6 23mm, Tibial Liner PCK, Size E5-6 27mm, Tibial Liner PCK, Size E5-6 31mm, Tibial Liner PCK, Size F3-4 11mm, Tibial Liner PCK, Size F3-4 14mm, Tibial Liner PCK, Size F3-4 17mm, Tibial Liner PCK, Size F3-4 20mm, Tibial Liner PCK, Size F3-4 23mm, Tibial Liner PCK, Size F3-4 27mm, Tibial Liner PCK, Size F3-4 31mm, Tibial Liner PCK, Size F5-6 11mm, Tibial Liner PCK, Size F5-6 14mm, Tibial Liner PCK, Size F5-6 17mm, Tibial Liner PCK, Size F5-6 20mm, Tibial Liner PCK, Size F5-6 23mm, Tibial Liner PCK, Size F5-6 27mm, Tibial Liner PCK, Size F5-6 31mm, Tibial Liner PCK, Size F7-8 11mm, Tibial Liner PCK, Size F7-8 14mm, Tibial Liner PCK, Size F7-8 17mm, Tibial Liner PCK, Size F7-8 20mm, Tibial Liner PCK, Size F7-8 23mm, Tibial Liner PCK, Size F7-8 27mm, Tibial Liner PCK, Size F7-8 31mm, Tibial Liner PCK, Size G5-6 11mm, Tibial Liner PCK, Size G5-6 14mm, Tibial Liner PCK, Size G5-6 17mm, Tibial Liner PCK, Size G5-6 20mm, Tibial Liner PCK, Size G5-6 23mm, Tibial Liner PCK, Size G5-6 27mm, Tibial Liner PCK, Size G5-6 31mm, Tibial Liner PCK, Size G7-8 11mm, Tibial Liner PCK, Size G7-8 14mm, Tibial Liner PCK, Size G7-8 17mm, Tibial Liner PCK, Size G7-8 20mm, Tibial Liner PCK, Size G7-8 23mm, Tibial Liner PCK, Size G7-8 27mm, Tibial Liner PCK, Size G7-8 31mm, Tibial Liner PCK, Size H7-8 11mm, Tibial Liner PCK, Size H7-8 14mm, Tibial Liner PCK, Size H7-8 17mm, Tibial Liner PCK, Size H7-8 20mm, Tibial Liner PCK, Size H7-8 23mm, Tibial Liner PCK, Size H7-8 27mm, Tibial Liner PCK, Size H7-8 31mm, Augment Screw 7mm, Augment Screw 12mm, Augment Screw 17mm, Stem Extension 9x40mm, Stem Extension 12x40mm, Stem Extension 15x40mm, Stem Extension 7.5x75mm, Stem Extension 9x75mm, Stem Extension 10.5x75mm, Stem Extension 12x75mm, Stem Extension 13.5x75mm, Stem Extension 15x75mm, Stem Extension 16.5x75mm, Stem Extension 18x75mm, Stem Extension 20x75mm, Stem Extension 22x75mm, Stem Extension 24x75mm, Stem Extension 7.5x100mm, Stem Extension 9x100mm, Stem Extension 10.5x100mm, Stem Extension 12x100mm, Stem Extension 13.5x100mm, Stem Extension 15x100mm, Stem Extension 16.5x100mm, Stem Extension 18x100mm, Stem Extension 20x100mm, Stem Extension 22x100mm, Stem Extension 24x100mm, Stem Extension 7.5x150mm, Stem Extension 9x150mm, Stem Extension 10.5x150mm, Stem Extension 12x150mm, Stem Extension 13.5x150mm, Stem Extension 15x150mm, Stem Extension 16.5x150mm, Stem Extension 18x150mm, Stem Extension 20x150mm, Stem Extension 22x150mm, Stem Extension 24x150mm, Stemmed Tibial Base Plate Size 1, Stemmed Tibial Base Plate Size 2, Stemmed Tibial Base Plate Size 3, Stemmed Tibial Base Plate Size 4, Stemmed Tibial Base Plate Size 5, Stemmed Tibial Base Plate Size 6, Stemmed Tibial Base Plate Size 7, Stemmed Tibial Base Plate Size 8, Femoral CR L A, Femoral CR L B, Femoral CR L C, Femoral CR L D, Femoral CR L E, Femoral CR L F, Femoral CR L G, Femoral CR L H, Femoral CR R A, Femoral CR R B, Femoral CR R C, Femoral CR R D, Femoral CR R E, Femoral CR R F, Femoral CR R G, Femoral CR R H, Femoral PS L A, Femoral PS L B, Femoral PS L C, Femoral PS L D, Femoral PS L E, Femoral PS L F, Femoral PS L G, Femoral PS L H, Femoral PS R A, Femoral PS R B, Femoral PS R C, Femoral PS R D, Femoral PS R E, Femoral PS R F, Femoral PS R G, Femoral PS R H, Patellar 8 25 Universal, Patellar 8 28 Universal, Patellar 8 31 Universal, Patellar 8 34 Universal, Patellar 8 37 Universal, Patellar 8 40 Universal, Tibial Liner UC Metal Backed C3-4 16mm, Tibial Liner UC Metal Backed C3-4 17mm, Tibial Liner UC Metal Backed D1 -2 09mm, Tibial Liner UC Metal Backed D1-2 10mm, Tibial Liner UC Metal Backed D1-2 11mm, Tibial Liner UC Metal Backed D1-2 12mm, Tibial Liner UC Metal Backed D1 -2 13mm, Tibial Liner UC Metal Backed D1-2 14mm, Tibial Liner UC Metal Backed D1-2 15mm, Tibial Liner UC Metal Backed D1-2 16mm, Tibial Liner UC Metal Backed D1-2 17mm, Tibial Liner UC Metal Backed D3-4 09mm, Tibial Liner UC Metal Backed 03-4 10mm, Tibial Liner UC Metal Backed 03-4 11mm, Tibial Liner UC Metal Backed 03-4 12mm, Tibial Liner UC Metal Backed 03-4 13mm, Tibial Liner UC Metal Backed 03-4 14mm, Tibial Liner UC Metal Backed D3-4 15mm, Tibial Liner UC Metal Backed D3-4 16mm, Tibial Liner UC Metal Backed D3-4 17mm, Tibial Liner UC Metal Backed E3-4 09mm, Tibial Liner UC Metal Backed E3-4 10mm, Tibial Liner UC Metal Backed E3-4 11mm, Tibial Liner UC Metal Backed E3-4 12mm, Tibial Liner UC Metal Backed E3-4 13mm, Tibial Liner UC Metal Backed E3-4 14mm, Tibial Liner UC Metal Backed E3-4 15mm, Tibial Liner UC Metal Backed E3-4 16mm, Tibial Liner UC Metal Backed E3-4 17mm, Tibial Liner UC Metal Backed E5-6 09mm, Tibial Liner UC Metal Backed E5-6 10mm, Tibial Liner UC Metal Backed E5-6 12mm, Tibial Liner UC Metal Backed ES-6 13mm, Tibial Liner UC Metal Backed E5-6 11mm, Tibial Liner UC Metal Backed E5-6 15mm, Tibial Liner UC Metal Backed E5-6 16mm, Tibial Liner UC Metal Backed E5-6 17mm, Tibial Liner UC Metal Backed F3-4 09mm, Tibial Liner UC Metal Backed F3-4 10mm, Tibial Liner UC Metal Backed F3-4 11mm, Tibial Liner UC Metal Backed F3-4 12mm, Tibial Liner UC Metal Backed F3-4 13mm, Tibial Liner UC Metal Backed F3-4 14mm, Tibial Liner UC Metal Backed F3-4 15mm, Tibial Liner UC Metal Backed F3-4 16mm, Tibial Liner UC Metal Backed F3-4 17mm, Tibial Liner UC Metal Backed F5-6 09mm, Tibial Liner UC Metal Backed F5-6 10mm, Tibial Liner UC Metal Backed F5-6 12mm, Tibial Liner UC Metal Backed F5-6 13mm, Tibial Liner UC Metal Backed F5-6 11mm, Tibial Liner UC Metal Backed F5-6 15mm, Tibial Liner UC Metal Backed F5-6 16mm, Tibial Liner UC Metal Backed F5-6 17mm, Tibial Liner UC Metal Backed F7-8 09mm, Tibial Liner UC Metal Backed F7-8 10mm, Tibial Liner UC Metal Backed F7-8 11mm, Tibial Liner UC Metal Backed F7-8 12mm, Tibial Liner UC Metal Backed F7-8 13mm, Tibial Liner UC Metal Backed F7-8 14mm, Tibial Liner UC Metal Backed F7-8 15mm, Tibial Liner UC Metal Backed F7-8 16mm, Tibial Liner UC Metal Backed F7-8 17mm, Tibial Liner UC Metal Backed G5-6 09mm, Tibial Liner UC Metal Backed G5-6 10mm, Tibial Liner UC Metal Backed G5-6 11mm, Tibial Liner UC Metal Backed G5-6 12mm, Tibial Liner UC Metal Backed G5-6 13mm, Tibial Liner UC Metal Backed G5-6 15mm, Tibial Liner UC Metal Backed G5-6 16mm, Tibial Liner UC Metal Backed G5-6 17mm, Tibial Liner UC Metal Backed G7-8 09mm, Tibial Liner UC Metal Backed G7-8 10mm, Tibial Liner UC Metal Backed G7-8 11mm, Tibial Liner UC Metal Backed G7-8 12mm, Tibial Liner UC Metal Backed G7-8 13mm, Tibial Liner UC Metal Backed G7-8 14mm, Tibial Liner UC Metal Backed G7-8 15mm, Tibial Liner UC Metal Backed G7-8 16mm, Tibial Liner UC Metal Backed G7-8 17mm, Tibial Liner UC Metal Backed H7-8 09mm, Tibial Liner UC Metal Backed H7-8 10mm, Tibial Liner UC Metal Backed H7-8 11mm, Tibial Liner UC Metal Backed H7-8 12mm, Tibial Liner UC Metal Backed H7-8 13mm, Tibial Liner UC Metal Backed H7-8 14mm, Tibial Liner UC Metal Backed H7-8 15mm, Tibial Liner UC Metal Backed H7-8 16mm, Tibial Liner UC Metal Backed H7-8 17mm, Tibial Base Plate 1 Metal Backed, Tibial Base Plate 2 Metal Backed, Tibial Base Plate 3 Metal Backed, Tibial Base Plate 4 Metal Backed, Tibial Base Plate 5 Metal Backed, Tibial Base Plate 6 Metal Backed, Tibial Base Plate 7 Metal Backed, Tibial Base Plate 8 Metal Backed, Tibial Augment Size 0, Tibial Augment Size 1, Tibial Augment Size 2, Tibial Augment Size 3, Tibial Augment Size 4, Tibial Augment Size 5, Tibial Augment Size 6, Tibial Augment Size 7, Tibial Augment Size 8, Stemmed Femoral Size A PCK Left, Stemmed Femoral Size B PCK Left, Stemmed Femoral Size C PCK Left, Stemmed Femoral Size D PCK Left, Stemmed Femoral Size E PCK Left, Stemmed Femoral Size F PCK Left, Stemmed Femoral Size G PCK Left, Stemmed Femoral Size H PCK Left, Stemmed Femoral Size A PCK Riaht, Stemmed Femoral Size B PCK Riqht, Stemmed Femoral Size C PCK Riaht, Stemmed Femoral Size D PCK Rioht, Stemmed Femoral Size E PCK Rioht, Stemmed Femoral Size F PCK Riaht, Stemmed Femoral Size G PCK Riaht, Stemmed Femoral Size H PCK Riqht, Distal Femoral Augment Size A, Distal Femoral Augment Size B, Distal Femoral Augment Size C, Distal Femoral Augment Size D, Distal Femoral Augment Size E, Distal Femoral Augment Size F, Distal Femoral Augment Size G, Distal Femoral Augment Size H, Posterior Femoral Augment Size A, Posterior Femoral Augment Size B, Posterior Femoral Augment Size C, Posterior Femoral Augment Size D, Posterior Femoral Augment Size E, Posterior Femoral Augment Size F, Posterior Femoral Augment Size G, Posterior Femoral Augment Size H, Offset Junction 4mm, Offset Junction 6mm, Tibial Liner PCK, Size A1-2 11mm, Tibial Liner PCK, Size A1-2 14mm, Tibial Liner PCK, Size A1-2 17mm, Tibial Liner PCK, Size A1-2 20mm, Tibial Liner PCK, Size A1-2 23mm, Tibial Liner PCK, Size A1-2 27mm, Tibial Liner PCK, Size A1-2 31mm, Tibial Liner PCK, Size B1-2 11mm, Tibial Liner PCK. Size B1-2 14mm, Tibial Liner PCK, Size B1-2 17mm, Tibial Liner PCK, Size B1-2 20mm, Tibial Liner PCK, Size B1-2 23mm, Tibial Liner PCK, Size B1-2 27mm, Tibial Liner PCK, Size B1-2 31mm, All Poly Tibial Liner PS, Size G7 14mm, All Poly Tibial Liner PS, Size G7 17mm, All Poly Tibial Liner PS, Size G7 20mm, All Poly Tibial Liner PS, Size H7 09mm, All Poly Tibial Liner PS, Size H7 11mm, All Poly Tibial Liner PS, Size H7 14mm, All Poly Tibial Liner PS, Size H7 17mm, All Poly Tibial Liner PS, Size H7 20mm, Tibial Liner CR Metal Backed A1-2 09mm, Tibial Liner CR Metal Backed A1-2 10mm, Tibial Liner CR Metal Backed A1-2 11mm, Tibial Liner CR Metal Backed A1-2 12mm, Tibial Liner CR Metal Backed A1-2 13mm, Tibial Liner CR Metal Backed A1-2 14mm, Tibial Liner CR Metal Backed A1-2 1Smm, Tibial Liner CR Metal Backed A1-2 16mm, Tibial Liner CR Metal Backed A1-2 17mm, Tibial Liner CR Metal Backed B1-2 09mm, Tibial Liner CR Metal Backed B1-2 10mm, Tibial Liner CR Metal Backed B1-2 11mm, Tibial Liner CR Metal Backed B1-2 12mm, Tibial Liner CR Metal Backed B1-2 13mm, Tibial Liner CR Metal Backed B1-2 14mm, Tibial Liner CR Metal Backed B1-2 1Smm, Tibial Liner CR Metal Backed B1-2 16mm, Tibial Liner CR Metal Backed B1-2 17mm, Tibial Liner CR Metal Backed C1-2 09mm, Tibial Liner CR Metal Backed C1-2 10mm, Tibial Liner PS Metal Backed F3-4 12mm, Tibial Liner PS Metal Backed F3-4 13mm, Tibial Liner PS Metal Backed F3-4 14mm, Tibial Liner PS Metal Backed F3-4 15mm, Tibial Liner PS Metal Backed F3-4 16mm, Tibial Liner PS Metal Backed F3-4 17mm, Tibial Liner PS Metal Backed F5-6 09mm, Tibial Liner PS Metal Backed F5-6 10mm, Tibial Liner PS Metal Backed F5-6 11mm, Tibial Liner PS Metal Backed F5-6 12mm, Tibial Liner PS Metal Backed F5-6 13mm, Tibial Liner PS Metal Backed F5-6 14mm, Tibial Liner PS Metal Backed F5-6 15mm, Tibial Liner PS Metal Backed F5-6 16mm, Tibial Liner PS Metal Backed F5-6 17mm, Tibial Liner PS Metal Backed F7-8 09mm, Tibial Liner PS Metal Backed F7-8 10mm, Tibial Liner PS Metal Backed F7-8 11mm, Tibial Liner PS Metal Backed F7-8 12mm, Tibial Liner PS Metal Backed F7-8 13mm, Tibial Liner PS Metal Backed F7-8 14mm, Tibial Liner PS Metal Backed F7-8 15mm, Tibial Liner PS Metal Backed F7-8 16mm, Tibial Liner PS Metal Backed F7-8 17mm, Tibial Liner PS Metal Backed G5-6 09mm, Tibial Liner PS Metal Backed G5-6 10mm, Tibial Liner PS Metal Backed G5-6 11mm, Tibial Liner PS Metal Backed G5-6 12mm, Tibial Liner PS Metal Backed G5-6 13mm, Tibial Liner PS Metal Backed G5-6 14mm, Tibial Liner PS Metal Backed G5-6 15mm, Tibial Liner PS Metal Backed G5-6 16mm, Tibial Liner PS Metal Backed G5-6 17mm, Tibial Liner PS Metal Backed G7-8 09mm, Tibial Liner PS Metal Backed G7-8 10mm, Tibial Liner PS Metal Backed G7-8 11mm, Tibial Liner PS Metal Backed G7-8 12mm, Tibial Liner PS Metal Backed G7-8 13mm, Tibial Liner PS Metal Backed G7-8 14mm, Tibial Liner PS Metal Backed G7-815mm, Tibial Liner PS Metal Backed G7-8 16mm, Tibial Liner PS Metal Backed G7-8 17mm, Tibial Liner PS Metal Backed H7-8 09mm, Tibial Liner PS Metal Backed H7-8 10mm, Tibial Liner PS Metal Backed H7-8 11mm, Tibial Liner PS Metal Backed H7-8 12mm, Tibial Liner PS Metal Backed H7-813mm, Tibial Liner PS Metal Backed H7-8 14mm, Tibial Liner PS Metal Backed H7-815mm, Tibial Liner PS Metal Backed H7-8 16mm, Tibial Liner PS Metal Backed H7-8 17mm, Tibial Liner UC Metal Backed A1-2 09mm, Tibial Liner UC Metal Backed A1-2 10mm, Tibial Liner UC Metal Backed A1-2 11mm, Tibial Liner UC Metal Backed A1-2 12mm, Tibial Liner UC Metal Backed A1-2 13mm, Tibial Liner UC Metal Backed A1-2 14mm, Tibial Liner UC Metal Backed A1-2 15mm, Tibial Liner UC Metal Backed A1-2 16mm, Tibial Liner UC Metal Backed A1-2 17mm, Tibial Liner UC Metal Backed B1-2 09mm, Tibial Liner UC Metal Backed B1-2 10mm, Tibial Liner UC Metal Backed B1-2 11mm, Tibial Liner UC Metal Backed B1-2 12mm, Tibial Liner UC Metal Backed B1-2 13mm, Tibial Liner UC Metal Backed B1-2 14mm, Tibial Liner UC Metal Backed B1-2 15mm, Tibial Liner UC Metal Backed B1-2 16mm, Tibial Liner UC Metal Backed B1-2 17mm, Tibial Liner UC Metal Backed C1-2 09mm, Tibial Liner UC Metal Backed C1-2 10mm, Tibial Liner UC Metal Backed C1-2 11mm, Tibial Liner UC Metal Backed C1-2 12mm, Tibial Liner UC Metal Backed C1-2 13mm, Tibial Liner UC Metal Backed C1-2 14mm, Tibial Liner UC Metal Backed C1-2 15mm, Tibial Liner UC Metal Backed C1-2 16mm, Tibial Liner UC Metal Backed C1-2 17mm, Tibial Liner UC Metal Backed C3-4 09mm, Tibial Liner UC Metal Backed C3-4 10mm, Tibial Liner UC Metal Backed C3-4 11mm, Tibial Liner UC Metal Backed C3-4 12mm, Tibial Liner UC Metal Backed C3-4 13mm, Tibial Liner UC Metal Backed C3-4 14mm, Tibial Liner UC Metal Backed C3-4 15mm, Tibial Liner CR Metal Backed C1-2 11mm, Tibial Liner CR Metal Backed C1-2 12mm, Tibial Liner CR Metal Backed C1-2 13mm, Tibial Liner CR Metal Backed C1-2 14mm, Tibial Liner CR Metal Backed C1-2 15mm, Tibial Liner CR Metal Backed C1-2 16mm, Tibial Liner CR Metal Backed C1-2 17mm, Tibial Liner CR Metal Backed C3-4 09mm, Tibial Liner CR Metal Backed C3-4 10mm, Tibial Liner CR Metal Backed C3-4 11mm, Tibial Liner CR Metal Backed C3-4 12mm, Tibial Liner CR Metal Backed C3-4 13mm, Tibial Liner CR Metal Backed C3-4 14mm, Tibial Liner CR Metal Backed C3-4 15mm, Tibial Liner CR Metal Backed C3-4 16mm, Tibial Liner CR Metal Backed C3-4 17mm, Tibial Liner CR Metal Backed D1-2 09mm, Tibial Liner CR Metal Backed D1-2 10mm, Tibial Liner CR Metal Backed D1-2 11mm, Tibial Liner CR Metal Backed D1-2 12mm, Tibial Liner CR Metal Backed D1-2 13mm, Tibial Liner CR Metal Backed D1-2 14mm, Tibial Liner CR Metal Backed D1-2 15mm, Tibial Liner CR Metal Backed D1-2 16mm, Tibial Liner CR Metal Backed D1-2 17mm, Tibial Liner CR Metal Backed D3-4 09mm, Tibial Liner CR Metal Backed D3-4 10mm, Tibial Liner CR Metal Backed D3-4 11mm, Tibial Liner CR Metal Backed D3-4 12mm, Tibial Liner CR Metal Backed D3-4 13mm, Tibial Liner CR Metal Backed D3-4 14mm, Tibial Liner CR Metal Backed D3-4 15mm, Tibial Liner CR Metal Backed D3-4 16mm, Tibial Liner CR Metal Backed D3-4 17mm, Tibial Liner CR Metal Backed E3-4 09mm, Tibial Liner CR Metal Backed E3-4 10mm, Tibial Liner CR Metal Backed E3-4 11mm, Tibial Liner CR Metal Backed E3-4 12mm, Tibial Liner CR Metal Backed E3-4 13mm, Tibial Liner CR Metal Backed E3-4 14mm, Tibial Liner CR Metal Backed E3-4 15mm, Tibial Liner CR Metal Backed E3-4 16mm, Tibial Liner CR Metal Backed E3-4 17mm, Tibial Liner CR Metal Backed E5-6 09mm, Tibial Liner CR Metal Backed E5-6 10mm, Tibial Liner CR Metal Backed E5-6 11mm, Tibial Liner CR Metal Backed E5-6 12mm, Tibial Liner CR Metal Backed E5-6 13mm, Tibial Liner CR Metal Backed E5-6 14mm, Tibial Liner CR Metal Backed E5-6 15mm, Tibial Liner CR Metal Backed E5-6 16mm, Tibial Liner CR Metal Backed E5-6 17mm, Tibial Liner CR Metal Backed F3-4 09mm, Tibial Liner CR Metal Backed F3-4 10mm, Tibial Liner CR Metal Backed F3-4 11mm, Tibial Liner CR Metal Backed F3-4 12mm, Tibial Liner CR Metal Backed F3-4 13mm, Tibial Liner CR Metal Backed F3-4 14mm, Tibial Liner CR Metal Backed F3-4 15mm, Tibial Liner CR Metal Backed F3-4 16mm, Tibial Liner CR Metal Backed F3-4 17mm, Tibial Liner CR Metal Backed F5-6 09mm, Tibial Liner CR Metal Backed F5-6 10mm, Tibial Liner CR Metal Backed F5-6 11mm, Tibial Liner CR Metal Backed F5-6 12mm, Tibial Liner CR Metal Backed F5-6 13mm, Tibial Liner CR Metal Backed F5-6 14mm, Tibial Liner CR Metal Backed F5-6 15mm, Tibial Liner CR Metal Backed F5-6 16mm, Tibial Liner CR Metal Backed F5-6 17mm, Tibial Liner CR Metal Backed F7-8 09mm, Tibial Liner CR Metal Backed F7-8 10mm, Tibial Liner CR Metal Backed F7-8 11mm, Tibial Liner CR Metal Backed F7-8 12mm, Tibial Liner CR Metal Backed F7-813mm, Tibial Liner CR Metal Backed F7-8 14mm, Tibial Liner CR Metal Backed F7-815mm, Tibial Liner CR Metal Backed F7-8 16mm, Tibial Liner CR Metal Backed F7-8 17mm, Tibial Liner CR Metal Backed G5-6 09mm, Tibial Liner CR Metal Backed G5-6 10mm, Tibial Liner CR Metal Backed G5-6 11mm, Tibial Liner CR Metal Backed G5-6 12mm, Tibial Liner CR Metal Backed G5-6 13mm, Tibial Liner CR Metal Backed G5-6 14mm, Tibial Liner CR Metal Backed G5-6 15mm, Tibial Liner CR Metal Backed G5-6 16mm, Tibial Liner CR Metal Backed G5-6 17mm, Tibial Liner CR Metal Backed G7-8 09mm, Tibial Liner CR Metal Backed G7-8 10mm, Tibial Liner CR Metal Backed G7-8 11mm, Tibial Liner CR Metal Backed G7-8 12mm, Tibial Liner CR Metal Backed G7-813mm, Tibial Liner CR Metal Backed G7-8 14mm, Tibial Liner CR Metal Backed G7-8 15mm, Tibial Liner CR Metal Backed G7-8 16mm, Tibial Liner CR Metal Backed G7-8 17mm, Tibial Liner CR Metal Backed H7-8 09mm, Tibial Liner CR Metal Backed H7-8 10mm, Tibial Liner CR Metal Backed H7-8 11mm, Tibial Liner CR Metal Backed H7-8 12mm, Tibial Liner CR Metal Backed H7-813mm, Tibial Liner CR Metal Backed H7-8 14mm, Tibial Liner CR Metal Backed H7-8 15mm, Tibial Liner CR Metal Backed H7-8 16mm, Tibial Liner CR Metal Backed H7-8 17mm, Tibial Liner PS Metal Backed A1-2 09mm, Tibial Liner PS Metal Backed A1-2 10mm, Tibial Liner PS Metal Backed A1-2 11mm, Tibial Liner PS Metal Backed A1-2 12mm, Tibial Liner PS Metal Backed A1-2 13mm, Tibial Liner PS Metal Backed A1-2 14mm, Tibial Liner PS Metal Backed A1-2 15mm, Tibial Liner PS Metal Backed A1-2 16mm, Tibial Liner PS Metal Backed A1-2 17mm, Tibial Liner PS Metal Backed 81-2 09mm, Tibial Liner PS Metal Backed B1-2 10mm, Tibial Liner PS Metal Backed B1-2 11mm, Tibial Liner PS Metal Backed B1-2 12mm, Tibial Liner PS Metal Backed B1-2 13mm, Tibial Liner PS Metal Backed B1-2 14mm, Tibial Liner PS Metal Backed B1-2 15mm, Tibial Liner PS Metal Backed B1-2 16mm, Tibial Liner PS Metal Backed B1-2 17mm, Tibial Liner PS Metal Backed C1-2 09mm, Tibial Liner PS Metal Backed C1-2 10mm, Tibial Liner PS Metal Backed C1-2 11mm, Tibial Liner PS Metal Backed C1-2 12mm, Tibial Liner PS Metal Backed C1-2 13mm, Tibial Liner PS Metal Backed C1-2 14mm, Tibial Liner PS Metal Backed C1-2 15mm, Tibial Liner PS Metal Backed C1-2 16mm, Tibial Liner PS Metal Backed C1-2 17mm, Tibial Liner PS Metal Backed C3-4 09mm, Tibial Liner PS Metal Backed C3-4 10mm, Tibial Liner PS Metal Backed C3-4 11mm, Tibial Liner PS Metal Backed C3-4 12mm, Tibial Liner PS Metal Backed C3-4 13mm, Tibial Liner PS Metal Backed C3-4 14mm, Tibial Liner PS Metal Backed C3-4 15mm, Tibial Liner PS Metal Backed C3-4 16mm, Tibial Liner PS Metal Backed C3-4 17mm, Tibial Liner PS Metal Backed D1-2 09mm, Tibial Liner PS Metal Backed D1-2 10mm, Tibial Liner PS Metal Backed D1-2 11mm, Tibial Liner PS Metal Backed D1-2 12mm, Tibial Liner PS Metal Backed D1-2 13mm, Tibial Liner PS Metal Backed D1-2 14mm, Tibial Liner PS Metal Backed D1-2 15mm, Tibial Liner PS Metal Backed D1-2 16mm, Tibial Liner PS Metal Backed D1-2 17mm, Tibial Liner PS Metal Backed D3-4 09mm, Tibial Liner PS Metal Backed D3-4 10mm, Tibial Liner PS Metal Backed D3-4 11mm, Tibial Liner PS Metal Backed D3-4 12mm, Tibial Liner PS Metal Backed D3-4 13mm, Tibial Liner PS Metal Backed D3-4 14mm, Tibial Liner PS Metal Backed D3-4 15mm, Tibial Liner PS Metal Backed D3-4 16mm, Tibial Liner PS Metal Backed D3-4 17mm, Tibial Liner PS Metal Backed E3-4 09mm, Tibial Liner PS Metal Backed E3-4 10mm, Tibial Liner PS Metal Backed E3-4 11mm, Tibial Liner PS Metal Backed E3-4 12mm, Tibial Liner PS Metal Backed E3-4 13mm, Tibial Liner PS Metal Backed E3-4 14mm, Tibial Liner PS Metal Backed E3-4 15mm, Tibial Liner PS Metal Backed E3-4 16mm, Tibial Liner PS Metal Backed E3-4 17mm, Tibial Liner PS Metal Backed E5-6 09mm, Tibial Liner PS Metal Backed E5-6 10mm, Tibial Liner PS Metal Backed E5-6 11mm, Tibial Liner PS Metal Backed E5-6 12mm, Tibial Liner PS Metal Backed E5-6 13mm, Tibial Liner PS Metal Backed E5-6 14mm, Tibial Liner PS Metal Backed E5-6 15mm, Tibial Liner PS Metal Backed E5-6 16mm, Tibial Liner PS Metal Backed E5-6 17mm, Tibial Liner PS Metal Backed F3-4 09mm, Tibial Liner PS Metal Backed F3-4 10mm, Tibial Liner PS Metal Backed F3-4 11mm, FREEDOM TOTAL KNEE SYSTEM, Partial All Poly Tibial Small 6.5mm Height, Partial All Poly Tibial Small 7.5mm Height, Partial All Poly Tibial Small 8.5mm Height, Partial All Poly Tibial Small-Medium 6.5mm Height, Partial All Poly Tibial Small-Medium 7.5mm Height, Partial All Poly Tibial Small-Medium 8.5mm Height, Partial All Poly Tibial Medium 6.5mm Height, Partial All Poly Tibial Medium 7.5mm Height, Partial All Poly Tibial Medium 8.5mm Height, Partial All Poly Tibial Medium-Large 6.5mm Height, Partial All Poly Tibial Medium-Large 7.5mm Height, Partial All Poly Tibial Medium-Large 8.5mm Height, Partial All Poly Tibial Large 6.5mm Height, Partial All Poly Tibial Large 7.5mm Height, Partial All Poly Tibial Large 8.5mm Height, Partial All Poly Tibial Extra Large 6.5mm Height, Partial All Poly Tibial Extra Large 7.5mm Height, Partial All Poly Tibial Extra Large 8.5mm Height, Partial Femoral w/ Full Post Extra Small, Left Medial, Partial Femoral w/ Partial Post Small, Left Medial, Partial Femoral w/ Full Post Small, Left Medial, Partial Femoral w/ Full Post Small-Medium, Left Medial, Partial Femoral w/ Partial Post Medium, Left Medial, Partial Femoral w/ Full Post Medium, Left Medial, Partial Femoral w/ Partial Post Large, Left Medial, Partial Femoral w/ Full Post Large, Left Medial, Partial Femoral w/ Full Post Extra Small, Right Medial, Partial Femoral w/ Full Post Small, Right Medial, Partial Femoral w/ Full Post Small-Medium, Right Medial, Partial Femoral w/ Partial Post Medium, Right Medial, Partial Femoral w/ Full Post Medium, Right Medial, Partial Femoral w/ Full Post Large, Right Medial, All Poly Tibial Liner CR, Size A1 09mm, All Poly Tibial Liner CR, Size A1 11mm, All Poly Tibial Liner CR, Size A1 14mm, All Poly Tibial Liner CR, Size A1 17mm, All Poly Tibial Liner CR, Size A1 20mm, All Poly Tibial Liner CR, Size B2 09mm, All Poly Tibial Liner CR, Size B2 11mm, All Poly Tibial Liner CR, Size B2 14mm, All Poly Tibial Liner CR, Size B2 17mm, All Poly Tibial Liner CR, Size B2 20mm, All Poly Tibial Liner CR, Size C2 09mm, All Poly Tibial Liner CR, Size C2 11mm, All Poly Tibial Liner CR, Size C2 14mm, All Poly Tibial Liner CR, Size C2 17mm, All Poly Tibial Liner CR, Size C2 20mm, All Poly Tibial Liner CR, Size C3 09mm, All Poly Tibial Liner CR, Size C3 11mm, All Poly Tibial Liner CR, Size C3 14mm, All Poly Tibial Liner CR, Size C3 17mm, All Poly Tibial Liner CR, Size C3 20mm, All Poly Tibial Liner CR, Size D2 09mm, All Poly Tibial Liner CR, Size D2 11mm, All Poly Tibial Liner CR, Size D2 14mm, All Poly Tibial Liner CR, Size D2 17mm, All Poly Tibial Liner CR, Size D2 20mm, All Poly Tibial Liner CR, Size D3 09mm, All Poly Tibial Liner CR. Size D3 11mm, All Poly Tibial Liner CR, Size D3 14mm, All Poly Tibial Liner CR, Size D3 17mm, All Poly Tibial Liner CR, Size D3 20mm, All Poly Tibial Liner CR, Size D4 09mm, All Poly Tibial Liner CR, Size D4 11mm, All Poly Tibial Liner CR, Size D4 14mm, All Poly Tibial Liner CR, Size D4 17mm, All Poly Tibial Liner CR, Size D4 20mm, All Poly Tibial Liner CR, Size E4 09mm, All Poly Tibial Liner CR, Size E4 11mm, All Poly Tibial Liner CR, Size E4 14mm, All Poly Tibial Liner CR, Size E4 17mm, All Poly Tibial Liner CR, Size E4 20mm, All Poly Tibial Liner CR, Size E5 09mm, All Poly Tibial Liner CR, Size E5 11mm, All Poly Tibial Liner CR, Size E5 14mm, All Poly Tibial Liner CR, Size E5 17mm, All Poly Tibial Liner CR, Size E5 20mm, All Poly Tibial Liner CR, Size F5 09mm, All Poly Tibial Liner CR, Size F5 11mm, All Poly Tibial Liner CR, Size F5 14mm, All Poly Tibial Liner CR, Size F5 17mm, All Poly Tibial Liner CR, Size F5 20mm, All Poly Tibial Liner CR, Size G7 9mm, All Poly Tibial Liner CR, Size G7 11mm, All Poly Tibial Liner CR, Size G7 14mm, All Poly Tibial Liner CR, Size G7 17mm, All Poly Tibial Liner CR, Size G7 20mm, All Poly Tibial Liner CR, Size H7 9mm, All Poly Tibial Liner CR, Size H7 11mm, All Poly Tibial Liner CR, Size H7 14mm, All Poly Tibial Liner CR, Size H7 17mm, All Poly Tibial Liner CR, Size H7 20mm, All Poly Tibial Liner PS, Size A1 09mm, All Poly Tibial Liner PS, Size A1 11mm, All Poly Tibial Liner PS, Size A1 14mm, All Poly Tibial Liner PS, Size A1 17mm, All Poly Tibial Liner PS, Size A1 20mm, All Poly Tibial Liner PS, Size B2 09mm, All Poly Tibial Liner PS, Size B2 11mm, All Poly Tibial Liner PS, Size B2 14mm, All Poly Tibial Liner PS, Size B2 17mm, All Poly Tibial Liner PS, Size B2 20mm, All Poly Tibial Liner PS, Size C2 09mm, All Poly Tibial Liner PS, Size C2 11mm, All Poly Tibial Liner PS, Size C2 14mm, All Poly Tibial Liner PS, Size C2 17mm, All Poly Tibial Liner PS, Size C2 20mm, All Poly Tibial Liner PS, Size C3 09mm, All Poly Tibial Liner PS, Size C3 11mm, All Poly Tibial Liner PS Size C3 14mm, All Poly Tibial Liner PS, Size C3 17mm, All Poly Tibial Liner PS, Size C3 20mm, All Poly Tibial Liner PS, Size D2 09mm, All Poly Tibial Liner PS, Size D2 11mm, All Poly Tibial Liner PS, Size D2 14mm, All Poly Tibial Liner PS, Size D2 17mm, All Poly Tibial Liner PS, Size D2 20mm, All Poly Tibial Liner PS, Size D3 09mm, All Poly Tibial Liner PS, Size D3 11mm, All Poly Tibial Liner PS, Size D3 14mm, All Poly Tibial Liner PS, Size D3 17mm, All Poly Tibial Liner PS, Size D3 20mm, All Poly Tibial Liner PS, Size D4 09mm, All Poly Tibial Liner PS, Size D4 11mm, All Poly Tibial Liner PS, Size D4 14mm, All Poly Tibial Liner PS, Size D4 17mm, All Poly Tibial Liner PS, Size D4 20mm, All Poly Tibial Liner PS, Size E4 09mm, All Poly Tibial Liner PS, Size E4 11mm, All Poly Tibial Liner PS, Size E4 14mm, All Poly Tibial Liner PS, Size E4 17mm, All Poly Tibial Liner PS. Size E4 20mm, All Poly Tibial Liner PS, Size E5 09mm, All Poly Tibial Liner PS, Size E5 11mm, All Poly Tibial Liner PS. Size E5 14mm, All Poly Tibial Liner PS, Size E5 17mm, All Poly Tibial Liner PS, Size E5 20mm, All Poly Tibial Liner PS. Size F5 09mm, All Poly Tibial Liner PS, Size F5 11mm, All Poly Tibial Liner PS, Size F5 14mm, All Poly Tibial Liner PS, Size F5 17mm, All Poly Tibial Liner PS, Size F5 20mm, All Poly Tibial Liner PS, Size G7 09mm, All Poly Tibial Liner PS, Size G7 11mm | Avalb-Med | 2024-08-28T00:00:00.000+02:00 | Maxx Orthopedics Inc.,2460 General Armistead Ave, Suite 100, Norristown,PA19403,USA | RLPSXC111-RK, RLPSXC114-RK, RLPSXC117-RK, RLPSXC120-RK, RLPSXC123-RK, RLPSXC127-RK, RLPSXC131-RK, RLPSXC311-RK, RLPSXC314-RK, RLPSXC317-RK, RLPSXC320-RK, RLPSXC323-RK, RLPSXC327-RK, RLPSXC331-RK, RLPSXD111-RK, RLPSXD114-RK, RLPSXD117-RK, RLPSXD120-RK, RLPSXD123-RK, RLPSXD127-RK, RLPSXD131-RK, RLPSXD311-RK, RLPSXD314-RK, RLPSXD317-RK, RLPSXD320-RK, RLPSXD323-RK, RLPSXD327-RK, RLPSXD331-RK, RLPSXE311-RK, RLPSXE314-RK, RLPSXE317-RK, RLPSXE320-RK, RLPSXE323-RK, RLPSXE327-RK, RLPSXE331-RK, RLPSXE511-RK, RLPSXE514-RK, RLPSXE517-RK, RLPSXE520-RK, RLPSXE523-RK, RLPSXE527-RK, RLPSXE531-RK, RLPSXF311-RK, RLPSXF314-RK, RLPSXF317-RK, RLPSXF320-RK, RLPSXF323-RK, RLPSXF327-RK, RLPSXF331-RK, RLPSXF511-RK, RLPSXF514-RK, RLPSXF517-RK, RLPSXF520-RK, RLPSXF523-RK, RLPSXF527-RK, RLPSXF531-RK, RLPSXF711-RK, RLPSXF714-RK, RLPSXF717-RK, RLPSXF720-RK, RLPSXF723-RK, RLPSXF727-RK, RLPSXF731-RK, RLPSXG511-RK, RLPSXG514-RK, RLPSXG517-RK, RLPSXG520-RK, RLPSXG523-RK, RLPSXG527-RK, RLPSXG531-RK, RLPSXG711-RK, RLPSXG714-RK, RLPSXG717-RK, RLPSXG720-RK, RLPSXG723-RK, RLPSXG727-RK, RLPSXG731-RK, RLPSXH711-RK, RLPSXH714-RK, RLPSXH717-RK, RLPSXH720-RK, RLPSXH723-RK, RLPSXH727-RK, RLPSXH731-RK, RRUUX407-RK, RRUUX412-RK, RRUUX417-RK, RSUU1090-RK, RSUU1120-RK, RSUU1150-RK, RSUU2075-RK, RSUU2090-RK, RSUU2105-RK, RSUU2120-RK, RSUU2135-RK, RSUU2150-RK, RSUU2165-RK, RSUU2180-RK, RSUU2200-RK, RSUU2220-RK, RSUU2240-RK, RSUU3075-RK, RSUU3090-RK, RSUU3105-RK, RSUU3120-RK, RSUU3135-RK, RSUU3150-RK, RSUU3165-RK, RSUU3180-RK, RSUU3200-RK, RSUU3220-RK, RSUU3240-RK, RSUU4075-RK, RSUU4090-RK, RSUU4105-RK, RSUU4120-RK, RSUU4135-RK, RSUU4150-RK, RSUU4165-RK, RSUU4180-RK, RSUU4200-RK, RSUU4220-RK, RSUU4240-RK, RTUUX100-RK, RTUUX200-RK, RTUUX300-RK, RTUUX400-RK, RTUUX500-RK, RTUUX600-RK, RTUUX700-RK, RTUUX800-RK, UFCRLA00-K, UFCRLB00-K, UFCRLC00-K, UFCRLD00-K, UFCRLE00-K, UFCRLF00-K, UFCRLG00-K, UFCRLH00-K, UFCRRA00-K, UFCRRB00-K, UFCRRC00-K, UFCRRD00-K, UFCRRE00-K, UFCRRF00-K, UFCRRG00-K, UFCRRH00-K, UFPSLA00-K, UFPSLB00-K, UFPSLC00-K, UFPSLD00-K, UFPSLE00-K, UFPSLF00-K, UFPSLG00-K, UFPSLH00-K, UFPSRA00-K, UFPSRB00-K, UFPSRC00-K, UFPSRD00-K, UFPSRE00-K, UFPSRF00-K, UFPSRG00-K, UFPSRH00-K, UPUUX825-K, UPUUX828-K, UPUUX831-K, UPUUX834-K, UPUUX837-K, UPUUX840-K, MLUCXC316-K, MLUCXC317-K, MLUCXD109-K, MLUCXD110-K, MLUCXD111-K, MLUCXD112-K, MLUCXD113-K, MLUCXD114-K, MLUCXD115-K, MLUCXD116-K, MLUCXD117-K, MLUCXD309-K, MLUCXD310-K, MLUCXD311-K, MLUCXO312-K, MLUCXD313-K, MLUCXD314-K, MLUCXD315-K, MLUCXD316-K, MLUCXD317-K, MLUCXE309-K, MLUCXE310-K, MLUCXE311-K, MLUCXE312-K, MLUCXE313-K, MLUCXE314-K, MLUCXE315-K, MLUCXE316-K, MLUCXE317-K, MLUCXE509-K, MLUCXE510-K, MLUCXES11-K, MLUCXE512-K, MLUCXE513-K, MLUCXE514-K, MLUCXE515-K, MLUCXE516-K, MLUCXE517-K, MLUCXF309-K, MLUCXF310-K, MLUCXF311-K, MLUCXF312-K, MLUCXF313-K, MLUCXF314-K, MLUCXF315-K, MLUCXF316-K, MLUCXF317-K, MLUCXF509-K, MLUCXF510-K, MLUCXF511-K, MLUCXF512-K, MLUCXF513-K, MLUCXF514-K, MLUCXF515-K, MLUCXF516-K, MLUCXF517-K, MLUCXF709-K, MLUCXF710-K, MLUCXF711-K, MLUCXF712-K, MLUCXF713-K, MLUCXF714-K, MLUCXF715-K, MLUCXF716-K, MLUCXF717-K, MLUCXG509-K, MLUCXG510-K, MLUCXG511-K, MLUCXG512-K, MLUCXG513-K, MLUCXG514-K, MLUCXG515-K, MLUCXG516-K, MLUCXG517-K, MLUCXG709-K, MLUCXG710-K, MLUCXG711-K, MLUCXG712-K, MLUCXG713-K, MLUCXG714-K, MLUCXG715-K, MLUCXG716-K, MLUCXG717-K, MLUCXH709-K, MLUCXH710-K, MLUCXH711-K, MLUCXH712-K, MLUCXH713-K, MLUCXH714-K, MLUCXH715-K, MLUCXH716-K, MLUCXH717-K, MTUUX100-K, MTUUX200-K, MTUUX300-K, MTUUX400-K, MTUUX500-K, MTUUX600-K, MTUUX700-K, MTUUX800-K, RAUUX000-RK, RAUUX100-RK, RAUUX200-RK, RAUUX300-RK, RAUUX400-RK, RAUUX500-RK, RAUUX600-RK, RAUUX700-RK, RAUUX800-RK, RFPSLA00-RK, RFPSLB00-RK, RFPSLC0O-RK, RFPSLD0O-RK, RFPSLE00-RK, RFPSLF00-RK, RFPSLG00-RK, RFPSLH00-RK, RFPSRA00-RK, RFPSRB00-RK, RFPSRC00-RK, RFPSRD00-RK, RFPSRE0O-RK, RFPSRF00-RK, RFPSRG00-RK, RFPSRH00-RK, RGPSDA00-RK, RGPSDB00-RK, RGPSDC00-RK, RGPSDD00-RK, RGPSDE00-RK, RGPSDF00-RK, RGPSDG00-RK, RGPSDH00-RK, RGPSPA00-RK, RGPSPB00-RK, RGPSPC00-R | Klasa III | Protez qe perdoret per nderhyrjet ne gju. | Pajisje te implantueshme jo aktive
17156 | BioBall™ Adapter 12/14 Offset 7.5° Neck 2XL, TiAl6V4 ELI, sterile, BioBall™ Adapter 12/14 Offset 7.5° Neck 3XL, TiAl6V4 ELI, sterile, BioBall™ Adapter 12/14 Offset 7.5° Neck 4XL, TiAl6V4 ELI, sterile, BioBall™ Adapter 12/14 Offset 7.5° Neck 5XL, TiAl6V4 ELI, sterile, BioBall™ Adapter 14/16 Offset 7.5° Neck 2XL, TiAl6V4 ELI, sterile, BioBall™ Adapter 14/16 Offset 7.5° Neck 3XL, TiAl6V4 ELI, sterile, BioBall™ Adapter 14/16 Offset 7.5° Neck 4XL, TiAl6V4 ELI, sterile, BioBall™ Adapter 14/16 Offset 7.5° Neck 5XL, TiAl6V4 ELI, sterile, BioBall™ Adapter MSPC Standard Neck M, TiAl6V4 ELI, sterile, BioBall™ Adapter MSPC Standard 13/14, Standard 2'52', Neck L, TiAl6V4 ELI, sterile, BioBall™ Adapter MSBG Standard Neck M, TiAl6V4 ELI, sterile, BioBall™ Adapter MSBG Standard Neck L, TiAl6V4 ELI, sterile, BioBall™ Adapter MSBG Standard Neck XL, TiAl6V4 ELI, sterile, BioBall™ Adapter MSBG Standard Neck 2XL, TiAl6V4 ELI, sterile, BioBall™ Adapter MSSR Standard 11/13, 6'2', Neck M, TiAl6V4 ELI, sterile, BioBall™ Adapter MSSR Standard 11/13, 6'2', Neck L, TiAl6V4 ELI, sterile, BioBall™ Adapter MSSR Standard 11/13, 6'2', Neck XL, TiAl6V4 ELI, sterile, BioBall™ Adapter Offset II 12/14, Offset 5°42', Neck M, TiAl6V4 ELI, sterile, BioBall™ Adapter Offset II 12/14, Offset 5°42', Neck L, TiAl6V4 ELI, sterile, BioBall™ Adapter Offset II 12/14, Offset 5°42', Neck XL TiAl6V4 ELI, sterile, BioBall™ Adapter Offset II 12/14, Offset 5°42', Neck 2XL, TiAl6V4 ELI, sterile, BioBall™ Adapter Offset II 12/14, Offset 5°42', Neck 3XL, TiAl6V4 ELI, sterile, BioBall™ System, BioBall™ Metal Head Ø28 mm, Vivium, sterile, BioBall™ Metal Head Ø32 mm, Vivium, sterile, BioBall™ Metal Head Ø33 mm, Vivium, sterile, BioBall™ Metal Head Ø35 mm, Vivium, sterile, BioBall™ Metal Head Ø36 mm, Vivium, sterile, BioBall™ Metal Head Ø38 mm, Vivium, sterile, BioBall DELTA™ Ceramic Head Ø28 mm, sterile, BioBall DELTA™ Ceramic Head Ø32 mm, sterile, BioBall DELTA™ Ceramic Head Ø36 mm, sterile, BioBall DELTA™ Ceramic Head Ø40 mm, sterile, BioBall DELTA™ Ceramic Head Ø44 mm, sterile, BioBall DELTA™ Ceramic Head Ø48 mm, sterile, BioBall™ Adapter MS 10/12 Standard Neck S, TiAl6V4 ELI, sterile, BioBall™ Adapter MS 10/12 Standard Neck M, TiAl6V4 ELI, sterile, BioBall™ Adapter MS 10/12 Standard Neck L, TiAl6V4 ELI, sterile, BioBall™ Adapter MS 10/12 Standard Neck XL, TiAl6V4 ELI, sterile, BioBall™ Adapter MS 10/12 Standard Neck 2XL, TiAl6V4 ELI, sterile, BioBall™ Adapter MS 10/12 Standard Neck 3XL, TiAl6V4 ELI, sterile, BioBall™ Adapter 12/14 Standard Neck S, TiAl6V4 ELI, sterile, BioBall™ Adapter 12/14 Standard Neck M, TiAl6V4 ELI, sterile, BioBall™ Adapter 12/14 Standard Neck L,TiAl6V4 ELI, sterile, BioBall™ Adapter 12/14 Standard Neck XL, TiAl6V4 ELI, sterile, BioBall™ Adapter 12/14 Standard Neck 2XL, TiAl6V4 ELI, sterile, BioBall™ Adapter 12/14 Standard Neck 3XL, TiAl6V4 ELI, sterile, BioBall™ Adapter 12/14 Standard Neck 4XL, TiAl6V4 ELI, sterile, BioBall™ Adapter 12/14 Standard Neck 5XL, TiAl6V4 ELI, sterile, BioBall™ Adapter 14/16 Standard Neck M, TiAl6V4 ELI, sterile, BioBall™ Adapter 14/16 Standard Neck L, TiAl6V4 ELI, sterile, BioBall™ Adapter 14/16 Standard Neck XL, TiAl6V4 ELI, sterile, BioBall™ Adapter 14/16 Standard Neck 2XL, TiAl6V4 ELI, sterile, BioBall™ Adapter 14/16 Standard Neck 3XL, TiAl6V4 ELI, sterile, BioBall™ Adapter 14/16 Standard Neck 4XL, TiAl6V4 ELI, sterile, BioBall™ Adapter 14/16 Standard Neck 5XL, TiAl6V4 ELI, sterile, BioBall™ Adapter MS 10/12 Offset 7.5° Neck M, TiAl6V4 ELI, sterile, BioBall™ Adapter MS 10/12 Offset 7.5° Neck L, TiAl6V4 ELI, sterile, BioBall™ Adapter MS 10/12 Offset 7.5° Neck XL, TiAl6V4 ELI, sterile, BioBall™ Adapter MS 10/12 Offset 7.5° Neck 2XL, TiAl6V4 ELI, sterile, BioBall™ Adapter MS 10/12 Offset 7.5° Neck 3XL, TiAl6V4 ELI, sterile, BioBall™ Adapter 12/14 Offset 7.5° Neck M, TiAl6V4 ELI, sterile, BioBall™ Adapter 12/14 Offset 7.5° Neck L, TiAl6V4 ELI, sterile, BioBall™ Adapter 12/14 Offset 7.5° Neck XL, TiAl6V4 ELI, sterile, BioBall™ Adapter MST1 Offset, Neck L, TiAl6V4 ELI, sterile, BioBall™ Adapter MST1 Offset, Neck XL, TiAl6V4 ELI, sterile, BioBall™ Adapter MST1 Offset, Neck 2XL, TiAl6V4 ELI, sterile, BioBall™ Adapter MST1 Offset, Neck 3XL, TiAl6V4 ELI, sterile, BioBall™ Adapter MSSY 10/12, Standard 6°, Neck S, TiAl6V4 ELI, steril, BioBall™ Adapter MSSY 10/12, Standard 6°, Neck M, TiAl6V4 ELI, sterile, BioBall™ Adapter MSSY 10/12, Standard 6°, Neck L, TiAl6V4 ELI, sterile, BioBall™ Adapter MSSY 10/12, Standard 6°, Neck XL, TiAl6V4 ELI, sterile, BioBall™ Adapter Offset II 12/14, Offset 5°42', Neck 4XL, TiAl6V4 ELI, sterile, BioBall™ Adapter Offset II 12/14, Offset 5°42', Neck 5XL, TiAl6V4 ELI, sterile, BioBall™ Adapter MS 8/10 Standard Neck S, TiAl6V4 ELI, sterile, BioBall™ Adapter MS 8/10 Standard Neck M, TiAl6V4 ELI, sterile, BioBall™ Adapter MS 8/10 Standard Neck L, TiAl6V4 ELI, sterile, BioBall™ Adapter MS 8/10 Standard Neck XL, TiAl6V4 ELI, sterile, BioBall™ Adapter MS 8/10 Standard Neck 2XL, TiAl6V4 ELI, sterile, BioBall™ Adapter MS 8/10 Offset Neck M, TiAl6V4 ELI, sterile, BioBall™ Adapter MS 8/10 Offset Neck L, TiAl6V4 ELI, sterile, BioBall™ Adapter MS 8/10 Offset Neck XL, TiAl6V4 ELI, sterile, BioBall™ Adapter MS 8/10 Offset Neck 2XL, TiAl6V4 ELI, sterile, BioBall™ Adapter MSZI Neck S, TiAl6V4 ELI, sterile, BioBall™ Adapter MSZI Neck M, TiAl6V4 ELI, sterile, BioBall™ Adapter MSZI Neck L, TiAl6V4 ELI, sterile, BioBall™ Adapter MSZI Neck XL, TiAl6V4 ELI, sterile, BioBall™ Adapter MSZI Neck 2XL, TiAl6V4 ELI, sterile, BioBall™ Adapter MSZI Neck 3XL, TiAl6V4 ELI, sterile, BioBall™ Adapter MSV4 11/12, Standard 5°39', Neck M, TiAl6V4 ELI, sterile, BioBall™ Adapter MSV4 11/12, Standard 5°39', Neck L, TiAl6V4 ELI, sterile, BioBall™ Adapter MSV4 11/12, Standard 5°39', Neck XL, TiAl6V4 ELI, sterile, BioBall™ Adapter MSV4 11/12, Standard 5°39', Neck 2XL, TiAl6V4 ELI, sterile, BioBall™ Adapter MSV4 11/12, Standard 5°39', Neck 3XL, TiAl6V4 ELI, sterile, BioBall™ Adapter MSV4 11/12, Offset 5°39', Neck M, TiAl6V4 ELI, sterile, BioBall™ Adapter MSV4 11/12, Offset 5°39', Neck L, TiAl6V4 ELI, sterile, BioBall™ Adapter MSV4 11/12, Offset 5°39', Neck XL, TiAl6V4 ELI, sterile, BioBall™ Adapter MSV4 11/12, Offset 5°39', Neck 2XL, TiAl6V4 ELI, sterile, BioBall™ Adapter MSV4 11/12, Offset 5°39', Neck 3XL, TiAl6V4 ELI, sterile, BioBall™ Adapter MST1 Neck M, TiAl6V4 ELI, sterile, BioBall™ Adapter MST1 Neck L, TiAl6V4 ELI, sterile, BioBall™ Adapter MST1 Neck XL, TiAl6V4 ELI, sterile, BioBall™ Adapter MST1 Neck 2XL, TiAl6V4 ELI, sterile, BioBall™ Adapter MST1 Neck 3XL, TiAl6V4 ELI, sterile, BioBall™ Adapter MST1 Offset, Neck M, TiAl6V4 ELI, sterile | T R I M E D | 2024-08-29T00:00:00.000+02:00 | Merete GmbH, Alt-Lankwitz 102, 12247 Berlin, Germany | HM30225, HM30226, HM30227, HM30228, HM30445, HM30446, HM30447, HM30448, HM31132, HM31133, HM31142, HM31143, HM31144, HM31145, HM31152, HM31153, HM31154, HM31222, HM31223, HM31224, HM31225, HM31226, N/A, HM30028, HM30032, HM30033, HM30035, HM30036, HM30038, HM50028, HM50032, HM50036, HM50040, HM50044, HM50048, HM30101, HM30102, HM30103, HM30104, HM30105, HM30106, HM30121, HM30122, HM30123, HM30124, HM30125, HM30126, HM30127, HM30128, HM30142, HM30143, HM30144, HM30145, HM30146, HM30147, HM30148, HM30202, HM30203, HM30204, HM30205, HM30206, HM30222, HM30223, HM30224, HM36023, HM36024, HM36025, HM36026, HM37121, HM37122, HM37123, HM37124, HM31227, HM31228, HM32121, HM32122, HM32123, HM32124, HM32125, HM32222, HM32223, HM32224, HM32225, HM33121, HM33122, HM33123, HM33124, HM33125, HM33126, HM34122, HM34123, HM34124, HM34125, HM34126, HM34222, HM34223, HM34224, HM34225, HM34226, HM36002, HM36003, HM36004, HM36005, HM36006, HM36022 | Klasa III | BioBall™ System janë pajisje mjekësore që përdoren në kirurgjinë artroplastike të hipit. Me anë të këtyre pajisjeve, një përshtatës modular që lidh kërcellin femoral dhe kokën modulare të femurit shërben për të mbrojtur bashkimin qafë-kokë dhe për të rivendosur biomekanikën para operacionit, si dhe tensionin e indeve të buta kur komponenti femoral ose acetabular duhet të ruhet. | Produkte per institucione te kujdesit shendetesor
17157 | BioBall™ System Instruments, BioBall™ AdapterSelector MST1 (11/13- 4° 3'), TiAl6V4 ELI, non-sterile, BioBall™ AdapterSelector MSV4 (11/12- 5° 39'), TiAl6V4 ELI, non-sterile, BioBall™ AdapterSelector MS 10/12 (5° 42'), TiAl6V4 ELI, non-sterile, BioBall™ Trial Adapter Standard 12/14 (5°42'30''), Neck XL, non-sterile, BioBall™ Trial Adapter Standard 12/14 (5°42'30''), Neck 2XL, non-sterile, BioBall™ Trial Adapter Standard 12/14 (5°42'30''), Neck 3XL, non-sterile, BioBall™ Trial Adapter Standard 12/14 (5°42'30''), Neck 4XL, non-sterile, BioBall™ Trial Adapter Standard 12/14 (5°42'30''), Neck 5XL, non-sterile, BioBall™ Trial Head Ø32 mm PEEK XRO green, non-sterile, BioBall™ Trial Adapter Standard 14/16 (5°42'30''), Neck: M, non-sterile, BioBall™ Trial Adapter Standard 14/16 (5°42'30''), Neck: L, non-sterile, BioBall™ Trial Adapter Standard 14/16 (5°42'30''), Neck: XL, non-sterile, BioBall™ Trial Adapter Standard 14/16 (5°42'30''), Neck: 2XL, non-sterile, BioBall™ Trial Adapter Standard 14/16 (5°42'30''), Neck: 3XL, non-sterile, BioBall™ Trial Adapter Standard 14/16 (5°42'30''), Neck: 4XL, non-sterile, BioBall™ Trial Adapter Standard 14/16 (5°42'30''), Neck: 5XL, non-sterile, BioBall™ Trial Adapter MS 10/12 Offset 7.5 10/12 5°42', Neck M, non-sterile, BioBall™ Trial Adapter MS 10/12 Offset 7.5 10/12 5°42', Neck L, non-sterile, BioBall™ Trial Adapter MS 10/12 Offset 7.5 10/12 5°42', Neck XL, non-sterile, BioBall™ Trial Adapter MS 10/12 Offset 7.5 10/12 5°42', Neck 2XL, non-sterile, BioBall™ Trial Adapter MS 10/12 Offset 7.5 10/12 5°42', Neck 3XL, non-sterile, BioBall™ Offset Trial Adapter 12/14 (5°42'30''), Neck M, non-sterile, BioBall™ Offset Trial Adapter 12/14 (5°42'30''), Neck L, non-sterile, BioBall™ Offset Trial Adapter 12/14 (5°42'30''), Neck XL, non-sterile, BioBall™ Offset Trial Adapter 12/14 (5°42'30''), Neck 2XL, non-sterile, BioBall™ Offset Trial Adapter 12/14 (5°42'30''), Neck 3XL, non-sterile, BioBall™ Offset Trial Adapter 12/14 (5°42'30''), Neck 4XL, non-sterile, BioBall™ Trial Adapter Offset 12/14 (5°42'30''), Neck 5XL, non-sterile, BioBall™ Offset Trial Adapter 14/16 (5°42'30'') Neck: 2XL, PEEK XRO (ivory), non-sterile, BioBall™ Offset Trial Adapter 14/16 (5°42'30'') Neck: 3XL, PEEK XRO (ivory), non-sterile, BioBall™ Offset Trial Adapter 14/16 (5°42'30'') Neck: 4XL, PEEK XRO (ivory), non-sterile, BioBall™ Offset Trial Adapter 14/16 (5°42'30'') Neck: 5XL, PEEK XRO (ivory), non-sterile, BioBall™ Trial Adapter Offset II Offset 12/14, Neck M, PEEK XRO, non-sterile, BioBall™ Trial Adapter Offset II Offset 12/14, Neck L, PEEK XRO, non-sterile, BioBall™ Trial Adapter Offset II Offset 12/14, Neck XL, PEEK XRO, non-sterile, BioBall™ Trial Adapter Offset II Offset 12/14, Neck 2XL, PEEK XRO, non-sterile, BioBall™ Trial Adapter Offset II Offset 12/14, Neck 3XL, PEEK XRO, non-sterile, BioBall™ Trial Adapter Offset II Offset 12/14, Neck 4XL, PEEK XRO, non-sterile, BioBall™ Trial Adapter Offset II Offset 12/14, Neck 5XL, PEEK XRO, non-sterile, BioBall™ Trial Head Ø28 mm, PEEK XRO green, non-sterile, BioBall™ Trial Head Ø33 mm, PEEK XRO green, non-sterile, BioBall™ Trial Head Ø35 mm, PEEK XRO green, non-sterile, BioBall™ Trial Head Ø36 mm, PEEK XRO green, non-sterile, BioBall™ Trial Head Ø38 mm, PEEK XRO green, non-sterile, BioBall™ Trial Head Ø40 mm, PEEK XRO green, non-sterile, BioBall™ Trial Head Ø42 mm, POM green, non-sterile, BioBall™ Trial Head Ø43 mm, POM green, non-sterile, BioBall™ Trial Head Ø44 mm, POM green, non-sterile, BioBall™ Trial Head Ø45 mm, POM green, non-sterile, BioBall™ Trial Head Ø46 mm, POM green, non-sterile, BioBall™ Trial Head Ø47 mm, POM green, non-sterile, BioBall™ Trial Head Ø48 mm, POM green, non-sterile, BioBall™ Trial Head Ø49 mm, POM green, non-sterile, BioBall™ Trial Head Ø50 mm, POM green, non-sterile, BioBall™ Trial Head Ø51 mm, POM green, non-sterile, BioBall™ Trial Head Ø52 mm, POM green, non-sterile, BioBall™ Trial Head Ø53 mm, POM green, non-sterile, BioBall™ Trial Head Ø54 mm, POM green, non-sterile, BioBall™ Trial Head Ø55 mm, POM green, non-sterile, BioBall™ Trial Head Ø56 mm, POM green, non-sterile, BioBall™ Trial Head Ø57 mm, POM green, non-sterile, BioBall™ Trial Head Ø58 mm, POM green, non-sterile, BioBall™ AdapterSelector MSZI (10/12 6° 0'), TiAl6V4 ELI, non-sterile, BioBall™ AdapterSelector MS 8/10 (5° 42'), TiAl6V4 ELI, non-sterile, BioBall™ AdapterSelector 12/14 (5° 42'), TiAl6V4 ELI, non-sterile, BioBall™ AdapterSelector 14/16 (5° 42'), TiAl6V4 ELI, non-sterile, BioBall™ AdapterSelector MSBG (14/16- 6° 0'), TiAl6V4 ELI, non-sterile, BioBall™ AdapterSelector MSPC (13/14- 2° 52'), TiAl6V4 ELI, non-sterile, BioBall™ AdapterSelector MSSR (11/13- 6° 2'), TiAl6V4 ELI, non-sterile, BioBall™ AdapterSelector MSKK (14/16- 5° 42' 30"), TiAl6V4 ELI, non-sterile, BioBall™ AdapterSelector MSSY (10/12- 6°), TiAl6V4 ELI, non-sterile, BioBall™ Head Impactor POM black, non-sterile, BioBall™ Handle 1.457, POM black, non- sterile, BioBall™ Separating Wedge size S ,1.4021, non-sterile, BioBall™ Separating Wedge size M ,1.4021, non-sterile, BioBall™ Separating Wedge size L ,1.4021, non-sterile, BioBall™ Adapter Extractor non-sterile, BioBall™ Extractor Sleeve for Adapter 12/14 S and MSPC M, non-sterile, BioBall™ Extractor Sleeve for Adapter 14/16 M and MSBG M, non-sterile, BioBall™ Extractor Sleeve for Adapter MSV4 M and MSSR M, non-sterile, BioBall™ Extractor Sleeve for Adapter MS 10/12 S and MSSY S/M,non-sterile, BioBall™ Extractor Sleeve for Adapter MSZI S-M, non-sterile, BioBall™ Extractor Sleeve for Offset Adapter 12/14 M, non-sterile, BioBall™ Trial Adapter MST1 Standard 11/13 4°3' Neck M, non-sterile, BioBall™ Trial Adapter MST1 Standard 11/13 4°3' Neck L, non-sterile, BioBall™ Trial Adapter MST1 Standard 11/13 4°3' Neck XL, non-sterile, BioBall™ Trial Adapter MST1 Standard 11/13 4°3' Neck 2XL, non-sterile, BioBall™ Trial Adapter MST1 Standard 11/13 4°3' Neck 3XL, non-sterile, BioBall™ Trial Adapter MSV4 Offset 7.5, 11/12 5°39' Neck M, non-sterile, BioBall™ Trial Adapter MSV4 Offset 7.5, 11/12 5°39' Neck L, non-sterile, BioBall™ Trial Adapter MSV4 Offset 7.5, 11/12 5°39' Neck XL, non-sterile, BioBall™ Trial Adapter MSV4 Offset 7.5, 11/12 5°39' Neck 2XL, non-sterile, BioBall™ Trial Adapter MSV4 Offset 7.5, 11/12 5°39' Neck 3XL, non-sterile, BioBall™ Trial Adapter MS 8/10 Standard 8/10 5°42' Neck S, non-sterile, BioBall™ Trial Adapter MS 8/10 Standard 8/10 5°42' Neck M, non-sterile, BioBall™ Trial Adapter MS 8/10 Standard 8/10 5°42' Neck L, non-sterile, BioBall™ Trial Adapter MS 8/10 Standard 8/10 5°42' Neck XL, non-sterile, BioBall™ Trial Adapter MS 8/10 Standard 8/10 5°42' Neck 2XL, non- sterile, BioBall™ Trial Adapter MSPC Standard 13/14 -2°52' Neck M, non-sterile, BioBall™ Trial Adapter MSPC Standard 13/14 -2°52' Neck L, non-sterile, BioBall™ Trial Adapter Standard MSBG 14/16-6°0', Neck M, non-sterile, BioBall™ Trial Adapter Standard MSBG (14/16-6°0') Neck L, non-sterile, BioBall™ Trial Adapter Standard MSBG (14/16-6°0') Neck XL, non-sterile, BioBall™ Trial Adapter Standard MSBG (14/16-6°0') Neck 2XL, non-sterile, BioBall™ Trial Adapter Standard MSSR (11/13-6°2') Neck M, non-sterile, BioBall™ Trial Adapter Standard MSSR (11/13-6°2') Neck L, non-sterile, BioBall™ Trial Adapter Standard MSSR (11/13-6°2') Neck XL, non-sterile, BioBall™ Trial Adapter MS 8/10 Offse 7.5 8/10 5°42' Halslänge M, non-sterile, BioBall™ Trial Adapter MS 8/10 Offset 7.5 8/10 5°42' Halslänge L, non-sterile, BioBall™ Trial Adapter MS 8/10 Offset 7.5 8/10 5°42' Halslänge XL, non-sterile, BioBall™ Trial Adapter MS 8/10 Offset 7.5 8/10 5°42' Neck 2XL, non-sterile, BioBall™ Trial Adapter MSV4 Standard 11/12 5°39' Neck M, non-sterile, BioBall™ Trial Adapter MSV4 Standard 11/12 5°39' Neck L, non-sterile, BioBall™ Trial Adapter MSV4 Standard 11/12 5°39' Neck XL, non-sterile, BioBall™ Trial Adapter MSV4 Standard 11/12 5°39' Neck 2XL, non-sterile, BioBall™ Trial Adapter MSV4 Standard 11/12 5°39' Neck 3XL, non-sterile, BioBall™ Trial Adapter MSZI Standard 10/12 6°0' Neck S, non-sterile, BioBall™ Trial Adapter MSZI Standard 10/12 6°0' Neck M, non-sterile, BioBall™ Trial Adapter MSZI Standard 10/12 6°0' Neck L, non-sterile, BioBall™ Trial Adapter MSZI Standard 10/12 6°0' Neck XL, non-sterile, BioBall™ Trial Adapter MSZI Standard 10/12 6°0' Neck 2XL, non-sterile, BioBall™ Trial Adapter MSZI Standard 10/12 6°0' Neck 3XL, non-sterile, BioBall™ Trial Adapter MST1 Offset 7.5 11/13 4°3' Neck M, non-sterile, BioBall™ Trial Adapter MST1 Offset 7.5 11/13 4°3' Neck L, non-sterile, BioBall™ Trial Adapter MST1 Offset 7.5 11/13 4°3' Neck XL, non-sterile, BioBall™ Trial Adapter MST1 Offset 7.5 11/13 4°3' Neck 2XL, non-sterile, BioBall™ Trial Adapter MST1 Offset 7.5 11/13 4°3' Neck 3XL, non-sterile, BioBall™ Trial Adapter MSSY Standard 10/12 6° Neck S, non-sterile, BioBall™ Trial Adapter MSSY Standard 10/12 6° Neck M, non-sterile, BioBall™ Trial Adapter MSSY Standard 10/12 6° Neck L, non-sterile, BioBall™ Trial Adapter MSSY Standard 10/12 6° Neck XL, non-sterile, BioBall™ Trial Adapter MS 10/12 Standard 10/12 5°42' Neck S, non-sterile, BioBall™ Trial Adapter MS 10/12Standard 10/12 5°42' Neck M, non-sterile, BioBall™ Trial Adapter MS 10/12 Standard 10/12 5°42' Neck L, non-sterile, BioBall™ Trial Adapter MS 10/12 Standard 10/12 5°42' Neck XL, non- sterile, BioBall™ Trial Adapter MS 10/12 Standard 10/12 5°42' Neck 2XL, non- sterile, BioBall™ Trial Adapter MS 10/12 Standard 10/12 5°42' Neck 3XL, non- sterile, BioBall™ Trial Adapter Standard 12/14 (5°42'30''), Neck S, non-sterile, BioBall™ Trial Adapter Standard 12/14 (5°42'30''), Neck M, non-sterile, BioBall™ Trial Adapter Standard 12/14 (5°42'30''), Neck L, non-sterile | T R I M E D | 2024-08-29T00:00:00.000+02:00 | Merete GmbH, Alt-Lankwitz 102, 12247 Berlin, Germany | N/A, HI39001, HI39002, HI39003, HM40124, HM40125, HM40126, HM40127, HM40128, HM40132, HM40142, HM40143, HM40144, HM40145, HM40146, HM40147, HM40148, HM40202, HM40203, HM40204, HM40205, HM40206, HM40222, HM40223, HM40224, HM40225, HM40226, HM40227, HM40228, HM40445, HM40446, HM40447, HM40448, HM41222, HM41223, HM41224, HM41225, HM41226, HM41227, HM41228, HM40028, HM40033, HM40035, HM40036, HM40038, HM40040, HM40342, HM40343, HM40344, HM40345, HM40346, HM40347, HM40348, HM40349, HM40350, HM40351, HM40352, HM40353, HM40354, HM40355, HM40356, HM40357, HM40358, HI39004, HI39005, HI39006, HI39007, HI39008, HI39009, HI39010, HI39011, HI39012, HM10004, HM10005, HM10007, HM10008, HM10009, HM20001, HM20002, HM20003, HM20004, HM20005, HM20006, HM20007, HM39002, HM39003, HM39004, HM39005, HM39006, HM39022, HM39023, HM39024, HM39025, HM39026, HM39121, HM39122, HM39123, HM39124, HM39125, HM39132, HM39133, HM39142, HM39143, HM39144, HM39145, HM39152, HM39153, HM39154, HM39222, HM39223, HM39224, HM39225, HM39322, HM39323, HM39324, HM39325, HM39326, HM39421, HM39422, HM39423, HM39424, HM39425, HM39426, HM39522, HM39523, HM39524, HM39525, HM39526, HM39621, HM39622, HM39623, HM39624, HM40101, HM40102, HM40103, HM40104, HM40105, HM40106, HM40121, HM40122, HM40123 | Klasa IIa | BioBall™ System Instruments janë pajisje mjekësore që përdoren për korrigjimin intraoperativ të gjatësisë së qafës së femurit, të retro-/antetorsionit, lateralizimit/medializimit në kërcell in situ. Këto pajisje ndihmojnë në përmirësimin e ecjes së pacientit dhe zvogëlimin e rrezikut të dislokimit. | Produkte per institucione te kujdesit shendetesor
17158 | Reloaded Cartridge for Endoscopic linear Cutter Stapler | TRITA HOSPITAL | 2024-08-28T00:00:00.000+02:00 | Changzhou Xin Neng Yuan Medical Stapler Co.,Ltd adr No.51 Shuishan Rd. Zhonglou Economic development District, Changzhou, Jiangsu | XNY3025A, XNY4525A, XNY4535A, XNY4548A,XNY6025A, XNY6035A, XNY6048A,XNYJ4025A, XNYJ4035A, XNYJ4542A, XNYJ6025A, XNYJ6035A, XNYJ6042A, XNYJ45LA, XNYJ45MA,XNYJ45HA, XNYJ60LA, XNYJ60MA, XNYJ60HA | Klasa IIb | Kartrixhe qe vendosen ne aplikator Stapler qe ben te mundur qepjen e stomakut | Pajisje nje perdorimeshe
17159 | Ultrasound probe CV1-8AE, Ultrasound probe L3-22, Ultrasound probe CMV1-10, Ultrasound probe CMV1-10Z, Ultrasound probe PA1-5AE | PEGASUS. | 2024-08-28T00:00:00.000+02:00 | Samsung Medison Co., Ltd. 3366, Hanseo-ro, Nam-myeon, Hongcheon-gun, Gangwon-do 25108, Republic of Korea | CV1-8AE, L3-22, CMV1-10, CMV1-10Z, PA1-5AE | Klasa IIa | Jane sonda te aparateve diagnostikues ekografike, skanera me ultratinguj | Pajisje diagnostikuese dhe terapeutike me rezatim
te kompanise Samsung qe perdoren per qellime te ndryshme diagnostike.
17160 | RX Acculink TM Carotid Stent System / 1010126-20, RX Acculink TM Carotid Stent System / 1010127-20 , RX Acculink TM Carotid Stent System / 1010128-20, RX Acculink TM Carotid Stent System / 1010129-20, RX Acculink TM Carotid Stent System / 1010130-20, RX Acculink TM Carotid Stent System / 1010131-20, RX Acculink TM Carotid Stent System / 1010126-30, RX Acculink TM Carotid Stent System / 1010127-30, RX Acculink TM Carotid Stent System / 1010128-30, RX Acculink TM Carotid Stent System / 1010129-30, RX Acculink TM Carotid Stent System / 1010130-30, RX Acculink TM Carotid Stent System / 1010131-30, RX Acculink TM Carotid Stent System / 1010132-30, RX Acculink TM Carotid Stent System / 1010133-30, RX Acculink TM Carotid Stent System / 1010126-40, RX Acculink TM Carotid Stent System / 1010127-40, RX Acculink TM Carotid Stent System / 1010128-40, RX Acculink TM Carotid Stent System / 1010129-40, RX Acculink TM Carotid Stent System / 1010130-40, RX Acculink TM Carotid Stent System / 1010131-40, RX Acculink TM Carotid Stent System / 1010132-40, RX Acculink TM Carotid Stent System / 1010133-40 | DIAL-ALB | 2024-08-29T00:00:00.000+02:00 | Abbott Medical, 3200 Lakeside Drive, Santa Clara, CA 95054, USA | 1010126-20, 1010127-20, 1010128-20, 1010129-20, 1010130-20, 1010131-20, 1010126-30, 1010127-30, 1010128-30, 1010129-30, 1010130-30, 1010131-30, 1010132-30, 1010133-30, 1010126-40, 1010127-40, 1010128-40, 1010129-40, 1010130-40, 1010131-40, 1010132-40, 1010133-40 | Klasa III | Sistemi i stenteve karotide RX Acculink TM është i destinuar për rivaskularizimin e karotideve | Pajisje te implantueshme aktive
17161 | Hi-Tourque Command TM 18 ST Guide Wire with Hydrophilic Coating / 1013784, Hi-Tourque Command TM 18 ST Guide Wire with Hydrophilic Coating / 1013785, Hi-Tourque Command TM 18 LT Guide Wire with Hydrophilic Coating / 1013806, Hi-Tourque Command TM 18 LT Guide Wire with Hydrophilic Coating / 1013807 | DIAL-ALB | 2024-08-29T00:00:00.000+02:00 | Abbott Medical, 3200 Lakeside Drive, Santa Clara, CA 95054, USA | 1013784, 1013785, 1013806, 1013807 | Klasa IIa | Tel udhezues per koronografi | Pajisje nje perdorimeshe
17162 | Emboshield NAV6 TM Embolic Protection System Small / 22442-19, Emboshield NAV6 TM Embolic Protection System Large / 22443-19, BareWire TM Distal Access Filter Delivery Wires, 190 cm / 22444-19, BareWire TM Workhorse Filter Delivery Wires, 190 cm / 22445-19, BareWire TM Workhorse Filter Delivery Wires, 315 cm / 22445-31, BareWire TM Support Filter Delivery Wires, 190 cm / 22446-19 | DIAL-ALB | 2024-08-29T00:00:00.000+02:00 | Abbott Medical, 3200 Lakeside Drive, Santa Clara, CA 95054, USA | 22442-19, 22443-19, 22444-19, 22445-19, 22445-31, 22446-19 | Klasa III | Sistemi i mbrojtjes embolike ka për qëllim kapjen dhe heqjen e materialit embolik gjatë procedurave intervenuese | Pajisje nje perdorimeshe
17163 | BareWire TM Support Filter Delivery Wires, 190 cm / 22446-19, Emboshield NAV6 TM Embolic Protection System Small / 22442-19, Emboshield NAV6 TM Embolic Protection System Large / 22443-19, BareWire TM Distal Access Filter Delivery Wires, 190 cm / 22444-19, BareWire TM Workhorse Filter Delivery Wires, 190 cm / 22445-19, BareWire TM Workhorse Filter Delivery Wires, 315 cm / 22445-31 | DIAL-ALB | 2024-08-29T00:00:00.000+02:00 | Abbott Medical, 3200 Lakeside Drive, Santa Clara, CA 95054, USA | 22446-19, 22442-19, 22443-19, 22444-19, 22445-19, 22445-31 | Klasa III | Sistemi i mbrojtjes embolike ka për qëllim kapjen dhe heqjen e materialit embolik gjatë procedurave intervenuese | Pajisje nje perdorimeshe
17164 | NC TREk NEO TM Coronary Dilatation Catheter | DIAL-ALB | 2024-08-29T00:00:00.000+02:00 | Abbott Medical, 3200 Lakeside Drive, Santa Clara, CA 95054, USA | 1400550-12, 1400550-15, 1400550-20, 1400600-12, 1400600-15, 1400600-20, 1400150-06, 1400150-08, 1400150-12, 1400150-20, 1400200-06, 1400200-08, 1400200-12, 1400200-15, 1400200-20, 1400225-06, 1400225-08, 1400225-12, 1400225-15, 1400225-20, 1400250-06, 1400250-08, 1400250-12, 1400250-15, 1400250-20, 1400250-25, 1400275-06, 1400275-08, 1400275-12, 1400275-15, 1400275-20, 1400300-06, 1400300-08, 1400300-12, 1400300-15, 1400300-20, 1400300-25, 1400325-06, 1400325-08, 1400325-12, 1400325-15, 1400325-20, 1400350-06, 1400350-08, 1400350-12, 1400350-15, 1400350-20, 1400350-25, 1400375-08, 1400375-12, 1400375-15, 1400375-20, 1400400-08, 1400400-12, 1400400-15, 1400400-20, 1400450-08, 1400450-12, 1400150-15, 1400450-20, 1400500-08, 1400500-12, 1400500-15, 1400500-20 | Klasa III | Kateteri koronar i zgjerimit NC TREk NEO TM - zgjeron strukturat stenotike të një arterie koronare pë të përmirësuar rrjedhjen/perfuzionin e gjakut të miokardit. | Pajisje nje perdorimeshe
17165 | Viatrac Tm 14 Plus Peripheral Dilatation Catheter with Microglide Tm Coating - 15mm length, Viatrac Tm 14 Plus Peripheral Dilatation Catheter with Microglide Tm Coating - 20mm length, Viatrac Tm 14 Plus Peripheral Dilatation Catheter with Microglide Tm Coating - 30mm length, Viatrac Tm 14 Plus Peripheral Dilatation Catheter with Microglide Tm Coating - 40mm length | DIAL-ALB | 2024-08-29T00:00:00.000+02:00 | Abbott Medical, 3200 Lakeside Drive, Santa Clara, CA 95054, USA | 1008189, 1008191, 1008193, 1008194, 1008192, 1008198, 1008195, 1008196, 1008199, 1008200, 1008202, 1008190, 1008197, 1008201 | Klasa IIa | Kateter i zgjerimit periferik me mikroglide | Pajisje nje perdorimeshe
17166 | X.ACT TM Carotid Stent System / XRX 020 07S, X.ACT TM Carotid Stent System / XRX 020 08S, X.ACT TM Carotid Stent System / XRX 020 09S, X.ACT TM Carotid Stent System / XRX 020 10S, X.ACT TM Carotid Stent System / XRX 030 07S, X.ACT TM Carotid Stent System / XRX 030 08S, X.ACT TM Carotid Stent System / XRX 030 09S, X.ACT TM Carotid Stent System / XRX 030 10S, X.ACT TM Carotid Stent System / XRX 030 08T, X.ACT TM Carotid Stent System / XRX 030 09T, X.ACT TM Carotid Stent System / XRX 030 10T, X.ACT TM Carotid Stent System / XRX 040 08T, X.ACT TM Carotid Stent System / XRX 040 09T, X.ACT TM Carotid Stent System / XRX 040 10T | DIAL-ALB | 2024-08-29T00:00:00.000+02:00 | Abbott Medical, 3200 Lakeside Drive, Santa Clara, CA 95054, USA | XRX 020 07S, XRX 020 08S, XRX 020 09S, XRX 020 10S, XRX 030 07S, XRX 030 08S, XRX 030 09S, XRX 030 10S, XRS 030 08T, XRX 030 09T, XRX 030 10T, XRX 040 08T, XRX 040 09T, XRX 040 10T | Klasa III | Sistemi i stenteve karotide X.ACT TM për rivaskularizimin e karotideve | Pajisje te implantueshme aktive
17167 | Vaginal Speculum side screw small, Vaginal Speculum side screw medium, Vaginal Speculum side screw large, Vaginal Speculum middle screw small, Vaginal Speculum middle screw medium, Vaginal Speculum middle screw large | MONTAL | 2024-08-28T00:00:00.000+02:00 | GIMA S.p.A Via Marconi, 1, 20060 Gessate (MI)- Italy | 29976, 29977, 29978, 29946, 29947, 29948 | Is | Pajisje gjinekologjike njeperdorimshe | Pajisje nje perdorimeshe
17168 | Sleep apnea screen meter | MONTAL | 2024-08-28T00:00:00.000+02:00 | CONTEC MEDICAL SYSTEMS CO., LTD No.112 Qinhuang West Street, Economic and Technical Development Zone, Qinhuangdao, Hebei Province, PEOPLE'S REPUBLIC OF CHINA | RS01 | Klasa IIa | Aparat portativ per matjen e parametrave jetesorë për personat që kanë sindromën apneahipopnea obstruktive të gjumit (OSAHS), sëmundjet pulmonare obstruktive kronike (COPD), astmën, sëmundjet vaskulare ose personat mbi 60 vjeç. | Instrumenta shumeperdorimeshe
17169 | Tongue depressors, WOODEN TONGUE DEPRESSOR, sterile (SLS-001) | T R I M E D | 2024-09-02T00:00:00.000+02:00 | ZARYS International Group spółka z ograniczoną odpowiedzialnością spółka komandytowa ul. Pod Borem 18, 41-808 Zabrze, Poland | Tongue depressors, WOODEN TONGUE DEPRESSOR, sterile (SLS-001) | Is | Tongue depressor është një pajisje mjekësore që përdoret për ekzaminimin e kavitetit oral. | Pajisje nje perdorimeshe
17170 | VIDAS NEPHROCHECK (NEPH) 421172, VIDAS NEPHROCHECK (NEPH) 421172-03 | LABOPHARMA SHPK | 2024-08-30T00:00:00.000+02:00 | Biomerieux SA 376 Chemin de l'Orme 69280 Marcy-l'Etoile France | 421172, 421172-03 | In vitro | Eshte nje test analizues i automatizuar qe perdoret ne sistemet VIDAS per percaktimin e proteinave TIMP-2 (Tissue Inhibitor of Metalloproteinase-2) dhe IGFBP-7 (Insulin-like Growth Factor-Binding Protein 7)ne urine. Se bashku me vleresimin klinik sherben si ndihme ne diagnostikimin e pacienteve me demtim te rende akut te veshkave., Eshte test i automatizuar qe perdoret ne sistemet VIDAS per percaktimin e proteinave TIMP-2 (Tissue Inhibitor of Metalloproteinase-2) and IGFBP-7 (Insulin-like Growth Factor-Binding Protein 7) ne urine. Se bashku me vleresimin klinik perdoret si ndohme ne diagnostikimin e pacienteve me demtim te rende akut te veshkave. | Pajisje te diagnostifikimit in vitro
17171 | BRAHMS Free BhCG KRYPTOR 809075N, BRAHMS Free BhCG KRYPTOR CAL 080991N | PEGASUS. | 2024-08-30T00:00:00.000+02:00 | BRAHMS Neuendorfstrasse 25 16761 Hennigsdorf Germany | 809075N, 080991N | In vitro | Eshte test i automatizuar qe perdoret ne sistemet BRAHMS per percaktimin ne serum te perqendrimit te hormonit BhCG., Eshte reagent qe perdoret si kalibrator per saktesine ne analizen e hormonit BhCG ne serum. me sistemet BRAHMS. | Pajisje te diagnostifikimit in vitro
17172 | Sterile oxygen masks, OXYGEN MASK with tubing, M (MTS-M-B), Sterile oxygen masks, OXYGEN MASK with tubing, L (MTS-L-B), Sterile oxygen masks, OXYGEN MASK with tubing, XL (MTS-XL-B), Sterile oxygen masks, OXYGEN MASK with tubing, S (MTS-S), Sterile oxygen masks, OXYGEN MASK with tubing, M (MTS-M), Sterile oxygen masks, OXYGEN MASK with tubing, L (MTS-L), Sterile oxygen masks, OXYGEN MASK with tubing, XL (MTS-XL), Sterile oxygen masks, OXYGEN MASK with tubing, S (MTS-S-B) | T R I M E D | 2024-09-02T00:00:00.000+02:00 | ZARYS International Group spółka z ograniczoną odpowiedzialnością spółka komandytowa ul. Pod Borem 18, 41-808 Zabrze, Poland | Sterile oxygen masks, OXYGEN MASK with tubing, M (MTS-M-B), Sterile oxygen masks, OXYGEN MASK with tubing, L (MTS-L-B), Sterile oxygen masks, OXYGEN MASK with tubing, XL (MTS-XL-B), Sterile oxygen masks, OXYGEN MASK with tubing, S (MTS-S), Sterile oxygen masks, OXYGEN MASK with tubing, M (MTS-M), Sterile oxygen masks, OXYGEN MASK with tubing, L (MTS-L), Sterile oxygen masks, OXYGEN MASK with tubing, XL (MTS-XL), Sterile oxygen masks, OXYGEN MASK with tubing, S (MTS-S-B) | Klasa IIa | Sterile oxygen masks janë pajisje mjekësore që mbulojnë hundën dhe gojën, duke siguruar një rezervuar oksigjeni për pacientin. Ato lejojnë rritjen e niveleve të oksigjenit në ajrin e thithur, ndihmojnë në parandalimin e rimarrjes së dioksidit të karbonit dhe bëjnë të mundur lagështimin e gazrave për të reduktuar tharjen e mukozës. | Pajisje anestezie dhe respiratore
17173 | Sterile breathing circuits, BREATHING CIRCUIT FOR CHILDREN with bag, elastic, additional arm (OBWD-1601L), Sterile breathing circuits, BREATHING CIRCUIT FOR ADULTS with bag, elastic, additional arm (OBWD-1603L), Sterile breathing circuits, BREATHING CIRCUIT FOR ADULTS with bag, elastic, additional arm (OBWD-2002L) , Sterile breathing circuits, BREATHING CIRCUIT FOR CHILDREN (OBP-160), Sterile breathing circuits, BREATHING CIRCUIT FOR ADULTS (OBD-160) | T R I M E D | 2024-09-02T00:00:00.000+02:00 | ZARYS International Group spółka z ograniczoną odpowiedzialnością spółka komandytowa ul. Pod Borem 18, 41-808 Zabrze, Poland | Sterile breathing circuits, BREATHING CIRCUIT FOR CHILDREN with bag, elastic, additional arm (OBWD-1601L), Sterile breathing circuits, BREATHING CIRCUIT FOR ADULTS with bag, elastic, additional arm (OBWD-1603L), Sterile breathing circuits, BREATHING CIRCUIT FOR ADULTS with bag, elastic, additional arm (OBWD-2002L) , Sterile breathing circuits, BREATHING CIRCUIT FOR CHILDREN (OBP-160), Sterile breathing circuits, BREATHING CIRCUIT FOR ADULTS (OBD-160) | Klasa IIa | Sterile breathing circuits është një pajisje mjekësore që përdoret për të dhënë oksigjen, për të hequr dioksidin e karbonit dhe për të shpërndarë agjentë anestezikë inhalatorë te një pacient. | Pajisje anestezie dhe respiratore
17174 | BRAHMS GM KRYPTOR QC 088192N | PEGASUS. | 2024-08-30T00:00:00.000+02:00 | BRAHMS Neuendorfstrasse 25 16761 Hennigsdorf Germany | 088192N | In vitro | Eshte nje test i automatizuar qe perdoret ne sistemet Brahms si nje ndihmes ne diagnostikimin permes analizes se gjakut te riskut te trizomise fetale ne grate shtatzane gjate trimestrit te pare te shtazenise. | Pajisje te diagnostifikimit in vitro
17175 | BRAHMS PAPP-A KRYPTOR 866075N, BRAHMS PAPP-A KRYPTOR CAL 086691N | PEGASUS. | 2024-08-30T00:00:00.000+02:00 | BRAHMS Neuendorfstrasse 25 16761 Hennigsdorf Germany | 866075N, 086691N | In vitro | Eshte test i automatizuar qe perdoret ne sistemet BRAHMS per percaktimin e perqendrimit te proteines PAPP-A (Pregnancy Associated Plasma Protein A) ne serum., Eshte kalibrator per matjen e saktesise ne analizen e proteines PAPP-A ne serum. | Pajisje te diagnostifikimit in vitro
17176 | BRAHMS AFP KRYPTOR 816075N, BRAHMS AFP KRYPTOR CAL 081691N | PEGASUS. | 2024-08-30T00:00:00.000+02:00 | BRAHMS Neuendorfstrasse 25 16761 Hennigsdorf Germany | 816075N, 081691N | In vitro | Eshte test i automatizuar ne sistemet BRAHMS qe perdoret per percaktimin sasior te Alfa feroproteines (AFP) ne plazme, serum dhe lengun amniotik, Eshte kalibrator per matjen e precizionit ne analizen e Alfa feroproteines (AFP) ne plazme, serum dhe lengun amniotik ne sistemet BRAHMS. | Pajisje te diagnostifikimit in vitro
17177 | BRAHMS uE3 KRYPTOR 803075N, BRAHMS uE3 KRYPTOR CAL 080391N, BRAHMS uE3 KRYPTOR QC 080392N | PEGASUS. | 2024-08-30T00:00:00.000+02:00 | BRAHMS Neuendorfstrasse 25 16761 Hennigsdorf Germany | 803075N, 080391N, 080392N | In vitro | Eshte nje test i automatizuar qe perdoret per percaktimin sasior te uE3 (estriolit te palidhur) ne serum., Eshte kalibrator qe perdoret ne sistemet BRAHMS per saktesine e analizes se perqednrimit te estriolit te palidhur uE3 ne serum., Eshte reagent qe perdoret per kontrollin e precizionit ne analizen e estriolit te palidhur uE3 ne serum. | Pajisje te diagnostifikimit in vitro
17178 | BRAHMS hCG+B KRYPTOR 841050N, BRAHMS hCG+B KRYPTOR CAL 084191N, BRAHMS hCG+B KRYPTOR QC 084192N, BRAHMS hCG+B KRYPTOR QC high 084193N | PEGASUS. | 2024-08-30T00:00:00.000+02:00 | BRAHMS Neuendorfstrasse 25 16761 Hennigsdorf Germany | 841050N, 084191N, 084192N, 084193N | In vitro | Eshte nje test i automatizuar ne sistemet BRAHMS per matjen e perqendrimit te hormonit hCG dhe nenjesise B te tij ne serum., Eshte reagent per precizionin ne analizen percaktimit te hormonit hCG dhe nenjesise se tij B ne serum., Eshte reagent qe perdoret per kontrollin e analizes se perqendrimit te hormonit hCG dhe nenjesise se tij B ne serum., Eshte reagent kontrolli i larte ne analizen e perqendrimit te hormonit hCG dhe nennjesise se tij ne serum. | Pajisje te diagnostifikimit in vitro
17179 | BRAHMS TM1 KRYPTOR QC 083892N | PEGASUS. | 2024-08-30T00:00:00.000+02:00 | BRAHMS Neuendorfstrasse 25 16761 Hennigsdorf Germany | 083892N | In vitro | Eshte reagent kontrolli i precizionit i perdorur ne testet e automatizuara te gjakut ne sistemet BRAHMS. | Pajisje te diagnostifikimit in vitro
17180 | BRAHMS AFP KRYPTOR DILUENT 081693N | PEGASUS. | 2024-08-30T00:00:00.000+02:00 | BRAHMS Neuendorfstrasse 25 16761 Hennigsdorf Germany | 081693N | In vitro | Eshte diluent i perdorur ne analizen e proteines alfa feroproteine (AFP) ne serum me sistemet BRAHMS. | Pajisje te diagnostifikimit in vitro
17181 | nanoTymp/ TY-MU, TU100948, 100948 | MSE | 2024-09-02T00:00:00.000+02:00 | PATH MEDICAL GmbH Landsberger Str.65 , D-82110 Germering · Germany | TY-MU, TU100948, 100948 | Klasa IIa | Timapnometer/ audiometer | Tjeter
17182 | MEDIPHOT DL - Dry Laser Imaging Film 35x43cm (14"x17") - 100 sheets, MEDIPHOT DL - Dry Laser Imaging Film 26x36cm (10''x14") - 150 sheets, MEDIPHOT DL - Dry Laser Imaging Film 25x30cm (10''x12") - 150 sheets, MEDIPHOT DL - Dry Laser Imaging Film 20x25cm (8''x10") - 150 sheets | MONTAL | 2024-09-17T00:00:00.000+02:00 | Colenta Labortechnik GmbH & Co. KG Neunkirchner Straße 117 A-2700 Wiener Neustadt Austria (SRN): AT-MF-000016797 | DL35x43 (REF no. 20104 20101), DL26x36 (REF no. 20104 20102), DL25x30 (REF no. 20104 20104), DL20x25 (REF no. 20104 20103) | Klasa I | Jane filma te thate te perfitimit te imazheve me reze lazer qe perpunohen termikisht pa pasur nevojen e perpunimit kimik te lagur | Pajisje nje perdorimeshe
17183 | OXYGEN HOOD | Health & Light | 2024-09-19T00:00:00.000+02:00 | GINEVRI srl/Via Cancelliera, 25/b 00041 Albano Laziale (Roma) | OXYGEN HOOD | Klasa I | Kapuc, mbulese koke me oksigjen | Pajisje anestezie dhe respiratore
17184 | Vaginal speculums, VAGINAL SPECULUM, sterile, XXS (WG-XXS), Vaginal speculums, VAGINAL SPECULUM, sterile, XS (WG-XS), Vaginal speculums, VAGINAL SPECULUM, sterile, S (WG-S), Vaginal speculums, VAGINAL SPECULUM, sterile, M (WG-M), Vaginal speculums, VAGINAL SPECULUM, sterile, L (WG-L), Vaginal speculums, VAGINAL SPECULUM, sterile, XL (WG-XL) | T R I M E D | 2024-09-02T00:00:00.000+02:00 | ZARYS International Group spółka z ograniczoną odpowiedzialnością spółka komandytowa ul. Pod Borem 18, 41-808 Zabrze, Poland | Vaginal speculums, VAGINAL SPECULUM, sterile, XXS (WG-XXS), Vaginal speculums, VAGINAL SPECULUM, sterile, XS (WG-XS), Vaginal speculums, VAGINAL SPECULUM, sterile, S (WG-S), Vaginal speculums, VAGINAL SPECULUM, sterile, M (WG-M), Vaginal speculums, VAGINAL SPECULUM, sterile, L (WG-L), Vaginal speculums, VAGINAL SPECULUM, sterile, XL (WG-XL) | Is | Vaginal speculum është një pajisje mjekësore që përdoret për ekzaminimin gjinekologjik të qafës së mitrës dhe vaginës. Kjo pajisje shërben për të kontrolluar qelizat tumorale, për të marrë mostra (si për shembull për një Pap test), si dhe për të kryer ndërhyrje. | Pajisje nje perdorimeshe
17185 | Oropharyngeal airways, GUEDEL AIRWAY, sterile, 000/40mm (RG-40), Oropharyngeal airways, GUEDEL AIRWAY, sterile, 00/50mm (RG-50), Oropharyngeal airways, GUEDEL AIRWAY, sterile, 0/60mm (RG-60) , Oropharyngeal airways, GUEDEL AIRWAY, sterile, 1/70mm (RG-70), Oropharyngeal airways, GUEDEL AIRWAY, sterile, 2/80mm (RG-80), Oropharyngeal airways, GUEDEL AIRWAY, sterile, 3/90mm (RG-90), Oropharyngeal airways, GUEDEL AIRWAY, sterile, 4/100mm (RG-100), Oropharyngeal airways, GUEDEL AIRWAY, sterile, 5/110mm (RG-110), Oropharyngeal airways, GUEDEL AIRWAY, sterile, 6/120mm (RG-120) | T R I M E D | 2024-09-02T00:00:00.000+02:00 | ZARYS International Group spółka z ograniczoną odpowiedzialnością spółka komandytowa ul. Pod Borem 18, 41-808 Zabrze, Poland | Oropharyngeal airways, GUEDEL AIRWAY, sterile, 000/40mm (RG-40), Oropharyngeal airways, GUEDEL AIRWAY, sterile, 00/50mm (RG-50), Oropharyngeal airways, GUEDEL AIRWAY, sterile, 0/60mm (RG-60) , Oropharyngeal airways, GUEDEL AIRWAY, sterile, 1/70mm (RG-70), Oropharyngeal airways, GUEDEL AIRWAY, sterile, 2/80mm (RG-80), Oropharyngeal airways, GUEDEL AIRWAY, sterile, 3/90mm (RG-90), Oropharyngeal airways, GUEDEL AIRWAY, sterile, 4/100mm (RG-100), Oropharyngeal airways, GUEDEL AIRWAY, sterile, 5/110mm (RG-110), Oropharyngeal airways, GUEDEL AIRWAY, sterile, 6/120mm (RG-120) | Is | Oropharyngeal airways janë pajisje mjekësore që përdoren për të ruajtur ose hapur rrugët e frymëmarrjes duke ndaluar gjuhën të mbulojë epiglotisin. | Pajisje anestezie dhe respiratore
17186 | Laser Based Technology - Soprano Ice Platinium | SOLLAKU GROUP | 2024-09-06T00:00:00.000+02:00 | ALMA LASERS GMBH Nordostpark 100-102, 90411 NUERNBERG GERMANY | n/a | Klasa IIb | Laser per depilim/epilim | Pajisje elektromekanike
17187 | ASAHI Gaia Next 3 PCI Guide Wire, 300cm , ASAHI Gaia Next 1 PCI Guide Wire, 190cm , ASAHI Gaia Next 1 PCI Guide Wire, 235cm , ASAHI Gaia Next 1 PCI Guide Wire, 300cm , ASAHI Gaia Next 2 PCI Guide Wire, 190cm , ASAHI Gaia Next 2 PCI Guide Wire, 235cm , ASAHI Gaia Next 2 PCI Guide Wire, 300cm , ASAHI Gaia Next 3 PCI Guide Wire, 190cm, ASAHI Gaia Next 3 PCI Guide Wire, 235cm | O.E.S DISTRIMED | 2024-09-04T00:00:00.000+02:00 | ASAHI INTECC CO.,LTD Medical Division 3-100 Akatsuki-cho,Seto,Aichi 489-0071 Japan | AH14R321P, AH14R019P, AH14R219P, AH14R319P, AH14R020P, AH14R220P, AH14R320P, AH14R021P, AH14R221P | Klasa III | Tela udhezues (guide wire) per perdorim gjate nderhyrjeve te pergjitheshme koronare perkutane | Pajisje nje perdorimeshe
17188 | PEZZER CATHETER, 400 mm, CH 22, PEZZER CATHETER, 400 mm, CH 24, PEZZER CATHETER, 400 mm, CH 26, PEZZER CATHETER, 400 mm, CH 28, PEZZER CATHETER, 400 mm, CH 30, PEZZER CATHETER, 400 mm, CH 32, PEZZER CATHETER, 400 mm, CH 34, PEZZER CATHETER, 400 mm, CH 36, PEZZER CATHETER, 400 mm, CH 38, PEZZER CATHETER, 400 mm, CH 40, Sterile urology catheters, PEZZER CATHETER, 400 mm, CH 12, PEZZER CATHETER, 400 mm, CH 14, PEZZER CATHETER, 400 mm, CH 16, PEZZER CATHETER, 400 mm, CH 18, PEZZER CATHETER, 400 mm, CH 20 | T R I M E D | 2024-09-04T00:00:00.000+02:00 | ZARYS International Group spółka z ograniczoną odpowiedzialnością spółka komandytowa ul. Pod Borem 18, 41-808 Zabrze, Poland | CP-22-40, CP-24-40, CP-26-40, CP-28-40, CP-30-40, CP-32-40, CP-34-40, CP-36-40, CP-38-40, CP-40-40, N/A, CP-12-40, CP-14-40, CP-16-40, CP-18-40, CP-20-40 | Klasa IIa | Sterile urology catheters është një pajisje mjekësore që shërben për të kulluar dhe mbledhur urinën nga fshikëza e urinës. Kjo pajisje përdoret kur pacienti ka vështirësi në urinimin, për të zbrazur fshikëzën para ose pas ndërhyrjes dhe për kryerjen e disa testeve. | Produkte per institucione te kujdesit shendetesor
17189 | Sterile nasal oxygen cannulas, NASAL OXYGEN CANNULA for adults, 140cm (CTND-140), Sterile nasal oxygen cannulas, NASAL OXYGEN CANNULA for adults, 200cm (CTND-200), Sterile nasal oxygen cannulas, NASAL OXYGEN CANNULA for adults, 300cm (CTND-300), Sterile nasal oxygen cannulas, NASAL OXYGEN CANNULA for adults, 500cm (CTND-500), Sterile nasal oxygen cannulas, NASAL OXYGEN CANNULA for children, 200cm (CTNZ-200), Sterile nasal oxygen cannulas, NASAL OXYGEN CANNULA for infants, 200cm (CTNN-200) | T R I M E D | 2024-09-04T00:00:00.000+02:00 | ZARYS International Group spółka z ograniczoną odpowiedzialnością spółka komandytowa ul. Pod Borem 18, 41-808 Zabrze, Poland | Sterile nasal oxygen cannulas, NASAL OXYGEN CANNULA for adults, 140cm (CTND-140), Sterile nasal oxygen cannulas, NASAL OXYGEN CANNULA for adults, 200cm (CTND-200), Sterile nasal oxygen cannulas, NASAL OXYGEN CANNULA for adults, 300cm (CTND-300), Sterile nasal oxygen cannulas, NASAL OXYGEN CANNULA for adults, 500cm (CTND-500), Sterile nasal oxygen cannulas, NASAL OXYGEN CANNULA for children, 200cm (CTNZ-200), Sterile nasal oxygen cannulas, NASAL OXYGEN CANNULA for infants, 200cm (CTNN-200) | Klasa IIa | Sterile nasal oxygen cannulas janë pajisje mjekësore që shërbejnë për të dhënë oksigjen shtesë ose rritje të qarkullimit të ajrit tek pacientët me probleme në frymëmarrje. | Pajisje anestezie dhe respiratore
17190 | VERTEK 9733936 PASSIVE BIOPSY KIT | O.E.S DISTRIMED | 2024-09-04T00:00:00.000+02:00 | Medtronic Navigation Inc.200 Medtronic Drive,Lafayette,CO 80026,USA | 9733936 | Sistem ose pakete proceduriale | Kit biopsie, per perdorim ne neurokirurgji | Pajisje nje perdorimeshe
17191 | Continuous Glucose Monitoring Systems CT3C CGM; Sensor CT312C; Transmitter CT-301DC | EUROFARMA TQ TOLICA | 2024-09-03T00:00:00.000+02:00 | ZHEJIANG POCTech Co., Ltd. No.1633 Hongfeng Road, Building 11 &amp; 12, Houzhou City, Zhejiang 313000, China | N/A | Klasa IIb | Sistem per monitorim e vazhdueshme te glukozes ne gjak | Tjeter
17192 | Keradrop/Non-active ophthalmic devices/Soothing lubricating ophthalmic solution | PharmaBest Group | 2024-09-06T00:00:00.000+02:00 | ITALDEVICE s.r.l , Via Laurentina km. 26,700, 00071 Pomezie Rome ITALIA | Lubricant and soothing ophthalmic solution | Klasa IIa | Indikohet për trajtimin simptomatik (p.sh. kruajtje, ndjesi të trupit të huaj, skuqje) të gjendjet e vazhdueshme inflamatore të sipërfaqes së syrit. | Tjeter
17193 | Operating table | FEDOS | 2024-09-26T00:00:00.000+02:00 | FAMED ZYWIEC sp. z o.o. , ul. Fabryczna 1 34-300 Zywiec, Poland | SU-03 (Operating table SU-03 PRIME) | Klasa I | shtrat operacioni | Tjeter
17194 | Surgical Light, Minor Surgical Light, Examination (Diagnosis) Light | FEDOS | 2024-09-26T00:00:00.000+02:00 | ETKiN TIBBi CiHAZLAR SANA Yi VE Ti CARET A.S.AOSB Mahallesi 10052 Sokak No: 10 Çigli/izmir/Turkiye | ETC LED ELITE X (XXXXXXXXIXXXXXXXXIXXXXXXXX-XX), ETC LED MASTER X (XXXXXXXXIXXXXXXXXIXXXXXXXX-XX), ETC LED PERGAMON X, ETC LED SMYRNA X (XXXXXXXXIXXXXXXXXIXXXXXXXX-XX), ETC LED ANKA X (XXXXXXXXIXXXXXXXXIXXXXXXXX-XX), ETC LED KA YRA X XXXXXXXX-XX | Klasa I | Llampe kirurgjikale, Llampe e vogel kirurgjikale, Llame ekzaminimi per diagnostikim | Tjeter
17195 | COPAL® knee moulds S, COPAL® knee moulds M, COPAL® knee moulds L | LAYO | 2024-08-28T00:00:00.000+02:00 | Heraeus Medical GmbH, Philipp-Reis-Strasse 8/13, 61273 Wehrheim, Germany | 66058094, 5110054, 66058095, 5110055, 66058096, 5110056 | Klasa IIa | Instrumenta një përdorimësh, që përdoren në shërbimin e ortopedisë për të prodhuar spacer të gjurit, i cili shërben kryesisht kryesisht për të ruajtur hapësirën artikulare gjatë protezimit me revizion në dy faza. | Pajisje nje perdorimeshe
17196 | Sterile non-rebreath masks, NON-REBREATH MASK with tubing, S (MTW-S), Sterile non-rebreath masks, NON-REBREATH MASK with tubing, M (MTW-M), Sterile non-rebreath masks, NON-REBREATH MASK with tubing, L (MTW-L), Sterile non-rebreath masks, NON-REBREATH MASK with tubing, XL (MTW-XL), Sterile non-rebreath masks, NON-REBREATH MASK with tubing, L (MTW-L-B), Sterile non-rebreath masks, NON-REBREATH MASK with tubing, XL (MTW-XL-B) | T R I M E D | 2024-09-02T00:00:00.000+02:00 | ZARYS International Group spółka z ograniczoną odpowiedzialnością spółka komandytowa ul. Pod Borem 18, 41-808 Zabrze, Poland | Sterile non-rebreath masks, NON-REBREATH MASK with tubing, S (MTW-S), Sterile non-rebreath masks, NON-REBREATH MASK with tubing, M (MTW-M), Sterile non-rebreath masks, NON-REBREATH MASK with tubing, L (MTW-L), Sterile non-rebreath masks, NON-REBREATH MASK with tubing, XL (MTW-XL), Sterile non-rebreath masks, NON-REBREATH MASK with tubing, L (MTW-L-B), Sterile non-rebreath masks, NON-REBREATH MASK with tubing, XL (MTW-XL-B) | Klasa IIa | Sterile non-rebreath mask është një pajisje mjekësore që përdoret tek pacientët që kanë nevojë për përqendrime të larta të oksigjenit. Përdoret kur një person duhet të marrë nivele të larta oksigjeni në raste urgjente, të tilla si: lëndimi, thithja e tymit ose helmimi me monoksid karboni. | Pajisje anestezie dhe respiratore
17197 | ARTOX GEL, 100 ml | T R I M E D | 2024-09-25T00:00:00.000+02:00 | Gruppo Farmainpresa S.r.l., via Cipro, 1 - 25124 Brescia, Italy | ARTOX GEL, 100 ml | Klasa I | ARTOX GEL është një pajisje mjekësore e ideuar për traumat dhe mavijosjet e lokalizuara. Falë veprimit osmotik dhe përbërësve të tij volatile, produkti është i dobishëm për lehtësimin e dhimbjeve të muskujve ose kyçeve. | Tjeter
17198 | VERSATIP Hamada Stone Grasping Forceps large stones, double action, 60cm length 3 Charr., rigid, Ø1.0mm, VERSATIP Biopsy Forceps, double action jaws, 60cm length, rigid, 3 Charr. | O.E.S DISTRIMED | 2024-09-27T00:00:00.000+02:00 | RZ Medizintechnik GmbH Unter Hasslen 20/22 78532 Tuttlingen Germany | 253-954-003, 253-956-003 | Klasa I | Instrument kirurgjikal | Instrumenta shumeperdorimeshe
17199 | MANUAL EXAMINATION COUCH/ ET-0025 | MSE | 2024-09-27T00:00:00.000+02:00 | ARŞİMED MEDİKAL KOZM. BİL. İTH. İHR. PAZ. SANAYİ VE TİCARET LTD. ŞTİ. ORGANIZE SANAYI BOLGESI MH 4 CAD. NO:5 YERKOY YOZGAT TURKİYE /TURKEY | ET-0025 | Klasa I | Poltron ekzaminimi manual | Tjeter
17200 | Temporary External Pacemaker | O.E.S DISTRIMED | 2024-09-04T00:00:00.000+02:00 | Medtronic, Inc. 710 Medtronic Parkway Minneapolis MN 55432 USA | 5392, 53401 | Klasa III | Ritemberes i jashtem i perkohshem,per monitorimin dhe rregullimin e ritmit te zemres | Pajisje nje perdorimeshe
17201 | K-WIRE 1.5x150 MM, POINTED, K-WIRE 2.0x150 MM, POINTED, K-WIRE 2.5x100 MM, POINTED, HBS 2 MIDI GUIDE WIRE ø 1 .1MM/125MM, HBS 2 MIDI GUIDE WIRE Ø 1.1MM/125MM, HBS 2 MINI GUIDE WIRE ø 0.9MM/125MM, HBS 2 MINI GUIDE WIRE Ø 0.9MM/125MM, LINOS K-WIRE Ø 0.9MM,12CM,TROCAR,ROUND, Nexos K-Wire Ø1,8x280mm, STEINMANN-PIN, 4X140 MM, STEINMANN-PIN, 4X160 MM, STEINMANN-PIN, 4X180 MM, STEINMANN-PIN, 4X200 MM, K-WIRE, 1.6X120 MM, FLAT END, K-WIRE, 1.0X120 MM, ROUND END, K-Wire, 1.0x120 mm, round end, K-WIRE, 1.2X120 MM, ROUND END, K-WIRE, 1.0X160 MM, FLAT END, K-WIRE, 1.2X160 MM, FLAT END, K-WIRE, 1.4X160 MM, FLAT END, K-WIRE, 1.5X160 MM, FLAT END, K-WIRE, 0.6X150 MM, ROUND END, K-WIRE, 1.6X160 MM, FLAT END, K-WIRE, 1.8X160 MM, FLAT END, K-WIRE, 2.0X160 MM, FLAT END, K-WIRE, 2.2X160 MM, FLAT END, K-WIRE, 2.5X160 MM, FLAT END, K-WIRE, 1.0X160 MM, ROUND END, K-WIRE, 1.2X160 MM, ROUND END, K-WIRE, 1.4X160 MM, ROUND END, K-WIRE, 1.5X160 MM, ROUND END, K-WIRE, 1.6X160 MM, ROUND END, K-WIRE, 1.8X160 MM, ROUND END, K-WIRE, 2.0X160 MM, ROUND END, K-WIRE, 2.2X160 MM, ROUND END, K-WIRE, 2.5X160 MM, ROUND END, K-WIRE, 1.0X310 MM, FLAT END, K-WIRE, 1.2X310 MM, FLAT END, K-WIRE, 1.4X310 MM, FLAT END, K-WIRE, 1.5X310 MM, FLAT END, K-WIRE, 1.6X310 MM, FLAT END, K-WIRE, 1.8X310 MM, FLAT END, K-WIRE, 2.0X310 MM, FLAT END, K-WIRE, 2.2X310 MM, FLAT END, K-WIRE, 2.5X310 MM, FLAT END, K-WIRE, 1.0X310 MM, ROUND END, K-WIRE, 1.2X310 MM, ROUND END, K-WIRE, 1.4X310 MM, ROUND END, K-WIRE, 1.5X310 MM, ROUND END, K-WIRE, 1.6X310 MM, ROUND END, K-WIRE, 1.8X310 MM, ROUND END, K-WIRE, 2.0X310 MM, ROUND END, K-WIRE, 2.2X310 MM, ROUND END, K-WIRE, 2.5X310 MM, ROUND END, K-WIRE, DOUBLE POINTED, 0,9 X 60 MM, K-WIRE, DOUBLE POINTED, 0,9 X 120 MM, K-WIRE, DOUBLE POINTED, 0,9 X 140 MM, K-WIRE, DOUBLE POINTED, 0,9 X 160 MM, K-WIRE, DOUBLE POINTED, 1.0X160 MM, K-WIRE, DOUBLE POINTED, 1.2X160 MM, K-WIRE, DOUBLE POINTED, 1.4X160 MM, K-WIRE, DOUBLE POINTED, 1.5X160 MM, K-WIRE, DOUBLE POINTED, 1.6X160 MM, K-WIRE, DOUBLE POINTED, 1.8X160 MM, K-WIRE, DOUBLE POINTED, 2.0X160 MM, K-WIRE, DOUBLE POINTED, 2.5X160 MM, K-WIRE, DOUBLE POINTED, 1.0X310 MM, K-WIRE, DOUBLE POINTED, 1.2X310 MM, K-WIRE, DOUBLE POINTED, 1.4X310 MM, K-WIRE, DOUBLE POINTED, 1.5X310 MM, K-WIRE, DOUBLE POINTED, 1.6X310 MM, K-WIRE, DOUBLE POINTED, 1.8X310 MM, K-WIRE, DOUBLE POINTED, 2.0X310 MM, K-WIRE, DOUBLE POINTED, 2.5X310 MM, HBS GUIDE WIRE WITH THREAD 1,0x125MM, K-WIRE 0.8x150 MM, POINTED, K-WIRE 1.0x150 MM, POINTED | O.E.S DISTRIMED | 2024-09-04T00:00:00.000+02:00 | Gebruder Martin GmbH & Co. KG KLS Martin Platz 1 78532 Tuttlingen Germany | 26-773-72-07, 26-773-73-07, 26-773-74-07, 26-850-00-05, 26-850-99-05, 26-875-00-05, 26-875-99-05, 26-975-90-07, 59-902-03-05, 22-562-14-05, 22-562-16-05, 22-562-18-05, 22-562-20-05, 22-626-16-05, 22-627-10-05, 22-627-10-99, 22-627-12-05, 22-630-10-05, 22-630-12-05, 22-630-14-05, 22-630-15-05, 22-630-15-50, 22-630-16-05, 22-630-18-05, 22-630-20-05, 22-630-22-05, 22-630-25-05, 22-631-10-05, 22-631-12-05, 22-631-14-05, 22-631-15-05, 22-631-16-05, 22-631-18-05, 22-631-20-05, 22-631-22-05, 22-631-25-05, 22-632-10-05, 22-632-12-05, 22-632-14-05, 22-632-15-05, 22-632-16-05, 22-632-18-05, 22-632-20-05, 22-632-22-05, 22-632-25-05, 22-633-10-05, 22-633-12-05, 22-633-14-05, 22-633-15-05, 22-633-16-05, 22-633-18-05, 22-633-20-05, 22-633-22-05, 22-633-25-05, 22-636-09-05, 22-637-09-05, 22-638-09-05, 22-639-09-05, 22-639-10-05, 22-639-12-05, 22-639-14-05, 22-639-15-05, 22-639-16-05, 22-639-18-05, 22-639-20-05, 22-639-25-05, 22-640-40-05, 22-640-42-05, 22-640-44-05, 22-640-45-05, 22-640-46-05, 22-640-48-05, 22-640-50-05, 22-640-55-05, 26-350-00-05, 26-773-70-07, 26-773-71-07 | Klasa IIb | Instrumenta kirurgjikale | Pajisje nje perdorimeshe
17202 | N/A Lysercell WDF | SWISSMED | 2024-09-03T00:00:00.000+02:00 | SYSMEX CORPORATION, 1-5-1 WAKINOHAMA-KAIGANDORI, CHUO-KU,KOBE 651-0073 JAPAN | AL-337-564, BG-689-680, AZ-124-801, AW-993-605 | In vitro | Reagent laboratorik per pajisje hematologjike | Pajisje laboratori
17203 | Sterile paraffin gauze dressings, paraffiNET, Paraffin gauze dressing, sterile, 5cm x 5cm (PAR-01), Sterile paraffin gauze dressings, paraffiNET, Paraffin gauze dressing, sterile, 10cm x 10cm (PAR-02), Sterile paraffin gauze dressings, paraffiNET, Paraffin gauze dressing, sterile, 10cm x 40cm (PAR-06), Sterile paraffin gauze dressings, paraffiNET, Paraffin gauze dressing, sterile, 15cm x 20cm (PAR-07) | T R I M E D | 2024-09-04T00:00:00.000+02:00 | ZARYS International Group spółka z ograniczoną odpowiedzialnością spółka komandytowa ul. Pod Borem 18, 41-808 Zabrze, Poland | Sterile paraffin gauze dressings, paraffiNET, Paraffin gauze dressing, sterile, 5cm x 5cm (PAR-01), Sterile paraffin gauze dressings, paraffiNET, Paraffin gauze dressing, sterile, 10cm x 10cm (PAR-02), Sterile paraffin gauze dressings, paraffiNET, Paraffin gauze dressing, sterile, 10cm x 40cm (PAR-06), Sterile paraffin gauze dressings, paraffiNET, Paraffin gauze dressing, sterile, 15cm x 20cm (PAR-07) | Klasa IIa | Sterile paraffin gauze dressings është një pajisje mjekësore që përdoret për të mbajtur lagështinë e duhur në plagë të painfektuara, për të parandaluar tharjen e saj, për veshjen e plagëve kronike, trajtimin e plagëve kirurgjikale, plagëve të djegura, vendeve të injeksioneve, transplanteve të lëkurës dhe lëkurës së dëmtuar. Kjo pajisje ofron mbrojtje kundër dëmtimit të lëkurës pas rrezatimit. | Pajisje nje perdorimeshe
17204 | Mercury free Clinical thermometer - CR.W00 | BIOMETRIC ALBANIA | 2024-09-04T00:00:00.000+02:00 | Wuxi Medical Instrument Factory Co., Ltd. - Adresa: No.43 Xixin Road,Zhangjing,Xibei town,Wuxi city,Jiangsu,214194 China | 25551, 25586, 25589, 10964, 10996 | Im | Pajisje per matjen e temperatures se trupit | Produkte per institucione te kujdesit shendetesor
17205 | O-arm™ O2 Imaging System | O.E.S DISTRIMED | 2024-09-04T00:00:00.000+02:00 | Medtronic Navigation Inc.200 Medtronic Drive,Lafayette,CO 80026,USA | BI-700-02000 | Klasa IIb | Sistem me Rreze X Imazhesh qe i sherben mjekeve per te marre informacion 2D dhe 3D per strukturat anatomike dhe objektet me reduktim te larte te rrezeve X si anatomite kockore apo objektet metalike | Instrumenta shumeperdorimeshe
17206 | Silicone Drainage Tube (non-sterile), Silicone Drainage Tube (sterile), Silicone T-Drainage Tube, Silicone Penrose Drain Tube, Silicone Penrose Straight Drain Tube, Silicone Sump Drain Tube, Silicone Thoracic Drain Tube, Silicone C.W.V Drain System, Silicone Flat Drain, Vac Drain, Vac Drain Kit, Flat Drain Kit, Silicone Hubless Endo Drain, Round Drain Kit, Silicone Round Drain, Endo Drain, Endo Drain Kit, Hubless Endo Drain, Hubless Endo Drain Kit, Silicone C.W.V Reservoir, C.W.V Collection Bag, Endo Connector, Wound Drainage Trocar | MONTAL | 2024-09-04T00:00:00.000+02:00 | FORTUNE MEDICAL INSTRUMENT CORP. 6FL., NO. 29, SEC. 2, JHONGJHENG E. RD., DANSHUEIDIST., NEW TAIPEI CITY 251 , TAIWAN SRN: TW-MF-000009221 | XX-XXXXXX series, 75-XXXXXX series, 80-XXXXXX series, 1910 series, 2010 series, 2011 series, 2016 series, 2018 series, 06xx series, 09xx series, 2014 series, PR2014 series, 2015-07xx series , 2015-97xx series, 2015-07xxJ series, 2015-97xxJ series, 2015-97xxB series , 2015-97xxJB series, C02015-02xx series, C02015-92xx series, 2015 series, 2013 series, 2013-99XX series, 2015-86xx series, 2015-90xx series , 2015-91XX Series, 1821 Series, 1822 Series, 1823 Series, 1824 Series, 1827 Series, 1856 Series, 1830 Series, 4822 Series, 4856 Series, 4833 Series, 1861 Series, 1862 Series, 1863 Series, 1864 Series, 1865 Series, 1857 Series, 1890 Series, 4890 Series, 1851 Series, 1852 Series, 1853 Series, 1854 Series, 4851 Series, 4852 Series, 4853 Series, 4854 Series, 4855 Series, 1820 series | Klasa IIa, Is, Klasa IIb | Tubat e drenazhimit janë të destinuara për të kulluar lëngjet nga zgavrat e trupit në operacione të ndryshme., Rezervuari prej silikoni C.W.V. (Closed Wound Vacuum) është I destinuar për t'u përdorur për mbledhjen dhe thithjen e lëngjeve gjatë kullimit të plagës., Qesja e grumbullimit ka për qëllim të mbledhë lëngun e trupit ose lëngun e efuzionit nga pacienti përmes Rezervuarit C.W.V. , Konektor I destinuar per te bere lidhjen e tubave te drenazhimit Endo Drain and Hubless Endo Drain, Përdoret për shpimin e lëkurës për të lehtësuar futjen e tubit të drenazhimit., Kateterët urologjikë synojnë të dërgojnë lëngjet në fshikëzën urinare dhe t'i drenazhojnë ato prej saj., Për të mbyllur kateterët dhe tubat që kontrollojnë urinimin, duke trajnuar kështu aktivitetin e sfinkterit (vetëzbrazja). | Pajisje nje perdorimeshe
, Bendable Wound Drainage Trocar, Silicone Foley Balloon Catheter, Silicone Hematuria Catheter, Silicone Supra-Pubic Catheter, Silicone Nephrostomy Catheter, Catheter Spigot
17207 | Sterile IV cannulas, SANVIflon, IV cannula, teflon/ FEP, 26G 0,6mm x 19mm, SANVIflon, IV cannula, teflon/ FEP, 24G 0,7mm x 19mm, SANVIflon, IV cannula, teflon/ FEP, 22G 0,9mm x 25mm, SANVIflon, IV cannula, teflon/ FEP, 20G 1,1mm x 32mm, SANVIflon, IV cannula, teflon/ FEP, 18G 1,3mm x 45mm, SANVIflon, IV cannula, teflon/ FEP, 17G 1,5mm x 45mm, SANVIflon, IV cannula, teflon/ FEP, 16G 1,7mm x 45mm, SANVIflon, IV cannula, teflon/ FEP, 14G 2,0mm x 45mm, SANVIflon S, IV Cannula without injection port, teflon/ FEP, 26G 0,6mm x 19mm, SANVIflon S, IV Cannula without injection port, teflon/ FEP, 24G 0,7mm x 19mm , SANVIflon PREMIUM, IV cannula, poliuretan/ PU, 24G 0,7mm x 19mm, SANVIflon PREMIUM, IV cannula, poliuretan/ PU, 22G 0,9mm x 25mm, SANVIflon PREMIUM, IV cannula, poliuretan/ PU, 20G 1,1mm x 32mm, SANVIflon PREMIUM, IV cannula, poliuretan/ PU, 18G 1,3mm x 45mm, SANVIflon PREMIUM, IV cannula, poliuretan/ PU, 17G 1,5mm x 45mm, SANVIflon PREMIUM, IV cannula, poliuretan/ PU, 16G 1,7mm x 45mm, SANVIflon PREMIUM, IV cannula, poliuretan/ PU, 14G 2,0mm x 45mm, SANVIflon SAFE, Safety IV cannula, poliuretan/ PU, 24G 0,7mm x 19mm, SANVIflon SAFE, Safety IV cannula, poliuretan/ PU, 22G 0,9mm x 25mm, SANVIflon SAFE, Safety IV cannula, poliuretan/ PU, 20G 1,1mm x 32mm, SANVIflon SAFE, Safety IV cannula, poliuretan/ PU, 18G 1,3mm x 45mm, SANVIflon SAFE, Safety IV cannula, poliuretan/ PU, 17G 1,5mm x 45mm, SANVIflon SAFE, Safety IV cannula, poliuretan/ PU, 16G 1,7mm x 45mm, SANVIflon SAFE, Safety IV cannula, poliuretan/ PU, 14G 2,0mm x 45mm | T R I M E D | 2024-09-09T00:00:00.000+02:00 | ZARYS International Group spółka z ograniczoną odpowiedzialnością spółka komandytowa ul. Pod Borem 18, 41-808 Zabrze, Poland | N/A, KDF-06-19, KDF-07-19, KDF-09-25, KDF-11-32, KDF-13-45, KDF-15-45, KDF-17-45, KDF-20-45, KDFS-06-19, KDFS-07-19, KDP-07-19, KDP-09-25, KDP-11-32, KDP-13-45, KDP-15-45, KDP-17-45, KDP-20-45, KDBP-07-19, KDBP-09-25, KDBP-11-32, KDBP-13-45, KDBP-15-45, KDBP-17-45, KDBP-20-45 | Klasa IIa | Sterile IV cannulas janë pajisje mjekësore që përdoren në kanalizimin e enëve periferike të gjakut për kryerjen e injeksioneve të ndryshme të barnave intravenoze dhe infuzion intravenoz të solucioneve. Këto pajisje shërbejnë në ruajtjen e hidratimit të pacientit dhe/ose zvogëlojnë dehidratimin nëse pacienti nuk është në gjendje të marrë lëngje të mjaftueshme nga goja, sigurojnë akses vaskular në rast nevoje për shpërndarje të shpejtë të barit, veçanërisht gjatë procedurave diagnostike dhe terapeutike. | Produkte per institucione te kujdesit shendetesor
17208 | Adhesive Wound Dressings | MONTAL | 2024-09-10T00:00:00.000+02:00 | Changzhou Major Medical Products Co., Ltd. No. 1, Beiyang Road, Hexi Village, Zouqu Town, 213144, Changzhou City, Jiangsu Province PEOPLE'S REPUBLIC OF CHINA SRN: CN-MF-000021133 | 10cmx30cm, 10cmx35cm, 5cmx7.2cm, 5cmx7.5cm, 6cmx7cm, 6cmx8cm, 6cmx10cm, 8cmx10cm, 8cmx15cm, 8cmx20cm, 9cmx10cm, 9cmx15cm, 9cmx20cm, 9cmx25cm, 9cmx30cm, 9cmx35cm, 10cmx10cm, 10cmx12cm, 10cmx15cm, 10cmx20cm, 10cmx25cm | Is | Pulla ngjitëse e plagëve është kryesisht e aplikueshme për hemostazën e vogël të plagës në sipërfaqen e lëkurës dhe plagën e lëkurës gjate sherbimit te infermierise. | Pajisje nje perdorimeshe
17209 | Treadmill | BIOMETRIC ALBANIA | 2024-09-09T00:00:00.000+02:00 | Runner Srl. - Adresa: Via G. Di Vittorio, 391 41032 Cavezzo (MO) – Italy | XR450R , XR450M , XR450P , XR600R , XR600M , XR600P | Klasa IIa | Tapete per prove ushtrimore ne kardiologji | Produkte per institucione te kujdesit shendetesor
17210 | Empty tray, steel, Insert B for implants LOQTEQ® VA Radius 2.5, | T R I M E D | 2024-09-27T00:00:00.000+02:00 | aap Implantate AG, Lorenzweg 5, 12099 Berlin, Germany | IC 6950-26, IC 6950-31, IC 6950-41, IC 6953-11, IC 6953-21, IC 6953-31, IC 6955-11, IC 6955-21, IC 6955-31, IC 6955-36, IC 6960-01, IC 6960-02, IC 6960-41, IC 6980-01, IC 6980-03, IC 6980-21, IC 6980-22, IC 6980-23, IL 1000-01, IL 1000-01-0, IL 1000-02, IL 1000-03, IL 1000-04, IL 1000-05, IL 1000-06, IL 1000-07, IL 1000-07-0, IL 1000-08, IL 1000-09, IU 8175-06, IU 8172-10, IU 8176-03, IU 8176-04, IU 8191-03, IU 8172-11, IU 8172-12, IU 8172-21, IU 8172-22, IU 8172-31, IU 8172-32, IU 8173-01, IU 8173-02, IU 8174-01, IU 8174-02, IU 8174-03, IU 8174-04, IU 8176-01, IU 8177-01, IU 8177-02, IU 8177-03, IU 8177-04, IU 8178-01, IU 8178-02, IU 8181-03, IU 8181-04, IU 8182-01, IU 8182-02, IU 8182-03, IU 8182-04, IU 8184-01, IU 8185-01, IU 8185-02, IU 8186-01, IU 8186-02, IU 8187-01, IU 8187-02, IU 8188-01, IU 8188-02, IU 8189-01, IU 8189-02, IU 8191-01, IU 8191-02, IU 8192-01, IU 8192-02, IU 8179-00, IU 7704-00, IU 7705-00, IU 7706-00, IU 7706-50, IU 7709-00, IU 7710-00, IU 8175-40, IS 1005-12, IS 1005-13, IS 1005-16, IS 1005-17, IS 1602-12, IS 1602-16, IS 1603-12, IS 1603-16, IS 2000-22, IS 2000-27, IS 2000-32, IU 8166-15, IU 8166-16, IU 8167-15, IU 8167-17, IS 2505-22, IS 2505-27, IS 2505-32, IU 8188-25, IU 8166-01, IU 8166-02, IU 8167-01, IU 8167-02, IU 8175-07, IU 8175-08, IU 3220-09, IS 1202-12, IS 1202-16, IS 2400-22, IS 2400-32, IU 8210-45, IU 8220-45, IS 1205-08, IS 1205-12, IS 1205-16, IS 2402-32, IS 2404-22, IS 2405-32, IU 7810-06, IU 7815-56, IU 7825-00, IU 7825-51, IU 7825-56, IU 7835-00, IU 7835-56, IU 7835-60, IU 7835-65, IU 7808-00, IS 1203-12, IS 1203-16, IS 2401-22, IS 2401-32, IU 7811-08, IU 7811-15, IU 7811-25, IU 7841-00, IU 7865-00, IU 2530-00, IU 2540-00, IU 7972-00, IC 0005-00, IC 0005-50, IC 0006-10, IC 0006-15, IC 0006-18, IC 0006-20, IC 0006-25, IC 0006-31, IU 8175-01, IU 8175-02, IU 8175-11, IU 8175-12, IS 1004-00, IS 1004-10, IS 2000-01, IU 8175-20, IU 7707-00, IU 7707-15, IU 7707-20, IU 7707-35, IU 8166-03, IU 8167-03, IC 6931-61, IC 6933-11, IC 6933-16, IC 6933-21, IC 6933-26, IC 6933-31, IC 6933-36, IC 6933-41, IC 6933-42, IC 6934-01, IC 6934-02, IC 6934-31, IC 6934-32, IC 6934-41, IC 6934-42, IC 6935-01, IC 6935-02, IC 6935-21, IC 6935-41, IC 6936-01, IC 6936-02, IC 6936-36, IC 6937-01, IC 6937-51, IC 6937-61, IC 6944-16, IC 6944-21, IC 6944-26, IC 6944-29, IC 6944-31, IC 6944-36, IC 6944-41, IC 6950-11, N/A, IU 7973-00, IS 1602-00, IU 8166-05, IU 8167-05, IU 8167-45, IP 2505-00, IP 2506-00, IP 8405-00, IP 8405-50, IU 8166-04, IS 1702-08, IS 1702-12, IS 1702-16, IS 1702-20, IS 1702-25, IS 1702-30, IS 1006-17, IS 1006-20, IS 1006-25, IS 1006-27, IS 1006-30, IS 1006-35, IS 1006-40, IS 1006-45, IS 1010-27, IS 1010-32, IU 8116-50, IU 8116-60, IU 8117-50, IU 8125-00, IU 8165-20, IU 8166-60, IU 8166-61, IU 8165-23, IU 8165-24, IU 8166-10, IU 8166-20, IU 8167-10, IU 8167-20, IU 8167-40, IU 8167-50, IU 8175-05, IU 8189-03, IU 8165-21, U 8166-70, IC 2090-01, IC 2091-01, IL 1001-01, IL 1001-03, IL 1001-05, IL 1001-07, IL 1001-08, IL 1001-51, IL 1001-52, IL 1001-53, IL 1001-54, IL 1003-11, IL 1003-12, IL 1003-13, IL 1003-31, IL 1105-11, IL 1105-12, IL 1105-13, IL 1105-31, IL 1000-11, IL 1000-12, IL 1000-13, IL 1000-14, IL 1000-15, IL 1000-16, IL 1000-17, IL 1000-18, IL 1000-19, IL 1000-20, IL 1000-21, IL 1000-22, IL 1000-28, IL 1000-29, IL 1000-51, IL 1000-52, IL 1000-53, IL 1000-54, IL 1000-55, IL 1000-56, IL 1000-57, IL 1002-01, IL 1002-02, IL 1002-03, IL 1002-04, IL 1002-05, IL 1002-06, IL 1002-07, IL 1002-08, IL 1002-09, IL 1002-10, IL 1002-11, IL 1002-12, IL 1002-13, IL 1002-17, IL 1002-18, IL 1002-19, IL 1002-20, IL 1002-51, IL 1002-52, IL 1003-01, IL 1003-02, IL 1003-32, IL 1003-33, IL 1105-00, IL 1105-01, IL 1105-02, IL 1105-03, IC 2001-00, IC 2002-00, IC 2003-01, IC 2004-01, IC 2005-01, IC 2005-05, IC 2007-00, IC 2007-14, IC 2007-50, IC 2008-00, IC 2011-11, IC 2021-11, IC 2031-11, IC 2041-11, IC 2051-00, IC 2071-10, IC 2072-16, IC 2072-17, IC 2072-18, IC 2072-21, IC 2073-00, IC 2073-10, IC 2075-01, IC 2075- | Klasa I | Surgical instruments janë pajisje mjekësore të ideuara për të ndihmuar në insertimin e pllakave dhe vidave të kockave, si për reduktimin ashtu edhe për mbështetjen gjatë operacioneve ortopedike. | Instrumenta shumeperdorimeshe
empty, Empty tray, steel, Screw rack LOQTEQ® VA Radius 2.5, empty, Empty tray, steel, Tray of bone instruments Radius, empty, Empty tray, steel, Tray for instruments, LOQTEQ® VA Elbow
2.7/3.5, empty, Empty tray, steel, Tray for implants, LOQTEQ® VA Elbow 2.7/3.5,
empty, Empty tray, steel, Screw rack LOQTEQ® VA Elbow 2.7/3.5, empty, Empty tray, steel, Tray for instruments LOQTEQ® VA DT + Fibula
2.7/3.5, empty, Empty tray, steel, Tray for plates LOQTEQ® VA DT+ Fibula 2.7/3.5,
empty, Empty tray, steel, Screw rack LOQTEQ® VA Dist. Tibia + Fibula
3.5/4.0, empty, Empty tray, steel, Screw rack LOQTEQ® VA Distal Fibula 2.5/2.7,
empty, Empty tray, steel, Tray for instruments LOQTEQ® VA Calcaneus,
empty, Empty tray, steel, Screw rack LOQTEQ® VA Calcaneus 3.5, empty
Titanium, Empty tray, steel, Tray for instruments + implants LOQTEQ® VA
Calcaneus, empty, Empty tray, steel, Tray for instruments, LOQTEQ® Periprosthetic,
empty, Empty tray, steel, Screw rack, LOQTEQ® Periprosthetic, empty, Empty tray, steel, Tray for implants, LOQTEQ® Distal Femur PP 4.5,
empty, Empty tray, steel, Mini Tray empty with lid, for LOQTEQ® VA
Hinges, Empty tray, steel, Mini Tray empty with lid, for LOQTEQ® Cerclage
buttons, Empty tray, steel, LOQTEQ® Basic tray size 1, empty, Empty tray, steel, Lid for tray large, spare part, Empty tray, steel, LOQTEQ® Basic tray size 2, empty, Empty tray, steel, LOQTEQ® Basic tray size 3, empty, Empty tray, steel, LOQTEQ® Basic tray size 4, empty, Empty tray, steel, LOQTEQ® Basic tray size 5, empty, Empty tray, steel, LOQTEQ® Basic tray size 6, empty, Empty tray, steel, LOQTEQ® Basic tray size 7, empty, Empty tray, steel, Lid for tray 2/3, spare part, Empty tray, steel, LOQTEQ® Basic tray size 8, empty, Empty tray, steel, LOQTEQ® Basic tray size 9, empty, Fixing nut, Fixing nut for stabilization bolt, Fixing screw aiming device, Fixing screw for aiming device, Fixing screw aiming device, Fixing screw aiming device LOQTEQ® SFI T15, Fixing screw aiming device, Fixing screw aiming device LOQTEQ® LFI T25, Fixing screw aiming device, Fixing screw aiming device LOQTEQ® Distal Fibula Plates, Guide block, Aiming device LOQTEQ® VA Radius 2.5, narrow R, Guide block, Aiming device LOQTEQ® VA Radius 2.5, narrow L, Guide block, Aiming device LOQTEQ® VA Radius 2.5, broad R, Guide block, Aiming device LOQTEQ® VA Radius 2.5, broad L, Guide block, Aiming device LOQTEQ® VA Radius 2.5, XL R, Guide block, Aiming device LOQTEQ® VA Radius 2.5, XL L, Guide block, Aiming device LOQTEQ® Proximal Lateral Tibia
Plate 4.5, R, Guide block, Aiming device LOQTEQ® Proximal Lateral Tibia
Plate 4.5, L, Guide block, Aiming device LOQTEQ® Distal Medial Tibia Plate
3.5, R, Guide block, Aiming device LOQTEQ® Distal Medial Tibia Plate
3.5, L, Guide block, Aiming device LOQTEQ® VA Distal Medial Tibia
Plate 3.5, R, Guide block, Aiming device LOQTEQ® VA Distal Medial Tibia
Plate 3.5, L, Guide block, Aiming device LOQTEQ® Proximal Humerus Plate
3.5, Guide block, Aiming device LOQTEQ® Dist. Medial Humerus
Plate, R, Guide block, Aiming device LOQTEQ® Dist. Medial Humerus
Plate, L, Guide block, Aiming device LOQTEQ® VA Dist. Medial
Humerus Plate, R, Guide block, Aiming device LOQTEQ® VA Dist. Medial
Humerus Plate, L, Guide block, Aiming device LOQTEQ® Olecranon Plate, R, Guide block, Aiming device LOQTEQ® Olecranon Plate, L, Guide block, Aiming device LOQTEQ® VA Distal Dorsolat.
Humerus Plate, R, Guide block, Aiming device LOQTEQ® VA Distal Dorsolat.
Humerus Plate, L, Guide block, Aiming device LOQTEQ® Distal Lateral Humerus
Plate, R, Guide block, Aiming device LOQTEQ® Distal Lateral Humerus
Plate, L, Guide block, Aiming device LOQTEQ® VA Distal Lateral
Humerus Plate, R, Guide block, Aiming device LOQTEQ® VA Distal Lateral
Humerus Plate, L, Guide block, Aiming device LOQTEQ® HTO plate, Guide block, Aiming device LOQTEQ® DFO Plate, R, Guide block, Aiming device LOQTEQ® DFO Plate, L, Guide block, Aiming device LOQTEQ® PMT Plate 3.5, R, Guide block, Aiming device LOQTEQ® PMT Plate 3.5, L, Guide block, Aiming device LOQTEQ® PLT Plate 3.5, R, Guide block, Aiming device LOQTEQ® PLT Plate 3.5, L, Guide block, Aiming device LOQTEQ® DAT Plate 3.5, R, Guide block, Aiming device LOQTEQ® DAT Plate 3.5, L, Guide block, Aiming device LOQTEQ® Distal Femur Plate, R, Guide block, Aiming device LOQTEQ® Distal Femur Plate, L, Guide block, Aiming device LOQTEQ® Distal Fibula Plate 3.5, R, Guide block, Aiming device LOQTEQ® Distal Fibula Plate 3.5, L, Guide block, Aiming device LOQTEQ® VA Distal Fibula Plate
2.7/3.5, R, Guide block, Aiming device LOQTEQ® VA Distal Fibula Plate
2.7/3.5, L, Guide block, aiming arm, Aiming arm LOQTEQ® Distal Humerus 2.7, Handle, Small handle for quick coupling, cannulated, Handle, Handle for quick coupling medium, cannulated, Handle, Large handle, cannulated, quick coupling, Handle, Large handle, quick coupling, with rotary cap, Handle, Handle with ratchet, quick coupling, Handle, Handle with ratchet, Hudson coupling, Trocar, Trocar, LOQTEQ® DF 4.5, K-Wire Guide, Obturator CS 2.7-4.0, K-Wire Guide, Obturator CS 2.7-4.0, long, K-Wire Guide, Obturator CS 4.5, K-Wire Guide, Obturator CS 4.5, long, K-Wire Guide, Drill guide insert, CS 2.7-4.0, K-Wire Guide, Drill guide insert CS 4.5, K-Wire Guide, Drill guide insert CS 2.7-4.0, long, K-Wire Guide, Drill guide insert CS 4.5, long, K-Wire Guide, Obturator CS 5.8, K-Wire Guide, Obturator CS 6.5, K-Wire Guide, Obturator CS 7.5, K-Wire Guide, Reduction sleeve for K-wire ø1.6, green, K-Wire Guide, Reduction sleeve for K-wire ø1.6, K-Wire Guide, Reduction sleeve for K-wire ø2.0, K-Wire Guide, Reduction sleeve for K-wire ø2.0, long, K-Wire Guide with handle, Parallel guide for K-wires, CS 5.8, K-Wire Guide with handle, Parallel guide for K-wires, CS 6.5, K-Wire Guide with handle, Parallel guide for K-wires, CS 7.5, K-Wire guide, PEEK, Parallel drill guide for K-wire, ø2.5, narrow, PEEK, Load Drill Guide, Load Drill guide LOQTEQ® 3.5, compression 1mm, Load Drill Guide, Load Drill guide LOQTEQ® 3.5, compression 2mm, Load Drill Guide, Load Drill guide LOQTEQ® 4.5, compression 1mm, Load Drill Guide, Load Drill guide LOQTEQ® 4.5, compression 2mm, Plug, Marking plug for targeting frame LOQTEQ® DF 4.5, Plug, Marking plug for handle of targeting frame LOQTEQ® DF 4.5, Saw Guide, Saw guide 0.9 mm with bending slot, Screw Driver with T-handle, Screwdriver cannulated CS 2.7-4.0, hexagonal ø2.5, T-handle, Screw Driver with T-handle, Screwdriver cannulated CS 4.5, hexagonal ø2.5, T-handle, Screw Driver with T-handle, Screwdriver cannulated CS 5.8, hexagonal, ø3.5, T-handle, Screw Driver with T-handle, Screwdriver cannulated CS 6.5/7.5, hexagonal, ø5.0, T-handle, Screw guiding sleeve, LOQTEQ® Screw guide sleeve 4.5, blue, Screw guiding sleeve, LOQTEQ® Screw guide sleeve 4.5, red, Screwdriver, Screwdriver cannulated CS 2.0, T6, quick
coupling, Screwdriver, Screwdriver cannulated CS 2.7-4.0, hex. ø2.5, AO, Screwdriver, Screwdriver cannulated CS 4.5, hexagonal ø2.5,
AO, Screwdriver, Screwdriver cannulated CS 6.5/7.5, hex, ø5.0,
Jacobs chuck, Screwdriver, Screwdriver cannulated CS 5.8, hexagonal, ø3.5,
Jacobs chuck, Screwdriver, Screwdriver cannulated CS 6.5/7.5, hex. ø5.0,
Hudson, Screwdriver, Screwdriver T6, blue, quick coupling, Screwdriver, Screwdriver Duo, T8, quick coupling, Screwdriver, Screwdriver, hex. 2.5 for quick coupling, Screwdriver, Screwdriver Duo, short, T15, quick coupling, Screwdriver, Screwdriver Duo, T15, quick co upling, Screwdriver, Screwdriver, hex. 3.5 for quick coupling, Screwdriver, Screwdriver Duo, T25, quick coupling, Screwdriver, Screwdriver Duo long, T25, quick coupling, Screwdriver, Screwdriver Duo long, SW 3.5, quick coupling, Screwdriver with aluminium handle, Screwdriver T8, round handle, Screwdriver with plastic handle, Screwdriver cannulated CS 2.7-4.0, hexagonal ø2.5, Screwdriver with plastic handle, Screwdriver cannulated CS 4.5, hexagonal ø2.5, Screwdriver with plastic handle, Screwdriver cannulated CS 5.8, hexagonal, ø3.5, Screwdriver with plastic handle, Screwdriver cannulated CS 6.5/7.5, hexagonal, ø5.0, Screwdriver with plastic handle, Explantation screwdriver T8, round handle, Screwdriver with plastic handle, Explantation screwdriver T15, round handle, Screwdriver with plastic handle, Explantation screwdriver T25, round handle, Screwdriver with plastic handle, Screwdriver, hexagonal ø2.5, blue handle, Screwdriver with plastic handle, Screwdriver, hexagonal ø3.5, Seating Tool, Seating Tool for VA Hinges, Seating Tool, Seating Tool for Cerclage button, Spacer, Angle stable locking spacer LOQTEQ® 4.5, Storage accessory, Staple for washers, Storage accessory, Clamp for washers, small, Storage accessory, Caddy for K-wire L 100, Storage accessory, Caddy for K-wire L 150, Storage accessory, Caddy for K-wire L 180, Storage accessory, Caddy for K-wire L 200, Storage accessory, Caddy for K-wire L 250, Storage accessory, Caddy for K-wire L 310, Targeting frame, Targeting frame LOQTEQ®DF 4.5, right, Targeting frame, Handle for targeting frame LOQTEQ® DF 4.5, right, Targeting frame, Targeting frame LOQTEQ® DF 4.5, left, Targeting frame, Handle for targeting frame LOQTEQ® DF 4.5, left, Tissue protection sleeve, Tissue protection sleeve CS 2.7-4.5, Tissue protection sleeve, Tissue protection sleeve CS 2.7-4.5, long, Tissue protection sleeve, Tissue protection sleeve CS 5.8/6.5/7.5, Tissue protection sleeve, Tissue protection sleeve LOQTEQ® DF 4.5, long, Torque limiter, Handle round with quick coupling, with torque
limiter 1.5 Nm, Torque limiter, Handle with quick coupling, with torque limiter
1.5 Nm, Torque limiter, Handle with quick coupling, with torque limiter
2.0 Nm, Torque limiter, Handle with quick coupling, with torque limiter
3.5 Nm, Variable load drill guide, Load Drill guide LOQTEQ® 3.5, adjustable up to 2mm, Variable load drill guide, Load drill guide LOQTEQ® 4.5, adjustable up to 2mm, Empty tray, steel, Tray for instruments LOQTEQ® Ankle, empty, Empty tray, steel, Tray for instruments LOQTEQ® PH 3.5, empty, Empty tray, steel, Tray for instruments, LOQTEQ® PH 3.5, empty, Empty tray, steel, Tray for implants LOQTEQ® PH3.5, empty, Empty tray, steel, Screw rack LOQTEQ® PH 3.5, empty, Empty tray, steel, Screw rack for set of implantsLOQTEQ® PH 3.5,
empty, Empty tray, steel, Tray for implants LOQTEQ® Clavicle 2.7/3.5,
empty, Empty tray, steel, Screw rack LOQTEQ® Clavicle for extension
screw set, empty, Empty tray, steel, Tray for LOQTEQ® Clavicle complete set, empty, Empty tray, steel, Srew rack LOQTEQ® Clavicle complete set, empty, Empty tray, steel, Tray for implants LOQTEQ® Elbow plates 2.7/3.5,
empty, Empty tray, steel, Screw rack LOQTEQ® Elbow for extension screw
set, empty, Empty tray, steel, Tray for implants, LOQTEQ® Elbow 2.7/3.5,
empty, Empty tray, steel, Tray for implants, LOQTEQ® Lateral Elbow Plates,
empty, Empty tray, steel, Tray for implants LOQTEQ® Proximal Tibia Plates
3.5, empty, Empty tray, steel, Screw rack LOQTEQ® PT 3.5 forextension screw
set, empty, Empty tray, steel, Tray for implants LOQTEQ® Distal Tibia Plates
3.5, empty, Empty tray, steel, Tray for implants, Distal Tibia and Fibula Plates
3.5, empty, Empty tray, steel, Tray for implants, LOQTEQ® Disal Fibula Plates
3.5, empty, Empty tray, steel, Tray A for instruments LOQTEQ® LFI/PLT/DF,
empty, Empty tray, steel, Tray B for instruments LOQTEQ® MIS for DF,
empty, Empty tray, steel, Tray B for instruments LOQTEQ® MIS DF
extended, empty, Empty tray, steel, Screw rack LOQTEQ® LFI/PLT/DF, empty, Empty tray, steel, Tray C for implants LOQTEQ® LFI/PLT/DF, empty, Empty tray, steel, Tray for instruments LOQTEQ® VA Radius 2.5,
empty, Surgical instruments, Alignment device, External alignment device, Basic device parallel drill guide, Parallel drill guide CS 2.7-4.5, basic device, Basic insert load drill guide, Basic Insert for Load Drill Guide LOQTEQ® 3.5, Basic insert load drill guide, Basic insert for load drill guide LOQTEQ® 4.5, Basic insert load drill guide, Basic insert for load drill guide, LOQTEQ® 4.5, round hole, Bending instrument, Bending pliers for narrow plates, Bending instrument, Bending pliers for Radius plates, Bending instrument, Bending iron 1 for small fragment plates, closed, Bending instrument, Bending iron 2 for small fragment plates, closed, Bending Stick, Bending Stick for LOQTEQ® round hole 3.5, Cleaning wire, Cleaning wire ø0.8, CS 2.0/2.7, Cleaning wire, Cleaning wire ø1.2, CS 2.7-4.0, Cleaning wire, Cleaning wire ø1.6, CS 4.5, Cleaning wire, Cleaning wire ø2.0, CS 5.8, Cleaning wire, Cleaning wire ø2.5, CS 6.5, Cleaning wire, Cleaning wire ø3.0, CS 7.5, Drill Guide with handle, Drill guide CS 2.0, drill ø 1.7, with wire guide, Drill Guide with handle, Drill guide CS 2.7, drill ø 2.0, with wire guide, Drill Guide with handle, Drill sleeve CS 4.0, I-ø2.6, Drill Guide with handle, Drill sleeve CS 3.5, I-ø2.8, Drill Guide with handle, Drill Sleeve CS 4.5, I-ø3.1, Drill Guide with handle, Drill sleeve CS 3.5, I-ø3.6, Drill Guide with handle, Drill sleeve CS 4.0, I-ø4.1, Drill Guide with handle, Drill sleeve CS 4.5, I-ø4.6, Drill Guide with handle, Drill sleeve CS 5.8/6.5, I-ø4.5, Drill Guide with handle, Drill sleeve CS 7.5, I-ø5.2, Drill Guide with handle, Double drill guide ø2.5/3.5, with spring aided centering, Drill Guide with handle, Double drill guide ø2.7/3.5, with spring aided centering, Drill Guide with handle, Double drill guide ø3.2/4.5 with spring aided centering, Drill Guide with handle, Double drill guide ø2.0/2.5, Drill Guide with handle, Drill guide LOQTEQ® VA with handle, drill ø2.0, 0° to 15°, Drill Guide with handle, Drill guide LOQTEQ® VA w. handle, drill ø2.7, 0°- 15°, short, Drill Guide with handle, Drill guide LOQTEQ® VA w. handle, drill ø2.7, 0°- 15°, long, Drill Guide with thread, Drill guide LOQTEQ® VA with thread, L 40, drill ø2.0, 0°, Drill Guide with thread, Drill guide LOQTEQ® VA with thread, L 50, drill ø2.0, 0°, Drill Guide with thread, Drill guide for gliding hole LOQTEQ® 3.5, ID 2.8, red, Drill Guide with thread, Drill guide for round hole LOQTEQ® 3.5, ID 2.8, blue, Drill Guide with thread, Drill guide for gliding hole LOQTEQ® 4.5, ID 3.9, red, Drill Guide with thread, Drill guide for round hole LOQTEQ® 4.5, I-ø 3.9, blue, Drill Guide with thread, Drill guide for gliding hole LOQTEQ® 4.5, I-ø 4.2, red, long, Drill Guide with thread, Drill guide for distal Femur MIS LOQTEQ® 4.5, Drill Guide with thread, Stabilization bolt for targeting frame LOQTEQ® DF 4.5, Drill Guide with thread, Fixing screw aiming device LOQTEQ® DF Plate, Drill Guide VA with thread, Drill guide LOQTEQ® VA with thread, drill ø2.0, 0° to 15°, Drill Guide VA with thread, Drill guide LOQTEQ® VA with thread, drill ø2.7, 0° to 15°, Empty tray, aluminium, 4.0mm/4.5mm Cannuladed Screw System Titanium, complete case, Empty tray, aluminium, 6.5mm/7.5mm Cannulated Screw System Titanium, complete case, Empty Tray, PPHS, LOQTEQ® Small Fragment screw caddy, empty, Empty Tray, PPHS, LOQTEQ® Clavicle Set screw caddy, empty, Empty Tray, PPHS, LOQTEQ® Prox. Humerus Set screw caddy, empty, Empty Tray, PPHS, LOQTEQ® Dist. Humerus Set screw caddy, empty, Empty Tray, PPHS, LOQTEQ® Ankle Set screw caddy, empty, Empty Tray, PPHS, LOQTEQ® Large Fragment screw caddy, empty, Empty Tray, PPHS, Lid for LOQTEQ® Large Fragment screw caddy, spare part, Empty Tray, PPHS, LOQTEQ® Osteotomy Set screw caddy, empty, Empty Tray, PPHS, Lid for LOQTEQ® Osteotomy screw caddy, spare part, Empty Tray, PPHS, LOQTEQ® VA Radius 2.5, insert 1, volar and small plates, Empty Tray, PPHS, LOQTEQ® VA Radius 2.5, insert 2, dorsal plates, Empty Tray, PPHS, LOQTEQ® VA Radius 2.5, insert 3, xl plates, Empty Tray, PPHS, LOQTEQ® VA Radius 2.5, screw caddy, empty, Empty tray, PPSU, LOQTEQ® VA Foot 2.5, insert 1 for fracture
plates, empty, Empty tray, PPSU, LOQTEQ® VA Foot 2.5, insert 2 for correction
plates, empty, Empty tray, PPSU, Lid for plate inserts, 97 x 207.5mm, spare part, Empty tray, PPSU, LOQTEQ® VA Foot 2.5, screw caddy, empty, Empty tray, PPSU, LOQTEQ® Small Fragment Set, insert 1,
instruments, Empty tray, PPSU, LOQTEQ® Small Fragment Set, insert 2,
instruments, Empty tray, PPSU, LOQTEQ® Small Fragment Set, insert 3, with
finger mat, Empty tray, PPSU, LOQTEQ® Small Fragment Set, insert 4, add.
instruments small, Empty tray, PPSU, LOQTEQ® Small Fragment Set, insert 5, add.
instruments large, Empty tray, PPSU, LOQTEQ® Clavicle Set, insert 1, instruments, Empty tray, PPSU, LOQTEQ® insert middle size, with finger mat, Empty tray, PPSU, LOQTEQ® Prox. Humerus Set, insert for
instruments, Empty tray, PPSU, LOQTEQ® Dist. Humerus Set, insert 1,
instruments, Empty tray, PPSU, LOQTEQ® Dist. Humerus Set, insert 2,
instruments, Empty tray, PPSU, Lid for Insert, small, Empty tray, PPSU, Lid for Insert, large, Empty tray, PPSU, LOQTEQ® Ankle Set, insert 1, instruments, Empty tray, PPSU, LOQTEQ® Ankle Set, insert 2, instruments, Empty tray, PPSU, LOQTEQ® Large Fragment Set, insert 1,
instruments, Empty tray, PPSU, LOQTEQ® Large Fragment Set, insert 2,
instruments, Empty tray, PPSU, LOQTEQ® Large Fragment Set, insert 3, with
finger mat, large, Empty tray, PPSU, LOQTEQ® Large Fragment Set, insert 4,
instruments, MIS A, Empty tray, PPSU, LOQTEQ® Large Fragment Set, insert 5,
instruments, MIS B, Empty tray, PPSU, LOQTEQ® LF Osteotomy Set, insert 1,
instruments and plates, Empty tray, PPSU, LOQTEQ® LF Osteotomy Set, insert 2,
instruments, Empty tray, PPSU, LOQTEQ® Small Fragment, insert for straight
plates, small, Empty tray, PPSU, LOQTEQ® Small Fragment, insert for straight
plates, large, Empty tray, PPSU, LOQTEQ® Small Fragment, insert for PT plates
3.5, small, Empty tray, PPSU, LOQTEQ® Small Fragment, insert for PT plates
3.5, large, Empty tray, PPSU, LOQTEQ® Small Fragment, insert for DT plates
3.5, large, Empty tray, PPSU, LOQTEQ® Small Fragment, insert for DAT plates
3.5, small, Empty tray, PPSU, LOQTEQ® Small Fragment, insert for DMT plates 3.5, small, Empty tray, PPSU, LOQTEQ® Small Fragment, insert for Fibula
plates 3.5, small, Empty tray, PPSU, LOQTEQ® Small Fragment, insert for clavicle
plates 2.7/3.5, Empty tray, PPSU, LOQTEQ® Small Fragment, insert for Prox.
Humerus plates 3.5, Empty tray, PPSU, LOQTEQ® SF, insert for DHP Med. + Dorsolat.
2.7/3.5, Empty tray, PPSU, LOQTEQ® SF, insert for DHP lateral 2.7/3.5, Empty tray, PPSU, LOQTEQ® SF, insert for Olecranonplate 2.7/3.5, Empty tray, PPSU, LOQTEQ® VA Ankle Set, insert DT plates 3.5,
large, Empty tray, PPSU, LOQTEQ® VA Ankle Set, insert DAT plates 3.5,
small, Empty tray, PPSU, LOQTEQ® VA Ankle Set, insert DMT plates 3.5,
small, Empty tray, PPSU, LOQTEQ® VA Ankle Set, insert Fibula plates 3.5,
small, Empty tray, PPSU, LOQTEQ® Large Fragment Set, insert straight and PLT plates, Empty tray, PPSU, LOQTEQ® Large Fragment Set, insert for DF
plates, Empty tray, PPSU, LOQTEQ® VA Radius 2.5, insert 1, instruments, Empty tray, PPSU, LOQTEQ® VA Radius 2.5, insert 2, instruments, Empty tray, PPSU, Lid for Radius 2.5 implant caddy narrow, spare
part, Empty tray, PPSU, Lid for Radius 2.5 implant caddy broad, spare
part, Empty tray, steel, Lid for tray, 247 x 362mm, Empty tray, steel, LOQTEQ® VA Foot 2.5, basic tray for instruments, Empty tray, steel, LOQTEQ® VA Foot 2.5, insert for instruments, Empty tray, steel, LOQTEQ® VA Foot 2.5, basic tray for implants, Empty tray, steel, Tray for instruments CS 7.5, empty, Empty tray, steel, Tray for implants CS 7.5, empty, Empty tray, steel, Tray for instruments and implants CS 5.8, empty, Empty tray, steel, Tray for instuments CS 6.5-7.5, empty, Empty tray, steel, Tray for instruments and implants CS 6.5, empty, Empty tray, steel, Tray for implants CS 6.5, empty, Empty tray, steel, Lid for trays, small, Empty tray, steel, Tray for screw caddy LF and torque limiter, Empty tray, steel, Lid for trays, medium, Empty tray, steel, Lid for trays, large, Empty tray, steel, Screw rack for CS 3.5 with lid, empty, Empty tray, steel, Screw rack for CS 4.0 with lid, empty, Empty tray, steel, Screw rack for CS 4.5 with lid, empty, Empty tray, steel, Screw rack for CS 2.7 with lid, empty, Empty tray, steel, Screw rack CS 2.0/2.7, empty, Empty tray, steel, Tray for CS 2.7-4.5, empty, Empty tray, steel, Tray for instruments CS 2.7-4. 5, small, Empty tray, steel, Insert for instruments, empty, Empty tray, steel, Instrumenteneinsatz für LS 2.0/2.7/3.5, leer, Empty tray, steel, Tray for instruments CS 2.0-3. 5, small, Empty tray, steel, Basic Tray for 4 Screw racks CS 2.7-4.5, Empty tray, steel, Basic Tray for 2 Screw racks CS 2.7-4.5, Empty tray, steel, Tray for instruments CS 2.0/2.7, empty, Empty tray, steel, Tray for instruments CS 3.5, empty, Empty tray, steel, Tray for instruments CS 4.0, empty, Empty tray, steel, Tray for instruments CS 4.5, empty, Empty tray, steel, Screw rack LOQTEQ® Osteotomy, empty, Empty tray, steel, Tray for LOQTEQ® Osteotomy System, empty, Empty tray, steel, Tray for implant removal ø2.5-6.5, empty, Empty tray, steel, Tray for instuments, LOQTEQ® Small Fragment,
empty, Empty tray, steel, Tray for implants LOQTEQ® Small Fragment,
empty, Empty tray, steel, Screw rack LOQTEQ® Small Fragment, empty
17211 | BETA GYNECOLOGIC TABLE (3 Motors)/ OT03-S | MSE | 2024-09-27T00:00:00.000+02:00 | ARŞİMED MEDİKAL KOZM. BİL. İTH. İHR. PAZ. SANAYİ VE TİCARET LTD. ŞTİ.ORGANIZE SANAYI BOLGESI MH 4 CAD. NO:5 YERKOY YOZGAT TURKİYE /TURKEY | OT03-S | Klasa I | Poltron gjenekologjik | Tjeter
17212 | Arterion Handswitch 6", Arterion Heat Maintainer, Syringe | Health & Light | 2024-09-30T00:00:00.000+02:00 | Bayer Medical Care Inc./ 1 Bayer Drive Indianola PA 15051-0780 USA | ART 700 HS6, ART 700 HM | Klasa I | Pulsant per injektor kontrasti, Ngrohes per shiringe | Pajisje elektromekanike
17213 | ASO Latex + controls , ASO Latex , CRP Latex + controls , CRP Latex , RF Latex + controls , RF Latex , RPR Carbon , RPR Carbon + controls , FOB (cassettes) , FOB (cassetes and control) , H.pylori Ab (cassettes) , H.pylori Ag (cassettes) , Rota/ Ade no (cassettes) , Pregnancy test (cassettes) , Pregnancy test (strips) , Syphilis (cassettes) , Syphilis (strips) , Campylobacter (cassettes) , Clostridium difficile GOH (cassettes) , Clostridium difficile A+B (cassettes) , Multi Drug Test 2 (BAR/BZD) , Multi Drug Test 4 (AMP/COC/OPI/THC) , Multi Drug Test 5 (AMP/COC/OPI/THC/BZD) , Multi Drug Test 5 (AMP/COC/OPI/THC/MET) , Multi Drug Test 5 (AMP/COC/OPI/THC/BAR) , Multi Drug Test 6 (AMP/COC/OPI/THC/MDMA/MET) , Multi Drug Test 10 (AMP/COC/OPI/THC/MET/BAR/BZD/MTD/TCA/M OMA), Multi Drug Test 10 (AMP/OPI/COC/THC/MET/BAR/BZD/MTD/TCA/PC P), 201-nCoCigG/lgM Rapid test , Covid 19 Antigen Rapid Test , Sars-CoV-2+ RSV+Flu A/B Combo test | KRIJON | 2024-09-12T00:00:00.000+02:00 | Biomaxima S.A. Vetterow 5. 20-277 Lublin Poland | 1-901-1002 , 1-901-1001 , 1-906-1002 , 1-906-1001 , 1-911-1002 , 1-911-1001 , 1-916-1002 , 1-916-1001 , 1-916-2502 , 1-300-K020 , 1-300-KK20 , 1-301-K020 , 1-302-K020 , 1-305-K020 , 1-307-K040 , 1-307-P050 , 1-308-K040 , 1-308-P050 , 1-319-K020 , 1-320-K020 , 1-321-K020 , 1-340-K020 , 1-339-K020 , 1-334-K020 , 1-335-K020 , 1-338-K020 , 1-336-K020 , 1-333-K010 , 1-337-K010 , 1-363-K025 , 1-364- K020 , 1-366-K020 | In vitro | Kite ne formen e testeve te shpejta per te dedektuar patagjeneve te ndryshem | Tjeter
17214 | HF-electrodes monopolar, HF-electrodes bipolar, HF-electrodes bipolar (arthroscopic electrodes) for Single Use, Sterile monopolar HF-electrodes (arthroscopic electrodes) for Single Use, Sterile bipolar HF-electrodes (arthroscopic electrodes) for Single Use, Sterile bipolar arthroscopic electrodes Integrated System for Single Use, Bipolar HF-forceps, Bipolar HF-scissors/ clamp-scissors, HF-handles (controllable), HF-handles (non-controllable), Sterile HF-electrodes for Single Use, Sterile handles with electrode for Single Use | MONTAL | 2024-09-10T00:00:00.000+02:00 | Reger Medizintechnik GmbH GewerbestraBe 10 78667 Villingendorf Germany | HF-electrodes monopolar, HF-electrodes bipolar, HF-electrodes bipolar (arthroscopic electrodes) for Single Use, Sterile monopolar HF-electrodes (arthroscopic electrodes) for Single Use, Sterile bipolar HF-electrodes (arthroscopic electrodes) for Single Use, Sterile bipolar arthroscopic electrodes Integrated System for Single Use, Bipolar HF-forceps, Bipolar HF-scissors/ clamp-scissors, HF-handles (controllable), HF-handles (non-controllable), Sterile HF-electrodes for Single Use, Sterile handles with electrode for Single Use | Klasa IIb | Instrumenta kirurgjikale | Tjeter
17215 | Adhesive cannula fixation dressings, elastopor IV, IV cannula dressing, non-woven, self-adhesive, sterile, 6cm x 8cm, elastopor IV, IV cannula dressing, non-woven, self-adhesive, sterile, 5,1cm x 7,6cm, elastoKIDS IV, IV cannula dressing, non-woven, self-adhesive, sterile, 5,1cm x 7,6cm | T R I M E D | 2024-09-12T00:00:00.000+02:00 | ZARYS International Group spółka z ograniczoną odpowiedzialnością spółka komandytowa ul. Pod Borem 18, 41-808 Zabrze, Poland | N/A, 811013, 811013C, 811013E, 811023, 811023E, 811012, 811012C, 811012E, 811022, 811022E, 811001A | Is | Adhesive cannula fixation dressings janë pajisje mjekësore që përdoren për stabilizimin, mbrojtjen dhe fiksimin e kanulave intravenoze. | Pajisje nje perdorimeshe
17216 | Postpartum Balloon (PPB-24F), Postpartum Balloon (PPB-24F-II) | T R I M E D | 2024-09-12T00:00:00.000+02:00 | SCW MEDICATH LTD., NO.4, Baolong 6th Road, Baolong Industrial Town, Longgang District, Shenzhen, 518116, Guangdong, P.R. China | Postpartum Balloon (PPB-24F), Postpartum Balloon (PPB-24F-II) | Klasa IIa | Postpartum balloon është një pajisje mjekësore që përdoret për të siguruar kontroll të përkohshëm ose reduktim të hemorragjisë së mitrës pas lindjes, kur kërkohet trajtim i kujdesshëm mjekësor. Mund të përdoret pas lindjes vaginale ose cezariane. | Produkte per institucione te kujdesit shendetesor
17217 | PRECISION1 TM Soft Contact Lenses, PRECISION1 TM for ASTIGMATISM Soft Contact Lenses | PEGASUS. | 2024-09-16T00:00:00.000+02:00 | Alcon Laboratories , Inc. 6201 South Freeway Fort Worth , Texas 76134-2099, USA | PRECISION1 TM Soft Contact Lenses, PRECISION1 TM for ASTIGMATISM Soft Contact Lenses | Klasa IIa | Jane lente optike te kompanise Alcon per korigjimin e shikimit per perdorim ditor., Jane lente optike te kompanise Alcon per korigjimin e shikimit tek personat qe vuajne nga Astigmatizmi per perdorim ditor. | Pajisje oftalmike dhe optike
17218 | PEDIAZOO PEDIATRIC EXAMINATION TABLES/ PT10-S, PT20-S,PT30-S,PT40-S | MSE | 2024-09-27T00:00:00.000+02:00 | ARŞİMED MEDİKAL KOZM. BİL. İTH. İHR. PAZ. SANAYİ VE TİCARET LTD. ŞTİ. ORGANIZE SANAYI BOLGESI MH 4 CAD. NO:5 YERKOY YOZGAT TURKİYE /TURKEY | PT10-S, PT20-S,PT30-S,PT40-S | Klasa I | Shtrat ekzaminimi pediatrik | Tjeter
17219 | Screw for On Top ScanBody Engaging Ø 5.0 H 7.0 JDIcon Plus, Implant Replica CAD CAM JDIcon Plus, Pre-milled Abutment Blank JDIcon Plus, Implant Replica JDIcon Plus, Wax-Up Abutment Non Engaging Octa Abutment JDIcon Plus, Impression Coping Open Tray for Octa Abutment JDIcon Plus, Impression Coping Open Tray Engaging for Octa Abutment JDIcon Plus, ScanBody Octa Abutment JDIcon Plus, ScanBody Engaging Octa Abutment JDIcon Plus, Octa Abutment Replica JDIcon Plus, Octa Abutment Replica CAD CAM JDIcon Plus, Wax-Up Abutment Engaging RN JDOcta, Wax-Up Abutment Engaging WN JDOcta, ScanBody Engaging RN/WN JDOcta, Implant Replica RN JDOcta, Implant Replica WN JDOcta, Dental Implant Depth Probe, 26 mm Depth Probe JDNasal, 60mm Straight Depth Probe JDZygoma, 60mm Depth Probe JDZygoma, Drill Stop Ø 2.0, Drill Stop Ø 2.4, Drill Stop Ø 2.8, Drill Stop Ø 3.2, Drill Stop Ø 3.6, Drill Stop Ø 4.0, Drill Stop Ø 4.4, Drill Stop Ø 4.8, Drill Stop New L 6, Drill Stop New L 8, Drill Stop New L 10, Drill Stop New L 11.5, Drill Stop New L 13, Drill Stop New L 15, Direction Indicator, Direction Indicator Short, Direction Indicator 17°, Direction Indicator 30°, Direction Indicator 45°, Direction Indicator for JDOD32, Direction Indicator for JDOD37, Direction Indicator for JDOD43, Direction Indicator for JDOD50, Conical Abutment Aligning Instrument JDEvolution, Conical Abutment Aligning Instrument JDEvolution Plus, Conical Abutment Aligning Instrument JDEvolution S, Conical Abutment Aligning Instrument JDIcon Plus, Tissue Punch Guide Ø 3.0, Tissue Punch Guide Ø 3.5, Tissue Punch Guide Ø 4.2, Tissue Punch Guide Ø 5.0, Bone Mill Guide JDEvolution, Bone Mill Guide JDEvolution Plus, Bone Mill Guide JDEvolution S, Bone Mill Guide JDIcon Plus, Surgical Driver JDEvolution, Surgical Driver MAX, Torque Wrench JDTorque, Surgical Adapter for JDTorque, Prosthetic Adapter for JDTorque, Manual Prosthetic Adapter, Prosthetic Driver for JDTorque L 15, Prosthetic Driver for JDTorque L 20, Prosthetic Driver for JDTorque L 25, Prosthetic Driver for JDTorque L 35, Prosthetic Driver for JDTorque L 60, Angulated Screw Driver for JDTorque L 25, Angulated Screw Driver for JDTorque L 30, Angulated Screw Driver for Conical Abutment Direct JDTorque L 25, Angulated Screw Driver for Conical Abutment Direct JDTorque L 30, Prosthetic Driver for JDTorque L 15 JDEvolution Plus, Prosthetic Driver for JDTorque L 20 JDEvolution Plus, Prosthetic Driver for JDTorque L 25 JDEvolution Plus, Prosthetic Driver for JDTorque L 35 JDEvolution Plus, Prosthetic Driver for JDTorque L 60 JDEvolution Plus, Prosthetic Driver for JDTorque L 20 JDOcta, Prosthetic Driver for JDTorque L 25 JDOcta, Conical Abutment Driver for JDTorque, Octa Abutment Driver for JDTorque, Octa Abutment Driver Long for JDTorque, TiBase Transporter, Implant Removal Tool, Centering Device JDEvolution, Internal Thread Repair Tool JDEvolution, JDGuide, JDWeld Bar Ø 1.2, JDWeld Bar Ø 1.5, JDWeld Bar Ø 2.0, Implant Mounter for JDEvolution, Implant Mounter Long for JDEvolution, Implant Mounter for JDEvolution S, Implant Mounter for JDIcon, Implant Mounter for JDIcon Plus, Implant Mounter Long for JDIcon Plus, Implant Mounter for JDIcon Ultra S, Guided Implant Mounter BLX, Guided Mounter Removal Screw, Template Sleeve for Guided Surgery, Template Sleeve for Guided Surgery Peek, Pin Sleeve, Fixation Pin, Z-GO Guide Initial Drill Adaptor, Torque Wrench WeDe, Impression Coping Open Tray Ø 4.0 JDEvolution, Impression Coping Open Tray Ø 4.5 JDEvolution, Impression Coping Open Tray Ø 5.0 JDEvolution, Impression Coping Open Tray Ø 6.0 JDEvolution, Impression Coping Open Tray Ø 7.5 JDEvolution, Impression Coping Open Tray Non Engaging JDEvolution, Impression Coping Open Tray Screw JDEvolution, Impression Coping Closed Tray Ø 4.0 JDEvolution, Impression Coping Closed Tray Ø 4.0 Short JDEvolution, Impression Coping Closed Tray Ø 4.5 JDEvolution, Impression Coping Closed Tray Ø 5.0 JDEvolution, Impression Coping Closed Tray Ø 6.0 JDEvolution, Impression Coping Closed Tray Screw JDEvolution, Impression Coping Closed Tray AG JDEvolution, Rapid Abutment Healing Cap, Rapid Abutment Impression Coping, Rapid Abutment Replica, Wax-Up Abutment Engaging JDEvolution, Wax-Up Abutment Non Engaging JDEvolution, Cobalt-Chrome Abutment Engaging JDEvolution, Cobalt-Chrome Abutment Non Engaging JDEvolution, Cobalt-Chrome Conical Abutment Non Engaging JDEvolution, Gold Abutment Engaging JDEvolution, Gold Abutment Non Engaging JDEvolution, Conical Abutment Impression Coping Open Tray Engaging JDEvolution, Conical Abutment Impression Coping Open Tray JDEvolution, Conical Abutment Impression Coping Open Tray Long JDEvolution, Screw for Conical Abutment Impression Coping Open Tray JDEvolution, Screw for Conical Abutment Impression Coping Open Tray Long JDEvolution, Conical Abutment Impression Coping Closed Tray, Conical Abutment Healing Cap Peek JDEvolution, Wax-Up Abutment Non Engaging for Conical Abutment, Conical Abutment Replica, ScanBody Engaging JDEvolution, ScanBody Conical Abutment JDEvolution, ScanBody Engaging Conical Abutment, ScanPost JDEvolution, Scan Body for TiBase, Implant Replica CAD CAM JDEvolution, Implant Replica CAD CAM New JDEvolution, Conical Abutment Replica CAD CAM, Conical Abutment Replica CAD CAM New, Pre-milled Abutment Blank JDEvolution, Ball Abutment Replica, Ball Abutment Elastic Retention Cap w/ Container, Ball Abutment Retention Cap, Smart cap attachment Emi Abutment, Emi Abutment Elastic Retention Cap w/ Container, Emi Abutment Elastic Retention Cap (1.2 kg), Emi Abutment Container, Emi Abutment Plastic Impression Coping, Emi Abutment Steel Impression Coping, Emi Abutment White Retention Cap (1.8 kg), Emi Abutment Yellow Retention Cap (0.6 kg), Emi Abutment Purple Retention Cap (2.5 kg), Emi Abutment Retention Cap for Laboratory, Extractor-insertion Tool For Caps, Implant Replica JDEvolution, Emi Abutment Replica, Impression Coping Open Tray Ø 4.0 JDEvolution Plus, Impression Coping Open Tray Ø 5.0 JDEvolution Plus, Impression Coping Open Tray Ø 6.0 JDEvolution Plus, Impression Coping Open Tray Non Engaging JDEvolution Plus, Impression Coping Open Tray Screw JDEvolution Plus, Impression Coping Closed Tray Ø 4.0 JDEvolution Plus, Impression Coping Closed Tray Ø 5.0 JDEvolution Plus, Impression Coping Closed Tray Ø 6.0 JDEvolution Plus, Impression Coping Closed Tray Screw JDEvolution Plus, Impression Coping Closed Tray Direct Press Fit JDEvolution Plus, Impression Coping Closed Tray AG JDEvolution Plus, Temporary Abutment Engaging Peek JDEvolution Plus, GP Abutment Engaging Peek Ø 5.0 JDEvolution Plus, Temporary Abutment Engaging Peek JDEvolution, Wax-Up Abutment Engaging JDEvolution Plus, Wax-Up Abutment Non Engaging JDEvolution Plus, Chrome-Cobalt Abutment Engaging JDEvolution Plus, Chrome-Cobalt Abutment Non Engaging JDEvolution Plus, Cobalt-Chrome Conical Abutment Non Engaging JDEvolution Plus, Gold Abutment Engaging JDEvolution Plus, Gold Abutment Non Engaging JDEvolution Plus, Conical Abutment Impression Coping Engaging Open Tray JDEvolution Plus, Conical Abutment Impression Coping Open Tray JDEvolution Plus, Conical Abutment Impression Coping Open Tray Long JDEvolution Plus, Screw for Conical Abutment Impression Coping Open Tray JDEvolution Plus, Screw for Conical Abutment Impression Coping Open Tray Long JDEvolution Plus, Wax-Up Abutment Non Engaging for Conical Abutment JDEvolution Plus, Conometric Abutment Impression Coping PEEK, Conometric Abutment Replica, ScanBody Engaging JDEvolution Plus, ScanBody Conical Abutment JDEvolution Plus, ScanBody Engaging Conical Abutment JDEvolution Plus, On Top ScanBody Conical Abutment JDEvolution Plus, On Top ScanBody Engaging Ø 5.0 H 3.0 JDEvolution Plus, On Top ScanBody Engaging Ø 5.0 H 5.0 JDEvolution Plus, On Top ScanBody Engaging Ø 5.0 H 7.0 JDEvolution Plus, Screw for On Top ScanBody Engaging Ø 5.0 H 3.0 JDEvolution Plus, Screw for On Top ScanBody Engaging Ø 5.0 H 5.0 JDEvolution Plus, Screw for On Top ScanBody Engaging Ø 5.0 H 7.0 JDEvolution Plus, ScanBody Full Arch Tracer, ScanPost JDEvolution Plus, Implant Replica CAD CAM JDEvolution Plus, Implant Replica CAD CAM New JDEvolution Plus, Pre-milled Abutment Blank JDEvolution Plus, Implant Replica JDEvolution Plus, Impression Coping Tissue Open Tray Ø 5.0 JDEvolution Plus, Impression Coping Open Tray Ø 3.2 JDEvolution S, Impression Coping Open Tray Ø 4.0 JDEvolution S, Impression Coping Open Tray Screw JDEvolution S, Impression Coping Closed Tray Ø 3.2 JDEvolution S, Impression Coping Closed Tray Ø 4.0 JDEvolution S, Impression Coping Closed Tray Screw JDEvolution S, Wax-Up Abutment Engaging JDEvolution S, Wax-Up Abutment Non Engaging JDEvolution S, Chrome-Cobalt Abutment Engaging JDEvolution S, Chrome-Cobalt Abutment Non Engaging JDEvolution S, ScanBody Engaging JDEvolution S, Implant Replica CAD CAM JDEvolution S, Implant Replica CAD CAM New JDEvolution S, Pre-milled Abutment Blank JDEvolution S, Gold Abutment Engaging JDEvolution S, Implant Replica JDEvolution S, Impression Coping Open Tray Ø 4.0 JDIcon, Impression Coping Open Tray Ø 5.0 JDIcon, Impression Coping Open Tray Ø 6.0 JDIcon, Impression Coping Open Tray for Bridge JDIcon, Impression Coping Open Tray Screw JDIcon, Impression Coping Closed Tray Ø 4.0 JDIcon, Impression Coping Closed Tray Ø 5.0 JDIcon, Impression Coping Closed Tray Ø 6.0 JDIcon, Impression Coping Closed Tray Screw JDIcon, Wax-Up Abutment Engaging JDIcon, Wax-Up Abutment Non Engaging JDIcon, Gold Abutment Engaging JDIcon, Gold Abutment Non Engaging JDIcon, Abutment Retrieval Tool JDIcon, ScanBody Engaging JDIcon, Implant Replica CAD CAD JDIcon, Implant Replica CAD CAM New JDIcon, Pre-milled Abutment Blank JDIcon, Implant Replica JDIcon, Impression Coping Open Tray Ø 3.2 JDIcon Ultra S, Impression Coping Open Tray Ø 4.0 JDIcon Ultra S, Impression Coping Open Tray Screw JDIcon Ultra S, Impression Coping Closed Tray Ø 3.2 JDIcon Ultra S, Impression Coping Closed Tray Ø 4.0 JDIcon Ultra S, Impression Coping Closed Tray Screw JDIcon Ultra S, Cobalt-Chrome Abutment Engaging JDIcon Ultra S, Wax-Up Abutment Engaging JDIcon Ultra S, ScanBody Engaging JDIcon Ultra S, Implant Replica CAD CAD JDIcon Ultra S, Implant Replica CAD CAM New JDIcon Ultra S, Pre-milled Abutment Blank JDIcon Ultra S, Implant Replica JDIcon Ultra S, Impression Coping Open Tray Ø 3.2 JDIcon Ultra S Plus, Impression Coping Open Tray Ø 4.0 JDIcon Ultra S Plus, Impression Coping Closed Tray Ø 3.2 JDIcon Ultra S Plus, Impression Coping Closed Tray Ø 4.0 JDIcon Ultra S Plus, Impression Coping Open Tray Ø 4.0 JDIcon Plus, Impression Coping Open Tray Ø 5.0 JDIcon Plus, Impression Coping Open Tray Ø 6.0 JDIcon Plus, Impression Coping Open Tray Screw JDIcon Plus, Impression Coping Closed Tray Ø 4.0 JDIcon Plus, Impression Coping Closed Tray Ø 5.0 JDIcon Plus, Impression Coping Closed Tray Ø 6.0 JDIcon Plus, Impression Coping Closed Tray Screw JDIcon Plus, Impression Coping Closed Tray Direct Press Fit JDIcon Plus, Cobalt-Chrome Abutment Engaging JDIcon Plus, Cobalt-Chrome Abutment Non Engaging JDIcon Plus, Abutment Removal Driver L 27 JDIcon Plus, Abutment Removal Driver L 34 JDIcon Plus, ScanBody Engaging JDIcon Plus, On Top ScanBody Engaging Ø 5.0 H 3.0 JDIcon Plus, On Top ScanBody Engaging Ø 5.0 H 5.0 JDIcon Plus, On Top ScanBody Engaging Ø 5.0 H 7.0 JDIcon Plus, Screw for On Top ScanBody Engaging Ø 5.0 H 3.0 JDIcon Plus, Screw for On Top ScanBody Engaging Ø 5.0 H 5.0 JDIcon Plus | MARLEN/E | 2024-10-02T00:00:00.000+02:00 | JDentalCare S.r.l; Via Dino Campana 2, 41123 Modena, Italy | ICHSBS7., ICANC., ICPMNC., ICAN., ICOAWANEC., ICOAICOTC., ICOAICOTEC., ICOASBCEC., ICOASBCEEC., ICOAR., ICOARC., OCWAEC, OCWAEWC, OCSBCEC, OCAN, OCANW, JDSPR, JDNPR, JDZPRS, JDZPR, JDDRST20, JDDRST24, JDDRST28, JDDRST32, JDDRST36, JDDRST40, JDDRST44, JDDRST48, JDDRST60N, JDDRST80N, JDDRST100N, JDDRST115N, JDDRST130N, JDDRST150N, JDDI, JDDIS, JDDI17, JDDI30, JDDI45, JDOD32P, JDOD37P, JDOD43P, JDOD50P, EVAMT, EVAMT:, ESAMT, ICAMT., JDTPG30, JDTPG35, JDTPG42, JDTPG50, JDBMGNN, JDBMGNN:, JDBM3, ICBMG., EVSUD, EVSUDMAX, JDTW, JDTWA, JDTWAP, JDTWAPM, EVSDPF15, EVSDPF20, EVSDPF25, EVSDPF35, EVSDPF60, EVSDPF25A, EVSDPF30A, EVSDPF25AV, EVSDPF30AV, EVSDPF15:, EVSDPF20:, EVSDPF25:, EVSDPF35:, EVSDPF60:, OCSDPF20, OCSDPF25, EVSDCAF, ICOASDF., ICOASDFL., EVTIBST, EVIRT, EVCD, EVTR, JDG, JDW12, JDW15, JDW20, EVGMC, EVGMLC, ESGMC, ICGMC, ICGMC., ICGMLC., ISGMC, IMGBLXC, EVGMSR, JDBG, JDBGB, JDBGP, JDPIN, JDIDA, WEDTW, EVICOT4C, EVICOT45C, EVICOT5C, EVICOT6C, EVICOT75C, EVICOTNEC, EVICOTNES, EVICCT4C, EVICCT4NC, EVICCT45C, EVICCT5C, EVICCT6C, EVICCTS, EVICCTAGC, EVRAHC, EVRAIC, EVRAAR, EVWAEC, EVWANEC, EVCCEC, EVCCNEC, EVCACCNEC, EVGAEC, EVGANEC, EVCAICOTEC, EVCAICOTC, EVCAICOTLC, EVCAICOT02, EVCAICOT04, EVCAICCTC, EVCAHCB, EVCAWANEC, EVCAAR, EVSBCEC, EVCASBCEC, EVCASBCEEC, EVSCPC, EVSCBOW, EVANC, EVANCN, EVCAARC, EVCAARCN, EVPMNC, EVBAA, EVBAHC, EVBAN, EVEMISCK, EVEMIHC, EVEMIN, EVEMIH, EVEMIIC, EVEMIICS, EVEMINT, EVEMINY, EVEMINP, EVEMINB, EVEMIEIT, EVAN, EVEMIA, EVICOT4C:, EVICOT5C:, EVICOT6C:, EVICOTNEC:, EVICOTS:, EVICCT4C:, EVICCT5C:, EVICCT6C:, EVICCTS:, EVICCT1C:, EVICCTAGC:, EVTAEPC:, EVGPAEPC:, EVTAEPC, EVWAEC:, EVWANEC:, EVCCEC:, EVCCNEC:, EVCACCNEC:, EVGAEC:, EVGANEC:, EVCAICOTEC:, EVCAICOTC:, EVCAICOTLC:, EVCAICOT02:, EVCAICOT04:, EVCAWANEC:, EVCPIC, EVCPAN, EVSBCEC:, EVCASBCEC:, EVCASBCEEC:, EVCASBCESC:, EVHSB53:, EVHSB55:, EVHSB57:, EVHSBS3:, EVHSBS5:, EVHSBS7:, JDSCGIOS, EVSCPC:, EVANC:, EVANCN:, EVPMNC:, EVAN:, EVICOT5TSC:, ESICOT32C, ESICOT40C, ESICOTS, ESICCT32C, ESICCT40C, ESICCTS, ESWAEC, ESWANEC, ESCCEC, ESCCNEC, ESSBCEC, ESANC, ESANCN, ESPMNC, ESGAEC, ESAN, ICICOT4C, ICICOT5C, ICICOT6C, ICICOTNEC, ICICOTS, ICICCT4C, ICICCT5C, ICICCT6C, ICICCTS, ICWAEC, ICWANEC, ICGAEC, ICGANEC, ICATR, ICSBCEC, ICANC, ICANCN, ICPMNC, ICAN, ISICOT32C, ISICOT40C, ISICOTS, ISICCT32C, ISICCT40C, ISICCTS, ISCCEC, ISWAEC, ISSBCEC, ISANC, ISANCN, ISPMNC, ISAN, WE2SICOT32C, WE2SICOT40C, WE2SICCT32C, WE2SICCT40C, ICICOT4C., ICICOT5C., ICICOT6C., ICICOTS., ICICCT4C., ICICCT5C., ICICCT6C., ICICCTS., ICICCT1C., ICCCEC., ICCCNEC., ICATR27., ICATR34., ICSBCEC., ICHSB53., ICHSB55., ICHSB57., ICHSBS3., ICHSBS5. | Klasa I | Komponent per pergatitjen e protezes mbi implant | Pajisje dentare
17220 | Handles and Holders/Stainless Steel Reusable Handle, Handles and Holders/Reusable Handle (Annuloplasty Rings), Handles and Holders/Reusable Handle (Mitral), Handles and Holders/Flexible Reusable Handle (Mitral) | BIOMETRIC ALBANIA | 2024-10-02T00:00:00.000+02:00 | Edwards Lifesciences LLC - Adresa: One Edwards Way Irvine, CA 92614, USA | 1111, 1117, 1150, 1151, 1173, 1140M | Klasa I | Doreza dhe mbajtese shumeperdorimeshe | Produkte per institucione te kujdesit shendetesor
17221 | Lead Introducer Kits | O.E.S DISTRIMED | 2024-09-11T00:00:00.000+02:00 | Medtronic, Inc. 710 Medtronic Parkway Minneapolis MN 55432 USA | 6207-S1, 6207-S5, 6208-S1, 6208-S5, 6209-S1, 6209-S5, 6210-S1, 6210-S5, 6211-S1, 6211-S5, 6212-S1, 6212-S5, 6214-S1, 6214-S5 | Klasa III | Kite Introduktore te elektrodave te implantueshme- perdorim ne kardiologji | Pajisje nje perdorimeshe
17222 | Cerumina Spray | DELTA PHARMA - AL | 2024-10-03T00:00:00.000+02:00 | Pietrasanta Pharma S.p.A. Via di Caprino, 7 55012 Capannori, LU - Italia | Cerumina Spray | Klasa I | Spray otologjik për shpërbërjen e tapës së dyllit të veshit që mund të formohet në kanalin e dëgjimit. Për rikthimin dhe mirëmbajtjen e kushteve fiziologjike të kanalit të dëgjimit. Tek subjektet e prirur, mund të përdoret për parandalimin e formimit të tapës së dyllit të veshit. | Tjeter
17223 | Cerumina Gocce | DELTA PHARMA - AL | 2024-10-03T00:00:00.000+02:00 | Pietrasanta Pharma S.p.A. Via di Caprino, 7 55012 Capannori, LU - Italia | Cerumina Gocce | Klasa I | Lëng otologjik për shpërbërjen e tapës së dyllit të veshit që mund të formohet në kanalin e dëgjimit. Për rikthimin dhe mirëmbajtjen e kushteve fiziologjike të kanalit të dëgjimit. Tek subjektet e prirur, mund të përdoret për parandalimin e formimit të tapës së dyllit të veshit. | Tjeter
17224 | Radiography 7300 C | Health & Light | 2024-09-13T00:00:00.000+02:00 | Philips Medical Systems DMC GmbH/Röntgenstraße 24, 22335 Hamburg, Germany | 712037 | Klasa IIb | Sistem stacionar me rreze x digital | Pajisje diagnostikuese dhe terapeutike me rezatim
17225 | AMINAL® Concentrated solution for bicarbonate haemodialysis, AMINAL® Liquid -solid concentrates for bicarbonate haemodialysis | NEPHROMED ALBANIA | 2024-08-16T00:00:00.000+02:00 | Alkaloid AD, Blvd.Aleksandar Makedonski 12 1000 Skopje Republic of Nord Macedonia | 100 B, M (AMINAL B), 100 K, 1OOKD, 100 CK, 1OOCKD, 100 K 1,35, 1OOKD-1 ,35, 100 K 1,50, 1OOKD-1,50, 101 MK (AMINAL®- 12), 11, 13, 13.1, 14, BC (NIPROSOL-BC), BC 1,25 (NIPROSOL-BC 1,25), BC 1,35, BC 1,50 (NIPROSOL-BC 1,50), BCD (NIPROSOL-BCD), BCD 1,25 (NIPROSOL-BCD 1,25), BCD 1,35, BCD 1,50 (NIPROSOL-BCD 1,50), BC/3, BC/3 1,25, BC/3 1,50, BCD/3, BCD/3 1,25, BCD/3 1,50, BC 0,50 (AMINAL BC - A (3,5meq CA++), BC 0,50-1,25 (AMINAL BC - A (2,5meq CA++), BC 0,50-1,50 (AMINAL BC - A (3meq CA++), BC 0,50/1, BC 0,50/ 1-1,25, BC 0,50/ 1-1,50, BC 0,50/3, BC 0,50/3-1,25, BC 0,50/3-1,50, BCD 0,50/ 1, BCD 0,50/1-1,25, BCD 0,50/ 1-1,50, BC1,5D 0,50, BC1,5D 0,50-1,25, BC1,5D 0,50-1,50, BC2D 0,50, BC2D 0,50-1,25, BC2D 0,50-1,50, BCD 0,50 (AMINAL BC - D (3,5meq CA++), BCD 0,50-1,25 (AMINAL BC - D (2,5meq CA++), BCD 0,50-1,50 (AMINAL BC - D (3meq CA++), BCD 0,50/3, BCD 0,50/3-1,25, BCD 0,50/3-1,50, BC1,SD 0,50/3, BC1,SD 0,50/3-1,25, BC1,SD 0,50/3-1,50, BC2D 0,50/3, BC2D 0,50/3-1,25, BC2D 0,50/3-1.50, C, C-1,25, C-1,50, C 0,50, C 0,50-1,25, C 0,50-1,50, C 0,50/1, c 0,50/1-1,25, c 0,50/1-1,50, C 0,50/3, C 0,50/3-1,25, C 0,50/3-1,50, C 0,75, C 0,75-1,25, C 0,75-1,50, CD, CD-1,25, CD-1 ,50, CD/3, CD/3-1,25, CD/3-1,50, CD 0,50/ 1, CD 0,50/ 1-1,25, CD 0,50/1-1,50, CD 0,50, CD 0,50-1,25, CD 0,50-1,50, C1,5D 0,50, C1,5D 0,50-1,25, C1,5D 0,50-1,50, C2D 0,50, C2D 0,50-1,25, C2D 0,50-1 ,50, CD 0,50/3, CD 0,50/3-1,25, CD 0,50/3-1,50, C1,5D 0,50/3, C1,5D 0,50/3-1,25, C1,5D 0,50/3-1,50, C2D 0,50/3, C2D 0,50/3-1,25, C2D 0,50/3-1,50, CD 0,50-1, CD 0,50-1,125, CD 0,75, CD 0,75-1,25, CD 0,75-1,50, CD 0,75/3, CD 0,75/3-1,25, CD 0,75/3-1,50, CJTRATE BC/1 - 1,50, CITRATE BC/1 - 1,65, CITRATE BC - 1,50, CITRATE BC - 1,65, CITRATE BC, CJTRATE BC/3 - 1,50, CITRATE BC/ 3 - 1,65, CITRATE BC/3, CITRATE BCD/1- 1,50, CJTRATE BCD/1- 1,65, CJTRATE BCD/1, CITRATE BCD - 1,50, CITRATE BCD - 1,60, CITRATE BCD - 1,65, CITRATE BCD, CITRATE BCD/2,50 -1,50, CITRATE BCD/2,50 - 1,65, CITRATE BCD/2,50, CITRATE BCD/3 - 1,50, CITRATE BCD/3 - 1,65, CITRATE BCD/3, CITRATE C/1 - 1,50, CITRATE C/1 -1,65, CITRATE C - 1,50, CITRATE C - 1,65, CITRATE C, CITRATE C/3 - 1,50, CITRATE C/3 - 1,65, CITRATE C/3, CITRATE CD/1 - 1,50, CITRATE CD/1 - 1,65, CITRATE CD/1, CITRATE CD - 1,50, CITRATE CD - 1,60, CITRATE CD - 1,65, CITRATE CD, CITRATE CD/2,50 - 1,50, CITRATE CD/2,50 - 1,65, CITRATE CD/2,50, CITRATE CD/3 - 1,50, CITRATE CD/3 - 1,65, CITRATE CD/3, SET A 0227, SET AD 0227, SET A 0257, SET AD 0257, SET A 0277, SET AD 0277, SET AD 0255, SET AD 0355, SET AD 8225, SET A 8251, SET AD 8251, SET CA 8225, SET CAD 8225, SET CA 8255, SET CAD 8255, SET CA 8275, SET CAD 8275, SET GAF 8251, SET CADF 8251 | Klasa IIb | Acetat likuid per perdorim ne hemodialize | Tjeter
17226 | Epic™ Plus Supra Stented Tissue Valve, Epic™ Plus Heart Valve Sizer Set, Epic™ Plus Holder Handle (Aortic), Epic™ Plus Holder Handle (Mitral), Epic™ Plus Stented Tissue Valve - Aortic, Epic™ Plus Stented Tissue Valve - Mitral | BIOMETRIC ALBANIA | 2024-09-09T00:00:00.000+02:00 | Abbott Medical - Adresa: 177 County Road B East, St. Paul, MN 55117, USA | ESP200-23, ESP200-25, ESP200-27, ESP200-29, E2000, E2000-HA, E2000-HM, E200-21A, E200-23A, E200-25A, E200-27A, E200-29A, E200-25M, E200-27M, E200-29M, E200-31M, E200-33M, ESP200-19, ESP200-21 | Klasa III | Valvula biologjike te stentuara qe perdoren per zëvendësimin e valvulave aortale te zemrës ose valvulat protetike të aortës të implantuara më parë., Set matësa për zgjedhjen e madhësisë së përshtatshme të valvulës , Doreza mbajtëse qe perdoren gjatë procedurës së implantimit të valvulës së zemrës (Aortale), Doreza mbajtëse qe perdoren gjatë procedurës së implantimit të valvulës së zemrës (Mitrale), Valvula aortike biologjike te stentuara (Plus), Valvula mitrale biologjike te stentuara (Plus) | Produkte per institucione te kujdesit shendetesor
17227 | SURGIBONE® , Surgibone Blocks - size 15x15x20mm – 1uni , Surgibone Blocks - size 15x15x20mm - 3uni, Surgibone Blocks - size 15x15x20mm - 5uni, Surgibone Blocks - size 15x15x30mm - 1uni, Surgibone Blocks - size 15x15x30mm - 3uni, Surgibone Blocks - size 15x15x30mm - 5uni, Surgibone Blocks - size 10x10x20mm - 1uni, Surgibone Blocks - size 10x10x20mm - 3uni, Surgibone Blocks - size 10x10x20mm - 5uni, Surgibone Blocks - size 10x10x5mm - 1uni, Surgibone Blocks - size 10x10x5mm - 3uni, Surgibone Blocks - size 10x10x5mm - 5uni, Surgibone Blocks - size 10x30x5mm - 1uni, Surgibone Blocks - size 10x30x5mm - 3uni, Surgibone Blocks - size 10x30x5mm - 5uni, Surgibone Blocks - size 10x30x10mm - 1uni, Surgibone Blocks size - 10x30x10mm - 3uni, Surgibone Blocks - size 10x30x10mm - 5uni, Surgibone Wedges - size 20x15x8mm - 1uni, Surgibone Wedges - size 20x15x10mm - 1uni, Surgibone Wedges - size 20x15x12mm - 1uni, Surgibone Wedges - size 20x15x14mm - 1uni, Surgibone irregular Granules 2-4mm – 5cc, Surgibone irregular Granules 2-4mm – 10cc, Surgibone irregular Granules 2-4mm – 15cc, Surgibone irregular Granules 2-4mm – 20cc, Surgibone irregular Granules 2-4mm – 30cc, Surgibone irregular Granules 4-6mm – 5cc, Surgibone irregular Granules 4-6mm – 10cc, Surgibone irregular Granules 4-6mm – 15cc, Surgibone irregular Granules 4-6mm – 20cc, Surgibone irregular Granules 4-6mm – 30cc | T R I M E D | 2024-09-12T00:00:00.000+02:00 | BIOCERAMED – Cerâmicos para Aplicações Médicas S.A., Rua José Gomes Ferreira, no 1, Arm. D 2660-360 São Julião do Tojal, Loures, Portugal | N/A, F9000531, F9000533, F9000535, F9000541, F9000543, F9000545, F9000551, F9000553, F9000555, F9000501, F9000503, F9000505, F9000511, F9000513, F9000515, F9000521, F9000523, F9000525, F9000556, F9000557, F9000558, F9000559, F9000565, F9000570, F9000575, F9000580, F9000590, F9000595, F9000600, F9000615, F9000620, F9000630 | Klasa III | SURGIBONE® është një pajisje mjekësore që përdoret në mbushjen e hapësirave kockore ose të sistemit skeletor (femuri, tibia, humerus, ulna, fibula, klavikula, kalkaneusi, dora) që nuk janë të brendshme, për ruajtjen e qëndrueshmërisë së strukturës kockore. Këto defekte mund të jenë krijuar në mënyrë kirurgjikale ose nga dëmtimi traumatik i kockës. | Pajisje te implantueshme aktive
17228 | Mak 500 humidifier l. ¼ ISO 3253 F. with relief valve, Mak 500 humidifier l. 9/16" UNF with relief valve, Mak 500 humidifier I. ¼" ISO 3253 F., Mak 300 humidifier I. 9/16" UNF F., Mak 300 humidifier I. 3/8" ISO 3253 F., TR 200 humidifier I. ¼" ISO 3253 F., TR 200 humidifier I. ¼" ISO - 3253 F. - metal lid, TR 200 humidifier I. ¼" ISO - 3253 F. PSU, TR 200 humidifier I. 9/16" - UNF F PSU, Humidifier TR/200 PSU inlet: 3/8" ISO 3253 F, TR 200 humidifier I. 9/16" UNF F., Mak 500 humidifier i. ¼" ISO 3253 F., Mak 300 humidifier I. – U . Hose coupling – for AL cylinder, Mak 300 humidifier I. – U . Hose coupling – with basket for AL cylinder, Mak 500 humidifier I. 3/8" ISO 3253 F., Mak 500 humidifier I. M12X1.25 F., Mak 500 humidifier I. 9/16" UNF F., Mak 500 humidifier I. G. ½" F., Mak 300 humidifier I. ¼" ISO 3253 F., Mak 300 humidifier inlet: 3/8" ISO 3253 F, Mak 300 humidifier l. ¼ "ISO 3253 F. with relief valve, Mak 300 humidifier l. 9/16" UNF F. with relief valve, Mak 300 humidifier I. M12X1.25 F., DOUBLE FLOWMETER QMED/L 15 L/MIN O2 5 BAR INLET= G 1/4" M. OUTLET= 9/16 M, FLOWMETER QMED 15 L/MIN.O2 4 BAR INLET=G1/8" F. - OUTLET=G1/4" M., QMED/L SPECIAL FLOWMETER 15 L/M O2 5 BAR INLET= 1/4" M. OUTLET= M 9/16 M, QMED FLOWMETER 15 L/MIN O2 3.5 BAR INLET=G1/4"M. - OUTLET=9/16" UNF M., QMED/L FLOWMETER 5 L/MIN.O2 5BAR INLET= 1/4 M OUTLET= M 9/16 M, QMED/L SPECIAL FLOWMETER 15 L/M AIR 5 BAR INLET= 1/4" M. OUTLET= M 9/16 M, FLOWMETER QMED 10 L/MIN.O2 4 BAR INLET=G.1/4" M. - OUTLET=9/16" M., FLOWMETER QMED 20 L/MIN.O2 4 BAR INLET=G.1/4" M. - OUTLET=9/16" M., FLOWMETER QMED 20 L/MIN.O2 4 BAR INLET=G.1/4" M. - OUTLET=1/4" M., FLOWMETER QMED 15L/MIN.O2 3.5BAR INLET=DIN13260 - OUTLET=1/4"ISO 3253 M., OXYGEN / AIR MIXER EasyMIX, O2/AIR MIXER EASYMIX J WITH INTEGRATED VENTURI, FLOW GENERATOR FOR EASYVEE THREAD 1/4", FLOW GENERATOR FOR EASYVEE THREAD 9/16", FLOW GENERATOR FOR EASYVEE THREAD M12X1,25, RS 325396464 FLOWMETER, RS 325396463 FLOWMETER, RS 325396459 FLOWMETER, RS 325396467 FLOWMETER, RS 325396466 FLOWMETER, RS 325396465 FLOWMETER, RS 325396461 FLOWMETER, RS 325396462 FLOWMETER, RS 325396481 FLOWMETER, RS 325110663 FLOWMETER, RS 325397226 FLOWMETER, RS 325112326 FLOWMETER, RS 325197376 FLOWMETER, RS 325197378 FLOWMETER, RS 325397241 FLOWMETER, RS 596379 FLOWMETER, RS 325197430 FLOWMETER, RS 325197431 FLOWMETER, RS 325197421 FLOWMETER, RS 325197422 FLOWMETER, RS 325197420 FLOWMETER, RS H-BB-808-OX FLOWMETER, RS H-823-OX FLOWMETER, RS H-813-OX FLOWMETER, RS H-822-OX-BLS FLOWMETER, RS H-800-OX FLOWMETER, RS H-819-OX FLOWMETER, RS H-813-2-OX FLOWMETER, RS H-806-AIR-BLS FLOWMETER, RS H-813-2-AIR FLOWMETER, RS H-815-N2 FLOWMETER, RS H-806-OX-BLS FLOWMETER, RS H-808-OX FLOWMETER, RS H-812-OX FLOWMETER, RS H-825-OX FLOWMETER, RS H-824-OX FLOWMETER, RS H-816-OX FLOWMETER, RS H-820-OX FLOWMETER, RS H-804-OX-GB FLOWMETER, RS H-827-OX FLOWMETER, RS H-800-N2O FLOWMETER, RS H-800-OX-2 FLOWMETER, RS H-810-OX FLOWMETER, RS H-831-OX FLOWMETER, RS H-833-OX FLOWMETER, RS H-836-OX FLOWMETER, FLOWMETER TYPE QMED 15 L/MIN O2 4.5 BAR - INLET DIN 13260 PROBE OUTLET CONNECTION G 1/4" M., FLOWMETER TYPE QMED 5 L/MIN O2 4 BAR - INLET 1/4" M. OUTLET CONNECTION 1/4" M., FLOWMETER TYPE QMED 5 L/MIN O2 4 BAR - INLET 1/4" M. OUTLET CONNECTION 9/16" M., FLOWMETER TYPE QMED 15 L/MIN O2 4 BAR - INLET AFNOR EASYFIX OUTLET CONNECTION 1/4" M., FLOWMETER TYPE QMED 15 L/MIN O2 4 BAR - INLET AFNOR EASYFIX OUTLET CONNECTION 9/16" M., FLOWMETER TYPE QMED 15 L/MIN O2 4 BAR - INLET UNI 9507 OUTLET CONNECTION 9/16" M., FLOWMETER TYPE QMED 30 L/MIN O2 4 BAR - INLET 1/4" M. OUTLET CONNECTION 9/16" M., DOUBLE FLOWMETER QMED 15 L/MIN O2 4 BAR - INLET 1/4" M. OUTLET CONNECTION 9/16" M., FLOWMETER TYPE QMED 15 L/MIN AIR 4 BAR - INLET 1/4" M. OUTLET CONNECTION 1/4" M., FLOWMETER TYPE QMED 30 L/MIN AIR 4 BAR - INLET 1/4" M. OUTLET CONNECTION 1/4" M., FLOWMETER QMED ANODISED BLUE O2 15 L/MIN AT 5 BAR INLET 1/4" M. OUTLET 9/16" M., QMED FLOW METER 15 L/MIN.O2 4BAR IN=AFNOR LOCK.-OUT=M12X1.25, FLOWMETER QMED/L 20 L/MIN O2 4.5 BAR - INLET AFNOR EASYFIX OUTLET 1/4" M., FLOWMETER TYPE QMED 15 L/MIN O2 4 BAR - INLET 1/8" F. OUTLET CONNECTION 9/16" M., FLOWMETER QMED 15 L/MIN O2 5 BAR - INLET G1/8"F - OUTLET 9/16" UNF M., FLOWMETER QMED DARK GRAY ANODISED 15 L/MIN AIR 5 BAR - INLET 1/8"F - OUTLET 9/16" UNF M., FLOWMETER QMED BLUE ANODISED 15 L/M O2 4 BAR - INLET 1/4"M - OUTLET 9/16" UNF M., FLOWMETER QMED 15 L/MIN O2 4 BAR - INLET 1/4"M – OUTLET M12X1.25, DOUBLE FLOWMETER QMED 15 L/MIN O2 4 BAR INLET 1/4"M – OUTLET M12X1.25, FLOWMETER QMED 1 L/MIN O2 INLET G1/8"F - OUTLET 9/16" UNF M., FLOWMETER QMED 1 L/MIN O2 INLET G1/4"M - OUTLET 9/16" UNF M., FLOWMETER QMED 4 L/MIN O2 4 BAR INLET G1/4"M – OUTLET G1/4"M, FLOWMETER QMED 1 L/MIN O2 INLET G1/4"M – OUTLET 1/4" UNF M, FLOWMETER QMED 15 L/MIN O2 5 BAR - INLET G1/4"M – OUTLET 1/4"M, QMED DOUBLE FLOWMETER 15 L/MIN.O2 5 BAR INLET G 1/4" M. - OUTLET 1/4" M. ISO 3253 M., QMED FLOWMETER 1 L/MIN.O2 INLET G 1/4" OUTLET M12X1.25 M., QMED FLOWMETER 15 L/MIN O2 3.5 BAR INLET G1/8" F. – OUTLET 9/16" UNF M., QMED DOUBLE FLOWMETER 15 L/MIN O2 3.5 BAR INLET G1/4" M. – OUTLET 9/16" UNF M., QMED FLOWMETER 5 L/MIN O2 5 BAR INLET 3/8" F. – OUTLET 9/16" ISO 3253 M., QMED FLOWMETER 15 L/MIN O2 4.5 BAR INLET G1/4" M. – OUTLET 9/16" UNF M, QMED FLOWMETER 15 L/MIN AIR 4.5 BAR INLET G1/4" M. – OUTLET 1/4" M., QMED FLOWMETER 15 L/MIN O2 5 BAR INLET 3/8" F. – OUTLET 9/16" ISO 3253 M., QMED FLOWMETER 15 L/M O2 4.5 BAR INLET G1/8" F. – OUTLET 9/16" UNF M, QMED FLOWMETER 30 L/MIN.O2 5 BAR INLET=G1/4" M. - OUTLET=1/4" ISO 3253 M., QMED DOUBLE FLOWMETER 30 L/MIN.O2 5 BAR INLET=G1/4" M. - OUTLET=1/4" ISO 3253 M., QMED FLOWMETER 15 L/MIN O2 5 BAR INLET=G1/4" M. - OUTLET=9/16" UNF M., QMED FLOWMETER 50 L/MIN.O2 5 BAR INLET=G 1/4" M. - OUTLET=1/4" M., QMED FLOWMETER 15 L/MIN AIR 3.5 BAR INLET=G1/8" F. - OUTLET=9/16" UNF M, QMED FLOWMETER 50 L/MIN.O2 4 BAR INLET=SANS 1409 - OUTLET=9/16"UNF. M., QMED FLOWMETER GREEN ANODIZED 15 L/M O2 4 BAR INLET=1/8" F. OUTLET=9/16" UNF M, QMED FLOWMETER DOUBLE SCALE 10/50L O2 4 BAR INLET=G1/4" M.- OUTLET=9/16" UNF M., QMED FLOWMETER DOUBLE SCALE 10/50L.O2 4BAR INLET=G1/4"M- OUTLET=9/16"UNFM, QMED FLOWMETER 10 L/M AIR 5 BAR INLET=G1/4"M-OUTLET=9/16" M, FLOWMETER QMED DARK GRAY 15 LPM AIR 3.5 BAR WITH AFNOR PROBE- OUTLET M12X1,25 M, FLOWMETER QMED DARK GRAY 5 LPM AIR 3.5 BAR WITH AFNOR PROBE - OUTLET M12X1,25 M., FLOWMETER QMED DARK GRAY 15 LPM AIR 4.5 BAR WITH AFNOR PROBE- OUTLET M12X1,25 M, FLOWMETER QMED DARK GRAY 5 LPM AIR 4.5 BAR WITH AFNOR PROBE - OUTLET M12X1,25 M., FLOWMETER QMED DARK GRAY 15 LPM AIR 3.5 BAR OUT=12X1,25 WITH HOSE CONNECTOR AND BRACKET 30X10, FLOWMETER QMED DARK GRAY 5 LPM AIR 3.5 BAR OUT=12X1,25 WITH HOSE CONNECTOR AND BRACKET 30X10, FLOWMETER QMED DARK GRAY 30 LPM AIR 3.5 BAR OUT=12X1,25 WITH HOSE CONNECTOR AND BRACKET 30X10, FLOWMETER QMED DARK GRAY 15 LPM AIR 4.5 BAR OUT=12X1,25 WITH HOSE CONNECTOR AND BRACKET 30X10, FLOWMETER QMED DARK GRAY 5 LPM AIR 4.5 BAR OUT=12X1,25 WITH HOSE CONNECTOR AND BRACKET 30X10, FLOWMETER QMED DARK GRAY 30 LPM AIR 4.5 BAR OUT=12X1,25 WITH HOSE CONNECTOR AND BRACKET 30X10, FLOWMETER QMED DARK GRAY 30 LPM AIR 3.5 BAR WITH AFNOR PROBE- OUTLET M12X1,25 M, FLOWMETER QMED DARK GRAY 30 LPM AIR 4.5 BAR WITH AFNOR PROBE- OUTLET M12X1,25 M, QMED FLOWMETER DARK GRAY 15 L/M O2 4.5 BAR INLET G1/8" F. – OUTLET 9/16" UNF M, FLOWMETER QMED NATURAL 30 LPM O2 3.5 BAR WITH AFNOR PROBE - OUTLET M12X1,25 M., FLOWMETER QMED NATURAL 15 LPM O2 3.5 BAR WITH AFNOR PROBE - OUTLET M12X1,25 M., FLOWMETER QMED NATURAL 50 LPM O2 3.5 BAR WITH AFNOR PROBE - OUTLET M12X1,25 M., FLOWMETER QMED NATURAL 30 LPM O2 4.5 BAR WITH AFNOR PROBE - OUTLET M12X1,25 M., FLOWMETER QMED NATURAL 15 LPM O2 4.5 BAR WITH AFNOR PROBE - OUTLET M12X1,25 M., FLOWMETER QMED NATURAL 50 LPM O2 4.5 BAR WITH AFNOR PROBE - OUTLET M12X1,25 M., FLOWMETER QMED NATURAL 5 LPM O2 3.5 BAR WITH AFNOR PROBE - OUTLET M12X1,25 M., FLOWMETER QMED NATURAL 5 LPM O2 4.5 BAR WITH AFNOR PROBE - OUTLET M12X1,25 M., FLOWMETER QMED NATURAL 1 LPM O2 WITH AFNOR PROBE - OUTLET M12X1,25 M., FLOWMETER QMED NATURAL 1 LPM O2 OUT=12X1,25 WITH HOSE CONNECTOR AND BRACKET 30X10, FLOWMETER QMED NATURAL 15 LPM O2 3.5 BAR OUT=12X1,25 WITH HOSE CONNECTOR AND BRACKET 30X10, FLOWMETER QMED NATURAL 5 LPM O2 3.5 BAR OUT=12X1,25 WITH HOSE CONNECTOR AND BRACKET 30X10, FLOWMETER QMED NATURAL 15 LPM O2 4.5 BAR OUT=12X1,25 WITH HOSE CONNECTOR AND BRACKET 30X10, FLOWMETER QMED NATURAL 5 LPM O2 4.5 BAR OUT=12X1,25 WITH HOSE CONNECTOR AND BRACKET 30X10, FLOWMETER QMED NATURAL 30 LPM O2 4.5 BAR OUT=12X1,25 WITH HOSE CONNECTOR AND BRACKET 30X10, FLOWMETER QMED NATURAL ANODISED 15 L/M O2 4.5 BAR INLET AFNOR PROBE – OUTLET 3/8" M, FLOWMETER QMED NATURAL ANODISED 15 L/M AIR 4.5 BAR INLET AFNOR PROBE – OUTLET 3/8" M, QMED FLOWMETER 15 L/M INLET AIR 4 BAR INLET 1/4" – OUTLET M12X1.25, QMED FLOWMETER NATURAL 15 L/M O2 4.5 BAR INLET G1/8" F. – OUTLET 9/16" UNF M, QMED FLOWMETER 15 L/MIN O2 4 BAR INLET= AFNOR LOCKABLE POS. - OUTLET= 9/16" M., QMED FLOWMETER 15 L/MIN O2 4 BAR INLET= BS - OUTLET= 9/16" M., QMED FLOWMETER 15 L/MIN O2 4 BAR INLET= BS - OUTLET= M 12X1.25 M., FLOWMETER QMED/L 15 L/MIN.O2 4 BAR INLET= 1/8" F OUTLET= M 9/16 M, SPECIAL FLOWMETER QMED/L 15 L/M O2 5 BAR INLET= 3/8" F OUTLET= M 9/16 M, EASYMED FLOWMETER 10 15 LPM AIR OUT=12X1,25 WITH HOSE HOLDER WITH ABS BRACKET, EASYMED FLOWMETER 10 50 LPM AIR OUT=12X1,25 WITH HOSE HOLDER WITH ABS BRACKET, EASYMED FLOWMETER 15 LPM AIR INLET=ABS BRACK+1.5M. HOSE+CM PROBE-OUT=M12X1,25, EASYMED FLOWMETER 10 15 LPM O2 WITH AFNOR INLET-OUT=9/16" M., EASYMED FLOWMETER 10 6 LPM O2 WITH AFNOR INLET-OUT=9/16" M., EASYMED FLOWMETER 10 15 LPM O2 WITH AFNOR INLET WITH ABS BRACKET AND 1.5 M TUBING, EASYMED FLOWMETER 10 50 LPM O2 WITH AFNOR INLET WITH ABS BRACKET AND 1.5 M TUBING, EASYMED FLOWMETER 10 6 LPM O2 WITH AFNOR INLET WITH ABS BRACKET AND 1.5 M TUBING, EASYMED FLOWMETER 10 15 LPM AIR WITH AFNOR INLET-OUT=9/16" M., EASYMED FLOWMETER 10 50 LPM AIR WITH AFNOR INLET-OUT=9/16" M., EASYMED FLOWMETER 10 6 LPM AIR WITH AFNOR INLET-OUT=9/16" M., EASYMED FLOWMETER 10 15 LPM AIR WITH AFNOR INLET WITH ABS BRACKET AND 1.5 M TUBING, EASYMED FLOWMETER 10 50 LPM AIR WITH AFNOR INLET WITH ABS BRACKET AND 1.5 M TUBING, EASYMED FLOWMETER 10 6 LPM AIR WITH AFNOR INLET WITH ABS BRACKET AND 1.5 M TUBING, EASYMED FLOWMETER 10 15 LPM O2 WITH CM INLET -OUT=9/16" M., QMED FLOWMETER 30 L/MIN O2 4 BAR INLET=UNI 9507 OUTLET=G1/4"ISO3253M, QMED FLOWMETER 15 L/MIN O2 4 BAR INLET=DIN 13260 OUTLET=G1/4"ISO 3253 M., QMED FLOWMETER 15 L/MIN AIR 4 BAR INLET=UNI 9507 OUTLET=G1/4"ISO3253M+HOSE CONNECTOR, QMED FLOWMETER 30 L/MIN O2 4 BAR INLET=1/4 M. OUTLET=G1/4"ISO3253M+HOSE CONNECTOR, DOUBLE QMED FLOWMETER 15 L/MIN.O2 4 BAR INLET=BRACKET 30X10- OUTLET=1/4"M.+HOSE CONNECTOR, QMED FLOWMETER 15 L/MIN.O2 4 BAR INLET=BRACKET 30X10-50CM HOSE- INLET=UNI PROBE-MAK300 HUMIDIFIER, DOUBLE QMED FLOWMETER 15 L/MIN.O2 4 BAR INLET=G1/4" M. - OUTLET=1/4" ISO 3253 M., QMED FLOWMETER 15 L/MIN.O2 4 BAR INLET=G1/4" M. - OUTLET=9/16" UNF M., FLOWMETER QMED 15 L/MIN. O2 4 BAR INLET: AGA - OUTLET: 9/16" UN F M., FLOWMETER QMED 15 L/MIN O2 4 BAR INLET=FRO PROBE - OUTLET G 1/4"M +HOSE CONN., FLOWMETER QMED 15 L/MIN.O2 4 BAR INLET=JIS PROBE OUTLET=9/16" UNF M., DOUBLE QMED FLOWMETER 50 L/MIN.O2 4 BAR INLET=UNI 9507 - OUTLET=1/4" ISO 3253 M., DOUBLE QMED FLOWMETER 15L/MIN.O2 4 BAR INLET=BS 5682 - OUTLET=9/16" ISO 3253 M., FLOWMETER QMED 50 L/MIN.O2 4 BAR INLET=G1/4" M. - OUTLET=1/4" ISO 3253 M., FLOWMETER QMED/L 15 L/MIN O2 4 BAR INLET CONNECTION BS PROBE OUTLET CONNECTION 9/16" UNF M., FLOWMETER QMED NATURAL ANODISED 15 L/MIN FOR O2 AT 4 BAR INLET= BS 5682 PROBE OUTLET=9/16", EASYMED FLOWMETER 10 50 LPM O2 WITH CM INLET -OUT=9/16" M., EASYMED FLOWMETER 10 6 LPM O2 WITH CM INLET-OUT=9/16" M., EASYMED FLOWMETER 10 15 LPM O2 WITH CM INLET WITH ABS BRACKET AND 1.5 M TUBING, EASYMED FLOWMETER 10 50 LPM O2 WITH CM INLET WITH ABS BRACKET AND 1.5 M TUBING, EASYMED FLOWMETER 10 6 LPM O2 WITH CM INLET WITH ABS BRACKET AND 1.5 M TUBING, EASYMED FLOWMETER 10 15 LPM AIR WITH CM INLET-OUT=9/16" M., EASYMED FLOWMETER 10 50 LPM AIR WITH CM INLET -OUT=9/16" M., EASYMED FLOWMETER 10 6 LPM AIR WITH CM INLET-OUT=9/16" M., EASYMED FLOWMETER 10 15 LPM AIR WITH CM INLET WITH ABS BRACKET AND 1.5 M TUBING, EASYMED FLOWMETER 10 50 LPM AIR WITH CM INLET WITH ABS BRACKET AND 1.5 M TUBING, EASYMED FLOWMETER 10 6 LPM AIR WITH CM INLET WITH ABS BRACKET AND 1.5 M TUBING, EASYMED FLOWMETER 10 15 LPM O2 WITH DIN 13260 INLET-OUT=9/16" M., EASYMED FLOWMETER 10 50 LPM O2 WITH DIN 13260 INLET-OUT =9/16" M., EASYMED FLOWMETER 10 6 LPM O2 WITH DIN 13260 INLET-OUT =9/16" M., EASYMED FLOWMETER 10 15 LPM O2 WITH DIN INLET WITH ABS BRACKET AND 1.5 M TUBING, EASYMED FLOWMETER 10 50 LPM O2 WITH DIN INLET WITH ABS BRACKET AND 1.5 M TUBING, EASYMED FLOWMETER 10 6 LPM O2 WITH DIN INLET WITH ABS BRACKET AND 1.5 M TUBING, EASYMED FLOWMETER 10 15 LPM AIR WITH DIN 13260 INLET-OUT=9/16" M., EASYMED FLOWMETER 10 50 LPM AIR WITH DIN 13260 INLET-OUT=9/16" M., EASYMED FLOWMETER 10 6 LPM AIR WITH DIN 13260 INLET-OUT=9/16" M., EASYMED FLOWMETER 10 15 LPM AIR WITH DIN INLET WITH ABS BRACKET AND 1.5 M TUBING, EASYMED FLOWMETER 10 50 LPM AIR WITH DIN INLET WITH ABS BRACKET AND 1.5 M TUBING, EASYMED FLOWMETER 10 6 LPM AIR WITH DIN INLET WITH ABS BRACKET AND 1.5 M TUBING, EASYMED FLOWMETER 10 15 L/MIN O2 INLET JIS PROBE OUTLET 9/16 SPECIAL SCALE JMN, DOUBLE EASYMED FLOWMETER 10 15LPM O2 WITH AFNOR INLET- OUT=9/16" M., DOUBLE EASYMED FLOWMETER 10 6 LPM O2 WITH AFNOR INLET- OUT=9/16" M., DOUBLE EASYMED FLOWMETER 10 15LPM O2- WITH AFNOR INLET WITH ABS BRACKET AND 1.5 M TUBING, DOUBLE EASYMED FLOWMETER 10 6 LPM O2- WITH AFNOR INLET WITH ABS BRACKET AND 1.5 M TUBING, DOUBLE EASYMED FLOWMETER 10 15 LPM AIR WITH AFNOR INLET- OUT=9/16" M., DOUBLE EASYMED FLOWMETER 10 50 LPM AIR WITH AFNOR INLET- OUT=9/16" M., DOUBLE EASYMED FLOWMETER 10 15LPM AIR WITH AFNOR INLET WITH ABS BRACKET AND 1.5 M TUBING, DOUBLE EASYMED FLOWMETER 15 LPM O2 OUTLET=M12X1.25 INLET= AFNOR PROBE, DOUBLE EASYMED FLOWMETER 15 LPM AIR OUTLET=M12X1.25 INLET= AFNOR PROBE, DOUBLE EASYMED FLOWMETER 10 15LPM O2 WITH CM INLET-OUT=9/16" M., DOUBLE EASYMED FLOWMETER 10 6 LPM O2 WITH CM INLET -OUT=9/16" M., DOUBLE EASYMED FLOWMETER 10 15LPM O2 WITH CM INLET WITH ABS BRACKET AND 1.5 M TUBING, DOUBLE EASYMED FLOWMETER 10 6 LPM O2 WITH CM INLET WITH ABS BRACKET AND 1.5 M TUBING, DOUBLE EASYMED FLOWMETER 10 15 LPM AIR WITH CM INLET-OUT=9/16" M., DOUBLE EASYMED FLOWMETER 10 50 LPM AIR WITH CM INLET-OUT=9/16" M., DOUBLE EASYMED FLOWMETER 10 15LPM AIR WITH CM INLET WITH ABS BRACKET AND 1.5 M TUBING, DOUBLE EASYMED FLOWMETER 10 15LPM O2 WITH DIN 13260 INLET- OUT=9/16" M., DOUBLE EASYMED FLOWMETER 10 6 LPM O2 WITH DIN 13260 INLET- OUT=9/16" M., DOUBLE EASYMED FLOWMETER 10 15LPM O2 WITH DIN INLET WITH ABS BRACKET AND 1.5 M TUBING, DOUBLE EASYMED FLOWMETER 10 6 LPM O2 WITH DIN INLET WITH ABS BRACKET AND 1.5 M TUBING, DOUBLE EASYMED FLOWMETER 10 15 LPM AIR WITH DIN 13260 INLET- OUT=9/16" M., DOUBLE EASYMED FLOWMETER 10 50 LPM AIR WITH DIN 13260 INLET- OUT=9/16" M., DOUBLE EASYMED FLOWMETER 10 15LPM AIR WITH DIN INLET WITH ABS BRACKET AND 1.5 M TUBING, DOUBLE EASYMED FLOWMETER 10 14LPM O2 INLET 1/4"ISO3253 – OUTLET 9/16, RM FLOWMETER 5 L/MIN. O2 FRONT IN G.¼" M.- OUT ¼" ISO 3253 M., RM FLOWMETER 5 L/MIN. O2 FRONT IN NF-S 90-116 - OUT ISO 3253 M., RM FLOWMETER 15 L/MIN. AIR FRONT IN G.¼" M.- OUT 9/16" UNF M., RM FLOWMETER 15 L/MIN. O2 FRONT IN G.¼" M.- OUT M12X1.25 M., RM FLOWMETER 5 L/MIN. O2 FRONT IN NF-S 90-116 EASYFIX - OUT ISO 3253 M., RM FLOWMETER 15 L/MIN. O2 FRONT IN NF-S 90-116 EASYFIX - OUT ISO 3253 M., DOUBLE RM FLOWMETER 15 L/MIN. O2 FRONT IN NF-S 90-116 EASYFIX - OUT ISO 3253 M., RM FLOWMETER 10 L/MIN. O2 FRONT IN G.¼" M.- OUT ¼" ISO 3253 M., RM FLOWMETER 30 L/MIN. O2 FRONT IN G.¼" M.- OUT ¼" ISO 3253 M., RM FLOWMETER 2 L/MIN. O2 FRONT IN G.¼" M.- OUT ¼" ISO 3253 M., RM FLOWMETER 15 L/MIN. O2 FRONT IN G.¼" M.- OUT ¼" ISO 3253 M., RM FLOWMETER 15 L/MIN. O2 FRONT IN NF-S 90-116 - OUT ISO 3253 M., RM DOUBLE FLOWMETER 15 L/MIN. O2 FRONT IN NF-S 90-116 - OUT ISO 3253 M., RM FLOWMETER 15 L/MIN. O2 FRONT IN G.¼" M.- OUT 9/16" UNF M., RM FLOWMETER 15 L/MIN. AIR FRONT IN G.¼" M.- OUT ¼" ISO 3253 M., FLOWMETER SF2 15 L/MIN. O2 – 15 L/MIN. AIR, FLOWMETER SF2 15 L/MIN. O2 – 15 L/MIN. AIR WITH BY-PASS, FLOWMETER SF2 1 L/MIN. O2 – 15 L/MIN. AIR, FLOWMETER SF2 8 L/MIN. O2 – 15 L/MIN. AIR, FLOWMETER SF2 1 LPM O2 – 15 LPM O2, FLOWMETER SF1 8 L/MIN. O2, FLOWMETER SF1 15 L/MIN. O2, FLOWMETER SF1 1 L/MIN. O2, FLOWMETER SF1 15 L/MIN. AIR, FLOWMETER SF1 1 L/MIN. N2O, FLOWMETER SF2 1 L/MIN O2 - 1 L/MIN O2, FLOWMETER SF3 15 L/MIN. O2 – 15 L/MIN. O2 – 15 L/MIN. AIR, FLOWMETER SF3 15 L/MIN. O2 – 15 L/MIN. AIR – 15 L/MIN. AIR, FLOWMETER SF3 2 L/MIN. O2 – 8 L/MIN. O2 – 15 L/MIN. AIR, FLOWMETER SF3 2 L/MIN. O2 – 15 L/MIN. O2 – 15 L/MIN. AIR, FLOWMETER SF4 2X15 L/MIN. O2 – 2X15 L/MIN. AIR, FLOWMETER SF4 2 L/MIN. O2 – 15 L/MIN. O2 – 2X15 L/MIN. AIR, FLOWMETER SF4 2 L/MIN. O2 – 15 L/MIN. O2 – 2 L/MIN. AIR – 15 L/MIN. AIR, RM/145/2 FLOWMETER 15 L/MIN. AIR – 15 L/MIN. O2, RM/120/2 FLOWMETER 15 L/MIN. AIR – 15 L/MIN. O2, RM/145/2 FLOWMETER BERTOCCHI, RM/120/2 FLOWMETER OUT INDEPENDENTS G. ¼" M., RM/145/2 FLOWMETER IN HOSE COUPLING DIA. 8.5 – OUT ISO 5356-1 Ø23F., FLOWMETER RM 30 AIR/O2+PLATE WITH 3 M. HOSE+PROBE AFNOR, FLOWMETER RM 30 AIR/O2+PLATE WITH 3 M. HOSE+PROBE DIN, FLOWMETER RM 30 AIR/O2+PLATE WITH 3 M. HOSE+PROBE UNI, FLOWMETER RM 30 AIR/O2+PLATE WITH 3 M. HOSE+PROBE BS, FLOWMETER RM 30 AIR/O2+PLATE WITH 3 M. HOSE+PROBE NIST, FLOWMETER RM 30 AIR/O2+PLASTIC BRACKET WITH 3 M. HOSE+PROBE AFNOR, FLOWMETER RM 30 AIR/O2+PLASTIC BRACKET WITH 3 M. HOSE+PROBE DIN, FLOWMETER RM 30 AIR/O2+PLASTIC BRACKET WITH 3 M. HOSE+PROBE UNI, FLOWMETER RM 30 AIR/O2+PLASTIC BRACKET WITH 3 M. HOSE+PROBE BS, FLOWMETER RM 30 AIR/O2+PLASTIC BRACKET WITH 3 M. HOSE+PROBE NIST, RM/185/2 FLOWMETER OUT SIDE ISO 5356-1 Ø23 F., RM/185/2 FLOWMETER 30 L/MIN. AIR – 15 L/MIN. O2, RM/185/2 FLOWMETER 15 L/MIN. AIR – 15 L/MIN. O2 GINEVRI, RM/210/2 FLOWMETER 15 L/MIN. AIR – 15 L/MIN. O2, EASYMED PLUS FLOWMETER 14 L/M. O2 INLET=G1/4" M. - OUTLET=1/4"- 9/16" M., EASYMED PLUS FLOWMETER 15 L/M. O2 INLET=1/4" NPT M. - OUTLET=1/4"- 9/16" M., EASYMED PLUS FLOWMETER 14 L/M. O2 INLET = AFNOR PROBE - OUTLET=1/4"-M12X1.25 M., EASYMED PLUS FLOWMETER 15 L/M. O2 INLET =SS8752430 - OUTLET=1/4"-9/16" UNF M., EASYMED PLUS FLOWMETER 15 L/M. O2 INLET =BS5682 - OUTLET =1/4"- 9/16" UNF M., EASYMED PLUS FLOWMETER 30 L/M. O2 INLET =SS8752430 - OUTLET=1/4"-9/16" UNF M., EASYMED PLUS FLOWMETER 14 L/M. O2 INLET =JIS T 7101- OUTLET =1/4"- 9/16" UNF M., EASYMED PLUS FLOWMETER 15 L/M. O2 INLET =G1/4" M. - OUTLET =1/4"- M12X1.25 M., EASYMED PLUS FLOWMETER 15 L/M. O2 INLET =G1/4" M. - OUTLET =1/4"- 9/16" M., EASYMED PLUS FLOWMETER 15 L/M.AIR INLET =G1/4" M. - OUTLET =1/4"- 9/16" M., EASYMED PLUS FLOWMETER 15 L/M. O2 INLET=AFNOR EASYFIX OUTLET=1/4"-9/16" UNF M., EASYMED PLUS FLOWMETER 14 L/M. O2 INLET=G1/4" M. - OUTLET=1/4"- 9/16"M.+HOSE CONNECTOR, EASYMED PLUS FLOWMETER 30 L/M. O2 INLET=30X10 BRACKET- OUTLET=1/4"-9/16"M.+MAK300, EASYMED PLUS FLOWMETER 30 L/M. O2 INLET=G1/4" M. - OUTLET=1/4"- 9/16" M., EASYMED PLUS FLOWMETER 15 L/M. O2 INLET=UNI 9507 - OUTLET=1/4"- 9/16" UNF M., EASYMED PLUS FLOWMETER 14 L/M. O2 INLET=UNI 9507 - OUTLET=1/4"- 9/16" UNF M., EASYMED PLUS FLOWMETER 30 L/M. O2 INLET=UNI 9507 - OUTLET=1/4"- 9/16" UNF M., EASYMED PLUS FLOWMETER 6 L/M. O2 INLET=G1/4" M. - OUTLET=1/4"- 9/16" M., EASYMED PLUS FLOWMETER 14 L/M. O2 INLET=AFNOR EASYFIX- OUTLET=1/4"-M12X1.25 M., EASYMED PLUS FLOWMETER 50 L/MIN O2 INLET G 1/4" M. - OUTLET 1/4" - 9/16" M., EASYMED PLUS FLOWMETER 14 L/MIN O2 INLET AFNOR EASYFIX PROBE - OUTLET 1/4" - 9/16" M., FLOWMETER TYPE EASYMED PLUS 15 L/MIN O2 INLET= SS8752430 PROBE OUTLET CONNECTION 3/8" ISO 3253 M, EASYMED PLUS FLOWMETER 14 L/MIN AIR INLET G 1/4" M – OUTLET 1/4" – 9/16" M, EASYMED/2PLUS FLOWMETER 8 L/M FIXED INLET G 1/8" F – OUTLET 1/4" – 9/16" M, EASYMED PLUS FLOWMETER 14 L/M.O2 INLET BS PROBE – OUTLET 9/16"- M12X1.25 M, EASYMED PLUS FLOWMETER 14 L/M.O2 INLET AFNOR PROBE – OUTLET 9/16"-M12X1.25 M, EASYMED PLUS FLOWMETER 15 L/M.O2 INLET SS8752430 – OUTLET G.3/8" M., FLOWMETER EASYMED PLUS 30 L/MIN. AIR, INLET ¼" M. OUTLET THREADS G 1/4 – 9/16 M, FLOWMETER EASYMED PLUS 15 L/M. O2 INLET AFNOR PROBE - OUTLET 9/16"-M12X1.25 M., EASYMED PLUS FLOWMETER 15 L/M.AIR INLET=SS8752430 - OUTLET=1/4"- 9/16" UNF M., EASYMED PLUS FLOWMETER 15 L/M. O2 INLET=AFNOR EASYFIX OUTLET=1/4"-M12X1,25, EASYMED PLUS FLOWMETER 15 L/M. AIR INLET=AFNOR EASYFIX OUTLET=1/4"-M12X1,25, DOUBLE EASYMED PLUS FLOWMETER 15L O2 INLET=1/4"M - OUTLET=1/4"- 9/16"M, DOUBLE EASYMED PLUS FLOWMETER 30L O2 INLET=AFNOR EASYFIX - OUTLET=1/4"-9/16"M, DOUBLE EASYMED PLUS FLOWMETER 30L O2 INLET =SS8752430 - OUTLET =1/4"-9/16"UNF M, EASYFLOW FLOWMETER 15 L/M. O2 INLET=G1/4" M. - OUTLET=1/4"-9/16" M., EASYFLOW FLOWMETER 5 L/M. O2 INLET =G1/4" M. - OUTLET =1/4"-9/16" M., EASYFLOW FLOWMETER 15 L/M. O2 INLET =SS8752430 - OUTLET =1/4"- 9/16" M., EASYFLOW FLOWMETER 15 L/M. O2 INLET =BS5682 - OUTLET =1/4"-9/16" M., EASYFLOW FLOWMETER 5 L/M. O2 INLET =BS5682 - OUTLET =1/4"-9/16" M., EASYFLOW FLOWMETER 15 L/M. AIR INLET =G1/4" M. - OUTLET =1/4"-9/16" M., EASYFLOW FLOWMETER 30 L/M. O2 INLET =SS8752430 - OUTLET =1/4"- 9/16" M., EASYFLOW FLOWMETER 15 L/M. AIR INLET =SS8752430 - OUTLET =1/4"- 9/16" M., EASYFLOW FLOWMETER 15 L/M. O2 INLET =AFNOR - OUTLET =1/4"- M12X1.25 M., EASYFLOW FLOWMETER 15 L/M. O2 INLET =JIS T 7101- OUTLET =1/4"-9/16" M., EASYFLOW FLOWMETER 15 L/M. O2 INLET= UNI - OUTLET=1/4"-9/16" M., EASYFLOW FLOWMETER 15 L/M. AIR INLET= UNI - OUTLET=1/4"-9/16" M., EASYFLOW FLOWMETER 15 L/M. O2 INLET=G1/4" M. - OUTLET=M12X1.25 M.-1/4" M., EASYFLOW FLOWMETER 30 L/M. O2 INLET= UNI - OUTLET=1/4"-9/16" M., EASYFLOW FLOWMETER 15 L/M. O2 INLET AFNOR EASYFIX OUTLET 1/4" - 9/16" M., EASYFLOW FLOWMETER 30 L/M. O2 INLET 1/4" M. OUTLET 1/4" - 9/16" M., EASYFLOW FLOWMETER 15 L/M. O2 INLET BS 5682 - OUTLET M12X1.25 - 9/16" M, EASYFLOW FLOWMETER 15 L/M. O2 INLET AFNOR - OUTLET M12X1.25 - 9/16" M, EASYFLOW FLOWMETER 10 L/M. O2 INLET G1/4" M OUTLET 1/4"-9/16" M., EASYFLOW FLOWMETER 15 L/M. O2 INLET 1/4" M. – OUTLET M12X1.25 - 9/16" M, EASYFLOW FLOWMETER 40 L/M. O2 INLET=G.1/4" M. - OUTLET= 1/4"- 9/16" M, DOUBLE EASYFLOW FLOWMETER 15 L/M. O2 INLET =SS8752430 - OUTLET=1/4"-9/16" M., DOUBLE EASYFLOW FLOWMETER 30 L/M. O2 INLET =SS8752430 - OUTLET=1/4"-9/16" M., DOUBLE EASYFLOW FLOWMETER 15 L/M. O2 INLET=1/4"M. - OUTLET=1/4"- 9/16" M., QMED FLOWMETER 15 L/MIN.O2 4 BAR IN=G1/4" M. - OUT=1/4" ISO 3253 M., QMED FLOWMETER 15 L/MIN O2 4 BAR IN=UNI 9507 OUT=G1/4"ISO3253M+ HOSE CONNECTOR, QMED FLOWMETER 30 L/MIN O2 4 BAR IN=UNI 9507 OUT=G1/4"ISO3253M+ HOSE CONNECTOR, DOUBLE QMED FLOWMETER 15 L/MIN O2 4 BAR IN=UNI 9507 OUT=G1/4"ISO3253M+ HOSE CONNECTOR, QMED FLOWMETER 15 L/MIN.O2 4 BAR IN=BRACKET FOR RAIL 30X10-3 M. HOSE – AFNOR PROBE, DOUBLE QMED FLOWMETER 15 L/MIN.O2 4 BAR IN=BRACKET FOR RAIL 30X10-3 M. HOSE – AFNOR PROBE, DOUBLE QMED FLOWMETER 30 L/MIN.O2 4 BAR IN=G1/4" M. - OUT=1/4" ISO 3253 M., QMED FLOWMETER 30 L/MIN.O2 4 BAR IN=G1/4" M. - OUT=1/4" ISO 3253 M., QMED FLOWMETER 10 L/MIN.O2 4 BAR IN=G1/4" M. - OUT=1/4" ISO 3253 M., QMED FLOWMETER 15 L/MIN AIR 4 BAR INLET=AFNOR EASYFIX OUTLET G1/4"ISO3253M+HOSE CONNECTOR, QMED FLOWMETER 15 L/MIN O2 4 BAR INLET= FRO-UG1/4"M+TR HUMIDIFIER, DOUBLE QMED FLOWMETER 15 L/MIN O2 4 BAR INLET=AFNOR LOCKABLE OUTLET=G1/4"+TR HUMIDIFIER, QMED FLOWMETER 15 L/MIN.AIR 4BAR INLET=AFNOR LOCKABLE- OUTLT=1/4" ISO 3253 M., DOUBLE QMED FLOWMETER 15 L/MIN.AIR 4BAR INLET=AFNOR LOCKABLE- OUTLET=1/4"M., DOUBLE QMED FLOWMETER 15 L/MIN.O2 4 BAR INLET=BRACKET SOXIL- 2.5M HOSE-AFNOR PROBE, DOUBLE QMED FLOWMETER 15 L/MIN.O2 4 BAR INLET=BRACKET SOXIL- 1.5M HOSE-AFNOR PROBE, QMED FLOWMETER 15 L/MIN O2 4 BAR INLET=UNI 9507 OUTLET=G1/4"ISO3253M, QMED FLOWMETER 15 L/MIN O2 4 BAR INLET=UNI 9507 OUTLET=G1/4 WITH MAK500 HUMIDIFIER, QMED FLOWMETER 30 L/MIN.O2 4 BAR INLET=BRACKET 50X10-1M HOSE- UNI PROBE-MAK300 HUMIDIFIER, EASYMED10 DOUBLE FLOWMETER 15 L/M AIR INLET=1/4" M.- OUTLET=1/4" ISO 3253 M., EASYMED10 DOUBLE FLOWMETER 15 L/M AIR INLET=1/4" M. - OUTLET=9/16" UNF M., EASYMED DOUBLE FLOWMETER 15 LPM O2 - IN PLASTIC BRACKET FOR RAIL 30X10-1.5 M. HOSE-AFNOR PROBE- OUT M12X1,25 M., EASYMED DOUBLE FLOWMETER 15 LPM O2 - IN PLASTIC BRACKET FOR RAIL 30X10-1.5 M. HOSE-DIN 13260 PROBE- OUT M12X1,25 M., EASYMED DOUBLE FLOWMETER 15 LPM O2 - IN PLASTIC BRACKET FOR RAIL 30X10-1.5 M. HOSE-CM PROBE- OUT M12X1,25 M., EASYMED DOUBLE FLOWMETER 15 LPM O2 - IN PLASTIC BRACKET FOR RAIL 30X10-1.5 M. HOSE-AFNOR PROBE- OUT 9/16" UNF M., EASYMED DOUBLE FLOWMETER 15 LPM O2 - IN PLASTIC BRACKET FOR RAIL 30X10-1.5 M. HOSE-DIN 13260 PROBE- OUT 9/16" UNF M., EASYMED DOUBLE FLOWMETER 15 LPM O2 - IN PLASTIC BRACKET FOR RAIL 30X10-1.5 M. HOSE-CM PROBE- OUT 9/16" UNF M., EASYMED DOUBLE FLOWMETER 6 LPM O2 - IN PLASTIC BRACKET FOR RAIL 30X10-1.5 M. HOSE-AFNOR PROBE- OUT M12X1,25 M., EASYMED DOUBLE FLOWMETER 6 LPM O2 - IN PLASTIC BRACKET FOR RAIL 30X10-1.5 M. HOSE-DIN 13260 PROBE- OUT M12X1,25 M., EASYMED DOUBLE FLOWMETER 6 LPM O2 - IN PLASTIC BRACKET FOR RAIL 30X10-1.5 M. HOSE-CM PROBE- OUT M12X1,25 M., EASYMED DOUBLE FLOWMETER 6 LPM O2 - IN PLASTIC BRACKET FOR RAIL 30X10-1.5 M. HOSE-AFNOR PROBE- OUT 9/16" UNF M., EASYMED DOUBLE FLOWMETER 6 LPM O2 - IN PLASTIC BRACKET FOR RAIL 30X10-1.5 M. HOSE-DIN 13260 PROBE- OUT 9/16" UNF M., EASYMED DOUBLE FLOWMETER 6 LPM O2 - IN PLASTIC BRACKET FOR RAIL 30X10-1.5 M. HOSE-CM PROBE- OUT 9/16" UNF M., EASYMED DOUBLE FLOWMETER 15 LPM AIR - IN PLASTIC BRACKET FOR RAIL 30X10-1.5 M. HOSE-AFNOR PROBE- OUT M12X1,25 M., EASYMED DOUBLE FLOWMETER 15 LPM AIR - IN PLASTIC BRACKET FOR RAIL 30X10-1.5 M. HOSE-DIN 13260 PROBE- OUT M12X1,25 M., EASYMED DOUBLE FLOWMETER 15 LPM AIR - IN PLASTIC BRACKET FOR RAIL 30X10-1.5 M. HOSE-CM PROBE- OUT M12X1,25 M., EASYMED DOUBLE FLOWMETER 15 LPM AIR - IN PLASTIC BRACKET FOR RAIL 30X10-1.5 M. HOSE-AFNOR PROBE- OUT 9/16" UNF M., EASYMED DOUBLE FLOWMETER 15 LPM AIR - IN PLASTIC BRACKET FOR RAIL 30X10-1.5 M. HOSE-DIN 13260 PROBE- OUT 9/16" UNF M., EASYMED DOUBLE FLOWMETER 15 LPM AIR - IN PLASTIC BRACKET FOR RAIL 30X10-1.5 M. HOSE-CM PROBE- OUT 9/16" UNF M., EASYMED FLOWMETER 10 6 LPM O2 WITH AFNOR INLET - OUT=M12X1,25 AND HOSE HOLDER, EASYMED FLOWMETER 10 15 LPM O2 WITH AFNOR INLET-OUT=M12X1,25 AND HOSE HOLDER, EASYMED FLOWMETER 10 50 LPM O2 WITH AFNOR INLET-OUT=M12X1,25 AND HOSE HOLDER, EASYMED FLOWMETER 10 6 LPM AIR WITH AFNOR INLET-OUT=M12X1,25 AND HOSE HOLDER, EASYMED FLOWMETER 10 15 LPM AIR WITH AFNOR INLET-OUT=M12X1,25 AND HOSE HOLDER, EASYMED FLOWMETER 10 50 LPM AIR WITH AFNOR INLET-OUT=M12X1,25 AND HOSE HOLDER, EASYMED FLOWMETER 10 6 LPM O2 OUT=12X1,25 WITH HOSE HOLDER WITH ABS BRACKET, EASYMED FLOWMETER 10 15 LPM O2 OUT=12X1,25 WITH HOSE HOLDER WITH ABS BRACKET, EASYMED FLOWMETER 10 50 LPM O2 OUT=12X1,25 WITH HOSE HOLDER WITH ABS BRACKET, EASYMED FLOWMETER 10 6 LPM AIR OUT=12X1,25 WITH HOSE HOLDER WITH ABS BRACKET, EASYMED FLOWMETER 6 L/MIN. O2 IN AGA PROBE – OUT 3/8" M., EASYMED FLOWMETER 30 L/MIN. O2 IN AGA PROBE – OUT 3/8" M., EASYMED DOUBLE FLOWMETER 15 LPM O2 IN G. ¼" M. – OUT 9/16" UNF M., EASYMED FLOWMETER 14 L/MIN. AIR IN G. ¼" M. – OUT ¼" ISO 3253 M., EASYMED FLOWMETER 10 0.5-14 L/M.O2 IN=G1/4" M. - OUT=1/4" ISO 3253 M., EASYMED FLOWMETER 10 0.25-6 L/M.O2 IN=G1/4" M. - OUT=1/4" ISO 3253 M., EASYMED FLOWMETER 10 1-30 L/MIN.O2 IN=G1/4" M. - OUT=1/4" ISO 3253 M., EASYMED FLOWMETER 10 0.5-14 L/M.O2 IN=G1/4" M. - OUT=9/16" UNF M., EASYMED FLOWMETER 10 0.25-6 L/M.O2 IN=G1/4" M. - OUT=9/16" UNF M., EASYMED FLOWMETER 10 1-30 L/MIN.O2 IN=G1/4" M. - OUT=9/16" UNF M., EASYMED FLOWMETER 10 0.5-14L/M.AIR IN=G1/4" M. - OUT=1/4" ISO 3253 M., EASYMED FLOWMETER 10 0.5-14L/M.AIR IN=G1/4" M. - OUT=9/16" UNF M., EASYMED FLOWMETER 10 0.5-14 L/M.O2 WITH EASYFIX AFNOR INLET - OUT=1/4"ISO3253 M, EASYMED FLOWMETER 14 L/MIN. AIR IN G. ¼" M. – OUT 9/16" UNF M., EASYMED FLOWMETER 10 0.25-6 L/M.O2 WITH EASYFIX AFNOR INLET- OUT=1/4"ISO3253M, EASYMED FLOWMETER 10 1-30 L/MIN.O2 WITH EASYFIX AFNOR INLET - OUT=1/4"ISO3253M, EASYMED FLOWMETER 10 0.5-14 L/M.O2 WITH UNI INLET - OUT=1/4" ISO 3253 M., EASYMED FLOWMETER 10 0.25-6 L/M.O2 WITH UNI INLET - OUT=1/4" ISO 3253 M., EASYMED FLOWMETER 10 1-30 L/MIN.O2 WITH UNI INLET - OUT=1/4" ISO 3253 M., EASYMED FLOWMETER 10 0.5-14 L/M.O2 WITH EASYFIX AFNOR INLET - OUT=9/16" UNF M., EASYMED FLOWMETER 10 0.25-6 L/M.O2 WITH EASYFIX AFNOR INLET - OUT=9/16" UNF M., EASYMED FLOWMETER 10 1-30 L/MIN.O2 WITH EASYFIX AFNOR INLET - OUT=9/16" UNF M., EASYMED FLOWMETER 10 0.5-14 L/M.O2 WITH UNI INLET - OUT=9/16" UNF M., EASYMED FLOWMETER 14 L/MIN. O2 IN NF-S 90-116 – OUT ¼" ISO 3253 M., EASYMED FLOWMETER 6 L/MIN. O2 IN NF-S 90-116 – OUT ¼" ISO 3253 M., EASYMED FLOWMETER 30 L/MIN. O2 IN NF-S 90-116 – OUT ¼" ISO 3253 M., EASYMED FLOWMETER 10 0.25-6 L/M.O2 WITH UNI INLET 1/8" - OUT=9/16" UNF M., EASYMED FLOWMETER 10 1-30 L/MIN.O2 WITH UNI INLET - OUT=9/16" UNF M., FLOWMETER EASYMED10 15 L/MIN. AIR INLET: G1/4" M. - OUTLET: 1/4" ISO 3253 M., FLOWMETER EASYMED10 0,25-6 L/MIN. O2 INLET: 1/4" NPT M. - OUTLET: 1/4" ISO 3253 M., FLOWMETER EASYMED10 30 L/MIN. O2 INLET: PROBE AGA -OUTLET: 9/16" UNF M., FLOWMETER EASYMED10 14 L/MIN. O2 INLET= AGA PROBE - OUTLET=9/16"UNF M., EASYMED DOUBLE FLOWMETER 6 LPM O2 IN CM PROBE – OUT M12X1,25 M., EASYMED DOUBLE FLOWMETER 6 LPM O2 IN AFNOR PROBE – OUT 9/16" UNF M., EASYMED DOUBLE FLOWMETER 6 LPM O2 IN DIN 13260 PROBE – OUT 9/16" UNF M., EASYMED DOUBLE FLOWMETER 6 LPM O2 IN CM PROBE – OUT 9/16" UNF M., EASYMED DOUBLE FLOWMETER 15 LPM AIR IN AFNOR PROBE – OUT M12X1,25 M., EASYMED DOUBLE FLOWMETER 15 LPM AIR IN DIN 13260 PROBE – OUT M12X1,25 M., EASYMED DOUBLE FLOWMETER 15 LPM AIR IN CM PROBE – OUT M12X1,25 M., EASYMED DOUBLE FLOWMETER 15 LPM AIR IN AFNOR PROBE – OUT 9/16" UNF M., EASYMED DOUBLE FLOWMETER 15 LPM AIR IN DIN 13260 PROBE – OUT 9/16" UNF M., EASYMED DOUBLE FLOWMETER 15 LPM AIR IN CM PROBE – OUT 9/16" UNF M., EASYMED DOUBLE FLOWMETER 50 LPM AIR IN AFNOR PROBE – OUT M12X1,25 M., EASYMED DOUBLE FLOWMETER 50 LPM AIR IN DIN 13260 PROBE – OUT M12X1,25 M., EASYMED DOUBLE FLOWMETER 50 LPM AIR IN CM PROBE – OUT M12X1,25 M., EASYMED DOUBLE FLOWMETER 50 LPM AIR IN AFNOR PROBE – OUT 9/16" UNF M., EASYMED DOUBLE FLOWMETER 50 LPM AIR IN DIN 13260 PROBE – OUT 9/16" UNF M., EASYMED DOUBLE FLOWMETER 50 LPM AIR IN CM PROBE – OUT 9/16" UNF M., EASYMED10 DOUBLE FLOWMETER 15 L/MIN. O2 INLET=1/4" M.- OUTLET=1/4" ISO 3253 M., EASYMED FLOWMETER 14 L/MIN. O2 IN UNI 9507 – OUT ¼" ISO 3253 M., EASYMED FLOWMETER 6 L/MIN. O2 IN UNI 9507 – OUT ¼" ISO 3253 M., EASYMED FLOWMETER 30 L/MIN. O2 IN UNI 9507 – OUT ¼" ISO 3253 M., FLOWMETER EASYMED10 30 L/MIN.AIR INLET=G1/4" M. - OUTLET=1/4" ISO 3253 M., FLOWMETER EASYMED10 30 L/MIN.O2 INLET=G1/4" M. - OUTLET=M12X1,25 M., FLOWMETER EASYMED10 6 L/MIN. O2 INLET= AFNOR EASYFIX PROBE - OUTLET=M12X1,25 M., FLOWMETER EASYMED10 15 L/MIN. O2 INLET=G1/4" M. - OUTLET=3/8" M., FLOWMETER EASYMED10 6 L/MIN. O2 INLET =G1/4" M. - OUTLET=M12X1.25 M., FLOWMETER EASYMED10 15 L/MIN. AIR INLET =G1/4" M. - OUTLET =9/16" UNF M., EASYMED10 DOUBLE FLOWMETER 14 L/M O2 INLET=G1/4" M. - OUTLET=1/4" ISO 3253 M., EASYMED FLOWMETER 14 L/MIN. O2 IN NF-S 90-116 – OUT 9/16" UNF M., EASYMED FLOWMETER 6 L/MIN. O2 IN NF-S 90-116 – OUT 9/16" UNF M., EASYMED FLOWMETER 30 L/MIN. O2 IN NF-S 90-116 – OUT 9/16" UNF M., EASYMED FLOWMETER 15 L/MIN. O2 - INLET= PROBE AFNOR NF-S 90-116 - OUTLET=9/16" UNF M., EASYMED10 FLOWMETER 6 L/MIN. AIR INLET=AFNOR LOCKABLE- OUTLET=M12X1,25 M., EASYMED10 FLOWMETER 15 L/MIN.AIR INLET=AFNOR LOCKABLE - OUTLET=M12X1,25 M., EASYMED10 FLOWMETER 30 L/MIN.AIR INLET=AFNOR EASYFIX - OUTLET=M12X1,25 M., EASYMED10 FLOWMETER 1-30 L/MIN.O2 INLET=AFNOR EASYFIX - OUTLET=M12X1,25 M., EASYMED10 FLOWMETER 6 L/MIN. AIR INLET=AFNOR EASYFIX - OUTLET=M12X1,25 M., EASYMED FLOWMETER 14 L/MIN. O2 IN UNI 9507 – OUT 9/16" UNF M., EASYMED FLOWMETER 6 L/MIN. O2 IN UNI 9507 – OUT 9/16" UNF M., EASYMED FLOWMETER 30 L/MIN. O2 IN UNI 9507 – OUT 9/16" UNF M., EASYMED FLOWMETER 10 15 L/MIN. AIR WITH EASYFIX AFNOR INLET - OUT=M12X1,25 M., EASYMED FLOWMETER 15 L/MIN. O2 - INLET= PROBE AFNOR EASYFIX - OUTLET=M12X1,25 M., EASYMED FLOWMETER 14 L/MIN. O2 - INLET= PROBE AFNOR NF-S 90-116 - OUTLET=M12X1,25 M., EASYMED FLOWMETER 15 L/MIN. O2 - INLET=1/4" M.- OUTLET=M12X1,25 M., EASYMED FLOWMETER 14 LPM O2 IN AFNOR EASYFIX PROBE – OUT M12X1,25 M., FLOWMETER EASYMED10 14 L/MIN. AIR INLET: PROBE AFNOR - OUTLET: M12X1,25 M., FLOWMETER EASYMED10 15 L/MIN. O2 INLET=G1/4" M. - OUTLET=M12X1.25 M., FLOWMETER EASYMED10 30 L/MIN. O2 INLET=G1 | MONTAL | 2024-09-10T00:00:00.000+02:00 | FLOW METER S.p.A. Sede legale: Via del Lino, 6 - 24040 LEVATE (Bg) - Italia SRN IT-MF-000029985 | 60109, 60110, H00060000, H00060100, H00060101, H00060112, H00060113, 70000, 70010, 70050, 70051, 70052, 70100, 60000, 60010, 60020, 60030, 60050, 60100, 60101, 60102, 60103, 60104, 60105, 60106, 60107, 557224, 557225, 557226, 557227, 557228, 557229, 557230, 557231, 557232, 557233, 558000, 558002, 558003, 558004, 558005, G00000001, G00000002, G00000011, G00000017, G00000018, G00000019, G00000020, G00000027, G00000035, G00000038, G00000041, G00000042, G00000043, G00000044, G00000045, G00000046, G00000048, G00000049, G00000050, G00000051, G00000054, H00000001, H00000005, H00000006, H00000008, H00000009, H00000010, H00000011, H00000012, H00000015, H00000016, H00000017, H00000025, H00000026, H00000028, H00000030, H00000031, H00000032, H00000037, H00000038, H00000039, H00000040, H00000043, H00000045, H00000053, H00000057, 557035, 557036, 557037, 557038, 557039, 557040, 557041, 557042, 557043, 557044, 557045, 557046, 557047, 557048, 557049, 557050, 557051, 557052, 557053, 557054, 557055, 557056, 557057, 557058, 557059, 557060, 557061, 557062, 557063, 557064, 557065, 557066, 557067, 557068, 557069, 557070, 557071, 557072, 557073, 557074, 557075, 557076, 557077, 557100, 557101, 557102, 557103, 557104, 557105, 557106, 557107, 557108, 557109, 557110, 557111, 557112, 557200, 557201, 557202, 557203, 557204, 557205, 557206, 557207, 557208, 557209, 557210, 557211, 557212, 557213, 557214, 557215, 557216, 557217, 557218, 557219, 557220, 557221, 557222, 557223, 25560, 25561, 25600, 25601, 25602, 25603, 25604, 25605, 25606, 25607, 25608, 25609, 25610, 25611, 25650, 557019, 557020, 557021, 557022, 557023, 557024, 557025, 557026, 557027, 557028, 557029, 557030, 557031, 557032, 557033, 557034, 25651, 25652, 25653, 25654, 25655, 25656, 25657, 25658, 25659, 25660, 25661, 25700, 25701, 25702, 25703, 25704, 25705, 25706, 25707, 25708, 25709, 25710, 25711, 25712, 25750, 25751, 25752, 25753, 25754, 25755, 25756, 25757, 25758, 25800, 25801, 25802, 25803, 25804, 25805, 25806, 25830, 25831, 25832, 25833, 25834, 25835, 25836, 25837, 50000, 50001, 50002, 50003, 50004, 50005, 50006, 50010, 50011, 50015, 50020, 50021, 50022, 50023, 50024, 140010, 140020, 140030, 140040, 140050, 140300, 140500, 140520, 140600, 140701, 140702, 150010, 150020, 150030, 150040, 150600, 150610, 150620, 380000, 380100, 380110, 380120, 380130, 380131, 380132, 380133, 380134, 380135, 380141, 380142, 380143, 380144, 380145, 390000, 390100, 390500, 390600, 555000, 555001, 555002, 555003, 555004, 555005, 555006, 555007, 555008, 555009, 555010, 555011, 555012, 555014, 555015, 555016, 555017, 555018, 555019, 555020, 555021, 555022, 555023, 555024, 555025, 555026, 555027, 555028, 555029, 555030, 555031, 555032, 555098, 555099, 555100, 556000, 556001, 556002, 556003, 556004, 556005, 556006, 556007, 556008, 556009, 556010, 556011, 556012, 556013, 556014, 556015, 556016, 556017, 556018, 556019, 556020, 556200, 556201, 556202, 557000, 557001, 557002, 557003, 557004, 557005, 557006, 557007, 557008, 557009, 557010, 557011, 557012, 557013, 557014, 557015, 557016, 557017, 557018, 25336, 25337, 25340, 25341, 25342, 25343, 25344, 25345, 25350, 25351, 25352, 25353, 25354, 25355, 25360, 25361, 25362, 25363, 25364, 25365, 25550, 25551, 25552, 25553, 25554, 25555, 25556, 25557, 25558, 25559, 25017, 25018, 25019, 25020, 25021, 25022, 25023, 25024, 25025, 25026, 25027, 25028, 25029, 25030, 25031, 25032, 25033, 25034, 25035, 25036, 25037, 25038, 25039, 25040, 25041, 25042, 25043, 25044, 25045, 25046, 25047, 25048, 25312, 25313, 25314, 25315, 25320, 25321, 25322, 25323, 25324, 25325, 25330, 25331, 25332, 25333, 25334, 25335, 25049, 25050, 25051, 25052, 25053, 25054, 25055, 25056, 25057, 25058, 25059, 25060, 25061, 25062, 25063, 25064, 25065, 25066, 25067, 25068, 25070, 25071, 25072, 25079, 25080, 25081, 25082, 25083, 25084, 25085, 25086, 25087, 25088, 25089, 25090, 25091, 25092, 25093, 25094, 25095, 25096, 25097, 25100, 25101, 25102, 25110, 25111, 25112, 25113, 25120, 25121, 25122, 25130, 25131, 25132, 25150, | Klasa IIa | HUMIDIFIER shërben për të shtuar lagështi në ajër për të parandaluar thatësinë që mund të shkaktojë acarim në pjesë të ndryshme të trupit, FLOWMETER është një pajisje mjekësore që shërben për matjen e rrjedhës të gazeve mjekësore nga pajisja shpërndarëse te pacienti. | Pajisje anestezie dhe respiratore
17229 | Urine bags, SAMPLES TAKING URINE BAG for boys, with sponge, sterile (WMCH-001), Urine bags, SAMPLES TAKING URINE BAG for boys, without sponge, sterile (WMCH-002), Urine bags, SAMPLES TAKING URINE BAG for girls, with sponge, sterile (WMDZ-001), Urine bags, SAMPLES TAKING URINE BAG for girls, without sponge, sterile (WMDZ-002), Urine bags, URINE BAG, sterile, 90cm (WMD2000-90), Urine bags, URINE BAG, sterile, 150cm (WMD2000-150), Urine bags, URINE BAG WITH SAMPLE PORT, sterile, 90cm (WMT2000-90), Urine bags, URINE BAG WITH SAMPLE PORT, sterile, 120cm (WMT2000-120), Urine bags, URINE BAG WITH SAMPLE PORT, sterile, 150cm (WMT2000-150), Urine bags, URINE BAG WITH SAMPLE PORT 2W, sterile, 120cm (WM2T2000-120) | T R I M E D | 2024-09-12T00:00:00.000+02:00 | ZARYS International Group spółka z ograniczoną odpowiedzialnością spółka komandytowa ul. Pod Borem 18, 41-808 Zabrze, Poland | Urine bags, SAMPLES TAKING URINE BAG for boys, with sponge, sterile (WMCH-001), Urine bags, SAMPLES TAKING URINE BAG for boys, without sponge, sterile (WMCH-002), Urine bags, SAMPLES TAKING URINE BAG for girls, with sponge, sterile (WMDZ-001), Urine bags, SAMPLES TAKING URINE BAG for girls, without sponge, sterile (WMDZ-002), Urine bags, URINE BAG, sterile, 90cm (WMD2000-90), Urine bags, URINE BAG, sterile, 150cm (WMD2000-150), Urine bags, URINE BAG WITH SAMPLE PORT, sterile, 90cm (WMT2000-90), Urine bags, URINE BAG WITH SAMPLE PORT, sterile, 120cm (WMT2000-120), Urine bags, URINE BAG WITH SAMPLE PORT, sterile, 150cm (WMT2000-150), Urine bags, URINE BAG WITH SAMPLE PORT 2W, sterile, 120cm (WM2T2000-120) | Is | Urine Bags janë pajisje mjekësore që kanë për qëllim mbledhjen e urinës dhe fluideve të tjera të trupit duke u lidhur me një kateter. | Pajisje nje perdorimeshe
17230 | Dermal fillers, Cross-linked hyaluronic acid gel, Hylan Gel Dermal, Genefill Soft Fill 1x1 ml | "MEGAPHARMA" | 2024-09-16T00:00:00.000+02:00 | Bioscience GmbH walsmuhler strase 18, 19073 Dummer , Germany | MD007 | Klasa III | Dermal filler me acid hyaluronic ne trajte xheli Cross-lined | Tjeter
17231 | Dental Zirconia Ceramics | BRIANZA DENT | 2024-09-16T00:00:00.000+02:00 | Aidite (Qinhuangdao) Technology Co., Ltd. No.9 Dushan Road, Economic and Technological Development Zone, Qinhuangdao City, China; No.56 Tianchi Road, Economic and Technological Development Zone, Qinhuangdao City, China | HT, ST, SHT, AT, ST-COLOR, COLOR, Multilayer, Multilayer-3D, Multilayer-3T, SHT-Plus, MC, FC, GC, EC | Klasa IIa | Pajisje dentare per restaurimet prej qeramike | Pajisje dentare
17232 | Sterile Silicone Breast Implants Motiva Implant Matrix® Ergonomix® Round SmoothSilk(R)/SilkSurface(R) Demi with Qid® , Sterile Silicone Breast Implants Motiva Implant Matrix® Ergonomix® Round SmoothSilk(R)/SilkSurface(R) Full with Qid®, Sterile Silicone Breast Implants Motiva Implant Matrix® Ergonomix® Round SmoothSilk(R)/SilkSurface(R) Mini with Qid®, Sterile Silicone Breast Implants Motiva Implant Matrix® SmoothSilk(R)/SilkSurface(R) PLUS Full with Qid®, Sterile Silicone Breast Implants Motiva Implant Matrix® SmoothSilk(R)/SilkSurface(R) PLUS Mini with Qid®, Sterile Silicone Breast Implants Motiva Implant Matrix® SmoothSilk(R)/SilkSurface(R) PLUS Corsé with Qid®, Sterile Silicone Breast Implants Motiva Implant Matrix® SmoothSilk(R)/SilkSurface(R) PLUS Demi with Qid® | ARLI PHARMA | 2024-09-16T00:00:00.000+02:00 | Establishment Labs S.A./ Free Zone &amp; Business Park Building 4th Street, Building B15 Alajuela 20113 Costa Rica | ERSD-320Q, ERSD-340Q, ERSD-360Q, ERSD-380Q, ERSD-425Q, ERSD-475Q, ERSD-525Q, ERSD-575Q, ERSD-625Q, ERSF-175Q, ERSF-205Q, ERSF-220Q, ERSF-235Q, ERSF-255Q, ERSF-275Q, ERSF-295Q, ERSF-315Q, ERSF-335Q, ERSF-355Q, ERSF-375Q, ERSF-400Q, ERSF-425Q, ERSF-450Q, ERSF-500Q, ERSF-550Q, ERSF-625Q, ERSF-700Q, ERSF-775Q, ERSM-105Q, ERSM-125Q, ERSM-140Q, ERSM-150Q, ERSM-160Q, ERSM-170Q, ERSM-185Q, ERSM-205Q, ERSM-220Q, ERSM-230Q, ERSM-245Q, ERSM-260Q, ERSM-275Q, ERSM-290Q, ERSM-310Q, ERSM-360Q, ERSM-400Q, ERSM-430Q, ERSM-475Q, ERSM-525Q, RSD-425+Q, RSD-475+Q, RSD-525+Q, RSD-575+Q, RSD-625+Q, RSF-145+Q, RSF-175+Q, RSF-205+Q, RSF-220+Q, RSF-235+Q, RSF-255+Q, RSF-275+Q, RSF-295+Q, RSF-315+Q, RSF-335+Q, RSF-355+Q, RSF-375+Q, RSF-400+Q, RSF-425+Q, RSF-450+Q, RSF-500+Q, RSF-550+Q, RSF-625+Q, RSF-700+Q, RSF-775+Q, RSM-105+Q, RSM-125+Q, RSM-140+Q, RSM-150+Q, RSM-160+Q, RSM-170+Q, RSM-185+Q, RSM-205+Q, RSM-220+Q, RSM-230+Q, RSM-245+Q, RSM-260+Q, RSM-275+Q, RSM-290+Q, RSM-310+Q, RSM-360+Q, RSM-400+Q, RSM-430+Q, RSM-475+Q, RSM-525+Q, RSC-180+Q, RSC-210+Q, RSC-240+Q, RSC-260+Q, RSC-280+Q, RSC-300+Q, RSC-325+Q, RSC-350+Q, RSC-380+Q, RSC-410+Q, RSC-440+Q, RSC-475+Q, RSC-510+Q, RSC-550+Q, RSC-590+Q, RSC-650+Q, RSC-725+Q, RSC-825+Q, RSC-925+Q, RSC-1050+Q, ERSD-135Q, ERSD-155Q, ERSD-180Q, ERSD-190Q, ERSD-205Q, ERSD-215Q, ERSD-230Q, ERSD-245Q, ERSD-265Q, ERSD-285Q, ERSD-300Q, RSD-135+Q, RSD-155+Q, RSD-180+Q, RSD-190+Q, RSD-205+Q, RSD-215+Q, RSD-230+Q, RSD-245+Q, RSD-265+Q, RSD-285+Q, RSD-300+Q, RSD-320+Q, RSD-340+Q, RSD-360+Q, RSD-380+Q | Klasa III | Implant i mbushur me ProgressiveGel® Plus, qe sherben per zmadhimin e gjirit. | Pajisje te implantueshme jo aktive
17233 | Dermal fillers, Cross-linked hyaluronic acid with dextranomer, Hylan Gel Dermal Filler DX, Genefill DX | "MEGAPHARMA" | 2024-09-16T00:00:00.000+02:00 | Bioscience GmbH walsmuhler strase 18, 19073 Dummer , Germany | MD004 | Klasa III | Dermal filler, me acid hyaluronic crossed link me Dextranomer | Tjeter
17234 | Dermal Fillers, N0on-modified (non cross-linked) hyaluronic acid gel, Hylan solution, Genefill Fine 1x1ml | "MEGAPHARMA" | 2024-09-16T00:00:00.000+02:00 | Bioscience GmbH walsmuhler strase 18, 19073 Dummer , Germany | MD005 | Klasa III | Dermal filler me acid hyaluronic ne trahte xheli, i pamodifikueshem (jo cross-linked) | Tjeter
17235 | Angiographic catheter RADIFOCUS OPTITORQUE | BIOMETRIC ALBANIA | 2024-09-16T00:00:00.000+02:00 | TERUMO CORPORATION - Adresa: 44-1, 2-chome, Hatagaya, Shibuya-ku, Tokyo 151-0072, Japan | RH*5SP0062M, RH*5JR4000M, RH*5JL4000M, RH*5CL3500M, RH*5AL2000M, RH*5AL1000M, RH*5FJ1000M, RH*5MP300NM, RH*5CL4000M, RH*5CR4000M, RH*5TIG110M, RH*6MP4020M, RH*6AR1000M, RH*6AL2000M, RH*6AL1000M, RH*5CR3500M, RH*5AR2000M, RH*BB24110M, RH*BA34110M, RH*AC4410GM, RH*AB64108M, RH*6TIG110M, RH*6JR6000M, RH*6JL5000M, RH*6BPJR00M, RH*6BPIR00M, RH*6AR3000M, RH*6AR2000M, RH*5TIG118M, RH*5SP0068M, RH*5JR5000M, RH*5CR5000M, RH*5CL5000M, RH*5BPJR00M, RH*5BL4020M, RH*5AP5561M, RH*4SP0068M, RH*4JL5000M, RH*4CL4000M, RH*4CL3500M, RH*4AR2000M, RH*6AP5561M, RH*6BPJL00M, RH*6CL6000M, RH*6CR5000M, RH*AB4410GM, RH*AD4410GM, RH*AD6410GM, RH*BB14110M, RH*BE14110M, RH*BE15110M, RH*BE24110M, RH*4BPIN00M, RH*5AR3000M, RH*5BPIR00M, RH*5BPJL00M, RH*6CL4000M, RH*5BPIN00M, RH*5AR1000M, RH*6MP2520M, RH*5JR3500M, RH*4BL3522M, RH*4BL3521M, RH*4BL4022M, RH*4BL4021M, RH*4BL3520M, RH*4BL4020M, RH*5BL3522M, RH*5BL4021M, RH*5BL4022M, RH*5BL3521M, RH*BA2511CM, RH*BH1511CM, RH*5BL3520M, RH*5AP4561M, RH*6BL3520M, RH*6BL4020M, RH*BH15110M, RH*BH14110M, RH*BE25110M, RH*BB15110M, RH*BA35110M, RH*BA25110M, RH*BA24110M, RH*BA15110M, RH*BA14110M, RH*AB65108M, RH*AB5510GM, RH*AB55108M, RH*AB5410GM, RH*AB54108M, RH*AB4510GM, RH*AB45108M, RH*AB44108M, RH*6TR4000M, RH*6TIG210M, RH*6SP0061M, RH*6MP3520M, RH*6MP3020M, RH*6JR5000M, RH*6JR4000M, RH*6JR3500M, RH*6JL4000M, RH*6JL3500M, RH*6CR4000M, RH*6CR3500M, RH*6CL5000M, RH*6CL3500M, RH*6BPIN00M, RH*6AP4561M, RH*6AL3000M, RH*5TIG210M, RH*5SP0061M, RH*5MP4020M, RH*5MP3520M, RH*5MP3020M, RH*5MP2520M, RH*5JL5000M, RH*5JL3500M, RH*5APR241M, RH*5AL3000M, RH*4SP0061M, RH*4MP4020M, RH*4MP3020M, RH*4MP2520M, RH*4JR4000M, RH*4JR3500M, RH*4JL4000M, RH*4JL3500M, RH*4CR4000M, RH*4CR3500M, RH*4APR241M, RH*4AP4561M, RH*4AL1000M | Klasa III | Kateter per angiografi | Produkte per institucione te kujdesit shendetesor
17236 | X-Ray diagnostic tables/Model BHT | O.E.S DISTRIMED | 2024-10-07T00:00:00.000+02:00 | BMI Biomedical International S.r.l Via E.Fermi,52Q/R 24035-Curno(BG) -Italy | BHT | Klasa I | Tavoline per diagnostikim radiologjik | Instrumenta shumeperdorimeshe
17237 | Tubestand/Model BCL-TA | O.E.S DISTRIMED | 2024-10-07T00:00:00.000+02:00 | BMI Biomedical International S.r.l Via E.Fermi,52Q/R 24035-Curno(BG) -Italy | BCL-TA | Klasa I | Stativ per mbajtjen e tubit | Instrumenta shumeperdorimeshe
17238 | Teleradiograph/Model BVS-S | O.E.S DISTRIMED | 2024-10-07T00:00:00.000+02:00 | BMI Biomedical International S.r.l Via E.Fermi,52Q/R 24035-Curno(BG) -Italy | BVS-S | Klasa I | Teleradiograf | Instrumenta shumeperdorimeshe
17239 | GYNAECOLOGY BED - standard | O.E.S DISTRIMED | 2024-10-07T00:00:00.000+02:00 | GIMA S.p.A. Via Marconi, 1 20060 Gessate (MI) –Italy | 27501 | Klasa I | Shtrat gjinekologjik | Instrumenta shumeperdorimeshe
17240 | Laser Based Technology - Alma Pixel Co2 | SOLLAKU GROUP | 2024-09-06T00:00:00.000+02:00 | ALMA LASERS GMBH Nordostpark 100-102, 90411 NUERNBERG GERMANY | n/a | Klasa IIb | Lazer per trajtime te ndryshme te lekures | Pajisje elektromekanike
17241 | Neutral silicone electrode, reusable,for adults,30x17cm, cable 0.5m, Neutral silicone electrode, reusable, for adults, 30x17cm, cable 4m, EMED plug, Disposable neutral electrode EMED SAFE,hydrogel,split, for adults and children, 176x122mm, 110cm2, Disposable neutral electrode EMED SAFE, hydrogel,split, for Infants,181x76mm, 37cm2, Disposable neutral electrode EMED SAFE,hydrogel,split,for adults and children,176x122mm,110cm2,with 3m US cable, Disposable neutral electrode EMED SAFE, hydrogel, split, for infants, 181x76mm,37cm2, with 3m US cable | MONTAL | 2024-09-12T00:00:00.000+02:00 | EMED SP. Z 0. 0. SP. K. ul. Ryżowa 69A, 05-816 Opacz-Kolonia, POLAND | 242-003, 242-008, 812-80H, 812-83H, 812-85H, 812-88H | Klasa IIb | Pajisje mjekësore elektrokirurgjikale | Pajisje elektromekanike
17242 | Dental Zirconia Ceramics | BRIANZA DENT | 2024-09-17T00:00:00.000+02:00 | Liaoning Upcera Co.,Ltd. No.122 Xianghuai Road, Economic Development Zone, Benxi, 117004 Liaoning, P.R.China | Dental Zirconia Blank, Dental Zirconia Pre-shaded Blank, Dental Zirconia Blank for Aesthetic Restoration | Klasa IIa | Pajisje dentare per restaurime | Pajisje dentare
17243 | Rotor-Gene Q MDx 2PLEX, Rotor-Gene Q MDx 2PLEX No PC, Rotor-Gene Q MDx 2PLEX Platform, Rotor-Gene Q MDx 2PLEX System, Rotor-Gene Q MDx 2PLEX HRM, Rotor-Gene Q MDx 2PLEX HRM Platform, Rotor-Gene Q MDx 2PLEX HRM System, Rotor-Gene Q MDx 2PLEX HRM No PC, Rotor-Gene Q MDx SPLEX, Rotor-Gene Q MDx SPLEX No PC, Rotor-Gene Q MDx SPLEX Platform, Rotor-Gene Q MDx 5PLEX System, Rotor-Gene Q MDx 5PLEX HRM, Rotor-Gene Q MDx 5PLEX HRM No PC, Rotor-Gene Q MDx 5PLEX HRM Platform, Rotor-Gene Q MDx SPLEX HRM System, Rotor-Gene Q MDx 6PLEX, Rotor-Gene Q MDx 6PLEX No PC, Rotor-Gene Q MDx 6PLEX Platform, Rotor-Gene Q MDx 6PLEX System | BIOMETRIC ALBANIA | 2024-09-17T00:00:00.000+02:00 | QIAGEN GmbH - Adresa: Qiagen Strasse 1, 40724, Hilden, Germany | 9002000, 9002001, 9002002, 9002003, 9002010, 9002012, 9002013, 9002014, 9002020, 9002021, 9002022, 9002023, 9002030, 9002031, 9002032, 9002033, 9002040, 9002041, 9002042, 9002043 | In vitro | Instrument analizimi i PCR ne kohe reale ne aplikime klinike per perdorim diagnostik in vitro. | Pajisje te diagnostifikimit in vitro
17244 | digene® HC2 HPV DNA Test, digene® HC2 High-Risk HPV DNA Test | BIOMETRIC ALBANIA | 2024-09-17T00:00:00.000+02:00 | QIAGEN Sciences LLC - Adresa: 19300 Germantown Road Germantown, MD 20874 USA | 5196-1330, 5197-1330, 618111 | In vitro | Teste per detektimin e papilomavirus tek njerezit. | Pajisje te diagnostifikimit in vitro
17245 | S/S WASH BASIN diam. 310 x h 72 mm | O.E.S DISTRIMED | 2024-10-07T00:00:00.000+02:00 | GIMA S.p.A. Via Marconi, 1 20060 Gessate (MI) –Italy | 26586 | Klasa I | Ene per larje,perdorim ne gjinekologji | Instrumenta shumeperdorimeshe
17246 | anti-CD30 (Ber-H2) Mouse Monoclonal Primary Antibody, Anti-CD43 (L60) Mouse Monoclonal Primary Antibody, Anti-Chromogranin A (LK2H10)Primary Antibody, anti-Epithelial Related Antigen (MOC-31) Mouse Monoclonal Primary Antibody, anti-Glypican 3 (GC33) Mouse Monoclonal Primary Antibody, anti-p504s (SP116) Rabbit Monoclonal Primary Antibody, CONFIRM anti-CD15 (MMA) Mouse Monoclonal Primary Antibody, CINtec® p16 Histology, CONFIRM anti-CD23 (SP23) Rabbit Monoclonal Primary Antibody, CONFIRM anti-CD68 (KP-1) Primary Antibody, Confirm anti-CD79a (SP18) Rabbit Monoclonal Primary Antibody, CONFIRM anti-Desmin (DE-R-11) Primary Antibody, CONFIRM anti-ALK1 (ALK01) Primary Antibody, CONFIRM anti-MART-1/melan A (A103) Mouse Monoclonal Primary Antibody, CONFIRM anti-Thyroid Transcription Factor-1 (8G7G3/1) Mouse Monoclonal Primary Antibody, CONFIRM anti-Synaptophysin (SP11) Rabbit Monoclonal PrimaryAntibody, Confirm anti-CD99 (O13) Mouse Monoclonal Primary Antibody, CONFIRM anti-Prostate Specific Antigen (PSA) Rabbit Polyclonal Primary Antibody | E v i t a | 2024-09-17T00:00:00.000+02:00 | Ventana Medical Systems Inc. 1910 E Innovation Park Drive Tucson, AZ 85755, USA | 07007841001, 05266980001, 05267056001, 06374409001, 06483186001, 08035130001, 05266904001, 06695248001, 06695256001, 05479258001, 05278252001, 05640296001, 05267005001, 05278783001, 05278350001, 05479312001, 05479304001, 05913594001, 05266939001 | In vitro | Antitrup primar monoklonal per detektimin e CD30 (Ber-H2) ne imunohistokimi me pajisjen Ventana, Antitrup Monoklonal Primar per detektimin e cd43 ne imunohistokimi, Antitrup primar per detektimin e Anti-Chromogranin A (LK2H10) ne imunohistokimi, antitrup primar monoklonal per detektimin e Epithelilal Related Antigen (MOC-31) ne imunohistokimi, antitrup primar monoklonal per detektimin e Glypican 3 (GC33) ne imunohistokimi , antitrup primar monoklonal per detektimin e AMACR (p504s) ne imunohistokimi, Antitrup Primar Monoklonal per detektimin e cd15 ne imunohistokimi, Reagent per detektimin e proteines p16INK4a ne imunohistokimi , Reagent per detektimin e proteines p16INK4a ne imunohistokimi, antitrup Monoklonal primar per detektimin e CD23 (SP23) ne imunohistokimi , Antitrup Primar per detektimin e CD68 (KP-1) ne imunohistokimi, antitrup primar monoklonal per detektimin e CD79a (SP18) ne imunohistokimi, Antitrup primar per detektimin e Desmines ne imunohistokimi, antitrup primar per detektimin e ALK1 (ALK01) ne imunohistokimi, Antitrup primar monoklonal per detektimin e MART-1/Melan A (103) ne imunohistokimi, antitrup monoklonal primar per detektimin e Thyroid Transcription Factor-1 (8G7G3/1) ne imunohistokimi, antitrup primar monoklonal per detektimin e Synaptophysin (SP11) ne imunohistokimi, antitrup primar monoklonal per detektimin e CD99 (013) ne imunohistokimi , Antitrup Poliklonal per detektimin e PSA ne imunohistokimi | Pajisje te diagnostifikimit in vitro
17247 | cobas omni Lysis Reagent, cobas omni MGP Reagent, cobas omni Specimen Diluent, cobas omni Wash Reagent | E v i t a | 2024-09-17T00:00:00.000+02:00 | Roche Molecular Systems, Inc. 1080 US Highway 202 South Branchburg, NJ 08876 USA | 06997538190, 06997546190, 06997511190, 06997503190 | In vitro | Reagent per ekstraktimin e materialit per perdorim ne pajisjen Cobas 5800/6800/8800 me metoden PCR (NAT), Reagent per ndarjen e materialit per perdorim ne pajisjen Cobas 5800/6800/8800 me metoden PCR (NAT), Reagent per hollimin e mostres per perdorim ne pajisjen Cobas 5800/6800/8800 me metoden PCR (NAT), Reagent Lares per perdorim ne pajisjen Cobas 5800/6800/8800 me metoden PCR (NAT) | Pajisje te diagnostifikimit in vitro
17248 | Confirm anti-bcl-2 (124) Mouse Monoclonal Primary Antibody, FITC Anti-C1q Primary Antibody / 05267994001, FITC Anti-C3 Primary Antibody / 05267978001, FITC Anti-Fibrinogen Primary Antibody / (760-2685), FITC Anti-IgG Primary Antibody / 05267919001, FITC Anti-IgM Primary Antibody /05267935001, FITC Anti-Kappa Primary Antibody / 05267943001, VENTANA anti-Cyclin D1 (SP4-R) Rabbit Monoclonal Primary Antibody, CONFIRM anti-Kappa Rabbit Polyclonal Primary Antibody , CONFIRM anti-Lambda Rabbit Polyclonal Primary Antibody | E v i t a | 2024-09-17T00:00:00.000+02:00 | Ventana Medical Systems Inc. 1910 E Innovation Park Drive Tucson, AZ 85755, USA | 05986826001, 05267994001, 05267978001, 05267960001, 05267919001, 05267935001, 05267943001, 05862949001, 05267013001, 05267021001 | In vitro | antitrup primar monoklonal per detektimin e bcl-2 (124) ne imunohistokimi , Antitrup poliklonal floreshent per detektimin me floreshence te C1q ne imunohistokimi , Antitrup poliklonal floreshent per detektimin me floreshence te C3 ne imunohistokimi , Antitrup poliklonal floreshent per detektimin me floreshence te FIBRINOGJENIT ne imunohistokimi , Antitrup poliklonal floreshent per detektimin me floreshence te IGG ne imunohistokimi , Antitrup poliklonal floreshent per detektimin me floreshence te IGM ne imunohistokimi , Antitrup poliklonal floreshent per detektimin me floreshence te vargjeve KAPPA ne imunohistokimi , Antitrup primar monoklonal per detektimin e Cyclin D1 (SP4-R) ne imunohistokimi me pajisjen Ventana, Antitrup Poliklonal per detektimin e vargjeve te lehta KAPPA ne imunohistokimi, Antitrup Poliklonal per detektimin e vargjeve te lehta LAMBDA ne imunohistokimi | Pajisje te diagnostifikimit in vitro
17249 | 10X SSC | E v i t a | 2024-09-17T00:00:00.000+02:00 | Ventana Medical Systems Inc. 1910 E Innovation Park Drive Tucson, AZ 85755, USA | 5353947001 | In vitro | Solucion bufer (sodium kloride dhe citrite) per shplarjen e lamave gjate procesit imunohistokimim ne Ventana | Pajisje te diagnostifikimit in vitro
17250 | Antibody Diluent | E v i t a | 2024-09-17T00:00:00.000+02:00 | Ventana Medical Systems Inc. 1910 E Innovation Park Drive Tucson, AZ 85755, USA | 5261899001 | In vitro | Solucion per hollimin e antitrupave ne imunohistokimi | Pajisje te diagnostifikimit in vitro
17251 | Bluing Reagent | E v i t a | 2024-09-17T00:00:00.000+02:00 | Ventana Medical Systems Inc. 1910 E Innovation Park Drive Tucson, AZ 85755, USA | 5266769001 | In vitro | Reagent ngjyrues per perdorim ne Ventana Bench Mark | Pajisje te diagnostifikimit in vitro
17252 | Cell Conditioning Solution (CC2) | E v i t a | 2024-09-17T00:00:00.000+02:00 | Ventana Medical Systems Inc. 1910 E Innovation Park Drive Tucson, AZ 85755, USA | 5279798001 | In vitro | Solucion per perdorim ne pajisjen Ventana, per forcimin e lidhjes se antitrupit | Pajisje te diagnostifikimit in vitro
17253 | Cell Conditioning Solution (CC1) | E v i t a | 2024-09-17T00:00:00.000+02:00 | Ventana Medical Systems Inc. 1910 E Innovation Park Drive Tucson, AZ 85755, USA | 5279801001 | In vitro | Solucion per perdorim ne pajisjen Ventana, per forcimin e lidhjes se antitrupit | Pajisje te diagnostifikimit in vitro
17254 | EZ Prep Concentrate (10X) | E v i t a | 2024-09-17T00:00:00.000+02:00 | Ventana Medical Systems Inc. 1910 E Innovation Park Drive Tucson, AZ 85755, USA | 5279771001 | In vitro | Solucion per perdorim ne pajisjen Ventana, per heqjen e parafines nga indet ne imunohistokimi | Pajisje te diagnostifikimit in vitro
17255 | Hematoxylin II | E v i t a | 2024-09-17T00:00:00.000+02:00 | Ventana Medical Systems Inc. 1910 E Innovation Park Drive Tucson, AZ 85755, USA | 5277965001 | In vitro | Reagent Hematooksiline per perdorim ne Ventana BenchMark | Pajisje te diagnostifikimit in vitro
17256 | LCS (Predilute) / 05264839001 | E v i t a | 2024-09-17T00:00:00.000+02:00 | Ventana Medical Systems Inc. 1910 E Innovation Park Drive Tucson, AZ 85755, USA | 5264839001 | In vitro | Solucion per mbulimin e materialit ne imunohistokimi per ta mbrojtur nga ajri dhe uji | Pajisje te diagnostifikimit in vitro
17257 | OptiView Amplification Kit | E v i t a | 2024-09-17T00:00:00.000+02:00 | Ventana Medical Systems Inc. 1910 E Innovation Park Drive Tucson, AZ 85755, USA | 06396518001, 06718663001 | In vitro | Kit per rritjen e intensitetit te ngjyrimin ne imunohistokimi | Pajisje te diagnostifikimit in vitro
17258 | Optiview DAB IHC Detection Kit / 760-700 | E v i t a | 2024-09-17T00:00:00.000+02:00 | Ventana Medical Systems Inc. 1910 E Innovation Park Drive Tucson, AZ 85755, USA | 6396500001 | In vitro | Kit per identifikimin e targetave ne imunohistokimi | Pajisje te diagnostifikimit in vitro
17259 | Protease 2 / 760-2019 | E v i t a | 2024-09-17T00:00:00.000+02:00 | Ventana Medical Systems Inc. 1910 E Innovation Park Drive Tucson, AZ 85755, USA | 5266696001 | In vitro | Reagent ndihmes per krijimin e lidhjes se antitrupave ne Imunohistokimi | Pajisje te diagnostifikimit in vitro
17260 | Protease 3 / 760-2020 | E v i t a | 2024-09-17T00:00:00.000+02:00 | Ventana Medical Systems Inc. 1910 E Innovation Park Drive Tucson, AZ 85755, USA | 5266718001 | In vitro | Reagent ndihmes per krijimin e lidhjes se antitrupave ne Imunohistokimi | Pajisje te diagnostifikimit in vitro
17261 | Protease 1 / 760-2018 | E v i t a | 2024-09-17T00:00:00.000+02:00 | Ventana Medical Systems Inc. 1910 E Innovation Park Drive Tucson, AZ 85755, USA | 5266688001 | In vitro | Reagent ndihmes per krijimin e lidhjes se antitrupave ne Imunohistokimi | Pajisje te diagnostifikimit in vitro
17262 | Reaction Buffer Concentrate (10X) / 950-300 | E v i t a | 2024-09-17T00:00:00.000+02:00 | Ventana Medical Systems Inc. 1910 E Innovation Park Drive Tucson, AZ 85755, USA | 5353955001 | In vitro | Solucion bufer qe sherben per shplarje gjate procesit imunohistokimik ne pajisjen Ventana | Pajisje te diagnostifikimit in vitro
17263 | ultraView Universal DAB Detection Kit / 760-500 | E v i t a | 2024-09-17T00:00:00.000+02:00 | Ventana Medical Systems Inc. 1910 E Innovation Park Drive Tucson, AZ 85755, USA | 5269806001 | In vitro | Kit per identifikimin e targetave ne imunohistokimi | Pajisje te diagnostifikimit in vitro
17264 | Confirm anti-Cytokeratin 7 (SP52) Rabbit Monoclonal Primary Antibody | E v i t a | 2024-09-17T00:00:00.000+02:00 | Ventana Medical Systems Inc. 1910 E Innovation Park Drive Tucson, AZ 85755, USA | 5986818001 | In vitro | antitrup primar monoklonal per detektimin e Cytokeratin 7 (SP52) ne imunohistokimi | Pajisje te diagnostifikimit in vitro
17265 | CONFIRM anti-PAX5 (SP34) Rabbit Monoclonal Primary Antibody | E v i t a | 2024-09-17T00:00:00.000+02:00 | Ventana Medical Systems Inc. 1910 E Innovation Park Drive Tucson, AZ 85755, USA | 5552729001 | In vitro | antitrup primar monoklonal per detektimin e PAX5 (SP34) ne imunohistokimi | Pajisje te diagnostifikimit in vitro
17266 | OMNI 3000 Standard Dermatoscope Complete Set with Spare Lamp/ Trade Name:Omni | O.E.S DISTRIMED | 2024-10-10T00:00:00.000+02:00 | Medical Devices (Pvt) Ltd Wazirabad Road,Ugoki Sialkot,Pakistan | 808-560-25 | Klasa I | Dermatoskop optik | Instrumenta shumeperdorimeshe
17267 | Ophthalmic Slit Lamp | O.E.S DISTRIMED | 2024-10-10T00:00:00.000+02:00 | Nanjing Redsun Optical Co.,Ltd. NO.18 South of Xishangqiao Road of Nanjing,China. | LS-4 | Klasa I | Pajisje Oftalmike | Pajisje oftalmike dhe optike
17268 | Therapy RANGE/Deluxe Therapy Couches ( 240Kg SWL), Electric NO drainage and EPFS, standard head design (RWD), Therapy RANGE/Deluxe Therapy Couches ( 240Kg SWL), Electric NO drainage and EPFS, standard head design S/L (RWD) | O.E.S DISTRIMED | 2024-10-10T00:00:00.000+02:00 | SEERS MEDICAL Ltd. Kenton Road, Debenham, Suffolk IP14 6LA, UK | ST3347- xxx-xxx, ST3347S - xxx-xxx | Klasa I | Shtrat per fizioterapi dhe Rehabilitim | Instrumenta shumeperdorimeshe
17269 | CONFIRM anti-CD3 (2GV6) Rabbit Monoclonal Primary Antibody | E v i t a | 2024-09-17T00:00:00.000+02:00 | Ventana Medical Systems Inc. 1910 E Innovation Park Drive Tucson, AZ 85755, USA | 5278422001 | In vitro | Antitrup primar monoklonal per detektimin e CD3 ne imunohistokimi | Pajisje te diagnostifikimit in vitro
17270 | CONFIRM anti-S100 (4C4.9) Primary Antibody | E v i t a | 2024-09-17T00:00:00.000+02:00 | Ventana Medical Systems Inc. 1910 E Innovation Park Drive Tucson, AZ 85755, USA | 5278104001 | In vitro | Antitrup per detektimin e S100 (4C4.9) ne imunohistokimi | Pajisje te diagnostifikimit in vitro
17271 | CONFIRM anti-MITF (C5/D5) Mouse Monoclonal Primary Antibody | E v i t a | 2024-09-17T00:00:00.000+02:00 | Ventana Medical Systems Inc. 1910 E Innovation Park Drive Tucson, AZ 85755, USA | 5549175001 | In vitro | antitrup primar monoklonal per detektimin e MITF (C5/D5) ne imunohistokim | Pajisje te diagnostifikimit in vitro
17272 | anti-Thyroid Transcription Factor-1 (SP141) Rabbit Monoclonal Primary Antibody | E v i t a | 2024-09-17T00:00:00.000+02:00 | Ventana Medical Systems Inc. 1910 E Innovation Park Drive Tucson, AZ 85755, USA | 6640613001 | In vitro | antitrup primar monoklonal per detektimin e Thyroid Transcription Factor-1 (SP141) ne imunohistokimi me pajisjen Ventana | Pajisje te diagnostifikimit in vitro
17273 | VENTANA anti-CD10 (SP67) Rabbit Monoclonal Primary Antibody | E v i t a | 2024-09-17T00:00:00.000+02:00 | Ventana Medical Systems Inc. 1910 E Innovation Park Drive Tucson, AZ 85755, USA | 5857856001 | In vitro | antitrup primar monoklonal per detektimin e CD10 (SP67) ne imunohistokimi me pajisjen Ventana | Pajisje te diagnostifikimit in vitro
17274 | Instruments and products for ophthalmology/SIL I/A HANDP CURVED STELL 12B, Instruments and products for ophthalmology/SIL I/A HANDP CURVED STELL lB, Instruments and products for ophthalmology/MICS I/A HDP.SIL.TIP STRGHT.MILL 12/B, Instruments and products for ophthalmology/MICS I/A HDP.SIL.TIP STRGHT.MILL lB, Instruments and products for ophthalmology/MICS I/A HDP.SIL.TIP STRGHT.STEL 12/B, Instruments and products for ophthalmology/MICS I/A HDP.SIL.TIP STRGHT.STEL lB, Instruments and products for ophthalmology/MICS SILICONE I/A HDPC 45° 12B, Instruments and products for ophthalmology/MICS SILICONE I/A HDPC 45° lB, Instruments and products for ophthalmology/MICS SIL I/A HDP 45° STELL 12B, Instruments and products for ophthalmology/MICS SIL I/A HDP 45° STELL lB, Instruments and products for ophthalmology/ASPIRATION HANDPIECE, MALE, Instruments and products for ophthalmology/I/A HANDPIECE 20° with sleeve, Instruments and products for ophthalmology/IRRIGATION HANDPIECE, FEMALE, Instruments and products for ophthalmology/22G IRRIGATION HANDPIECE, Instruments and products for ophthalmology/23G IRRIGATION HANDPIECE, Instruments and products for ophthalmology/22G ASPIRATION HANDPIECE, Instruments and products for ophthalmology/23G ASPIRATION HANDPIECE, Instruments and products for ophthalmology/INFUSION HOLDER, CHAMFERED, 4, Instruments and products for ophthalmology/LUCKE INFUS.CANNULA SELF FIXA., Instruments and products for ophthalmology/SILICONE OIL INFUSION HLDR.5MM, Instruments and products for ophthalmology/SILICONE OIL INFUSION HLDR.6MM, Instruments and products for ophthalmology/LUCKE VISCOUS FLUID INJ.CANNU., Instruments and products for ophthalmology/RETROB.CANNULA STRGHT 50MM 6/B, Instruments and products for ophthalmology/RETRO.CANNUL.STRGHT 40MM 6/BOX, Instruments and products for ophthalmology/TUBING FOR SPECULUM W/ASPIRATN, Instruments and products for ophthalmology/ASP.SPECULA TUBING EXTENSION, Instruments and products for ophthalmology/DONOR CORNEA HOLDER STER. I0/B, Instruments and products for ophthalmology/NUCLEUS Y-HOOK VERTICAL 12B, Instruments and products for ophthalmology/BARRAQUER LID SPECULUM 24B, Instruments and products for ophthalmology/SPECULUM ADJUSTABLE 6B, Instruments and products for ophthalmology/23G ASYM PEELING FORCEPS 12/B, Instruments and products for ophthalmology/25G ASYM PEELING FORCEPS 12B, Instruments and products for ophthalmology/23G ILM FORCEPS 12/BOX, Instruments and products for ophthalmology/23G ILM FORCEPS 1/BOX, Instruments and products for ophthalmology/25G ILM FORCEPS 12/BOX, Instruments and products for ophthalmology/25G ILM FORCEPS 1/B, Instruments and products for ophthalmology/20G ILM FORCEPS 12BOX, Instruments and products for ophthalmology/20G ILM FORCEPS 1/BOX, Instruments and products for ophthalmology/20G SERRATED FORCEPS 12B, Instruments and products for ophthalmology/ 23G SERRATED FORCEPS 12B, Instruments and products for ophthalmology/25G SERRATED FORCEPS 12/B, Instruments and products for ophthalmology/27G ENDGRIPPING FORCEPS 12B, Instruments and products for ophthalmology/27GA SERRATED FORCEPS, Instruments and products for ophthalmology/MICS KAPS.PINZ 1.0MM 12BOX, Instruments and products for ophthalmology/23G PASSIVE ASP HP W/SOFT TIP 12B, Instruments and products for ophthalmology/25G PASSIVE ASP HP W/SOFT TIP 12B, Instruments and products for ophthalmology/23G PASSIVE ASP HP W/SOFT TIP CAN.12B, Instruments and products for ophthalmology/23G PASSIVE ASP HP W/BLUNTNEEDLE 12B, Instruments and products for ophthalmology/25G PASSIVE ASP HP W/BLUNTNEEDLE 12B, Instruments and products for ophthalmology/20G BACKFLUSH HPC BLUNT 6/B, Instruments and products for ophthalmology/20G BACKFLUSH HPC BRUSH 6/B, Instruments and products for ophthalmology/20G BACKFLUSH HPC TUBE 6/B, Instruments and products for ophthalmology/ 23G BACKFLUSH HPC BLUNT 6/B, Instruments and products for ophthalmology/23G BACKFLUSH HPC BRUSH 6/B, Instruments and products for ophthalmology/23G BACKFLUSH HPC TUBE 6/B, Instruments and products for ophthalmology/25G BACK.FLUSH HPC BLUNT 6/B, Instruments and products for ophthalmology/27GA BACK.FLUSH HDP BLUNT 6B, Instruments and products for ophthalmology/23G MEMBRANE PICK 130DEG 8/B, Instruments and products for ophthalmology/25G MEMBRANE PICK 130DEG 8/B, Instruments and products for ophthalmology/ZERO PHACO HDP 2.2MM 30D 12B, Instruments and products for ophthalmology/21G ZERO PHACO ASP. HDP. 30°, Instruments and products for ophthalmology/ZERO PHACO HDP II 30° 2.2MM 12B, Instruments and products for ophthalmology/ZERO PHACO HDP II 30° 2.2MM STEL 12B, Instruments and products for ophthalmology/ECO CUT NEEDLE BLADE l. lMM 50B, Instruments and products for ophthalmology/ECOCUT SCLEROTOMY BL.1.4MM 50B, Instruments and products for ophthalmology/PHACOBLADE SHORT 2.5MM ST.50/B, Instruments and products for ophthalmology/PHACOBLADE SHORT 2.8MM ST.50/B, Instruments and products for ophthalmology/PHACOBLADE SHORT 3.0MM ST.50/B, Instruments and products for ophthalmology/PHACOBLADE SHORT 3.2MM ST.50/B, Instruments and products for ophthalmology/CRESCENT BLADE STERILE 50/BOX, Instruments and products for ophthalmology/BLADE 15DEG STERILE 50/BOX, Instruments and products for ophthalmology/SPECIAL BLADE"G"STERILE 50/BX, Instruments and products for ophthalmology/SPECIAL BLADE"S"STERILE 50/BX, Instruments and products for ophthalmology/SPECIAL BLADE"K"STERILE 50/BX, Instruments and products for ophthalmology/SPECULUM LASIK W/ ASPIRATION, Instruments and products for ophthalmology/SPECULUM LASIK WIASP.VALVE RND, Instruments and products for ophthalmology/SPECULUM LASIK W/ASP.VALVE OPN, Instruments and products for ophthalmology/SPECULUM W.ASPIRA T.VALVES 12MM, Instruments and products for ophthalmology/23G ENDGRIPPING FORCEPS 12/BX, Instruments and products for ophthalmology/25G ENDGRIPPING FORCEPS 12/BX, Instruments and products for ophthalmology/BANGERTER PROBE CANNULA 60 X 0, Instruments and products for ophthalmology/BANGERTER PROBE CANNULA 40 X 0, Instruments and products for ophthalmology/ANEL LACHRYMAL CANN.STRAIG 6/B, Instruments and products for ophthalmology/LACHRYMAL CANNULA, STAINL. STE, Instruments and products for ophthalmology/LACHRYMAL CANNULA, STNL.STEEL,, Instruments and products for ophthalmology/LACHRYMALCANNULA,MOD.MARBUR, Instruments and products for ophthalmology/LACHRYMAL CANNULA MOD.MARBURG, Instruments and products for ophthalmology/LACHRYMAL CANN.PROBE POINT 6/B, Instruments and products for ophthalmology/CORNEAL IRRIGATOR STERILE 60/B, Instruments and products for ophthalmology/LASIK IRRIGATING CANNULA 27GA, Instruments and products for ophthalmology/CANNULA LASIK SIDE&CENTRL.PORT, Instruments and products for ophthalmology/CYCLODIAL YSIS CANNULA, Instruments and products for ophthalmology/BINKHORST CANNULA, RIGHT, Instruments and products for ophthalmology/BINKHORST CANNULA, LEFT, Instruments and products for ophthalmology/IRRIGATING CANNULA, MOD. BONN, Instruments and products for ophthalmology/ENZYME CANNULA, Instruments and products for ophthalmology/SAUTTER AIR INJECT.CANNULA 6/B, Instruments and products for ophthalmology/AIR INJECT.CANNUL.MOD.TUEB.6/B, Instruments and products for ophthalmology/CANNULA PROBE POINT M.HAMB.6/B, Instruments and products for ophthalmology/ULLERICH ASPIRATING CANNULA, S, Instruments and products for ophthalmology/SHEETS IRRIGATING VECTUS, Instruments and products for ophthalmology/KRATZ CAPSULE POLISHER, SANDBL, Instruments and products for ophthalmology/KAMMAN CAPSULE POLISHER, SANDB, Instruments and products for ophthalmology/KRATZ CANNULA WITH COLLAR BUTT, Instruments and products for ophthalmology/ENGELS CAPSULE POLISHER, Instruments and products for ophthalmology/ASPIRATION CANNULA F. BIMANUEL, Instruments and products for ophthalmology/IRRIGATION CANNULA F. BIMANUEL, Instruments and products for ophthalmology/ONG IRRIGATION CANNULA F.BIMAN, Instruments and products for ophthalmology/HEALON INJECTION CANNULA, Instruments and products for ophthalmology/CHARLEUX IRRIGATING CANNULA, Instruments and products for ophthalmology/I/A-HNDPCE.STRGHT.SILICON 20GA, Instruments and products for ophthalmology/I/A-HANDPIECE STRGHT. SIL.16GA, Instruments and products for ophthalmology/I/A-HANDPIECE CURVED SILICONE, Instruments and products for ophthalmology/I/A- HANDPIECE CRVD.SIL.17GA, Instruments and products for ophthalmology/I/A- HANDPCE SIL. 60DEG.16GA, Instruments and products for ophthalmology/I/A-HANDPIECE SIL. 60DEG.17GA, Instruments and products for ophthalmology/I/A-HANDPIECE SIL.90DEG.0.3MM, Instruments and products for ophthalmology/I/A-HNDPCE SILCN+SLVE.20°0.3MM, Instruments and products for ophthalmology/I/A-HANDPCE SIL.+SLEEVE 90DEG, Instruments and products for ophthalmology/ASPIRATION HANDPIECE MALE, Instruments and products for ophthalmology/ASP HDPIECE.ROUGD.TAPRD.TIP0.3, Instruments and products for ophthalmology/IRR HANDPIECE ROUGHENED TAPERE, Instruments and products for ophthalmology/ ASPIRATION HANDPIECE ROUGHENED, Instruments and products for ophthalmology/IRRIGATION HANDPIECE ROUGHENED, Instruments and products for ophthalmology/HANDPIECE ASPIRN.CRVD.0.3MM, Instruments and products for ophthalmology/HANDPIECE IRRIGATN.CRVD.0.5MM, Instruments and products for ophthalmology/ASP HANDPIECE STERILE 12/BOX, Instruments and products for ophthalmology/IRR HANDPIECE STERILE 12/BOX, Instruments and products for ophthalmology/I/A HANDP.STRAIGHT,17G 12/BOX, Instruments and products for ophthalmology/I/A HANDP.CURVED,17G 12/BOX, Instruments and products for ophthalmology/I/A HANDPIECE CURVED 17G 12/B, Instruments and products for ophthalmology/I/A HANDP.TIP 45DEG.l 7G.12BOX, Instruments and products for ophthalmology/I/AHANDPIECE45° ANG.17G 12/BX, Instruments and products for ophthalmology/I/A HANDP.STRAIG.W.SLEEVE 12BX, Instruments and products for ophthalmology/I/A HANDP.TIP 90DEG.16G.12BOX, Instruments and products for ophthalmology/I/A HANDPIECE90° ANG.16G 12/BX, Instruments and products for ophthalmology/IRR HANDPIECE SMOOTH 12/BOX, Instruments and products for ophthalmology/IRR. HANDPIECE SMOOTH 12/BX, Instruments and products for ophthalmology/IRR.HANDPIECE CENTR.PORT 12/BX, Instruments and products for ophthalmology/IRR HANDPIECE 22G END-OUT 12/B, Instruments and products for ophthalmology/ASP HANDPIECE 22G ROUGH 12/BOX, Instruments and products for ophthalmology/SCHAMMAS CAPSULE POLISHER, Instruments and products for ophthalmology/23G IRR HANDPIECE END-OUT 12/B, Instruments and products for ophthalmology/23G ASP HANDPIECE ROUGH 12/BOX, Instruments and products for ophthalmology/I/A HNDP CVD W/SLEEVE 1.8 12/BX, Instruments and products for ophthalmology/I/A HNDP 45D W/SLEEVE 1.8 12/BX, Instruments and products for ophthalmology/IA HDP ROUGH 45D SLEEVE 1.8 12B, Instruments and products for ophthalmology/IRRIGATING CHOPPER 19G, Instruments and products for ophthalmology/ASPIRATION HANDPIECE 19G, Instruments and products for ophthalmology/IRRIGATION HANDPIECE 19G, Instruments and products for ophthalmology/ASP HANDPIECE 0,9 MM, Instruments and products for ophthalmology/IRR HANDPIECE 0,9 MM, Instruments and products for ophthalmology/22G IRR HANDPIECE SMOOTH 12B, Instruments and products for ophthalmology/22G IRR HP SMOOTH STELL 12B, Instruments and products for ophthalmology/23G IRRHANDPIECE SMOOTH 12B, Instruments and products for ophthalmology/23G IRR HP SMOOTH STELL 12B, Instruments and products for ophthalmology/DIVIDER IRRIGATION 19GA, Instruments and products for ophthalmology/CHARLEUX IRRIGATION/ ASPIR.CANN, Instruments and products for ophthalmology/ASP HPC STERILE LAT.PORT 12/BX, Instruments and products for ophthalmology/ASP HANDPIECE 19G 12/BOX, Instruments and products for ophthalmology/ASP HANDPIECE 20G 12/BOX, Instruments and products for ophthalmology/IRR. HANDPIECE SMOOTH 19G 12/B, Instruments and products for ophthalmology/IRR HANDPIECE SMOOTH,19G,12/BX, Instruments and products for ophthalmology/IRR HANDPIECE SMOOTH,20G,12/BX, Instruments and products for ophthalmology/CHOPPER IRR END-OUT 19G 12/B, Instruments and products for ophthalmology/IRR CHOPPER END-OUT 19G 12/BOX, Instruments and products for ophthalmology/IRR CHOPPER END-OUT 20G 12/BOX, Instruments and products for ophthalmology/20G IRR HANDPIECE ROUGH 12/B, Instruments and products for ophthalmology/I/A HANDPC45° SIL.TIP MIL 12/B, Instruments and products for ophthalmology/SIL. COATED I/A 45° MILL.1/B, Instruments and products for ophthalmology/I/A HANPC45° SILi TIP ST 12B, Instruments and products for ophthalmology/SIL. COATED I/A 45° STELL.1/B, Instruments and products for ophthalmology/I/A HDP.SIL.TIP STRGHT.MILL 12/B, Instruments and products for ophthalmology/I/A HOP.SIL.TIP STRGHT.MILL 1/B, Instruments and products for ophthalmology/I/A HDP.SIL.TIP STRGHT.STEL.12/B, Instruments and products for ophthalmology/I/A HDP.SIL.TIP STRGHT.STEL.1/B, Instruments and products for ophthalmology/SILICONE I/A HANDP CURVED 12B, Instruments and products for ophthalmology/SILICONE I/A HANDP CURVED lB, Instruments and products for ophthalmology/BIPOLAR PENCIL 25GA TAPERD 12/B, Instruments and products for ophthalmology/BIPOLAR PENCIL 25GA BLUNT 12/B, Instruments and products for ophthalmology/BIPOL.PEN SCLERAL LEMO 12/BX, Instruments and products for ophthalmology/BIPOL.PEN 20GA LEMO 12/BX, Instruments and products for ophthalmology/230 BIPOLAR PNCL TPD LEMO 12/B, Instruments and products for ophthalmology/230 BIPOLAR PNCL TPD 2PIN 12/B, Instruments and products for ophthalmology/27GA BIPOLAR ERASER TAPERED 12B, Instruments and products for ophthalmology/27GA BIPOLAR ERASER 2-PIN 12B, Instruments and products for ophthalmology/PPT B+L SAMPLE FRA STER.6B, Instruments and products for ophthalmology/PPTMICS 6/B, Instruments and products for ophthalmology/PPT CH PARAY LE MONIAL 6B, Instruments and products for ophthalmology/CLINIQUE LA CIOTAT 6/B, Instruments and products for ophthalmology/PPT OMC DR.DIJKSTRA 6B, Instruments and products for ophthalmology/PPT OMC DR. ZAAL 6B, Instruments and products for ophthalmology/DR VERHAEGHE DR VANWIJNSBERGHE, Instruments and products for ophthalmology/PPT AUGENZENTRUM BRUCHSAL 6B, Instruments and products for ophthalmology/PPT CL COURLANCY 51, Instruments and products for ophthalmology/PPT AUGENZENTRUM HEPPENHEIM 6B, Instruments and products for ophthalmology/PPT DR. DE MAEYER 6B, Instruments and products for ophthalmology/PPT AUGENZENTRUM KRAICHGAU, Instruments and products for ophthalmology/PPT FREEVIS PROF. DR. KNORZ 6B, Instruments and products for ophthalmology/PPT AUGENPRAXISKL.VOGELSANG 6B, Instruments and products for ophthalmology/PPT DR. KRETZ 6B, Instruments and products for ophthalmology/PPT HELIGON 6B, Instruments and products for ophthalmology/PPT DR. ROSENTHAL ANTERIOR 6B, Instruments and products for ophthalmology/PPT DR BUEHLER 6B, Instruments and products for ophthalmology/PPT STANDARD BIAXIAL 6B, Instruments and products for ophthalmology/PPT DR. HAEGELE 6B, Instruments and products for ophthalmology/PPT ST.WORLDEYE AMSTERDAM 6B, Instruments and products for ophthalmology/PPT CH BIGORRE 6B, Instruments and products for ophthalmology/PPT DR.KITIRATSCHKY 6B, Instruments and products for ophthalmology/PPT DR. KEHREIN CAT 6B, Instruments and products for ophthalmology/PPT SCH FELLBACH 6B, Instruments and products for ophthalmology/PPT DR ROCHOLL 6B, Instruments and products for ophthalmology/B+L ELC 1 6/B, Instruments and products for ophthalmology/KNIFE, STAB, 15°, DOUBLE BEVEL 12B, Instruments and products for ophthalmology/KNIFE, MVR 20GA STRAIGHT 12B, Instruments and products for ophthalmology/KNIFE, STAB, 22.5°, DOUBLE BEVEL 12B, Instruments and products for ophthalmology/KNIFE, CLEAR CORNEA, 2.85MM, ANGLED 12B, Instruments and products for ophthalmology/KNIFE, STAB, 30°, DOUBLE BEVEL 12B, Instruments and products for ophthalmology/KNIFE, STAB, 45°, DOUBLE BEVEL 12B, Instruments and products for ophthalmology/KNIFE, SLIT, 2.2MM, ANGLED, DOUBLE BEVEL 12B, Instruments and products for ophthalmology/KNIFE, SLIT, 2.4MM, ANGLED, DOUBLE BEVEL 12B, Instruments and products for ophthalmology/KNIFE, SLIT, 2.5MM, ANGLED BEVEL UP 12B, Instruments and products for ophthalmology/KNIFE, SLIT, 2.80MM, ANGLED, DOUBLE BEV. 12B, Instruments and products for ophthalmology/KNIFE, SLIT, 2.85MM, ANGLED, BEVEL UP 12B, Instruments and products for ophthalmology/KNIFE, SLIT, 3.0MM, ANGLED, BEVEL UP 12B, Instruments and products for ophthalmology/KNIFE, SLIT, 3.2MM, ANGLED, BEVEL UP 12B, Instruments and products for ophthalmology/KNIFE, SLIT, 2.75MM, ANGLED BEVEL UP 12B, Instruments and products for ophthalmology/KNIFE, TRAPEZOID, 2.85X3.2MM, ANGLED 12B, Instruments and products for ophthalmology/KNIFE, TRAPEZOID, l.5X2.0MM, ANGLED 12B, Instruments and products for ophthalmology/KNIFE, TRAPEZOID, 1.5Xl.7 MM, ANGLED 12B, Instruments and products for ophthalmology/KNIFE, TRAPEZOID, 1.6Xl.8MM, ANGLED 12B, Instruments and products for ophthalmology/KNIFE, TRAPEZOID, 2.0X2.2 MM, ANGLED 12B, Instruments and products for ophthalmology/CAPSULORHEXIS FORCEPS 12/BOX, Instruments and products for ophthalmology/BONN FORCEPS 12/BOX, Instruments and products for ophthalmology/TYING FORCEPS STRAIGHT 12/BOX, Instruments and products for ophthalmology/MCPHERSON TYING FORCEPS 12/BOX, Instruments and products for ophthalmology/PIERSE TYING FORCEPS 12/BOX, Instruments and products for ophthalmology/MICS CAPSULORHEXIS FORCEPS 12/BOX, Instruments and products for ophthalmology/CAPSULORH.FCPS W/MARKINGS 12/BOX, Instruments and products for ophthalmology/MICS CAPSULORH FCPS CURVED 12/BOX, Instruments and products for ophthalmology/KOCH STOP CHOP MANIPUL 12B, Instruments and products for ophthalmology/SINSKEY IOL HOOK 12/BOX, Instruments and products for ophthalmology/PHACO SPATULA 12/BOX, Instruments and products for ophthalmology/DRYSDALE NUCLEUS MANIPULATOR 12B, Instruments and products for ophthalmology/NUCLEUS Y-HOOK HORIZONTAL 12B, Instruments and products for ophthalmology/BIPOLAR FORCEPS, Instruments and products for ophthalmology/REUSABLE ERASER, Instruments and products for ophthalmology/REUSABLE INTRAOCULAR DIATHERMY, Instruments and products for ophthalmology/TANNE DISPOSABLE TREPHINE, 6.0, Instruments and products for ophthalmology/TANNE DISPOSABLE TREPHINE, 6.2, Instruments and products for ophthalmology/TANNE DISPOSABLE TREPHINE, 6.5, Instruments and products for ophthalmology/TANNE DISPOSABLE TREPHINE, 6.7, Instruments and products for ophthalmology/TANNE DISPOSABLE TREPHINE, 7.0, Instruments and products for ophthalmology/TANNE DISPOSABLE TREPHINE, 7.2, Instruments and products for ophthalmology/TANNE DISPOSABLE TREPHINE, 7.5, Instruments and products for ophthalmology/TANNE DISPOSABLE TREPHINE, 7.7, Instruments and products for ophthalmology/TANNE DISPOSABLE TREPHINE, 8.0, Instruments and products for ophthalmology/TANNE DISPOSABLE TREPHINE, 8.2, Instruments and products for ophthalmology/TANNE DISPOSABLE TREPHINE, 8.5, Instruments and products for ophthalmology/TANNE DISPOSABLE TREPHINE, 8.7, Instruments and products for ophthalmology/TANNE DISPOSABLE TREPHINE, 9.0, Instruments and products for ophthalmology/TANNE DISPOSABLE TREPHINE, 9.2, Instruments and products for ophthalmology/DISP. TREPH.BLADE STER. 6.00MM, Instruments and products for ophthalmology/DISP. TREPH.BLADE STER. 6.25MM, Instruments and products for ophthalmology/DISP. TREPH.BLADE STER. 6.50MM, Instruments and products for ophthalmology/TREPHINE BLADE LONG STERILE 6., Instruments and products for ophthalmology/DISP. TREPH.BLADE STER. 6.75MM, Instruments and products for ophthalmology/DISP. TREPH.BLADE STER. 7.00MM, Instruments and products for ophthalmology/DISP. TREPH.BLADE STER. 7.25MM, Instruments and products for ophthalmology/DISP. TREPH.BLADE STER. 7.50MM, Instruments and products for ophthalmology/TREPHINE BLADE LONG STERILE 7., Instruments and products for ophthalmology/DISP. TREPH.BLADE STER. 7.75MM, Instruments and products for ophthalmology/DISP. TREPH.BLADE STER. 8.00MM, Instruments and products for ophthalmology/TREPHINE BLADE LONG STERILE 8., Instruments and products for ophthalmology/DISP. TREPH.BLADE STER. 8.25MM, Instruments and products for ophthalmology/DISP. TREPH.BLADE STER. 8.50MM, Instruments and products for ophthalmology/TREPHINE BLADE LONG STER.8.5MM, Instruments and products for ophthalmology/DISP. TREPH.BLADE STER. 8.75MM, Instruments and products for ophthalmology/TREPHINE BLADE LONG STER.8.7MM, Instruments and products for ophthalmology/DISP. TREPH.BLADE STER. 9.00MM, Instruments and products for ophthalmology/TREPHINE BLADE LONG STER.9.0MM, Instruments and products for ophthalmology/DISP. TREPH.BLADE STER. 9.25MM, Instruments and products for ophthalmology/TREPHINE BLADE LONG STER.9.2MM, Instruments and products for ophthalmology/DISP. TREPH.BLADE STER. 9.50MM, Instruments and products for ophthalmology/TREPHINE BLADE LONG STER.9.5MM, Instruments and products for ophthalmology/SIMCOE IRRIGATION/ASPIRATION U, Instruments and products for ophthalmology/SIMCOE REVERSE IRRIGATION/ ASPI, Instruments and products for ophthalmology/VISCOUS FLUID INJECTION TUBING, Instruments and products for ophthalmology/BIPOLAR PENCIL 25GA TAPERED, Instruments and products for ophthalmology/250 BIPOLAR PENCIL TPD 12/B, Instruments and products for ophthalmology/250 BIPOLAR PENCIL BLNT 12B | GEN - ALB FARMA | 2024-09-16T00:00:00.000+02:00 | Bausch & Lomb GmbH,Lilienthaler Str. 16, 18 69214 Eppelheim | 85913ST, 85913ST EA, 85914S, 85914S EA, 85914ST, 85914ST EA, 85915S, 85915S EA, 85915ST, 85915ST EA, 85950, 85951, 85955, 85957, 85958, 85967, 85968, 86011, 86014, 86015Y2, 86015Y3, 86016, 87121-6, 87122-6, 93011, 93012, 93100S, SUF06, SUH01, SUH04, SUI03-12, SUI05-12, SUI07-12, SUI07EA, SUI08-12, SUI08EA, SUI09-12, SUI09EA, SUI10-12, SUI1-12, SUl12-12, SUI13-12, SUI14-12, SUI20-12, SUJ01, SUJ02, SUJ03, SUJ06, SUJ07, SUJ08, SUJ09, SUJ10, SUJ11, SUJ12, SUJ13, SUJ14, SUJ17, SUK0l, SUK02, SUP04, SUP05, SUP06, SUP06ST, 16131, 16134, 16145 2.5, 16145 2.8, 16145 3.0, 16145 3.2, 16150, 16155, 16500G, 16501S, 16510K, 52135, 52136, 52137, 52138, 65023S-12, 65025S-12, 81055, 81056, 81061-6, 81071, 81072, 81073, 81074, 81075Y1, 81075Y3, 81075Y4, 81075Y5, 81080-6, 82020S, 83010, 83011, 84010, 84021, 84022, 85021, 85041, 85050-6, 85050Y1-6, 85100-6, 85110-6, 85121, 85240, 85250, 85251Y2, 85260, 85266, 85268, 85269, 85272, 85640, 85730, 85761, 85762, 85763, 85764, 85765, 85766, 85768, 85770, 85771, 85772R, 85774R, 85775, 85776R , 85777, 85778R, 85779, 85780S, 85781S, 85782S, 85783S, 85783ST, 85784S, 85784ST, 85785S, 85786S, 85786ST, 85787S, 85787ST, 85788S, 85789S, 85790S, 85791, 85791S, 85792S, 85794ST, 85795ST, 85795STR, 85800, 85802, 85803, 85804, 85805, 85806S, 85806ST, 85807S, 85807ST, 85809, 85850, 85900S, 85901S19, 85901S20, 85902ST19, 85902S19, 85902S20, 85903ST19, 85903S19, 85903S20, 85904S20, 85910S, 85910S EA, 85910ST, 85910ST EA, 85912S, 85912S EA, 85912ST, 85912STEA, 85913S, 85913S EA, E7926, E7927, E7928, E7929, E7930, E7931, E7932, E7933, PPT036, PPT049, PPT072, PPT079, PPT082-6, PPT083-6, PPT084, PPT087-6, PPT090, PPT091-6, PPT092-6, PPT096, PPT099, PPTIO0, PPT101, PPT102, PPT103, PPT104, PPT106, PPT109, PPT11O, PPT111, PPT111R2, PPT112, PPT113, PPT114, PPT115, PPT116, PPT500, SUB7515, SUB7520, SUB7522, SUB7528, SUB7530, SUB7545, SUB7548ADB, SUB7549ADB, SUB7550A, SUB7552ADB, SUB7553A, SUB7556A, SUB7557A, SUB7559A, SUB7582, SUB7596, SUB7599, SUB7600, SUB7601, SUE01-12, SUE02-12, SUE03-12, SUE04-12, SUE05-12, SUE06-12, SUE07-12, SUE08-12, SUF01, SUF02, SUF03, SUF04, SUF05, D8200, D8201, D8203, E3050 6.0G, E3050 6.25G, E3050 6.5G, E3050 6.75G, E3050 7.0G, E3050 7.25G, E3050 7.5G, E3050 7.75G, E3050 8.0G, E3050 8.25G, E3050 8.5G, E3050 8.75G, E3050 9.0G, E3050 9.25G, E3096 6.0G, E3096 6.0LG, E3096 6.2G, E3096 6.5G, E3096 6.5LG, E3096 6.7G, E3096 6.7LG, E3096 7.0G, E3096 7.0LG, E3096 7.2G, E3096 7.2LG, E3096 7.5G, E3096 7.5LG, E3096 7.7G, E3096 7.7LG, E3096 8.0G, E3096 8.0LG, E3096 8.2G, E3096 8.2LG, E3096 8.5G, E3096 8.5LG, E3096 8.7G, E3096 8.7LG, E3096 9.0G, E3096 9.0LG, E3096 9.2G, E3096 9.2LG, E3096 9.5G, E3096 9.5LG, E4971 G, E4971 RO, E5002, E7920, E7924, E7925 | Klasa IIa | Mjete të specializuara mjekësore që përdoren në diagnostikimin, trajtimin dhe kryerjen e operacioneve në sy. Këto instrumente, të tilla si bisturitë, lazerët dhe makinat fakoemulsifikimi, janë të dizajnuara për saktësi dhe kontroll në operacionet delikate të syrit si heqja e kataraktit dhe riparimi i retinës. | Pajisje oftalmike dhe optike
17275 | Seldisafe puncture needle; Luer-lock needle - Ø0. 90mm - 20G - L.35mm, Seldisafe puncture needle; Luer-lock needle Ø1.26mm - 18G - L.70mm, Seldisafe puncture needle; Luer-lock needle Ø1.4mm - 17 G - L70mm, Seldisafe puncture needle; Luer-lock needle Ø1.4 / 1.1 mm - 17G - L.52.0 mm, Seldisafe puncture needle; Luer-lock needle Ø1.7mm - 16G - L70mm, Seldisafe puncture needle; Luer-lock needle Ø2. 4mm - 13G - L70mm, Seldisafe puncture needle; Seldisafe,Seldisafe - Safety needle - Ø0.66x0.90mm - 20G - L42mm, Seldisafe puncture needle; Seldisafe,Seldisafe - Safety needle - Ø1.05x1.26mm - 18G - L70mm | GREEMED | 2024-09-19T00:00:00.000+02:00 | Vygon 5 rue Adeline 95440 Ecouen France | 219.09, 219.13, 219.14, 219.15, 219.17, 219.24, 219.091, 219.131 | Klasa IIa | Age sigurie per punksionin venoz ose arterial qe lejon futjen e telave metalike udhezues te perdorur per te futur kateteret vaskular me tekniken Seldinger | Tjeter
17276 | Connectors;Vyconnector - Y connector - Ø4-6mm, Connectors;Vyconnector - Y connector - Ø6-8mm, Connectors;Vyconnector - Y connector - Ø8-10mm, Connectors;Vyconnector - Y connector - Ø12-14mm, Connectors;Vyconnector - Y connector - Ø16-18mm | GREEMED | 2024-09-19T00:00:00.000+02:00 | Vygon 5 rue Adeline 95440 Ecouen France | 884.04, 884.04 D, 884.06, 884.08, 884.08 D, 884.12, 884.16 | Klasa IIa | Konektor Y | Tjeter
17277 | BioR flex 01 BBS, BioR flex 01 BBSS, BioR flex AT, BioR flex 01 BBS BP, BioR flex 01 BBS PAEDI, BioR flex 01 BS, BioR flex 01 BS PF | FEDOS | 2024-09-17T00:00:00.000+02:00 | Fresenius Kabi AG 61346 Bad Homburg, Germany | AD0191A, AD0191B, AS01910, AS0191A, AS0191C, AS01912, AV0191A, AW00910, AW0091A, AW00911 | Klasa IIb | Filtra per ndarjen e perberesve te gjakut. | Tjeter
17278 | Dual curing adhesive resin cement,i-FIX Duo,IFDTP ,8g syringe, 10pcs automix tips, 10pcs intraoral-root canal tips, instruction for use | MOTO-MANIA | 2024-09-17T00:00:00.000+02:00 | Uab Medicinos linija ,Karaliaucaus str 29 LT-78374 /Aviacijos str. 28, LT-77103 Siauliai,Lithuania | Dual curing adhesive resin cement,i-FIX Duo,IFDTP ,8g syringe, 10pcs automix tips, 10pcs intraoral-root canal tips, instruction for use | Klasa IIa | i-FIX DUO CEMENT DENTAR | Pajisje dentare
17279 | Copran Zri, CopraSupreme, CopraSupreme Symphony, CopraSupreme Hyperion, CopraSmile Symphony | Diamant Plus | 2024-09-19T00:00:00.000+02:00 | Whitepeaks Dental Solutions GmbH, Weikenrott 17 - 46499 - Hamminkeln - Germany | White • Light, Medium, Intense, white • 0M1 – 0M3 • A1 – D4, M1 – 0M3 • A1 – D4 • Joy Five – Nine, A1 – D4 | Klasa IIa | Plaka zirkoni perdorim ne dentistri | Pajisje dentare
17280 | Neobianacid | GLOBALSHER | 2024-09-18T00:00:00.000+02:00 | Aboca S.p.A. Società Agricola, Loc. Aboca 20 – 52037, Sansepolcro (AR) – Italy | 08032472024002, 08032472024019 | Klasa III | Pajisje mjekesore qe perdoret per trajtimin e aciditetit, refluksit dhe veshtiresise ne tretje | Pajisje terapie komplementare
17281 | Sterile endotracheal tubes, ENDOTRACHEAL TUBE UNCUFFED, I.D. (mm) 2.0, ENDOTRACHEAL TUBE UNCUFFED, I.D. (mm) 2.5, ENDOTRACHEAL TUBE UNCUFFED, I.D. (mm) 3.0, ENDOTRACHEAL TUBE UNCUFFED, I.D. (mm) 3.5, ENDOTRACHEAL TUBE UNCUFFED, I.D. (mm) 4.0, ENDOTRACHEAL TUBE UNCUFFED, I.D. (mm) 4.5, ENDOTRACHEAL TUBE UNCUFFED, I.D. (mm) 5.0, ENDOTRACHEAL TUBE UNCUFFED, I.D. (mm) 5.5, ENDOTRACHEAL TUBE UNCUFFED, I.D. (mm) 6.0, ENDOTRACHEAL TUBE UNCUFFED, I.D. (mm) 6.5, ENDOTRACHEAL TUBE UNCUFFED, I.D. (mm) 7.0, ENDOTRACHEAL TUBE UNCUFFED, I.D. (mm) 7.5, ENDOTRACHEAL TUBE UNCUFFED, I.D. (mm) 8.0, ENDOTRACHEAL TUBE UNCUFFED, I.D. (mm) 8.5, ENDOTRACHEAL TUBE UNCUFFED, I.D. (mm) 9.0, ENDOTRACHEAL TUBE UNCUFFED, I.D. (mm) 9.5, ENDOTRACHEAL TUBE UNCUFFED, I.D. (mm) 10.0, ENDOTRACHEAL TUBE CUFFED, I.D. (mm) 3.0, ENDOTRACHEAL TUBE CUFFED, I.D. (mm) 3.5, ENDOTRACHEAL TUBE CUFFED, I.D. (mm) 4.0, ENDOTRACHEAL TUBE CUFFED, I.D. (mm) 4.5, ENDOTRACHEAL TUBE CUFFED, I.D. (mm) 5.0, ENDOTRACHEAL TUBE CUFFED, I.D. (mm) 5.5, ENDOTRACHEAL TUBE CUFFED, I.D. (mm) 6.0, ENDOTRACHEAL TUBE CUFFED, I.D. (mm) 6.5, ENDOTRACHEAL TUBE CUFFED, I.D. (mm) 7.0, ENDOTRACHEAL TUBE CUFFED, I.D. (mm) 7.5, ENDOTRACHEAL TUBE CUFFED, I.D. (mm) 8.0, ENDOTRACHEAL TUBE CUFFED, I.D. (mm) 8.5, ENDOTRACHEAL TUBE CUFFED, I.D. (mm) 9.0, ENDOTRACHEAL TUBE CUFFED, I.D. (mm) 9.5, ENDOTRACHEAL TUBE CUFFED, I.D. (mm) 10.0, REINFORCED ENDOTRACHEAL TUBE CUFFED WITH PRELOADED STYLET, I.D. (mm) 3.0, REINFORCED ENDOTRACHEAL TUBE CUFFED WITH PRELOADED STYLET, I.D. (mm) 3.5, REINFORCED ENDOTRACHEAL TUBE CUFFED WITH PRELOADED STYLET, I.D. (mm) 4.0, REINFORCED ENDOTRACHEAL TUBE CUFFED WITH PRELOADED STYLET, I.D. (mm) 4.5, REINFORCED ENDOTRACHEAL TUBE CUFFED WITH PRELOADED STYLET, I.D. (mm) 5.0, REINFORCED ENDOTRACHEAL TUBE CUFFED WITH PRELOADED STYLET, I.D. (mm) 5.5, REINFORCED ENDOTRACHEAL TUBE CUFFED WITH PRELOADED STYLET, I.D. (mm) 6.0, REINFORCED ENDOTRACHEAL TUBE CUFFED WITH PRELOADED STYLET, I.D. (mm) 6.5, REINFORCED ENDOTRACHEAL TUBE CUFFED WITH PRELOADED STYLET, I.D. (mm) 7.0, REINFORCED ENDOTRACHEAL TUBE CUFFED WITH PRELOADED STYLET, I.D. (mm) 7.5, REINFORCED ENDOTRACHEAL TUBE CUFFED WITH PRELOADED STYLET, I.D. (mm) 8.0, REINFORCED ENDOTRACHEAL TUBE CUFFED WITH PRELOADED STYLET, I.D. (mm) 8.5, REINFORCED ENDOTRACHEAL TUBE CUFFED WITH PRELOADED STYLET, I.D. (mm) 9.0, REINFORCED ENDOTRACHEAL TUBE CUFFED WITH PRELOADED STYLET, I.D. (mm) 9.5, REINFORCED ENDOTRACHEAL TUBE CUFFED WITH PRELOADED STYLET, I.D. (mm) 10.0 | T R I M E D | 2024-09-25T00:00:00.000+02:00 | ZARYS International Group spółka z ograniczoną odpowiedzialnością spółka komandytowa ul. Pod Borem 18, 41-808 Zabrze, Poland | N/A, RIB-20, RIB-25, RIB-30, RIB-35, RIB-40, RIB-45, RIB-50, RIB-55, RIB-60, RIB-65, RIB-70, RIB-75, RIB-80, RIB-85, RIB-90, RIB-95, RIB-100, RIM-30, RIM-35, RIM-40, RIM-45, RIM-50, RIM-55, RIM-60, RIM-65, RIM-70, RIM-75, RIM-80, RIM-85, RIM-90, RIM-95, RIM-100, RIMZP-30, RIMZP-35, RIMZP-40, RIMZP-45, RIMZP-50, RIMZP-55, RIMZP-60, RIMZP-65, RIMZP-70, RIMZP-75, RIMZP-80, RIMZP-85, RIMZP-90, RIMZP-95, RIMZP-100 | Klasa IIa | Sterile endotracheal tubes është një pajijse mjekësore që vendoset midis kordave vokale përmes trakesë. Kjo pajisje siguron oksigjen dhe gazra të thithura në mushkëri dhe i mbron ato nga kontaminimi, siç është përmbajtja e stomakut ose gjaku. Mbështet frymëmarrjen në sëmundje të tilla si: pneumonia, emfizema, pneumotoraksi etj. | Pajisje anestezie dhe respiratore
17282 | Infant Radiant Warmer | FEDOS | 2024-09-19T00:00:00.000+02:00 | TENDE ELEKTRONIK YAZILIM MUHENDISL IK ILETISIM MAKINA SANAYi VE TICARET LIMITED SIRKETI , Ahi Evran OSR Mahallesi Akhun Caddesi 5/1, 06935 Sincan, ANKARA/ TURKiYE | VAV-IW, VAV-IW-N, VAV-IW-E | Klasa IIb | Inkubatori me ngrohës rrezatues përdoret për të ruajtur temperaturën e trupit të foshnjave të porsalindura. | Tjeter
17283 | ARIA Radiation Therapy Management/ Radiation Therapy Management ( RTM) | MSE | 2024-09-19T00:00:00.000+02:00 | Varian Medical Systems,Inc. 3100 Hansen Way Palo Alto California 94304 USA | N/A | Klasa IIb | Sistem kompjuterik per regjistrimin dhe mbajtjes inormacioni per pacientin. | Tjeter
17284 | Intensive Care Infant Incubator | FEDOS | 2024-09-19T00:00:00.000+02:00 | TENDE ELEKTRONIK YAZILIM MUHENDISL IK ILETISIM MAKINA SANAYi VE TICARET LIMITED SIRKETI , Ahi Evran OSR Mahallesi Akhun Caddesi 5/1, 06935 Sincan, ANKARA/ TURKiYE | VAV, VAV-N, VAV-E, VAV-M | Klasa IIb | Inkubator i mbylllur per te porsalindur ne forme kuti në të cilën një foshnjë mund të vëzhgohet dhe të kujdeset për të në një mjedis të kontrolluar. | Tjeter
17285 | CT Contrast Delivery Systems DUAL SHOT alpha 7 / QCB 31072 G/ QCU30034G/ QCBS3429G/ QCUS3067G | MSE | 2024-09-25T00:00:00.000+02:00 | ECOTRON Co., Ltd. 4F & 5F, Hanshin IT Tower II, 47, Digital-ro 9-gil, Geumcheon-gu, Seoul 08511, Republic of Korea | QCB 31072 G/ QCU30034G/ QCBS3429G/ QCUS3067G | Klasa IIb | Pajisje per menaxhimin dhe injektimin e kontrastit | Tjeter
17286 | Drainage System | MONTAL | 2024-09-24T00:00:00.000+02:00 | Well Lead Medical Co., Ltd. C-4 Jinhu Industrial Estate, Hualong 511434 Panyu, Guangzhou, People Republic of China SRN: CN-MF-000006728 | 12Fr, 14Fr, 16Fr, 18Fr, 20Fr, 24Fr, 26Fr, 30Fr, 33Fr, 36Fr | Klasa IIa | Shërben për mbledhjen e eksudatit dhe lëngjeve të tepërta | Pajisje nje perdorimeshe
17287 | Vacuum Pump, Vacuum pump, with silencer and air hose (4232), Vacuum Pump, Vacuum pump, with silencer (4235), Vacuum Pump, Air Hose with connector for Vacuum Pump (4236) | T R I M E D | 2024-10-14T00:00:00.000+02:00 | BIOMET FRANCE, Plateau de Lautagne 26000 Valence, France | Vacuum Pump, Vacuum pump, with silencer and air hose (4232), Vacuum Pump, Vacuum pump, with silencer (4235), Vacuum Pump, Air Hose with connector for Vacuum Pump (4236) | Klasa I | Vacuum Pump janë pajisje mjekësore që përdoren të kombinuara me sistemet e përzierjes së vakumit OPTIVAC®/OPTIPAC® për të hequr ajrin gjatë përzierjes së cementit kockor. | Produkte per institucione te kujdesit shendetesor
17288 | DELIVERY BED-Trade mark IHC | FEDOS | 2024-10-14T00:00:00.000+02:00 | IHC MEDIKAL A.S. ,Bahcelievler District Yavuz Road No: 31 Hasanoglan Elmadag Ankara Turkey | U0088 | Klasa I | Shtrat i levizshem pacienti me rrota | Tjeter
17289 | PATIENT BED, Trade mark IHC | FEDOS | 2024-10-14T00:00:00.000+02:00 | IHC MEDIKAL A.S. ,Bahcelievler District Yavuz Road No: 31 Hasanoglan Elmadag Ankara Turkey | U0013 | Klasa I | Shtrat ekzaminimi pacienti | Tjeter
17290 | EXAMINATION BED, Trade mark IHC | FEDOS | 2024-10-14T00:00:00.000+02:00 | IHC MEDIKAL A.S. ,Bahcelievler District Yavuz Road No: 31 Hasanoglan Elmadag Ankara Turkey | U0065 | Klasa I | Shtrat ekzaminimi pacienti | Tjeter
17291 | BEDSIDE CABINET,Trade mark IHC | FEDOS | 2024-10-14T00:00:00.000+02:00 | IHC MEDIKAL A.S. ,Bahcelievler District Yavuz Road No: 31 Hasanoglan Elmadag Ankara Turkey | U0029 | Klasa I | Komodine bifrontale pacienti | Tjeter
17292 | GYNECOLOGIGAL BED, Trade mark IHC | FEDOS | 2024-10-14T00:00:00.000+02:00 | IHC MEDIKAL A.S. ,Bahcelievler District Yavuz Road No: 31 Hasanoglan Elmadag Ankara Turkey | U0963 | Klasa I | SHTRAT GJINEKOLOGJIK | Tjeter
17293 | NEONATAL BED , Trade mark IHC | FEDOS | 2024-10-14T00:00:00.000+02:00 | IHC MEDIKAL A.S. ,Bahcelievler District Yavuz Road No: 31 Hasanoglan Elmadag Ankara Turkey | U0017 | Klasa I | SHTRAT NEONATAL | Tjeter
17294 | SLIM LED VIEWER | O.E.S DISTRIMED | 2024-10-10T00:00:00.000+02:00 | BIEFFE ITALIA s.r.l. Viale Lincoln 178 81 100 Caserta Italia | BF LED 50.1, BF LED 50.2, BF LED 50.3, BF LED 50.4, BF LED 50.1 F, BF LED 50.2 F, BF LED 50.3 F, BF LED 50.4 F, BF LED 50.1 F I, BF LED 50.2 F I, BF LED 50.3 F I, BF LED 50.4 F I, BF LED 50.1 F T1, BF LED 50.1 F T2, BF LED 50.1 F T3 | Klasa I | Negativoskop | Instrumenta shumeperdorimeshe
17295 | Sigmoidoscope with Distal Annual F/O Illumination,21 x 300mm,Complete with Obturator and Lens,Satin,S.S | O.E.S DISTRIMED | 2024-10-10T00:00:00.000+02:00 | Medical Devices (Pvt) Ltd Wazirabad Road,Ugoki Sialkot,Pakistan | 819-090-21 | Klasa I | Rektoskop | Pajisje nje perdorimeshe
17296 | OPHTHALMIC TONOMETER | O.E.S DISTRIMED | 2024-10-10T00:00:00.000+02:00 | Nanjing Redsun Optical Co.,Ltd. NO.18 South of Xishangqiao Road of Nanjing,China. | YZ-30R | Klasa I | Pajisje oftalmike,tonometer | Pajisje oftalmike dhe optike
17297 | Dry imager/SP3000+ | O.E.S DISTRIMED | 2024-10-10T00:00:00.000+02:00 | Signers Co., Ltd.A-208, Keumkang-Penterium IT Tower, 215, Galmachi-ro, Jungwon-gu, Seongnam-si, Gyeonggi-do, Korea | SP3XXXXXXX, SP2XXXXXXX | Klasa I | Printer per filma grafi | Instrumenta shumeperdorimeshe
17298 | Centric Tray | Dorina Mele CO | 2024-10-14T00:00:00.000+02:00 | Ivoclar Vivadent AG Bendererstrasse 2, 9494 Schaan/Liechtenstein | 559166BN | Klasa I | Tabaka mjekesore | Pajisje dentare
17299 | Gnathometer M with UTS Adapter, Gnathometer CAD ID | Dorina Mele CO | 2024-10-14T00:00:00.000+02:00 | Ivoclar Vivadent AG Bendererstrasse 2, 9494 Schaan/Liechtenstein | 530484BN, 000687679 | Klasa I | Pajisje dentare intraorale per percaktimin okluzal., Pajisje dentare intraorale per percaktimin okluzal | Pajisje dentare
17300 | ProArt CAD Splint clear 98.5-16mm/1 | Dorina Mele CO | 2024-10-14T00:00:00.000+02:00 | Ivoclar Vivadent AG Bendererstrasse 2, 9494 Schaan/Liechtenstein | 686318 | Klasa I | Pajisje dentare, splintet okluzale | Pajisje dentare
17301 | ProArt CAD Try-in 98.5-30mm/1 | Dorina Mele CO | 2024-10-14T00:00:00.000+02:00 | Ivoclar Vivadent AG Bendererstrasse 2, 9494 Schaan/Liechtenstein | 686180 | Klasa I | Pajisje dentare | Pajisje dentare
17302 | ProArt Print Splint clear 1000ml | Dorina Mele CO | 2024-10-14T00:00:00.000+02:00 | Ivoclar Vivadent AG Bendererstrasse 2, 9494 Schaan/Liechtenstein | 696300 | Klasa I | Pajisje dentare, splint okluzale | Pajisje dentare
17303 | Universal Transferbogen System 3D, UTS CAD (ID) | Dorina Mele CO | 2024-10-14T00:00:00.000+02:00 | Ivoclar Vivadent AG Bendererstrasse 2, 9494 Schaan/Liechtenstein | 593710, 687680 | Klasa I | Pajisje dentare, regjistrues kafshimi | Pajisje dentare
17304 | SR lvolen, SR Ivolen Powder 2x500 g, SR Ivolen Liquid 500 ml, SR Ivolen Liquid 2500 ml, SR Ivolen Standard Kit, SR Ivolen Powder 10x500 g, SR Ivolen Powder 20x500 g | Dorina Mele CO | 2024-10-14T00:00:00.000+02:00 | Ivoclar Vivadent AG Bendererstrasse 2, 9494 Schaan/Liechtenstein | N/A, 000530363, 000530367, 000530368, 530359AN, 530364AN, 530365AN | Klasa I | Material dentar | Pajisje dentare
17305 | Dental Tools/Scan body TP 7mm, Dental Tools/Scan body TP 9mm, Dental Tools/Digital analog RP, Dental Tools/Scan body RP, Dental Tools/Digital analog NP, Dental Tools/Scan body NP, Dental Tools/Implant Drivers For Motor NP long 28mm, Dental Tools/Driver ratchet prosthetics short 10mm, Dental Tools/Driver ratchet prosthetics long 15mm, Dental Tools/Driver ratchet implants short 10mm, Dental Tools/Driver ratchet implants long 15mm, Dental Tools/Driver manual short 10mm, Dental Tools/Driver manual long 15mm, Dental Tools/Ratchet Wrench, Dental Tools/Torque Wrench, Dental Tools/Depth Probe, Dental Tools/Screwdriver for implant, Dental Tools/Screwdriver for implant driver, Dental Tools/Implant Drivers For Motor long 28mm, Dental Tools/Implant Drivers For Motor short 22mm, Dental Tools/Prosthetics driver for motor long 28mm, Dental Tools/Prosthetics driver for motor short 22mm, Dental Tools/Driver ratchet implant TP short 10mm, Dental Tools/Driver ratchet implant TP long 15mm, Dental Tools/Implant Drivers For Motor TP long 28mm, Dental Tools/Implant Drivers For Motor TP short 22mm, Dental Tools/Driver ratchet implant RP short 10mm, Dental Tools/Driver ratchet implant RP long 15mm, Dental Tools/Implant Drivers For Motor RP long 28mm, Dental Tools/Implant Drivers For Motor RP short 22mm, Dental Tools/Driver ratchet implant NP short 10mm, Dental Tools/Driver ratchet implant NP long15mm, Dental Tools/Parallel depth guide short 10mm, Dental Tools/Parallel depth guide long 18mm, Dental Accessories/Multi-unit titanium sleeve, Dental Accessories/Multi-unit plastic sleeve, Dental Accessories/Multi-unit angled holder, Dental Accessories/Multi-unit Ti base, Dental Accessories/Multi-unit screw, Dental Accessories/Ball silicon cap, Dental Accessories/Lock metal housing, Dental Accessories/Multi-unit adhesive coping NP, Dental Accessories/Silicon cap yellow extra soft retention, Dental Accessories/Silicon cap pink soft retention, Dental Accessories/Silicon cap clear standard retention, Dental Accessories/Silicon ring, Dental Accessories/Silicon cap purple strong retention, Dental Accessories/Castable abutment non rotational, Dental Accessories/Castable abutment rotational, Dental Accessories/Castable abutment with titanium base, Dental Accessories/Abutment screw, Dental Accessories/Castable abutment TP rotational, Dental Accessories/Abutment screw TP, Dental Accessories/Castable abutment RP non rotational, Dental Accessories/Abutment screw RP, Dental Accessories/Castable abutment NP non rotational, Dental Accessories/Abutment screw NP, Dental Accessories/Analog standard, Dental Accessories/Analog wide, Dental Accessories/Transfer open tray short 9mm, Dental Accessories/Transfer open tray long 13mm, Dental Accessories/Transfer closed tray 9mm, Dental Accessories/Transfer click short 9mm, Dental Accessories/Transfer click long 13mm, Dental Accessories/Transfer open tray wide long 13mm, Dental Accessories/Snap on transfer 1mm, Dental Accessories/Snap on transfer 2mm, Dental Accessories/Snap on transfer 3mm, Dental Accessories/Snap on transfer 4mm, Dental Accessories/Snap on Cap, Dental Accessories/Multi-unit transfer, Dental Accessories/Multi-unit analog, Dental Accessories/Multi-unit transfer screw, Dental Accessories/Multi-unit adhesive coping, Dental Accessories/Analog TP, Dental Accessories/Transfer TP closed tray, Dental Accessories/Transfer TP open tray, Dental Accessories/Multi-unit adhesive coping TP, Dental Accessories/Analog RP, Dental Accessories/Transfer RP open tray, Dental Accessories/Transfer RP closed tray, Dental Accessories/Multi-unit adhesive coping RP, Dental Accessories/Analog NP, Dental Accessories/Transfer NP open tray, Dental Accessories/Transfer NP closed tray, Dental Tools/Multi-unit scan body, Dental Tools/Multi-unit digital analog, Dental Tools/Scan body 7mm, Dental Tools/Scan body 9mm, Dental Tools/Digital analog, Dental Tools/Digital analog TP | Mega Medi Group | 2024-10-14T00:00:00.000+02:00 | MSDI Medical Systems and Devices International Ltd Derech Haifa 37, PO Box 25414 Kiryat Ata 2822639 Israel | TPSB7, TPSB9, RPDAN, RPSB, NPDAN, NPSB, NPDMIL, DRPS, DRPL, DRIMS, DRIML, DMS, DML, RACT, RATQ, DPTH, SSIM, SSID, DMIL, DMIS, DMPL, DMPS, TPDRIMS, TPDRIML, TPDMIL, TPDMIS, RPDRIML, RPDRIMS, RPDMIL, RPDMIS, NPDRIMS, NPDRIML, PDGS, PDGL, MUTS, MUPS, MUHR, MUTB, MUSC, BACAP, LOCKMH, NPMUAC, LOCKES, LOCKSO, LOCKST, LOCKRI, LOCKSG, CANR, CAR, CATB, ALAS, TPCAR, TPAS, RPCANR, RPAS, NPCANR, NPAS, ANS, ANW, TROS, TROL, TRC, TRKS, TRKL, TRWOL, SOTR1, SOTR2, SOTR3, SOTR4, SOC, MUTR, MUAN, MUTRS, MUAC, TPAN, TPTRC, TPTRO, TPMUAC, RPAN, RPTRO, RPTRC, RPMUAC, NPAN, NPTRO, NPTRC, MUSB, MUDA, SB7, SB9, DAN, AN | Klasa I | Scan body TP 7mm, Scan body TP 9mm, Digital analog RP, Scan body RP, Digital analog NP, Scan body NP, Implant Drivers For Motor NP long 28mm, Driver ratchet prosthetics short 10mm, Driver ratchet prosthetics long 15mm, Driver ratchet implants short 10mm, Driver ratchet implants long 15mm, Driver manual short 10mm, Driver manual long 15mm, Ratchet Wrench, Torque Wrench, Depth Probe, Screwdriver for implant, Screwdriver for implant driver, Implant Drivers For Motor long 28mm, Implant Drivers For Motor short 22mm, Prosthetics driver for motor long 28mm, Prosthetics driver for motor short 22mm, Driver ratchet implant TP short 10mm, Driver ratchet implant TP long 15mm, Implant Drivers For Motor TP long 28mm, Implant Drivers For Motor TP short 22mm, Driver ratchet implant RP short 10mm, Driver ratchet implant RP long 15mm, Implant Drivers For Motor RP long 28mm, Implant Drivers For Motor RP short 22mm, Driver ratchet implant NP short 10mm, Driver ratchet implant NP long15mm, Parallel depth guide short 10mm, Parallel depth guide long 18mm, Multi-unit titanium sleeve, Multi-unit plastic sleeve, Multi-unit angled holder, Multi-unit Ti base, Multi-unit screw, Ball silicon cap, Lock metal housing, Multi-unit adhesive coping NP, Silicon cap yellow extra soft retention, Silicon cap pink soft retention, Silicon cap clear standard retention, Silicon ring, Silicon cap purple strong retention, Castable abutment non rotational, Castable abutment rotational, Castable abutment with titanium base, Abutment screw, Castable abutment TP rotational, Abutment screw TP, Castable abutment RP non rotational, Abutment screw RP, Castable abutment NP non rotational, Abutment screw NP, Analog standard, Analog wide, Transfer open tray short 9mm, Transfer open tray long 13mm, Transfer closed tray 9mm, Transfer click short 9mm, Transfer click long 13mm, Transfer open tray wide long 13mm, Snap on transfer 1mm, Snap on transfer 2mm, Snap on transfer 3mm, Snap on transfer 4mm, Snap on Cap, Multi-unit transfer, Multi-unit analog, Multi-unit transfer screw, Multi-unit adhesive coping, Analog TP, Transfer TP closed tray, Transfer TP open tray, Multi-unit adhesive coping TP, Analog RP, Transfer RP open tray, Transfer RP closed tray, Multi-unit adhesive coping RP, Analog NP, Transfer NP open tray, Transfer NP closed tray, Multi-unit scan body, Multi-unit digital analog, Scan body 7mm, Scan body 9mm, Digital analog, Digital analog TP | Pajisje dentare
17306 | CONFIRM anti-S100 (Polyclonal) Primary Antibody | E v i t a | 2024-09-17T00:00:00.000+02:00 | Ventana Medical Systems Inc. 1910 E Innovation Park Drive Tucson, AZ 85755, USA | 5267072001 | In vitro | Antitrup Poliklonal per detektimin e S100 ne imunohistokimi | Pajisje te diagnostifikimit in vitro
17307 | Tracoe Modular Occlusion Cap, Tracoe Modular Stopper , Tracoe Modular Speaking Valves TRACOE phon assist I, Tracoe Modular Speaking Valves TRACOE phon assist II | E v i t a | 2024-09-17T00:00:00.000+02:00 | TRACOE medical GmbH,Reichelsheimer Str. 1/3 55268 Nieder-Olm, GERMANY | REF 516, REF 621, REF 650-S, REF 650-SO, REF 650-T, REF 650-TO, REF 650-TO-5, REF 650-TO-C, REF 650-TO-C-5, REF 655-S, REF 655-T | Is | Tap per mbylljen e tubit te trakeostomise, Mbylles per tubin e trakeostomise, Valvul zeri per tubin e trakeostomise | Pajisje nje perdorimeshe
17308 | Tracoe Experc Set for percutaneous tracheostomy/ experc set twist, Tracoe Experc Set for percutaneous tracheostomy/ experc set twist plus, Tracoe Experc Set for percutaneous tracheostomy/ experc set vario, TRACOE percutan experc Module System/TRACOE twist Tracheostomy Tube with minimally traumatic Inserter, TRACOE percutan experc Module System/TRACOE twist plusTracheostomy Tube with minimally traumatic Insertion System, TRACOE percutan experc Module System/TRACOE varioTracheostomy Tube with minimally traumatic Insertion System | E v i t a | 2024-09-17T00:00:00.000+02:00 | TRACOE medical GmbH,Reichelsheimer Str. 1/3 55268 Nieder-Olm, GERMANY | REF 320-07, REF 320-08, REF 320-09, REF 321-07, REF 321-08, REF 321-09, REF 322-07, REF 322-08, REF 322-09, REF 888-322-07, REF 888-322-08, REF 888-322-09, REF 330-07, REF 330-08, REF 330-09, REF 330-10, REF 331-07, REF 331-08, REF 331-09, REF 331-10, REF 332-07, REF 332-08, REF 332-09, REF 332-10, REF 888-332-07, REF 888-332-08, REF 888-332-09, REF 888-332-10, REF 420-07, REF 420-08, REF 420-09, REF 421-07, REF 421-08, REF 421-09, REF 422-08, REF 422-09, REF 423-07, REF 423-08, REF 423-09, REF 424-07, REF 424-08, REF 424-09, REF 425-08, REF 425-09, REF 301-07-P, REF 301-08-P, REF 301-09-P, REF 302-07-P, REF 302-08-P, REF 302-09-P, REF 306-07-P, REF 306-08-P, REF 306-09-P, REF 888-306-07-P, REF 888-306-08-P, REF 888-306-09-P, REF 311-07-P, REF 311-08-P, REF 311-09-P, REF 311-10-P, REF 312-07-P, REF 312-08-P, REF 312-09-P, REF 312-10-P, REF 316-07-P, REF 316-08-P, REF 316-09-P, REF 316-10-P, REF 888-316-07-P, REF 888-316-08-P, REF 888-316-09-P, REF 888-316-10-P, REF 450-07-P, REF 450-08-P, REF 450-09-P, REF 451-07-P, REF 451-08-P, REF 451-09-P, REF 460-07-P, REF 460-08-P, REF 460-09-P, REF 461-07-P, REF 461-08-P, REF 461-09-P, REF 470-08-P, REF 470-09-P, REF 471-08-P, REF 471-09-P | Klasa IIb | Set perkutan trakeostomie | Pajisje nje perdorimeshe
17309 | Tracoe select / Balloon Dilation Catheter | E v i t a | 2024-09-17T00:00:00.000+02:00 | TRACOE medical GmbH,Reichelsheimer Str. 1/3 55268 Nieder-Olm, GERMANY | REF 820, REF 820-05, REF 820-06, REF 820-07, REF 820-08, REF 820-09, REF 820-10, REF 820-12, REF 820-14, REF 820-16, REF 820-18 | Klasa IIa | Kateter dilatator me balon | Pajisje nje perdorimeshe
17310 | TRACOE technic / Cuff Pressure control (cpc), TRACOE technic / TRACOE smart cuff pressure manager | E v i t a | 2024-09-17T00:00:00.000+02:00 | TRACOE medical GmbH,Reichelsheimer Str. 1/3 55268 Nieder-Olm, GERMANY | REF 701, REF 730, REF 730-5 | Klasa IIa | Menaxhues presioni | Pajisje nje perdorimeshe
17311 | TRACOE twist/ Tracheostomy Tubes, TRACOE twist/ Laryngectomy Tube, TRACOE twist/ with accessories/Inner Cannula with Integrated Speaking Valve, Fenestrated, TRACOE twist/ with accessories/Inner Cannula with Grooved Low Profile Connector, Fenestrated, TRACOE twist/ with spare parts /Spare Inner Cannula with 15 mm Connector, Unfenestrated, TRACOE twist/ with spare parts /Spare Inner Cannula with 15 mm Connector, Fenestrated, TRACOE twist plus/ Tracheostomy Tubes, TRACOE twist plus with spare parts/ Spare Inner Cannula with 15 mm Connector, Unfenestrated resp.Fenestrated | E v i t a | 2024-09-17T00:00:00.000+02:00 | TRACOE medical GmbH,Reichelsheimer Str. 1/3 55268 Nieder-Olm, GERMANY | REF 301, REF 301-04, REF 301-05, REF 301-06, REF 301-07, REF 301-08, REF 301-09, REF 301-10, REF 302, REF 302-04, REF 302-05, REF 302-06, REF 302-07, REF 302-08, REF 302-09, REF 302-10, REF 303, REF 303-04, REF 303-05, REF 303-06, REF 303-07, REF 303-08, REF 303-09, REF 303-10, REF 304, REF 304-04, REF 304-05, REF 304-06, REF 304-07, REF 304-08, REF 304-09, REF 304-10, REF 306, REF 306-04, REF 306-05, REF 306-06, REF 306-07, REF 306-08, REF 306-09, REF 306-10, REF 309, REF 309-04, REF 309-05, REF 309-06, REF 309-07, REF 309-08, REF 309-09, REF 309-10, REF 888-306-06, REF 888-306-07, REF 888-306-08, REF 888-306-09, REF 888-306-10, REF 888-306-S-08, REF 888-306-S-09, REF 0031-A-08, REF 0031-B-08, REF 305, REF 305-05, REF 305-06, REF 305-07, REF 305-08, REF 305-09, REF 305-10, REF 401, REF 401-04, REF 401-05, REF 401-06, REF 401-07, REF 401-08, REF 401-09, REF 401-10, REF 502, REF 502-04, REF 502-05, REF 502-06, REF 502-07, REF 502-08, REF 502-09, REF 502-10, REF 501, REF 501-04, REF 501-05, REF 501-06, REF 501-07, REF 501-08, REF 501-09, REF 501-10, REF 501--X, REF 501-X-04, REF 501-X-05, REF 501-X-06, REF 501-X-07, REF 501-X-08, REF 501-X-09, REF 501-X-10, REF 501-XXX, REF 501-XXX-06, REF 501-XXX-07, REF 501-XXX-08, REF 501-XXX-09, REF 503, REF 503-05, REF 503-06, REF 503-07, REF 503-08, REF 503-09, REF 503-10, REF 506, REF 506-04, REF 506-05, REF 506-06, REF 506-07, REF 506-08, REF 506-09, REF 506-10, REF 506-X, REF 506-X-04, REF 506-X-05, REF 506-X-06, REF 506-X-07, REF 506-X-08, REF 506-X-09, REF 506-X-10, REF 311, REF 311-07, REF 311-08, REF 311-09, REF 311-10, REF 312, REF 312-07, REF 312-08, REF 312-09, REF 312-10, REF 313, REF 313-07, REF 313-08, REF 313-09, REF 313-10, REF 314, REF 314-07, REF 314-08, REF 314-09, REF 314-10, REF 316, REF 316-07, REF 316-08, REF 316-09, REF 316-10, REF 888-316, REF 888-316-07, REF 888-316-08, REF 888-316-09, REF 888-316-10, REF 888-316-09-S, REF 521, REF 521-07, REF 521-08, REF 521-09, REF 521-10, REF 521-XXX, REF 521-XXX-07, REF 521-XXX-08, REF 521-XXX-09 | Klasa IIb | Tub Trakeostomie, Tub Laringektomie, Kanjule e brendeshme me valvul te integruar zeri, Kanjule e brendeshme me konektor, Kanjule e brendeshme me konektor 15mm, Kanjule e brendeshme me konektor 15mm me dritare, Tub Trakeostomie , Tub Trakeostomie me dritare | Pajisje nje perdorimeshe
17312 | TRACOE vario/ Tracheostomy Tubes | E v i t a | 2024-09-17T00:00:00.000+02:00 | TRACOE medical GmbH,Reichelsheimer Str. 1/3 55268 Nieder-Olm, GERMANY | REF 451-08, REF 451-09, REF 451-10, REF 461, REF 461-07, REF 461-08, REF 461-09, REF 461-10, REF 471, REF 471-07, REF 471-08, REF 471-09, REF 471-10, REF 464, REF 464-07, REF 464-08, REF 464-09, REF 464-10, REF 450, REF 450-06, REF 450-07, REF 450-08, REF 450-09, REF 450-10, REF 450-11, REF 455, REF 455-06, REF 455-07, REF 455-08, REF 455-09, REF 455-10, REF 455-11, REF 460, REF 460-06, REF 460-07, REF 460-08, REF 460-09, REF 460-10, REF 460-11, REF 465, REF 465-06, REF 465-07, REF 465-08, REF 465-09, REF 465-10, REF 465-11, REF 470, REF 470-07, REF 470-08, REF 470-09, REF 470-10, REF 451, REF 451-07 | Klasa IIb | Tub Trakeostomie | Pajisje nje perdorimeshe
17313 | Accutrend Cholesterol | E v i t a | 2024-09-17T00:00:00.000+02:00 | Roche Diagnostics GmbH Sandhofer Strasse 116 68305 Mannheim Germany | 11418262012, 11418262171, 11418262370, 11418254223 | In vitro | Stripe per matjen e kolesterolit ne gjakun kapilar | Pajisje te diagnostifikimit in vitro
17314 | anti-CD8 (SP239) Rabbit Monoclonal Primary Antibody | E v i t a | 2024-09-17T00:00:00.000+02:00 | Ventana Medical Systems Inc. 1910 E Innovation Park Drive Tucson, AZ 85755, USA | 9780041001 | In vitro | Antitrup primar per detektimin e CD8 (SP239) ne imunohistokimi me pajisjen Ventana | Pajisje te diagnostifikimit in vitro
17315 | Control Set DAT I | E v i t a | 2024-09-17T00:00:00.000+02:00 | Roche Diagnostics GmbH Sandhofer Strasse 116 68305 Mannheim Germany | 3312950190 | In vitro | Sete te kontrrollit te droges ne urine | Pajisje te diagnostifikimit in vitro
17316 | D-DI2, D-Dimer Gen.2 Calibrator Set, D-Dimer Gen.2 Control I/II | E v i t a | 2024-09-17T00:00:00.000+02:00 | Roche Diagnostics GmbH Sandhofer Strasse 116 68305 Mannheim Germany | 08105626190, 05172381190, 05077753190, 04912551190, 05050901190, 05050936190 | In vitro | Reagent per matjen e D-Dimerit ne plazmen humane, Kalibrator per reagentin e D-Dimerit, Kontroll per reagentin e D-Dimerit | Pajisje te diagnostifikimit in vitro
17317 | Elecsys Folate III, Folate III CalSet, CalSet Folate | E v i t a | 2024-09-17T00:00:00.000+02:00 | Roche Diagnostics GmbH Sandhofer Strasse 116 68305 Mannheim Germany | 08324131190, 08324174190, 08324182190, 08324247190 | In vitro | Reagent per percaktimin e acidit folik ne serum/plazem, Reagent per percaktimin e acidit folik ne serum/plazem dhe Rruazat e kuqe te gjakut, Kalibratori I acidit Folik | Pajisje te diagnostifikimit in vitro
17318 | Preciset DAT Plus I | E v i t a | 2024-09-17T00:00:00.000+02:00 | Roche Diagnostics GmbH Sandhofer Strasse 116 68305 Mannheim Germany | 3304671190 | In vitro | Kalibrator per testet e droges ne urine | Pajisje te diagnostifikimit in vitro
17319 | VENTANA PD-L1 (SP263) Assay | E v i t a | 2024-09-17T00:00:00.000+02:00 | Roche Diagnostics GmbH Sandhofer Strasse 116 68305 Mannheim Germany | 7419821001 | In vitro | Antitrup primar per detektimin e PD-L1 (SP263) ne imunohistokimi me pajisjen Ventana | Pajisje te diagnostifikimit in vitro
17320 | Reference Electrode, Reference Electrode Housing | E v i t a | 2024-09-19T00:00:00.000+02:00 | Diamond Diagnostics Inc. 333 Fiske Street Holliston, MA 01746 Tel: +1 (508) 429-0450 Diamond Diagnostics Inc. Hungary Branch Office | AV-BP5026R, AV-BP5019D | In vitro | Elektrodë Referencë për pajisjet e diagnostikimit dhe monitorimit | Pajisje te diagnostifikimit in vitro
17321 | POST-OPERATIVE DRAINAGE COLLECTION SYSTEMS/ DRENTECH PUMP RESERVOIR 100 ML, POST-OPERATIVE DRAINAGE COLLECTION SYSTEMS/ DRECH PUMP RESERVOIR 200 ML, POST-OPERATIVE DRAINAGE COLLECTION SYSTEMS/ DRENTECH PUMP RESERVOIR 400 ML, POST-OPERATIVE DRAINAGE COLLECTION SYSTEMS/ Thoracic drainage valve type heimlich, POST-OPERATIVE DRAINAGE COLLECTION SYSTEMS/ Thoracic drainage valve type heimlich w/bag, POST-OPERATIVE DRAINAGE COLLECTION SYSTEMS/ Bag 600 ml for closed circles, POST-OPERATIVE DRAINAGE COLLECTION SYSTEMS/ Bag 600 ml for closed circuit without tap, POST-OPERATIVE DRAINAGE COLLECTION SYSTEMS/ Bag 2000 ml for drainage, POST-OPERATIVE DRAINAGE COLLECTION SYSTEMS/ Bellow 50 Redon System 50 ml, POST-OPERATIVE DRAINAGE COLLECTION SYSTEMS/ Bellow 500 ML w/connector, POST-OPERATIVE DRAINAGE COLLECTION SYSTEMS/ Bellow 500 ML with bag 600 ML, POST-OPERATIVE DRAINAGE COLLECTION SYSTEMS/ Bellow 700 ML w/connector, POST-OPERATIVE DRAINAGE COLLECTION SYSTEMS/ Bellow 200 ML w/connector multicaliber, POST-OPERATIVE DRAINAGE COLLECTION SYSTEMS/ Bellow 200 ML w/bag 600 ML, POST-OPERATIVE DRAINAGE COLLECTION SYSTEMS/ Drentech CLOSED 400 ML w/bag 600 ML, POST-OPERATIVE DRAINAGE COLLECTION SYSTEMS/ Drentech Closed 100 ML w/bag 200 ML, POST-OPERATIVE DRAINAGE COLLECTION SYSTEMS/ Drentech Closed 200 ML w/bag 600 ML, POST-OPERATIVE DRAINAGE COLLECTION SYSTEMS/ Drentech Closed 200 ML w/bag 200 ML, POST-OPERATIVE DRAINAGE COLLECTION SYSTEMS/ Drainage fitting CH 9 - 12, POST-OPERATIVE DRAINAGE COLLECTION SYSTEMS/ Drainage fitting CH 12 - 18, POST-OPERATIVE DRAINAGE COLLECTION SYSTEMS/ Drainage fitting CH 18 - 24, POST-OPERATIVE DRAINAGE COLLECTION SYSTEMS/ Y fitting for silicone , POST-OPERATIVE DRAINAGE COLLECTION SYSTEMS/ Y fitting with extension for redon, POST-OPERATIVE DRAINAGE COLLECTION SYSTEMS/ Y fitting for redon drainage | E v i t a | 2024-09-19T00:00:00.000+02:00 | Redax Spa, Via Galileo Galilei, 18-46025 Poggio Rusco (MN)-Italy | 10400, 10410, 10420, 10530, 10531, 12004, 12014, 12019, 20000, 20200, 20660, 20700, 21200, 21230, 21290, 22600, 22610, 22620, 22630, 10501, 10502, 10503, 10508, 10520, 10521 | Is | Rezervuari i pompës DRENTECH 100 ML, Rezervuari i pompës DRENTECH 200 ML, Rezervuari i pompës DRENTECH 400 ML, Valvula e kullimit torakal tipi heimlich, Valvula e kullimit torakal tipi heimlich me qese, Qese 600 ml për qarkullime të mbyllura, Qese 600 ml për qarkullim të mbyllur pa çep, Qese 2000 ml për kullim, Zorrë 50 ML me lidhës, Zorrë 500 ML me lidhës, Zorrë 500 ML me qese 600 ML, Zorrë 700 ML me lidhës, Zorrë 200 ML me lidhës për shumë kalibra, Zorrë 200 ML me qese 600 ML, DRENTECH I MBYLLUR 400 ML me qese 600 ML, DRENTECH I MBYLLUR 100 ML me qese 200 ML, DRENTECH I MBYLLUR 200 ML me qese 600 ML, DRENTECH I MBYLLUR 200 ML me qese 200 ML, Përshtatës për kullim CH 9 - 12, Përshtatës për kullim CH 12 - 18, Përshtatës për kullim CH 18 - 24, Përshtatës Y për silikon, Përshtatës Y me zgjatje për redon, Përshtatës Y për kullim redon | Pajisje nje perdorimeshe
17322 | Custom Packs/ Silicone Reservoir 100ml w/Spiral Drain w/trocar CH/Fr 15, Custom Packs/ Silicone Reservoir 100ml w/Spiral Drain w/trocar CH/Fr 19, Custom Packs/ Silicone Reservoir 200 ml w/Flat Fluted Drain w/trocar 3x7 mm, Custom Packs/ Silicone Reservoir 200 ml w/Flat Fluted Drain w/trocar 4x10 mm, Custom Packs/ Silicone Reservoir 100 ml w/Flat Fluted Drain w/trocar 3x7 mm, Custom Packs/ Silicone Reservoir 100 ml w/Flat Fluted Drain w/trocar 4x10 mm, Silicone Reservoir 100 ml w/Flat Fluted Drain w/trocar 4x10 mm, Custom Packs/ Silicone Reservoir 100 ml w/Flat Silicone Drain JP w/trocar 3x7mm, Custom Packs/ Silicone Reservoir 200 ml w/Flat Silicone Drain JP w/trocar 4x10mm, Custom Packs/ Silicone Reservoir 200 ml w/Round Silicone Drain JP w/trocar CH/Fr 10, Custom Packs/ Silicone Reservoir 200 ml w/Smart Drain JP w/trocar CH/Fr 10, Custom Packs/ Silicone Reservoir 200 ml w/Smart Drain JP w/trocar CH/Fr 19, Custom Packs/ Silicone Reservoir 200 ml w/Round Silicone Drain JP w/trocar CH/Fr 15, Custom Packs/ Silicone Reservoir 100ml w/Smart Drain w/trocar CH/Fr 10, Custom Packs/ Silicone Reservoir 100ml w/Smart Drain w/trocar CH/Fr 15, Custom Packs/ Silicone Reservoir 100ml w/Smart Drain w/trocar CH/Fr 19, Custom Packs/ Silicone Reservoir 400ml w/Smart Drain w/trocar CH/Fr 10, Custom Packs/ Silicone Reservoir 400ml w/Smart Drain w/trocar CH/Fr 15, Custom Packs/ Silicone Reservoir 400ml w/Smart Drain w/trocar CH/Fr 19, Custom Packs/Silicone Reservoir 100ml w/Spiral Drain w/trocar CH/Fr 10 | E v i t a | 2024-09-19T00:00:00.000+02:00 | Redax Spa, Via Galileo Galilei, 18-46025 Poggio Rusco (MN)-Italy | 10492, 10493, 10638, 10639, 10684, 10685, 10712, 22613, 22624, 22628, 22640, 22642, 22652, 10405, 10408, 10412, 10413, 10428, 10429, 10430, 10491 | Sistem ose pakete proceduriale | Rezervuar Silikoni 100ml me Dren Spiral me trocar CH/Fr 15, Rezervuar Silikoni 100ml me Dren Spiral me trocar CH/Fr 19, Rezervuar Silikoni 200ml me Dren Flutur të Sheshtë me trocar 3x7 mm, Rezervuar Silikoni 200ml me Dren Flutur të Sheshtë me trocar 4x10 mm, Rezervuar Silikoni 100ml me Dren Flutur të Sheshtë me trocar 3x7 mm, Rezervuar Silikoni 100ml me Dren Flutur të Sheshtë me trocar 4x10 mm, Rezervuar Silikoni 100ml me Dren Silikoni të Sheshtë JP me trocar 3x7mm, Rezervuar Silikoni 200ml me Dren Silikoni të Sheshtë JP me trocar 4x10mm, Rezervuar Silikoni 200ml me Dren Silikoni të Rrumbullakët JP me trocar CH/Fr 10, Rezervuar Silikoni 200ml me Dren JP me trocar CH/Fr 10, Rezervuar Silikoni 200ml me Dren JP me trocar CH/Fr 19, Rezervuar Silikoni 200ml me Dren Silikoni të Rrumbullakët JP me trocar CH/Fr15, Rezervuar Silikoni 100ml me Dren me trocar CH/Fr 10, Rezervuar Silikoni 100ml me Dren me trocar CH/Fr 10, Rezervuar Silikoni 100ml me Dren me trocar CH/Fr 15, Rezervuar Silikoni 100ml me Dren me trocar CH/Fr 19, Rezervuar Silikoni 400ml me Dren me trocar CH/Fr 10, Rezervuar Silikoni 400ml me Dren me trocar CH/Fr 15, Rezervuar Silikoni 400ml me Dren me trocar CH/Fr 19, Rezervuar Silikoni 100ml me Dren Spiral me trocar CH/Fr 10 | Pajisje nje perdorimeshe
17323 | Anaesthesia Filter,Anti-bacterial filter | GREEMED | 2024-09-19T00:00:00.000+02:00 | Vygon 5 rue Adeline 95440 Ecouen France | 809.22 | Klasa IIa | Filter antibakterial | Tjeter
17324 | CITRIC ACID 40% / CITRIC ACID 40 % 200g, CITRIC ACID 40% / CITRIC ACID 40 % 400g | EURODENTA | 2024-09-19T00:00:00.000+02:00 | Przedsiebiorstwo Produkcyjno-Handlowe CERKAMED Wojciech Pawlowski 37-450 Stalowa Wola,ul.Kwiatkowskiego 1,Poland | N/A | Klasa IIa | Preparat per shpelarjen e kanalit te rrenjes | Pajisje dentare
17325 | Surgical Suction Unit, Main Unit/ Novela / 34.1146, Surgical Suction Unit, Main Unit,with 2x3lt Plastic Jar/ Novela /33.1010, Surgical Suction Unit, With 2x5lt Plastic Jar/Novela / 33.1011, Surgical Suction Unit, Liposuction /Novela / 33.1026, Surgical Suction Unit, Toraks /Novela / 33.1027, Surgical Suction Unit, With 2x3lt Disposable Jar /Novela / 33.1061, Surgical Suction Unit, With 2x2lt Disposable Jar /Novela / 33.1082, Surgical Suction Unit, Main Unit/Novela Extractor/ 34.1148, Surgical Suction Unit, With 2x3lt Plastic Jar /Novela Extractor/ 33.1016, Surgical Suction Unit, With 2x5lt Plastic Jar /Novela Extractor/ 33.1104, Surgical Suction Unit, With Mobile Stand/Vela/ 33.1030, Surgical Suction Unit/ Portable Suction Unit, With 2lt Plastic Jar/ PA-2/ 33.1005, Surgical Suction Unit/ Portable Surgical Suction Unit,With Disposable Bag/ PA-2S/ 33.1079, Surgical Suction Unit/Portable Suction Unit, With Stand, 2lt Plastic Jar/ PA-2S/ 33.1007, Surgical Suction Unit/Portable Suction Unit, With Battery /PA-1R/ 33.1004, Surgical Suction Unit/Portable Suction Unit, With Ambulance Type / AMB/ 33.1006 | MSE | 2024-09-18T00:00:00.000+02:00 | Uzumcu Tibbi Cihaz ve Medikal Gaz Sistemleri San. Ve Tic. A.S. Ogulbey Mahallesi,3058. Cadde No: 2 Golbasi / Ankara-Turkey | 34.1146, 33.1010, 33.1011, 33.1026, 33.1027, 33.1061, 33.1082, 34.1148, 33.1016, 33.1104, 33.1030, 33.1005, 33.1079, 33.1007, 33.1004, 33.1006 | Klasa IIa | Apirator, Njesia kryesore, Apirator, Gote plastike 3L, Apirator, Gote plastike 5L, Apirator, Lipostakshen, Apirator, per operim taraks, Apirator, Gote njeperdorimshe 3L, Apirator, Gote njeperdorimshe 2L, Apirator, Njesi Kryesore, Apirator, Gote plastike3L, Apirator, Gote plastike 5l, Apirator, me stend te levizshme, Apirator portabel, Gote plastike 2L, Apirator portabel, Gote njeperdorimshe, Apirator portabel,me stende, Gote plastike 2L, Apirator portabel me bateri , Apirator portable , per ambulance | Tjeter
17326 | VITEK REVEAL SEALER 900-00003 | LABOPHARMA SHPK | 2024-09-25T00:00:00.000+02:00 | bioMerieux Inc. 100 Rodolphe Street Durham NC 27712 USA | 900-00003 | In vitro | Jane instrumenta laboratori te automatizuar qe perdoren per analizat e shpejta te gjakut ne rast dyshimesh per infeksione bakteriale te perhapura ne gjak dhe sepsis. | Pajisje te diagnostifikimit in vitro
17327 | wireless digital flat panel detector, Model: Mars1417V-TSI, wireless digital flat panel detector, Model: Mars1417V-TSI,configuration: Mars1417V3-PI, wireless digital flat panel detector, Model: Mano4336W | KONEX | 2024-09-24T00:00:00.000+02:00 | iRay Technology Co., Ltd. RM 202, Building 7, No. 590, Ruiqing RD., Zhangjiang East, Pudong 201201 Shanghai China | 3100068, 3100064, 3100180, 3100336, 3100089 | Klasa IIa | produkt qe mer dhe shfaq imazhe radiografike te anatomise njerezore | Tjeter
17328 | Pefilled syringe with purified water/ 5mL, Pefilled syringe with purified water/ 10mL, Pefilled syringe with 10% Glycerin solution/ 5mL, Pefilled syringe with 10% Glycerin solution/ 10mL, Pefilled syringe with 5% Glycerin solution/ 5mL, Pefilled syringe with 5% Glycerin solution/ 10mL | MONTAL | 2024-09-24T00:00:00.000+02:00 | Well Lead Medical Co., Ltd. C-4 Jinhu Industrial Estate, Hualong 511434 Panyu, Guangzhou, People Republic of China SRN: CN-MF-000006728 | F02C010510, F02C011010, F02C020510, F02C021010, F02C020520, F02C021020 | Is | Eshte shiringe e parambushur me uje te purifikuar dhe qe sherben per fryrjen e katetereve Foley, Eshte shiringe e parambushur me solucion glicerine 10% dhe qe sherben per fryrjen e katetereve Foley, Eshte shiringe e parambushur me solucion glicerine 5% dhe qe sherben per fryrjen e katetereve Foley | Pajisje nje perdorimeshe
17329 | Dental Systems RVG 142/RVG 5200/ RVG 6200 | MSE | 2024-09-25T00:00:00.000+02:00 | Carestream Dental LLC 3625 Cumberland Boulevard,Suite 700,Atlanta,GA USA 30339 | RVG 142/RVG 5200/ RVG 6200 | Klasa IIa | Sensor Intraoral | Pajisje dentare
17330 | Breathing Circuit | MONTAL | 2024-09-24T00:00:00.000+02:00 | Well Lead Medical Co., Ltd. C-4 Jinhu Industrial Estate, Hualong 511434 Panyu, Guangzhou, People Republic of China SRN: CN-MF-000006728 | Dual Limb / Adult, Dual Limb / Infant, Single Limb / Adult, Single Limb / Infant | Klasa IIa | Breathing circuits sherbejne per te furnizuar gazin respirator tek pacienti. | Pajisje nje perdorimeshe
17331 | Nasal Oxygen Cannula | MONTAL | 2024-09-24T00:00:00.000+02:00 | Well Lead Medical Co., Ltd. C-4 Jinhu Industrial Estate, Hualong 511434 Panyu, Guangzhou, People Republic of China SRN: CN-MF-000006728 | Neonate / PVC(DEHP), Neonate / PVC(DEHP-Free), Infant / PVC(DEHP), Infant / PVC(DEHP-Free), Pediatric / PVC(DEHP), Pediatric / PVC(DEHP-Free), Adult / PVC(DEHP), Adult / PVC(DEHP-Free) | Klasa IIa | Kanula e hundës është një pajisje që jep oksigjen shtesë përmes një tubi që futet në hundë. | Pajisje nje perdorimeshe
17332 | Ear, Nose & Throat Treatment Units, Endoscope | O.E.S DISTRIMED | 2024-10-17T00:00:00.000+02:00 | Hunan Fude Technology Co., Ltd.D3 Building, No 106, Xujiazhou Road, Yuelu Street, Yuelu District, Changsha, Hunan, China | G65, G60, G35, G30, G80, G85, G90, PIONEER, G010, G011, G012, HA37, HG37, HW37, HU37T, FD-60L, FD-52L, FD-50L, FD-32L, FD-29L, FD-28L, FD-26L, FD-49S, FD-48S, FD-46S, FD-45S, FD-58A, FD-56A, FD-54A | Klasa I | Pajisje ekzaminuese | Instrumenta shumeperdorimeshe
17333 | Sterile infusion sets for single use, easyFLOW IS, Infusion set, easyFLOW IS, Infusion set, phthalate-free, easyFLOW IS ECO, Infusion set, easyFLOW IS ECO, Infusion set, phthalate-free, easyFLOW IS PREMIUM, Infusion set, phthalate-free, easyFLOW IS SAFE, Safety infusion set, phthalate-free, easyFLOW IS AMBER, Infusion set, amber, phthalate-free, easyFLOW IS REG, Infusion set with precision flow rate regulator, phthalate-free | T R I M E D | 2024-09-25T00:00:00.000+02:00 | ZARYS International Group spółka z ograniczoną odpowiedzialnością spółka komandytowa ul. Pod Borem 18, 41-808 Zabrze, Poland | N/A, IS, IS-BF, IS-BF-180, IS-BF-D, IS-E, IS-BF-E, IS-BF-E-180, IS-BF-P, IS-BF-S, IS-BF-A, IS-RP-BF | Klasa IIa | Sterile infusion sets for single use është një pajisje mjekësore që përdoret për transferimin e lëngjeve në terapinë me infuzion. | Pajisje nje perdorimeshe
17334 | VITEK REVEAL 900-00001 | LABOPHARMA SHPK | 2024-09-25T00:00:00.000+02:00 | bioMerieux Inc. 100 Rodolphe Street Durham NC 27712 USA | 900-00001 | In vitro | Jane instrumenta laboratori te automatizuar qe perdoren per analizat e shpejta te gjakut ne rast dyshimesh per infeksione bakteriale te perhapura ne gjak dhe sepsis. | Pajisje te diagnostifikimit in vitro
17335 | VITEK REVEAL GN01-AST 900-00008, VITEK REVEAL Sensor Panel 900-00002 | LABOPHARMA SHPK | 2024-09-25T00:00:00.000+02:00 | bioMerieux Inc. 100 Rodolphe Street Durham NC 27712 USA | 900-00008, 900-00002 | In vitro | Jane kite me reagente qe perdoren per testet e shpejta te gjakut ne instrumentat e laboratorit te automatizuar Vitek Reveal per idnetifikimin e prezences mikrobiale ne gjak. | Pajisje te diagnostifikimit in vitro
17336 | SUCTION CATHETER with vacuum control, 600mm, 6G, SUCTION CATHETER with vacuum control, 600mm, 8G, SUCTION CATHETER with vacuum control, 600mm, 10G, SUCTION CATHETER with vacuum control, 600mm, 12G, SUCTION CATHETER with vacuum control, 600mm, 14G, SUCTION CATHETER with vacuum control, 600mm, 16G, SUCTION CATHETER with vacuum control, 600mm, 18G, SUCTION CATHETER with vacuum control with frozen surface, phthalate-free, 400mm, 6G, SUCTION CATHETER with vacuum control with frozen surface, phthalate-free, 400mm, 8G, SUCTION CATHETER with vacuum control with frozen surface, phthalate-free, 400mm, 10G, SUCTION CATHETER with vacuum control with frozen surface, phthalate-free, 400mm, 12G, SUCTION CATHETER with vacuum control with frozen surface, phthalate-free, 400mm, 14G, Sterile suction catheters , SUCTION CATHETER, 400mm, 6G, SUCTION CATHETER, 400mm, 8G, SUCTION CATHETER, 400mm, 10G, SUCTION CATHETER, 600mm, 12G, SUCTION CATHETER, 600mm, 14G, SUCTION CATHETER, 600mm, 16G, SUCTION CATHETER, 600mm, 18G, SUCTION CATHETER, 600mm, 20G, SUCTION CATHETER, 600mm, 22G, SUCTION CATHETER, 500mm, 12G, SUCTION CATHETER, 500mm, 14G, SUCTION CATHETER, 500mm, 16G, SUCTION CATHETER, 500mm, 18G, SUCTION CATHETER, 500mm, 20G, SUCTION CATHETER, 500mm, 22G, SUCTION CATHETER with frozen surface, phthalate-free, 400mm, 6G, SUCTION CATHETER with frozen surface, phthalate-free, 400mm, 8G, SUCTION CATHETER with frozen surface, phthalate-free, 400mm, 10G, SUCTION CATHETER with frozen surface, phthalate-free, 600mm, 6G, SUCTION CATHETER with frozen surface, phthalate-free, 600mm, 8G, SUCTION CATHETER with frozen surface, phthalate-free, 600mm, 10G, SUCTION CATHETER with frozen surface, phthalate-free, 600mm, 12G, SUCTION CATHETER with frozen surface, phthalate-free, 600mm, 14G, SUCTION CATHETER with frozen surface, phthalate-free, 600mm, 16G, SUCTION CATHETER with frozen surface, phthalate-free, 600mm, 18G, SUCTION CATHETER with frozen surface, phthalate-free, 600mm, 20G, SUCTION CATHETER with frozen surface, phthalate-free, 600mm, 22G, SUCTION CATHETER with frozen surface, phthalate-free, 600mm, 24G, SUCTION CATHETER with frozen surface, phthalate-free, 500mm, 6G, SUCTION CATHETER with frozen surface, phthalate-free, 500mm, 8G, SUCTION CATHETER with frozen surface, phthalate-free, 500mm, 10G, SUCTION CATHETER with frozen surface, phthalate-free, 500mm, 12G, SUCTION CATHETER with frozen surface, phthalate-free, 500mm, 14G, SUCTION CATHETER with frozen surface, phthalate-free, 500mm, 16G, SUCTION CATHETER with frozen surface, phthalate-free, 500mm, 18G, SUCTION CATHETER with frozen surface, phthalate-free, 500mm, 20G, SUCTION CATHETER with vacuum control, 400mm, 6G, SUCTION CATHETER with vacuum control, 400mm, 8G, SUCTION CATHETER with vacuum control, 400mm, 10G, SUCTION CATHETER with vacuum control with frozen surface, phthalate-free, 400mm, 16G, SUCTION CATHETER with vacuum control with frozen surface, phthalate-free, 500mm, 6G, SUCTION CATHETER with vacuum control with frozen surface, phthalate-free, 500mm, 8G, SUCTION CATHETER with vacuum control with frozen surface, phthalate-free, 500mm, 10G, SUCTION CATHETER with vacuum control with frozen surface, phthalate-free, 500mm, 12G, SUCTION CATHETER with vacuum control with frozen surface, phthalate-free, 500mm, 14G, SUCTION CATHETER with vacuum control with frozen surface, phthalate-free, 500mm, 16G, SUCTION CATHETER with vacuum control with frozen surface, phthalate-free, 500mm, 18G, SUCTION CATHETER with vacuum control with frozen surface, phthalate-free, 600mm, 6G, SUCTION CATHETER with vacuum control with frozen surface, phthalate-free, 600mm, 8G, SUCTION CATHETER with vacuum control with frozen surface, phthalate-free, 600mm, 10G, SUCTION CATHETER with vacuum control with frozen surface, phthalate-free, 600mm, 12G, SUCTION CATHETER with vacuum control with frozen surface, phthalate-free, 600mm, 14G, SUCTION CATHETER with vacuum control with frozen surface, phthalate-free, 600mm, 16G, SUCTION CATHETER with vacuum control with frozen surface, phthalate-free, 600mm, 18G | T R I M E D | 2024-09-25T00:00:00.000+02:00 | ZARYS International Group spółka z ograniczoną odpowiedzialnością spółka komandytowa ul. Pod Borem 18, 41-808 Zabrze, Poland | CO-A06-60, CO-A08-60, CO-A10-60, CO-A12-60, CO-A14-60, CO-A16-60, CO-A18-60, CO-BF-ZP-A06-40, CO-BF-ZP-A08-40, CO-BF-ZP-A10-40, CO-BF-ZP-A12-40, CO-BF-ZP-A14-40, N/A, CO-B06-40, CO-B08-40, CO-B10-40, CO-B12-60, CO-B14-60, CO-B16-60, CO-B18-60, CO-B20-60, CO-B22-60, CO-B12-50, CO-B14-50, CO-B16-50, CO-B18-50, CO-B20-50, CO-B22-50, CO-BF-ZP-B06-40, CO-BF-ZP-B08-40, CO-BF-ZP-B10-40, CO-BF-ZP-B06-60, CO-BF-ZP-B08-60, CO-BF-ZP-B10-60, CO-BF-ZP-B12-60, CO-BF-ZP-B14-60, CO-BF-ZP-B16-60, CO-BF-ZP-B18-60, CO-BF-ZP-B20-60, CO-BF-ZP-B22-60, CO-BF-ZP-B24-60, CO-BF-ZP-B06-50, CO-BF-ZP-B08-50, CO-BF-ZP-B10-50, CO-BF-ZP-B12-50, CO-BF-ZP-B14-50, CO-BF-ZP-B16-50, CO-BF-ZP-B18-50, CO-BF-ZP-B20-50, CO-A06-40, CO-A08-40, CO-A10-40, CO-BF-ZP-A16-40, CO-BF-ZP-A06-50, CO-BF-ZP-A08-50, CO-BF-ZP-A10-50, CO-BF-ZP-A12-50, CO-BF-ZP-A14-50, CO-BF-ZP-A16-50, CO-BF-ZP-A18-50, CO-BF-ZP-A06-60, CO-BF-ZP-A08-60, CO-BF-ZP-A10-60, CO-BF-ZP-A12-60, CO-BF-ZP-A14-60, CO-BF-ZP-A16-60, CO-BF-ZP-A18-60 | Klasa IIa | Sterile suction catheters është një pajisje mjekësore që bën të mundur pastrimin e rrugëve të frymëmarrjes tek pacientët që nuk janë në gjendje të pastrojnë vetë sekrecionet e tyre. Pacientët me SPOK (Sëmundja Pulmonare Obstruktive Kronike) prodhojnë sasi të larta të pështymës, e cila bllokon rrugët e frymëmarrjes dhe vështirëson procesin e frymëmarrjes, prandaj kanë nevojë për pastrim rutinë të rrugëve të frymëmarrjes. | Pajisje anestezie dhe respiratore
17337 | Fecal Swab Automation 2ml Cary Blair Medium+Flocked Swab 470CE.A, Fecal Swab Aut.2 ml Cary Blair Medium In Round Tube+Floq Swab 4E020S.A | PEGASUS. | 2024-09-27T00:00:00.000+02:00 | Copan Italia S.p.A, Via Francesco Perotti, 10- Brescia 25125 Italy | 470CE.A, 4E020S.A | Klasa IIa | Jane pajisje laboratorike per marrjen e mostrave te feceve per analizen ne laborator te baktereve enterike. | Pajisje laboratori
17338 | Suction ToothBrush | MONTAL | 2024-09-24T00:00:00.000+02:00 | Well Lead Medical Co., Ltd. C-4 Jinhu Industrial Estate, Hualong 511434 Panyu, Guangzhou, People Republic of China SRN: CN-MF-000006728 | Standard, Large | Klasa IIa | Shërben për heqjen e mbeturinave të pllakëzave dentare, dhe sekrecioneve orale. | Pajisje nje perdorimeshe
17339 | Compressor Nebulizer | FEDOS | 2024-09-26T00:00:00.000+02:00 | HONSUN (Nantong) Co., Ltd. No.8, Tongxing Road, Economic&amp;Technical Development Area, Nantong City, Jiangsu, P.R.China | NB-210C, NB-211C, NB-212C, NB-213C, NB-215C, NB-218C, NB-219C, NB-220C, NB-221C, NB-222C, NB-223C, NB-918C, NB-226C | Klasa IIa | Nebulizator kompresor | Tjeter
17340 | Dental composite resin - Any-Com Flow - Any-Com Flow Kit, Any-Com Rainbow, Any-Com flow Refill (Any-Com Flow A1, Any-Com Flow A2, Any-Com Flow A3, Any-Com Flow A3.5, Any-Com Flow A4, Any-Com Flow B1, Any-Com Flow B2, Any-Com Flow B3, Any-Com Flow C2, Any-Com Flow C3, Any-Com Flow D2, Any-Com Flow OA2, Any-Com Flow OA3, Any-Com Flow TL, Any-Com Flow OWT, Any-Com Flow YTL, Any-Com Flow RTL) | AkoDent | 2024-09-25T00:00:00.000+02:00 | MEDICLUS CO., LTD, No. 1210, 134, Gongdan-ro, Heungdeok-gu, Cheongju-si, Chungcheongbuk-do, KOREA | n/a | Klasa IIa | Kompozit i lengshem per mbushjen e dhembit | Pajisje dentare
17341 | Dental root canal sealer - Any-Seal RC - Any-Seal RC - Any-Seal RC mini | AkoDent | 2024-09-25T00:00:00.000+02:00 | MEDICLUS CO., LTD, No. 1210, 134, Gongdan-ro, Heungdeok-gu, Cheongju-si, Chungcheongbuk-do, KOREA | n/a | Klasa IIa | Cement perfundimtar per mbushjen e kanalit te dhembit | Pajisje dentare
17342 | OTSCneo System Set | GREEMED | 2024-09-26T00:00:00.000+02:00 | Ovesco Endoscopy AG;Friedrich-Miescher-Str.9,D-72076 Tubingen, Germany | 100.03n, 100.04n, 100.05n, 100.06n, 100.07n, 100.08n, 100.09n, 100.010n, 100.011n, 100.012n, 100.013n, 100.014n, 100.27n, 100.28n, 100.29n, 100.30n, 100.31n | Klasa IIb | Klip endoskopik qe montohet mbi skop | Tjeter
17343 | Diagnostic Ultrasound Imaging System/LU700 Series | KONEX | 2024-09-25T00:00:00.000+02:00 | Leltek Inc 6F-3., No.293, Sec. 1, Beixin Rd., Xindian Dist., New Taipei City 23147, Taiwan, R.O.C. | LU700 Series | Klasa IIa | Ekografi portative per diagnostikim | Tjeter
17344 | Manifolds, Postpartum Balloon, Pressure Bandage, Stopcocks, Transradial Introducer Sets, Cervical Ripening Balloon, Connecting Tubings, Dose-control Syringes, Hemostasis Valve Sets, Introducer Needles, Introducer Sets, Manifold Sets, Angiographic Syringes, Balloon Inflation Devices | MONTAL | 2024-09-26T00:00:00.000+02:00 | SCW MEDICATH LTD. No.4, Baolong 6th Road. Baolong Industrial Town, Longgang District, Shenzhen. 518 116, Guangdong. P.R. China | One-Port, Two-Port, Three-Port, Four-Port, Five-Port, PPB-24F, PPB-24F-II, SCW-ZXD-I, SCW-ZXD-II, SCW-ZXD-III, SCW-ZXD-IV, SCW-ST-I, SCW-ST-II, 4F, 5F, 6F, 7F, SCW-BID2-20, CVB-18F, CVB-18F-II, 0.12inch, 0.15inch, SCW-CCS-0.25P, SCW-CCS-0.5P, SCW-CCS-001P, SCW-CCS-003P, SCW-CCS-006P, SCW-CCS-008P, SCW-CCS-010P, SCW-CCS-012P, SCW-CCS-020P, SCW-CCS-030P, SCW-CCS-060P, SCW-HV, SCW-HV-1, SCW-HV-2, SCW-HV-3, SCW-HV-4, SCW-HV-5, SCW-HV-6, Straight type, Y type, Standard introducer set, Peelable introducer set, Three-port, DSA-60-A1, DSA-150-A1, CT-100-X1, CT-200-A1, MRl-115-A1, DSA-100-B1, DSA-150-B1, CT-200-B1, MRl-65-A1, CT-200-A2, DSA-200-A1, DSA-130-A1, CT/DSA-150-B1, MRl-60-B1, CT-200-NE, DSA-90-NE, DSA-120-NE, CT-100-NE, CT-190-A1, CT-190/190-A1, CT-200/200-A2, CT-200/200-B1, CT-100/100-NE, CT-100/200-NE, CT-200/200-NE, CT-200-EM, CT-200/200-EM, CT-200-MED, CT-200/200-MED, MRl-65/115-A1, MRl-65/65-A1, MRl-115/115-A1, MRl-60/60-B1, MRl-60/60-NE, MRl-65-MED, MRl-65/200-MED, SCW-BID-20, SCW-BID1-20, SCW-BID1-30 | Is, Klasa IIa | Një kolektor njeperdorimsh përdoret për lidhjen, infuzionin dhe ndërrimin e rrugës në tubin e monitorimit të presionit gjatë ndërhyrjes operacionale., Përdoret për kontrollin e përkohshëm ose zvogëlimin e gjakderdhjes së mitrës pas lindjes, kur kërkohet trajtimi konservativ., Fasha e presioni është destinuar për mbylljen e vendit të shpimit pas kateterizimit., Jane rubineta mjekesore te destinuar per drejtimin dhe kontrollin e rrjedhjes se lengjeve., Eshtë projektuar për futjen e kateterëve me balon, diagnostikues dhe udhëzues ose pajisje të tjera për diagnostikimin dhe ndërhyrjen në procedurat e aksesit të arteries radiale., Përdoret për zgjerimin mekanik të kanalit të qafës së mitrës përpara induksionit të lindjes në kohën kur qafa e mitrës është e pafavorshme për induksion, Janë bashkuese të tubave që përdoren për lidhjen e linjave të lëngjeve, shpërndarjen e medikamenteve dhe administrimin e gazeve mjekësore., Shiringa e kontrollit të dozës ka për qëllim të lehtësojë injektimin manual të lëndeve të kontrastit gjatë procedurës angiografike, Valvula e hemostazës është projektuar si një kanal udhezues kur futen pajisje intervenuese në sistemin vaskular të njeriut., Një gjilpërë udhëzuese përdoret shpesh si mjet për stabilizimin dhe për parandalimin e përkuljes së gjilpërave më të imta spinale., Kompleti udhezues është i destinuar për futjen perkutane të telit udhëzues ose kateterit në sistemin vaskular përmes gjilpërës udhezuese., Janë kolektorët të gazit mjekësor që përdoren për të furnizuar një rrjedhë të pandërprerë të gazit mjekësor në një sistem tubacioni të objektit mjekësor, Shiringa angiografike është e destinuar për t'u përdorur për administrimin intra-arterial ose intravenoz të mjeteve të kontrastit radiografik., Përdoret për të kontrolluar fryrjen dhe shfryrjen e kateterëve të ndryshëm ballon në terapinë intervenuese minimale invazive ose kirurgjinë diagnostike. | Pajisje nje perdorimeshe
17345 | Abutment Accessories/ODSecure Assortment Kit (2 pack ), Abutment Accessories/ODSecure Housing Cap (2 pack ), Abutment Accessories/Overdenture Increased Angle Housing Cap (2pack), Abutment Accessories/ODSecure Retention Cap Insert (Clear)(Standard) (4 pack), Abutment Accessories/ODSecure Retention Cap Insert(Pink)(Soft) (4 pack), Abutment Accessories/ODSecure Retention Cap Insert(Violet)(Strong) (4 pack), Abutment Accessories/ODSecure Retention Cap Insert(Yellow)(X-Soft) (4 pack), Abutment Accessories/ODSecure Xtend Housing Cap (2 pack ), Abutment Accessories/Overdenture Housing Cap (2 pack ), Abutmentt Accessories/Overdenture Retention Cap Insert (Violet)(Strong) (4 pack), Abutment Accessories/Overdenture Retention Cap Insert (Clear)(Standard) (4 pack), Abutment Accessories/Overdenture Retention Cap Insert (Pink)(Soft) (4 pack), Abutment Accessories/Overdenture Retention Cap Insert (Yellow)(Extra Soft) (4 pack), Abutment Accessories/Overdenture Caps Assortment Kit (2 pack ), Abutment Accessories/Multi-unit Cover Cap, Abutment Accessories/Multi-unit Titanium Coping, Abutment Accessories/Multi-unit Titanium Gold Custom Castable, Abutment Accessories/Multi-unit Plastic Custom Castable , Abutment Accessories/Multi-unit Passive Fit Coping, Abutment Accessories/Cover Cap,Multi-unit, Abutment Accessories/Gold Coping,Multi-unit, Abutment Accessories/Plastic Coping,Multi-unit, Abutment Accessories/Passive Fit Coping,Multi-unit, Abutment Accessories/Titanium Coping,Multi-unit, Abutment Accessories/Multi-unit Contoured Cover Cap (Pack of 2 ), Abutment Accessories/Multi-unit Contoured Cover Cap (pack of 2 ), Abutment Accessories/Multi-unit Prosthetic Screw,Regular(pack of 5), Abutment Accessories/Multi-unit Prosthetic Screw,Long(pack of 5), Abutment Accessories/Multi-unit Prosthetic Screw,Short(pack of 5), Abutment Accessories/Short Titanium Coping/ Base multi-unit, Abutment Accessories/Prosthetic Screw,Multi-unit,Long (pack of 5 ), Abutment Accessories/Prosthetic Screw,Multi-unit,Regular (pack of 5), Abutment Accessories/Prosthetic Screw,Multi-unit,Regular , Abutment Accessories/Prosthetic Screw,Multi-unit,Regular (pack of 25), Abutment Accessories/Prosthetic Screw,Multi-unit,Small(pack of 5) , Abutment Accessories/Prosthetic Screw,Multi-unit,Small | EURODENTA | 2024-09-26T00:00:00.000+02:00 | BioHorizons Implant Systems Inc. 2300 Riverchase Center , Birmingham, Alabama 35244, USA | ODS-CAK, ODS-HCPM, OD-IAHC, ODSRC-C, ODSRC-P, ODSRC-V, ODSRC-Y, ODS-XH, OD-HC, OD-RC-V, OD-RC-C, OD-RC-P, OD-RC-Y, OD-CAK, MU-CC, MU-TC, MU-GC, MU-PC, MU-PFC, PXMUCC, PXMUGC, PXMUPC, PXMUPFC, PXMUTC, MU-CCC, PXMUCCC, MU-PSR, MU-PSL, MU-PSS, PXMUTCS, PXMUPSL, PXMUPSR, PXMUPSR1, PXMUPSR25, PXMUPSS, PXMUPSS1 | Klasa IIa | Implante Dentare | Pajisje dentare
17346 | Injectable Dermal Filler REJURAN | DPDERMA | 2024-10-07T00:00:00.000+02:00 | PharmaResearch Co. Ltd. 77-19, Gwahakdanji-ro, Gangneung-si, Gangwon-do, 25452 Korea | REJURAN, REJURAN i, REJURAN s | Klasa III | Filler dermal i injektueshem. | Tjeter
17347 | ESOXX ONE 20 stick (single-dose stick), solution for the treatment of gastroesophageal reflux symptoms, 20 single dose sticks of 10 ml | T R I M E D | 2024-10-14T00:00:00.000+02:00 | Biofarma S.r.l., Via Castelliere, 2 - 33036, Mereto di Tomba (UD), Italy | ESOXX ONE 20 stick (single-dose stick), solution for the treatment of gastroesophageal reflux symptoms, 20 single dose sticks of 10 ml | Klasa III | ESOXX ONE 20 stick (single-dose stick) është një pajisje mjekësore me veprim mekanik që mundëson reduktimin e shpejtë të simptomave që lidhen me refluksin gastro-ezofageal të tilla si: piroza, dhimbje epigastrike, regurgitim acid, kollë irrituese, disfoni. Pajisja vepron duke formuar një film bio-adeziv në mukozën gastroezofageale duke e mbrojtur atë nga acidi klorhidrik, i prodhuar nga stomaku. | Tjeter
17348 | Elipar DeepCure-L - Curing light for light curing dental materials | Diamant Plus | 2024-10-17T00:00:00.000+02:00 | 3M Deutschland GmbH - Carl-Schurz-Str.1 41453 Neuss Germany | 76973, Light Guide:76983 | Klasa I | Llampe polimerizimi | Pajisje dentare
17349 | Senator, 115V, UL-plug, Senator, 230V, Schuko (Euro-plug), Senator, 230V, UK-plug, Senator, 230V, Swiss plug, Endoscopy Pump Senator Pentax, Senator, 115V, with foot switch, UL-plug, Senator, 230V, with foot switch, Schuko-plug, Senator, 230V, with foot switch, UK-plug, Senator, 230V, with foot switch, Swiss plug, Senator, 230V, RAL 9002, Schuko-plug, Senator, 230V, RAL 9002, with foot switch, Schuko-plug | MONTAL | 2024-09-18T00:00:00.000+02:00 | Ardo medical AG Gewerbestrasse 19, CH-6314 Unterägeri Switzerland | 31.00.30, 31.00.31, 31.00.32, 31.00.33, 31.00.34, 31.00.36, 31.00.37, 31.00.38, 31.00.39, 31.00.40, 31.00.41 | Klasa IIa | Senator Vacum Pump është një pompë vakumi për aplikime mjekësore kirurgjikale | Instrumenta shumeperdorimeshe
17350 | Ureterorenoscope | O.E.S DISTRIMED | 2024-09-27T00:00:00.000+02:00 | RZ Medizintechnik GmbH Unter Hasslen 20/22 78532 Tuttlingen Germany | 253-915-540 | Klasa IIa | Endoskop kirurgjikal | Pajisje nje perdorimeshe
17351 | YuWell Apwell Anytime Continuous Glucose Monitoring System CT3- Sensor Model CT-302- TRANSMITTER CT-300D | DELTA PHARMA - AL | 2024-09-26T00:00:00.000+02:00 | Zhejiang POCTech Co., Ltd No. 1633 Hongfeng Road Building 11 & 12 Huzhou City Zhejiang 313000 China | YuWell Apwell Anytime Continuous Glucose Monitoring System CT3- Sensor Model CT-302- TRANSMITTER CT-300D | Klasa IIb | Sistemi i monitorimit të vazhdueshëm të glukozës në kohë reale (rtCGM) CT3 ofron lexime, grafikë dhe sinjalizime të niveleve të glukozës në lëngun intersticial në kohë reale. Interpretimi i rezultateve bazohet në tendencat e glukozës dhe disa lexime të njëpasnjëshme. Sistemi është i destinuar për një pacient. | Tjeter
17352 | Dental bonding agent - Any-Bond - 303-1 Any-Bond | AkoDent | 2024-09-25T00:00:00.000+02:00 | MEDICLUS CO., LTD, No. 1210, 134, Gongdan-ro, Heungdeok-gu, Cheongju-si, Chungcheongbuk-do, KOREA | n/a | Klasa IIa | Material i perhershem per ngjitjen e kompozitit | Pajisje dentare
17353 | Dental temporary cement - Any-Temp - Any-Temp NE | AkoDent | 2024-09-25T00:00:00.000+02:00 | MEDICLUS CO., LTD, No. 1210, 134, Gongdan-ro, Heungdeok-gu, Cheongju-si, Chungcheongbuk-do, KOREA | n/a | Klasa IIa | Material i perkohshem per ngjitjen e kurorave te zirkonit, metal porcelanit | Pajisje dentare
17354 | Weck™ Hem-o-lok™ Medium Polymer Ligating Clips; 6 Clips/Cart, 14 Carts/Box, Weck™ Hem-o-lok™ Medium-Large Polymer Ligating Clips; 6 Clips/Cart, 14 Carts/Box, Weck™ Hem-o-lok™ Medium-Large Polymer Ligating Clips; 3 Clips/Cart, 14 Carts/Box, Weck™ Hem-o-lok™ Large Polymer Ligating Clips; 6 Clips/ Cart, 14 Carts/Box, Weck™ Hem-o-lok™ Large Polymer Ligating Clips; 3 Clips/Cart, 14 Carts/Box, Weck™ Hem-o-lok™ Extra Large Polymer Ligating Clips; 6 Clips/ Cart, 14 Carts/Box, Weck™ Hem-o-lok™ Extra Large Polymer Ligating Clips; 3 Clips/Cart, 14 Carts/Box | ARLI PHARMA | 2024-09-26T00:00:00.000+02:00 | Teleflex Medical Inc./3015 Carrington Mill Blvd. Morrisville North Carolina 27560 USA | 544220, 544230, 544233, 544240, 544243, 544250, 544253 | Klasa III | Produkt qe sherben per kapjen e enes se gjakut qe te mos kete gjakderdhje. | Pajisje nje perdorimeshe
17355 | Semi-auto Chemistry Analyzer | FEDOS | 2024-09-27T00:00:00.000+02:00 | Genrui Biotech Inc. 4-l OF, Building 3, Geya Technology Park, Guangming District, 518106, Shenzhen, China. | WP2IA, WP21B, WP21C, WP21D, WP21E | In vitro | Analizues kimik gjysmë automatik | Pajisje te diagnostifikimit in vitro
17356 | Vitrea® Advanced Visualization / Z110603 | DIAL-ALB | 2024-09-30T00:00:00.000+02:00 | Canon Medical Informatics, Inc. 5850 Opus Parkway, Suite 300 Minnetonka, MN 55343, USA | Z110603 Vitrea® | Klasa IIa | Softuer diagnostikues për imazhet e radiologjisë | Tjeter
17357 | Cartridge Bicarbonate for Hemodialysis (Powder Sodium | NEPHROMED ALBANIA | 2024-09-27T00:00:00.000+02:00 | FARMASOL TIBBİ ÜRÜNLER SAN. VE TİC. A.Ş. Organize Sanayi Bölgesi 18. Cadde No:7 Melikgazi – KAYSERİ / TURKEY | NIPROCART A2F 400, NIPROCART A2F 450, NIPROCART A2F 500, NIPROCART A2F 550, NIPROCART A2F 600, NIPROCART A2F 650, NIPROCART A2F 700, NIPROCART A2F 720, NIPROCART A2F 750, NIPROCART A2F 760, NIPROCART A2F 800, NIPROCART A2F 840, NIPROCART A2F 850, NIPROCART A2F 900, NIPROCART A2F 920, NIPROCART A2F 950, NIPROCART A2F 1000, NIPROCART A2F 1050, NIPROCART A2F 1100, NIPROCART A2F 1150, NIPROCART A2F 1200, NIPROCART A2F 1250 | Klasa IIb | Koncentrat bikarbonati per trajtimin e gjakut te pacienteve me dialize | Tjeter
Bicarbonate)
17358 | ARCHITECT Homocysteine Reagent Kit 1L71-27, ARCHITECT Homocysteine Calibrators 1L71-01, ARCHITECT Homocisteine Controls 1L71-10 | PEGASUS. | 2024-09-27T00:00:00.000+02:00 | Abbott GmbH Max Planck Ring 2 65205 Wiesbaden Germany | 1L71-27, 1L71-01, 1L71-10 | In vitro | Jane reagente qe perdoren per matjen e Homocisteines ne gjak me sistemin Architect., Jane reagente qe perdoren per analizen e Homocisteines ne gjak me sistemin Architect., Jane reagente qe perdoren per matjen e Homocisteines ne gjak me sistemet Architect. | Pajisje te diagnostifikimit in vitro
17359 | Alinity h-series Water Purification System 09P7101 | PEGASUS. | 2024-09-30T00:00:00.000+02:00 | Abbott GmbH Max Plack Ring 2 65205 Wiebaden Germany | 09P7101 | In vitro | Eshte aparat qe perdoret ne laborator per pastrimin e ujit nga kriperat dhe mineralet e ndryshme ne menyre qe te mos kete interferim ne analizat e gjakut. | Pajisje te diagnostifikimit in vitro
17360 | Sterile Dialyzers ELISIO H | NEPHROMED ALBANIA | 2024-09-30T00:00:00.000+02:00 | NIPRO INDIA CORPORATION PVT. LTD. Plot No. E-1/1, Khandala PH-I Industrial Area, Taluka-Khandala District-Satara 412 802 Maharashtra INDIA | 11H, 13H, 15H, 17H, 19H, 21H, 25H | Klasa IIb | Filtra per trajtimin e gjakut te pacienteve me dialize | Tjeter
17361 | MOMENT SURGICAL TABLE (4 Motors)/ ST04-S | MSE | 2024-10-01T00:00:00.000+02:00 | ARŞİMED MEDİKAL KOZM. BİL. İTH. İHR. PAZ. SANAYİ VE TİCARET LTD. ŞTİ. ORGANIZE SANAYI BOLGESI MH 4 CAD. NO:5 YERKOY YOZGAT TURKİYE /TURKEY | ST04-S | Klasa I | Shtrat/ Tavoline operatore | Tjeter
17362 | Ventilator (Including Accessories) | BIOMETRIC ALBANIA | 2024-10-02T00:00:00.000+02:00 | Shenzhen Mindray Bio-Medical Electronics Co., Ltd. - Adresa: Mindray Building, Keji 12th Road South, Hi-tech Industrial Park, Nanshan, Shenzhen, 518057, P. R. China | SV600/SV650/SV800/SV850 | Klasa IIb | Pajisje për ventilimin e pacientit | Produkte per institucione te kujdesit shendetesor
17363 | Elipar DeepCure-S - Curing light for light curing dental materials | Diamant Plus | 2024-10-17T00:00:00.000+02:00 | 3M Deutschland GmbH - Carl-Schurz-Str.1 41453 Neuss Germany | 76975, 76976, 76977, 76978, 76979, 76980, Light Guide: 76981 | Klasa I | Llampe polimerizimi | Pajisje dentare
17364 | Patient cable IEC-5 Walk400h, Patient cable IEC-7 Walk400h, Patient cable IEC-10 Walk400h, Patient cable AHA-7 Walk400h, Patient cable AHA-10 Walk400h | BIOMETRIC ALBANIA | 2024-10-21T00:00:00.000+02:00 | CARDIOLINE S.p.A. - Adresa: Via Linz 151 – 38121 Trento - Italy | 63050099, 63050100, 63050101, 63050139, 63050140 | Klasa I | Kabëll pacienti per holter ritmi | Produkte per institucione te kujdesit shendetesor
17365 | MINOP STORAGE RACK - TROCARS/ENDOSCOPE, MINOP STORAGE RACK - INSTRUMS/ELECTRODES | O.E.S DISTRIMED | 2024-10-22T00:00:00.000+02:00 | Aesculap AG AM Aesculap -Platz 78532 Tuttlingen Germany | FF358R, FF359R | Klasa I | Ene mbajtese per trokare/endoskop, Ene mbajtese per instrumenta/elektroda | Instrumenta shumeperdorimeshe
17366 | SINGLE SCOPE TRAY FOR SCOPS UP TO 340MM, SILICONE BASKET LINER DIN SIZE | O.E.S DISTRIMED | 2024-10-22T00:00:00.000+02:00 | Aesculap AG AM Aesculap -Platz 78532 Tuttlingen Germany | JF431R, JF939 | Klasa I | Ene mbajtese per instrumenta gjate sterilizimit, Ene mbajtese silikoni per instrumenta | Instrumenta shumeperdorimeshe
17367 | SKALPELLGRIFF F.MIKRO KLINGEN RUND | O.E.S DISTRIMED | 2024-10-22T00:00:00.000+02:00 | Aesculap AG AM Aesculap -Platz 78532 Tuttlingen Germany | BB060R | Klasa I | instrument kirurgjikal | Instrumenta shumeperdorimeshe
17368 | MIASPAS TL SLOTTED HAMMER | O.E.S DISTRIMED | 2024-10-22T00:00:00.000+02:00 | Aesculap AG AM Aesculap -Platz 78532 Tuttlingen Germany | FW579R | Klasa I | Instrumenta qe perdoren gjate procedurave kirurgjikale per implantimin apo heqjen e implanteve spinale | Instrumenta shumeperdorimeshe
17369 | 1/1 AICON BASKET 105MM | O.E.S DISTRIMED | 2024-10-22T00:00:00.000+02:00 | Aesculap AG AM Aesculap -Platz 78532 Tuttlingen Germany | JJ164R | Klasa I | Kosh sterilizimi per mbajtjen e instrumentave kirurgjikale | Instrumenta shumeperdorimeshe
17370 | BOTTOM FOR 1/1 CONTAINER HEIGHT:247MM, FULL-SIZE LID W/RETENTION PLATE SILVER | O.E.S DISTRIMED | 2024-10-22T00:00:00.000+02:00 | Aesculap AG AM Aesculap -Platz 78532 Tuttlingen Germany | JK446, JK489 | Klasa I | Kontenier per sterilizim te instrumentave kirurgjikale | Instrumenta shumeperdorimeshe
17371 | S/S DRUM 150xh150 mm 26674 | EUROMED | 2024-10-16T00:00:00.000+02:00 | GIMA S.p.A. Via Marconi, 1 20060 Gessate (MI) –Italy | S/S DRUM 150xh150 mm 26674 | Klasa I | Mbajtese të rrumbullakëta per instrumenta për autoklavë dhe sterilizues me ajër të nxehtë | Instrumenta shumeperdorimeshe
17372 | S/S KIDNEY DISH WITH LID - 309x149x59 mm 26589 | EUROMED | 2024-10-16T00:00:00.000+02:00 | GIMA S.p.A. Via Marconi, 1 20060 Gessate (MI) –Italy | S/S KIDNEY DISH WITH LID - 309x149x59 mm 26589 | Klasa I | Mbajtese ne forme veshke per perdorime spitalore | Instrumenta shumeperdorimeshe
17373 | TRAD PEDIATRIC STETHOSCOPE - Y pink 32557 | EUROMED | 2024-10-16T00:00:00.000+02:00 | GIMA S.p.A. Via Marconi, 1 20060 Gessate (MI) –Italy | TRAD PEDIATRIC STETHOSCOPE - Y pink 32557 | Klasa I | Stetoskop pediatrik | Instrumenta shumeperdorimeshe
17374 | Ultimaster Nagomi™ Sirolimus eluting coronary stent system | BIOMETRIC ALBANIA | 2024-10-21T00:00:00.000+02:00 | TERUMO EUROPE N.V. - Adresa: Interleuvenlaan 40, 3001 Leuven, Belgium | DE-RS2009ASM, DE-RS2228ASM, DE-RS4550ASM, DE-RS4544ASM, DE-RS4538ASM, DE-RS4533ASM, DE-RS4528ASM, DE-RS4524ASM, DE-RS4521ASM, DE-RS4518ASM, DE-RS4515ASM, DE-RS4512ASM, DE-RS4509ASM, DE-RS4050ASM, DE-RS4044ASM, DE-RS4038ASM, DE-RS4033ASM, DE-RS4028ASM, DE-RS4024ASM, DE-RS4021ASM, DE-RS2218ASM, DE-RS2215ASM, DE-RS4018ASM, DE-RS4015ASM, DE-RS4012ASM, DE-RS2244ASM, DE-RS2238ASM, DE-RS2233ASM, DE-RS2224ASM, DE-RS2221ASM, DE-RS2212ASM, DE-RS2209ASM, DE-RS2050ASM, DE-RS2044ASM, DE-RS2038ASM, DE-RS2033ASM, DE-RS2028ASM, DE-RS2024ASM, DE-RS2021ASM, DE-RS2018ASM, DE-RS2015ASM, DE-RS2012ASM, DE-RS4009ASM, DE-RS3550ASM, DE-RS3544ASM, DE-RS3538ASM, DE-RS3533ASM, DE-RS3528ASM, DE-RS3524ASM, DE-RS3521ASM, DE-RS3518ASM, DE-RS3515ASM, DE-RS3512ASM, DE-RS3509ASM, DE-RS3050ASM, DE-RS3044ASM, DE-RS3038ASM, DE-RS3033ASM, DE-RS3028ASM, DE-RS3024ASM, DE-RS3021ASM, DE-RS3018ASM, DE-RS3015ASM, DE-RS3012ASM, DE-RS3009ASM, DE-RS2750ASM, DE-RS2744ASM, DE-RS2738ASM, DE-RS2733ASM, DE-RS2728ASM, DE-RS2724ASM, DE-RS2721ASM, DE-RS2718ASM, DE-RS2715ASM, DE-RS2712ASM, DE-RS2709ASM, DE-RS2550ASM, DE-RS2544ASM, DE-RS2538ASM, DE-RS2533ASM, DE-RS2528ASM, DE-RS2524ASM, DE-RS2521ASM, DE-RS2518ASM, DE-RS2515ASM, DE-RS2512ASM, DE-RS2509ASM, DE-RS2250ASM | Klasa III | Stenta koronare me veshje medikamenti | Produkte per institucione te kujdesit shendetesor
17375 | Patient cable snap IEC HD+, Patient cable snap AHA HD+, Patient cable plug AHA HD+, Patient cable plug IEC HD+ | BIOMETRIC ALBANIA | 2024-10-21T00:00:00.000+02:00 | CARDIOLINE S.p.A. - Adresa: Via Linz 151 – 38121 Trento - Italy | 63050104, 63050105, 63050106, 63050107, 63050114, 63050115, 63050116, 63050117 | Klasa I | Kabëll pacienti per modul EKG | Produkte per institucione te kujdesit shendetesor
17376 | BOTTOM FOR 1/1 CONTAINER HEIGHT:90MM, BOTTOM FOR 1/1 CONTAINER HEIGHT:187MM, FULL-SIZE LID W/RETENTION PLATE BLUE | O.E.S DISTRIMED | 2024-10-22T00:00:00.000+02:00 | Aesculap AG AM Aesculap -Platz 78532 Tuttlingen Germany | JK440, JK444, JK486 | Klasa I | Mbajtese per instrumentat kirurgjikale, Kontenier per sterilizim te instrumentave kirurgjikale | Instrumenta shumeperdorimeshe
17377 | Eclipse Treatment Planning System | MSE | 2024-09-19T00:00:00.000+02:00 | Varian Medical Systems,Inc. 3100 Hansen Way Palo Alto California 94304 USA | N/A | Klasa IIb | Sistem Kompjuterik realizon planin e trajtimit te pacientit | Tjeter
17378 | Dental composite resin - Any-Com Seal - 308-1 Any-Com Seal | AkoDent | 2024-09-25T00:00:00.000+02:00 | MEDICLUS CO., LTD, No. 1210, 134, Gongdan-ro, Heungdeok-gu, Cheongju-si, Chungcheongbuk-do, KOREA | n/a | Klasa IIa | Kompozit i lengshem per mbushjen e dhembit | Pajisje dentare
17379 | Sterile Absorbent Paper Points, Absorbent Paper Points, Non-Eugenol Temporary Cement, NETC, Flowable Composite Resin, Nexcomp Flow, Gutta Percha Points and Bars, Gutta Percha Points | EUROMEDICA GROUP | 2024-10-03T00:00:00.000+02:00 | META BIOMED CO., LTD. 270 Osongsaengmyeong1-ro, Osong-eup, Heungdeok-gu, Cheongju-si, Chungcheongbuk-do, 28161, Korea | Gutta Percha 08-LM-10, Gutta Percha 08-LM-15, Gutta Percha 08-LM-20, Gutta Percha 08-LM-25, Gutta Percha 08-LM-30, Gutta Percha 08-LM-35, Gutta Percha 08-LM-40, Gutta Percha R-XF, Gutta Percha R-FF, Gutta Percha R-MF, Gutta Percha R-M, Gutta Percha R-F, Gutta Percha R-FM, Gutta Percha R-ML, Gutta Percha R-L, Gutta Percha R-XL, Gutta Percha LM-R-XF, Gutta Percha LM-R-FF, Gutta Percha LM-R-MF, Gutta Percha LM-R-M, Gutta Percha LM-R-F, Gutta Percha LM-R-FM, Gutta Percha LM-R-ML, Gutta Percha LM-R-L, Gutta Percha LM-R-XL, Gutta Percha F-XF, Gutta Percha F-FF, Gutta Percha F-MF, Gutta Percha F-M, Gutta Percha F-F, Gutta Percha F-FM, Gutta Percha F-ML, Gutta Percha F-L, Gutta Percha F-XL, Gutta Percha J-FS, Gutta Percha J-FM, Gutta Percha J-FL, Gutta Percha J-S, Gutta Percha J-M, Gutta Percha J-L, Gutta Percha J-LM, Gutta Percha J-XL, Gutta Percha D-XXF, Gutta Percha D-XF, Gutta Percha D-F, Gutta Percha D-M, Gutta Percha D-XL, Gutta Percha TF 04-25, Gutta Percha TF 06-30, Gutta Percha TF 06-35, Gutta Percha TF 04-40, Gutta Percha TF 04-50, Gutta Percha TF 06-25, Gutta Percha TF 08-25, Gutta Percha TF 10-25, Gutta Percha TF 12-25-S, Gutta Percha SG AT 04, Gutta Percha SG AT 06, Gutta Percha SG AT 08, Gutta Percha SG AT 10, Gutta Percha SG AT 12-L, Gutta Percha SGAT 12-S, Gutta Percha KG AF 04, Gutta Percha KG AF 06, Gutta Percha SG AB F, Gutta Percha SG AB FM, Gutta Percha SG AB M, Gutta Percha SG AB ML, Gutta Percha SG AF FF, Gutta Percha SG AF MF, Gutta Percha SG AF F, Gutta Percha SG AF FM, Gutta Percha SG AF M, Gutta Percha SG AF ML, Gutta Percha SG AF L, Gutta Percha F1, Gutta Percha F2, Gutta Percha F3, Gutta Percha F4, Gutta Percha F5, Gutta Percha LM F1, Gutta Percha LM F2, Gutta Percha LM F3, Gutta Percha LM F4, Gutta Percha LM F5, Gutta percha 02-15/40, Gutta percha 02-45/80, Gutta percha 04-15/40, Gutta percha 04-45/80, Gutta percha 06-15/40, Gutta percha 06-45/80, Gutta percha 08-15/40, Gutta percha 02-LM-15/40, Gutta percha 02-LM-45/80, Gutta percha 04-LM-15/40, Gutta percha 04-LM-45/80, Gutta percha 06-LM-15/40, Gutta percha 06-LM-45/80, Gutta percha 08-LM-15/40, Gutta percha F1/F2/F3, Gutta percha LM F1/F2/F3, Gutta Percha 02-90/140, Gutta Percha 02-LM- | Klasa IIa | Material mbushes i perhershem per mbushjen e kanaleve dentare, Material per tharjen e kanalit te dhembit, Pajisje dentare endodontike, cement per ngjitje provizore, Material mbushes i dhembit ne trajte te lengshme | Pajisje dentare
90/140, Gutta Percha J/S/J-FS/J-
FM/J-FL, Gutta percha R-XF/R-M, Gutta percha R-F/R-ML, Gutta Percha D-XXF/D-M, 10, 15, 20, 25, 30, 35, 40, 45, 50, 55, 60, 70, 80, 90, 100, 110, 120, 130, 140, 04-10, 04-15, 04-20, 04-25, 04-30, 04-35, 04-40, 04-45, 04-50, 04-55, 04-60, 04-70, 04-80, 06-10, 06-15, 06-20, 06-25, 06-30, 06-35, 06-40, 06-45, 06-50, 06-55, 06-60, 06-70, 06-80, 08-10, 08-15, 08-20, 08-25, 08-30, 08-35, 08-40, B-XXF, B-XF, B-F, B-M, B-C, B-XC, LM-B-XXF, LM-B-XF, LM-B-F, LM-B-M, LM-B-C, LM-B-XC, Length Marked 10, Length Marked 15, Length Marked 20, Length Marked 25, Length Marked 30, Length Marked 35, Length Marked 40, Length Marked 45, Length Marked 50, Length Marked 55, Length Marked 60, Length Marked 70, Length Marked 80, Length Marked 90, Length Marked 100, Length Marked 110, Length Marked 120, Length Marked 130, Length Marked 140, Length Marked 04-10, Length Marked 04-15, Length Marked 04-20, Length Marked 04-25, Length Marked 04-30, Length Marked 04-35, Length Marked 04-40, Length Marked 04-45, Length Marked 04-50, Length Marked 04-55, Length Marked 04-60, Length Marked 04-70, Length Marked 04-80, Length Marked 06-10, Length Marked 06-15, Length Marked 06-20, Length Marked 06-25, Length Marked 06-30, Length Marked 06-35, Length Marked 06-40, Length Marked 06-45, Length Marked 06-50, Length Marked 06-55, Length Marked 06-60, Length Marked 06-70, Length Marked 06-80, Length Marked 08-10, Length Marked 08-15, Length Marked 08-20, Length Marked 08-25, Length Marked 08-30, Length Marked 08-35, Length Marked 08-40, PP F1, PP F2, PP F3, PP F4, PP F5, PP Length Marked F1, PP Length Marked F2, PP Length Marked F3, PP Length Marked F4, PP Length Marked F5, 15/40, 45/80, 04-15/40, 04-45/80, 06-15/40, 06-45/80, 08-15/40, Length Marked 15/40, Length Marked 45/80, Leng
17380 | Straight Ball Spike Pusher, Bending Iron, Left, for 2.7MM and 3.5MM Plates | T R I M E D | 2024-10-23T00:00:00.000+02:00 | Tecomet Inc. 5307 95th Avenue Kenosha Wisconsin 53144 USA | 00-4816-060-00, 00-4819-002-00 | Klasa I | Instrument kirurgjikal ortopedik që përdoret për fiksimin e brendshëm të fraktures në kockë. , Instrument kirurgjikal ortopedik që përdoret për fiksimin e brendshëm të fraktures në kockë | Instrumenta shumeperdorimeshe
17381 | MS/EXAMINATION LAMP/MC CEILING PLUS, MS/EXAMINATION LAMP/MS CEILING, MS/EXAMINATION LAMP/MS LED PLUS, MS/EXAMINATION LAMP/MS LED, MS/EXAMINATION LAMP/MS FLEX PLUS, MS/EXAMINATION LAMP/MS FLEX | O.E.S DISTRIMED | 2024-10-23T00:00:00.000+02:00 | MIMSAL TRADE S.L. C. Mollet 17, Polígono Industrial Palou Nord 08401 Granollers (Barcelona) Spain | M187001C, M183500C, M187001, M183500, M187001FL, M183500FL | Klasa I | Llampe ekzaminimi | Instrumenta shumeperdorimeshe
17382 | GAUZE PACKER, LUNIATSCHEK, 3 MM, 17.5 CM, GAUZE PACKER, LUNIATSCHEK, 2 MM, 17.5 CM, GAUZE PACKER, ROUND HDL., 2 MM, 17.5 CM | O.E.S DISTRIMED | 2024-10-23T00:00:00.000+02:00 | KLS Martin SE & Co. KG KLS Martin Platz 1 78532 Tuttlingen Germany | 39-311-19-07, 39-311-20-07, 39-313-17-07 | Klasa I | Instrumenta per kirurgji jo invazive | Instrumenta shumeperdorimeshe
17383 | Auto Lensmeter/PLM-8000, Auto Lensmeter/PLM-8000PD, Auto Lensmeter/TL-6100, Auto Lensmeter/TL-7100, Auto Lensmeter/AL 6500, Auto Lensmeter/AL 6700 | GEN - ALB FARMA | 2024-10-23T00:00:00.000+02:00 | POTEC Co., Ltd. 40-4, Techno 2-ro, Yuseong-gu, Daejeon, 34015, Korea | PLM-8000, PLM-8000PD, TL-6100, TL-7100, AL 6500, AL 6700 | Klasa I | Matja e fuqive të kulmit, boshtit të cilindrit, fuqisë prizmatike dhe vendosjes së bazës së prizmit brenda një zone të kufizuar në një vendndodhje të caktuar të një lente. | Pajisje oftalmike dhe optike
17384 | LCD Chart/PLC-8000, LCD Chart/PLC-8000pola, LCD Chart/TCP-4000, LCD Chart/CV 600, LCD Chart/TCP-4000P, LCD Chart/CV 800P | GEN - ALB FARMA | 2024-10-23T00:00:00.000+02:00 | POTEC Co., Ltd. 40-4, Techno 2-ro, Yuseong-gu, Daejeon, 34015, Korea | PLC-8000, PLC-8000pola, TCP-4000, CV 600, TCP-4000P, CV 800P | Klasa I | Përdoret për të matur fuqinë refraktive subjektive të syrit të njeriut (p.sh. matja e mprehtësisë vizuale) | Pajisje oftalmike dhe optike
17385 | Auto Chart Projector/PACP-8000, Auto Chart Projector/TCP-4042, Auto Chart Projector/Rodachart 422 | GEN - ALB FARMA | 2024-10-23T00:00:00.000+02:00 | POTEC Co., Ltd. 40-4, Techno 2-ro, Yuseong-gu, Daejeon, 34015, Korea | PACP-8000, TCP-4042, Rodachart 422 | Klasa I | Zakonisht përdoret nga opticienet për të identifikuar kushte të tilla si Miopia ose Hipermetropia. | Pajisje oftalmike dhe optike
17386 | Dental etchant - Any-Etch - Any-Etch | AkoDent | 2024-10-23T00:00:00.000+02:00 | MEDICLUS CO., LTD, No. 1210, 134, Gongdan-ro, Heungdeok-gu, Cheongju-si, Chungcheongbuk-do, KOREA | n/a | Klasa I | Acid 37% per dhembin | Pajisje dentare
17387 | Dental Cleanser - MD-Solution - MD-Solution EDTA | AkoDent | 2024-10-23T00:00:00.000+02:00 | MEDICLUS CO., LTD, No. 1210, 134, Gongdan-ro, Heungdeok-gu, Cheongju-si, Chungcheongbuk-do, KOREA | n/a | Klasa I | Material EDTA i lengshem per zgjerimin e rrenjes se kanalit | Pajisje dentare
17388 | Dental liquid dam - Dentto-Dam - Dentto-Dam | AkoDent | 2024-10-23T00:00:00.000+02:00 | MEDICLUS CO., LTD, No. 1210, 134, Gongdan-ro, Heungdeok-gu, Cheongju-si, Chungcheongbuk-do, KOREA | n/a | Klasa I | Rezine per izolimin e gingivave | Pajisje dentare
17389 | Blenders for oxygen mixtures, Budget Variante Quality Mix 02 -Air - Mischer HF, Budget Variante Quality Mix 02 -Air - Mischer LF, Quality Mix Flowmeter 0-15L | Health & Light | 2024-10-08T00:00:00.000+02:00 | DEHAS Medical Systems GmbH/ Wesloer str. 107-109, 23568, Luebeck, Germany | Blenders for oxygen mixtures, D-B-G-BG-NIST- HF, D-B-G-BG-NIST- LF, D-B-FL-15 | Klasa IIb | Blender per miksim oksigjeni, Blender per miksim oksigjeni 02 -Air me fluks te larte, Blender per miksim oksigjeni 02 -Air me fluks te ulet, Flowmeter pwr miksim oksigjeni 0-15L | Pajisje anestezie dhe respiratore
17390 | AVANGARDE BLOOD DONOR/TRANSFUSSION CHAIR (4 Motors) / BT04-S | MSE | 2024-10-28T00:00:00.000+01:00 | Arsimed Medikal Kozm.Bil.Ith.Ihr.Paz.Sanayi VE Ticaret LTD.STI , Organize Sanayi.Bolgesi, MH.4 CAD. No:5 Yerkoy Yozgat Turkiye/Turkey | BT04-S | Klasa I | Poltron dhurim gjaku | Tjeter
17391 | EXAMINATION TABLE WITH HEIGHT ADJUSTABLE/ ET-00G | MSE | 2024-10-28T00:00:00.000+01:00 | Arsimed Medikal Kozm.Bil.Ith.Ihr.Paz.Sanayi VE Ticaret LTD.STI , Organize Sanayi.Bolgesi, MH.4 CAD. No:5 Yerkoy Yozgat Turkiye/Turkey | ET-00G | Klasa I | Shtrat ekzaminimi me lartesi te ndryeshme | Tjeter
17392 | RF and US Based Technology - Alma PrimeX | SOLLAKU GROUP | 2024-10-07T00:00:00.000+02:00 | ALMA LASERS GMBH Nordostpark 100-102, 90411 NUERNBERG GERMANY | n/a | Klasa IIb | Aparature per shkrirjen e dhjamit. | Pajisje elektromekanike
17393 | Hyaluronic acid hydrogel BDDE crosslinked ( My Skin Chemistry Restore), Hyaluronic acid hydrogel BDDE crosslinked (My Skin Chemistry Restore), Hyaluronic acid hydrogel BDDE crosslinked (My Skin Chemistry Superfical), Hyaluronic acid hydrogel BDDE crosslinked (My Skin Chemistry Lips), Hyaluronic acid hydrogel BDDE crosslinked (My Skin Chemistry Volume), Hyaluronic acid hydrogel BDDE crosslinked (My Skin Chemistry Structure), Hyaluronic acic hydrogel BDDE crosslinked (My Skin Chemistry Structure) | Laurus Distribution | 2024-10-02T00:00:00.000+02:00 | MATEX LAB S.r.l ,VIA C.URBANI angolo VIA FERMI,2 72100 BRINDISI ITALIA | DE18P1/AQ 1x1ml, DE18P2/AQ 2x1ml, DE22P1/AP 1x1ml, DE22P2/AP 2x1ml, DE24P1/AN 1x1ml, DE24P2/AN 2x1ml, DE26P1/AO 1x1ml, DE26P2/AO 2x1ml, DE28P1/AM 1x1ml, DE28P2/AM 2x1ml | Klasa III | Hidrogel acidi ailuronik i kroslinkuar me BDDE | Tjeter
17394 | BLOOD TUBING SET / A252R-V777R-BID, BLOOD TUBING SET / A372R-V858R-BID, BLOOD TUBING SET / A363R-V849R-BID, BLOOD TUBING SET / A363R-V850R-BID | NEPHROMED ALBANIA | 2024-10-03T00:00:00.000+02:00 | PT. NIPRO INDONESIA JAYA Kawasan Industri Suryacipta, Jl. Surya Utama, Kav. I 22B, 23 & 24 Desa Kutamekar, Kec. Ciampel, Karawang, Jawa Barat, Indonesia, 41361 | N/A | Klasa IIa | Set linje gjaku per lidhjen e pacientit me makinen e hemodializes | Tjeter
17395 | X-ray Tube Assembly/ROTANODE E7884X | O.E.S DISTRIMED | 2024-10-07T00:00:00.000+02:00 | CANON ELECTRON TUBES&DEViCES CO.LTD. 1385′ Shimoishiganli′ Otawara― shi, Tochigi 324-8550, Japan | E7884X | Klasa IIb | Tub i rrezeve -X te radiografise | Pajisje nje perdorimeshe
17396 | Endotoxin filter CF-609N | NEPHROMED ALBANIA | 2024-10-03T00:00:00.000+02:00 | Nipro Corporation 3-26, Senriokashinmachi, Settsu Osaka 566-8510, JAPAN | N/A | Klasa IIa | Filter endotoxin per makinat e dializes | Tjeter
17397 | Wound Retractor, Radial Surgical Retractor | BIOMETRIC ALBANIA | 2024-10-21T00:00:00.000+02:00 | Unimax Medical Systems Inc. - Adresa: 8F-2, No.127, Lane 235, Pao Chiao Road, Xindian District, New Taipei City, 23145, Taiwan | NA | Klasa IIa | Terheqes atraumatik per plaget ne procedurat e kirurgjise abdominale. | Produkte per institucione te kujdesit shendetesor
17398 | Digital Electrocardiograph/e1200, Digital Electrocardiograph/e1200 plus, Digital Electrocardiograph/e1800, Digital Electrocardiograph/e1800 plus | KONEX | 2024-10-23T00:00:00.000+02:00 | RENCARE CO.,LTD. #715/716/718, 7/F, Bldg A, No. 1003, Xin'an 6th Road Bao'an District, Shenzhen, P.R. China | e1200, e1200 plus, e1800, e1800 plus | Klasa IIa | EKG, perdoret per te matur rritmin dhe rrahjet e zemres si dhe per te perfituar imazhe per ndonje demtim ne qelizat e muskujve te zemres | Tjeter
17399 | Computed Radiography Scanner system for use in producing digital | O.E.S DISTRIMED | 2024-10-07T00:00:00.000+02:00 | DIGIRAY Corp. 2F, 43, Munpyeongdong-ro, Daedeok-gu, Daejeon, 34302, Korea | FIreCR Flash, FIreCR Flash 70, FIreCR Flash 50, FIreCR Flash 30, ExamvueCR PRO, FIreCR Spark, FIreCR Spark 70, FIreCR Spark 50, FIreCR Spark 30 | Klasa IIa | Sistem I kompjuterizuar Radiografi Skaner | Tjeter
x-ray images for general radiography and intraoral purpose
17400 | Stellar M22™, Stellar M22™ WIZ, Stellar M22™ RFX, Stellar IPL™ HP, Stellar M22™ IPL HP, Refurbished, Stellar M22™ Multi-Spot™ Nd:YAG Upgrade kit, Multi-Spot™ Nd:YAG Head, Multi-Spot™ Nd:YAG Head, Refurbished, Stellar M22™ Q-Switched Nd:YAG Upgrade Kit, M22™ Q-Switched Head, M22™ Q-Switched Head, Refurbished, Stellar M22™ ResurFX™ Module upgrade, Stellar M22™ ResurFX™ Module Upgrade Kit, ResurFX™ Head, ResurFX™ Head, Refurbished, Stellar M22™ AES IPL Module Kit, Optilight System, Digital Optilight System, Optilight IPL Handpiece, OPT Handpiece, Stellar M22™ IPL 515nm Filter, Stellar M22™ IPL 560nm Filter, Stellar M22™ IPL 590nm Filter, Stellar M22™ IPL 615nm Filter, Stellar M22™ IPL 640nm Filter, Stellar M22™ IPL 695nm Filter, Stellar M22™ IPL 755nm Filter, Stellar M22™ IPL Acne Filter, Stellar M22™ IPL Vascular Filter, Stellar M22™ SapphireCool™ LG 6mm, Stellar M22™ SapphireCool™ LG 15x35, Stellar M22™ SapphireCool™ LG 8x15, Q-Switched Nd:YAG Disposable Tips Spot Size 2 mm, Q-Switched Nd:YAG Disposable Tips Spot Size 2.5 mm, Q-Switched Nd:YAG Disposable Tips Spot Size 3.5 mm, Q-Switched Nd:YAG Disposable Tips Spot Size 5 mm, M22™ Q-Switched Lens & 6mm Metal Treatment Tip Kit, Multi-Spot™ Nd:YAG SapphireCool™ Lightguides Kit, ResurFX™ SapphireCool™ Tip, M22™ Q-Switched 6mm Metal Treatment Tip, M22™ Q-Switched 5mm Metal Treatment Tip, M22™ Q-Switched 3.5mm Metal Treatment Tip, M22™ Q-Switched 2.5mm Metal Treatment Tip, M22™ Q-Switched 2mm Metal Treatment Tip, M22™ Q-Switched 4mm Metal Treatment Tip, M22™ Q-Switched 8mm Metal Treatment Tip, Nd:Y AG SapphireCool™ Lightguides 6mm, Nd:YAG SapphireCool™ Lightguides 2x4mm, Nd:YAG SapphireCool™ Lightguides 9mm, Multi-Spot™ Nd:YAG Lightguide 1.5mm Tip, ResurFX™ Precision Tip, M22™ Q-Switched Lens, OptiLight IPL Module Kit, OPT Module Kit, Opti-Tip Pack, Opti-Tip Master Pack, Opti-Tip™, OptiLight IPL Modality Filters Kits, OptiLight Filter, IPL Upgrade Kit for OptiLight | MONTAL | 2024-10-08T00:00:00.000+02:00 | Lumenis Be Ltd. Yokneam Industrial Park, Hakidma Street 9, P.O.B. #426, Yokneam, 2069236, Israel (SRN): IL-MF-000022063 | GA-0006200Be, GA-0006200LMXBe, GA-0006400Be, SA-20106870Be, AC-20106870Be, RAC-20106870, UG-2010959Be, UGAC-2010959Be, SA-1020220Be, AC-1020220Be, RSA-1020220Be, RAC-1020220Be, UG-2010960Be, UGAC-2010960Be, SA-1020221Be, AC-1020221Be, RSA-1020221Be, RAC-1020221Be, SA-20109730Be, UG-2010701Be, SA-1146410Be, SPSA-1146410Be, RSP-1146410Be, KT-2011940Be, GA-0005500Be, GA-0005500DIG, AC-2011950-OPTBe, AC-20106870-OPTBe, SA-20121450Be, KT-20113600Be, KT-20113690Be, KT-20113710Be, KT-20113720Be, KT-20113790Be, KT-20113800Be, KT-20113830Be, KT-20116590Be, KT-20116650Be, KT-20115290Be, KT-20115410Be, KT-20115970Be, KT3750060Be, KT3750030Be, KT3750040Be, KT3750050Be, KT-10024830Be, KT-1048770Be, KT-10000965Be, KT-10024840Be, KT-10024850Be, KT-10024860Be, KT-10024870Be, KT-10024880Be, KT-1006452Be, KT-1006456Be, KT6795000Be, KT6794000Be, KT6796000Be, KT-1006457Be, KT-10000975Be, KT-10024890Be, KT-2011950Be, KT-2012586Be, KT-00036720Be, AC-00022910Be, KT-00022901Be, KT-00023770, KT-00024910Be, KT-20116660Be, UG-00024720Be | Klasa IIb | Një sistem me lazer që mundëson trajtimin në mënyrë të sigurtë dhe efektive të indikacioneve të ndryshme në lloje të ndryshme lëkure, pa dallim moshe dhe gjinie. | Pajisje diagnostikuese dhe terapeutike me rezatim
17401 | STA - Deficient IX | BIOMEDICA ALBANIA DISTRIBUTION | 2024-10-08T00:00:00.000+02:00 | DIAGNOSTICA STAGO SAS, 3 allée Thérésa 92600 ASNIERES SUR SEINE FRANCE | 724 | In vitro | STA - Deficient IX është një plazmë njerëzore e imuno-pakësuar e destinuar për përdorim në testet për përcaktimin sasior të aktivitetit të faktorit IX në plazmën e citruar njerëzore në pajisjet STA-R® dhe STA Compact®. Këto teste kërkojnë përfshirjen e plazmës së munguar për faktorin IX. | Pajisje te diagnostifikimit in vitro
17402 | EOLO professional piston device for aerosol therapy (Aerosol Therapy Device), CORSIA professional piston device for aerosol therapy (Aerosol Therapy Device), CORSIA professional piston device without manometer for aerosol therapy (Aerosol Therapy Device) | BIOMETRIC ALBANIA | 2024-10-07T00:00:00.000+02:00 | GIMA S.p.A. - Adresa: Via Marconi, 1 20060 Gessate (MI), Italia | 28097, 28105, 28092 | Klasa IIa | Pajisje profesionale per terapi me nebulizator (Aerosol), Pajisje profesionale per terapi me nebulizator (Aerosol) pa manometer | Produkte per institucione te kujdesit shendetesor
17403 | LESIOKROST™ POWDER SPRAY | MEDI PHARMA COMPANY | 2024-10-08T00:00:00.000+02:00 | SHEDIR PHARMA S.R.L. UNIPERSONALE, Via Bagnulo, 95 80063 Piano di Sorrento (NA), ITALY | FAKRBFT52I | Klasa IIa | LESIOKROST™ është një spray pluhuri për përdorim topik, që parandalon shfaqjen e infeksioneve, të cilat mund të rrjedhin nga eksudatet, si në rastet e këmbës diabetike, djegieve, ulçerës së dekubitit. | Tjeter
17404 | Ophthalmic Equipment/EXOPHTHALMOMETER | O.E.S DISTRIMED | 2024-10-22T00:00:00.000+02:00 | Nanjing Redsun Optical Co.,Ltd. NO.18 South of Xishangqiao Road of Nanjing,China. | YZ9 | Klasa I | Pajisje Oftalmike,Exoftalometer | Pajisje oftalmike dhe optike
17405 | Ophthalmic Equipment/TRIAL LENS SET | O.E.S DISTRIMED | 2024-10-22T00:00:00.000+02:00 | Nanjing Redsun Optical Co.,Ltd. NO.18 South of Xishangqiao Road of Nanjing,China. | LJ-266C | Klasa I | Pajisje oftalmike,set lentesh | Pajisje oftalmike dhe optike
17406 | MeniCup suction holder for rigid gas permeable lenses | GEN - ALB FARMA | 2024-10-30T00:00:00.000+01:00 | Menicon Pharma SAS Boulevard Sébastien Brant Parc d'Innovation 67400 Illkirch-Graffenstaden France | 5500 | Klasa I | Qëllimi i synuar i produkteve është heqja dhe/ose vendosja e lenteve të ngurtë të përshkueshme nga gazi nga/në sy pa dëmtime. | Pajisje te implantueshme aktive
17407 | Sprinter Cart XL | FEDOS | 2024-11-01T00:00:00.000+01:00 | Maquet Cardiopulmonary GmbH,Kehler Str. 31 76437 Rastatt Germany | 701054184 | Klasa I | Sprinter Cart XL i lëvizshëm është projektuar për të mbështetur konzollën ROTAFLOW, njësinë bazë Rotaflow II ose sistemin CARDIOHELP dhe një njësi ngrohëse gjatë qarkullimit jashtëkorporal, qoftë me ose pa oksigjenues. | Tjeter
17408 | Sprinter Cart | FEDOS | 2024-11-01T00:00:00.000+01:00 | Maquet Cardiopulmonary GmbH,Kehler Str. 31 76437 Rastatt Germany | 701047813 | Klasa I | Karroce e levizshme per instrumenta mjekesore | Tjeter
17409 | SHAVER INTERFACES, SMITH + NEPHEW PUMP/SHAVER INTERFACE CABLE, SHAVER INTERFACES, HAND CONTROL INTERFACE ARTHREX, SHAVER INTERFACES, HAND CONTROL INTERFACE STRYKER, SHAVER INTERFACES, HAND CONTROL INTERFACE CONMED | LAYO | 2024-10-30T00:00:00.000+01:00 | HEMODIA SAS, 85 rue du Chene Vert, 31670 LABEGE - France | 72205360, 72205361, 72205363, 72205364 | Klasa I | Pajisje mjekësore, Instrumenta shumëpërdorimëshe, kabull dhe dorezë për montimin e thikave prerëse të cilat përdoren gjatë kirurgjive të artroskopisë | Instrumenta shumeperdorimeshe
17410 | Biourisol Diluted (1+9) 3000 ml | FLORFARMA | 2024-10-14T00:00:00.000+02:00 | Vioser S.A/Parenteral Solutions Industry 9th km National Road Trikala-Larissa, 42100, Taxiarches, Trikala, Greece | Biourisol Diluted (1+9) 3000 ml | Klasa IIb | Solucione sterile per shpelarje te fshikes urinare | Pajisje nje perdorimeshe
17411 | RF and US Based Technology - Accent Prime | SOLLAKU GROUP | 2024-10-07T00:00:00.000+02:00 | ALMA LASERS GMBH Nordostpark 100-102, 90411 NUERNBERG GERMANY | n/a | Klasa IIb | Aparature per shkrirjen e dhjamit. | Pajisje elektromekanike
17412 | Phosphorus 7D71-23, Phosphorus 7D71-32 | PEGASUS. | 2024-09-27T00:00:00.000+02:00 | Abbott GmbH Max-Planck-Ring 2,65205 Wiesbaden, Germany | 7D71-23, 7D71-32 | In vitro | Eshte reagent qe perdoret per analizen e Fosforit ne gjak me aparatet e Architect, Alinity te Abbott., Jane reagente qe perdoren per analizen e fosforit ne gjak me apratet e Architect, Alinity te Abbott. | Pajisje te diagnostifikimit in vitro
17413 | ARCHITECT Anti-HBc II Calibrator 8L44-01, ARCHITECT Anti-HBc II Controls 8L44-10 | PEGASUS. | 2024-09-27T00:00:00.000+02:00 | Abbott GmbH Max Planck Ring 2 65205 Wiesbaden Germany | 8L44-01, 8L44-10 | In vitro | Jane reagente qe perdoren ne analizen ne gjak te antitrupave te Hepatit B me aparatet Architect., Jane reagente qe perdoren per analizen ne gjak te antitrupave te Hepatitit B me aparatet Architect. | Pajisje te diagnostifikimit in vitro
17414 | KERATOSTILL SINE fluidi liquidi per oftamologia sterili | IMI PHARMA Albania | 2024-10-14T00:00:00.000+02:00 | Bruschettini S.R.L. Via Isonzo 6 - 16147 | fluidi liquidi per oftamologia sterili | Klasa IIa | Zëvendësues lakrimal. Lubrifikues, hidratues,pika te lehta per sy ndihmuese në procesin e riepitelizimit të kornesë pas stresit, për të lehtësuar ndjesinë e thatësisë dhe acarimit të lehtë të syrit të shkaktuar nga kushtet mjedisore (ajri i kondicionuar, tymi, pluhuri, rrezatimi diellor), lodhja, ekspozimi i zgjatur ndaj monitorit të kompjuterit. | Pajisje oftalmike dhe optike
17415 | Sterile surgical suction sets, SURGICAL SUCTION SET with suction control, tube: funnel-funnel, tip: standard Yankauer with four side holes, tube: CH 24, 210cm, tip: CH 21 (ZO-212400114), Sterile surgical suction sets, SURGICAL SUCTION SET with suction control, tube: cut-to-fit/ funnel-funnel cut-to-fit, tip: standard Yankauer with four side holes, tube: CH 24, 210cm, tip: CH 21 (ZO-2124001141), Sterile surgical suction sets, SURGICAL SUCTION SET without suction control, tube: cut-to-fit/ funnel-funnel cut-to-fit, Yankauer bulb tip, tube: CH 24, 300cm, tip: CH 23 (ZO-3024002041) , Sterile surgical suction sets, SURGICAL SUCTION SET with suction control, tube: funnel-funnel, tip: standard Yankauer with four side holes, tube: CH 24, 400cm, tip: CH 21 (ZO-402423114), Sterile surgical suction sets, SURGICAL SUCTION SET with suction control, tube: cut-to-fit/ funnel-funnel cut-to-fit, Yankauer bulb tip, tube: CH 24, 210cm, tip: CH 23 (ZO-2124002141), Sterile surgical suction sets, SURGICAL SUCTION SET with suction control, tube: cut-to-fit/ funnel-funnel cut-to-fit, Yankauer bulb tip, tube: CH 24, 300cm, tip: CH 23 (ZO-3024002141), Sterile surgical suction sets, SURGICAL SUCTION SET without suction control, tube: funnel-funnel, tip: standard Yankauer with four side holes, tube: CH 24, 210cm, tip: CH 21 (ZO-212400104), Sterile surgical suction sets, SURGICAL SUCTION SET without suction control, tube: cut-to-fit/ funnel-funnel cut-to-fit, tip: standard Yankauer with four side holes, tube: CH 24, 210cm, tip: CH 21(ZO-2124001041), Sterile surgical suction sets, SURGICAL SUCTION SET without suction control, tube: funnel-funnel, tip: standard Yankauer with four side holes, tube: CH 24, 400cm, tip: CH 21 (ZO-402423104), Sterile surgical suction sets, SURGICAL SUCTION SET without suction control, tube: cut-to-fit/ funnel-funnel cut-to-fit, Yankauer bulb tip, tube: CH 24, 210cm, tip: CH 23 (ZO-2124002041) | T R I M E D | 2024-10-11T00:00:00.000+02:00 | ZARYS International Group spółka z ograniczoną odpowiedzialnością spółka komandytowa ul. Pod Borem 18, 41-808 Zabrze, Poland | Sterile surgical suction sets, SURGICAL SUCTION SET with suction control, tube: funnel-funnel, tip: standard Yankauer with four side holes, tube: CH 24, 210cm, tip: CH 21 (ZO-212400114), Sterile surgical suction sets,SURGICAL SUCTION SETwith suction control,tube:cut-to-fit/funnel-funnel cut-to-fit,tip:standard Yankauer with four side holes,tube:CH 24,210cm,tip:CH 21,ZO-2124001141, Sterile surgical suction sets, SURGICAL SUCTION SET without suction control, tube: cut-to-fit/ funnel-funnel cut-to-fit, Yankauer bulb tip, tube: CH 24, 300cm, tip: CH 23 (ZO-3024002041) , Sterile surgical suction sets, SURGICAL SUCTION SET with suction control, tube: funnel-funnel, tip: standard Yankauer with four side holes, tube: CH 24, 400cm, tip: CH 21 (ZO-402423114), Sterile surgical suction sets, SURGICAL SUCTION SET with suction control, tube: cut-to-fit/ funnel-funnel cut-to-fit, Yankauer bulb tip, tube: CH 24, 210cm, tip: CH 23 (ZO-2124002141), Sterile surgical suction sets, SURGICAL SUCTION SET with suction control, tube: cut-to-fit/ funnel-funnel cut-to-fit, Yankauer bulb tip, tube: CH 24, 300cm, tip: CH 23 (ZO-3024002141), Sterile surgical suction sets, SURGICAL SUCTION SET without suction control, tube: funnel-funnel, tip: standard Yankauer with four side holes, tube: CH 24, 210cm, tip: CH 21 (ZO-212400104), Sterile surgical suction sets, SURGICAL SUCTION SETwithout suction control,tube:cut-to-fit/ funnel-funnel cut-to-fit,tip:standard Yankauer with four side holes,tube:CH 24,210cm,tip:CH 21,ZO-2124001041, Sterile surgical suction sets, SURGICAL SUCTION SET without suction control, tube: funnel-funnel, tip: standard Yankauer with four side holes, tube: CH 24, 400cm, tip: CH 21 (ZO-402423104), Sterile surgical suction sets, SURGICAL SUCTION SET without suction control, tube: cut-to-fit/ funnel-funnel cut-to-fit, Yankauer bulb tip, tube: CH 24, 210cm, tip: CH 23 (ZO-2124002041) | Klasa IIa | Sterile surgical suction sets është një pajisje mjekësore që përdoret për aspirimin e mbetjeve organike si: gjaku, pështyma, lëngjet dhe sekrecionet, gjë që është thelbësore për sigurinë e procedurave dentare. Kjo pajisje shërben për të siguruar përthithje efektive në këto procedura, pa dëmtuar indet përreth. | Pajisje nje perdorimeshe
17416 | F010603-DIALYZERS-UHF>35ml/h/mmHg / ELISIO-H / ELISIO-13H, F010603-DIALYZERS-UHF>35ml/h/mmHg / ELISIO-H / ELISIO-15H, F010603-DIALYZERS-UHF>35ml/h/mmHg / ELISIO-H / ELISIO-17H, F010603-DIALYZERS-UHF>35ml/h/mmHg / ELISIO-H / ELISIO-19H, F010603-DIALYZERS-UHF>35ml/h/mmHg / ELISIO-H / ELISIO-21H, F010602-DIALYZERS-UHF=18-35ml/h/mmHg / ELISIO-H / ELISIO-13M, F010602-DIALYZERS-UHF=18-35ml/h/mmHg / ELISIO-H / ELISIO-15M, F010602-DIALYZERS-UHF=18-35ml/h/mmHg / ELISIO-H / ELISIO-17M, F010602-DIALYZERS-UHF=18-35ml/h/mmHg / ELISIO-H / ELISIO-19M, F010602-DIALYZERS-UHF=18-35ml/h/mmHg / ELISIO-H / ELISIO-21M, F010601-DIALYZERS-UHF<18ml/h/mmHg / ELISIO-H / ELISIO-13L, F010601-DIALYZERS-UHF<18ml/h/mmHg / ELISIO-H / ELISIO-15L, F010602-DIALYZERS-UHF=18-35ml/h/mmHg / ELISIO-H / ELISIO-17L, F010602-DIALYZERS-UHF=18-35ml/h/mmHg / ELISIO-H / ELISIO-19L, F010602-DIALYZERS-UHF=18-35ml/h/mmHg / ELISIO-H / ELISIO-21L | NEPHROMED ALBANIA | 2024-10-08T00:00:00.000+02:00 | Nipro Corporation 3-26, Senriokashinmachi, Settsu Osaka 566-8510, JAPAN | N/A | Klasa IIb | Filter per trajtimin e gjakut te pacienteve me dialize | Tjeter
17417 | Sterile Disposable Blood Pressure Transducers | BIOMETRIC ALBANIA | 2024-10-07T00:00:00.000+02:00 | Shenzhen Med-link Electronics Tech Co., Ltd. - Adresa: 4th and 5th Floor, Building Two, Hualian Industrial Zone, Xinshi Community, Dalang Street, Longhua District, 518109 Shenzhen, PEOPLE'S REPUBLIC OF CHINA | X0046A, X0046B, X0046C, X0046D, X0046E, X0046F, X0046G, X0046J, X0046K | Klasa IIb | Sensore steril te presionit te gjakut njeperdorimsh | Produkte per institucione te kujdesit shendetesor
17418 | Electrosurgical reusable electrodes | MONTAL | 2024-10-08T00:00:00.000+02:00 | FIAB SpA, Via P. Costoli 4, 50039 Vicchio (FI), Italia , SRN: IT-MF-000005988 | F4060, F4061, F4062, F4063, F4064, F4065, F4066, F4068, F4084, F4086, F4045, F4053R | Klasa IIb | Elektroda shumëperdorimshe per transmetimin e energjise elektrike nga nje instrument te nje pacinet gjate nderhyrjeve kirurgjikale | Instrumenta shumeperdorimeshe
17419 | Set OSSEOSTAP + Control Unit, Set OSSEOSTAP Burs 6pcs | O.E.S DISTRIMED | 2024-10-10T00:00:00.000+02:00 | Bien-Air Surgery SA Rue de l'Ouest 2b, 2340 Le Noirmont, SWITZERLAND | 1700331/1700331-001, 1700332/1700332-001 | Sistem ose pakete proceduriale | Instrumenta kirurgjikale | Pajisje nje perdorimeshe
17420 | Radiography 7000 M | Health & Light | 2024-10-08T00:00:00.000+02:00 | Philips Medical Systems DMC GmbH/Röntgenstraße 24, 22335 Hamburg, Germany | 712010 | Klasa IIb | Sistem Radiografie | Pajisje diagnostikuese dhe terapeutike me rezatim
17421 | KIT DAC (DAC – DEFENSIVE ANTIBACTERIAL COATING) - Single kit consisted of 1 sterile syringe DAC® containing 300mg of dry product, 1 complete set of sterile components DAC® (connector, backstop and spreader), 1 sterile empty graduated 10 ml | ONYX PHARMA | 2024-10-11T00:00:00.000+02:00 | Novagenit S.r.l., Viale Trento 115/117, 38017 Mezzolombardo (TN), Italy | DAC003000, DAC003002, DAC003003, DAC001800, DAC001200, DAC043000, DAC043002, DAC041800, DAC033000, DAC033002, DAC031800, DAC053000, DAC053002, DAC053003 | Klasa III | Kit i vetëm i përbërë nga 1 shiringë sterile DAC® që përmban 300 mg produkt të thatë, 1 set i plotë i komponentëve steril DAC® (lidhës, mbështetës dhe shpërndarës), 1 shiringë sterile e zbrazët e shkallëzuar 10 ml - për kirurgji ortopedike/traumatologji, Kit i dyfishtë i përbërë nga 2 shiringa sterile DAC® që përmban 300 mg | Pajisje nje perdorimeshe
| syringe | [5 empty] | produkt të thatë, 2 sete të plota komponentësh sterile DAC®
| , KIT DAC (DAC – DEFENSIVE ANTIBACTERIAL | [5 empty] | (lidhës, mbështetës dhe shpërndarës), 2 shiringa sterile të zbrazëta të shkallëzuara 10 ml - për kirurgji ortopedike/traumatologji, Kit i trefishtë i përbërë nga 3 shiringa sterile DAC® që përmban 300 mg
| COATING) - Double kit consisted of 2 sterile syringes DAC® containing 300mg of dry product, 2 complete set of sterile components DAC® (connector, backstop and spreader), 2 sterile empty graduated 10 ml syringes | [5 empty] | produkt të thatë, 3 sete të plota komponentësh sterile DAC®
| , KIT DAC (DAC – DEFENSIVE ANTIBACTERIAL | [5 empty] | (lidhës, mbështetës dhe shpërndarës), 3 shiringa sterile të zbrazëta të shkallëzuara 10 ml - për kirurgji ortopedike/traumatologji, Kit i vetëm i përbërë nga 1 shiringë sterile DAC® që përmban 180 mg produkt të thatë, 1 set i plotë i komponentëve steril DAC® (lidhës, mbështetës dhe shpërndarës), 1 shiringë sterile e zbrazët e shkallëzuar 5 ml - për kirurgji ortopedike/traumatologji, Kit i vetëm i përbërë nga 1 shiringë sterile DAC® që përmban 120 mg produkt të thatë, 1 set i plotë i komponentëve steril DAC® (lidhës, mbështetës dhe shpërndarës), 1 shiringë sterile e zbrazët e shkallëzuar 5 ml - për kirurgji ortopedike/traumatologji, Kit i vetëm i përbërë nga 1 shiringë sterile DAC® që përmban 300 mg produkt të thatë, 1 set i plotë përbërësish steril DAC® (lidhës, mbështetës dhe shpërndarës), 1 shiringë sterile e zbrazët e shkallëzuar 10 ml - për kirurgji maksilofaciale, Kit i dyfishtë i përbërë nga 2 shiringa sterile DAC® që përmban 300 mg
| COATING) - Triple kit consisted of 3 sterile syringes DAC® containing 300mg of dry product, 3 complete set of sterile components DAC® (connector, backstop and spreader), 3 sterile empty graduated 10 ml syringes | [5 empty] | produkt të thatë, 2 sete të plota komponentësh sterile DAC®
| , KIT DAC (DAC – DEFENSIVE ANTIBACTERIAL | [5 empty] | (lidhës, mbështetës dhe shpërndarës), 2 shiringa sterile të zbrazëta të shkallëzuara 10 ml - për kirurgji maksilofaciale, Kit i vetëm i përbërë nga 1 shiringë sterile DAC® që përmban 180 mg produkt të thatë, 1 set i plotë i komponentëve steril DAC® (lidhës, mbështetës dhe shpërndarës), 1 shiringë sterile e zbrazët e shkallëzuar 5 ml - për kirurgji maksilofaciale, Kit i vetëm i përbërë nga 1 shiringë sterile DAC® që përmban 300 mg produkt të thatë, 1 set i plotë përbërësish steril DAC® (lidhës, mbështetës dhe shpërndarës), 1 shiringë sterile e zbrazët e shkallëzuar 10 ml - për kirurgji spinale, Kit i dyfishtë i përbërë nga 2 shiringa sterile DAC® që përmban 300 mg
| COATING) - Single kit consisted of 1 sterile syringe DAC® containing 180mg of dry product, 1 complete set of sterile components DAC® (connector, backstop and spreader), 1 sterile empty graduated 5 ml | [5 empty] | produkt të thatë, 2 sete të plota komponentësh sterile DAC®
| syringe | [5 empty] | (lidhës, mbështetës dhe shpërndarës), 2 shiringa sterile të zbrazëta të shkallëzuara 10 ml - për kirurgji spinale, Kit i vetëm i përbërë nga 1 shiringë sterile DAC® që përmban 180 mg produkt të thatë, 1 set i plotë i komponentëve steril DAC® (lidhës, mbështetës dhe shpërndarës), 1 shiringë sterile e zbrazët e shkallëzuar 5 ml - për kirurgji spinale, Kit i vetëm i përbërë nga 1 shiringë sterile DAC® që përmban 300 mg produkt të thatë, 1 set i plotë i komponentëve steril DAC® (lidhës, mbështetës dhe shpërndarës), 1 shiringë sterile e zbrazët e shkallëzuar 10 ml - për kirurgji torakale, Kit i dyfishtë i përbërë nga 2 shiringa sterile DAC® që përmban 300 mg produkt të thatë, 2 sete të plota komponentësh sterile DAC® (lidhës, mbështetës dhe shpërndarës), 2 shiringa sterile të zbrazëta të shkallëzuara 10 ml - për kirurgji torakale, Kit i trefishtë i përbërë nga 3 shiringa sterile DAC® që përmban 300 mg produkt të thatë, 3 sete të plota komponentësh sterile DAC® (lidhës, mbështetës dhe shpërndarës), 3 shiringa sterile të zbrazëta të shkallëzuara 10 ml - për kirurgji torakale
, KIT DAC (DAC – DEFENSIVE ANTIBACTERIAL
COATING) - Single kit consisted of 1 sterile syringe DAC® containing 120mg of dry product, 1 complete set of sterile components DAC® (connector, backstop and spreader), 1 sterile empty graduated 5 ml syringe
, KIT DAC (DAC – DEFENSIVE ANTIBACTERIAL
COATING) - Single kit consisting of 1 sterile DAC® syringe containing 300mg dry product, 1 complete
set of sterile DAC® components (connector, backstop and spreader), 1 empty sterile graduated syringe 10ml
, KIT DAC (DAC – DEFENSIVE ANTIBACTERIAL
COATING) - Double kit consisting of 2 sterile DAC® syringes containing 300mg of dry product, 2
complete sets of sterile DAC® components (connector, backstop and spreader) of, 2 empty sterile graduated syringes 10ml
, KIT DAC (DAC – DEFENSIVE ANTIBACTERIAL
COATING) - Single kit consisting of 1 sterile DAC® syringe containing 300mg dry product, 1 complete
set of sterile DAC® components (connector, backstop and spreader), 1 empty sterile
graduated syringe 10ml
, KIT DAC (DAC – DEFENSIVE ANTIBACTERIAL
COATING) - Single kit consisting of 1 sterile DAC® syringe containing 180mg of dry product, 1 complete
set of sterile DAC® components (connector, backstop and spreader), 1 empty sterile graduated syringe 5ml
, KIT DAC (DAC – DEFENSIVE ANTIBACTERIAL
COATING) - Single kit consisted of 1 sterile syringe DAC® containing 300mg of dry product, 1 complete
set of sterile components DAC® (connector, backstop and spreader), 1 sterile empty
graduated 10 ml syringe
, KIT DAC (DAC – DEFENSIVE ANTIBACTERIAL
COATING) - Double kit consisted of 2 sterile syringes DAC® containing 300mg of dry product, 2
complete set of sterile components DAC® (connector, backstop and spreader), 2 sterile empty graduated 10 ml syringes
, KIT DAC (DAC – DEFENSIVE ANTIBACTERIAL
COATING) - Triple kit consisted of 3 sterile syringes DAC® containing 300mg of dry product, 3 complete
set of sterile components DAC® (connector, backstop and spreader), 3 sterile empty
graduated 10 ml syringes
17422 | Regent™ Mechanical Heart Valves and Accessories | BIOMETRIC ALBANIA | 2024-10-14T00:00:00.000+02:00 | Abbott Medical - Adresa: 177 County Road B East, St. Paul, MN 55117, USA | 21AGN-751, 23AGN-751, 25AGN-751, 27AGN-751, 29AGN-751, 17AGFN-756, 19AGFN-756, 21AGFN-756, 23AGFN-756, 25AGFN-756, 27AGFN-756, 29AGFN-756, 907, AG-RHR, 17AGN-751, 19AGN-751 | Klasa III | Valvul mekanike aortike Regent - 21mm, Valvul mekanike aortike Regent - 23mm, Valvul mekanike aortike Regent - 29mm, Valvul mekanike aortike Regent - 17mm, Valvul mekanike aortike Regent - 25mm, Valvul mekanike aortike Regent - 27mm, Aksesore (Set matesash) per lehtesimin e provedurave te implantimit te valvulave mekanike, Aksesore (Doreza mbajtese) per lehtesimin e provedurave te implantimit te valvulave mekanike, Valvul mekanike aortike Regent - 19mm | Produkte per institucione te kujdesit shendetesor
17423 | Ophthalmic Equipment/Auto Chart Projector | O.E.S DISTRIMED | 2024-10-22T00:00:00.000+02:00 | Nanjing Redsun Optical Co.,Ltd. NO.18 South of Xishangqiao Road of Nanjing,China. | ACP-7 | Klasa I | Pajisje oftalmike ,Auto projektor | Pajisje oftalmike dhe optike
17424 | Reusable Shielded Cable/for concentric and single fiber EMG needle electrode | O.E.S DISTRIMED | 2024-11-04T00:00:00.000+01:00 | Technomed Europe Amerikalaan 71 6199 AE Maastricht-Airport,the Netherlands | TE/D64-xxx | Klasa I | Kabell per elektroda | Instrumenta shumeperdorimeshe
17425 | sprinter Cart | FEDOS | 2024-11-04T00:00:00.000+01:00 | Maquet Cardiopulmonary GmbH,Kehler Str. 31 76437 Rastatt Germany | 701047813 | Klasa I | karroce e levizshme per te mbajtur instrumenta mjeksore | Tjeter
17426 | Dental video Camera/CS 1200 | MSE | 2024-11-04T00:00:00.000+01:00 | Carestream Dental LLC, 3625 Cumberland Boulevard, Suite 700, Atlanta, GA USA 30339 | CS 1200 | Klasa I | Kamera intraorale | Pajisje dentare
17427 | Disposable Impression Trays Assorted, Disposable Impression Trays Red Lower Size 1, Disposable Impression Trays Orange Lower Size 2, Disposable Impression Trays Blue Lower Size 3, Disposable Impression Trays Green Lower Size 4, Disposable Impression Trays Yellow Lower Size 5, Disposable Impression Trays Purple Lower Size 6, Disposable Impression Trays Red Upper Size 1, Disposable Impression Trays Orange Upper Size 2, Disposable Impression Trays Blue Upper Size 3, Disposable Impression Trays Green Upper Size 4, Disposable Impression Trays Yellow Upper Size 5, Disposable Impression Trays Purple Upper Size 6, PROTRACTION CHIN CUP, PROTRACTION FOREHEAD PIECE, PROTRACTION FACE MASK - LARGE, PROTRACTION FACE MASK REPLACEMENT PADS (PAIR), REVERSE PULL FACEMASK CUP, REVERSE PULL FACE MASK - LARGE, REVERSE PULL FACEMASK CHIN/FOREHEAD PADS, REVERSE PULL FACE MASK - SMALL, LARGE NYLON HIGH PULL HEADCAPS BLACK, LARGE NYLON HIGH PULL HEADCAPS ROYAL BLUE, LARGE NYLON HIGH PULL HEADCAPS RED, SMALL NYLON HIGH-PULL HEADCAPS BLACK, SMALL HIGH-PULL HEADCAPS DENIM BLUE, SMALL HIGH-PULL HEADCAPS GREEN, SMALL HIGH-PULL HEADCAPS ROYAL BLUE, SMALL NYLON HIGH-PULL HEADCAPS ROYAL BLUE, SOF-GEAR CHIN CUP, SOF-GEAR CHIN CUP W/JR. HEADCAP, SOF-GEAR CHIN CUP W/REGULAR HEADCAP, SOF-GEAR HI-PULL HEADCAP - JUNIOR, SOF-GEAR HI-PULL HEADCAP - REGULAR, CERVICAL NECKPADS BLACK, CERVICAL NECKPADS CONFETTI, CERVICAL NECKPADS DENIM BLUE, CERVICAL NECKPADS PINK, CERVICAL NECKPADS ROYAL BLUE, SAFETY RELEASE MODULES BLACK 450G, SAFETY RELEASE MODULES BLACK 600G, SAFETY RELEASE MODULES BLACK 750G, SAFETY RELEASE MODULES BLUE 450G, SAFETY RELEASE MODULES BLUE 600G, SAFETY RELEASE MODULES BLUE 750G, Bite Wax Sheets, 2" Unscented Patient Wax Packs, 2" Cinnamon Patient Wax Packs, 2" Wintergreen Patient Wax Packs, Utility Wax Strips 3/16" x 11" | MEDIK LINE STEWART | 2024-11-01T00:00:00.000+01:00 | G&H Wire Company, Inc. 40 Linville Way Franklin, IN 46131, United States | DITAS, DITL01, DITL0125, DITL02, DITL0225, DITL03, DITL0325, DITL04, DITL0425, DITL05, DITL0525, DITL06, DITL0625, DITU01, DITU0125, DITU02, DITU0225, DITU03, DITU0325, DITU04, DITU0425, DITU05, DITU0525, DITU06, DITU0625, PFM001, PFM002, PFMLG, PFMRP, RPFMCUP, RPFMLG, RPFMP, RPFMSM, HPLBK5, HPLRB5, HPLRD5, HPSBK5, HPSDB10, HPSGR10, HPSRB10, HPSRB5, SOF-CC, SOF-CCJ, SOF-CCR, SOF-HPJ, SOF-HPR, CPBK10, CPCF10, CPDB10, CPPK10, CPRB10, SRBK450, SRBK600, SRBK750, SRDB450, SRDB600, SRDB750, BWX021, PWX536, PWX537, PWX636, PWX736, UWX1164 | Klasa I | Luge mase te ndryshme , Luge mase e kuqe madhesi e poshtme 1, Luge mase blu madhesia 3, Luge mase lejla madhesia 6, Luge mase e kuqe e siperme madhesia 2, Luge mase portokalli madhesia 2, Luge mase portokalli madhesia 3, Luge mase blu madhesia 4, Luge mase jeshile madhesia 4, Luge mase e verdhe madhesia 5, Kup mbrojtese per mjekren , Cope mbrojtese per ballin , Maska mbrojtese fytyre Large, Maska fytyre zevendesuese, Maske fytyre me terheqje te kundert, Maska fytyre me terheqje te kundert Large, Maska per mjekren dhe ballin, Maska fytyre me terheqje te kundert Small, Koke najloni e zeze me terheqje,Large, Koke najloni blu mbreteror me terheqje,Large, Koke najloni e kuqe me terheqje,Large, Koke najloni e vogel e zeze, Koke najloni e vogel blu xhinks, Koke najloni e vogel jeshile, Koke najloni e vogel blu mbeteror, Kupe sof-gear per mjekren, Kupe sof-Gear W/JR per mjekren, Kupe sof-gear W/Regular per mjekren, Kupe sof-gear me terheqje te larte Junior, Kupe sof-gear me terheqje te larte Regular, Mbajtese per cervikale e zeze, Konfeta mbajtese per qafen, Konfeta per qafe blu, Konfeta per qafe roze, Konfeta per qafe blu mbreteror, Module lirimi sigurie e zeze, Module lirimi sigurie blu, Fleta dylli per kafshim, Paketa dylli pa arom per pacient, Paketa dylli me kanelle per pacient, Paketa dylli dimerore per pacient, Shirita dylli Utility 3/16"x11" | Pajisje te implantueshme aktive
17428 | Optical correction contact lenses/UMIKOI TORICHE, Optical correction contact lenses/VEDERBENE keep in contact 30 1day spheric, Optical correction contact lenses/VERKERK DAG 30 daglenzen, Optical correction contact lenses/VERKERK DAG 30 multifocale daglenzen, Optical correction contact lenses/VERKERK DAG 30 torische daglenzen, Optical correction contact lenses/VISEA PURE Tageslinsen MULTIFOCAL, Optical correction contact lenses/VISEA PURE Tageslinsen SPHERIC (VISEA PURE Tageslinsen), Optical correction contact lenses/VISEA PURE Tageslinsen TORIC, Optical correction contact lenses/wesee Sferiche 1 Giorno, Optical correction contact lenses/Menicon soft 72, Optical correction contact lenses/Menicon Z, Optical correction contact lenses/Menicon Z-a, Optical correction contact lenses/Menicon EX-Z, Optical correction contact lenses/Menifocal Z, Optical correction contact lenses/Menicon EX, Optical correction intraocular lenses/Menicon Z-a E-1, Optical correction intraocular lenses/Menicon EX E-1, Optical correction intraocular lenses/Rose K Mat. Z, Optical correction intraocular lenses/Rose K Mat. EX, Optical correction intraocular lenses/Rose K2 Mat. Z, Optical correction intraocular lenses/Rose K2 Mat. EX, Optical correction intraocular lenses/Rose K2 PG Mat. Z, Optical correction intraocular lenses/Rose K2 PG Mat. EX, Optical correction intraocular lenses/Rose K2 IC Mat. Z, Optical correction intraocular lenses/Rose K2 IC Mat. EX, Optical correction intraocular lenses/Rose K2 NC Mat. Z, Optical correction intraocular lenses/Rose K2 NC Mat. EX, Optical correction intraocular lenses/Menicon Plateau Mat. Z, Optical correction intraocular lenses/Menicon Plateau Mat. EX, Optical correction intraocular lenses/B4P Mat. Z, Optical correction intraocular lenses/B4P Mat. EX, Optical correction intraocular lenses/B4PM Mat. Z, Optical correction intraocular lenses/B4PM Mat. EX, Optical correction intraocular lenses/K3 Mat. Z, Optical correction intraocular lenses/KRC1 Mat. Z, Optical correction intraocular lenses/KRC1 Mat. EX, Optical correction intraocular lenses/KRC2 Mat. Z, Optical correction intraocular lenses/KRC2 Mat. EX, Optical correction intraocular lenses/KRC3 Mat. Z, Optical correction intraocular lenses/KRC3 Mat. EX, Optical correction intraocular lenses/KRC4 Mat. Z, Optical correction intraocular lenses/KRC4 Mat. EX, Optical correction intraocular lenses/KRC5 Mat. Z, Optical correction intraocular lenses/KRC5 Mat. EX, Optical correction intraocular lenses/KRC6 Mat. Z, Optical correction intraocular lenses/KRC6 Mat. EX, Optical correction intraocular lenses/KRC7 Mat. Z, Optical correction intraocular lenses/KRC7 Mat. EX, Optical correction intraocular lenses/KRC8 Mat. Z, Optical correction intraocular lenses/KRC8 Mat. EX, Optical correction intraocular lenses/KRC9 Mat. Z, Optical correction intraocular lenses/KRC9 Mat. EX, Optical correction intraocular lenses/KRC10 Mat. Z, Optical correction intraocular lenses/KRC10 Mat. EX, Optical correction intraocular lenses/KRC11 Mat. Z, Optical correction intraocular lenses/KRC11 Mat. EX, Optical correction intraocular lenses/KRC12 Mat. Z, Optical correction intraocular lenses/KRC12 Mat. EX, Optical correction intraocular lenses/MX Mat. Z, Optical correction intraocular lenses/MX Mat. EX, Optical correction intraocular lenses/S9 Mat. Z, Optical correction intraocular lenses/S9 Mat. EX, Optical correction intraocular lenses/TCC6 Mat. Z, Optical correction intraocular lenses/TCC6 Mat. EX, Optical correction contact lenses/irridi ONE-DAY CONTACT LENSES (30 LENSES), Optical correction contact lenses/irridi ONE-DAY CONTACT LENSES FOR ASTIGMATISM (30 LENS, Optical correction contact lenses/iWear slim, Optical correction contact lenses/iWear slim ASTIGMATISM, Optical correction contact lenses/iWear slim PRESBYOPIA, Optical correction contact lenses/KIND PREMIUM TAGESKONTAKTLINSEN MUL TIFOKAL, Optical correction contact lenses/KIND PREMIUM TAGESKONTAKTLINSEN SPHARISCH, Optical correction contact lenses/KIND PREMIUM TAGESKONTAKTLINSEN TORISCH, Optical correction contact lenses/lensnfriendsme day multifokal, Optical correction contact lenses/lensnfriendsme day spharisch, Optical correction contact lenses/lensnfriendsme day torisch, Optical correction contact lenses/LENTI A CONTATTO GIORNALIERE SFERICHE, Optical correction contact lenses/LEOPOLD Meine Tageslinse multifokal, Optical correction contact lenses/LEOPOLD Meine Tageslinse spharisch, Optical correction contact lenses/LEOPOLD Meine Tageslinse torisch, Optical correction contact lenses/L'EPHEMERE BY AFFLELOU MF, Optical correction contact lenses/L'EPHEMERE BY AFFLELOU SPH, Optical correction contact lenses/L'EPHEMERE BY AFFLELOU TOR, Optical correction contact lenses/L'OTTICOPERTUTTI 1 day Flat Pack, Optical correction contact lenses/love one day, Optical correction contact lenses/love one day toric, Optical correction contact lenses/lovi LENSES tageslinsen spharisch, Optical correction contact lenses/lovi LENSES tageslinsen torisch, Optical correction contact lenses/medifree Premium+++ tageslinsen multifokal, Optical correction contact lenses/medifree Premium+++ tageslinsen spharisch, Optical correction contact lenses/medifree Premium+++ tageslinsen torisch, Optical correction contact lenses/MES LENTILLES JOURNALIERES, Optical correction contact lenses/MES LENTILLES JOURNALIERES MULTIFOCAL, Optical correction contact lenses/MES LENTILLES JOURNALIERES TORIC, Optical correction contact lenses/Miru 1 day Men icon Flat Pack for BENOCLE, Optical correction contact lenses/monopticien.com 1 day Menicon Flat Pack Torie, Optical correction contact lenses/monopticien.com 1day Menicon Flat Pack Multifocal, Optical correction contact lenses/My LENS BY JONEN Comfort Blue Eintageslinsen, Optical correction contact lenses/My LENS BY JONEN Comfort Blue Eintageslinsen multifokal, Optical correction contact lenses/My LENS BY JONEN Comfort Blue Eintageslinsen torisch, Optical correction contact lenses/Natsu Daily Lenses, Optical correction contact lenses/OCULIST Premium Multifocal Tageslinsen, Optical correction contact lenses/OCULIST Premium Tageslinsen, Optical correction contact lenses/OCULIST Premium Torie Tageslinsen, Optical correction contact lenses/one daily spheric, Optical correction contact lenses/ONE DAY SPHERIC LENSES, Optical correction contact lenses/optiview Neso 30 daglenzen, Optical correction contact lenses/optiview Neso 30 daglenzen multifocaal, Optical correction contact lenses/optiview Neso 30 daglenzen torisch, Optical correction contact lenses/OTTICA BALZAROTTI 1 DAY SFERICHE, Optical correction contact lenses/OTTICA IRIDE GIORNALIERE SOTTILI, Optical correction contact lenses/OTTICA LUCHETTI, Optical correction contact lenses/OTTICA SOPPA 30 LENTI GIORNALIERE, Optical correction contact lenses/OXOlens ECO-POCKET 1 DAY, Optical correction contact lenses/OXOlens ECO-POCKET 1 DAY MUL TIFOCAL, Optical correction contact lenses/OXOlens ECO-POCKET 1 DAY TORIC, Optical correction contact lenses/PERVISION Mizu 1day Flat Pack, Optical correction contact lenses/PREGLIASCO, Optical correction contact lenses/Premium Lens Lens2go 30 Tageslinsen multifokal, Optical correction contact lenses/Premium Lens Lens2go 30 Tageslinsen spharisch (Premium Lens Lens 2go), Optical correction contact lenses/Premium Lens Lens2go 30 Tageslinsen torisch, Optical correction contact lenses/prima-lens day1 start, Optical correction contact lenses/prima-lens day1 start multifocal, Optical correction contact lenses/prima-lens day1 start toric, Optical correction contact lenses/PRIMAsoft® ONE 30 daily lenses, Optical correction contact lenses/PRIMAsoft® ONE 30 daily lenses Multifocal, Optical correction contact lenses/PRIMAsoft® ONE 30 daily lenses TORIC, Optical correction contact lenses/Prime 1 day, Optical correction contact lenses/Prime 1 day multifocal, Optical correction contact lenses/Prime 1 day toric, Optical correction contact lenses/PRIME SV spheric, Optical correction contact lenses/PRO EYES KONTAKTLINSEN Premium multifokal, Optical correction contact lenses/PRO EYES KONTAKTLINSEN Premium spharisch, Optical correction contact lenses/PRO EYES KONTAKTLINSEN Premium torisch, Optical correction contact lenses/procis PREMIUM 1-DAY BIOLENS, Optical correction contact lenses/PROTECTA VISION HANOI 1 DAY Multif, Optical correction contact lenses/PROTECTA VISION HANOI 1 DAY Spheric, Optical correction contact lenses/PROTECTA VISION HANOI 1 DAY Toric, Optical correction contact lenses/R&B DOCCHIALI, Optical correction contact lenses/SCHWIND COMFORT 1 day, Optical correction contact lenses/SCHWIND COMFORT 1 day toric, Optical correction contact lenses/SENSITIVE MIU 1 Multifocal, Optical correction contact lenses/SENSITIVE MIU 1 Spheric, Optical correction contact lenses/SENSITIVE MIU 1 Toric, Optical correction contact lenses/SENSITIVELENS MED Biokompatible multifokale Tageslinse, Optical correction contact lenses/SENSITIVELENS MED Biokompatible spharischeTageslinse (SENSITIVELENS MED 1day), Optical correction contact lenses/SENSITIVELENS MED Biokompatible torische Tageslinse, Optical correction contact lenses/simply!® love one day multifocal, Optical correction contact lenses/simply!®love one day, Optical correction contact lenses/SINSIGHT 30 Lenti giornaliere Sferiche, Optical correction contact lenses/SLIM ONE DAY CONTACT LENS, Optical correction contact lenses/SLIM ONE DAY CONTACT LENS TORIC FOR ASTIGMATISM, Optical correction contact lenses/Smile 1 day, Optical correction contact lenses/SOFT WEAR DAILY CONTACT LENSES, Optical correction contact lenses/SOFT WEAR DAILY CONTACT LENSES MULTIFOCAL, Optical correction contact lenses/SOFT WEAR DAILY CONT ACT LENSES TORIC, Optical correction contact lenses/SOLENTO ldealVu® 1 day, Optical correction contact lenses/SOLENTO ldealVu® 1 day for astigmatism, Optical correction contact lenses/SOLENTO ldealVu® 1 day for presbyopia, Optical correction contact lenses/SOTTILENS, Optical correction contact lenses/STARVIEW PROGRESSIVE 2.0 ONE-DAY CONTACT LENSES, Optical correction contact lenses/STARVIEW SPHERIC 2.0 ONE-DAY CONTACT LENSES, Optical correction contact lenses/STARVIEW TORIC 2.0 ONE-DAY CONTACT LENSES, Optical correction contact lenses/Sud Optique Porto-Vecchio Miru 1day Menicon Flat Pack, Optical correction contact lenses/Sud Optique Porto-Vecchio Miru 1 day Men icon Flat Pack TORIC, Optical correction contact lenses/SWISS+ OPTIC AQUA LENSES DELUXE, Optical correction contact lenses/SWISS+ OPTIC AQUA LENSES DELUXE MULTIFOCAL, Optical correction contact lenses/SWISS+ OPTIC AQUA LENSES DELUXE TORIC, Optical correction contact lenses/trendLens 1 day-2-go multifocal, Optical correction contact lenses/trendLens 1 day-2-go spheric, Optical correction contact lenses/trendLens 1 day-2-go toric, Optical correction contact lenses/UMIKOI SFERICHE, Optical correction contact lenses/Menicon PremiO, Optical correction contact lenses/Menisoft S, Optical correction contact lenses/Menicon PremiO toric, Optical correction contact lenses/Menisoft S toric, Optical correction contact lenses/AIRSOFT 2WEEKL Y SPHERIC PREMIUM, Optical correction contact lenses/AIRSOFT 2WEEKL Y TORIC PREMIUM, Optical correction contact lenses/EXCELLENT FOR ASTIGMATISM, Optical correction contact lenses/EXCELLENT SPHERIC, Optical correction contact lenses/Prime 2 weeks, Optical correction contact lenses/Prime 2 weeks toric, Optical correction contact lenses/SilQuindici SFERICHE IN SILICONE-HYDROGEL, Optical correction contact lenses/SilQuindici TORICHE IN SILICONE-HYDROGEL, Optical correction contact lenses/SINSIGHT 6 Lenti quindicinali Sferiche First Top Class, Optical correction contact lenses/SINSIGHT 6 Lenti quindicinali Toriche First Top Class, Optical correction contact lenses/Miru 1 day Menicon Flat Pack, Optical correction contact lenses/Miru 1 day Menicon Flat Pack toric, Optical correction contact lenses/Miru 1 day Menicon Flat Pack multifocal, Optical correction contact lenses/(sightful) PREMIUM DAILY CONTACTS, Optical correction contact lenses/(sightful) PREMIUM DAILY CONTACTS MULTI FOCAL, Optical correction contact lenses/(sightful) PREMIUM DAILY CONTACTS TORIC, Optical correction contact lenses/1 Day glow, Optical correction contact lenses/1 day flat sferica, Optical correction contact lenses/ace & tate contacts, Optical correction contact lenses/ace & tate contacts TORIC, Optical correction contact lenses/Aki Daily Lenses, Optical correction contact lenses/Aki Daily Lenses Multifocal, Optical correction contact lenses/Aki Daily Lenses Toric, Optical correction contact lenses/AQUA PLUS slim sferiche, Optical correction contact lenses/AQUA PLUS slim toriche, Optical correction contact lenses/AquaView Easy, Optical correction contact lenses/AUGENOPTIK VOB Tageskontaktlinsen SPHERIC, Optical correction contact lenses/CLEAR LENS PLUS 1 DAY BIOCOMPATIBLE MULTIFOCAL 1DAY CONTACT LENS, Optical correction contact lenses/CLEAR LENS PLUS 1DAY BIOCOMPATIBLE SPHERICAL 1DAY CONTACT LENS (CLEAR LENS PLUS 1day), Optical correction contact lenses/CLEAR LENS PLUS 1DAY BIOCOMPATIBLE TORIC 1DAY CONTACT LENS, Optical correction contact lenses/CLEAR LENS PLUS 1DAY MULTIFOCAL, Optical correction contact lenses/CLEAR LENS PLUS 1DAY SPHERIC, Optical correction contact lenses/CLEAR LENS PLUS 1 DAY TORIC, Optical correction contact lenses/code+ 1 DAY H24, Optical correction contact lenses/code+ 1 DAY H24 MUL TIFOCALI, Optical correction contact lenses/code+ 1DAY H24 TORICHE, Optical correction contact lenses/Comfort Lens Premium 1DAY MULTIFOCAL, Optical correction contact lenses/Comfort Lens Premium 1DAY SPHERIC, Optical correction contact lenses/Comfort Lens Premium 1 DAY TORIC, Optical correction contact lenses/COMFORT LENS PREMIUM BIOKOMPATIBLE MULTIFOKALE EIN-TAGES-KONTAKTLINSE, Optical correction contact lenses/COMFORT LENS PREMIUM Biokompatible spharische Ein-Tages-Kontaktlinse, Optical correction contact lenses/COMFORT LENS PREMIUM BIOKOMPATIBLE TORISCHE EIN-TAGES-KONTAKTLINSE, Optical correction contact lenses/Contact Giornaliere, Optical correction contact lenses/DAILY 30 SMALL, Optical correction contact lenses/DAILY plus SFERICHE, Optical correction contact lenses/DAILY plus TORICHE, Optical correction contact lenses/Die Linse Pocket multifokal, Optical correction contact lenses/Die Linse Pocket spharisch, Optical correction contact lenses/Die Linse Pocket torisch, Optical correction contact lenses/DOCTOR LENS DAILY FLAT SPHERIC, Optical correction contact lenses/easy wear Lyra Multifocal, Optical correction contact lenses/easy wear Lyra Spherical, Optical correction contact lenses/easy wear Lyra Toric, Optical correction contact lenses/ecolens, Optical correction contact lenses/ecolens MULTIFOCALI, Optical correction contact lenses/ecolens TORICHE, Optical correction contact lenses/EFFETTO OTTICO 30 LENTI GIORNALIERE SFERICHE, Optical correction contact lenses/evoluzione One Day small pack, Optical correction contact lenses/evoluzione One Day small pack Multifocal, Optical correction contact lenses/evoluzione One Day small pack Toric, Optical correction contact lenses/EYE.FRESH MULTIFOKALE TAGESLINSE, Optical correction contact lenses/EYE.FRESH spharische Tageslinse, Optical correction contact lenses/EYE.FRESH TORISCHE TAGESLINSE, Optical correction contact lenses/eye+con 1 day multifocal, Optical correction contact lenses/eye+con 1dayspheric, Optical correction contact lenses/eye+con 1 day toric, Optical correction contact lenses/eye2 my.sen Tages-Kontaktlinsen spharisch, Optical correction contact lenses/eye2 my.sen Tages-Kontaktlinsen torisch, Optical correction contact lenses/eye2my.sen Tages-Kontaktlinsen multifocal, Optical correction contact lenses/eyexpert thin, Optical correction contact lenses/eyexpert thin astigmatism, Optical correction contact lenses/eyexpert thin presbyopia, Optical correction contact lenses/first optiker WEICHE TAGESLINSEN SUPREME VISION SPHARISCHE HYDROGEL TAGESLINSEN (FIRST OPTIKER WEICHE TAGESLINSEN), Optical correction contact lenses/first optiker WEICHE TAGESLINSEN SUPREME VISION TORISCHE HYDROGEL TAGESLINSEN, Optical correction contact lenses/firstoptiker WEICHE TAGESLINSEN SUPREME VISION 30 GLEITSICHT HYDROGEL TAGESLINSEN, Optical correction contact lenses/Fly Lens, Optical correction contact lenses/FreeDom® Lenti a contatto in Hydrogel Ricambio giornaliero Multifocale, Optical correction contact lenses/FreeDom® Lenti a contatto in Hydrogel Ricambio giornaliero Sferica, Optical correction contact lenses/FreeDom® Lenti a contatto in Hydrogel Ricambio giornaliero Torica, Optical correction contact lenses/fresh FLAT MULTIFOKALE TAGESLINSEN, Optical correction contact lenses/fresh FLAT SPHARISCHE TAGESLINSEN, Optical correction contact lenses/fresh FLAT TORISCHE TAGESLINSEN, Optical correction contact lenses/Get Argus® Eyes 1 day bio, Optical correction contact lenses/Haru Daily Lenses, Optical correction contact lenses/Haru Daily Lenses Multifocal, Optical correction contact lenses/Haru Daily Lenses Toric, Optical correction contact lenses/HAWKERS DAILY, Optical correction contact lenses/hellins MULTIFOCALI ONE DAY LIGHT, Optical correction contact lenses/hellins SFERICHE ONE DAY LIGHT, Optical correction contact lenses/hellins TORICHE ONE DAY LIGHT, Optical correction contact lenses/HOP! MULTIFOCAL 1 Day Contact Lenses, Optical correction contact lenses/HOP! SPHERE 1 Day Contact Lenses, Optical correction contact lenses/HOP! TORIC 1 Day Contact Lenses, Optical correction contact lenses/I CARE otchi 1day, Optical correction contact lenses/INTERLENS BIO SPHERIC, Optical correction contact lenses/INTERLENS BIO TORIC, Optical correction contact lenses/INVISIBLE ONE DAY FLAT LENS | GEN - ALB FARMA | 2024-10-14T00:00:00.000+02:00 | Menicon Co., Ltd. 3-21-19, Aoi, Naka-ku, Nagoya, 460-0006 Japan | UMIKOI TORICHE, VEDERBENE keep in contact 30 1day spheric, VERKERK DAG 30 daglenzen, VERKERK DAG 30 multifocale daglenzen, VERKERK DAG 30 torische daglenzen, VISEA PURE Tageslinsen MULTIFOCAL, VISEA PURE Tageslinsen SPHERIC (VISEA PURE Tageslinsen), VISEA PURE Tageslinsen TORIC, wesee Sferiche 1 Giorno, Menicon soft 72, Menicon Z, Menicon Z-a, Menicon EX-Z, Menifocal Z, Menicon EX, Menicon Z-a E-1, Menicon EX E-1, Rose K Mat. Z, Rose K Mat. EX, Rose K2 Mat. Z, Rose K2 Mat. EX, Rose K2 PG Mat. Z, Rose K2 PG Mat. EX, Rose K2 IC Mat. Z, Rose K2 IC Mat. EX, Rose K2 NC Mat. Z, Rose K2 NC Mat. EX, Menicon Plateau Mat. Z, Menicon Plateau Mat. EX, B4P Mat. Z, B4P Mat. EX, B4PM Mat. Z, B4PM Mat. EX, K3 Mat. EX, KRC1 Mat. Z, KRC1 Mat. EX, KRC2 Mat. Z, KRC2 Mat. EX, KRC3 Mat. Z, KRC3 Mat. EX, KRC4 Mat. Z, KRC4 Mat. EX, KRC5 Mat. Z, KRC5 Mat. EX, KRC6 Mat. Z, KRC6 Mat. EX, KRC7 Mat. Z, KRC7 Mat. EX, KRC8 Mat. Z, KRC8 Mat. EX, KRC9 Mat. Z, KRC9 Mat. EX, KRC10 Mat. Z, KRC10 Mat. EX, KRC11 Mat. Z, KRC11 Mat. EX, KRC12 Mat. Z, KRC12 Mat. EX, MX Mat. Z, MX Mat. EX, S9 Mat. Z, S9 Mat. EX, TCC6 Mat. Z, TCC6 Mat. EX, irridi ONE-DAY CONTACT LENSES (30 LENSES), irridi ONE-DAY CONTACT LENSES FOR ASTIGMATISM (30 LENSES), iWear slim, iWear slim ASTIGMATISM, iWear slim PRESBYOPIA, KIND PREMIUM TAGESKONTAKTLINSEN MUL TIFOKAL, KIND PREMIUM TAGESKONTAKTLINSEN SPHARISCH, KIND PREMIUM TAGESKONTAKTLINSEN TORISCH, lensnfriendsme day multifokal, lensnfriendsme day spharisch, lensnfriendsme day torisch, LENTI A CONTATTO GIORNALIERE SFERICHE, LEOPOLD Meine Tageslinse multifokal, LEOPOLD Meine Tageslinse spharisch, LEOPOLD Meine Tageslinse torisch, L'EPHEMERE BY AFFLELOU MF, L'EPHEMERE BY AFFLELOU SPH, L'EPHEMERE BY AFFLELOU TOR, L'OTTICOPERTUTTI 1 day Flat Pack, love one day, love one day toric, lovi LENSES tageslinsen spharisch, lovi LENSES tageslinsen torisch, medifree Premium+++ tageslinsen multifokal, medifree Premium+++ tageslinsen spharisch, medifree Premium+++ tageslinsen torisch, MES LENTILLES JOURNALIERES, MES LENTILLES JOURNALIERES MULTIFOCAL, MES LENTILLES JOURNALIERES TORIC, Miru 1 day Men icon Flat Pack for BENOCLE, monopticien.com 1day Menicon Flat Pack, monopticien.com 1day Menicon Flat Pack Multifocal, My LENS BY JONEN Comfort Blue Eintageslinsen, My LENS BY JONEN Comfort Blue Eintageslinsen multifokal, My LENS BY JONEN Comfort Blue Eintageslinsen torisch, Natsu Daily Lenses, OCULIST Premium Multifocal Tageslinsen, OCULIST Premium Tageslinsen, OCULIST Premium Torie Tageslinsen, one daily spheric, ONE DAY SPHERIC LENSES, optiview Neso 30 daglenzen, optiview Neso 30 daglenzen multifocaal, optiview Neso 30 daglenzen torisch, OTTICA BALZAROTTI 1 DAY SFERICHE, OTTICA IRIDE GIORNALIERE SOTTILI, OTTICA LUCHETTI, OTTICA SOPPA 30 LENTI GIORNALIERE, OXOlens ECO-POCKET 1 DAY, OXOlens ECO-POCKET 1 DAY MUL TIFOCAL, OXOlens ECO-POCKET 1 DAY TORIC, PERVISION Mizu 1day Flat Pack, PREGLIASCO, Premium Lens Lens2go 30 Tageslinsen multifokal, Premium Lens Lens2go 30 Tageslinsen spharisch (Premium Lens Lens 2go), Premium Lens Lens2go 30 Tageslinsen torisch, prima-lens day1 start, prima-lens day1 start multifocal, prima-lens day1 start toric, PRIMAsoft® ONE 30 daily lenses, PRIMAsoft® ONE 30 daily lenses Multifocal, PRIMAsoft® ONE 30 daily lenses TORIC, Prime 1 day, Prime 1 day multifocal, Prime 1 day toric, PRIME SV spheric, PRO EYES KONTAKTLINSEN Premium multifokal, PRO EYES KONTAKTLINSEN Premium spharisch, PRO EYES KONTAKTLINSEN Premium torisch, procis PREMIUM 1-DAY BIOLENS, PROTECTA VISION HANOI 1 DAY Multif, PROTECTA VISION HANOI 1 DAY Spheric, PROTECTA VISION HANOI 1 DAY Toric, R&B DOCCHIALI, SCHWIND COMFORT 1 day, SCHWIND COMFORT 1 day toric, SENSITIVE MIU 1 Multifocal, SENSITIVE MIU 1 Spheric, SENSITIVE MIU 1 Toric, SENSITIVELENS MED Biokompatible multifokale Tageslinse, SENSITIVELENS MED Biokompatible spharischeTageslinse (SENSITIVELENS MED 1day), SENSITIVELENS MED Biokompatible torische Tageslinse, simply!® love one day multifocal, simply!®love one day, SINS | Klasa IIa | Qëllimi i synuar është për korrigjimin optik të gabimit refraktiv (miopi ose hipermetropi) në personat afakikë ose joafakikë me sy jo të sëmurë që kërkojnë një lente kontakti të ngurtë për menaxhimin e kushteve të parregullta të kornesë, si keratokoni, degjenerimi margjinal pellucid, ose pas keratoplastikë depërtuese ose kirurgji refraktive (p.sh., LASIK)., Qëllimi i synuar është korrigjimi optik i ametropisë refraktive (miopia, hipermetropia dhe/ose astigmatizmi) dhe/ose presbiopia tek personat joafakikë me sy jo të sëmurë., Qëllimi i synuar është korrigjimi optik i ametropisë refraktive (miopi, hipermetropi dhe/ose astigmatizëm) te personat joafakikë me sy jo të sëmurë. | Pajisje oftalmike dhe optike
17429 | OPTIGUN®, Optigun™ Ratchet (4195), OPTIGUN®, Optigun™ II (4193) | T R I M E D | 2024-10-14T00:00:00.000+02:00 | BIOMET FRANCE, Plateau de Lautagne 26000 Valence, France | OPTIGUN®, Optigun™ Ratchet (4195), OPTIGUN®, Optigun™ II (4193) | Ir | OPTIGUN® është një pajisje mjekësore që ka për qëllim të injektojë cementin kockor të përzier në sistemet përzierës Optipac® ose Optivac® për të shpërndarë cementin kockor te pacienti gjatë kirurgjisë së artikulacioneve. | Produkte per institucione te kujdesit shendetesor
17430 | Orthodontic Spring, Orthodontic inter-bracket elastic | ORTHO TARGET | 2024-10-03T00:00:00.000+02:00 | World Class Technology Corporation,1300 NE Alpha Drive McMinnville, OR 97128 USA | 31797, 62073, 62074, 41677, 38734, 46581, 58818, 31759, 41397, 16204, 38741 | Klasa IIa | Materiale ndihmes ne ortodonci Susta, Materiale ndihmes ne ortodonci chain, Materiale ndihmes ne ortodonci, llastiqe,Banda, Materiale ndihmes ne ortodonci, harqe,beaketa,legatura, Materiale ndihmes ne ortodonci,banda, Braketa metal, Braketa ortodontike , Tuba ortodoncie, Harqe ortodontik, Fije ortodontike, Celes ortodontik | Pajisje dentare
chain, Orthodontic inter-arch elastic band, Orthodontic archwire/bracket
ligature , Orthodontic Metal Band, Orthodontic bracket, metal, Self-ligating orthodontic bracket, Orthodontic Tube, Orthodontic archwire, Orthodontic wire, Orthodontic Lock
17431 | Delmar - ISOTONIC SEA WATER BABY NASAL SPRAY 30ml (PL0032_BB) | T R I M E D | 2024-10-11T00:00:00.000+02:00 | PHARMALINK, S.L, AVDA. UNIVERSITAT AUTONOMA, 13 PARC TECNOLOGIC DEL VALLES 08290 CERDANYOLA DEL VALLES SPAIN | Delmar - ISOTONIC SEA WATER BABY NASAL SPRAY 30ml (PL0032_BB) | Klasa IIa | Delmar - ISOTONIC SEA WATER BABY NASAL SPRAY është një pajisje mjekësore që përdoret për higjenën e përditshme të hundës tek foshnjat, fëmijët dhe të rriturit duke lejuar një ndihmë terapeutike në disa indikacione bazë si: nazofaringit, rinit obstruktiv dhe sinusit, hundë e thatë, ngjirja e zërit për shkak të tharjes së mukozave, ndihmues në trajtimin pediatrik dhe ORL. | Tjeter
17432 | K-File, 21mm Size 70, 6-Pack, K-File, 21mm Size 80, 6-Pack, K-File, 21mm Asst. 45-70 PK-6, K-File, 21mm Asst 15/40, 6-Pack, K-File, 21mm Asst 45/80, 6-Pack, K-File, 25mm Size 08, 6-Pack, K-File, 25mm Size 10, 6-Pack, K-File, 25mm Size 15, 6-Pack, K-File, 25mm Size 20, 6-Pack, K-File, 25mm Size 25, 6-Pack, K-File, 25mm Size 30, 6-Pack, K-File, 25mm Size 35, 6-Pack, K-File, 25mm Size 40, 6-Pack, K-File, 25mm Size 45, 6-Pack, K-File, 25mm Size 50, 6-Pack, K-File, 25mm Size 55, 6-Pack, K-File, 25mm Size 60, 6-Pack, K-File, 25mm Size 70, 6-Pack, K-File, 25mm Size 80, 6-Pack, K-File, 25mm Asst 15/40, 6-Pack, K-File, 25mm Asst 45/80, 6-Pack, K-File, 30mm Size 08, 6-Pack, K-File, 30mm Size 10, 6-Pack, K-File, 30mm Size 15, 6-Pack, K-File, 30mm Size 20, 6-Pack, K-File, 30mm Size 25, 6-Pack, K-File, 30mm Size 30, 6-Pack, K-File, 30mm Size 35, 6-Pack, K-File, 30mm Size 40, 6-Pack, K-File, 30mm Size 45, 6-Pack, K-File, 30mm Size 50, 6-Pack, K-File, 30mm Size 55, 6-Pack, K-File, 30mm Size 60, 6-Pack, K-File, 30mm Size 70, 6-Pack, K-File, 30mm Size 80, 6-Pack, K-File, 30mm Asst 15/40, 6-Pack, K-File, 30mm Asst 45/80, 6-Pack, K-File, 21mm Size 06, 6-Pack, K-File, 25mm Size 06, 6-Pack, K-File, 30mm Size 06, 6-Pack, K-Flex File, 21mm Size 20, 6-Pack, K-Flex File, 21mm Size 25, 6-Pack, K-Flex File, 21mm Size 30, 6-Pack, K-Flex File, 21mm Size 35, 6-Pack, K-Flex File, 21mm Size 40, 6-Pack, K-Flex File, 21mm Size 45, 6-Pack, K-Flex File, 21mm Size 50, 6-Pack, K-Flex File, 21mm Size 55, 6-Pack, K-Flex File, 21mm Size 60, 6-Pack, K-Flex File, 25mm Size 08, 6-Pack, K-Flex File, 25mm Size 10, 6-Pack, K-Flex File, 25mm Size 15, 6-Pack, K-Flex File, 25mm Size 20, 6-Pack, K-Flex File, 25mm Size 25, 6-Pack, K-Flex File, 25mm Size 30, 6-Pack, K-Flex File, 25mm Size 35, 6-Pack, K-Flex File, 25mm Size 40, 6-Pack, K-Flex File, 25mm Size 45, 6-Pack, K-Flex File, 25mm Size 50, 6-Pack, K-Flex File, 25mm Size 55, 6-Pack, K-Flex File, 25mm Size 60, 6-Pack, K-Flex File, 25mm Size 70, 6-Pack, K-Flex File, 25mm Size 80, 6-Pack, K-Flex File, 30mm Size 08, 6-Pack, K-Flex File, 30mm Size 10, 6-Pack, K-Flex File, 30mm Size 15, 6-Pack, K-Flex File, 30mm Size 20, 6-Pack, K-Flex File, 30mm Size 25, 6-Pack, K-Flex File, 30mm Size 30, 6-Pack, K-Flex File, 30mm Size 35, 6-Pack, K-Flex File, 30mm Size 40, 6-Pack, K-Flex File, 30mm Size 45, 6-Pack, K-FlexFile, 30 mmSize 50, 6-Pack, K-FlexFile, 30 mmSize 55, 6-Pack, K-FlexFile, 30 mmSize 60, 6-Pack, K-FlexFile, 30 mmSize 70, 6-Pack, K-FlexFile, 30 mmSize 80, 6-Pack, K-FlexFile, 21 mmSize 06, 6-Pack, K-FlexFile, 25 mmSize 06, 6-Pack, K-FlexFile, 30 mmSize 06, 6-Pack, K-FlexFile, 21 mmAsst15/40, 6-Pack, K-FlexFile, 25 mmAsst15/40, 6-Pack, K-FlexFile, 25 mmAsst45/80, 6-Pack, K-FlexFile, 30 mmAsst15/40, 6-Pack, K-FlexFile, 30 mmAsst45/80, 6-Pack, K-FlexFile, 21 mmSize 08, 6-Pack, K-FlexFile, 21 mmSize 10, 6-Pack, K-FlexFile, 21 mmSize 15, 6-Pack, Reamer, 21 mm Size 08, 6-pack, Reamer, 21 mm Size 10, 6-pack, Reamer, 21 mm Size 15, 6-pack, Reamer, 21 mm Size 20, 6-pack, Reamer, 21 mm Size 25, 6-pack, Reamer, 21 mm Size 30, 6-pack, Reamer, 21 mm Size 35, 6-pack, Reamer, 21 mm Size 40, 6-pack, Reamer, 21 mm Size 45, 6-pack, Reamer, 25 mm Size 08, 6-pack, Reamer, 25 mm Size 10, 6-pack, Reamer, 25 mm Size 15, 6-pack, Reamer, 25 mm Size 20, 6-pack, Reamer, 25 mm Size 25, 6-pack, Reamer, 25 mm Size 30, 6-pack, Reamer, 25 mm Size 35, 6-pack, Reamer, 25 mm Size 40, 6-pack, Reamer, 25 mm Size 45, 6-pack, Reamer, 25 mmAsst15/40, 6-Pack, Reamer, 25 mm Size 70, 6-pack, Reamer, 30 mm Size 25, 6-pack, Reamer, 30 mm Size 30, 6-pack, Reamer, 30 mm Size 35, 6-pack, Reamer, 30 mm Size 40, 6-pack, Reamer, 30 mm Size 45, 6-pack, Reamer, 30 mm Size 55, 6-pack, Reamer, 30 mm Size 60, 6-pack, Reamer, 30 mm Size 70, 6-pack, Reamer, 30 mm Size 80, 6-pack, Reamer, 21 mm Size 06, 6-pack, Reamer, 25 mm Size 06, 6-pack, Reamer, 30 mm Size 08, 6-pack, Triple-FlexFile, 21 mmSize 08, 6-pack, Triple-FlexFile, 21 mmSize 10, 6-pack, Triple-FlexFile, 21 mmSize 15, 6-pack, Triple-FlexFile, 21 mmSize 20, 6-pack, Triple-FlexFile, 21 mmSize 25, 6-pack, Triple-FlexFile, 21 mmSize 30, 6-pack, Triple-FlexFile, 21 mmSize 35, 6-pack, Triple-FlexFile, 21 mmSize 40, 6-pack, Triple-FlexFile, 21 mmSize 45, 6-pack, Triple-FlexFile, 21 mmSize 50, 6-pack, Triple-FlexFile, 21 mmSize 55, 6-pack, Triple-FlexFile, 21 mmSize 60, 6-pack, Triple-FlexFile, 21 mmSize 70, 6-pack, Triple-FlexFile, 21 mmSize 80, 6-pack, Triple-FlexFile, 25 mmSize 08, 6-pack, Triple-FlexFile, 25 mmSize 10, 6-pack, Triple-FlexFile, 25 mmSize 15, 6-pack, Triple-FlexFile, 25 mmSize 20, 6-pack, Triple-FlexFile, 25 mmSize 25, 6-pack, Triple-FlexFile, 25 mmSize 30, 6-pack, Triple-FlexFile, 25 mmSize 35, 6-pack, Triple-FlexFile, 25 mmSize 40, 6-pack, Triple-FlexFile, 25 mmSize 45, 6-pack, Triple-FlexFile, 25 mmSize 50, 6-pack, Triple-FlexFile, 25 mmSize 55, 6-pack, Triple-FlexFile, 25 mmSize 60, 6-pack, Triple-FlexFile, 25 mmSize 70, 6-pack, Triple-FlexFile, 25 mmSize 80, 6-pack, Triple-FlexFile, 30 mmSize 08, 6-pack, Triple-FlexFile, 30 mmSize 10, 6-pack, Triple-FlexFile, 30 mmSize 15, 6-pack, Triple-FlexFile, 30 mmSize 20, 6-pack, Triple-FlexFile, 30 mmSize 25, 6-pack, Triple-FlexFile, 30 mmSize 30, 6-pack, Triple-FlexFile, 30 mmSize 35, 6-pack, Triple-FlexFile, 30 mmSize 40, 6-pack, Triple-FlexFile, 30mm Size 45, 6-pack, Triple-FlexFile, 30mm Size 50, 6-pack, Triple-FlexFile, 30mm Size 55, 6-pack, Triple-FlexFile, 30mm Size 60, 6-pack, Triple-FlexFile, 30mm Size 70, 6-pack, Triple-FlexFile, 30mm Size 80, 6-pack, Triple-FlexFile, 21mm Asst 15/40, 6-pack, Triple-FlexFile, 25mm Asst 15/40, 6-pack, Triple-FlexFile, 30mm Asst 15/40, 6-pack, Triple-FlexFile, 21mm Asst 45/80, 6-pack, Triple-FlexFile, 25mm Asst 45/80, 6-pack, Triple-FlexFile, 30mm Asst 45/80, 6-pack, Hedstrom, 25mm Size 35, 6-Pack, Hedstrom, 25mm Size 40, 6-Pack, Hedstrom, 25mm Size 45, 6-Pack, Hedstrom, 25mm Size 50, 6-Pack, Hedstrom, 25mm Size 55, 6-Pack, Hedstrom, 25mm Size 60, 6-Pack, Hedstrom, 25mm Size 70, 6-Pack, Hedstrom, 30mm Size 15, 6-Pack, Hedstrom, 30mm Size 20, 6-Pack, Hedstrom, 30mm Size 25, 6-Pack, Hedstrom, 30mm Size 30, 6-Pack, Hedstrom, 30mm Size 35, 6-Pack, Hedstrom, 30mm Size 40, 6-Pack, Hedstrom, 30mm Size 45, 6-Pack, Hedstrom, 30mm Size 50, 6-Pack, Hedstrom, 30mm Size 55, 6-Pack, Hedstrom, 30mm Size 60, 6-Pack, Hedstrom, 30mm Size 70, 6-Pack, Hedstrom, 21mm Asst 15/40, 6-Pack, Hedstrom, 21mm Asst 45/80, 6-Pack, Hedstrom, 25mm Asst 15/40, 6-Pack, Hedstrom, 25mm Asst 45/80, 6-Pack, Hedstrom, 30mm Asst 15/40, 6-Pack, Hedstrom, 30mm Asst 45/80, 6-Pack, Hedstrom, 21mm Size 80, 6-Pack, Hedstrom, 25mm Size 80, 6-Pack, Hedstrom, 30mm Size 80, 6-Pack, K-File, 21mm Size 08, 6-Pack, K-File, 21mm Size 10, 6-Pack, K-File, 21mm Size 15, 6-Pack, K-File, 21mm Size 20, 6-Pack, K-File, 21mm Size 25, 6-Pack, K-File, 21mm Size 30, 6-Pack, K-File, 21mm Size 35, 6-Pack, K-File, 21mm Size 40, 6-Pack, K-File, 21mm Size 45, 6-Pack, K-File, 21mm Size 50, 6-Pack, K-File, 21mm Size 55, 6-Pack, K-File, 21mm Size 60, 6-Pack, Hand Files/ Endo-007, Hedstrom, 21mm Size 15, 6-Pack, Hedstrom, 21mm Size 20, 6-Pack, Hedstrom, 21mm Size 25, 6-Pack, Hedstrom, 21mm Size 30, 6-Pack, Hedstrom, 21mm Size 35, 6-Pack, Hedstrom, 21mm Size 40, 6-Pack, Hedstrom, 21mm Size 45, 6-Pack, Hedstrom, 21mm Size 50, 6-Pack, Hedstrom, 21mm Size 55, 6-Pack, Hedstrom, 21mm Size 60, 6-Pack, Hedstrom, 21mm Size 70, 6-Pack, Hedstrom, 25mm Size 15, 6-Pack, Hedstrom, 25mm Size 20, 6-Pack, Hedstrom, 25mm Size 25, 6-Pack, Hedstrom, 25mm Size 30, 6-Pack | Dorina Mele CO | 2024-10-14T00:00:00.000+02:00 | Kerr Italia, S.r.l. Via Passanti, 174, 84018 Scafati (S.A.), Italy | 06024E, 06026E, 61363E, 821-8021E, 821-8121E, 14128E, 06062E, 06063E, 06064E, 06065E, 06066E, 06067E, 06069E, 06074E, 06075E, 06076E, 06077E, 06085E, 06099E, 821-8025E, 821-8125E, 14129E, 06151E, 06152E, 06153E, 06155E, 06156E, 06157E, 06159E, 06160E, 06161E, 06162E, 06163E, 06166E, 06170E, 821-8030E, 821-8130E, 62249E, 62250E, 62251E, 15302E, 15306E, 15310E, 15314E, 15318E, 15322E, 15326E, 15330E, 15334E, 15122E, 15126E, 15130E, 15134E, 15138E, 15142E, 15146E, 15150E, 15154E, 15158E, 15162E, 15166E, 15170E, 15174E, 15206E, 15210E, 15214E, 15218E, 15222E, 15226E, 15230E, 15234E, 15238E, 15242E, 15246E, 15250E, 15254E, 15258E, 60120E, 60144E, 60193E, 821-4021E, 821-4025E, 821-4125E, 821-4030E, 821-4130E, 15290E, 15294E, 15298E, 14133E, 06029E, 06030E, 06031E, 06032E, 06033E, 06034E, 06038E, 06040E, 14134E, 06110E, 06111E, 06112E, 06120E, 06126E, 06127E, 06131E, 06132E, 821-2025E, 61410E, 61433E, 61434E, 61435E, 61437E, 61438E, 61440E, 61441E, 61442E, 61444E, 62252E, 62253E, 62260E, 25927E, 25928E, 25929E, 25930E, 25931E, 25932E, 25933E, 25935E, 25936E, 25937E, 25938E, 25939E, 25940E, 25941E, 25943E, 25944E, 25945E, 25946E, 25947E, 25948E, 25949E, 25951E, 25952E, 25953E, 25954E, 25955E, 25956E, 25957E, 25959E, 25960E, 25961E, 25962E, 25963E, 25964E, 25965E, 25967E, 25968E, 25969E, 25970E, 25971E, 25972E, 25973E, 821-3021E, 821-3025E, 821-3030E, 821-3121E, 821-3125E, 821-3130E, 11348E, 11349E, 11350E, 11351E, 11352E, 11353E, 11354E, 12814E, 12817E, 12820E, 12823E, 12826E, 12829E, 12832E, 12835E, 12838E, 12841E, 13278E, 12809E, 12810E, 11359E, 11360E, 13291E, 13292E, 61684E, 61702E, 61720E, 14127E, 06003E, 06004E, 06005E, 06014E, 06015E, 06016E, 06019E, 06020E, 06021E, 06022E, 06023E, N/A, 12766E, 12769E, 12772E, 12775E, 12778E, 12781E, 12784E, 12787E, 12790E, 12793E, 12796E, 11344E, 11345E, 11346E, 11347E | Ir | Instrumenta dentare endodontike qe perdoren per pastrimin dhe dhenien e formes se kanalit te dhembit | Pajisje dentare
17433 | Accuforce PTCA Balloon Dilatation Catheter, Balloon Dilatation Catheter | BIOMETRIC ALBANIA | 2024-10-28T00:00:00.000+01:00 | TERUMO CORPORATION - Adresa: 44-1, 2-chome, Hatagaya, Shibuya-ku, Tokyo 151-0072, Japan | DC-RM2006HSW, DC-RM2008HSW, DC-RM2012HHW, DC-RM2015HHW, DC-RM2020HHW, DC-RM2206HSW, DC-RM2208HSW, DC-RM2212HHW, DC-RM2215HHW, DC-RM2220HHW, DC-RM2506HSW, DC-RM2508HSW, DC-RM2512HHW, DC-RM2515HHW, DC-RM2520HHW, DC-RM2525HHW, DC-RM2530HHW, DC-RM2706HSW, DC-RM2708HSW, DC-RM2712HHW, DC-RM2715HHW, DC-RM2720HHW, DC-RM3006HSW, DC-RM3008HSW, DC-RM3012HHW, DC-RM3015HHW, DC-RM3020HHW, DC-RM3025HHW, DC-RM3030HHW, DC-RM3206HSW, DC-RM3208HSW, DC-RM3212HHW, DC-RM3215HHW, DC-RM3220HHW, DC-RM3506HSW, DC-RM3508HSW, DC-RM3512HHW, DC-RM3515HHW, DC-RM3520HHW, DC-RM3525HHW, DC-RM3530HHW, DC-RM3706HSW, DC-RM3708HSW, DC-RM3712HHW, DC-RM3715HHW, DC-RM3720HHW, DC-RM4006HSW, DC-RM4008HSW, DC-RM4012HHW, DC-RM4015HHW, DC-RM4020HHW, DC-RM4506HSW, DC-RM4508HSW, DC-RM4512HSW, DC-RM4515HSW, DC-RM5006HSW, DC-RM5008HSW, DC-RM5012HSW, DC-RM5015HSW | Klasa III | Kateter ballon | Produkte per institucione te kujdesit shendetesor
17434 | Ophthalmic Equipment/Auto Refractometer | O.E.S DISTRIMED | 2024-11-06T00:00:00.000+01:00 | Nanjing Redsun Optical Co.,Ltd. NO.18 South of Xishangqiao Road of Nanjing,China. | ARK-7680 | Klasa I | Pajisje Oftalmike Autorefraktometer | Pajisje oftalmike dhe optike
17435 | Clarinet/Basic,Plus | O.E.S DISTRIMED | 2024-10-07T00:00:00.000+02:00 | Inventis S.r.l Corso Stati Uniti 1/3 35127 Padova, ITALY | n/a | Klasa IIa | Timpanograme,pajisje ekzaminuese per veshin e mesem | Instrumenta shumeperdorimeshe
17436 | Odel X-ray Endeavour/R306.3X | O.E.S DISTRIMED | 2024-10-07T00:00:00.000+02:00 | ODEL S.r.l. Via Lavoratori Autobianchi, 1 lotto 24 B Desio (MB), Italy | R306.3X | Klasa IIb | Gjeneratore me frekuence dhe voltazh te larte per pajisje radio diagnostike | Instrumenta shumeperdorimeshe
17437 | Aspiratori chirurgici / Surgical aspirators 28220; 28209; 28210; 28211; 28212; 28243; 28222; 28224; 28208; 28190; 28191; 28192; 28231; 28215; 28216; 28214; 28232; 28202; 28233; 28234; 28194; 28196; 28198; 28200; 28201; 28203; 28204; 28193; 28183;28182 | EUROMED | 2024-10-07T00:00:00.000+02:00 | GIMA S.p.A. Via Marconi, 1 20060 Gessate (MI) –Italy | Aspiratori chirurgici / Surgical aspirators 28220; 28209; 28210; 28211; 28212; 28243; 28222; 28224; 28208; 28190; 28191; 28192; 28231; 28215; 28216; 28214; 28232; 28202; 28233; 28234; 28194; 28196; 28 | Klasa IIa | Aspiratore kirurgjike per thithjen e lengjeve truopore gjate porcedurave te ndryshme klinike dhe spitalore | Instrumenta shumeperdorimeshe
17438 | Physiological pressure transducer | MONTAL | 2024-10-08T00:00:00.000+02:00 | Memscap AS, Langmyra 11A, 3185, Skoppum, Norway (SRN): NO-MF-000039141 | SP840, CPJ840J6, SP844 | Klasa IIb | Transduktori fiziologjik i presionit dhe aksesorët e tij (kupola dhe grupi i linjës monitoruese) janë të destinuara për matjen e vazhdueshme të presionit invaziv të gjakut. | Pajisje nje perdorimeshe
17439 | IPS e.max ZirCAD MT | Dorina Mele CO | 2024-10-14T00:00:00.000+02:00 | Ivoclar Vivadent AG Bendererstrasse 2, 9494 Schaan/Liechtenstein | N/A, 000686860, 000686861, 000686862, 000686863, 000686864, 000686865, 000686866, 000686867, 000686868, 000686869, 000686870, 000686871, 000686872, 000686873, 000686874, 000686875, 000686876, 000686877, 000686878, 000686879, 000686880, 000686881, 000686882, 000686883, 000686884, 000686885, 000686886, 000686887, 000686888, 000686889, 000686890, 000686891, 000686930, 000686931, 000686932, 000686933, 000686934, 000686935, 000686936, 000686937, 000686938, 000686939, 000686940, 000686941, 000686942, 000686943, 000686944, 000686945, 000686946, 000686948, 000686949, 000686950, 000694517, 000694521, 000694522, 000694523, 000694526, 000694527, 000694531, 000694534, 000694537, 000694541, 000694542, 000694543, 000694546, 000694547, 000694551, 000694554, 000694597, 000694601, 000694602, 000694603, 000694606, 000694607, 000694611, 000694614, 000694617, 000694621, 000694622, 000694623, 000694626, 000694627, 000694631, 000694634, 000696424, 000696426, 000696430, 000696431, 000696433, 000696436, 000696438, 000696442, 000696443, 000696445, 000702929, 000752084, 000752085, 000752096, 000752097, 000752098, 000752099, 000752100, 000752101, 000752102, 000752103, 000752104, 000752105, 000752106, 000752107, 000752108, 000752109, 000752110, 000752111, 000752112, 000752113, 000752114, 000752115, 000752116, 000752117, 000752118, 000752119, 000752120, 000752121, 000752122, 000752123, 000752124, 000752125, 000752126, 000752127, 000752128, 000752129, 000752130, 000752131, 000752132, 000752133, 000752134, 000752135, 000752136, 000752137, 000752138, 000752139, 000752140, 000752141, 000752142, 000752143, 000752144, 000752145, 000752146, 000752147, 000752148, 000752149, 000752150, 000752151, 000752152, 000752153 | Klasa IIa | Kurora dhe ura per regjionin anterior dhe posterior per perdorim ne dentistri | Pajisje dentare
IPS e.max ZirCAD MT Multi
IPS e.max ZirCAD Prime Esthetic
IPS e.max ZirCADMT Colouring Liquids
, IPS e.max ZirCAD MT BL 98.5-14/1, IPS e.max ZirCAD MT A1 98.5-14/1, IPS e.max ZirCAD MT A2 98.5-14/1, IPS e.max ZirCAD MT A3 98.5-14/1, IPS e.max ZirCAD MT B1 98.5-14/1, IPS e.max ZirCAD MT B2 98.5-14/1, IPS e.max ZirCAD MT C2 98.5-14/1, IPS e.max ZirCAD MT D298.5-14/1, IPS e.max ZirCAD MT BL 98.5-18/1, IPS e.max ZirCAD MT A1 98.5-18/1, IPS e.max ZirCAD MT A2 98.5-18/1, IPS e.max ZirCAD MT A3 98.5-18/1, IPS e.max ZirCAD MT B1 98.5-18/1, IPS e.max ZirCAD MT B2 98.5-18/1, IPS e.max ZirCAD MT C2 98.5-18/1, IPS e.max ZirCAD MT D2 98.5-18/1, IPS e.max ZirCAD MT Multi BL 198.5-16/1, IPS e.max ZirCAD MT Multi A1 98.5-16/1, IPS e.max ZirCAD MT Multi A2 98.5-16/1, IPS e.max ZirCAD MT Multi A3 98.5-16/1, IPS e.max ZirCAD MT Multi B1 98.5-16/1, IPS e.max ZirCAD MT Multi B2 98.5-16/1, IPS e.max ZirCAD MT Multi C2 98.5-16/1, IPS e.max ZirCAD MT Multi D2 98.5-16/1, IPS e.max ZirCAD MT Multi BL 198.5-20/1, IPS e.max ZirCAD MT Multi A1 98.5-20/1, IPS e.max ZirCAD MT Multi A2 98.5-20/1, IPS e.max ZirCAD MT Multi A3 98.5-20/1, IPS e.max ZirCAD MT Multi B1 98.5-20/1, IPS e.max ZirCAD MT Multi B2 98.5-20/1, IPS e.max ZirCAD MT Multi C2 98.5-20/1, IPS e.max ZirCAD MT Multi D2 98.5-20/1, IPS e.max ZirCAD MT Col. Liq. A 160ml, IPS e.max ZirCAD MT Col. Liq. A 260ml, IPS e.max ZirCAD MT Col. Liq. A 360ml, IPS e.max ZirCAD MT Col. Liq. A 3.560ml, IPS e.max ZirCAD MT Col. Liq. A 460ml, IPS e.max ZirCAD MT Col. Liq. B 160ml, IPS e.max ZirCAD MT Col. Liq. B 260ml, IPS e.max ZirCAD MT Col. Liq. B 360ml, IPS e.max ZirCAD MT Col. Liq. B 460ml, IPS e.max ZirCAD MT Col. Liq. C 160ml, IPS e.max ZirCAD MT Col. Liq. C 260ml, IPS e.max ZirCAD MT Col. Liq. C 360ml, IPS e.max ZirCAD MT Col. Liq. C 460ml, IPS e.max ZirCAD MT Col. Liq. D 260ml, IPS e.max ZirCAD MT Col. Liq. D 360ml, IPS e.max ZirCAD MT Col. Liq. D 460ml, IPS e.max ZirCAD MT Col. Liq. Blue 15ml, IPS e.max ZirCAD MT Col. Liq. Grey 15ml, IPS e.max ZirCAD MT Col. Liq. Orange 15ml, IPS e.max ZirCAD MT Col. Liq. Brown 15ml, IPS e.max ZirCAD CER/in.MT Mul. BL 1C17/5, IPS e.max ZirCAD CER/in.MT Mul. A1 C17/5, IPS e.max ZirCAD CER/in.MT Mul. A2 C17/5, IPS e.max ZirCAD CER/in.MT Mul. A3 C17/5, IPS e.max ZirCAD CER/in.MT Mul. B1 C17/5, IPS e.max ZirCAD CER/in.MT Mul. B2 C17/5, IPS e.max ZirCAD CER/in.MT Mul. C2 C17/5, IPS e.max ZirCAD CER/in.MT Mul. D2 C17/5, IPS e.max ZirCAD CER/in.MT Mul. BL1 B45/3, IPS e.max ZirCAD CER/in.MT Mul. A1 B45/3, IPS e.max ZirCAD CER/in.MT Mul. A2 B45/3, IPS e.max ZirCAD CER/in.MT Mul. A3 B45/3, IPS e.max ZirCAD CER/in.MT Mul. B1 B45/3, IPS e.max ZirCAD CER/in.MT Mul. B2 B45/3, IPS e.max ZirCAD CER/in.MT Mul. C2 B45/3, IPS e.max ZirCAD CER/in.MT Mul. D2 B45/3, IPS e.max ZirCAD PlA nM. MT Mul. BL1 C17/5, IPS e.max ZirCAD PlA nM. MT Mul. A1 C17/5, IPS e.max ZirCAD PlA nM. MT Mul. A2 C17/5, IPS e.max ZirCAD PlA nM. MT Mul. A3 C17/5, IPS e.max ZirCAD PlA nM. MT Mul. B1 C17/5, IPS e.max ZirCAD PlA nM. MT Mul. B2 C17/5, IPS e.max ZirCAD PlA nM. MT Mul. C2 C17/5, IPS e.max ZirCAD PlA nM. MT Mul. D2 C17/5, IPS e.max ZirCAD PlA nM. MT Mul. BL1 B45/3, IPS e.max ZirCAD PlA nM. MT Mul. A1 B45/3, IPS e.max ZirCAD PlA nM. MT Mul. A2 B45/3, IPS e.max ZirCAD PlA nM. MT Mul. A3 B45/3, IPS e.max ZirCAD PlA nM. MT Mul. B1 B45/3, IPS e.max ZirCAD PlA nM. MT Mul. B2 B45/3, IPS e.max ZirCAD PlA nM. MT Mul. C2 B45/3, IPS e.max ZirCAD PlA nM. MT Mul. D2 B45/3, IPS e.max ZirCAD MT Multi BL 398.5-16/1, IPS e.max ZirCAD MT Multi A3.5 98.5-16/1, IPS e.max ZirCAD MT Multi C1 98.5-16/1, IPS e.max ZirCAD MT Multi C3 98.5-16/1, IPS e.max ZirCAD MT Multi D3 98.5-16/1, IPS e.max ZirCAD MT Multi BL3 98.5-20/1, IPS e.max ZirCAD MT Multi A3.5 98.5-20/1, IPS e.max ZirCAD MT Multi C1 98.5-20/1, IPS e.max ZirCAD MT Multi C3 98.5-20/1, IPS e.max ZirCAD MT Multi D3 98.5-20/1, IPS e.max ZirCAD CER/in.MT Mul. A2 C17/1, IPS e.max ZirCAD Prime Est BL1 98.5-14/1, IPS e.max ZirCAD Prime Est BL2 98.5-14/1, IPS e.max ZirCAD Prime Est BL3 98.5-14/1, IPS e.max ZirCAD Prime Est BL4 98.5-14/1, IPS e.max ZirCAD Prime Est A1 98.5-14/1, IPS e.max ZirCAD Prime Est A2 98.5-14/1, IPS e.max ZirCAD Prime Est A3 98.5-14/1, IPS e.max ZirCAD Prime Est A35 98.5-14/1, IPS e.max ZirCAD Prime Est A 4 98.5-14/1, IPS e.max ZirCAD Prime Est B1 98.5-14/1, IPS e.max ZirCAD Prime Est B2 98.5-14/1, IPS e.max ZirCAD Prime Est B3 98.5-14/1, IPS e.max ZirCAD Prime Est B4 98.5-14/1, IPS e.max ZirCAD Prime Est C1 98.5-14/1, IPS e.max ZirCAD Prime Est C2 98.5-14/1, IPS e.max ZirCAD Prime Est C3 98.5-14/1, IPS e.max ZirCAD Prime Est C 4 98.5-14/1, IPS e.max ZirCAD Prime Est D2 98.5-14/1, IPS e.max ZirCAD Prime Est D3 98.5-14/1, IPS e.max ZirCAD Prime Est D4 98.5-14/1, IPS e.max ZirCAD Prime Est BL19 8.5-16/1, IPS e.max ZirCAD Prime Est BL2 98.5-16/1, IPS e.max ZirCAD Prime Est BL3 98.5-16/1, IPS e.max ZirCAD Prime Est BL4 98.5-16/1, IPS e.max ZirCAD Prime Est A1 98.5-16/1, IPS e.max ZirCAD Prime Est A2 98.5-16/1, IPS e.max ZirCAD Prime Est A3 98.5-16/1, IPS e.max ZirCAD Prime Est A35 98.5-16/1, IPS e.max ZirCAD Prime Est A4 98.5-16/1, IPS e.max ZirCAD Prime Est B1 98.5-16/1, IPS e.max ZirCAD Prime Est B2 98.5-16/1, IPS e.max ZirCAD Prime Est B3 98.5-16/1, IPS e.max ZirCAD Prime Est B4 98.5-16/1, IPS e.max ZirCAD Prime Est C1 98.5-16/1, IPS e.max ZirCAD Prime Est C2 98.5-16/1, IPS e.max ZirCAD Prime Est C3 98.5-16/1, IPS e.max ZirCAD Prime Est C4 98.5-16/1, IPS e.max ZirCAD Prime Est D2 98.5-16/1, IPS e.max ZirCAD Prime Est D3 98.5-16/1, IPS e.max ZirCAD Prime Est D4 98.5-16/1, IPS e.max ZirCAD Prime Est BL1 98.5-20/1, IPS e.max ZirCAD Prime Est BL2 98.5-20/1, IPS e.max ZirCAD Prime Est BL3 98.5-20/1, IPS e.max ZirCAD Prime Est BL4 98.5-20/1, IPS e.max ZirCAD Prime Est A1 98.5-20/1, IPS e.max ZirCAD Prime Est A2 98.5-20/1, IPS e.max ZirCAD Prime Est A3 98.5-20/1, IPS e.max ZirCAD Prime Est A35 98.5-20/1, IPS e.max ZirCAD Prime Est A4 98.5-20/1, IPS e.max ZirCAD Prime Est B1 98.5-20/1, IPS e.max ZirCAD Prime Est B2 98.5-20/1, IPS e.max ZirCAD Prime Est B3 98.5-20/1, IPS e.max ZirCAD Prime Est B4 98.5-20/1, IPS e.max ZirCAD Prime Est C1 98.5-20/1, IPS e.max ZirCAD Prime Est C2 98.5-20/1, IPS e.max ZirCAD Prime Est C3 98.5-20/1, IPS e.max ZirCAD Prime Est C4 98.5-20/1, IPS e.max ZirCAD Prime Est D2 98.5-20/1, IPS e.max ZirCAD Prime Est D3 98.5-20/1, IPS e.max ZirCAD Prime Est D4 98.5-20/1
17440 | IPS e.maX ZirCAD MO, IPS e.maX ZirCAD LT, IPS e.maX ZirCAD Prime, IPS e.maX ZirCAD LT Colouring LiquidS(incl.Diluter & IndiCator), IPS e.max ZirCAD in Lab MO 0 C15/5, IPS e.max ZirCAD in Lab MO 0 B40/3, IPS e.max ZirCAD in Lab MO 0 C15L/5, IPS e.max ZirCAD in Lab MO 0 B40L/3, IPS e.max ZirCAD in Lab MO 0 B55/1, IPS e.max ZirCAD in Lab MO 0 B65/1, IPS e.max ZirCAD in Lab MO 0 B65L-17/1, IPS e.max ZirCAD in Lab MO 0 B85L-22/1, IPS e.max ZirCAD in Lab MO 1 C15/5, IPS e.max ZirCAD in Lab MO 2 C15/5, IPS e.max ZirCAD in Lab MO 1 C15L/5 | Dorina Mele CO | 2024-10-14T00:00:00.000+02:00 | Ivoclar Vivadent AG Bendererstrasse 2, 9494 Schaan/Liechtenstein | N/A, 596825, 596826, 602439, 602442, 605453, 605461, 605469, 605471, 608450, 608451, 608458 | Klasa IIa | Kurora dhe ura per regjionin aterior dhe posterior | Pajisje dentare
17441 | SR Ivocron Opaquer Liquid 30 ml, SR Ivocron Body 30g 110, SR Ivocron Body 30g 120, SR Ivocron Body 30g 130, SR Ivocron Body 30g 140, SR Ivocron Body 30g 210, SR Ivocron Body 30g 220, SR Ivocron Body 30g 230, SR Ivocron Body 30g 240, SR Ivocron Body 30g 310, SR Ivocron Body 30g 320, SR Ivocron Body 30g 330, SR Ivocron Body 30g 340, SR Ivocron Body 30g 410, SR Ivocron Body 30g 420, SR Ivocron Body 30g 430, SR Ivocron Body 30g 440, SR Ivocron Body 30g 510, SR Ivocron Body 30g 520, SR Ivocron Body 30g 530, SR Ivocron Body 30g 540, SR Ivocron Body 100g 110, SR Ivocron Body 100g 120, SR Ivocron Body 100g 130, SR Ivocron Body 100g 140, SR Ivocron Body 100g 210, SR Ivocron Body 100g 220, SR Ivocron Body 100g 230, SR Ivocron Body 100g 240, SR Ivocron (Dentin, Incisal, Opaquer, Intensiv, Gingiva, Opaquer Liquid, Cold Liquid, Hot Liquid, Press Liquid) | Dorina Mele CO | 2024-10-14T00:00:00.000+02:00 | Ivoclar Vivadent AG Bendererstrasse 2, 9494 Schaan/Liechtenstein | 000550078, 549903AN, 549904AN, 549905AN, 549906AN, 549907AN, 549908AN, 549909AN, 549910AN, 549911AN, 549912AN, 549913AN, 549914AN, 549915AN, 549916AN, 549917AN, 549918AN, 549919AN, 549920AN, 549921AN, 549922AN, 549924AN, 549925AN, 549926AN, 549927AN, 549928AN, 549929AN, 549930AN, 549931AN, N/A | Klasa IIa | Materiale dentare per urat dhe kurore te perkohshme dhe fikse | Pajisje dentare
17442 | Sodium Electrode | E v i t a | 2024-10-15T00:00:00.000+02:00 | Roche Diagnostics GmbH Sandhofer Strasse 116 68305 Mannheim Germany | 3110419180 | In vitro | Elektrode per matjen e Natriumit ne pajisjen Roche AVL | Pajisje te diagnostifikimit in vitro
17443 | Sodium Electrode Conditioner | E v i t a | 2024-10-15T00:00:00.000+02:00 | Roche Diagnostics GmbH Sandhofer Strasse 116 68305 Mannheim Germany | 3110362180 | In vitro | Slolucion per mbrojtjen e Elektrodes se Na+ tek AVL | Pajisje te diagnostifikimit in vitro
17444 | Sample Cup | E v i t a | 2024-10-15T00:00:00.000+02:00 | Roche Diagnostics GmbH Sandhofer Strasse 116 68305 Mannheim Germany | 10394246001 | In vitro | Kuveta serumi sekondare per pajisjet laboratorike | Pajisje te diagnostifikimit in vitro
17445 | S3 Fluid Pack A | E v i t a | 2024-10-15T00:00:00.000+02:00 | Roche Diagnostics GmbH Sandhofer Strasse 116 68305 Mannheim Germany | 3260933184 | In vitro | Solucion per Kalibrimin e elektrodes se glu/lac/urea ne pajisjen Cobas b221 | Pajisje te diagnostifikimit in vitro
17446 | Disposables Holder -016061 Holder arm , Disposables Holder -016062 Holder for Oxygenator , Disposables Holder -HKH 7000 Holder f. VKMO small ad/adult, Disposables Holder -HKH 1100 Holder short for HKH 7000 , Disposables Holder -HKH 3050 Holder arm with 2 join , Disposables Holder -HKH 6000 Complete holder f. VKMO neo/ped, Disposables Holder -HKH 3950 Holder f. Ven. Reserv JVR 1900, Disposables Holder -HKHZ 19 Single holder oxygenat. neo/ped , Disposables Holder -HKHZ 27 Adapter for oxygenator neo/ped8, Disposables Holder -HKH 3800 Holder Ven. Reserv. JVR 650/800, Disposables Holder -HKH 4100 HolderforVBT 160, Disposables Holder -HKH 8870 Holder for priming bag, Disposables Holder -HKH 7900 Holder for PLS-i oxygenator | FEDOS | 2024-11-04T00:00:00.000+01:00 | Maquet Cardiopulmonary GmbH,Kehler Str. 31 76437 Rastatt Germany | 701048947, 701022009, 701064360, 701063120, 701029233, 701049004, 701026657, 701047495, 701053567, 701004482, 701029835, 701049375, 701031554 | Klasa I |  | Tjeter
Mbajtëse e njëpërdorimshme qe perdorengjatë operacioneve kardiopulmonare dhe për mbështetjen e jetës ekstrakorporale
17447 | ARCHITECT Anti-HBc II Reagent Kit 8L44-25, ARCHITECT Anti-HBc II Reagent Kit 8L44-30, ARCHITECT Anti-HBc II Reagent Kit 8L44-35 | PEGASUS. | 2024-09-27T00:00:00.000+02:00 | Abbott GmbH Max Planck Ring 2 65205 Wiesbaden Germany | 8L44-25, 8L44-30, 8L44-35 | In vitro | Jane reagente qe perdoren per analizen ne gjak te antitrupave te Hepatitit B me aparatet e Architect., Jane reagente qe perdoren per analizen ne gjak te antitrupave te Hepatitit B me aparatet Architect. | Pajisje te diagnostifikimit in vitro
17448 | Sterile laryngeal masks, LARYNGEAL MASK, PVC, disposable, 1, LARYNGEAL MASK, PVC, disposable, 1.5, LARYNGEAL MASK, PVC, disposable, 3, LARYNGEAL MASK, PVC, disposable, 2, LARYNGEAL MASK, PVC, disposable, 2.5, LARYNGEAL MASK, PVC, disposable, 4, LARYNGEAL MASK, PVC, disposable, 5, LARYNGEAL MASK, PVC, disposable, 10 ml syringe, lubricant, 1, LARYNGEAL MASK, PVC, disposable, 10 ml syringe, lubricant, 1.5, LARYNGEAL MASK, PVC, disposable, 10 ml syringe, lubricant, 2, LARYNGEAL MASK, PVC, disposable, 20 ml syringe, lubricant, 2.5, LARYNGEAL MASK, PVC, disposable, 30 ml syringe, lubricant, 3, LARYNGEAL MASK, PVC, disposable, 30 ml syringe, lubricant, 4, LARYNGEAL MASK, PVC, disposable, 30 ml syringe, lubricant, 5, LARYNGEAL MASK, silicone, disposable, 2, LARYNGEAL MASK, silicone, disposable, 2.5, LARYNGEAL MASK, silicone, disposable, 3, LARYNGEAL MASK, silicone, disposable, 4, LARYNGEAL MASK, silicone, disposable, 5, LARYNGEAL MASK, silicone, disposable, 1, LARYNGEAL MASK, silicone, disposable, 1.5 | T R I M E D | 2024-10-11T00:00:00.000+02:00 | ZARYS International Group spółka z ograniczoną odpowiedzialnością spółka komandytowa ul. Pod Borem 18, 41-808 Zabrze, Poland | N/A, MKP-10, MKP-15, MKP-20, MKP-25, MKP-30, MKP-40, MKP-50, MKPJ-10, MKPJ-15, MKPJ-20, MKPJ-25, MKPJ-30, MKPJ-40, MKPJ-50, MKPL-10, MKPL-15, MKPL-20, MKPL-25, MKPL-30, MKPL-40, MKPL-50, MKS-10, MKS-15, MKS-20, MKS-25, MKS-30, MKS-40, MKS-50, MKSJ-10, MKSJ-15, MKSJ-20, MKSJ-25, MKSJ-30, MKSJ-40, MKSJ-50 | Klasa IIa | Sterile laryngeal masks është një pajisje mjekësore që shërben për të mbajtur rrugët e frymëmarrjes të hapura gjatë administrimit të anestezisë ose si një masë e menjëhershme për shpëtimin e jetës së një pacienti, kur ai ka probleme ose vështirësi në rrugët e frymëmarrjes. Është një pajisje supraglotike e rrugëve të frymëmarrjes. | Pajisje anestezie dhe respiratore
17449 | Purecare Prengancy test for self testing - Cassette, Purecare Pregnancy test for self testing - Midstream | DELTA PHARMA - AL | 2024-10-08T00:00:00.000+02:00 | Nantong Egens Biotechnology Co., Ltd., Building 15, Building 12 (west), No. 1692 Xinghu Avenue, Nantong Economy &amp; Technology Development Zone, 226010 Nantong, People's Republic of China | Purecare Prengancy test for self testing - Cassette, Purecare Pregnancy test for self testing - Midstream | In vitro | Purecare Pregnancy Test Kit (cassette) është një analizë imunokromatografike e krijuar për zbulimin cilësor të hCG në urinë, Purecare Pregnancy Test Kit (midstream) është një analizë imunologjike kromatografike e shpejtë për detektimin cilësor të gonadropinës korionike humane (Hcg) në kampionet e urinës për të ndihmuar në detektimin e hershëm të shtatzënisë tek përdoruesit. | Pajisje te diagnostifikimit in vitro
17450 | Dome sterile | MONTAL | 2024-10-08T00:00:00.000+02:00 | Memscap AS, Langmyra 11A, 3185, Skoppum, Norway (SRN): NO-MF-000039141 | 840-22 / 30142, CPJ84022 / 30034, 844-28 / 30144, 844-31 / 30582, 844-33 / 30678, 844-34 / 30852 | Klasa IIa | Kupola përdoret për të ndërlidhur transduktorin me mjedisin e presionit që matet. | Pajisje nje perdorimeshe
17451 | Urethral Electrode 12FR -2 poles -Au 200cm cable-DIN42802, Urethral Electrode 14FR -2 poles -Au 200cm cable-DIN42802, Urethral Electrode 16FR -2 poles -Au 200cm cable-DIN42802, Urethral Electrode 18FR -2 poles -Au 200cm cable-DIN42802, Urethral Electrode 8FR -1 pole -Au 200cm cable-DIN42802, Urethral Electrode 10FR -1 pole -Au 200cm cable-DIN42802, Urethral Electrode 6FR -1 pole -Au 200cm cable-DIN42802, Urethral Electrode 20FR -2 poles -Au 200cm cable-DIN42802 | MONTAL | 2024-10-08T00:00:00.000+02:00 | Spes Medica S.r.l. Via Buccari 21-16153 Genova (Ge) Italy (SRN): IT-MF-000008858 | UE001, UE002, UE003, UE004, UE005, UE006, UE017, UE018 | Klasa IIa | Elektroda një përdorimshe që përdoren për zbulimin e sinjaleve të biopotencialeve të dyshemesë së legenit dhe/ose muskulit unazor të uretrës me pajisje regjistrimi, monitorimi dhe stimulimi | Pajisje nje perdorimeshe
17452 | Urethral Electrode 12FR -2 poles -Au 200cm cable-DIN42802, Urethral Electrode 14FR -2 poles -Au 200cm cable-DIN42802, Urethral Electrode 16FR -2 poles -Au 200cm cable-DIN42802, Urethral Electrode 18FR -2 poles -Au 200cm cable-DIN42802, Urethral Electrode 8FR -1 pole -Au 200cm cable-DIN42802, Urethral Electrode 10FR -1 pole -Au 200cm cable-DIN42802, Urethral Electrode 6FR -1 pole -Au 200cm cable-DIN42802, Urethral Electrode 20FR -2 poles -Au 200cm cable-DIN42802 | MONTAL | 2024-10-09T00:00:00.000+02:00 | Spes Medica S.r.l. Via Buccari 21-16153 Genova (Ge) Italy (SRN): IT-MF-000008858 | UE001, UE002, UE003, UE004, UE005, UE006, UE017, UE018 | Klasa IIa | Elektroda një përdorimshe që përdoren për zbulimin e sinjaleve të biopotencialeve të dyshemesë së legenit dhe/ose muskulit unazor të uretrës me pajisje regjistrimi, monitorimi dhe stimulimi | Pajisje nje perdorimeshe
17453 | Surface Disinfectants - CaviWipesTM, EU CaviWipes 160 Count Canister (12/CS), EU CaviWipes XL 65 Count Canister (12/CS), EU CaviWipes Flat Pack 45 Count Flat Pack (20/CS) | Dorina Mele CO | 2024-10-14T00:00:00.000+02:00 | Metrex Research, LLC 28210 Wick Road, Romulus, MI, 48174, USA | N/A, 4731160, 4731065, 4731245 | Klasa IIa | Dezinfektante siperfaqesh | Pajisje dentare
17454 | IPS e.max CAD CEREC/inLab LT A2 I12/5, IPS e.max CAD CEREC/inLab LT A3 I12/5, IPS e.max CAD CEREC/inLab LT A1 C14/5, IPS e.max CAD CEREC/inLab LT A2 C14/5, IPS e.max CAD CEREC/inLab LT A3 C14/5, IPS e.max CAD CEREC/inLab LTA3,5 C14/5, IPS e.max CAD CEREC/inLab LT D3 C14/5, IPS e.max CAD CEREC/inLab LT D2 C14/5, IPS e.max CAD CEREC/inLab HT A2 I12/5, IPS e.max CAD CEREC/inLab HT A3 I12/5, IPS e.max CAD CEREC/inLab HT A3 C14/5, IPS e.max CAD CEREC/inLab LT A2 B32/3, IPS e.max CAD CEREC/inLab LT A3 B32/3, IPS e.max CAD CEREC/inLab LT BL4 I12/5, IPS e.max CAD CEREC/inLab LT BL1 C14/5, IPS e.max CAD CEREC/inLab LT BL2 C14/5, IPS e.max CAD CEREC/inLab LT BL3 C14/5, IPS e.max CAD CEREC/inLab LT BL4 C14/5, IPS e.max CAD CEREC/inLab LT A4 I12/5, IPS e.max CAD CEREC/inLab LT B4 I12/5, IPS e.max CAD CEREC/inLab LT C1 I12/5, IPS e.max CAD CEREC/inLab LT C3 I12/5, IPS e.max CAD CEREC/inLab LT C4 I12/5, IPS e.max CAD CEREC/inLab LT D2 I12/5, IPS e.max CAD CEREC/inLab LT D4 I12/5, IPS e.max CAD CEREC/inLab LT A4 C14/5, IPS e.max CAD CEREC/inLab LT B4 C14/5, IPS e.max CAD CEREC/inLab LT C1 C14/5, IPS e.max CAD CEREC/inLab LT C3 C14/5, IPS e.max CAD CEREC/inLab LT C4 C14/5, IPS e.max CAD CEREC/inLab LT D4 C14/5, IPS e.max CAD CEREC/inLab HT A1 I12/5, IPS e.max CAD CEREC/inLab HT A3,5 I12/5, IPS e.max CAD CEREC/inLab HT A4 I12/5, IPS e.max CAD CEREC/inLab HT B1 I12/5, IPS e.max CAD CEREC/inLab HT B2 I12/5, IPS e.max CAD CEREC/inLab HT B3 I12/5, IPS e.max CAD PrograMill LT B1 B32/3, IPS e.max CAD PrograMill LT B2 B32/3, IPS e.max CAD PrograMill LT C1 B32/3, IPS e.max CAD PrograMill LT C2 B32/3, IPS e.max CAD PrograMill LT D2 B32/3, IPS e.max CAD PrograMill MT BL2 C14/5, IPS e.max CAD PrograMill MT BL3 C14/5, IPS e.max CAD PrograMill MT BL4 C14/5, IPS e.max CAD PrograMill MT A1 C14/5, IPS e.max CAD PrograMill MT A2 C14/5, IPS e.max CAD PrograMill MT A3 C14/5, IPS e.max CAD PrograMill MT B1 C14/5, IPS e.max CAD PrograMill HT BL1 I12/5, IPS e.max CAD PrograMill HT BL2 I12/5, IPS e.max CAD PrograMill HT BL3 I12/5, IPS e.max CAD PrograMill HT BL4 I12/5, IPS e.max CAD PrograMill HT A1 I12/5, IPS e.max CAD PrograMill HT A2 I12/5, IPS e.max CAD PrograMill HT A3 I12/5, IPS e.max CAD PrograMill HT A3,5 I12/5, IPS e.max CAD PrograMill HT A4 I12/5, IPS e.max CAD PrograMill HT B1 I12/5, IPS e.max CAD PrograMill HT B2 I12/5, IPS e.max CAD PrograMill HT B3 I12/5, IPS e.max CAD PrograMill HT B4 I12/5, IPS e.max CAD PrograMill HT C1 I12/5, IPS e.max CAD PrograMill HT C2 I12/5, IPS e.max CAD PrograMill HT C3 I12/5, IPS e.max CAD PrograMill HT C4 I12/5, IPS e.max CAD PrograMill HT D2 I12/5, IPS e.max CAD PrograMill HT D3 I12/5, IPS e.max CAD PrograMill HT D4 I12/5, IPS e.max CAD PrograMill HT BL1 C14/5, IPS e.max CAD PrograMill HT BL2 C14/5, IPS e.max CAD PrograMill HT BL3 C14/5, IPS e.max CAD PrograMill HT BL4 C14/5, IPS e.max CAD PrograMill HT A1 C14/5, IPS e.max CAD PrograMill HT A2 C14/5, IPS e.max CAD PrograMill HT A3 C14/5, IPS e.max CAD PrograMill HT A3,5 C14/5, IPS e.max CAD PrograMill HT A4 C14/5, IPS e.max CAD PrograMill HT B1 C14/5, IPS e.max CAD PrograMill HT B2 C14/5, IPS e.max CAD PrograMill HT B3 C14/5, IPS e.max CAD PrograMill HT B4 C14/5, IPS e.max CAD PrograMill HT C1 C14/5, IPS e.max CAD PrograMill HT C2 C14/5, IPS e.max CAD PrograMill HT C3 C14/5, IPS e.max CAD PrograMill HT C4 C14/5, IPS e.max CAD PrograMill HT D2 C14/5, IPS e.max CAD PrograMill HT D3 C14/5, IPS e.max CAD PrograMill HT D4 C14/5, IPS e.max CAD CER/inLab MT A2 C14/1, IPS e.max CAD CEREC/inLab HT B4 I12/5, IPS e.max CAD CEREC/inLab HT C1 I12/5, IPS e.max CAD CEREC/inLab HT C2 I12/5, IPS e.max CAD CEREC/inLab HT C3 I12/5, IPS e.max CAD CEREC/inLab HT C4 I12/5, IPS e.max CAD CEREC/inLab HT D2 I12/5, IPS e.max CAD CEREC/inLab HT D3 I12/5, IPS e.max CAD CEREC/inLab HT D4 I12/5, IPS e.max CAD CEREC/inLab HT A1 C14/5, IPS e.max CAD CEREC/inLab HT A2 C14/5, IPS e.max CAD CEREC/inLab HT A3,5 C14/5, IPS e.max CAD CEREC/inLab HT A4 C14/5, IPS e.max CAD CEREC/inLab HT B1 C14/5, IPS e.max CAD CEREC/inLab HT B2 C14/5, IPS e.max CAD CEREC/inLab HT B3 C14/5, IPS e.max CAD CEREC/inLab HT B4 C14/5, IPS e.max CAD CEREC/inLab HT C1 C14/5, IPS e.max CAD CEREC/inLab HT C2 C14/5, IPS e.max CAD CEREC/inLab HT C3 C14/5, IPS e.max CAD CEREC/inLab HT C4 C14/5, IPS e.max CAD CEREC/inLab HT D2 C14/5, IPS e.max CAD CEREC/inLab HT D3 C14/5, IPS e.max CAD CEREC/inLab HT D4 C14/5, IPS e.max CAD CEREC/inLab HT BL1 I12/5, IPS e.max CAD CEREC/inLab HT BL2 I12/5, IPS e.max CAD CEREC/inLab HT BL3 I12/5, IPS e.max CAD CEREC/inLab HT BL4 I12/5, IPS e.max CAD CEREC/inLab HT BL1 C14/5, IPS e.max CAD CEREC/inLab HT BL2 C14/5, IPS e.max CAD CEREC/inLab HT BL3 C14/5, IPS e.max CAD CEREC/inLab HT BL4 C14/5, IPS e.max CAD CEREC/inLab HT A1 B40/3, IPS e.max CAD CEREC/inLab HT A2 B40/3, IPS e.max CAD CEREC/inLab HT A3 B40/3, IPS e.max CAD CEREC/inLab HT A3.5 B40/3, IPS e.max CAD CEREC/inLab HT B1 B40/3, IPS e.max CAD CEREC/inLab HT B2 B40/3, IPS e.max CAD CEREC/inLab HT C1 B40/3, IPS e.max CAD CEREC/inLab HT C2 B40/3, IPS e.max CAD CEREC/inLab HT D2 B40/3, IPS e.max CAD CEREC/inLab HT BL2 B40/3, IPS e.max CAD CEREC/inLab Imp. O1 C14/5, IPS e.max CAD CEREC/inLab Imp. O2 C14/5, IPS e.max CAD CEREC/inLab LT A1 C16/5, IPS e.max CAD CEREC/inLab LT A2 C16/5, IPS e.max CAD CEREC/inLab LT A3 C16/5, IPS e.max CAD CEREC/inLab LT A3,5 C16/5, IPS e.max CAD CEREC/inLab LT B1 C16/5, IPS e.max CAD CEREC/inLab LT B2 C16/5, IPS e.max CAD CEREC/inLab LT C1 C16/5, IPS e.max CAD CEREC/inLab LT C2 C16/5, IPS e.max CAD CEREC/inLab LT D2 C16/5, IPS e.max CAD CEREC/inLab LT A1 B32/3, IPS e.max CAD CEREC/inLab LT A3,5 B32/3, IPS e.max CAD CEREC/inLab LT B1 B32/3, IPS e.max CAD CEREC/inLab LT B2 B32/3, IPS e.max CAD CEREC/inLab LT C1 B32/3, IPS e.max CAD CEREC/inLab LT C2 B32/3, IPS e.max CAD CEREC/inLab LT D2 B32/3, IPS e.max CAD CEREC/inLab LT BL2 C16/5, IPS e.max CAD CEREC/inLab LT BL2 B32/3, IPS e.max CAD CEREC/inLab HT A1 B40L/3, IPS e.max CAD CEREC/inLab HT A2 B40L/3, IPS e.max CAD CEREC/inLab HT A3 B40L/3, IPS e.max CAD CEREC/inLab HT A3,5 B40L/3, IPS e.max CAD CEREC/inLab HT B1 B40L/3, IPS e.max CAD CEREC/inLab HT B2 B40L/3, IPS e.max CAD CEREC/inLab HT C1 B40L/3, IPS e.max CAD CEREC/inLab HT C2 B40L/3, IPS e.max CAD CEREC/inLab HT D2 B40L/3, IPS e.max CAD CEREC/inLab HT BL2 B40L/3, IPS e.max CAD PlanMill Impulse O1 C14/5, IPS e.max CAD PlanMill Impulse O2 C14/5, IPS e.max CAD for PlanMill LT A1 I12/5, IPS e.max CAD for PlanMill LT A2 I12/5, IPS e.max CAD for PlanMill LT A3 I12/5, IPS e.max CAD for PlanMill LT A3,5 I12/5, IPS e.max CAD for PlanMill LT A4 I12/5, IPS e.max CAD for PlanMill LT B1 I12/5, IPS e.max CAD for PlanMill LT B2 I12/5, IPS e.max CAD for PlanMill LT B3 I12/5, IPS e.max CAD for PlanMill LT B4 I12/5, IPS e.max CAD for PlanMill LT C1 I12/5, IPS e.max CAD for PlanMill LT C2 I12/5, IPS e.max CAD for PlanMill LT C3 I12/5, IPS e.max CAD for PlanMill LT C4 I12/5, IPS e.max CAD for PlanMill LT D2 I12/5, IPS e.max CAD for PlanMill LT D3 I12/5, IPS e.max CAD for PlanMill LT D4 I12/5, IPS e.max CAD for PlanMill LT A1 C14/5, IPS e.max CAD for PlanMill LT A2 C14/5, IPS e.max CAD for PlanMill LT A3 C14/5, IPS e.max CAD for PlanMill LTA3,5 C14/5, IPS e.max CAD for PlanMill LT A4 C14/5, IPS e.max CAD for PlanMill LT B1 C14/5, IPS e.max CAD for PlanMill LT B2 C14/5, IPS e.max CAD for PlanMill LT B3 C14/5, IPS e.max CAD for PlanMill LT B4 C14/5, IPS e.max CAD for PlanMill LT C1 C14/5, IPS e.max CAD for PlanMill LT C2 C14/5, IPS e.max CAD for PlanMill LT C3 C14/5, IPS e.max CAD for PlanMill LT C4 C14/5, IPS e.max CAD for PlanMill LT D2 C14/5, IPS e.max CAD for PlanMill LT D3 C14/5, IPS e.max CAD for PlanMill LT D4 C14/5, IPS e.max CAD for PlanMill LT A1 C16/5, IPS e.max CAD for PlanMill LT A2 C16/5, IPS e.max CAD for PlanMill LT A3 C16/5, IPS e.max CAD for PlanMill LT A3,5 C16/5, IPS e.max CAD for PlanMill LT B1 C16/5, IPS e.max CAD for PlanMill LT B2 C16/5, IPS e.max CAD for PlanMill LT C1 C16/5, IPS e.max CAD for PlanMill LT C2 C16/5, IPS e.max CAD for PlanMill LT D2 C16/5, IPS e.max CAD for PlanMill LT A1 B32/3, IPS e.max CAD for PlanMill LT A2 B32/3, IPS e.max CAD for PlanMill LT A3 B32/3, IPS e.max CAD for PlanMill LT A3,5 B32/3, IPS e.max CAD for PlanMill LT B1 B32/3, IPS e.max CAD for PlanMill LT B2 B32/3, IPS e.max CAD for PlanMill LT C1 B32/3, IPS e.max CAD for PlanMill LT C2 B32/3, IPS e.max CAD for PlanMill LT D2 B32/3, IPS e.max CAD for PlanMill LT BL1 I12/5, IPS e.max CAD for PlanMill LT BL2 I12/5, IPS e.max CAD for PlanMill LT BL3 I12/5, IPS e.max CAD for PlanMill LT BL4 I12/5, IPS e.max CAD for PlanMill LT BL1 C14/5, IPS e.max CAD for PlanMill LT BL2 C14/5, IPS e.max CAD for PlanMill LT BL3 C14/5, IPS e.max CAD for PlanMill LT BL4 C14/5, IPS e.max CAD for PlanMill LT BL2 C16/5, IPS e.max CAD for PlanMill LT BL2 B32/3, IPS e.max CAD for PlanMill HT A1 I12/5, IPS e.max CAD for PlanMill HT A2 I12/5, IPS e.max CAD for PlanMill HT A3 I12/5, IPS e.max CAD for PlanMill HT A3,5 I12/5, IPS e.max CAD for PlanMill HT A4 I12/5, IPS e.max CAD for PlanMill HT B1 I12/5, IPS e.max CAD for PlanMill HT B2 I12/5, IPS e.max CAD for PlanMill HT B3 I12/5, IPS e.max CAD for PlanMill HT B4 I12/5, IPS e.max CAD for PlanMill HT C1 I12/5, IPS e.max CAD for PlanMill HT C2 I12/5, IPS e.max CAD for PlanMill HT C3 I12/5, IPS e.max CAD for PlanMill HT C4 I12/5, IPS e.max CAD for PlanMill HT D2 I12/5, IPS e.max CAD for PlanMill HT D3 I12/5, IPS e.max CAD for PlanMill HT D4 I12/5, IPS e.max CAD for PlanMill HT A1 C14/5, IPS e.max CAD for PlanMill HT A2 C14/5, IPS e.max CAD for PlanMill HT A3 C14/5, IPS e.max CAD for PlanMill HT A3,5 C14/5, IPS e.max CAD for PlanMill HT A4 C14/5, IPS e.max CAD for PlanMill HT B1 C14/5, IPS e.max CAD for PlanMill HT B2 C14/5, IPS e.max CAD for PlanMill HT B3 C14/5, IPS e.max CAD for PlanMill HT B4 C14/5, IPS e.max CAD for PlanMill HT C1 C14/5, IPS e.max CAD for PlanMill HT C2 C14/5, IPS e.max CAD for PlanMill HT C3 C14/5, IPS e.max CAD for PlanMill HT C4 C14/5, IPS e.max CAD for PlanMill HT D2 C14/5, IPS e.max CAD for PlanMill HT D3 C14/5, IPS e.max CAD for PlanMill HT D4 C14/5, IPS e.max CAD for PlanMill HT BL1 I12/5, IPS e.max CAD for PlanMill HT BL2 I12/5, IPS e.max CAD for PlanMill HT BL3 I12/5, IPS e.max CAD for PlanMill HT BL4 I12/5, IPS e.max CAD for PlanMill HT BL1 C14/5, IPS e.max CAD for PlanMill HT BL2 C14/5, IPS e.max CAD for PlanMill HT BL3 C14/5, IPS e.max CAD for PlanMill HT BL4 C14/5, IPS e.max CAD CEREC/inLab MT A1 C14/5, IPS e.max CAD CEREC/inLab MT A2 C14/5, IPS e.max CAD CEREC/inLab MT A3 C14/5, IPS e.max CAD CEREC/inLab MT B1 C14/5, IPS e.max CAD CEREC/inLab MT BL2 C14/5, IPS e.max CAD CEREC/inLab MT BL3 C14/5, IPS e.max CAD CEREC/inLab MT BL4 C14/5, IPS e.max CAD for Planmill MT A1 C14/5, IPS e.max CAD for Planmill MT A2 C14/5, IPS e.max CAD for Planmill MT A3 C14/5, IPS e.max CAD for Planmill MT B1 C14/5, IPS e.max CAD for Planmill MT BL2 C14/5, IPS e.max CAD Planmill MT BL3 C14/5, IPS e.max CAD Planmill MT BL4 C14/5, IPS e.max CAD PrograMill Imp. O1 C14/5, IPS e.max CAD PrograMill Imp. O2 C14/5, IPS e.max CAD for PrograMill MO 0 C14/5, IPS e.max CAD for PrograMill MO 1 C14/5, IPS e.max CAD for PrograMill MO 2 C14/5, IPS e.max CAD for PrograMill MO 3 C14/5, IPS e.max CAD for PrograMill MO 4 C14/5, IPS e.max CAD PrograMill LT BL1 C14/5, IPS e.max CAD PrograMill LT BL2 C14/5, IPS e.max CAD PrograMill LT BL3 C14/5, IPS e.max CAD PrograMill LT BL4 C14/5, IPS e.max CAD PrograMill LT A1 C14/5, IPS e.max CAD PrograMill LT A2 C14/5, IPS e.max CAD PrograMill LT A3 C14/5, IPS e.max CAD PrograMill LTA3,5 C14/5, IPS e.max CAD PrograMill LT A4 C14/5, IPS e.max CAD PrograMill LT B1 C14/5, IPS e.max CAD PrograMill LT B2 C14/5, IPS e.max CAD PrograMill LT B3 C14/5, IPS e.max CAD PrograMill LT B4 C14/5, IPS e.max CAD PrograMill LT C1 C14/5, IPS e.max CAD PrograMill LT C2 C14/5, IPS e.max CAD PrograMill LT C3 C14/5, IPS e.max CAD PrograMill LT C4 C14/5, IPS e.max CAD PrograMill LT D2 C14/5, IPS e.max CAD PrograMill LT D3 C14/5, IPS e.max CAD PrograMill LT D4 C14/5, IPS e.max CAD PrograMill LT BL2 C16/5, IPS e.max CAD PrograMill LT A1 C16/5, IPS e.max CAD PrograMill LT A2 C16/5, IPS e.max CAD PrograMill LT A3 C16/5, IPS e.max CAD PrograMill LT A3,5 C16/5, IPS e.max CAD PrograMill LT B1 C16/5, IPS e.max CAD PrograMill LT B2 C16/5, IPS e.max CAD PrograMill LT C1 C16/5, IPS e.max CAD PrograMill LT C2 C16/5, IPS e.max CAD PrograMill LT D2 C16/5, IPS e.max CAD PrograMill LT BL2 B32/3, IPS e.max CAD PrograMill LT A1 B32/3, IPS e.max CAD PrograMill LT A2 B32/3, IPS e.max CAD PrograMill LT A3 B32/3, IPS e.max CAD PrograMill LT A3,5 B32/3, IPS e.max CAD, IPS e.max CAD for inLab MO 0 C14/5 pcs, IPS e.max CAD for inLab MO 1 C14/5 pcs, IPS e.max CAD for inLab MO 2 C14/5 pcs, IPS e.max CAD for inLab MO 3 C14/5 pcs, IPS e.max CAD for inLab MO 4 C14/5 pcs, IPS e.max CAD CEREC/inLab LT A1 I12/5, IPS e.max CAD CEREC/inLab LT A3,5 I12/5, IPS e.max CAD CEREC/inLab LT B1 I12/5, IPS e.max CAD CEREC/inLab LT B2 I12/5, IPS e.max CAD CEREC/inLab LT B3 I12/5, IPS e.max CAD CEREC/inLab LT C2 I12/5, IPS e.max CAD CEREC/inLab LT D3 I12/5, IPS e.max CAD CEREC/inLab LT B1 C14/5, IPS e.max CAD CEREC/inLab LT B2 C14/5, IPS e.max CAD CEREC/inLab LT B3 C14/5, IPS e.max CAD CEREC/inLab LT C2 C14/5, IPS e.max CAD CEREC/inLab LT BL1 I12/5, IPS e.max CAD CEREC/inLab LT BL2 I12/5, IPS e.max CAD CEREC/inLab LT BL3 I12/5 | Dorina Mele CO | 2024-10-14T00:00:00.000+02:00 | Ivoclar Vivadent AG Bendererstrasse 2, 9494 Schaan/Liechtenstein | 605319US, 605320US, 605328US, 605329US, 605330US, 605331US, 605332US, 605335US, 605336US, 626389US, 626392US, 626393US, 626407US, 626408US, 626409US, 626410US, 648205US, 648206US, 680028US, 680029US, 680030US, 000605341, 000605343, 000605344, 000605345, 000605346, 000626377, 000626378, 000626379, 000626380, 000626381, 000626382, 000626383, 000626384, 000626385, 000626386, 000626387, 000626388, 000626389, 000626390, 000626391, 000626392, 000626393, 000626394, 000626395, 000626396, 000626397, 000626398, 000686547, 000686548, 000686549, 000686550, 000686551, 000686552, 000686553, 000686554, 000686555, 000686556, 000686557, 000686558, 000686559, 000686560, 000686561, 000686562, 000686563, 000686564, 000686565, 000686566, 000686567, 000686568, 000686569, 000686570, 000686571, 000686572, 000686573, 000686574, 000686575, 000686576, 000686577, 000686578, 000686579, 000686580, 000686581, 000686582, 000686583, 000686584, 000686585, 000686586, 000686587, 000686588, 000686589, 000686590, 000686591, 000686592, 000686593, 000686594, 000686595, 000686596, 000686597, 000686598, 000740257, 605318US, 000626399, 000626400, 000626401, 000626402, 000626403, 000626404, 000626405, 000626406, 000626407, 000626408, 000626409, 000626410, 000626411, 000626412, 000626413, 000626414, 000626415, 000626416, 000626417, 000626418, 000626419, 000626420, 000626421, 000626422, 000626423, 000626424, 000626425, 000626426, 000626427, 000626428, 000626429, 000626430, 000634586, 000634587, 000634588, 000634589, 000634591, 000634592, 000634595, 000634596, 000634599, 000634603, 000637793, 000637794, 000648188, 000648189, 000648190, 000648191, 000648193, 000648194, 000648197, 000648198, 000648201, 000648204, 000648205, 000648206, 000648207, 000648209, 000648210, 000648213, 000648214, 000648217, 000648221, 000648225, 000648870, 000648871, 000648942, 000648943, 000648945, 000648946, 000648949, 000648950, 000648953, 000648957, 000665763, 000665764, 000665768, 000665769, 000665770, 000665771, 000665772, 000665773, 000665774, 000665775, 000665776, 000665777, 000665778, 000665779, 000665780, 000665781, 000665782, 000665783, 000665784, 000665785, 000665786, 000665787, 000665788, 000665789, 000665790, 000665791, 000665792, 000665793, 000665794, 000665795, 000665796, 000665797, 000665798, 000665799, 000665800, 000665801, 000665802, 000665803, 000665805, 000665806, 000665809, 000665810, 000665813, 000665816, 000665817, 000665818, 000665819, 000665821, 000665822, 000665825, 000665826, 000665829, 000665832, 000665833, 000665834, 000665835, 000665836, 000665837, 000665838, 000665839, 000665841, 000665845, 000665848, 000665849, 000665850, 000665851, 000665852, 000665853, 000665854, 000665855, 000665856, 000665857, 000665858, 000665859, 000665860, 000665861, 000665862, 000665863, 000665864, 000665865, 000665866, 000665867, 000665868, 000665869, 000665870, 000665871, 000665872, 000665873, 000665874, 000665875, 000665876, 000665877, 000665878, 000665879, 000665880, 000665881, 000665882, 000665883, 000665884, 000665885, 000665886, 000665887, 000680028, 000680029, 000680030, 000680031, 000680032, 000680033, 000680034, 000680035, 000680036, 000680037, 000680038, 000680039, 000680040, 000680041, 000686505, 000686506, 000686507, 000686508, 000686509, 000686510, 000686511, 000686512, 000686513, 000686514, 000686515, 000686516, 000686517, 000686518, 000686519, 000686520, 000686521, 000686522, 000686523, 000686524, 000686525, 000686526, 000686527, 000686528, 000686529, 000686530, 000686531, 000686532, 000686533, 000686534, 000686535, 000686536, 000686537, 000686538, 000686539, 000686540, 000686541, 000686542, 000686543, 000686544, 000686545, 000686546, N/A, 000596797, 000596798, 000596799, 000596800, 000596801, 000605318, 000605319, 000605320, 000605321, 000605322, 000605323, 000605324, 000605325, 000605326, 000605328, 000605329, 000605330, 000605331, 000605332, 000605333, 000605334, 000605335, 000605336, 000605338, 000605339, 000605340 | Klasa IIa | Materiale restaurimi dentar, anterior dhe posterior deri ne ura me 3 elemente | Pajisje dentare
17455 | Ivotion, Ivotion A1/Pink-V 98.5U/1, Ivotion A2/Pink-V 98.5U/1, Ivotion A3/Pink-V 98.5U/1, Ivotion A1/Pref 98.5U/1, Ivotion A2/Pref 98.5U/1, Ivotion A3/Pref 98.5U/1, Ivotion BL3/Pink-V 98.5U/1, Ivotion A3.5/Pink-V 98.5U/1, Ivotion B1/Pink-V 98.5U/1, Ivotion BL3/Pref 98.5U/1, Ivotion A3.5/Pref 98.5U/1, Ivotion B1/Pref 98.5U/1, Ivotion BL3/US-D 98.5U/1, Ivotion A1/US-D 98.5U/1, Ivotion A2/US-D 98.5U/1, Ivotion A3/US-D 98.5U/1, Ivotion A3.5/US-D 98.5U/1, Ivotion B1/US-D 98.5U/1, Ivotion A1/Pink-V 98.5L/1, Ivotion A2/Pink-V 98.5L/1, Ivotion A3/Pink-V 98.5L/1, Ivotion A1/Pref 98.5L/1, Ivotion A2/Pref 98.5L/1, Ivotion A3/Pref 98.5L/1, Ivotion BL3/Pink-V 98.5L/1, Ivotion A3.5/Pink-V 98.5L/1, Ivotion B1/Pink-V 98.5L/1, Ivotion BL3/Pref 98.5L/1, Ivotion A3.5/Pref 98.5L/1, Ivotion B1/Pref 98.5L/1, Ivotion BL3/US-D 98.5L/1, Ivotion A1/US-D 98.5L/1, Ivotion A2/US-D 98.5L/1, Ivotion A3/US-D 98.5L/1, Ivotion A3.5/US-D 98.5L/1, Ivotion B1/US-D 98.5L/1, Ivotion Base, Ivotion Base Pink 98.5-30mm/1, Ivotion Base Pink-V 98.5-30mm/1, Ivotion Base Pref. 98.5-30mm/1, Ivotion Base 34-V 98.5-30mm/1, Ivotion Base US-D 98.5-30mm/1, Ivotion Base Pink 98.5-30mm/1_TT, Ivotion Base Pink-V 98.5-30mm/1_TT, Ivotion Base Pref. 98.5-30mm/1_TT, Ivotion Base 34-V 98.5-30mm/1_TT, Ivotion Base US-D 98.5-30mm/1_TT, Ivotion Bond , Ivotion Bond Kit 10, Ivotion Bond Kit 10_TT, Ivotion Dent ,Ivotion Dent Multi , Ivotion Dent BL3 98.5-20mm/1, Ivotion Dent A1 98.5-20mm/1, Ivotion Dent A2 98.5-20mm/1, Ivotion Dent A3 98.5-20mm/1, Ivotion Dent A3.5 98.5-20mm/1, Ivotion Dent B1 98.5-20mm/1, Ivotion Dent B3 98.5-20mm/1, Ivotion Dent C2 98.5-20mm/1, Ivotion Dent D2 98.5-20mm/1, Ivotion Dent Multi BL398.5-20mm/1, Ivotion Dent Multi A1 98.5-20mm/1, Ivotion Dent Multi A2 98.5-20mm/1, Ivotion Dent Multi A3 98.5-20mm/1, Ivotion Dent Multi A3.5 98.5-20mm/1, Ivotion Dent Multi B1 98.5-20mm/1, Ivotion Dent Multi B3 98.5-20mm/1, Ivotion Dent Multi C2 98.5-20mm/1, Ivotion Dent Multi D2 98.5-20mm/1, Ivotion Dent BL3 98.5-20mm/1_TT, Ivotion Dent A1 98.5-20mm/1_TT, Ivotion Dent A2 98.5-20mm/1_TT, Ivotion Dent A3 98.5-20mm/1_TT, Ivotion Dent A3.5 98.5-20mm/1_TT, Ivotion Dent B1 98.5-20mm/1_TT, Ivotion Dent B3 98.5-20mm/1_TT, Ivotion Dent C2 98.5-20mm/1_TT, Ivotion Dent D2 98.5-20mm/1_TT, Ivotion Dent Multi BL398.5-20mm/1_TT, Ivotion Dent Multi A1 98.5-20mm/1_TT, Ivotion Dent Multi A2 98.5-20mm/1_TT, Ivotion Dent Multi A3 98.5-20mm/1_TT, Ivotion Dent Multi A3.5 98.5-20mm/1_TT, Ivotion Dent Multi B1 98.5-20mm/1_TT, Ivotion Dent Multi B3 98.5-20mm/1_TT, Ivotion Dent Multi C2 98.5-20mm/1_TT, Ivotion Dent Multi D2 98.5-20mm/1_TT | Dorina Mele CO | 2024-10-14T00:00:00.000+02:00 | Ivoclar Vivadent AG Bendererstrasse 2, 9494 Schaan/Liechtenstein | N/A, 707179, 707180, 707181, 707182, 707183, 707184, 745738, 745739, 745740, 745741, 745742, 745743, 752421, 752422, 752423, 752424, 752425, 752466, 707215, 707216, 707217, 707219, 707221, 707223, 745744, 745745, 745746, 745747, 745748, 745749, 752467, 752468, 752469, 752470, 752471, 752472, 741989, 741990, 741991, 741992, 753346, 761418, 761419, 761420, 761421, 761422, 742011, 761501, N.A, 741993, 741994, 741995, 741996, 741997, 741998, 741999, 742000, 742001, 742002, 742003, 742004, 742005, 742006, 742007, 742008, 742009, 742010, 761423, 761424, 761425, 761486, 761487, 761488, 761489, 761490, 761491, 761492, 761493, 761494, 761495, 761496, 761497, 761498, 761499, 761500 | Klasa IIa | Material dentar per proteza te levizshme | Pajisje dentare
17456 | Reference Electrode | E v i t a | 2024-10-15T00:00:00.000+02:00 | Roche Diagnostics GmbH Sandhofer Strasse 116 68305 Mannheim Germany | 3111873180 | In vitro | Elektrode referente per pajisjen Cobas b221 | Pajisje te diagnostifikimit in vitro
17457 | Reference Electrode, Reference Electrode Housing | E v i t a | 2024-10-15T00:00:00.000+02:00 | Roche Diagnostics GmbH Sandhofer Strasse 116 68305 Mannheim Germany | 03112306180, 03112284180 | In vitro | Pjese e elektrodes referente per pajisjen Roche AVL | Pajisje te diagnostifikimit in vitro
17458 | ProCell M | E v i t a | 2024-10-16T00:00:00.000+02:00 | Roche Diagnostics GmbH Sandhofer Strasse 116 68305 Mannheim Germany | 4880340190 | In vitro | Solucion per gjenerimin e sinjaleve ne pajisjet cobas e601,602 | Pajisje te diagnostifikimit in vitro
17459 | PreClean M | E v i t a | 2024-10-16T00:00:00.000+02:00 | Roche Diagnostics GmbH Sandhofer Strasse 116 68305 Mannheim Germany | 3004899190 | In vitro | Solucion lares per substancat qe interferojne me sinjalet tek cobas | Pajisje te diagnostifikimit in vitro
17460 | Freenose Hypertonic Sea Water Adult Nasal Spray 30ml PL 0033_AD | DELTA PHARMA - AL | 2024-10-15T00:00:00.000+02:00 | STE Pharmaceuticals, S.L.U, AVDA. Universitat Autonoma, 13 Parc Tecnologic Del Valles, 08290 Cerdanyola Del Valles, Spain | Freenose Hypertonic Sea Water Adult Nasal Spray 30ml PL 0033_AD | Klasa IIa | Freenose Hypertonic Sea Water Adult Nasal Spray 30 ml hidraton kanalet nazale, ndihmon në pastrimin e mukusit dhe përmirëson depërtueshmërinë e mukozës. Përdoret për infeksionet e nazofaringut, sekrecionet e hundës, infeksionet e sinuseve dhe gërhitjen për shkak të mukozave të thata. | Tjeter
17461 | Hemodialyzers / Sureflux-N / CTA Cellulose Tri-Acetate, Hemodialyzers / Sureflux-N (PP) / CTA Cellulose Tri-Acetate, Hemodialyzers / Sureflux-L / CTA Cellulose Tri-Acetate, Hemodialyzers / Sureflux-L (PP) / CTA Cellulose Tri-Acetate, Hemodialyzers / Sureflux-UX / CTA Cellulose Tri-Acetate, Hemodialyzers / Sureflux-UX (PP) / CTA Cellulose Tri-Acetate | NEPHROMED ALBANIA | 2024-10-10T00:00:00.000+02:00 | Nipro Corporation 3-26, Senriokashinmachi, Settsu Osaka 566-8510, JAPAN | AKH-5T, AKH-5S, AKH-E1T | Klasa IIb | Filtra per trajtimin e gjakut te pacienteve me dialize | Tjeter
17462 | Percuflex™ Plus Ureteral Stent 8F x 22cm, Percuflex™ Plus Ureteral Stent 8F x 24cm, Percuflex™ Plus Ureteral Stent 8F x 26cm, Percuflex™ Plus Ureteral Stent 8F x 28cm, Percuflex™ Plus Ureteral Stent 8F x 30cm, Percuflex™ Plus Ureteral Stent (w/ Braided Suture) 4.8F x 22cm, Percuflex™ Plus Ureteral Stent(w/ Braided Suture) 4.8F x 24cm, Percuflex™ Plus Ureteral Stent (w/ Braided Suture) 4.8F x 26cm, Percuflex™ Plus Ureteral Stent (w/ Braided Suture) 4.8F x 28cm, Percuflex™ Plus Ureteral Stent (w/ Braided Suture) 6F x 20cm, Percuflex™ Plus Ureteral Stent (w/ Braided Suture) 6F x 22cm, Percuflex™ Plus Ureteral Stent (w/ Braided Suture) 6F x 24cm, Percuflex™ Plus Ureteral Stent (w/ Braided Suture) 6F x 26cm, Percuflex™ Plus Ureteral Stent (w/ Braided Suture) 6F x 28cm, Percuflex™ Plus Ureteral Stent (w/ Braided Suture) 6F x 30cm, Percuflex™ Plus Ureteral Stent (w/ Braided Suture) 7F x 22cm, Percuflex™ Plus Ureteral Stent (w/ Braided Suture) 7F x 24cm, Percuflex™ Plus Ureteral Stent (w/ Braided Suture) 7F x 26cm, Percuflex™ Plus Ureteral Stent (w/ Braided Suture) 7F x 28cm, Percuflex™ Plus Ureteral Stent (w/ Braided Suture) 8F x 22cm, Percuflex™ Plus Ureteral Stent (w/ Braided Suture) 8F x 24cm, Percuflex™ Plus Ureteral Stent (w/ Braided Suture) 8F x 26cm, Percuflex™ Plus Ureteral Stent (w/ Braided Suture) 8F x 28cm, Contour™ SureDrive™ Steerable Ureteral Stent Set 6Fr x 20cm, Contour™ SureDrive™ Steerable Ureteral Stent Set 6Fr x 22cm, Contour™ SureDrive™ Steerable Ureteral Stent Set 6Fr x 24cm, Contour™ SureDrive™ Steerable Ureteral Stent Set 6Fr x 26cm, Contour™ SureDrive™ Steerable Ureteral Stent Set 6Fr x 28cm, Contour™ SureDrive™ Steerable Ureteral Stent Set 7Fr x 20cm, Contour™ SureDrive™ Steerable Ureteral Stent Set 7Fr x 22cm, Contour™ SureDrive™ Steerable Ureteral Stent Set 7Fr x 24cm, Contour™ SureDrive™ Steerable Ureteral Stent Set 7Fr x 26cm, Contour™ SureDrive™ Steerable Ureteral Stent Set 7Fr x 28cm, Contour™ SureDrive™ Steerable Ureteral Stent Set 8Fr x 22cm, Contour™ SureDrive™ Steerable Ureteral Stent Set 8Fr x 24cm, Contour™ SureDrive™ Steerable Ureteral Stent Set 8Fr x 26cm, Contour™ SureDrive™ Steerable Ureteral Stent Set 8Fr x 28cm, Contour VL™ SureDrive™ Steerable Ureteral Stent Set 4.8Fr x 22-30cm, Contour VL™ SureDrive™ Steerable Ureteral Stent Set 6Fr x 22-30cm, Contour VL™ SureDrive™ Steerable Ureteral Stent Set 7Fr x 22-30cm, Percuflex™ Plus SureDrive™ Steerable Ureteral Stent Set 4.8Fr x 20cm, Percuflex™ Plus SureDrive™ Steerable Ureteral Stent Set 4.8Fr x 22cm, Percuflex™ Plus SureDrive™ Steerable Ureteral Stent Set 4.8Fr x 24cm, Percuflex™ Plus SureDrive™ Steerable Ureteral Stent Set 4.8Fr x 26cm, Percuflex™ Plus SureDrive™ Steerable Ureteral Stent Set 4.8Fr x 28cm, Percuflex™ Plus SureDrive™ Steerable Ureteral Stent Set 6Fr x 20cm, Percuflex™ Plus SureDrive™ Steerable Ureteral Stent Set 6Fr x 22cm, Percuflex™ Plus SureDrive™ Steerable Ureteral Stent Set 6Fr x 24cm, Percuflex™ Plus SureDrive™ Steerable Ureteral Stent Set 6Fr x 26cm, Percuflex™ Plus SureDrive™ Steerable Ureteral Stent Set 6Fr x 28cm, Percuflex™ Plus SureDrive™ Steerable Ureteral Stent Set 7Fr x 20cm, Percuflex™ Plus SureDrive™ Steerable Ureteral Stent Set 7Fr x 22cm, Percuflex™ Plus SureDrive™ Steerable Ureteral Stent Set 7Fr x 24cm, Percuflex™ Plus SureDrive™ Steerable Ureteral Stent Set 7Fr x 26cm, Percuflex™ Plus SureDrive™ Steerable Ureteral Stent Set 7Fr x 28cm, Percuflex™ Plus SureDrive™ Steerable Ureteral Stent Set 8Fr x 22cm, Percuflex™ Plus SureDrive™ Steerable Ureteral Stent Set 8Fr x 24cm, Percuflex™ Plus SureDrive™ Steerable Ureteral Stent Set 8Fr x 26cm, Percuflex™ Plus SureDrive™ Steerable Ureteral Stent Set 8Fr x 28cm, Contour™ Ureteral Stent 6F x 20cm, Contour™ Ureteral Stent 6F x 22cm, Contour™ Ureteral Stent 6F x 24cm, Contour™ Ureteral Stent 6F x 26cm, Contour™ Ureteral Stent 6F x 28cm, Contour™ Ureteral Stent 6F x 30cm, Contour™ Ureteral Stent 7F x 20cm, Contour™ Ureteral Stent 7F x 22cm, Contour™ Ureteral Stent 7F x 24cm, Contour™ Ureteral Stent 7F x 26cm, Contour™ Ureteral Stent 7F x 28cm, Contour™ Ureteral Stent 7F x 30cm, Contour™ Ureteral Stent 8F x 20cm, Contour™ Ureteral Stent 8F x 22cm, Contour™ Ureteral Stent 8F x 24cm, Contour™ Ureteral Stent 8F x 26cm, Contour™ Ureteral Stent 8F x 28cm, Contour™ Ureteral Stent 8F x 30cm, Contour™ Ureteral Stent (w/ Braided Suture) 6F x 20cm, Contour™ Ureteral Stent (w/ Braided Suture) 6F x 22cm, Contour™ Ureteral Stent (w/ Braided Suture) 6F x 24cm, Contour™ Ureteral Stent (w/ Braided Suture) 6F x 26cm, Contour™ Ureteral Stent (w/ Braided Suture) 6F x 28cm, Contour™ Ureteral Stent (w/ Braided Suture) 6F x 30cm, Contour™ Ureteral Stent (w/ Braided Suture) 7F x 22cm, Contour™ Ureteral Stent (w/ Braided Suture) 7F x 24cm, Contour™ Ureteral Stent (w/ Braided Sutme) 7F x 26cm, Contour™ Ureteral Stent (w/ Braided Suture) 7F x 28cm, Contour™ Ureteral Stent (w/ Braided Suture) 8F x 24cm, Contour™ Ureteral Stent (w/ Braided Suture) 8F x 26cm , Contour VL™ Variable Length Ureteral Stent w/o Guidewire 4.8Fr x 22-30cm, Contour VL™ Variable Length Ureteral Stent w/o Guidewire 6Fr x 22-30cm, Contour VL™ Variable Length Ureteral Stent w/o Guidewire 7Fr x 22-30cm, Percuflex™ Ureteral Stent 4.8F x 22cm, Percuflex™ Ureteral Stent 4.8F x 24cm, Percuflex™ Ureteral Stent 4.8F x 26cm, Percuflex™ Ureteral Stent 4.8F x 28cm, Percuflex™ Ureteral Stent 6F x 20cm, Percuflex™ Ureteral Stent 6F x 22cm, Percuflex™ Ureteral Stent 6F x 24cm, Percuflex™ Ureteral Stent 6F x 26cm, Percuflex™ Ureteral Stent 6F x 28cm, Percuflex™ Ureteral Stent 6F x 30cm, Percuflex™ Ureteral Stent 7F x 20cm, Percuflex™ Ureteral Stent 7F x 22cm, Percuflex™ Ureteral Stent 7F x 24cm, Percuflex™ Ureteral Stent 7F x 26cm, Percuflex™ Ureteral Stent 7F x 28cm, Percuflex™ Ureteral Stent 7F x 30cm, Percuflex™ Ureteral Stent 8F x 20cm, Percuflex™ Ureteral Stent 8F x 22cm, Percuflex™ Ureteral Stent 8F x 24cm, Percuflex™ Ureteral Stent 8F x 26cm, Percuflex™ Ureteral Stent 8F x 28cm, Percuflex™ Ureteral Stent 8F x 30cm, Percuflex™ Ureteral Stent (wl Braided Suture) 4.8F x 24cm, Percuflex™ Ureteral Stent (w/ Braided Suture) 6F x 24cm, Percuflex™ Ureteral Stent (wl Braided Suture) 6F x 26cm, Percuflex™ Ureteral Stent (wl Braided Suture) 7F x 24cm, Percuflex™ Ureteral Stent (wl Braided Suture) 7F x 26cm, Percuflex™ Ureteral Stent (wl Braided Suture) 8F x 24cm, Percuflex™ Plus Ureteral Stent 4.8F x 10cm, Percuflex™ Plus Ureteral Stent 4.8F x 12cm, Percuflex™ Plus Ureteral Stent 4.8F x 14cm, Percuflex™ Plus Ureteral Stent 4.8F x 16cm, Percuflex™ Plus Ureteral Stent 4.8F x l8cm, Percuflex™ Plus Ureteral Stent 4.8F x 20cm, Percuflex™ Plus Ureteral Stent 4.8F x 22cm, Percuflex™ Plus Ureteral Stent 4.8F x 24cm, Percuflex™ Plus Ureteral Stent 4.8F x 26cm, Percuflex™ Plus Ureteral Stent 4.8F x 28cm, Percuflex™ Plus Ureteral Stent 4.8F x 30cm, Percuflex™ Plus Ureteral Stent 6F x 20cm, Percuflex™ Plus Ureteral Stent 6F x 22cm, Percuflex™ Plus Ureteral Stent 6F x 24cm, Percuflex™ Plus Ureteral Stent 6F x 26cm, Percuflex™ Plus Ureteral Stent 6F x 28cm, Percuflex™ Plus Ureteral Stent 6F x 30cm, Percuflex™ Plus Ureteral Stent 7F x 20cm, Percuflex™ Plus Ureteral Stent 7F x 22cm, Percuflex™ Plus Ureteral Stent 7F x 24cm, Percuflex™ Plus Ureteral Stent 7F x 26cm, Percuflex™ Plus Ureteral Stent 7F x 28cm, Percuflex™ Plus Ureteral Stent 7F x 30cm, Percuflex™ Plus Ureteral Stent 8F x 20cm | MONTAL | 2024-10-14T00:00:00.000+02:00 | Boston Scientific Corporation, 300 Boston Scientific Way, Marlborough, MA 01752 USA. | M0061752810, M0061752820, M0061752830, M0061752840, M0061752850, M0061755510, M0061755520, M0061755530, M0061755540, M0061755600, M0061755610, M0061755620, M0061755630, M0061755640, M0061755650, M0061755710, M0061755720, M0061755730, M0061755740, M0061755810, M0061755820, M0061755830, M0061755840, M0061458590, M0061458600, M0061458610, M0061458620, M0061458630, M0061458640, M0061458650, M0061458660, M0061458670, M0061458680, M0061458690, M0061458700, M0061458710, M0061458720, M0061458730, M0061458740, M0061458750, M0061457410, M0061457420, M0061457430, M0061457440, M0061457450, M0061457460, M0061457470, M0061457480, M0061457490, M0061457500, M0061458500, M0061458510, M0061458520, M0061458530, M0061458540, M0061458550, M0061458560, M0061458570, M0061458580, M0061802200, M0061802210, M0061802220, M0061802230, M0061802240, M0061802250, M0061802300, M0061802310, M0061802320, M0061802330, M0061802340, M0061802350, M0061802400, M0061802410, M0061802420, M0061802430, M0061802440, M0061802450, M0061805200, M0061805210, M0061805220, M0061805230, M0061805240, M0061805250, M0061805310, M0061805320, M0061805330, M0061805340, M0061805420, M0061805430, M0061801550, M0061801560, M0061801570, M0061453500, M0061453510, M0061453520, M0061453530, M0061453590, M0061453600, M0061453610, M0061453620, M0061453630, M0061453640, M0061453690, M0061453700, M0061453710, M0061453720, M0061453730, M0061453740, M0061453790, M0061453800, M0061453810, M0061453820, M0061453830, M0061453840, M0061455510, M0061455610, M0061455620, M0061455710, M0061455720, M0061455810, M0061751950, M0061751960, M0061751970, M0061751980, M0061751990, M0061752500, M0061752510, M0061752520, M0061752530, M0061752540, M0061752550, M0061752600, M006 l752610, M0061752620, M0061752630, M0061752640, M0061752650, M0061752700, M0061752710, M0061752720, M0061752730, M0061752740, M0061752750, M0061752800 | Klasa IIb | Set i stentave te devijimit urinar i krijuar per tu perdorur pas ndertimit te kanalit ureteral dhe procedurave te devijimit urinar | Pajisje nje perdorimeshe
17463 | ONE BUILD CEMENT U, ONE BUILD CEMENT O, DENTAL BONDING AGENT, ULTRA ONE BOND KIT, ULTRA ONE BOND, BASIC BOND, ENANCE BOND, ORTHOPHOSPHORIC ACID (SURFACE DENTAL CONDITIONER), FILL ETCH PROFESSIONAL, FILL ETCH PRO, FILL ETCH PROFESSIONAL PLUS, FILL ETCH ECO, FILL ETCH BIG BULK, FILL ETCH ECO KIT, OVER ETCH BIG BULK, OVER ETCH ECO KIT, OVER ETCH PRO, CALCIUM HYROXIDE FOR ROOT CANAL TRATMENT, CANAL PAST KIT, CANAL PAST REFIL, EDTA ROOT CANAL CLEANER, CANAL PREP, RESTORATIVE DENTAL DEVICES, FILLING COMPOSITE, FILL DENT KIT, FILL DENT A1, FILL DENT A2, FILL DENT A3, FILL DENT A3,5, FILL DENT A4, FILL DENT B1, FILL DENT B2, FILL DENT B3, FILL DENT C2, FILL DENT C3, FILL DENT D3, FILL DENT A2O, FILL DENT A3O, FILL DENT EC, FILL DENT T, FILL DENT EI, FILLING CAPSULATED COMPOSITE, FILL DENT CPS KIT, FILL DENT CPS A1, FILL DENT CPS A2, FILL DENT CPS A3, FILL DENT CPS A3,5, FILL DENT CPS A4, FILL DENT CPS B1, FILL DENT CPS B2, FILL DENT CPS B3, FILL DENT CPS C2, FILL DENT CPS C3, FILL DENT CPS D3, FILL DENT A20 CPS, FILL DENT A3O CPS, FILL DENT CPS EC, FILL DENT CPS T, FILL DENT CPS EI, FILLING FLUID COMPOSITE, FILL DENT FLOW KIT, FILL DENT FLOW A1, FILL DENT FLOW A2, FILL DENT FLOW A3, FILL DENT FLOW A3,5, FILL DENT FLOW B1, FILL DENT FLOW B2, FILL DENT FLOW B3, FILL DENT FLOW C2, FILL DENT FLOW A2O, FILL DENT FLOW A3O, FILL DENT FLOW SC, FILL DENT FLOW A2L, FILL DENT FLOW A3L, ORTHODONTICS FLUID COMPOSITE, ORTHO FLOW KIT, ORTHO FLOW, AUTOMIX COMPOSITE FOR RESTORATION, DUAL BUILD CORE N-ECO, DUAL BUILD CORE N, DUAL BUILD CORE B-ECO, DUAL BUILD CORE B, AUTOMIX SELF-ETCHING COMPOSITE FOR RESTORATION, SELF BUILD CORE, TEMPORARY FILLING COMPOSITE, LIGHT TEMP, PIT AND FISSURE SEALANT WITH FLOURIDE, FILL DENT SEAL KIT, FILL DENT SEAL REFIL KIT, FILL DENT SEAL, LIGHT-CURING COMPOSITE FOR RESTORATION, ONE BUILD CEMENT W | ALBADENT plus | 2024-10-14T00:00:00.000+02:00 | DENTAL WORLD S.R.L. VIA ANTICHI PASTIFICI, 15 70056 MOLFETTA BA IT - Italia | 0000160, 0000161, 0000162, 0000163, 0000164, 0000165, 0000166, 0000167, 0000168, 0000169, 0000170, 0000171, 0000172, 0000173, 0000174, 0000175, 0000176, 0000177, 0000 100, 0000 101, 0000 102, 0000 103, 0000 104, 0000 105, 0000 106, 0000 107, 0000 108, 0000 109, 0000 110, 0000 111, 0000 112, 0000 113, 0000 114, 0000 115, 0000 116, 0000117, 0000118, 000119, 0000120, 0000121, 0000122, 0000123, 0000124, 0000125, 0000126, 0000127, 0000128, 0000129, 0000130, 0000131, 0000132, 0000133, 0000134, 0000135, 0000136, 0000137, 0000138, 0000139, 0000140, 0000141, 0000142, 0000143, 0000144, 0000145, 0000146, 0000147, NA, 00340144, 00340174, 0000148, 0000149, 0000150, 0000151, 0000152, 0000153, 0000154, 0000155, 0000156, 0000157, 0000158, 0000159 | Klasa IIa | Materiale dentare qe perdoren per procedura te mbushjes se dhembeve. | Pajisje dentare
17464 | 15ga X 2.7 Bone Marrow Aspiration Needles (Mermaid Medical), 15ga X 4 Bone Marrow Aspiration Needles (Mermaid Medical) | MONTAL | 2024-10-14T00:00:00.000+02:00 | Argon Medical Devices, Inc. 1445 Flat Creek Road, Athens, Texas 75751, USA | RAN-15-M, RAN-154-M | Klasa IIa | Jane AGE qe sherbejne per te kryer biopsine e palces se kockes. | Pajisje nje perdorimeshe
17465 | DERMAL FILLER KIT, REVANESSE REVISE+ WITH LIDOCAINE 1.2 ML PN 40139 | PHARMAWEST | 2024-10-15T00:00:00.000+02:00 | PROLLENIUM MEDICAL TECHNOLOGIES ,Inc 138 INDUSTRIAL PARKWAY NORTH,AURORA,ONTARIO, L4G 4C3,CANADA | DERMAL FILLER REVANESSE REVISE+ WITH LIDOCAINE 1.2 ML PN 40139 | Klasa III | Filler me përmbajtje xheli Acid Hialuronik i cili përdoret për rikuperimin e humbjes të volumit dhe korrigjimin e kontureve dhe deformimeve. Përdoret për rrudhat e fytyrës, përmirësim volumi, mbushe buzësh , hidratim në lëkurë dhe konturimin e dëmtimeve nga injektimet e mëparshme në indet e buta. | Pajisje te implantueshme jo aktive
17466 | Neofound | Avalb-Med | 2024-11-05T00:00:00.000+01:00 | Love Cosmedical S.r.l.s. Via Toniolo 9, 57022 Castagneto Carducci (Livorno), Italia (Italy) | 5 vials of 3 ml per box | Klasa I | SHERBEN PER TU VENDOSUR NE LEKURE | Tjeter
17467 | Straight Twist Drill , SAVE Twist Drill , MINI Straight Twist Drill , i-Clean Tapered Countersink , i-Clean Straight Countersink , s-Clean Tapered Countersink , s-Clean Straight Countersink , e- Clean Tapered Countersink , Point Drill , i- Fix Point Drill , Tapered Tap Drill , Straight Tap Drill , Save Tap Drill , e- Clean Step Drill , i-Clean step Drill , Drill Bits, Tool s& Kits , Tapered Twist DRILL | SAFIR DISTIC. A.S. | 2024-11-08T00:00:00.000+01:00 | DENTIS CO., LTD (HQ) 99, SEONGSEOSEO-RO, DALSEO-GU, DAEHU REPUBLIC OF KOREA(SITE 1)6, YULAM -RO, DONG-GU DAEGU | DSTD3512TC, DSTD3514TC, DSTD4208TC, DSTD4210TC, DSTD4212TC, DSTD4214TC, D30001, D30002, D30003, D30004, D30005, D30006, D30007, D30008, D30074, D30112, D30113, D30114, D30116, D30117, D30118, DSD5508, DSD5512, DSD6008, DSD6012, DSD6508, DSD6512, DSD7008, DSD7012, DSD5508TC, DSD5512TC, DSD6008TC, DSD6012TC, DSD6508TC, DSD6512TC, DSD7008TC, DSD7012TC, D30092, D30093, D30099, D30104, DMD13, DMD18, DMD23, DMD13TC, DMD18TC, DMD23TC, D30120, D30121, D30122, DITCS37, DITCS41, DITCS43, DITCS48, DISCS41, DISCS48, DISCS41S, DISCS48S, DSTCS37, DSTCS41, DSTCS43, DSTCS48, D30084, D30085, D30086, D30087, DSSCS41, DSSCS48, DETCS35, DETCS41, DETCS43, DETCS51, D30081, D30082, D30083, DPD, D30000, DIPD, D30033, D30034, D30035, D30036, D30037, D30038, DTM35, DTM37, DTR41, DTR43, DTW48, DTW51, DSTR41, DSTW48, D30134, D30135, DTW55, DTW60, DTW65, DTW70, D30094, D30105, DSD3510, DSD3514, DSD4110, DSD4114, DSD5110, DSD5114, D30148, D30149, D30152, D30153, D30158, D30159, DSD3710, DSD3714, DSD4310, DSD4314, DSD4810, DSD4814, D30150, D30151, D30154, D30155, D30156, D30157, n/a, DTD3508, DTD3510, DTS3512, DTD3514, DTD3708, DTD3710, DTD3712, DTD3714, DTD4108, DTD4110, DTD4112, DTD4114, DTD4308, DTD4310, DTD4312, DTD4314, DTD4808, DTD4810, DTD4812, DTD4814, DTD5108, DTD5110, DTD5112, DTD5114, DTD3508TC, DTD3510TC, DTD3512TC, DTD3514TC, DTD3708TC, DTD3710TC, DTD3712TC, DTD3714TC, DTD4108TC, DTD4110TC, DTD4112TC, DTD4114TC, DTD4308TC, DTD4310TC, DTD4312TC, DTD4314TC, DTD4808TC, DTD4810TC, DTD4812TC, DTD4814TC, DTD5108TC, DTD5110TC, DTD5112TC, DTD5114TC, D30009, D30010, D30011, D30012, D30013, D30014, D30015, D30016, D30017, D30018, D30019, D30020, D30021, D30022, D30023, D30024, D30025, D30026, D30027, D30028, D30029, D30030, D30031, D30032, DSTD3508, DSTD3510, DSTD3512, DSTD3514, DSTD4208, DSTD4210, DSTD4212, DSTD4214, DTD2208, DTD2210, DTD2212, DTD2214, DTD2808, DTD2810, DTD2812, DTD2814, DTD2208TC, DTD2210TC, DTD2212TC, DTD2214TC, DTD2808TC, DTD2810TC, DTD2812TC, DTD2814TC, DSTD3508TC, DSTD3510TC | Klasa IIa | AKSESORE IMPLANTESH, IMPLANTE DENTARE | Pajisje dentare
17468 | Awl for cone prosthesis, Ø 18 mm, Awl for cone prosthesis, Ø 17 mm, Awl for cone prosthesis, Ø 16 mm, Awl for cone prosthesis, Ø 15 mm, Awl for cone prosthesis, Ø 14 mm, Awl for cone | T R I M E D | 2024-11-13T00:00:00.000+01:00 | Zimmer Switzerland Manufacturing GmbH Sulzerallee 8 8404 Winterthur Switzerland | 75.11.15-180, 75.11.15-170, 75.11.15-160, 75.11.15-150, 75.11.15-140, 75.11.15-130, 01.01559.432, 01.01559.428, 01.01559.332, 01.01559.328, 01.01559.232, 01.01559.228, 01.01559.132, 01.01559.128, 01.00569.324, 01.00569.323, 01.00569.322, 01.00569.321, 01.00569.320, 01.00569.319, 01.00569.318, 01.00569.317, 01.00569.316, 01.00569.315, N/A, 01.00029.031, 01.00109.031, 01.00109.032, 01.00109.033, 01.00109.034, 01.00109.035, 01.00369.011, 01.00369.012, 01.00568.100, 01.00568.101, 75.00.25, 75.85.00, 79.15.84, 95.00.03, 64253, 75.11.00-03, 75.01.38, 78.00.38-32, 78.00.38-28, 75.85.75, 75.11.45-20, 75.11.45-15, 75.11.45-10, 75.11.15-01, 75.11.00-12, 75.11.00-11, 75.11.00-10, 75.11.00-09, 75.11.00-02, 75.00.36, 01.00569.011, 01.00109.808, 78.00.38-36, 01.00569.010, 75.11.40-01, 01.00109.801, 75.11.15-240, 75.11.15-230, 75.11.15-220, 75.11.15-210, 75.11.15-200, 75.11.15-190, 01.00569.314, 01.00569.313, 01.00569.224, 01.00569.223, 01.00569.222, 01.00569.221, 01.00569.220, 01.00569.219, 01.00569.218, 01.00569.217, 01.00569.216, 01.00569.215, 01.00569.214, 01.00569.213, 01.00569.124, 01.00569.123, 01.00569.122, 01.00569.121, 01.00569.120, 01.00569.119, 01.00569.118, 01.00569.117, 01.00569.116, 01.00569.115, 01.00569.114, 01.00569.113, 01.00569.001, 01.00109.810, 01.00109.809, 01.00109.807, 01.00109.806, 01.00109.805, 01.00109.804, 01.00109.803, 01.00109.802, 01.00109.125, 01.00109.124, 01.00109.123, 01.00109.122, 01.00109.121, 01.00109.120, 01.00109.119, 01.00109.118, 01.00109.117, 01.00109.116, 01.00109.115, 01.00109.114, 01.00109.025, 01.00109.024, 01.00109.023, 01.00109.022, 01.00109.021, 01.00109.020, 01.00109.019, 01.00109.018, 01.00109.017, 01.00109.016, 01.00109.015, 01.00109.014, 01.00109.013, 5637, 01.01519.225, 01.01519.226, 01.01519.227, 01.01559.136, 01.01559.236, 01.01559.336, 01.01559.436 | Klasa IIa, Klasa I, Im, Ir | Wagner SL/Cone Instruments - Janë instrumente kirurgjikale dhe mjete të përkohshme që përdoren nga kirurgët ortoped për të lehtësuar implantimin ose mbjelljen e implanteve specifike të përshkruara në teknika kirurgjikale të produktit specifik. | Pajisje nje perdorimeshe
prosthesis, Ø 13 mm, Trial head, XL, Ø 32 taper 12/14, Trial head, XL, Ø 28,
taper 12/14, Trial head, L, Ø 32,
taper 12/14, Trial head, L, Ø 28,
taper 12/14, Trial head, M, Ø 32, taper 12/14, Trial head, M, Ø 28, taper 12/14, Trial head, S, Ø 32,
taper 12/14, Trial head, S, Ø 28, taper 12/14, Wagner Cone Prosthesis®, trial stem, proximal, 135°, Ø 24, Wagner Cone Prosthesis® trial stem, proximal, 135°, Ø 23, Wagner Cone Prosthesis® , trial stem, proximal, 135°, Ø 22, Wagner Cone Prosthesis®, trial stem, proximal, 135°, Ø 21, Wagner Cone Prosthesis®, trial stem, proximal, 135°, Ø 20, Wagner Cone Prosthesis®, trial stem, proximal, 135°, Ø 19, Wagner Cone Prosthesis®, trial stem, proximal, 135°, Ø 18, Wagner Cone Prosthesis®, trial stem, proximal, 135°,
Ø 17, Wagner Cone Prosthesis®, trial stem, proximal, 135°,
Ø 16, Wagner Cone Prosthesis®, trial stem, proximal, 135°,Ø 15, Wagner SL/Cone Instruments, Tray cover (standard), grey, Wagner SL Revision®, tray for base instruments, empty, Wagner SL Revision®, insert for tray (base instruments), empty, Wagner SL Revision®, tray for awls, empty, Wagner SL Revision®, insert for tray for awls, empty, Wagner SL Revision®, tray for trial stems, empty, Wagner Cone Prosthesis®, tray, empty, Wagner Cone ProsthesiS®, insert, empty, Wagner Cone Prosthesis®, tray for trial stems, empty, Wagner Cone Prosthesis®, insert for tray (trial stems), empty, Handle with quick coupling, Positioning bar, Hexagonal wrench,
3.5 mm, Ruler, Ruler long, Plastic top, Repositioning lever, Repositioning top, Ø
32, Repositioning top, Ø
28, Extraction instrument, Osteotome, straight, 20 mm, Osteotome, straight, 15 mm, Osteotome, straight, 10 mm, Impactor, Wagner SL Revision®, compression cylinder for impactor/extractor, Basic body for impactor/extractor, Slot hammer, Wagner Cone Prosthesis®, extractor, Handle for top, Impactor/extractor, Wagner Cone Prosthesis®, extractor for trial stem, proximal, Wagner SL Revision®, impactor for stem (lateral), Repositioning top, Ø 36, Wagner Cone ProsthesiS®, impactor for trial stem, Gauge for medullary cavity, Wagner SL Revision®, extractor connector, IMT, Awl for cone
prosthesis, Ø 24 mm, Awl for cone prosthesis, Ø 23 mm, Awl for cone prosthesis, Ø 22 mm, Awl for cone prosthesis, Ø 21 mm, Awl for cone
prosthesis, Ø 20 mm, Awl for cone prosthesis, Ø 19 mm, Wagner Cone Prosthesis®, trial stem, proximal, 135°, Ø 14, Wagner Cone Prosthesis®, trial stem, proximal, 135°, Ø 13, Wagner Cone Prosthesis®, trial stem, proximal, 125°, Ø 24, Wagner Cone Prosthesis®, trial stem, proximal, 125°, Ø 23, Wagner Cone Prosthesis®, trial stem, proximal, 125°, Ø 22, Wagner Cone Prosthesis®, trial stem, proximal, 125°, Ø 21, Wagner Cone Prosthesis®, trial stem, proximal, 125°, Ø 20, Wagner Cone Prosthesis®, trial stem, proximal, 125°, Ø 19, Wagner Cone Prosthesis®, trial stem, proximal, 125°, Ø 18, Wagner Cone Prosthesis®, trial stem, proximal, 125°, Ø 17, Wagner Cone Prosthesiso, trial stem, proximal, 125°, Ø 16, Wagner Cone Prosthesis®, trial stem, proximal, 125°, Ø 15, Wagner Cone Prosthesis®, trial stem, proximal, 125°, Ø 14, Wagner Cone Prosthesis®, trial stem, proximal, 125°, Ø 13, Wagner Cone Prosthesis®, trial stem, distal, Ø 24, Wagner Cone Prosthesis®, trial stem, distal, Ø 23, Wagner Cone Prosthesis®, trial stem, distal, Ø 22, Wagner Cone Prosthesis®, trial stem, distal, Ø 21, Wagner Cone Prosthesis®, trial stem, distal, Ø 20, Wagner Cone Prosthesis®, trial stem, distal, Ø 19, Wagner Cone Prosthesis®, trial stem, distal, Ø 18, Wagner Cone Prosthesis®, trial stem, distal, Ø 17, Wagner Cone Prosthesis®, trial stem, distal, Ø 16, Wagner Cone Prosthesis®, trial stem, distal, Ø 15, Wagner Cone Prosthesis®, trial stem, distal, Ø 14, Wagner Cone Prosthesis®, trial stem, distal, Ø 13, Wagner Cone Prosthesis®, screw for trial stem, Wagner SL Revision®, trial stem, proximal, L 190, Wagner SL Revision®, screw for trial stem, L 190, Wagner SL Revision®, screw for trial stem, L 305, Wagner SL Revision®, screw for trial stem, L 265, Wagner SL Revision®, screw for trial stem, L 225, Wagner SL Revision®, trial stem, proximal, L 305, Wagner SL Revision®, trial stem, proximal, L 265, Wagner SL Revision®, trial stem, proximal, L 225, Wagner SL Revision®, trial stem, distal, 25, Wagner SL Revision®, trial stem, distal, 24, Wagner SL Revision®, trial stem, distal, 23, Wagner SL Revision®, trial stem, distal, 22, Wagner SL Revision®, trial stem, distal, 21, Wagner SL Revision®, trial stem, distal, 20, Wagner SL Revision®, trial stem, distal, 19, Wagner SL Revision®, trial stem, distal, 18, Wagner SL Revision®, trial stem, distal, 17, Wagner SL Revision®, trial stem, distal, 16, Wagner SL Revision®, trial stem, distal, 15, Wagner SL Revision®, trial stem, distal, 14, Wagner SL Revision®, awl, Ø 25, Wagner SL Revision®,
awl, Ø 24, Wagner SL Revision®,
awl, Ø 23, Wagner SL Revision®,
awl, Ø 22, Wagner SL Revision®, awl, Ø 21, Wagner SL Revision®,
awl, Ø 20, Wagner SL Revision®, awl, Ø 19, Wagner SL Revision®, awl, a 18, Wagner SL Revision®, awl, s 17, Wagner SL Revision®, awl, a 16, Wagner SL Revision®, awl, a 15, Wagner SL Revision®, awl, a 14, Wagner SL Revision® awl, Ø 13, TPP, adapter, Trial Head Ø 22 'S' Taper 12/14, Trial Head Ø 22 'M' Taper 12/14, Trial Head Ø 22 'L' Taper 12/14, Trial head, S, Ø 36, taper 12/14, Trial head, M, Ø 36, taper 12/14, Trial head, L, Ø 36, taper 12/14, Trial head, XL, Ø 36, taper 12/14
17469 | Original M.E. Muller® Low Profile Cups, Durasul®, low profile cup, cemented, 42/28, Durasul®, low profile cup, cemented, 44/28, Durasul®", low profile cup, cemented, 46/28, Durasul®, low profile cup, cemented, 48/28, Durasul®, low profile cup, cemented, 50/28, Durasul®, low profile cup, cemented, 52/28, Durasul®, low profile cup, cemented, 54/28, Durasul®, low profile cup, cemented, 56/28, Durasul®, low profile cup, cemented, 58/28, Durasul®,low profile cup, cemented, 60/28, Durasul®, low profile cup, cemented, 62/28, Durasul®, low profile cup, cemented, 64/28, Durasul®, low profile cup, cemented, 44/32, Durasul®, low profile cup, cemented, 46/32, Durasul®, low profile cup, cemented, 48/32, Durasul®, low profile cup, cemented, 50/32, Durasul®, low profile cup, cemented, 52/32, Durasul®, low profile cup, cemented, 54/32, Durasul®, low profile cup, cemented, 56/32, Durasul®, low profile cup, cemented, 58/32, Durasul®, low profile cup, cemented, 60/32, Durasul®, low profile cup, cemented, 62/32, Durasul®, low profile cup, cemented, 64/32, Durasul®, low profile cup, cemented, 48/36, Durasul®, low profile cup, cemented, 50/36, Durasul®, low profile cup, cemented, 52/36, Durasul®, low profile cup, cemented, 54/36, Durasul®, low profile cup, cemented, 56/36, Durasul®, low profile cup, cemented, 58/36, Durasul®, low profile cup, cemented, 60/36, Durasul®, low profile cup, cemented, 62/36, Durasul®, low profile cup, cemented, 64/36, Original M.E. Müller®, low profile cup, cemented, 36/22, Original M.E. Müller®, low profile cup, cemented, 38/22, Original M.E. Müller®, low profile cup, cemented, 40/22, Original M.E. Müller®, low profile cup, cemented, 42/22, Original M.E. Müller® , low profile cup, cemented, 44/22, Original M.E. Müller®, low profile cup, cemented, 46/22, Original M.E. Müller®, low profile cup, cemented, 48/22, Original M.E. Müller®, low profile cup, cemented, 50/22, Original M.E. Müller®, low profile cup, cemented, 52/22, Original M.E. Müller®, low profile cup, cemented, 54/22, Original M.E. Müller® , low profile cup, cemented, 56/22, Original M.E. Müller®, low profile cup, cemented, 58/22, Original M.E. Müller®, low profile cup, cemented, 42/28, Original M.E. Müller®, low profile cup, cemented, 44/28, Original M.E. Müller®, low profile cup, cemented, 46/28, Original M.E. Müller®, low profile cup, cemented, 48/28, Original M.E. Müller®, low profile cup, cemented, 50/28, Original M.E. Müller®, low profile cup, cemented, 52/28, Original M.E. Müller®, low profile cup, cemented, 54/28, Original M.E. Müller®, low profile cup, cemented, 56/28, Original M.E. Müller®, low profile cup, cemented, 58/28, Original M.E. Müller®, low profile cup, cemented, 60/28, Original M.E. Müller®, low profile cup, cemented, 62/28, Original M.E. Müller®, low profile cup, cemented, 64/28, Original M.E. Müller®, low profile cup, cemented, 44/32, Original M.E. Müller®, low profile cup, cemented, 46/32, Original M.E. Müller®, low profile cup, cemented, 48/32, Original M.E. Müller® , low profile cup, cemented, 50/32, Original M.E. Müller® , low profile cup, cemented, 52/32, Original M.E. Müller®, low profile cup, cemented, 54/32, Original M.E. Müller®, low profile cup, cemented, 56/32, Original M.E. Müller®, low profile cup, cemented, 58/32, Original M.E. Müller®, low profile cup, cemented, 60/32, Original M.E. Müller® , low profile cup, cemented, 62/32, Original M.E. Müller®, low profile cup, cemented, 64/32 | T R I M E D | 2024-11-13T00:00:00.000+01:00 | Zimmer GmbH Sulzerallee 8 8404 Winterthur Switzerland | N/A, 01.00284.042, 01.00284.044, 01.00284.046, 01.00284.048, 01.00284.050, 01.00284.052, 01.00284.054, 01.00284.056, 01.00284.058, 01.00284.060, 01.00284.062, 01.00284.064, 01.00324.044, 01.00324.046, 01.00324.048, 01.00324.050, 01.00324.052, 01.00324.054, 01.00324.056, 01.00324.058, 01.00324.060, 01.00324.062, 01.00324.064, 05.95001.050, 05.95001.051, 05.95001.052, 05.95001.053, 05.95001.054, 05.95001.055, 05.95001.056, 05.95001.057, 05.95001.058, 63.22.36, 63.22.38, 63.22.40, 63.22.42, 63.22.44, 63.22.46, 63.22.48, 63.22.50, 63.22.52, 63.22.54, 63.22.56, 63.22.58, 63.28.42, 63.28.44, 63.28.46, 63.28.48, 63.28.50, 63.28.52, 63.28.54, 63.28.56, 63.28.58, 63.28.60, 63.28.62, 63.28.64, 63.32.44, 63.32.46, 63.32.48, 63.32.50, 63.32.52, 63.32.54, 63.32.56, 63.32.58, 63.32.60, 63.32.62, 63.32.64 | Klasa III | Original M.E. Muller® Low Profile Cups - Janë komponentë të protezës totale me cement që bëjnë zëvendësimin e artikulacionit kokso-femoral të njeriut. Kjo protezë zëvendëson pjesën acetabulare të këtij artikulacioni. | Pajisje nje perdorimeshe
17470 | Wagner Cone Prosthesis®, 125°, uncemented, 121 24, taper 12/14, Wagner Cone Prosthesis®, 135°, uncemented, 121 13, taper 12/14, Wagner Cone Prosthesis®, 135°, uncemented, 12114, taper 12/14, Wagner Cone Prosthesis®, 135°, uncemented, 121 15, taper 12/14, Wagner Cone Prosthesis®, 135°, uncemented, 12116, taper 12/14, Wagner Cone Prosthesis®, 135°, uncemented, 12117, taper 12/14, Wagner Cone Prosthesis®, 135°, uncemented, 121 18, taper 12/14, Wagner Cone Prosthesis®, 135°, uncemented, 121 19, taper 12/14, Wagner Cone Prosthesis®, 135°, uncemented, 12120, taper 12/14, Wagner Cone Prosthesis®, 135°, uncemented, 121 21, taper 12/14, Wagner Cone Prosthesis®, 135°, uncemented, 121 22, taper 12/14, Wagner Cone Prosthesis®, 135°, uncemented, 121 23, taper 12/14, Wagner Cone Prosthesis®, 135°, uncemented, 121 24, taper 12/14, Wagner SL Revision® Stems and Wagner Cone Prothesis™, Wagner SL Revision® Hip Stem, uncemented, 0 14/190, taper 12/14, Wagner SL Revision® Hip Stem, uncemented, 0 15/190, taper 12/14, Wagner SL Revision® Hip Stem, uncemented, 0 16/190, taper 12/14, Wagner SL Revision® Hip Stem, uncemented, 0 17/190, taper 12/14, Wagner SL Revision® Hip Stem, uncemented, 0 18/190, taper 12/14, Wagner SL Revision® Hip Stem, uncemented, 0 19/190, taper 12/14, Wagner SL Revision® Hip Stem, uncemented, 0 20/190, taper 12/14, Wagner SL Revision® Hip Stem, uncemented, 0 14/225, taper 12/14, Wagner SL Revision® Hip Stem, uncemented, 0 15/225, taper 12/14, Wagner SL Revision® Hip Stem, uncemented, 0 16/225, taper 12/14, Wagner SL Revision® Hip Stem, uncemented, 0 171225, taper 12/14, Wagner SL Revision® Hip Stem, uncemented, 0 18/225, taper 12/14, Wagner SL Revision® Hip Stem, uncemented, 0 19/225, taper 12/14, Wagner SL Revision® Hip Stem, uncemented, 0 20/225, taper 12/14, Wagner SL Revision® Hip Stem, uncemented, 0 21/225, taper 12/14, Wagner SL Revision® Hip Stem, uncemented, 0 22/225, taper 12/14, Wagner SL Revision® Hip Stem, uncemented, 0 14/265, taper 12/14, Wagner SL Revision® Hip Stem, uncemented, 0 15/265, taper 12/14, Wagner SL Revision® Hip Stem, uncemented, 0 16/265, taper 12/14, Wagner SL Revision® Hip Stem, uncemented, 0 17/265, taper 12/14, Wagner SL Revision® Hip Stem, uncemented, 0 18/265, taper 12/14, Wagner SL Revision® Hip Stem, uncemented, 019/265, taper 12/14, Wagner SL Revision® Hip Stem, uncemented, 0 20/265, taper 12/14, Wagner SL Revision® Hip Stem, uncemented, 0 21/265, taper 12/14, Wagner SL Revision® Hip Stem, uncemented, 0 22/265, taper 12/14, Wagner SL Revision® Hip Stem, uncemented, 0 23/265, taper 12/14, Wagner SL Revision® Hip Stem, uncemented, 0 24/265, taper 12/14, Wagner SL Revision® Hip Stem, uncemented, 0 25/265, taper 12/14, Wagner SL Revision® Hip Stem, uncemented, 0 14/305, taper 12/14, Wagner SL Revision® Hip Stem, uncemented, 0 15/305, taper 12/14, Wagner SL Revision® Hip Stem, uncemented, 0 16/305, taper 12/14, Wagner SL Revision® Hip Stem, uncemented, 0 17 /305, taper 12/14, Wagner SL Revision® Hip Stem, uncemented, 0 18/305, taper 12/14, Wagner SL Revision® Hip Stem, uncemented, 0 19/305, taper 12/14, Wagner SL Revision® Hip Stem, uncemented, 0 20/305, taper 12/14, Wagner SL Revision® Hip Stem, uncemented, 0 21/305, taper 12/14, Wagner SL Revision® Hip Stem, uncemented, 0 22/305, taper 12/14, Wagner SL Revision® Hip Stem, uncemented, 0 23/305, taper 12/14, Wagner SL Revision® Hip Stem, uncemented, 0 24/305, taper 12/14, Wagner SL Revision® Hip Stem, uncemented, 0 25/305, taper 12/14, Wagner Cone Prosthesis®, 125°, uncemented, 0 13, taper 12/14, Wagner Cone Prosthesis®, 125°, uncemented, 0 14, taper 12/14, Wagner Cone Prosthesis®, 125°, uncemented, 0 15, taper 12/14, Wagner Cone Prosthesis®, 125°, uncemented, 0 16, taper 12/14, Wagner Cone Prosthesis®, 125°, uncemented, 0 17, taper 12/14, Wagner Cone Prosthesis®, 125°, uncemented, 0 18, taper 12/14, Wagner Cone Prosthesis®, 125°, uncemented, 0 19, taper 12/14, Wagner Cone Prosthesis®, 125°, uncemented, 0 20, taper 12/14, Wagner Cone Prosthesis®, 125°, uncemented, 0 21 , taper 12/14, Wagner Cone Prosthesis®, 125°, uncemented, 0 22, taper 12/14, Wagner Cone Prosthesis®, 125°, uncemented, 0 23, taper 12/14 | T R I M E D | 2024-11-13T00:00:00.000+01:00 | Zimmer GmbH Sulzerallee 8 8404 Winterthur Switzerland | 01.00561.224, 01.00561.313, 01.00561.314, 01.00561.315, 01 .00561 .316, 01.00561.317, 01.00561.318, 01.00561.319, 01.00561.320, 01 .00561 .321, 01.00561.322, 01.00561 .323, 01.00561.324, NA , 01.00101.914, 01.00101.915, 01.00101.916, 01.00101.917, 01.00101.918, 01 .00101 .919, 01.00101.920, 01.00102.214, 01.00102.215, 01.00102.216, 01.00102.217, 01.00102.218, 01.00102.219, 01.00102.220, 01.00102.221, 01.00102.222, 01.00102.614, 01.00102.615, 01.00102.616, 01.00102.617, 01.00102.618, 01.00102.619, 01.00102.620, 01.00102.621, 01.00102.622, 01.00102.623, 01.00102.624, 01.00102.625, 01.00103.014, 01.00103.015, 01.00103.016, 01.00103.017, 01.00103.018, 01.00103.019, 01.00103.020, 01.00103.021, 01.00103.022, 01.00103.023, 01.00103.024, 01.00103.025, 01 .00561.213, 01.00561.214, 01 .00561.215, 01 .00561.216, 01.00561.217, 01 .00561 .218, 01.00561.219, 01 .00561.220, 01.00561 .221, 01 .00561.222, 01 .00561 .223 | Klasa III | Wagner SL Revision® Stems and Wagner Cone Prothesis™ - Janë instrumenta kirurgjikale që përdoren nga kirurgët ortoped për të lehtësuar implantimin ose mbjelljen e implanteve specifike të pershkruara në teknika kirurgjikale të produktit specifik. | Pajisje te implantueshme jo aktive
17471 | VAN PS CLSD INTLK FEM-LT 67.5, VAN PS CLSD INTLK FEM-LT 75, VNGD CR TIB BRG 16X59, VNGD CR TIB BRG 10X63/67, VNGD CR TIB BRG 12X63/67, VNGD CR TIB BRG 16X63/67, VNGD CR TIB BRG 10X71/75, VNGD CR TIB BRG 12X71/75, VNGD CR TIB BRG 16X71/75, VNGD CR TIB BRG 18X71/75, VNGD CR TIB BRG 10X79/83, VNGD CR TIB BRG 14X79/83, VNGD CR TIB BRG 18X79/83, VNGD CR TIB BRG 14X87/91, VNGD CR TIB BRG 18X87/91, VNGD CR LIP TIB BRG 10X59, VNGD CR LIP TIB BRG 12X59, VNGD CR LIP TIB BRG 14X59, VNGD CR LIP TIB BRG 16X59, VNGD CR LIP TIB BRG 20X59, VNGD CR LIP TIB BRG 10X63/67, VNGD CR LIP TIB BRG 16X63/67, VNGD CR LIP TIB BRG 18X63/67, VNGD CR LIP TIB BRG 24X63/67, VNGD CR LIP TIB BRG 10X71/75, VNGD CR LIP TIB BRG 12X71/75, VNGD CR LIP TIB BRG 14X71/75MM, VNGD CR LIP TIB BRG 16X71/75MM, VNGD CR LIP TIB BRG 24X71/75MM, VNGD CR LIP TIB BRG 12X79/83MM, VNGD CR LIP TIB BRG 14X79/83MM, VNGD CR LIP TIB BRG 16X79/83MM, VNGD CR LIP TIB BRG 18X79/83MM, VNGD CR LIP TIB BRG 20X79/83MM, VNGD CR LIP TIB BRG 22X79/83MM, VNGD CR LIP TIB BRG 10X87/91MM, VNGD CR LIP TIB BRG 12X87/91MM, VNGD CR LIP TIB BRG 14X87/91MM, VNGD CR LIP TIB BRG 18X87/91MM, VNGD CR LIP TIB BRG 24X87/91MM, VNGD PS TIB BRG 16X59MM, VNGD PS TIB BRG 18X59MM, VNGD PS TIB BRG 20X59MM, VNGD PS TIB BRG 24X59MM, VNGD PS TIB BRG 14X63/67MM, VNGD PS TIB BRG 18X63/67MM, VNGD PS TIB BRG 22X63/67MM, VNGD PS TIB BRG 10X71/75MM, VNGD PS TIB BRG 14X71/75MM, VNGD PS TIB BRG 16X71/75MM, VNGD PS TIB BRG 18X71/75MM, VNGD PS TIB BRG 20X71/75MM, VNGD PS TIB BRG 22X71/75MM, VNGD PS TIB BRG 24X71/75MM, VNGD PS TIB BRG 10X79/83MM, VNGD PS TIB BRG 12X79/83MM, VNGD PS TIB BRG 14X79/83MM, VNGD PS TIB BRG 16X79/83MM, VNGD PS TIB BRG 18X79/83MM, VNGD PS TIB BRG 20X79/83MM, VNGD PS TIB BRG 22X79/83MM, VNGD PS TIB BRG 24X79/83MM, VNGD PS TIB BRG 10X87/91MM, VNGD PS TIB BRG 12X87/91MM, VNGD PS TIB BRG 14X87/91MM, VNGD PS TIB BRG 16X87/91MM, VNGD PS TIB BRG 18X87/91MM, VNGD PS TIB BRG 20X87/91MM, VNGD PS TIB BRG 22X87/91MM, VNGD PS TIB BRG 24X87/91MM, VNGD PS+ TIB BRG 10X59MM, VNGD PS+ TIB BRG 12X59MM, VNGD PS+ TIB BRG 14X59MM, VNGD PS+ TIB BRG 16X59MM, VNGD PS+ TIB BRG 18X59MM, VNGD PS+ TIB BRG 20X59MM, VNGD PS+ TIB BRG 22X59MM, VNGD PS+ TIB BRG 24X59MM, VNGD PS+ TIB BRG 10X63/67MM, VNGD PS+ TIB BRG 12X63/67MM, VNGD PS+ TIB BRG 14X63/67MM, VNGD PS+ TIB BRG 16X63/67MM, VNGD PS+ TIB BRG 18X63/67MM, VNGD PS+ TIB BRG 20X63/67MM, VNGD PS+ TIB BRG 22X63/67MM, VNGD PS+ TIB BRG 24X63/67MM, VNGD PS+ TIB BRG 10X71/75MM, VNGD PS+ TIB BRG 12X71/75MM, VNGD PS+ TIB BRG 14X71/75MM, VNGD PS+ TIB BRG 16X71/75MM, VNGD PS+ TIB BRG 18X71/75MM, VNGD PS+ TIB BRG 20X71/75MM, VNGD PS+ TIB BRG 22X71/75MM, VNGD PS+ TIB BRG 24X71/75MM, VNGD PS+ TIB BRG 10X79/83MM, VNGD PS+ TIB BRG 12X79/83MM, VNGD PS+ TIB BRG 14X79/83MM, VNGD PS+ TIB BRG 16X79/83MM, VNGD PS+ TIB BRG 18X79/83MM, VNGD PS+ TIB BRG 20X79/83MM, VNGD PS+ TIB BRG 22X79/83MM, VNGD PS+ TIB BRG 24X79/83MM, VNGD PS+ TIB BRG 10X87/91MM, VNGD PS+ TIB BRG 12X87/91MM, VNGD PS+ TIB BRG 14X87/91MM, VNGD PS+ TIB BRG 16X87/91MM, VNGD PS+ TIB BRG 18X87/91MM, VNGD PS+ TIB BRG 20X87/91MM, VNGD PS+ TIB BRG 22X87/91MM, VNGD PS+ TIB BRG 24X87/91MM, VNGD SSK PSC TIB BRG SM 10X59, VNGD SSK PSC TIB BRG SM 12X59, VNGD SSK PSC TIB BRG SM 14X59, VNGD SSK PSC TIB BRG SM 16X59, VNGD SSK PSC TIB BRG SM 18X59, VNGD SSK PSC TIB BRG SM 20X59, VNGD SSK PSC TIB BRG SM 22X59, VNGD SSK PSC TIB BRG SM 24X59, VNGD SSKPSC TIB BRG S 10X63/67, VNGD SSKPSC TIB BRG S 12X63/67, VNGD SSKPSC TIB BRG S 14X63/67, VNGD SSKPSC TIB BRG S 16X63/67, VNGD SSKPSC TIB BRG S 18X63/67, VNGD SSKPSC TIB BRG S 20X63/67, VNGD SSKPSC TIB BRG S 22X63/67, VNGD SSKPSC TIB BRG S 24X63/67, VNGD SSKPSC TIB BRG S 10X71/75, VNGD SSKPSC TIB BRG S 12X71/75, VNGD SSKPSC TIB BRG S 14X71/75, VNGD SSK PSC TIB BRG S16X71/75, VNGD SSK PSC TIB BRG S18X71/75, VNGD SSK PSC TIB BRG S20X71/75, VNGD SSK PSC TIB BRG S22X71/75, VNGD SSK PSC TIB BRG S24X71/75, VNGD SSK PSC TIB BRG 10X63/67, VNGD SSK PSC TIB BRG 12X63/67, VNGD SSK PSC TIB BRG 14X63/67, VNGD SSK PSC TIB BRG 16X63/67, VNGD SSK PSC TIB BRG 18X63/67, VNGD SSK PSC TIB BRG 20X63/67, VNGD SSK PSC TIB BRG 22X63/67, VNGD SSK PSC TIB BRG 24X63/67, VNGD SSK PSC TIB BRG 10X71/75, VNGD SSK PSC TIB BRG 12X71/75, VNGD SSK PSC TIB BRG 14X71/75, VNGD SSK PSC TIB BRG 16X71/75, VNGD SSK PSC TIB BRG 18X71/75, VNGD SSK PSC TIB BRG 20X71/75, VNGD SSK PSC TIB BRG 22X71/75, VNGD SSK PSC TIB BRG 24X71/75, VNGD SSK PSC TIB BRG 10X79/83, VNGD SSK PSC TIB BRG 12X79/83, VNGD SSK PSC TIB BRG 14X79/83, VNGD SSK PSC TIB BRG 16X79/83, VNGD SSK PSC TIB BRG 18X79/83, VNGD SSK PSC TIB BRG 20X79/83, VNGD SSK PSC TIB BRG 22X79/83, VNGD SSK PSC TIB BRG 24X79/83, VNGD SSK PSC TIB BRG 10X87/91, VNGD SSK PSC TIB BRG 12X87/91, VNGD SSK PSC TIB BRG 14X87/91, VNGD SSK PSC TIB BRG 16X87/91, VNGD SSK PSC TIB BRG 18X87/91, VNGD SSK PSC TIB BRG 20X87/91, VNGD SSK PSC TIB BRG 22X87/91, VNGD SSK PSC TIB BRG 24X87/91, VGD PS OPEN POR FEM RT 55, VGD PS OPEN POR FEM RT 57.5, VGD PS OPEN POR FEM RT 60, VGD PS OPEN POR FEM RT 62.5, VNGD PS OPEN POR FMRL RT 65, VNGD PS OPEN POR FMRL RT 67.5, VNGD PS OPEN POR FMRL RT 70, VNGD PS OPEN POR FMRL RT 72.5, VGD PS OPEN POR FEM RT 75, VNGD PS OPEN POR FMRL RT 80, VNGD PS OPEN POR FMRL LT 55, VGD PS OPEN POR FEM LT 57.5, VNGD PS OPEN POR FMRL LT 60, VNGD PS OPEN POR FMRL LT 62.5, VNGD PS OPEN POR FMRL LT 65, VNGD PS OPEN POR FMRL LT 67.5, VNGD PS OPEN POR FMRL LT 70, VNGD PS OPEN POR FMRL LT 72.5, VNGD PS OPEN POR FMRL LT 75, VAN PS OPEN POR FEM LT 80, Series A Patella W/wr Std 25 1 Peg, Series A Patella W/wr Std 28 1 Peg, Series A Patella W/wr Std 31 1 Peg, Series A Patella W/wr Std 34 1 Peg, Series A Patella W/wr Std 37 1 Peg, Series A Patella W/wr Std 40 1 Peg, Series A Patella W/wr Thin 25 1 Peg, Series A Patella W/wr Thin 28 1 Peg, Series A Patella W/wr Thin 31 1 Peg, Series A Patella W/wr Thin 34 1 Peg, Series A Patella W/wr Thin 37 x 8.6 1 Peg, Series A Patella Standard 3 Peg 25mm, Series A Patella Standard 3 Peg 28mm, Series A Patella Standard 3 Peg 31mm, Series A Patella Standard 3 Peg 34mm, Series A Patella Standard 3 Peg 37mm, Series A Patella Standard 3 Peg 40mm, Series A Patella Thin 25 3 Peg, Series A Patella Thin 28 3 Peg, Series A Patella Thin 31 3 Peg, Series A Patella Thin 34 3 Peg, Series A Patella Thin37x8.6 3 Peg, VNGD SSK PS TIB BRG S 10X59, VNGD SSK PS TIB BRG S 12X59, VNGD SSK PS TIB BRG S 14X59, VNGD SSK PS TIB BRG S 16X59, VNGD SSK PS TIB BRG S 18X59, VNGD SSK PS TIB BRG S 20X59, VNGD SSK PS TIB BRG S 22X59, VNGD SSK PS TIB BRG S 24X59, VNGD SSK PS TIB BRG S 10X63/67, VNGD SSK PS TIB BRG S 12X63/67, VNGD SSK PS TIB BRG S 14X63/67, VNGD SSK PS TIB BRG S 16X63/67, VNGD SSK PS TIB BRG S 18X63/67, VNGD SSK PS TIB BRG S 20X63/67, VNGD SSK PS TIB BRG S 22X63/67, VNGD SSK PS TIB BRG S 24X63/67, VNGD SSK PS TIB BRG S 10X71/75, VNGD SSK PS TIB BRG S 12X71/75, VNGD SSK PS TIB BRG S 14X71/75, VNGD SSK PS TIB BRG S 16X71/75, VNGD SSK PS TIB BRG S 18X71/75, VNGD SSK PS TIB BRG S 20X71/75, VNGD SSK PS TIB BRG S 22X71/75, VNGD SSK PS TIB BRG S 24X71/75, VNGD SSK PS TIB BRG 10X63/67, VNGD SSK PS TIB BRG 12X63/67, VNGD SSK PS TIB BRG 14X63/67, VNGD SSK PS TIB BRG 16X63/67, VNGD SSK PS TIB BRG 18X63/67, VNGD SSK PS TIB BRG 20X63/67, VNGD SSK PS TIB BRG 22X63/67, VNGD SSK PS TIB BRG 24X63/67, VNGD SSK PS TIB BRG 10X71/75, VNGD SSK PS TIB BRG 12X71/75, VNGD SSK PS TIB BRG 14X71/75, VNGD SSK PS TIB BRG 16X71/75, VNGD SSK PS TIB BRG 18X71/75, VNGD SSK PS TIB BRG 20X71/75, VNGD SSK PS TIB BRG 22X71/75, VNGD SSK PS TIB BRG 24X71/75, VNGD SSK PS TIB BRG 10X79/83, VNGD SSK PS TIB BRG 12X79/83, VNGD SSK PS TIB BRG 14X79/83, VNGD SSK PS TIB BRG 16X79/83, VNGD SSK PS TIB BRG 18X79/83, VNGD SSK PS TIB BRG 20X79/83, VNGD SSK PS TIB BRG 22X79/83, VNGD SSK PS TIB BRG 24X79/83, VNGD SSK PS TIB BRG 10X87/91, VNGD SSK PS TIB BRG 12X87/91, VNGD SSK PS TIB BRG 14X87/91, VNGD SSK PS TIB BRG 16X87/91, VNGD SSK PS TIB BRG 18X87/91, VNGD SSK PS TIB BRG 20X87/91, VNGD SSK PS TIB BRG 22X87/91, VNGD SSK PS TIB BRG 24X87/91, VNGD ANT STBLZD BRG 10X63, VNGD ANT STBLZD BRG 12X63, VNGD ANT STBLZD BRG 14X63, VNGD ANT STBLZD BRG 16X63, VNGD ANT STBLZD BRG 18X63, VNGD ANT STBLZD BRG 20X63, VNGD ANT STBLZD BRG 10X67, VNGD ANT STBLZD BRG 12X67, VNGD ANT STBLZD BRG 14X67, VNGD ANT STBLZD BRG 16X67, VNGD ANT STBLZD BRG 18X67, VNGD ANT STBLZD BRG 20X67, VNGD ANT STBLZD BRG 10X71, VNGD ANT STBLZD BRG 12X71, VNGD ANT STBLZD BRG 14X71, VNGD ANT STBLZD BRG 16X71, VNGD ANT STBLZD BRG 18X71, VNGD ANT STBLZD BRG 20X71, VNGD ANT STBLZD BRG 10X75, VNGD ANT STBLZD BRG 12X75, VNGD ANT STBLZD BRG 14X75, VNGD ANT STBLZD BRG 16X75, VNGD ANT STBLZD BRG 18X75, VNGD ANT STBLZD BRG 20X75, VNGD ANT STBLZD BRG 10X79, VNGD ANT STBLZD BRG 12X79, VNGD ANT STBLZD BRG 14X79, VNGD ANT STBLZD BRG 16X79, VNGD ANT STBLZD BRG 18X79, VNGD ANT STBLZD BRG 20X79, VNGD ANT STBLZD BRG 10X83, VNGD ANT STBLZD BRG 12X83, VNGD ANT STBLZD BRG 14X83, VNGD ANT STBLZD BRG 16X83, VNGD ANT STBLZD BRG 18X83, VNGD ANT STBLZD BRG 20X83, Biomet Arcom AP Patella 28mm, Biomet Arcom AP Patella 31mm, Biomet Arcom AP Patella 34mm, Biomet Arcom AP Patella 37mm, Biomet Arcom All Poly Patella with Wire Standard 28, Biomet Arcom All Poly Patella with Wire Standard 31, Biomet Arcom All Poly Patella with Wire Standard 34, Biomet Arcom All Poly Patella with Wire Standard 37, Biomet Arcom All Polly Patella 3 Pst 28mm, Biomet Arcom All Polly Patella 3 Pst 31mm, Biomet Arcom All Polly Patella 3 Pst 34mm, Biomet Arcom All Polly Patella 3 Pst 37mm, 28mm Patellar W/Suture Holes, 31mm Patellar W/Suture Holes, 34mm Patellar W/Suture Holes, 37mm Patellar W/Suture Holes, VANGUARD CR POR FEM-RT 60, VANGUARD CR POR FEM-RT 62.5, VANGUARD CR POR FEM-RT 67.5, VANGUARD CR POR FEM-RT 70, VANGUARD CR POR FEM-RT 80, VANGUARD CR POR FMRL-LT 72.5, VANGUARD CR POR FMRL-LT 75, VANGUARD CR POR FMRL-LT 80, VANGUARD FEM PEGS SET 2, VNGD PS OPEN INTL FEM RT 55, VAN PS OPEN INTL FEM-RT 62.5, VNGD PS OPEN INTL FEM RT 70, VAN PS OPEN INTL FEM-RT 72.5, VAN PS OPEN INTL FEM-LT 55, VAN PS OPEN INTL FEM-LT 57.5, VAN PS OPEN INTL FEM-LT 60, VAN PS OPEN INTL FEM-LT 67.5, VAN PS OPEN INTL FEM-LT 72.5, VAN PS OPEN INTL FEM-LT 75, VAN PS CLSD INTLK FEM-RT 55, VAN PS CLSD INTLK FEM-RT 57.5, VAN PS CLSD INTLK FEM-RT 67.5, VAN PS CLSD INTLK FEM-RT 70, VAN PS CLSD INTLK FEM-RT 72.5, VAN PS CLSD INTLK FEM-RT 75, VAN PS CLSD INTLK FEM-LT 55, VAN PS CLSD INTLK FEM-LT 57.5, BIOMET I-BEAM PRI STEM 40MM, BIOMET FINNED PRI STEM 40MM, BIOMET FINNED PRI STEM 80X10MM, BIOMET FINNED PRI STM 80X12.5, BIOMET FINNED PRI STEM 80X15MM, MODULAR SPLINED STEM 40MM, MODULAR SPLINED STEM 80MM, BIOMET OFFSET TIBIAL TRAY 59MM, BIOMET OFFSET TIBIAL TRAY 63MM, BIOMET OFFSET TIBIAL TRAY 67MM, BIOMET OFFSET TIBIAL TRAY 71MM, BIOMET OFFSET TIBIAL TRAY 75MM, BIOMET OFFSET TIBIAL TRAY 79MM, BIOMET OFFSET TIBIAL TRAY 83MM, BIOMET OFFSET TIBIAL TRAY 87MM, BIOMET OFFSET TIBIAL TRAY 91MM, OFFSET TIB TRAY NEUT ADAPTOR, OFFSET TIB TRAY 2.5MM ADAPTOR, OFFSET TIB TRAY 5.0MM ADAPTOR, OFFSET TIB TRAY ADAPTER PLUG, OFFSET TIB STEM INSERT, OFFSET TIB NEUTRAL LOCK INSERT, OFFSET TIB 2.5MM LOCK INSERT, OFFSET TIB 5.0MM LOCK INSERT, BIOMET ILOK STEM TIB TRAY 59MM, BIOMET ILOK STEM TIB TRAY 63MM, BIOMET ILOK STEM TIB TRAY 67MM, BIOMET ILOK STEM TIB TRAY 71MM, BIOMET ILOK STEM TIB TRAY 75MM, BIOMET ILOK STEM TIB TRAY 79MM, BIOMET ILOK STEM TIB TRAY 83MM, BIOMET ILOK STEM TIB TRAY 87MM, BIOMET ILOK STEM TIB TRAY 91MM, BMT SPLINED KNEE STM 10X80, BMT SPLINED KNEE STM 12X80, BMT SPLINED KNEE STM 14X80, BMT SPLINED KNEE STM 16X80, BMT SPLINED KNEE STM 18X80, BMT SPLINED KNEE STM 20X80, BMT SPLINED KNEE STM 22X80, BMT SPLINED KNEE STM 24X80, BMT SPLINED KNEE STM 12X200, BMT SPLINED KNEE STM 14X200, BMT SPLINED KNEE STM 16X200, BMT SPLINED KNEE STM 18X200, BMT SPLINED KNEE STM 20X200, BMT SPLINED KNEE STM 22X200, BMT SPLINED KNEE STM 12X120, BMT SPLINED KNEE STM 14X120, BMT SPLINED KNEE STM 16X120, BMT SPLINED KNEE STM 18X120, BMT SPLINED KNEE STM 20X120, BMT SPLINED KNEE STM 22X120, BMT SPLINED KNEE STM 12X160, BMT SPLINED KNEE STM 14X160, BMT SPLINED KNEE STM 16X160, BMT SPLINED KNEE STM 18X160, BMT SPLINED KNEE STM 20X160, BMT SPLINED KNEE STM 22X160, BIOMET SMOOTH KNEE STEMS 10X40, BIOMET SMOOTH KNEE STEMS 12X40, BIOMET SMOOTH KNEE STEMS 14X40, BIOMET SMOOTH KNEE STEMS 16X40, BIOMET SMOOTH KNEE STEMS 18X40, BIOMET SMOOTH KNEE STEMS 22X40, BIOMET SMOOTH KNEE STEMS 24X40, BMT SMOOTH KNEE STEM 10X80, BMT SMOOTH KNEE STEM 12X80, BMT SMOOTH KNEE STEM 14X80, BMT SMOOTH KNEE STEM 16X80, BMT SMOOTH KNEE STEM 18X80, BMT SMOOTH KNEE STEM 20X80, BIOMET SMOOTH KNEE STEMS 22X80, BIOMET SMOOTH KNEE STEMS 24X80, BMT SMOOTH KNEE STM 12X120, BMT SMOOTH KNEE STM 14X120, BMT SMOOTH KNEE STM 16X120, BMT SMOOTH KNEE STM 18X120, BMT SMOOTH KNEE STM 20X120, BMET SMOOTH KNEE STEMS 22X120, BMET SMOOTH KNEE STEMS 12X160, BMET SMOOTH KNEE STEMS 14X160, BMET SMOOTH KNEE STEMS 16X160, BMET SMOOTH KNEE STEMS 18X160, BMET SMOOTH KNEE STEMS 20X160, BMET SMOOTH KNEE STEMS 22X160, BMET SMOOTH KNEE STEMS 12X200, BMET SMOOTH KNEE STEMS 14X200, BMET SMOOTH KNEE STEMS 16X200, BMET SMOOTH KNEE STEMS 18X200, BMET SMOOTH KNEE STEMS 20X200, BMET SMOOTH KNEE STEMS 22X200, BMT GB KNEE STM 10X40, BMT GB KNEE STM 12X40, BMT GB KNEE STM 14X40, BMT GB KNEE STM 16X40, BMT GB KNEE STM 18X40, BMT GB KNEE STM 20X40, BMT GB KNEE STM 22X40, BMT GB KNEE STM 24X40, BMT GB KNEE STM 10X80, BMT GB KNEE STM 12X80, BMT GB KNEE STM 14X80, BMT GB KNEE STM 16X80, BMT GB KNEE STM 18X80, BMT GB KNEE STM 20X80, BMT GB KNEE STM 22X80, BMT GB KNEE STM 24X80, BMT GB KNEE STM 12X120, BMT GB KNEE STM 14X120, BMT GB KNEE STM 16X120, BMT GB KNEE STM 18X120, BMT GB KNEE STM 20X120, BMT GB KNEE STM 22X120, BMT GB KNEE STM 12X160, BMT GB KNEE STM 14X160, BMT GB KNEE STM 16X160, BMT GB KNEE STM 18X160, BMT GB KNEE STM 20X160, BMT GB KNEE STM 22X160, BMT GB KNEE STM 12X200, BMT GB KNEE STM 14X200, BMT GB KNEE STM 16X200, BMT GB KNEE STM 18X200, BMT GB KNEE STM 20X200, BMT GB KNEE STM 22X200, BMT SPLINED KNEE STM V2 23X120, BMT SPLINED KNEE STM V2 24X120, BMT SPLINED KNEE STM V2 10X40, BMT SPLINED KNEE STM V2 11X40, BMT SPLINED KNEE STM V2 12X40, BMT SPLINED KNEE STM V2 13X40, BMT SPLINED KNEE STM V2 14X40, BMT SPLINED KNEE STM V2 15X40, BMT SPLINED KNEE STM V2 16X40, BMT SPLINED KNEE STM V2 17X40, BMT SPLINED KNEE STM V2 18X40, BMT SPLINED KNEE STM V2 19X40, BMT SPLINED KNEE STM V2 20X40, BMT SPLINED KNEE STM V2 21X40, BMT SPLINED KNEE STM V2 22X40, BMT SPLINED KNEE STM V2 23X40, BMT SPLINED KNEE STM V2 24X40, BMT SPLINED KNEE STM V2 10X80, BMT SPLINED KNEE STM V2 11X80, BMT SPLINED KNEE STM V2 12X80, BMT SPLINED KNEE STM V2 13X80, BMT SPLINED KNEE STM V2 14X80, BMT SPLINED KNEE STM V2 15X80, BMT SPLINED KNEE STM V2 16X80, BMT SPLINED KNEE STM V2 17X80, BMT SPLINED KNEE STM V2 18X80, BMT SPLINED KNEE STM V2 19X80, BMT SPLINED KNEE STM V2 20X80, BMT SPLINED KNEE STM V2 21X80, BMT SPLINED KNEE STM V2 22X80, BMT SPLINED KNEE STM V2 23X80, BMT SPLINED KNEE STM V2 24X80, BMT SPLINED KNEE STM V2 12X120, BMT SPLINED KNEE STM V2 13X120, BMT SPLINED KNEE STM V2 14X120, BMT SPLINED KNEE STM V2 15X120, BMT SPLINED KNEE STM V2 16X120, BMT SPLINED KNEE STM V2 17X120, BMT SPLINED KNEE STM V2 18X120, BMT SPLINED KNEE STM V2 19X120, BMT SPLINED KNEE STM V2 20X120, BMT SPLINED KNEE STM V2 21X120, BMT SPLINED KNEE STM V2 22X120, BMT SPLINED KNEE STM V2 12X160, BMT SPLINED KNEE STM V2 13X160, BMT SPLINED KNEE STM V2 14X160, BMT SPLINED KNEE STM V2 15X160, BMT SPLINED KNEE STM V2 16X160, BMT SPLINED KNEE STM V2 17X160, BMT SPLINED KNEE STM V2 18X160, BMT SPLINED KNEE STM V2 19X160, BMT SPLINED KNEE STM V2 20X160, BMT SPLINED KNEE STM V2 21X160, BMT SPLINED KNEE STM V2 22X160, BMT SPLINED KNEE STM V2 12X200, BMT SPLINED KNEE STM V2 13X200, BMT SPLINED KNEE STM V2 14X200, BMT SPLINED KNEE STM V2 15X200, BMT SPLINED KNEE STM V2 16X200, BMT SPLINED KNEE STM V2 17X200, BMT SPLINED KNEE STM V2 18X200, BMT SPLINED KNEE STM V2 19X200, BMT SPLINED KNEE STM V2 20X200, BMT SPLINED KNEE STM V2 21X200, BMT SPLINED KNEE STM V2 22X200, VNGD CR INTLK FEMORAL 55MM RT, VANGUARD CR ILOK FEM-RT 57.5, VANGUARD CR ILOK FEM-RT 60, VANGUARD CR ILOK FEM-RT 62.5, VANGUARD CR ILOK FEM-RT 65, VANGUARD CR ILOK FEM-RT 67.5, VANGUARD CR ILOK FEM-RT 70, VANGUARD CR ILOK FEM-RT 72.5, VANGUARD CR ILOK FEM-RT 75, VANGUARD CR ILOK FEM-RT 80, VANGUARD CR ILOK FEM-LT 55, VANGUARD CR ILOK FEM-LT 57.5, VANGUARD CR ILOK FEM-LT 67.5, VANGUARD CR ILOK FEM-LT 72.5, VANGUARD CR ILOK FEM-LT 75, VANGUARD CR POR FEM-RT 65, VANGUARD CR POR FEM-RT 72.5, VANGUARD CR POR FEM-RT 75, VANGUARD CR POR FMRL-LT 55, VANGUARD CR POR FMRL-LT 57.5, VANGUARD CR POR FMRL-LT 60, VANGUARD CR POR FMRL-LT 62.5, VANGUARD CR POR FMRL-LT 65, VANGUARD CR POR FMRL-LT 67.5, VANGUARD CR POR FMRL-LT 70, VNGD PS OPEN INTL FEM-RT 57.5, VNGD PS OPEN INTL FEM RT 60, VAN PS OPEN INTL FEM-RT 65, VAN PS OPEN INTL FEM-RT 67.5, VNGD PS OPEN INTL FEM RT 75, VAN PS OPEN INTL FEM-RT 80, VAN PS OPEN INTL FEM-LT 62.5, VAN PS OPEN INTL FEM-LT 65, VAN PS OPEN INTL FEM-LT 70, VAN PS OPEN INTL FEM-LT 80, VAN PS CLSD INTLK FEM-RT 60, VAN PS CLSD INTLK FEM-RT 62.5, VAN PS CLSD INTLK FEM-RT 65, VAN PS CLSD INTLK FEM-RT 80, VAN PS CLSD INTLK FEM-LT 60, VAN PS CLSD INTLK FEM-LT 62.5, VAN PS CLSD INTLK FEM-LT 65, VAN PS CLSD INTLK FEM-LT 70, VAN PS CLSD INTLK FEM-LT 72.5, VAN PS CLSD INTLK FEM-LT 80, VNGD CR TIB BRG 10X59, VNGD CR TIB BRG 12X59, VNGD CR TIB BRG 14X59, VNGD CR TIB BRG 18X59, VNGD CR TIB BRG 14X63/67, VNGD CR TIB BRG 18X63/67, VNGD CR TIB BRG 14X71/75, VNGD CR TIB BRG 12X79/83, VNGD CR TIB BRG 16X79/83, VNGD CR TIB BRG 10X87/91, VNGD CR TIB BRG 12X87/91, VNGD CR TIB BRG 16X87/91, VNGD CR LIP TIB BRG 18X59, VNGD CR LIP TIB BRG 22X59, VNGD CR LIP TIB BRG 24X59, VNGD CR LIP TIB BRG 12X63/67, VNGD CR LIP TIB BRG 14X63/67, VNGD CR LIP TIB BRG 20X63/67, VNGD CR LIP TIB BRG 22X63/67, VNGD CR LIP TIB BRG 18X71/75MM, VNGD CR LIP TIB BRG 20X71/75MM, VNGD CR LIP TIB BRG 22X71/75MM, VNGD CR LIP TIB BRG 10X79/83MM, VNGD CR LIP TIB BRG 24X79/83MM, VNGD CR LIP TIB BRG 16X87/91MM, VNGD CR LIP TIB BRG 20X87/91MM, VNGD CR LIP TIB BRG 22X87/91MM, VNGD PS TIB BRG 10X59MM, VNGD PS TIB BRG 12X59MM, VNGD PS TIB BRG 14X59MM, VNGD PS TIB BRG 22X59MM, VNGD PS TIB BRG 10X63/67MM, VNGD PS TIB BRG 12X63/67MM, VNGD PS TIB BRG 16X63/67MM, VNGD PS TIB BRG 20X63/67MM, VNGD PS TIB BRG 24X63/67MM, VNGD PS TIB BRG 12X71/75MM, VANGUARD CR ILOK FEM-LT 60, VANGUARD CR ILOK FEM-LT 62.5, VANGUARD CR ILOK FEM-LT 65, VANGUARD CR ILOK FEM-LT 70, VANGUARD CR ILOK FEM-LT 80, VANGUARD CR POR FEM-RT 55, VANGUARD CR POR FEM-RT 57.5, Vanguard Knee System, BIOMET TIBIAL LOCKING BAR, BIOMET ILOK PRI TIB TRAY 59MM, BIOMET ILOK PRI TIB TRAY 63MM, BIOMET ILOK PRI TIB TRAY 67MM+B7:B26, BIOMET ILOK PRI TIB TRAY 71MM, BIOMET ILOK PRI TIB TRAY 75MM, BIOMET ILOK PRI TIB TRAY 79MM, BIOMET ILOK PRI TIB TRAY 83MM, BIOMET ILOK PRI TIB TRAY 87MM, BIOMET ILOK PRI TIB TRAY 91MM, BIOMET CC I-BEAM TRAY 63MM, BIOMET CC I-BEAM TRAY 67MM, BIOMET CC I-BEAM TRAY 71MM, BIOMET CC I-BEAM TRAY 75MM, BIOMET CC I-BEAM TRAY 79MM, BIOMET CC I-BEAM TRAY 83MM, BIOMET CC I-BEAM TRAY 87MM, BIOMET CC I-BEAM TRAY 91MM, BIOMET CC CRUCIATE TRAY 63MM, BIOMET CC CRUCIATE TRAY 67MM, BIOMET CC CRUCIATE TRAY 71MM, BIOMET CC CRUCIATE TRAY 75MM, BIOMET CC CRUCIATE TRAY 79MM, BIOMET CC CRUCIATE TRAY 83MM, BIOMET CC CRUCIATE TRAY 87MM, BIOMET POR PRI TIB TRAY 59MM, BIOMET POR PRI TIB TRAY 63MM, BIOMET POR PRI TIB TRAY 67MM, BIOMET POR PRI TIB TRAY 71MM, BIOMET POR PRI TIB TRAY 75MM, BIOMET POR PRI TIB TRAY 79MM, BIOMET POR PRI TIB TRAY 83MM, BIOMET POR PRI TIB TRAY 87MM, BIOMET POR PRI TIB TRAY 91MM | T R I M E D | 2024-11-13T00:00:00.000+01:00 | Biomet Orthopedics 56 East Bell Drive P.O. Box 587 Warsaw, IN 46581 USA | 183226, 183234, 183236, 183404, 183428, 183440, 183444, 183446, 183448, 183460, 183464, 183466, 183468, 183480, 183486, 183488, 183500, 183502, 183504, 183510, 183520, 183524, 183526, 183530, 183540, 183542, 183546, 183552, 183554, 183566, 183568, 183572, 183574, 183582, 183584, 183592, 183594, 183600, 183610, 183614, 183624, 183626, 183630, 183632, 183640, 183644, 183646, 183648, 183650, 183652, 183654, 183660, 183662, 183664, 183666, 183668, 183670, 183672, 183674, 183680, 183682, 183684, 183686, 183688, 183690, 183692, 183694, 183700, 183702, 183704, 183706, 183708, 183710, 183712, 183714, 183720, 183722, 183724, 183726, 183728, 183730, 183732, 183734, 183740, 183742, 183744, 183746, 183748, 183750, 183752, 183754, 183760, 183762, 183764, 183766, 183768, 183770, 183772, 183774, 183780, 183782, 183784, 183786, 183788, 183790, 183792, 183794, 183800, 183802, 183804, 183806, 183808, 183810, 183812, 183814, 183820, 183822, 183824, 183826, 183828, 183830, 183832, 183834, 183840, 183842, 183844, 183846, 183848, 183850, 183852, 183854, 183860, 183862, 183864, 183866, 183868, 183870, 183872, 183874, 183880, 183882, 183884, 183886, 183888, 183890, 183892, 183894, 183900, 183902, 183904, 183906, 183908, 183910, 183912, 183914, 183920, 183922, 183924, 183926, 183928, 183930, 183932, 183934, 184500, 184502, 184504, 184506, 184508, 184510, 184512, 184513, 184514, 184516, 184520, 184522, 184524, 184526, 184528, 184530, 184532, 184533, 184534, 184536, 184700, 184702, 184704, 184706, 184708, 184710, 184720, 184722, 184724, 184726, 184728, 184760, 184762, 184764, 184766, 184768, 184770, 184780, 184782, 184784, 184786, 184788, 185000, 185002, 185004, 185006, 185008, 185010, 185012, 185014, 185020, 185022, 185024, 185026, 185028, 185030, 185032, 185034, 185040, 185042, 185044, 185046, 185048, 185050, 185052, 185054, 185060, 185062, 185064, 185066, 185068, 185070, 185072, 185074, 185080, 185082, 185084, 185086, 185088, 185090, 185092, 185094, 185100, 185102, 185104, 185106, 185108, 185110, 185112, 185114, 185120, 185122, 185124, 185126, 185128, 185130, 185132, 185134, 189020, 189022, 189024, 189026, 189028, 189030, 189040, 189042, 189044, 189046, 189048, 189050, 189060, 189062, 189064, 189066, 189068, 189070, 189080, 189082, 189084, 189086, 189088, 189090, 189100, 189102, 189104, 189106, 189108, 189110, 189120, 189122, 189124, 189126, 189128, 189130, 11-150818, 11-150820, 11-150822, 11-150824, 11-150825, 11-150826, 11-150828, 11-150830, 11-150838, 11-150840, 11-150842, 11-150844, 11-150860, 11-150861, 11-150862, 11-150863, 183044, 183046, 183052, 183056, 183062, 183070, 183072, 183073, 183074, 183076, 183099, 183108, 183110, 183112, 183128, 183133, 183134, 183200, 183204, 183206, 183213, 183216, 183224, 141310, 141314, 141316, 141318, 141320, 141369, 141370, 141480, 141481, 141482, 141483, 141484, 141485, 141486, 141487, 141488, 141489, 141490, 141491, 141492, 141493, 141494, 141495, 141496, 141510, 141511, 141512, 141513, 141514, 141515, 141516, 141517, 141518, 141610, 141612, 141614, 141616, 141618, 141620, 141622, 141624, 141632, 141634, 141636, 141638, 141640, 141642, 141652, 141654, 141656, 141658, 141660, 141662, 141692, 141694, 141696, 141698, 141700, 141702, 145000, 145002, 145004, 145006, 145008, 145012, 145014, 145020, 145022, 145024, 145026, 145028, 145030, 145032, 145034, 145042, 145044, 145046, 145048, 145050, 145052, 145062, 145064, 145066, 145068, 145070, 145072, 145082, 145084, 145086, 145088, 145090, 145092, 148140, 148142, 148144, 148146, 148148, 148150, 148152, 148154, 148160, 148162, 148164, 148166, 148168, 148170, 148172, 148174, 148182, 148184, 148186, 148188, 148190, 148192, 148202, 148204, 148206, 148208, 148210, 148212, 148222, 148224, 148226, 148228, 148230, 148232, 148283, 148284, 148285, 148286, 148287, 148288, 148289, 148290, 148291, 148292, 148293, 148294, 148295, 148296, 148297, 148298, 148299, 148300, 148301, 148302, 148303, 148304, 148305, 148306, 148307, 148308, 148309, 148310, 148311, 148312, 148313, 148314, | Klasa III | Vanguard Knee System - Janë implante që përdoren në artroplastinë e gjurit | Pajisje te implantueshme aktive
17472 | VALP2, UREAL, UIBC, FE Standard, UA2, TRSF2, Elecsys Troponin I STAT, Elecsys Troponin I, Troponin I STAT CalSet, Troponin I CalSet, CalSet Troponin I, TRIGL , TPUC3, TP2, TDM Control Set, Elecsys Tacrolimus, Tacrolimus CalSet, Elecsys T4, T4 CalSet, Elecsys T3, T3 CalSet, Elecsys SHBG, SHBG CalSet, Serum proteins T-Standard, RF-II, RF Control Set, Preciset RF, Elecsys Prolactin II, Prolactin II CalSet, Preciset TDM II, Preciset TDM I, STFR, Preciset sTfR, sTfR Control Set, Precipath PUC, PreciControl Growth, PreciControl Universal, PreciControl Tumor Marker, PreciControl Troponin, Elecsys Toxo IgM, PreciControl Toxo IgM, Elecsys Toxo IgG Avidity, PreciControl Toxo IgG Avidity, PreciControl ThyroAB, Elecsys Rubella IgM, PreciControl Rubella IgM, Elecsys Rubella IgG, PreciControl Rubella IgG | E v i t a | 2024-10-15T00:00:00.000+02:00 | Roche Diagnostics GmbH Sandhofer Strasse 116 68305 Mannheim Germany | 05888549190, 08058814190, 08445575190, 04491041190, 05108438190, 04460715190, 08058806190, 05171873190, 05171873214, 04657616190, 05975808190, 08058776190, 04536355190, 12146401216, 03183807190, 04657608190, 05171857190, 05171857214, 08058750190, 03015050122, 05588855190, 05588855214, 08058733190, 05094798190, 05094810190, 07028059190, 05094801190, 05094828190, 07439547190, 04657594190, 05171407190, 08058687190, 05171407214, 20767107322, 03333825190, 05171954190, 08058679190, 03183734190, 04657586190, 05171385190, 05171385214, 08058652190, 04521536190, 05889057190, 07251254190, 05889065190, 09007741190, 09007784190, 09007784214, 12017717122, 09007725190, 09007733190, 09007733214, 11731548122, 03052001190, 07258496190, 09744495190, 03052028190, 20737267322, 05480167190, 08058628190, 20764574322, 3005496122, 12172828322, 03203093190, 03203093214, 07027737190, 07027737214, 09755764190, 03277356190, 03375781190, 03375790190, 05950821190, 08252858190, 20763454122, 12148331122, 12148340122, 03121291122, 07476108190, 11731416190, 11731416922 (QCS), 11776452122, 05095107190, 05095107922, 04618858190, 07028024190, 09755861190, 04618866190, 07027974190, 05802580190, 05042666191, 04618831190, 07027796190, 04618840190, 04618793190, 07027770190, 04618807190 | In vitro | Reagent per matjen e Valproic Acid ne serum/plazem humane, Reagent per matjen e UREAL ne serum/plazem humane, Reagent per matjen e UIBC ne serum/plazem humane, Kalibrator per reagentin e UIBC, Reagent per matjen e UA ne serum/plazem, Reagent per matjen e TRANSFERINES ne serum/plazem/Urinen humane, Reagent per matjen e Elecsys Troponin I STAT ne serum/plazem humane, Reagent per matjen e Elecsys Troponin I ne serum/plazem humane, Kalibrator per reagentin e Troponine I, Kalibrator per reagentin e testit Troponine I STAT, Reagent per matjen e TRIGL ne serum/plazem humane, Reagent per matjen e TP ne urine dhe CSF, Reagent per matjen e TP ne serum/plazem, Kontrolle per testet e monitorimit te ilaceve, Reagent per matjen e Elecsys Tacrolimus ne gjakun human, Kalibratori i reagentit te Takrolimus, Kalibrator per reagentin e T4, Kalibrator per reagentin e T3, Reagent per matjen e SHBG ne serum/plazmen humane, Kalibrator per Imunoglobulinat, Reagent per matjen e RF ne serum/plazem humane me Kalibratorin dhe kontrollin, Kalibrator per reagentin e RF, reagent per matjen e prolactines ne serum/plazmen humane, Kalibrator per reagentin e prolaktines, Kalibrator per testet e monitorimit te ilaceve, Kalibrator per testet e monitorimit te Ilaceve, Reagent per matjen e STFR ne serum/plazem humane, Kalibrator per reagentin e sTfR, Kontroll per reagentin e sTfR, Kontroll patologjik per testet e Urines dhe CSF, Kontroll per testin e IGF-1, Kontroll per testet baze hormonale, Kontroll per testet Tumorale, Kontroll per reagentin e testit te Troponines, Reagent per matjen e Toxo IgM ne serum/plazem humane, Kontoll per testin e Toxo IgM ne Serologji, Reagent per matjen e Aviditetit te Toxo IgG ne serum/plazem humane, Kontroll per testin e Aviditetit te Toxo IgG, Kontroll per disa teste specifike te tiroideve, Reagent per matjen e Rubella IgM ne serum/plazem humane, Kontroll per tesitn e Rubella IgM ne serologji, Reagent per matjen e Rubella IgG ne serum/plazem humane, Kontroll per testin e Rubella IgG ne Serologji | Pajisje te diagnostifikimit in vitro
17473 | Twin Tubes | E v i t a | 2024-10-15T00:00:00.000+02:00 | Roche Diagnostics GmbH Sandhofer Strasse 116 68305 Mannheim Germany | 12029774001 | In vitro | Tuba sekondare per perdorim ne pajisjet mjekesore | Pajisje te diagnostifikimit in vitro
17474 | Sodium Electrode | E v i t a | 2024-10-15T00:00:00.000+02:00 | Roche Diagnostics GmbH Sandhofer Strasse 116 68305 Mannheim Germany | 3111598180 | In vitro | Elektrode per matjen e Natriumit ne pajisjen Cobas b221 | Pajisje te diagnostifikimit in vitro
17475 | SMS | E v i t a | 2024-10-15T00:00:00.000+02:00 | Roche Diagnostics GmbH Sandhofer Strasse 116 68305 Mannheim Germany | 04489225190, 05172136190, 05172136214, 08063478190 | In vitro | solucion acid per pastrimin e gjilperave dhe kuvetave ne sistemet cobas c | Pajisje te diagnostifikimit in vitro
17476 | S2 Fluid Pack | E v i t a | 2024-10-15T00:00:00.000+02:00 | Roche Diagnostics GmbH Sandhofer Strasse 116 68305 Mannheim Germany | 3260925184 | In vitro | Solucion per Kalibrimin e elektrodave ne pajisjen Cobas b221 | Pajisje te diagnostifikimit in vitro
17477 | S1 Rinse Solution | E v i t a | 2024-10-15T00:00:00.000+02:00 | Roche Diagnostics GmbH Sandhofer Strasse 116 68305 Mannheim Germany | 3260917184 | In vitro | Solucion per shpelarjen e elektrodave ne pajisjen Cobas b221 | Pajisje te diagnostifikimit in vitro
17478 | ProCell | E v i t a | 2024-10-16T00:00:00.000+02:00 | Roche Diagnostics GmbH Sandhofer Strasse 116 68305 Mannheim Germany | 11662988122 | In vitro | Solucion per gjenerimin e sinjaleve ne pajisjet cobas e411 | Pajisje te diagnostifikimit in vitro
17479 | ProbeWash M | E v i t a | 2024-10-16T00:00:00.000+02:00 | Roche Diagnostics GmbH Sandhofer Strasse 116 68305 Mannheim Germany | 3005712190 | In vitro | solucion pastrimi per shpelarjen e probit ne pajisjet hormonale | Pajisje te diagnostifikimit in vitro
17480 | PreciControl Toxo IgG | E v i t a | 2024-10-16T00:00:00.000+02:00 | Roche Diagnostics GmbH Sandhofer Strasse 116 68305 Mannheim Germany | 4618823190 | In vitro | Kontroll per testin e Toxo IgG ne Serologji | Pajisje te diagnostifikimit in vitro
17481 | W Waste Container | E v i t a | 2024-10-16T00:00:00.000+02:00 | Roche Diagnostics GmbH Sandhofer Strasse 116 68305 Mannheim Germany | 3144054001 | In vitro | Kosh per mbeturinat e lengshme per pajisjen cobas b221 | Pajisje te diagnostifikimit in vitro
17482 | Freenose Isotonic Sea Water Baby Nasal Spray 30ml-PL0032_BB | DELTA PHARMA - AL | 2024-10-15T00:00:00.000+02:00 | STE PHARMACEUTICALS S.L.U. AVDA. UNIVERSITAT AUTÓNOMA 13 - PARC TECNOLOGIC DEL VALLÉS 08290 CERDANYOLA DEL VALLÉS (BARCELONA) SPAIN | Freenose Isotonic Sea Water Baby Nasal Spray 30ml-PL0032_BB | Klasa IIa | Freenose Isotonic Sea Water Baby Nasal Spray 30 ml (për moshën +0) është tretësirë izotonike që hidraton kanalet nazale dhe ndihmon në pastrimin e mukusit. Ofron ndihmë terapeutike për nazofaringit, rinit obstruktiv dhe sinuzit, duke ruajtur cilësitë natyrale të ujit të detit. | Tjeter
17483 | Set to obtain platelet- rich plasma for autologous applications , HY -TISSUE PRP 50, Set to obtain platelet- rich plasma for autologous applications , HY -TISSUE PRP 20 | CFO PHARMA | 2024-10-14T00:00:00.000+02:00 | FIDIA FARMACEUTICI SPA-35031 ABANO TERME(PD)- VIA PONTE DELLA FABBRICA 3/A (ITA)-ITALY | TP02-03-50, TP02-01-20 | Klasa IIa | Pajisje mjekësore njëpërdorimshme që përdoret në klinikë ose salla operacioni për të kryer mbledhjen e 50 ml gjak të pakoaguluar dhe përpunimi të tij, me anë të centrifugimit , për të përftuar plazmë të pasur me trombocite (PRP), Pajisje mjekësore njëpërdorimshme që përdoret në klinikë ose salla operacioni për të kryer mbledhjen e 20 ml gjak të pakoaguluar dhe përpunimi të tij, me anë të centrifugimit , për të përftuar plazmë të pasur me trombocite (PRP) | Pajisje nje perdorimeshe
17484 | General Instruments/Ratchet ECG Handle | O.E.S DISTRIMED | 2024-11-12T00:00:00.000+01:00 | Tecomet Inc. 5307 95th Avenue Kenosha Wisconsin 53144 USA | 9098120 | Klasa I | instrument kirurgjikal | Instrumenta shumeperdorimeshe
17485 | Manual Patient Care Bed, 2 Cranks | Albadent Group | 2024-11-12T00:00:00.000+01:00 | OPTIUM MEDIKAL LTD.Sti., Korkun Mah.Hidayet Cad.No.23 Oguzeli Gaziantep Turkey | ME25 | Klasa I | Shtrat spitalor manual i destinuar për përdorim në kujdesin standard, akut dhe kujdesi intensiv, duke përfshirë të gjithë aksesorët e aplikueshëm | Pajisje mobilim spitalor
17486 | Examination Couch with Knockdown Const. | Albadent Group | 2024-11-12T00:00:00.000+01:00 | OPTIUM MEDIKAL LTD.Sti., Korkun Mah.Hidayet Cad.No.23 Oguzeli Gaziantep Turkey | EXAMY 3 | Klasa I | Krevat ekzaminimi e destinuar për përdorim në kujdesin standard, duke përfshirë të gjitha aksesorët e aplikueshëm. | Pajisje mobilim spitalor
17487 | Dressing and Medication Cart | Albadent Group | 2024-11-12T00:00:00.000+01:00 | OPTIUM MEDIKAL LTD.Sti., Korkun Mah.Hidayet Cad.No.23 Oguzeli Gaziantep Turkey | UNICART DRESSING | Klasa I | Karroce per medikamente , për përdorim në kujdesin standard, duke përfshirë të gjithe aksesorët e aplikueshëm. | Pajisje mobilim spitalor
17488 | IV Stand,Mobile | Albadent Group | 2024-11-12T00:00:00.000+01:00 | OPTIUM MEDIKAL LTD.Sti., Korkun Mah.Hidayet Cad.No.23 Oguzeli Gaziantep Turkey | HANGER | Klasa I | Mbajtese per mobilim spitalor duke përfshirë të gjithë aksesorët e aplikueshëm. | Pajisje mobilim spitalor
17489 | Standard Manual Wheelchair | Albadent Group | 2024-11-12T00:00:00.000+01:00 | OPTIUM MEDIKAL LTD.Sti., Korkun Mah.Hidayet Cad.No.23 Oguzeli Gaziantep Turkey | SM07 | Klasa I | Karrige e lëvizshme e destinuara për përdorim në transferimin e pacientit dhe marrjen e gjakut duke përfshirë të gjithë aksesorët e aplikueshëm. | Pajisje mobilim spitalor
17490 | Non-Active Implants, Orthopaedic Bone Cement, medicated, Biomet Bone Cement R, Biomet Bone Cement R 1x40 (3035890011-3), Non-Active Implants, Orthopaedic Bone Cement, medicated, Biomet Bone Cement R, Biomet Bone Cement R 2x40 (3035890022-3) | T R I M E D | 2024-10-17T00:00:00.000+02:00 | BIOMET FRANCE, Plateau de Lautagne 26000 Valence, France | Non-Active Implants, Orthopaedic Bone Cement, medicated, Biomet Bone Cement R, Biomet Bone Cement R 1x40 (3035890011-3), Non-Active Implants, Orthopaedic Bone Cement, medicated, Biomet Bone Cement R, Biomet Bone Cement R 2x40 (3035890022-3) | Klasa IIb | Non-Active Implants, Orthopaedic Bone Cement, medicated, Biomet Bone Cement R janë cemente ortopedike, jo mjekuese. Sistemi ofron një cement kockor me viskozitet të lartë, jo-antibiotik, radiopak dhe me trajtim të lehtë. | Pajisje te implantueshme jo aktive
17491 | Biomet Cannulated Screws Instrumentation, BT10 Cann Hexalobular Driver, AO, BT10 Solid Hexalobular Driver, AO, BT15 Cann Hexalobular Driver, AO, BT15 Solid Hexalobular Driver, AO, BT20 Cann Hexalobular Driver, AO, BT20 Solid Hexalobular Driver, AO, BT30 Cann Hexalobular Driver, ZH, BT30 Cann Hexalobular Driver Long, ZH, BT30 Solid Hexalobular Driver, ZH, 1.25mm x 150mm K-Wire, Trocar Pt (pk of 6), 1.25mm x 150mm K-Wire, Thd w/ Trocar Pt (pk of 6), 2.8mm x 300mm Guide Pin, Drill Tip, 2.8mm x 450mm Guide Pin, Drill Tip, 3.0mm Depth Gauge w/ Countersink, 4.0mm Depth Gauge w/ Countersink, 5.0mm Depth Gauge w/ Countersink, 6.5/8.0mm Depth Gauge w/ Countersink, 2.0mm Cann Drill w/AO, 2.4mm Cann Drill w/ AO, 3.5mm Cann Drill w/ AO, 4.8mm x 200mm Cann Drill w/ ZH, 4.8mm x 300mm Cann Drill w/ ZH, 1.1/2.0 Drill Guide, 1.25/2.4 Drill Guide, 1.8/3.5 Drill Guide, 2.8/4.8 Drill Guide, Outer Sheath w/ Handle, Easy Out Small Tip, 3mm Screw Extractor, Guide Wire Pusher 1.8mm, Guide Wire Pusher 1.1mm, Guide Wire Pusher 2.8mm, Standard Ratchet Handle ZH, 2.8mm Parallel Wire Guide, 2.8mm Offset Delta Wire Guide, 6.5mm Cannulated Screw Tap, 8.0mm Cannulated Screw Tap, 2.8x300mm Threaded Trocar Guide Pin (Sterile), 2.8x450mm Threaded Trocar Guide Pin (Sterile), 1.1X150MM K-WIRE W/TROCAR, 1.8X200MM K-WIRE W/TROCAR, 1.1X150MM K-WIRE TROC THRD, 1.8X200MM K-WIRE TROC THRD | T R I M E D | 2024-10-17T00:00:00.000+02:00 | Biomet Trauma, 56 East Bell Drive Warsaw, Indiana 46581, USA | N/A, 110008449, 110009961, 110008451, 110009963, 110008453, 110009965, 110008455, 110008456, 110009967, 110008393, 110008391, 110008397, 110008399, 110008459, 110008461, 110008463, 110008465, 110008402, 110008486, 110008406, 110008408, 110008410, 110008413, 110008418, 110008423, 110008428, 110008434, 110008496, 110008497, 110008493, 110008500, 14-451560, 110017410, 110008441, 110008484, 110008466, 110008467, 110008445, 110008446, 14-450350, 14-450360, 14-450375, 14-450385 | Klasa IIa, Klasa I | The Biomet Cannulated Screws Instruments janë pajisje mjekësore të dizejnuara për të lehtësuar implantimin dhe eksplantimin e implanteve përkatëse Biomet Cannulated Screws Implants. Instrument cases/ Trays Biomet Cannulated Screws synojnë të lehtësojë organizimin, identifikimin, magazinimin, transportin dhe ripërpunimin e sterilizimit të instrumentave Biomet Cannulated Screws Instruments. | Produkte per institucione te kujdesit shendetesor
17492 | Disinfectant, Decontaminant - CaviCide | Dorina Mele CO | 2024-10-14T00:00:00.000+02:00 | SpofaDental a.s. Markova 238, 50601 Jicin, Czech Republic | N/A, 4731221/15, 4731222/15, 4731223, 4731221, 4731222 | Klasa IIa | Dezinfektante siperfaqesh | Pajisje dentare
, CaviCide 200 ml pack 15 pcs, CaviCide 700 ml pack 15 pcs, CaviCide 5 l, CaviCide 200 ml, CaviCide 700 ml
17493 | IPS Classic V Dentin 100g D3, IPS Classic V Dentin 100g D4, IPS Classic V Incisal 100g 1, IPS Classic V Incisal 100g 2, IPS Classic V Incisal 100g 3, IPS Classic V Incisal 100g 4, IPS Classic V Transparent clear 100g , IPS Classic V Transparent neutral 100g , IPS Classic V Dentin 20g A2, IPS Shade V 3g A1, IPS Shade V 3g A2/A3/A3.5, IPS Shade V 3g A4, IPS Shade V 3g B1, IPS Shade V 3g B2/B3/B4, IPS Shade V 3g C1/C2, IPS Shade V 3g C3/C4, IPS Shade V 3g D2/D3, IPS Shade V 3g D4, IPS Opaque Dentin V 100g A1, IPS Opaque Dentin V 100g A2, IPS Opaque Dentin V 100g A3, IPS Opaque Dentin V 100g A3,5, IPS Opaque Dentin V 100g A4, IPS Opaque Dentin V 100g B1, IPS Opaque Dentin V 100g B2, IPS Opaque Dentin V 100g B3, IPS Opaque Dentin V 100g B4, IPS Opaque Dentin V 100g C1, IPS Opaque Dentin V 100g C2, IPS Opaque Dentin V 100g C3, IPS Opaque Dentin V 100g C4, IPS Opaque Dentin V 100g D2, IPS Opaque Dentin V 100g D3, IPS Opaque Dentin V 100g D4, IPS Classic Add-OnPowder 20g , IPS Effect 20g 1, IPS Effect 20g 2, IPS Effect 20g 3, IPS Effect 20g 4, IPS Effect 20g 5, IPS Gingiva 20g 1, IPS Gingiva 20g 2, IPS Gingiva 20g 3, IPS Gingiva 20g 4, IPS Gingiva 20g 5, IPS Gingiva Modifier 10g 2, IPS Gingiva Modifier 10g 3, IPS Gingiva Modifier 10g 4, IPS Gingiva Opaquer 3g rosa, IPS Classic Starter Kit, IPS Classic V Powder Opaquer 15g A1, IPS Classic V Powder Opaquer 15g A2, IPS Classic V Powder Opaquer 15g A3, IPS Classic V Powder Opaquer 15g A3.5, IPS Classic V Powder Opaquer 15g A4, IPS Classic V Powder Opaquer 15g B1, IPS Classic V Powder Opaquer 15g B2, IPS Classic V Powder Opaquer 15g B3, IPS Classic V Powder Opaquer 15g B4, IPS Classic V Powder Opaquer 15g C1, IPS Classic V Powder Opaquer 15g C2, IPS Classic V Powder Opaquer 15g C3, IPS Classic V Powder Opaquer 15g C4, IPS Classic V Powder Opaquer 15g D2, IPS Classic V Powder Opaquer 15g D3, IPS Classic V Powder Opaquer 15g D4, IPS Classic V Powder Opaquer 80g A1, IPS Classic V Powder Opaquer 80g A2, IPS Classic V Powder Opaquer 80g A3, IPS Classic V Powder Opaquer 80g A3.5, IPS Classic V Powder Opaquer 80g A4, IPS Classic V Powder Opaquer 80g B1, IPS Classic V Powder Opaquer 80g B2, IPS Classic V Powder Opaquer 80g B3, IPS Classic V Powder Opaquer 80g B4, IPS Classic V Powder Opaquer 80g C1, IPS Classic V Powder Opaquer 80g C2, IPS Classic V Powder Opaquer 80g C3, IPS Classic V Powder Opaquer 80g C4, IPS Classic V Powder Opaquer 80g D2, IPS Classic V Powder Opaquer 80g D3, IPS Classic V Powder Opaquer 80g D4, IPS Classic Powder Opaquer Liquid 60 ml , IPS Classic Powder Opaquer Liq.250 ml , IPS Classic V Dentin 250g A1, IPS Classic V Dentin 250g A2, IPS Classic V Dentin 250g A3, IPS Classic V Dentin 250g A3.5, IPS Classic V Dentin 250g B2, IPS Classic V Dentin 250g B3, IPS Classic V Incisal 250g 1, IPS Classic V Incisal 250g 2, IPS Classic V Transparent clear250g , IPS Classic V Transparent neutral250g , IPS Classic Opal Incisal 20g 3, IPS Classic Opal Incisal 20g 4, IPS Classic Opal Incisal 20g 5, IPS Stains P 3g white, IPS Stains P 3g bamboobeige, IPS Stains P 3g caramel, IPS Stains P 3g copperbrown, IPS Stains P 3g corkbrown, IPS Stains P 3g mahoganybrown, IPS Stains P 3g azure, IPS Stains P 3g black, IPS Stains P 3g orange, IPS Stains P 3g yellow, IPS Stains P 3g red, IPS Stains P 3g Basicblue, IPS Classic Glazing Paste 3g, IPS ClassicV Transparent clear 20g , IPS Classic V Dentin 20g A1, IPS Classic V Dentin 20g A3, IPS Classic V Dentin 20g A3,5, IPS Classic V Dentin 20g A4, IPS Classic V Dentin 20g B1, IPS Classic V Dentin 20g B2, IPS Classic V Dentin 20g B3, IPS Classic V Dentin 20g B4, IPS Classic V Dentin 20g C1, IPS Classic V Dentin 20g C2, IPS Classic V Dentin 20g C3, IPS Classic V Dentin 20g C4, IPS Classic V Dentin 20g D2, IPS Classic V Dentin 20g D3, IPS Classic V Dentin 20g D4, IPS Classic V Transparent neutral20g , IPS Classic V Opaquer 3g A1, IPS Classic V Opaquer 3g A2, IPS Classic V Opaquer 3g A3, IPS Classic V Opaquer 3g A3,5, IPS Classic V Opaquer 3g A4, IPS Classic V Opaquer 3g B1, IPS Classic V Opaquer 3g B2, IPS Classic V Opaquer 3g B3, IPS Classic V Opaquer 3g B4, IPS Classic V Opaquer 3g C1, IPS Classic V Opaquer 3g C2, IPS Classic V Opaquer 3g C3, IPS Classic V Opaquer 3g C4, IPS Classic V Opaquer 3g D2, IPS Classic V Opaquer 3g D3, IPS Classic V Opaquer 3g D4, IPS ClassicVI-Opaquer 3g white, IPS Classic V Incisal 20g 1, IPS Classic V Incisal 20g S-2, IPS Classic V Incisal 20g 3, IPS Classic V Incisal 20g 4, IPS Impulse Molar Incisal 20g , IPS Impulse Occlusal Dentin 20g orange, IPS Impulse Transparent 20g blue, IPS Opaque Dentin V 20g A1, IPS Opaque Dentin V 20g A2, IPS Opaque Dentin V 20g A3, IPS Opaque Dentin V 20g A3,5, IPS Opaque Dentin V 20g A4, IPS Opaque Dentin V 20g B1, IPS Opaque Dentin V 20g B2, IPS Opaque Dentin V 20g B3, IPS Opaque Dentin V 20g B4, IPS Opaque Dentin V 20g C1, IPS Opaque Dentin V 20g C2, IPS Opaque Dentin V 20g C3, IPS Opaque Dentin V 20g C4, IPS Opaque Dentin V 20g D2, IPS Opaque Dentin V 20g D3, IPS Opaque Dentin V 20g D4, IPS Classic V Dentin 100g A1, IPS Classic V Dentin 100g A2, IPS Classic V Dentin 100g A3, IPS Classic V Dentin 100g A3,5, IPS Classic V Dentin 100g A4, IPS Classic V Dentin 100g B1, IPS Classic V Dentin 100g B2, IPS Classic V Dentin 100g B3, IPS Classic V Dentin 100g B4, IPS Classic V Dentin 100g C1, IPS Classic V Dentin 100g C2, IPS Classic V Dentin 100g C3, IPS Classic V Dentin 100g C4, IPS Classic V Dentin 100g D2, IPS Classic , IPS Classic Build-Up Liquid 60 ml N, IPS Classic Build-Up Liquid 60 ml L, IPS Classic Build-Up Liquid 250 ml N, IPS Classic Build-Up Liquid 250 ml L, IPS ClassicGlazing/StainingLiquid15 ml , IPS Classic Opal Incisal 20g 1, IPS Classic Opal Incisal 20g 2 | Dorina Mele CO | 2024-10-14T00:00:00.000+02:00 | Ivoclar Vivadent AG Bendererstrasse 2, 9494 Schaan/Liechtenstein | 000531767, 000531768, 000531769, 000531770, 000531771, 000531772, 000531773, 000531774, 000531775, 000531777, 000531778, 000531779, 000531780, 000531781, 000531782, 000531783, 000531784, 000531785, 000532101, 000532102, 000532103, 000532104, 000532105, 000532107, 000532108, 000532109, 000532110, 000532111, 000532112, 000532113, 000532114, 000532115, 000532116, 000532117, 000541671, 000545017, 000545018, 000545019, 000545020, 000545021, 000546667, 000546668, 000546669, 000546670, 000546671, 000546673, 000546674, 000546675, 000546676, 000599041, 000649211, 000649212, 000649213, 000649214, 000649215, 000649216, 000649217, 000649218, 000649219, 000649220, 000649221, 000649222, 000649223, 000649224, 000649225, 000649226, 000649227, 000649228, 000649229, 000649230, 000649231, 000649232, 000649233, 000649234, 000649235, 000649236, 000649237, 000649238, 000649239, 000649240, 000649241, 000649242, 000666173, 000666174, 000747307, 000747308, 000747309, 000747310, 000747311, 000747312, 000747313, 000747314, 000747315, 000747316, 000531582, 000531583, 000531584, 000531590, 000531591, 000531592, 000531593, 000531594, 000531595, 000531596, 000531597, 000531598, 000531599, 000531600, 000531601, 000531602, 000531647, 000531648, 000531649, 000531650, 000531651, 000531652, 000531653, 000531654, 000531655, 000531656, 000531657, 000531658, 000531659, 000531660, 000531661, 000531662, 000531664, 000531666, 000531667, 000531668, 000531669, 000531670, 000531672, 000531673, 000531674, 000531675, 000531677, 000531678, 000531679, 000531680, 000531681, 000531682, 000531683, 000531685, 000531686, 000531687, 000531688, 000531689, 000531697, 000531700, 000531703, 000531724, 000531725, 000531726, 000531727, 000531728, 000531730, 000531731, 000531732, 000531733, 000531734, 000531735, 000531736, 000531737, 000531738, 000531739, 000531740, 000531753, 000531754, 000531755, 000531756, 000531757, 000531758, 000531759, 000531760, 000531761, 000531762, 000531763, 000531764, 000531765, 000531766, N/A, 000529397, 000529398, 000529401, 000529402, 000529413, 000531580, 000531581 | Klasa IIa | Material qeramike per pergatitjen e pajisjeve dentare metalike | Pajisje dentare
17494 | IPS e.max CAD Abutment Solutions, IPS e.max CAD CER/inLab MO 0 A14 (S)/5, IPS e.max CAD CER/inLab MO 1 A14 (S)/5, IPS e.max CAD CER/inLab MO 2 A14 (S)/5, IPS e.max CAD CER/inLab MO 3 A14 (S)/5, IPS e.max CAD CER/inLab MO 4 A14 (S)/5, IPS e.max CAD CER/inLab MO 0 A14 (L)/5, IPS e.max CAD CER/inLab MO 1 A14 (L)/5, IPS e.max CAD CER/inLab MO 2 A14 (L)/5, IPS e.max CAD CER/inLab MO 3 A14 (L)/5, IPS e.max CAD CER/inLab MO 4 A14 (L)/5, IPS e.max CAD CER/inLab LT A1 A16 (S)/5, IPS e.max CAD CER/inLab LT A2 A16 (S)/5, IPS e.max CAD CER/inLab LT A3 A16 (S)/5, IPS e.max CAD CER/inLab LT A3.5A16 (S)/5, IPS e.max CAD CER/inLab LT B1 A16 (S)/5, IPS e.max CAD CER/inLab LT B2 A16 (S)/5, IPS e.max CAD CER/inLab LT C1 A16 (S)/5, IPS e.max CAD CER/inLab LT C2 A16 (S)/5, IPS e.max CAD CER/inLab LT D2 A16 (S)/5, IPS e.max CAD CER/inLab LT A1 A16 (L)/5, IPS e.max CAD CER/inLab LT A2 A16 (L)/5, IPS e.max CAD CER/inLab LT A3.5A16 (L)/5, IPS e.max CAD CER/inLab LT B1 A16 (L)/5, IPS e.max CAD CER/inLab LT B2 A16 (L)/5, IPS e.max CAD CER/inLab LT C1 A16 (L)/5, IPS e.max CAD CER/inLab LT C2 A16 (L)/5, IPS e.max CAD CER/inLab LT D2 A16 (L)/5, IPS e.max CAD CER/inLab LT BL2 A16 (S)/5, IPS e.max CAD CER/inLab LT BL2 A16 (L)/5, IPS e.max CAD CER/inLab LT A1 A14 (S)/5, IPS e.max CAD CER/inLab LT A2 A14 (S)/5, IPS e.max CAD CER/inLab LT A3 A14 (S)/5, IPS e.max CAD CER/inLab LT A3.5A14 (S)/5, IPS e.max CAD CER/inLab LT B1 A14 (S)/5, IPS e.max CAD CER/inLab LT B2 A14 (S)/5, IPS e.max CAD CER/inLab LT C1 A14 (S)/5, IPS e.max CAD CER/inLab LT C2 A14 (S)/5, IPS e.max CAD CER/inLab LT D2 A14 (S)/5, IPS e.max CAD CER/inLab LT A1 A14 (L)/5, IPS e.max CAD CER/inLab LT A2 A14 (L)/5, IPS e.max CAD CER/inLab LT A3 A14 (L)/5, IPS e.max CAD CER/inLab LT A3.5A14 (L)/5, IPS e.max CAD CER/inLab LT B1 A14 (L)/5, IPS e.max CAD CER/inLab LT B2 A14 (L)/5, IPS e.max CAD CER/inLab LT C1 A14 (L)/5, IPS e.max CAD CER/inLab LT C2 A14 (L)/5, IPS e.max CAD CER/inLab LT D2 A14 (L)/5, IPS e.max CAD CER/inLab LT BL2 A14 (S)/5, IPS e.max CAD CER/inLab LT BL2 A14 (L)/5, IPS e.max CAD Planmill LT BL2 A14(SD)/5, IPS e.max CAD Planmill LT A1 A14(SD)/5, IPS e.max CAD Planmill LT A2 A14(SD)/5, IPS e.max CAD Planmill LT A3 A14(SD)/5, IPS e.max CAD Planmill LT A3.5A14(SD)/5, IPS e.max CAD Planmill LT B1 A14(SD)/5, IPS e.max CAD Planmill LT B2 A14(SD)/5, IPS e.max CAD Planmill LT C1 A14(SD)/5, IPS e.max CAD Planmill LT C2 A14(SD)/5, IPS e.max CAD Planmill LT D2 A14(SD)/5, IPS e.max CAD Planmill LT BL2 A14(MD)/5, IPS e.max CAD Planmill LT A1 A14(MD)/5, IPS e.max CAD Planmill LT A2 A14(MD)/5, IPS e.max CAD Planmill LT A3 A14(MD)/5, IPS e.max CAD Planmill LT A3.5A14(MD)/5, IPS e.max CAD Planmill LT B1 A14(MD)/5, IPS e.max CAD Planmill LT B2 A14(MD)/5, IPS e.max CAD Planmill LT C1 A14(MD)/5, IPS e.max CAD Planmill LT C2 A14(MD)/5, IPS e.max CAD Planmill LT D2 A14(MD)/5, IPS e.max CAD Planmill LT BL2 A16(SD)/5, IPS e.max CAD Planmill LT A1 A16(SD)/5, IPS e.max CAD Planmill LT A2 A16(SD)/5, IPS e.max CAD Planmill LT A3 A16(SD)/5, IPS e.max CAD Planmill LT A3.5A16(SD)/5, IPS e.max CAD Planmill LT B1 A16(SD)/5, IPS e.max CAD Planmill LT B2 A16(SD)/5, IPS e.max CAD Planmill LT C1 A16(SD)/5, IPS e.max CAD Planmill LT C2 A16(SD)/5, IPS e.max CAD Planmill LT D2 A16(SD)/5, IPS e.max CAD Planmill LT BL2 A16(MD)/5, IPS e.max CAD Planmill LT A1 A16(MD)/5, IPS e.max CAD Planmill LT A2 A16(MD)/5, IPS e.max CAD Planmill LT A3 A16(MD)/5, IPS e.max CAD Planmill LT A3.5A16(MD)/5, IPS e.max CAD Planmill LT B1 A16(MD)/5, IPS e.max CAD Planmill LT B2 A16(MD)/5, IPS e.max CAD Planmill LT C1 A16(MD)/5, IPS e.max CAD Planmill LT C2 A16(MD)/5, IPS e.max CAD Planmill LT D2 A16(MD)/5, IPS e.max CAD CER/inLab LT A3 A16 (L)/5 | Dorina Mele CO | 2024-10-14T00:00:00.000+02:00 | Ivoclar Vivadent AG Bendererstrasse 2, 9494 Schaan/Liechtenstein | N/A, 000644357, 000644358, 000644359, 000644360, 000644361, 000644362, 000644363, 000644364, 000644365, 000644366, 000644367, 000644368, 000644369, 000644370, 000644372, 000644373, 000644376, 000644377, 000644380, 000644383, 000644385, 000644386, 000644387, 000644389, 000644390, 000644393, 000644394, 000644397, 000645595, 000645599, 000678784, 000678785, 000678866, 000678867, 000678868, 000678869, 000678870, 000678871, 000678872, 000678873, 000678874, 000678875, 000678876, 000678877, 000678878, 000678879, 000678880, 000678881, 000678882, 000678883, 000686003, 000686004, 000686005, 000686006, 000686007, 000686008, 000686009, 000686010, 000686011, 000686012, 000686013, 000686014, 000686015, 000686016, 000686017, 000686018, 000686019, 000686020, 000686021, 000686022, 000686023, 000686024, 000686025, 000686026, 000686027, 000686028, 000686029, 000686030, 000686031, 000686032, 000686033, 000686034, 000686035, 000686036, 000686037, 000686038, 000686039, 000686040, 000686041, 000686042, 644385US, 644386US | Klasa IIb | Restaurime hibride te mbeshtetura ne implant per zevendesimin e nje dhembi | Pajisje dentare
17495 | IPS InLine , IPS InLine Incisal 20 g 1, IPS InLine Incisal 20 g 2, IPS InLine Incisal 20 g 3, IPS InLine Incisal 100 g 1, IPS InLine Incisal 100 g 2, IPS InLine Incisal 100 g 3, IPS InLine System Opaquer A1 3g, IPS InLine System Opaquer A2 3g, IPS InLine System Opaquer A3 3g, IPS InLine System Opaquer A3.5 3g, IPS InLine System Opaquer A4 3g, IPS InLine System Opaquer B1 3 g, IPS InLine System Opaquer B2 3g, IPS InLine System Opaquer B3 3g, IPS InLine System Opaquer B4 3g, IPS InLine System Opaquer C1 3g, IPS InLine System Opaquer C2 3g, IPS InLine System Opaquer C3 3g, IPS InLine System Opaquer C4 3g, IPS InLine System Opaquer D2 3g, IPS InLine System Opaquer D3 3g, IPS InLine System Opaquer D4 3g, IPS InLine System Opaquer A1 9g, IPS InLine System Opaquer A2 9g, IPS InLine System Opaquer A3 9g, IPS InLine System Opaq. A-D 9 g A3.5, IPS InLine System Opaquer A4 9g, IPS InLine System Opaquer B1 9g, IPS InLine System Opaquer B2 9g, IPS InLine System Opaquer B3 9g, IPS InLine System Opaquer B4 9g, IPS InLine System Opaquer C1 9g, IPS InLine System Opaquer C2 9g, IPS InLine System Opaquer C3 9g, IPS InLine System Opaquer C4 9g, IPS InLine System Opaquer D2 9g, IPS InLine System Opaquer D3 9g, IPS InLine System Opaquer D4 9g, IPS InLine Margin A-D 20 g A1, IPS InLine Margin A-D 20 g A2, IPS InLine Margin A-D 20 g A3, IPS InLine Margin A-D 20 g A3.5, IPS InLine Margin A-D 20 g A4, IPS InLine Margin A-D 20 g B1, IPS InLine Margin A-D 20 g B2, IPS InLine Margin A-D 20 g B3, IPS InLine Margin A-D 20 g B4, IPS InLine Margin A-D 20 g C1, IPS InLine Margin A-D 20 g C2, IPS InLine Margin A-D 20 g C3, IPS InLine Margin A-D 20 g C4, IPS InLine Margin A-D 20 g D2/D3, IPS InLine Margin A-D 20 g D4, IPS InLine Deep Dentin A-D 20 g A1, IPS InLine Deep Dentin A-D 20 g A2, IPS InLine Deep Dentin A-D 20 g A3, IPS InLine Deep Dentin A-D 20 g A3.5, IPS InLine Deep Dentin A-D 20 g A4, IPS InLine Deep Dentin A-D 20 g B1, IPS InLine Deep Dentin A-D 20 g B2, IPS InLine Deep Dentin A-D 20 g B3, IPS InLine Deep Dentin A-D 20 g B4, IPS InLine Deep Dentin A-D 20 g C1, IPS InLine Deep Dentin A-D 20 g C2, IPS InLine Deep Dentin A-D 20 g C3, IPS InLine Deep Dentin A-D 20 g C4, IPS InLine Deep Dentin A-D 20 g D2/D3, IPS InLine Deep Dentin A-D 20 g D4, IPS InLine Dentin A-D 20 g A1, IPS InLine Dentin A-D 20 g A2, IPS InLine Dentin A-D 20 g A3, IPS InLine Dentin A-D 20 g A3.5, IPS InLine Dentin A-D 20 g A4, IPS InLine Dentin A-D 20 g B1, IPS InLine Dentin A-D 20 g B2, IPS InLine Dentin A-D 20 g B3, IPS InLine Dentin A-D 20 g B4, IPS InLine Dentin A-D 20 g C1, IPS InLine Dentin A-D 20 g C2, IPS InLine Dentin A-D 20 g C3, IPS InLine Dentin A-D 20 g C4, IPS InLine Dentin A-D 20 g D2, IPS InLine Dentin A-D 20 g D3, IPS InLine Dentin A-D 20 g D4, IPS InLine Cerv. Dentin A-D 20 g D2/D3, IPS InLine Dentin A-D 100 g A1, IPS InLine Dentin A-D 100 g A2, IPS InLine Dentin A-D 100 g A3, IPS InLine Dentin A-D 100 g A3.5, IPS InLine Dentin A-D 100 g A4, IPS InLine Dentin A-D 100 g B1, IPS InLine Dentin A-D 100 g B2, IPS InLine Dentin A-D 100 g B3, IPS InLine Dentin A-D 100 g B4, IPS InLine Dentin A-D 100 g C1, IPS InLine Dentin A-D 100 g C2, IPS InLine Dentin A-D 100 g C3, IPS InLine Dentin A-D 100 g C4, IPS InLine Dentin A-D 100 g D2, IPS InLine Dentin A-D 100 g D3, IPS InLine Dentin A-D 100 g D4, IPS InLine Transpa Incisal 20 g 1, IPS InLine Transpa Incisal 20 g 2, IPS InLine Transpa Incisal 20 g 3, IPS InLine Transpa Incisal 100 g 1, IPS InLine Transpa Incisal 100 g 2, IPS InLine Transpa Incisal 100 g 3, IPS InLine Occlusal Dentin 20 g orange, IPS InLine Occlusal Dentin 20 g brown, IPS InLine Mamelon Masse 20 g light, IPS InLine Opal Effect 20 g 1, IPS InLine Opal Effect 20 g 2, IPS InLine Opal Effect 20 g 3, IPS InLine Opal Effect 20 g 4, IPS InLine Opal Effect 20 g 5, IPS InLine Opal Effect 20 g violet, IPS InLine Cervical Incisal 20 g orange, IPS InLine Transpa 20 g clear, IPS InLine Transpa 20 g blue, IPS InLine Transpa 100 g clear, IPS InLine Gingiva Opaquer 3 g pink, IPS InLine Gingiva 20 g 1, IPS InLine Gingiva 20 g 2, IPS InLine Gingiva 20 g 3, IPS InLine Gingiva 20 g 4, IPS InLine Gingiva 20 g 5, IPS InLine Intensiv Gingiva 20 g 1, IPS InLine Intensiv Gingiva 20 g 2, IPS InLine Intensiv Gingiva 20 g 3, IPS InLine Intensiv Gingiva 20 g 4, IPS InLine System Opaquer 1 g F, IPS InLine System Opaquer white 3g, IPS InLine System Opaquer violet 3g, IPS InLine System Opaquer brown 3g, IPS InLine System Opaquer incisal 3g, IPS InLine System Opaquer white 9g, IPS InLine System Opaquer violet 9g, IPS InLine System Opaquer brown 9g, IPS InLine System Opaquer incisal 9g, IPS InLine Add-On 20 g, IPS InLine Add-On Margin 20 g, IPS InLine System Opaq Liq Ref 15ml, IPS InLine Margin Build-Up Liquid 60 ml, IPS InLine System BuildUp Liq L 60ml, IPS InLine System BuildUp Liq P 60ml, IPS InLine System Build-Up Liq L 250, IPS InLine System Build-Up Liq P 250, IPS InLine Mamelon Masse 20g yellow-oran, IPS InLine Mamelon Masse 20 g salmon, IPS InLine Cervical Incisal 20 g yellow, IPS InLine Transpa 20 g neutral, IPS InLine Transpa 20 g brown-grey, IPS InLine Transpa 100 g neutral, IPS InLine System Add-On 690°C 20g, IPS InLine System Opaquer 3g BL1/BL2, IPS InLine System Opaquer 3g BL3/BL4, IPS InLine System Opaquer 9g BL1/BL2, IPS InLine System Opaquer 9g BL3/BL4, IPS InLine Dentin 20 g BL1, IPS InLine Dentin 20 g BL2, IPS InLine Dentin 20 g BL3, IPS InLine Dentin 20 g BL4, IPS InLine Dentin 100 g BL1, IPS InLine Dentin 100 g BL2, IPS InLine Dentin 100 g BL3, IPS InLine Dentin 100 g BL4, IPS InLine Incisal 20 g BL, IPS InLine Incisal 100 g BL, IPS InLine One Dentcisal 20 g BL, IPS InLine One Dentcisal 20 g 1, IPS InLine One Dentcisal 20 g 2, IPS InLine One Dentcisal 20 g 3, IPS InLine One Dentcisal 20 g 4, IPS InLine One Dentcisal 20 g 5, IPS InLine One Dentcisal 20 g 6, IPS InLine One Dentcisal 100 g Shade BL, IPS InLine One Dentcisal 100 g Shade 1, IPS InLine One Dentcisal 100 g Shade 2, IPS InLine One Dentcisal 100 g Shade 3, IPS InLine One Dentcisal 100 g Shade 4, IPS InLine One Dentcisal 100 g Shade 5, IPS InLine One Dentcisal 100 g Shade 6, IPS InLine Sy Pow Opaquer 18g BL1/BL2, IPS InLine Sy Pow Opaquer 18g BL3/BL4, IPS InLine Sy Powder Opaquer 18g A1, IPS InLine Sy Powder Opaquer 18g A2, IPS InLine Sy Powder Opaquer 18g A3, IPS InLine Sy Powder Opaquer 18g A3.5, IPS InLine Sy Powder Opaquer 18g A4, IPS InLine Sy Powder Opaquer 18g B1, IPS InLine Sy Powder Opaquer 18g B2, IPS InLine Sy Powder Opaquer 18g B3, IPS InLine Sy Powder Opaquer 18g B4, IPS InLine Sy Powder Opaquer 18g C1, IPS InLine Sy Powder Opaquer 18g C2, IPS InLine Sy Powder Opaquer 18g C3, IPS InLine Sy Powder Opaquer 18g C4, IPS InLine Sy Powder Opaquer 18g D2, IPS InLine Sy Powder Opaquer 18g D3, IPS InLine Sy Powder Opaquer 18g D4, IPS InLine Sy Powder Opaquer 80g A1, IPS InLine Sy Powder Opaquer 80g A2, IPS InLine Sy Powder Opaquer 80g A3, IPS InLine Sy Powder Opaquer 80g A3.5, IPS InLine Sy Powder Opaquer 80g A4, IPS InLine Sy Powder Opaquer 80g B1, IPS InLine Sy Powder Opaquer 80g B2, IPS InLine Sy Powder Opaquer 80g B3, IPS InLine Sy Powder Opaquer 80g B4, IPS InLine Sy Powder Opaquer 80g C1, IPS InLine Sy Powder Opaquer 80g C2, IPS InLine Sy Powder Opaquer 80g C3, IPS InLine Sy Powder Opaquer 80g C4, IPS InLine Sy Powder Opaquer 80g D2, IPS InLine Sy Powder Opaquer 80g D3, IPS InLine Sy Powder Opaquer 80g D4, IPS InLine Gingiva Pow Opaquer 18g pink, IPS InLine Sy Int Pow Opaquer 18g white, IPS InLine Sy Int Pow Opaquer 18g violet, IPS InLine Sy Int Pow Opaquer 18g brown, IPS InLine Sy Int Pow Opaquer 18g incis., IPS InLine Sy Pow Opaquer Liquid 60ml, IPS InLine Sy Pow Opaquer Liquid 250ml | Dorina Mele CO | 2024-10-14T00:00:00.000+02:00 | Ivoclar Vivadent AG Bendererstrasse 2, 9494 Schaan/Liechtenstein | N/A, 000593146, 000593147, 000593148, 000593150, 000593151, 000593152, 000593160, 000593161, 000593162, 000593163, 000593164, 000593165, 000593166, 000593167, 000593168, 000593169, 000593170, 000593171, 000593172, 000593173, 000593174, 000593175, 000593177, 000593178, 000593179, 000593180, 000593181, 000593182, 000593183, 000593184, 000593185, 000593186, 000593187, 000593188, 000593189, 000593190, 000593191, 000593192, 000593194, 000593195, 000593196, 000593197, 000593198, 000593199, 000593200, 000593201, 000593202, 000593203, 000593204, 000593205, 000593206, 000593207, 000593208, 000593210, 000593211, 000593212, 000593213, 000593214, 000593215, 000593216, 000593217, 000593218, 000593219, 000593220, 000593221, 000593222, 000593223, 000593224, 000593226, 000593227, 000593228, 000593229, 000593230, 000593231, 000593232, 000593233, 000593234, 000593235, 000593236, 000593237, 000593238, 000593239, 000593240, 000593241, 000593242, 000593244, 000593245, 000593246, 000593247, 000593248, 000593249, 000593250, 000593251, 000593252, 000593253, 000593254, 000593255, 000593256, 000593257, 000593258, 000593259, 000593262, 000593263, 000593264, 000593266, 000593267, 000593268, 000593271, 000593272, 000593273, 000593275, 000593276, 000593277, 000593278, 000593279, 000593280, 000593281, 000593283, 000593284, 000593285, 000593287, 000593289, 000593290, 000593291, 000593292, 000593293, 000593295, 000593296, 000593297, 000593298, 000593323, 000593325, 000593326, 000593327, 000593328, 000593330, 000593331, 000593332, 000593333, 000593343, 000593344, 000593345, 000593346, 000593348, 000593349, 000593351, 000593352, 000600096, 000600097, 000600098, 000600099, 000600100, 000600101, 000602386, 000602930, 000602931, 000602933, 000602934, 000602972, 000602973, 000602974, 000602975, 000602977, 000602978, 000602979, 000602980, 000602981, 000602982, 000631850, 000631851, 000631852, 000631853, 000631854, 000631855, 000631856, 000631857, 000631858, 000631859, 000631860, 000631861, 000631862, 000631863, 000649127, 000649128, 000649171, 000649172, 000649173, 000649174, 000649175, 000649176, 000649177, 000649178, 000649179, 000649180, 000649181, 000649182, 000649183, 000649184, 000649185, 000649186, 000649187, 000649188, 000649189, 000649191, 000649192, 000649193, 000649194, 000649195, 000649196, 000649197, 000649198, 000649199, 000649200, 000649201, 000649202, 000649203, 000649204, 000649205, 000649206, 000649207, 000649208, 000649209, 000649210 | Klasa IIa | Material qeramike per pergatitjen e pajisjeve dentare metalike | Pajisje dentare
17496 | ProBase Hot, Pro Base Hot Clear, ProBase Hot Monomer 500 ml, ProBase Hot Monomer 1000 ml, ProBase Hot Polymer 2x500 g pink, ProBase Hot Polymer 5x500 g pink, ProBase Hot Polymer 2x500 g pink-V, ProBase Hot Polymer 5x500 g pink-V, ProBase Hot Polymer 5x500 g S, ProBase Hot Polymer 2x500 g clear, ProBase Hot Polymer 5x500 g clear, ProBase Hot Polymer 20x500 g pink, ProBase Hot Monomer 4x1000 ml, ProBase Hot Polymer 20x500 g pink-V, ProBase Hot Polymer 20x500 g US-L, ProBase Hot Polymer 20x500 g US-P, ProBase Hot Polymer 5x500 g 36P-V, ProBase Hot Polymer 20x500 g 36P-V, ProBase Hot Standard Kit pink, ProBase Hot Standard Kit pink-V, ProBase Hot Standard Kit clear, ProBase Hot Lab Kit pink, ProBase Hot Lab Kit pink-V, ProBase Hot Lab Kit clear, ProBase Hot Standard Kit US-L, ProBase Hot Standard Kit US-P, ProBase Hot Lab Kit US-L, ProBase Hot Lab Kit US-P, ProBase Hot Standard Kit 36P-V, ProBase Hot Lab Kit 36P-V, ProBase Hot Standard Kit Pink-V Implant, ProBase Cold , ProBase Cold Clear, ProBase Cold Monomer 500 ml, ProBase Cold Monomer 1000 ml, ProBase Cold Polymer 500 g pink, ProBase Cold Polymer 500 g pink-V, ProBase Cold Poylmer 500 g S, ProBase Cold Polymer 500 g clear, ProBase Cold Polymer 500 g US-L, ProBase Cold Polymer 500 g US-P, ProBase Cold Polymer 2x500 g pink, ProBase Cold Polymer 2x500 g pink-V, ProBase Cold Polymer 2x500 g clear, ProBase Cold Polymer 5x500 g pink, ProBase Cold Polymer 5x500 g pink-V, ProBase Cold Polymer 5x500 g S, ProBase Cold Polymer 5x500 g clear, ProBase Cold Polymer 20x500 g pink, ProBase Cold Monomer 4x1000 ml, ProBase Cold Polymer 20x500 g S, ProBase Cold Polymer 20x500 g pink-V, ProBase Cold Polymer 500 g 36P-V, ProBase Cold Polymer 5x500 g 36P-V, ProBase Cold Polymer 20x500 g 36P-V, ProBase Cold Polymer 20x500 g US-L, ProBase Cold Polymer 2x500 g preference, ProBase Cold Polymer 20x500 g Preference, ProBase Cold Standard Kit pink, ProBase Cold Standard Kit pink-V, ProBase Cold Standard Kit clear, ProBase Cold Standard Kit US-L | Dorina Mele CO | 2024-10-14T00:00:00.000+02:00 | Ivoclar Vivadent AG Bendererstrasse 2, 9494 Schaan/Liechtenstein | N/A, 000531471, 000531472, 000531474, 000531475, 000531476, 000531477, 000531479, 000531480, 000531481, 000531536, 000531538, 000531745, 000531799, 000531800, 000536271, 000536275, 531462AN, 531463AN, 531466AN, 531467AN, 531468AN, 531470AN, 531793AN, 531794AN, 531795AN, 531796AN, 536265AN, 536267AN, 629091AN, 000531505, 000531506, 000531508, 000531509, 000531510, 000531511, 000531512, 000531513, 000531514, 000531515, 000531517, 000531520, 000531521, 000531522, 000531523, 000531540, 000531542, 000531552, 000531747, 000536285, 000536289, 000536293, 000536331, 000563542, 000578940, 531492AN, 531493AN, 531495AN, 531496AN | Klasa IIa | Materile dentare per bazen e protezes se levizshme | Pajisje dentare
17497 | SR Nexco Paste Effect OD 2.5 g brown, SR Nexco Paste Effect M 2.5 g light, SR Nexco Paste Effect M 2.5 g yellow-ora, SR Nexco Paste Effect T 2.5 g blue, SR Nexco Paste Effect T 2.5 g brown-grey, SR Nexco Paste Effect T 2.5 g orange-gre, SR Nexco Paste Effect Opal 2.5 g E1, SR Nexco Paste Effect Opal 2.5 g E2, SR Nexco Paste Effect Opal 2.5 g E3, SR Nexco Paste Effect Opal 2.5 g E4, SR Nexco Paste Effect T 2.5g clear, SR Nexco Stains 1 ml clear, SR Nexco Stains 1 ml white, SR Nexco Stains 1 ml blue, SR Nexco Stains 1 ml orange, SR Nexco Stains 1 ml mahogany, SR Nexco Stains 1 ml maroon, SR Nexco Gingiva Opaquer 2 ml pink, SR Nexco Paste Gingiva 2.5 g G1, SR Nexco Paste Gingiva 2.5 g G2, SR Nexco Paste Gingiva 2.5 g G3, SR Nexco Paste Gingiva 2.5 g G4, SR Nexco Paste Gingiva 2.5 g G5, SR Nexco Paste Int. Gingiva 2.5g IG 1, SR Nexco Paste Int. Gingiva 2.5g IG 2, SR Nexco Paste Int. Gingiva 2.5g IG 3, SR Nexco Paste Int. Gingiva 2.5g IG 4, SR Nexco Liner 2 ml L1, SR Nexco Liner 2 ml L2, SR Nexco Liner 2 ml L3, SR Nexco Liner 2 ml L4, SR Nexco Liner 2 ml L5, SR Nexco Liner 2 ml BL, SR Nexco Liner 2 ml clear, SR Nexco Liner 2 ml incisal, SR Nexco Pontic Fill Refill 2.5 g, SR Modelling Liquid 5 ml, SR Nexco Paste Int. Gingiva 2.5g IG 5, SR Nexco Paste Basic Gingiva 2.5g BG34, SR Nexco Paste Promo Kit A2, SR Nexco Paste Gingiva Kit, SR Nexco Stains 1 ml red, SR Nexco Stains 1 ml chili, SR Nexco Paste Starter Kit A-D, SR Nexco Paste Incisal 2.5 g I1, SR Nexco Paste Incisal 2.5 g I2, SR Nexco Paste Incisal 2.5 g I3, SR Nexco Paste Incisal 2.5 g I4, SR Nexco Paste Incisal 2.5 g I5, SR Nexco Paste Incisal 2.5 g BL, SR Nexco Opaquer 2 ml A1, SR Nexco Opaquer 2 ml A2, SR Nexco Opaquer 2 ml A3, SR Nexco Opaquer 2 ml A3.5, SR Nexco Opaquer 2 ml A4, SR Nexco Opaquer 2 ml B1, SR Nexco Opaquer 2 ml B2, SR Nexco Opaquer 2 ml B3, SR Nexco Opaquer 2 ml B4, SR Nexco Opaquer 2 ml C1, SR Nexco Opaquer 2 ml C2, SR Nexco Opaquer 2 ml C3, SR Nexco Opaquer 2 ml C4, SR Nexco Opaquer 2 ml D2, SR Nexco Opaquer 2 ml D3, SR Nexco Opaquer 2 ml D4, SR Nexco Opaquer 2 ml BL3, SR Nexco Opaquer 2 ml BL4, SR Nexco Paste Effect OD 2.5 g orange, SR Nexco (Paste, Liner, Stains, Opaquer) SR Link | Dorina Mele CO | 2024-10-14T00:00:00.000+02:00 | Ivoclar Vivadent AG Bendererstrasse 2, 9494 Schaan/Liechtenstein | 000640449, 000640450, 000640451, 000640452, 000640453, 000640454, 000640455, 000640456, 000640457, 000640458, 000640459, 000640460, 000640461, 000640462, 000640463, 000640464, 000640465, 000640466, 000640467, 000640468, 000640469, 000640470, 000640471, 000640472, 000640473, 000640474, 000640475, 000640476, 000640477, 000640478, 000640479, 000640480, 000640481, 000640482, 000640483, 000640485, 000640500, 000642319, 000642453, 000645933, 000648973, 000649796, 000656157, 640399DN, 640399EN, 640399FN, 640399IN, 640399SN, 000640424, 000640425, 000640426, 000640427, 000640428, 000640429, 000640430, 000640431, 000640432, 000640433, 000640434, 000640435, 000640436, 000640437, 000640438, 000640439, 000640440, 000640441, 000640442, 000640443, 000640444, 000640445, 000640446, 000640447, 000640448, N/A, 000545872, 000640401, 000640402, 000640403, 000640404, 000640405, 000640406, 000640407, 000640408, 000640409, 000640410, 000640411, 000640412, 000640413, 000640414, 000640415, 000640416, 000640417, 000640418, 000640419, 000640420, 000640421, 000640422, 000640423 | Klasa IIa | Materiale dentare per prodhimin e restaurimeve indirekte ne dhembet anteriore dhe posterior, inlay/onlay etj | Pajisje dentare
SR Modelling Liquid
, SR Link 5 ml, SR Nexco Paste Margin 2.5 g 1, SR Nexco Paste Margin 2.5 g 2, SR Nexco Paste Margin 2.5 g 3, SR Nexco Paste Margin 2.5 g 4, SR Nexco Paste Margin 2.5 g 5, SR Nexco Paste Dentin 2.5 g A1, SR Nexco Paste Dentin 2.5 g A2, SR Nexco Paste Dentin 2.5 g A3, SR Nexco Paste Dentin 2.5 g A3.5, SR Nexco Paste Dentin 2.5 g A4, SR Nexco Paste Dentin 2.5 g B1, SR Nexco Paste Dentin 2.5 g B2, SR Nexco Paste Dentin 2.5 g B3, SR Nexco Paste Dentin 2.5 g B4, SR Nexco Paste Dentin 2.5 g C1, SR Nexco Paste Dentin 2.5 g C2, SR Nexco Paste Dentin 2.5 g C3, SR Nexco Paste Dentin 2.5 g C4, SR Nexco Paste Dentin 2.5 g D2, SR Nexco Paste Dentin 2.5 g D3, SR Nexco Paste Dentin 2.5 g D4, SR Nexco Paste Dentin 2.5 g BL3, SR Nexco Paste Dentin 2.5 g BL4
17498 | PreciControl HBeAg | E v i t a | 2024-10-16T00:00:00.000+02:00 | Roche Diagnostics GmbH Sandhofer Strasse 116 68305 Mannheim Germany | 11876376122 | In vitro | Kontroll per testin e HBeAg | Pajisje te diagnostifikimit in vitro
17499 | PreciControl CMV IgM | E v i t a | 2024-10-16T00:00:00.000+02:00 | Roche Diagnostics GmbH Sandhofer Strasse 116 68305 Mannheim Germany | 4784626190 | In vitro | Kontroll per tetin e CMV IgM ne Serologji | Pajisje te diagnostifikimit in vitro
17500 | PreciControl CMV IgG Avidity | E v i t a | 2024-10-16T00:00:00.000+02:00 | Roche Diagnostics GmbH Sandhofer Strasse 116 68305 Mannheim Germany | 5942322190 | In vitro | Kontroll per testin e Aviditetit te CMV IgG | Pajisje te diagnostifikimit in vitro
17501 | PreciControl CMV IgG | E v i t a | 2024-10-16T00:00:00.000+02:00 | Roche Diagnostics GmbH Sandhofer Strasse 116 68305 Mannheim Germany | 4784600190 | In vitro | Kontroll per tetin e CMV IgG ne Serologji | Pajisje te diagnostifikimit in vitro
17502 | PreciControl Anti-HCV | E v i t a | 2024-10-16T00:00:00.000+02:00 | Roche Diagnostics GmbH Sandhofer Strasse 116 68305 Mannheim Germany | 3290379190 | In vitro | Kontroll per testin e Anti-HCV | Pajisje te diagnostifikimit in vitro
17503 | PreciControl Anti-HBc II | E v i t a | 2024-10-16T00:00:00.000+02:00 | Roche Diagnostics GmbH Sandhofer Strasse 116 68305 Mannheim Germany | 4927931190 | In vitro | Kontroll per testin e Anti-HBc II | Pajisje te diagnostifikimit in vitro
17504 | Potassium Electrode | E v i t a | 2024-10-16T00:00:00.000+02:00 | Roche Diagnostics GmbH Sandhofer Strasse 116 68305 Mannheim Germany | 3111628180 | In vitro | Elektrode per matjen e Kaliumit ne pajisjen Cobas b221 | Pajisje te diagnostifikimit in vitro
17505 | Potassium Electrode | E v i t a | 2024-10-16T00:00:00.000+02:00 | Roche Diagnostics GmbH Sandhofer Strasse 116 68305 Mannheim Germany | 3110338180 | In vitro | Elektrode per matjen e Kaliumit ne pajisjen Roche AVL | Pajisje te diagnostifikimit in vitro
17506 | PCO2 Electrode | E v i t a | 2024-10-16T00:00:00.000+02:00 | Roche Diagnostics GmbH Sandhofer Strasse 116 68305 Mannheim Germany | 3111679180 | In vitro | Elektrode per matjen e PCO2 ne pajisjen Cobas b221 | Pajisje te diagnostifikimit in vitro
17507 | PO2 Electrode | E v i t a | 2024-10-16T00:00:00.000+02:00 | Roche Diagnostics GmbH Sandhofer Strasse 116 68305 Mannheim Germany | 3111695180 | In vitro | Elektrode per matjen e PO2 ne pajisjen Cobas b221 | Pajisje te diagnostifikimit in vitro
17508 | NaOHD | E v i t a | 2024-10-16T00:00:00.000+02:00 | Roche Diagnostics GmbH Sandhofer Strasse 116 68305 Mannheim Germany | 04489241190, 05172128190, 05172128214, 08063451190 | In vitro | solucion bazik per pastrimin e gjilperave dhe kuvetave ne sistemet cobas c | Pajisje te diagnostifikimit in vitro
17509 | NaCl Diluent 9%, NACL | E v i t a | 2024-10-16T00:00:00.000+02:00 | Roche Diagnostics GmbH Sandhofer Strasse 116 68305 Mannheim Germany | 04774230190, 04489357190, 05172152190, 05172152214, 08063494190, 08063494214, 20756350322 | In vitro | Reagent per hollimin e serumeve/plazmes per testet biokimike | Pajisje te diagnostifikimit in vitro
17510 | Micro Cuvette Segment | E v i t a | 2024-10-16T00:00:00.000+02:00 | Roche Diagnostics GmbH Sandhofer Strasse 116 68305 Mannheim Germany | 4357108001 | In vitro | Reagent per matjen e Micro Cuvette Segment ne serum/plazem humane | Pajisje te diagnostifikimit in vitro
17511 | Lithium Electrode | E v i t a | 2024-10-16T00:00:00.000+02:00 | Roche Diagnostics GmbH Sandhofer Strasse 116 68305 Mannheim Germany | 3110664180 | In vitro | Elektrode per matjen e Litiumit ne pajisjen Roche AVL | Pajisje te diagnostifikimit in vitro
17512 | SnapPak | E v i t a | 2024-10-16T00:00:00.000+02:00 | Roche Diagnostics GmbH Sandhofer Strasse 116 68305 Mannheim Germany | 3112349180 | In vitro | Pakete solucioni shpelares/ kalibrimi per elektrodat dhe waste per pajisjen Roche AVL | Pajisje te diagnostifikimit in vitro
17513 | ISE Deproteinizer | E v i t a | 2024-10-16T00:00:00.000+02:00 | Roche Diagnostics GmbH Sandhofer Strasse 116 68305 Mannheim Germany | 20763071122, 04838181001 | In vitro | Solucion per pastrimin e rrugeve te ISE | Pajisje te diagnostifikimit in vitro
17514 | ISE Cleaning Solution / Elecsys SysClean | E v i t a | 2024-10-16T00:00:00.000+02:00 | Roche Diagnostics GmbH Sandhofer Strasse 116 68305 Mannheim Germany | 11298500316 | In vitro | Solucion pastrimi per pajisjet laboratorike Roche | Pajisje te diagnostifikimit in vitro
17515 | ISD Sample Pretreatment | E v i t a | 2024-10-16T00:00:00.000+02:00 | Roche Diagnostics GmbH Sandhofer Strasse 116 68305 Mannheim Germany | 5889073190 | In vitro | Hollues i mostrave te Takrolimus/Ciklosporines | Pajisje te diagnostifikimit in vitro
17516 | Elecsys SysWash | E v i t a | 2024-10-16T00:00:00.000+02:00 | Roche Diagnostics GmbH Sandhofer Strasse 116 68305 Mannheim Germany | 11930346122 | In vitro | Solucion antibakterial per ujin ne pajisjen cobas e411 | Pajisje te diagnostifikimit in vitro
17517 | ECO-D | E v i t a | 2024-10-16T00:00:00.000+02:00 | Roche Diagnostics GmbH Sandhofer Strasse 116 68305 Mannheim Germany | 05422485190, 05907543190, 05907543214, 06544410190, 08063354190 | In vitro | Solucion per reduktimin e tensionit te siperfaqes se ujit ne pajisjet laboratorike | Pajisje te diagnostifikimit in vitro
17518 | Diluent MultiAssay | E v i t a | 2024-10-16T00:00:00.000+02:00 | Roche Diagnostics GmbH Sandhofer Strasse 116 68305 Mannheim Germany | 03609987190, 07299010190 | In vitro | Reagent hollimi serumi per disa teste hormonale | Pajisje te diagnostifikimit in vitro
17519 | ApWell Nebulizer Accessories Kit (for nebulizers ApWell Family Neb and ApWell Bernardine Lucky)- JLE-00x | DELTA PHARMA - AL | 2024-10-15T00:00:00.000+02:00 | Shenzhen Homed Medical Device Co., Ltd. 3rd Floor, Block1, Longquan Industrial Zone, Huarong Road, Dalang Street, Longhua New District, Shenzhen 518109, People's Republic of China | ApWell Nebulizer Accessories Kit (for nebulizers ApWell Family Neb and ApWell Bernardine Lucky)- JLE-00x | Klasa IIa | Kiti i nebulizatorit për modelet ApWell Bernardine Lucky dhe ApWell Family Neb përfshin tubin, atomizatorin dhe maskën, të thjeshta dhe të besueshme për përdorim, duke shndërruar barnat në aerosol mikroskopik me rrjedhën e ajrit të nebulizatorit. | Tjeter
17520 | Clean-Liner | E v i t a | 2024-10-16T00:00:00.000+02:00 | Roche Diagnostics GmbH Sandhofer Strasse 116 68305 Mannheim Germany | 11800507001 | In vitro | Kosh per mbetjet e ngurta te pajisjes cobas e411 | Pajisje te diagnostifikimit in vitro
17521 | HDLC4, Elecsys HCG+β, HCG+β CalSet, GLUC3, GGT-2, free βhCG CalSet, Elecsys Ferritin, Ferritin CalSet, Ferritin Gen. 2, FERR4, Elecsys Estradiol III, Estradiol III CalSet, Elecsys Vitamin B12 II, Vitamin B12 II CalSet, Elecsys Progesterone III, Progesterone III CalSet, Elecsys LH, Elecsys IGF-1, CalSet IGF-1, Elecsys Folate III, CalSet Folate, Folate III CalSet, Elecsys Digitoxin, Digitoxin CalSet, Elecsys Cyclosporine, Cyclosporine CalSet, PreciControl Anti-CCP, Elecsys Anti-CCP, Elecsys Digoxin, Digoxin CalSet, DIG, Elecsys DHEA-S, DHEA-S CalSet, D-DI2, D-Dimer Gen.2 Calibrator Set, D-Dimer Gen.2 Control I/II | E v i t a | 2024-10-16T00:00:00.000+02:00 | Roche Diagnostics GmbH Sandhofer Strasse 116 68305 Mannheim Germany | 07528566190, 07528582190, 07528582214, 08057877190, 07528604190, 03271749190, 07251025190, 07251025214, 09744428190, 03302652190, 04404483190, 05168791190, 05168791214, 08057800190, 03002721122, 05168775190, 05168775214, 08057796190, 05401461190, 04854080200, 03737551190, 03737551214, 04491785190, 07027273190, 07027273214, 09755667190, 03737586190, 03528995190, 04885317190, 05172390190, 08057648190, 06656021190, 06656021214, 07027249190, 07027249214, 06656048190, 07212771190, 07028121190, 07028121214, 09755896190, 07212780190, 07092539190, 07027699190, 07027699214, 09755748190, 7092547190, 11732234122, 07027575190, 07027575214, 09755721190, 07475896190, 07475918190, 07475969190, 07027290190, 07559992190, 07396473190, 07560001190, 03002659122, 03002667122, 07027206190, 05889014190, 07251246190, 5889022190, 05031656190, 05031664190, 07251670190, 07027214190, 11820796190, 11820907322, 05841267190, 08057613190, 20737836322, 03000087122, 07027192190, 03000095122, 08105626190, 05172381190, 05077753190, 04912551190, 05050901190, 05050936190 | In vitro | Reagent per matjen e HDLC ne serum/plazem humane, Reagent per matjen e HCG+B ne serum/plazem humane, Kalibrator per reagentin e BHCG, Reagent per matjen e GLUKOZES ne serum/plazem humane, Reagent per matjen e GGT ne serum/plazem humane, Kalibrator per reagentin e free BhCG, reagent per matjen e Ferritines ne serum/plazmen humane, Kalibrator per reagentin e Ferritines, Reagent per matjen e Ferritines ne serum/plazem humane, Reagent per matjen e FERRITINES ne serum/plazem humane, Reagent per matjen e Estradiolit ne serum/plazem humane, Kalibrator per reagentin e Estradiolit, Reagent per matjen e Vitamines B12 ne serum/plazem humane, Reagent per matjen e Progesteronit ne serum/plazem humane, Kalibrator per reagentin e Progesteronit, Reagent per matjen e LH ne serum/plazem humane, Reagent per matjen e Elecsys IGF-1 ne serum/plazem humane, Kalibrator per reagentin e IGF-1, Reagent per matjen e Acidit Folik ne serum/plazem humane, Kalibratori i reagentit te Folate (Acidit Folik), Reagent per matjen e Digitoxines ne serum/plazem humane, Kalibrator per reagentin e Digoksines, Reagent per matjen e Digoksines serum/plazem humane, Reagent per matjen e Elecsys Cyclosporine ne gjakun human, Kalibratori i reagentit te Ciklosporines, Reagent per matjen e Elecsys Anti-CCP ne serum/plazem humane, Kontroll per reagentin e Anti-CCP, Reagent per matjen e Digoxines ne serum/plazem humane, Reagent per matjen e DHEA-s ne serum/plazmen humane bashke me kalibratorin, Reagent per matjen e D-Dimerit ne plazem humane, Kontrolli i reagentit te D-Dimerit | Pajisje te diagnostifikimit in vitro
17522 | CREJ2, Elecsys C-Peptide, C-Peptide CalSet, Elecsys Cortisol II, Cortisol II CalSet, PreciControl Cortisol Saliva, Combur10 Test M, CO2-L, Elecsys CK-MB STAT, Elecsys CK-MB, CK-MB CalSet, CalSet CK-MB, CK-MB STAT CalSet, CK, CHOL2, CHE2, CHED2, CERU, CARB4, Anti-TPO CalSet, Elecsys Anti-TPO, Calibrator for automated systems, CA2, Elecsys CA 125 II, CA 125 II CalSet II, Elecsys CA 19-9, CA 19-9 CalSet, Elecsys CA 15-3 II, CA 15-3 II CalSet, C3C-2, C.f.a.s. PUC, C.f.a.s Proteins, C.f.a.s. PAC, C.f.a.s. Lipids, A1C-3, A1CX3, PreciControl HbA1c norm, PreciControl HbA1c path, C.f.a.s. HbA1c, CKMB, C.f.a.s. CK-MB, BILT3 | E v i t a | 2024-10-16T00:00:00.000+02:00 | Roche Diagnostics GmbH Sandhofer Strasse 116 68305 Mannheim Germany | 06407137190, 06407137214, 08057532190, 04810716190, 05401755190, 03184897190, 03184897214, 07027168190, 07027168214, 03184919190, 06687733190, 07027150190, 06687750190, 06687768190, 11379208077, 11379208191, 11442848171, 05455308190, 03289923190, 05446376191, 06407102190, 06407102214, 08057494190, 05894808190, 05957648190, 07027087190, 05957664190, 07394667190, 05957656190, 05168546190, 05168546214, 08057460190, 07190794190, 07442017190, 03039773190, 04718917190, 05168538190, 05168538214, 08057443190, 04498577190, 05168503190, 05168503214, 08105561190, 04498631190, 05950848190, 08105553190, 20764663322, 07258062190, 07258135190, 08057435190, 06368590190, 06472931190, 07026935190, 10759350190, 10759350360, 05061482190, 05061504190, 05168449190, 05168449214, 08057427190, 11776223190, 11776223214, 07026986190, 07026986214, 09755586190, 07030207190, 11776193122, 11776193214, 07027028190, 07027028214, 11776215122, 07027001190, 07027001214, 09755594190, 03045838122, 03045838214, 03045846122, 03001938322, 05991986190, 08105537190, 03121305122, 11355279160, 11355279216, 03555941190, 12172623122, 12172623160, 05336163190, 05336180190, 07559674190, 08056668190, 08445699190, 05479207190, 05991323922, 05912504190, 05991331922, 04528417190, 05168562190, 05168562214, 08057486190, 07190808190, 07442050190, 11447394216, 05795397190, 05795419190, 08056960190, 05795648190 | In vitro | Reagent per matjen e CREJ ne serum/plazem humane, reagent per matjen e c-peptid ne serum/plazmen dhe urinen humane., Kalibrator per reagentin e C-Peptidit, Reagent per matjen e Kortisolit ne serum/plazem humane, Kalibrator per Reagentin e Kortizolit, Striper per analizimin e urines ne pajisjen cobas u411, Reagent per matjen e CO2-L ne serum/plazem humane, Reagent per matjen e Elecsys CK-MB ne serum/plazem humane, Reagent per matjen e Elecsys CK-MB STAT ne serum/plazem humane, Kalibrator per reagentin e CK-MB STAT, Kalibrator per reagentin e CK-MB, Reagent per matjen e CK ne serum/plazem humane, reagent per matjen e CHOL2 ne serum/plazem, Reagent per matjen e CHE ne serum/plazem humane, Reagent per matjen e CERULOPLAZMINES ne serum/plazem humane, Reagent per matjen e CARBAMAZEPINES ne serum/plazem humane, Reagent per matjen e Elecsys Anti-TPO ne serum/plazem humane, Kalibrator per Reagentin e Anti-TPO, Kalibrator per nje grup te caktuar reagentesh biokimik, Reagent per matjen e CA ne serum/plazem humane, Reagent per matjen e CA 125 ne serum/plazem humane, Kalibrator per reagentin e Ca125, Reagent per matjen e CA 19-9 ne serum/plazem, Kalibrator per reagentin e Ca 19-9, Reagent per matjen e CA 15-3 ne serum/plazmen humane, reagent per matjen e C3C ne serum/plazem, Kalibrator per testet e Urines dhe CSF, Kalibrator per testet e proteines, Kalibrator per ASO, Prealbumine dhe ceruloplasminen, Kalibrator per reagentet e Lipideve, Reagent per matjen e HbA1C ne gjakun human, Kontroll Normal per testin e HbA1c, Kontroll Patologjik per testin e HbA1c, Kalibrator per reagentin e Hba1C, Reagent per matjen e CKMB ne serum/plazem humane, Kalibrator per reagentin e CKMB ne pajisjet biokimike, Reagent per matjen e BILT ne serum/plazem humane | Pajisje te diagnostifikimit in vitro
17523 | PreciControl ISD, Elecsys HSV-1 IgG, PreciControl HSV, PreciControl ClinChem Multi 2, PreciControl ClinChem Multi 1, PreciControl Cardiac II, Elecsys Anti-HAV IgM, PreciControl Anti-HAV IgM, PHOS2, PAPP-A CalSet, NH3L, MG2, LPA2, Preciset Lp(a) Gen.2, PreciControl Lp(a) Gen.2, LIPC, LI , LDHI2, LACT2, KAPP2, IRON2, Elecsys Insulin, Insulin CalSet, IGM, IGGT, IGA, IGM-2, IGG-2, Elecsys IgE II, IgE CalSet, IGA-2, HCYS, Homocysteine Calibrator Kit, Homocysteine Control Kit, Elecsys hGH, hGH CalSet, Elecsys HE4, HE4 CalSet, PreciControl HE4 | E v i t a | 2024-10-16T00:00:00.000+02:00 | Roche Diagnostics GmbH Sandhofer Strasse 116 68305 Mannheim Germany | 05889081190, 05572185190, 07027494190, 05572207190, 05117216190, 05117291922, 05947774160, 05947774190, 05117003190, 05117208922, 05947626160, 05947626190, 04917049190, 04917049922, 07026773190, 09744991190, 11820591122, 11876368122, 03183793122, 05171377190, 05171377214, 08058610190, 05401780190, 04854101200, 05401739190, 20766682322, 06407358190, 06407358214, 08058016190, 06481647190, 08900019190, 05852625190, 05852633190, 08106126190, 05852641190, 05852650190, 07041918190, 08057982190, 03029590322, 05401704190, 04679598190, 05841941190, 08057974190, 05169330190, 05169330214, 08057958190, 05401674190, 03183700190, 05171881190, 08057940190, 05401666190, 05992010190, 08106088190, 06749976190, 03183696122, 05169291190, 05169291214, 08057931190, 05401658190, 12017547122, 12017547214, 07027559190, 07027559214, 12017504122, 20737771322, 20766631322, 20737755322, 03507190190, 05220726190, 08057923190, 03507432190, 08057915190, 04827031190, 04827031214, 07027516190, 07027516214, 11930427122, 03507343190, 05219205190, 08057885190, 05385415190, 06542921190, 08057826190, 05385504190, 05142423190, 05390125190, 07027486190, 05390133190, 05950929190, 05950929214, 07027478190, 07027478214, 05950945190, 05950953190 | In vitro | Kontroll per teste specifike , Kontroll per tesitn e HSV, Kontroll per shumicen e testeve biokimike, niveli 2, Kontroll per shumicen e testeve biokimike, niveli 1., Kontroll per reagentet e testeve kardiake, Reagent per matjen e Anti-HAV IgM ne serum/plazem humane, Kontroll per testin e Anti-HAV IgM, reagent per matjen e PHOS ne serum/plazem, Kalibrator per reagentin e PAPP-A, Reagent per matjen e NH3 ne serum/plazem humane, Reagent per matjen e MG ne serum/plazem humane, Reagent per matjen e LPA ne serum/plazem humane, Reagent per matjen e LIPC ne serum/plazem, Reagent per matjen e LITHIUMIT ne serum/plazem humane, Reagent per matjen e LDH ne serum/plazem, Reagent per matjen e LACT ne serum/plazem, Reagent per matjen e vargjeve Kappa ne serum/plazem humane, Reagent per Matjen e IRON (Sideremise) ne serumin/plazmen humane, Reagent per matjen e Insulines ne serum/plazem humane, Kalibrator per reagentin e Insulines, Reagent per matjen e Immunglobulin M ne serum/plazem humane, Reagent per matjen e Immunglobulines ne serum/plazem humane, Reagent per matjen e Immunglobulin A ne serum/plazem humane, Reagent per matjen e IGM ne serum/plazem humane, Reagent per matjen e IGG ne serum/plazem/CSF/Urine humane, Reagent per matjen e IgE II ne serum/plazem humane, Kalibrator per reagentin e IgE, Reagent per matjen e IGA ne serum/plazem humane, Reagent per matjen e Homocysteines ne serum/plazem humane, Reagent per matjen e Elecsys hGH ne serum/plazem humane, Kalibrator per reagentin e HGH, Reagent per matjen e Elecsys HE ne serum/plazem humane, Kalibrator per reagentin e HE4, Kontroll per testin e HE4 | Pajisje te diagnostifikimit in vitro
17524 | Cleaner | E v i t a | 2024-10-16T00:00:00.000+02:00 | Roche Diagnostics GmbH Sandhofer Strasse 116 68305 Mannheim Germany | 20754765322 | In vitro | Solucion per pastrimin e gjilperave dhe tubave te pajisjes C111 dhe Integra | Pajisje te diagnostifikimit in vitro
17525 | CleanCell | E v i t a | 2024-10-16T00:00:00.000+02:00 | Roche Diagnostics GmbH Sandhofer Strasse 116 68305 Mannheim Germany | 11662970122 | In vitro | Solucion per pastrimin e dhomes se matjes te paisjes cobas e411 | Pajisje te diagnostifikimit in vitro
17526 | Sample Cleaner 1, CLEAN | E v i t a | 2024-10-16T00:00:00.000+02:00 | Roche Diagnostics GmbH Sandhofer Strasse 116 68305 Mannheim Germany | 04708725190, 05352991190, 04774248190, 20764337322 | In vitro | Reagent per pastrimin e gjilperave per disa teste te vecanta | Pajisje te diagnostifikimit in vitro
17527 | Chloride Electrode | E v i t a | 2024-10-16T00:00:00.000+02:00 | Roche Diagnostics GmbH Sandhofer Strasse 116 68305 Mannheim Germany | 3111571180 | In vitro | Elektrode per matjen e Klorit ne pajisjen Cobas b221 | Pajisje te diagnostifikimit in vitro
17528 | Chloride Electrode | E v i t a | 2024-10-16T00:00:00.000+02:00 | Roche Diagnostics GmbH Sandhofer Strasse 116 68305 Mannheim Germany | 3110451180 | In vitro | Elektrode per matjen e Klorit ne pajisjen Roche AVL | Pajisje te diagnostifikimit in vitro
17529 | Chimney | E v i t a | 2024-10-16T00:00:00.000+02:00 | Roche Diagnostics GmbH Sandhofer Strasse 116 68305 Mannheim Germany | 11930630001 | In vitro | Adaptor per mbrojten e stabilitetit te reagentit pas hapjes | Pajisje te diagnostifikimit in vitro
17530 | Cell Wash Solution II / Acid Wash, Sample Cleaner 2, Acid Wash | E v i t a | 2024-10-16T00:00:00.000+02:00 | Roche Diagnostics GmbH Sandhofer Strasse 116 68305 Mannheim Germany | 04880307190, 05958024190, 05968828190, 08302723190 | In vitro | Solucion per larjen e kuvetave te pajisjes c50x, Reagent per matjen e Sample Cleaner 2, SmpCln ne serum/plazem humane, Solucion acid per larje ne aparatin cobas c | Pajisje te diagnostifikimit in vitro
17531 | Disposable Powdered Endoscopic Linear Cutting Staplers and Cartridges - DSE46, DCE46, DLE46, DSE60, DCE60, DLE60, DCR46M, DCR46W, DCR46B, DCR46Y, DCR46G, DCR60M, DCR60W, DCR60B, DCR60Y, DCR60G, DCR60H, TCR46M, TCR46W, TCR46B, TCR46Y, TCR46G, TCR60M, TCR60W, TCR60B, TCR60Y, TCR60G, TCR60H, BP813 | TRITA HOSPITAL | 2024-10-17T00:00:00.000+02:00 | Ningbo Verykind Medical Device Co., Ltd. - #100 Jinghua Road, High-tech Industrial Development Zone Ningbo 315040, Zhejiang P.R. China | 58483 | Klasa IIb | Kapese endoskopike njeperdorimeshe lineare me puder | Pajisje te implantueshme aktive
17532 | Roche CARDIAC D-Dimer, Roche CARDIAC Control D-Dimer, Elecsys Syphilis, PreciControl Syphilis, PreciControl HIV Gen II, PreciControl HIV; HIV-2+GrpO, Elecsys Anti-HBs III, PreciControl Anti-HBs, Combur10 Test UX, Combur² Test LN, Combur³ Test, Combur³ Test E, Combur⁴ Test N, Combur⁵ Test, Combur⁶ Test, Combur⁷ Test, Combur⁹ Test, Combur¹⁰ Test | E v i t a | 2024-10-16T00:00:00.000+02:00 | Roche Diagnostics GmbH Sandhofer Strasse 116 68305 Mannheim Germany | 04877802190, 04877802191, 04890523190, 09014977190, 09015035190, 09015051190, 06923364190, 06924107190, 06924115190, 09810480190, 09810471190, 09810501190, 11876317122, 11544373191, 11544373173, 11544373049, 11544373170, 11544373243, 11544373171, 11544373005, 11544373053, 11544373343, 11544373370, 11896890191, 11896890170, 11896814191, 11896814056, 11896814170, 11896857191, 11896857170, 11896822191, 11893467255, 11893467170, 11896962257, 11008552191, 11008552173, 11008552170, 04510046040, 04510054056, 04510038191, 04510089056, 04510062171 | In vitro | Stripe per matjen e D-Dimerin ne pajisjen h232, Kontroll per testin e Sifilizit, Kontroll per testin e HIV ne serologji, Kontroll per testin e HIV, Kontroll per testin , Kontroll per testin e Anti-HBs, Stripe per analizimin e urines ne paisjen urisys 1100 dhe vizualisht (manualisht), Stripe urine per matjen e parametrave te urines | Pajisje te diagnostifikimit in vitro
17533 | Ammonia/Ethanol/CO2 Control N, Ammonia/Ethanol/CO2 Control A, Ammonia/Ethanol/CO2 Calibrator, ALT, ALTL, ALTLP, ALTPM, ALTP, ALP2, ALP2S, ALBT2, ALB2, ACTH Calset, AAT2, AT, Precimat Chromogen, PreciChrom I/II, AST, ASTLP, ASTPM, ASTP, ASTL, ASLOT, APOBT, APOAT, ASO, AMY-P, AMYL2 | E v i t a | 2024-10-16T00:00:00.000+02:00 | Roche Diagnostics GmbH Sandhofer Strasse 116 68305 Mannheim Germany | 05401496190, 20752401190, 20753009190, 20751995190, 20764957322, 05850797190, 04718569190, 04467388190, 05531462190, 08056773190, 03333701190, 03333752190, 05166888190, 05166888214, 08056757190, 04657373190, 04469658190, 05167043190, 05401500190, 08056722190, 03183688122, 04657357190, 05166861190, 08056692190, 03255760190, 03005771322, 05991978190, 08101396190, 03036081122, 05950708190, 08105502190, 11012045122, 11012002122, 05850819190, 04467493190, 05531446190, 08056838190, 04657543190, 20764949322, 04489403190, 05219191190, 08105472190, 03032574122, 05950694190, 05950694214, 08105464190, 03032566122, 05950686190, 05950686214, 08105448190, 20750948322, 05167035190, 08056820190, 20766623322, 05401771190, 03183742122, 05167027190, 05167027214, 08056811190 | In vitro | Kontroll normal per testet e Amonia, Etanolit, CO2, Kontroll Abnormal per testet e Amonia, Etanolit, CO2, Kalibrator per reagentin e Amonia, Ethanol, CO2, Reagent per matjen e ALTL ne serum/plazem humane, Reagent per matjen e ALT ne serum/plazem humane, Reagent per matjen e ALTLP ne serum/plazem humane, Reagent per matjen e ALTPM ne serum/plazem humane, Reagent per matjen e ALTP ne serum/plazem humane, Reagent per matjen e ALP ne serum/plazem humane, Reagent per matjen e ALP2S ne serum/plazem humane, Reagent per matjen e ALB ne serum/plazem/Urine/CSF humane, Reagent per Matjen e ALB ne serum/plazmen humane , Kalibrator per reagentin e ACTH, reagent per matjen e AAT2 ne serum/plazem, reagent per matjen e AT ne serum/plazem, Kalibrator i reagentit te AT, Kontroll per testin e AT, Reagent per matjen e AST ne serum/plazem humane, Reagent per matjen e ASTLP ne serum/plazem humane, Reagent per matjen e ASTPM ne serum/plazem humane, Reagent per matjen e ASTP ne serum/plazem humane, Reagent per matjen e ASTL ne serum/plazem humane, Reagent per matjen e ASLO ne serum/plazem humane, reagent per matjen e APOBT ne serum/plazem, reagent per matjen e APOAT ne serum/plazem, Reagent per matjen e Antistreptolizines ne serum/plazem humane, Reagent per matjen e AMILAZES PANKREATIKE ne serum/plazem humane, reagent per matjen e AMYL ne serum/plazem | Pajisje te diagnostifikimit in vitro
17534 | Disposable endoscopic linear cutter stapler, Disposable endoscopic circular stapler, Disposable linear cutter stapler, Reload of disposable linear cutter stapler, Disposable linear stapler, Reload of disposable linear stapler, Disposable Optical Trocar, Disposable Optical Trocar Double Type | TRITA HOSPITAL | 2024-10-17T00:00:00.000+02:00 | Changzhou Xin Neng Yuan Medical Stapler Co., Ltd. - No. 51, Shuishan Road, Zhonglou Economic Development District 213023 Changzhou, PEOPLES REPUBLIC OF CHINA | XNY-S, XNY-M, XNYA-S, XNYA-M, XNYA-L, XNYB-S, XNYB-M, XNYB-L, WGWC-20, WGWC-22, WGWC-24, WGWC-26, WGWC-29, WGWC-32, ECS20, ECS22, ECS24, ECS26, ECS29, ECS32, XQA-60-3.8, XQA-60-4.2, XQA-60-4.5, XQA-80-3.8, XQA-80-4.2, XQA-80-4.5, XQA-100-3.8, XQA-100-4.2, XQA-100-4.5, XQ-60-3.8, XQ-60-4.5, XQ-80-3.8, XQ-80-4.5, XQ-100-3.8, XQ-100-4.5, LCT60B, LCT60G, LCB80, 60-3.8, 60-4.2, 60-4.5, 80-3.8, 80-4.2, 80-4.5, 100-3.8, 100- 4.2, 100-4.5, LCR60B, LCR60G,LCR80B, LCR80G, LCR100B, LCR100G, XFC-30-3.8, XFC-30-4.5, XFC-45-3.8, XFC-45-4.5, XFC-60-3.8, XFC-60-4.5, XFC-90-3.8, XFC-90-4.5, XFCC-30-3.8, XFCC-30-4.5, XFCC-45-3.8, XFCC-45-4.5, XFCC-60- 3.8, XFCC-60-4.5, XFCC-90-3.8, XFCC-90-4.5, DB-OPT-5-75, DB-OPT-5-100, DB-OPT-10-100, DB-OPT-12-100, DB-OPT-5-150, DB-OPT-10-150, DB-OPT-12-150, (DB-OPT-DT-5-100, DB-OPT-DT-10-100, DB-OPT-DT-12-100, DB-OPT-DT-5-150, DB-OPT-DT-10-150, DB-OPT-DT-12-150, DH-12-100 | Klasa IIa | Kapese endoskopike njeperdorimeshe rrethore, Kapese endoskopike njeperdorimeshe lineare, Rimbushes per kapese lineare njeperdorimeshe, Kapese lineare njeperdorimeshe, Instrument kirurgjikal i specializuar dhe i perdorshem ne procedura invazive minimaliste ne laparoscopi | Tjeter, Instrumenta shumeperdorimeshe
17535 | LOQTEQ® Proximal Humerus Plate 3.5, LOQTEQ® Prox. Humerus Plate 3.5, 3 holes, L 85 Titanium (PH 3510-03-2), LOQTEQ® Proximal Humerus Plate 3.5, LOQTEQ® Prox. Humerus Plate 3.5, 4 holes, L 92 Titanium (PH 3510-04-2), LOQTEQ® Proximal Humerus Plate 3.5, LOQTEQ Prox. Humerus Plate 3.5, 5 holes, L 105 Titanium (PH 3510-05-2), LOQTEQ® Proximal Humerus Plate 3.5, LOQTEQ® Prox. Humerus Plate 3.5, 6 holes, L 118 Titanium (PH 3510-06-2) , LOQTEQ® Proximal Humerus Plate 3.5, LOQTEQ® Prox. Humerus Plate 3.5, 8 holes, L 143 Titanium (PH 3510-08-2), LOQTEQ® Proximal Humerus Plate 3.5, LOQTEQ® Prox. Humerus Plate 3.5, 10 holes, L 169 Titanium (PH 3510-10-2), LOQTEQ® Proximal Humerus Plate 3.5, LOQTEQ® Prox. Humerus Plate 3.5, 12 holes, L 195 Titanium (PH 3510-12-2), LOQTEQ® Proximal Humerus Plate 3.5, LOQTEQ® Prox. Humerus Plate 3.5, 14 holes, L 221 Titanium (PH 3510-14-2), LOQTEQ® Proximal Humerus Plate 3.5, LOQTEQ® Prox. Humerus Plate 3.5, 16 holes, L 247 Titanium (PH 3510-16-2) | T R I M E D | 2024-10-21T00:00:00.000+02:00 | aap Implantate AG, Lorenzweg 5, 12099 Berlin, Germany | LOQTEQ® Proximal Humerus Plate 3.5, LOQTEQ® Prox. Humerus Plate 3.5, 3 holes, L 85 Titanium (PH 3510-03-2), LOQTEQ® Proximal Humerus Plate 3.5, LOQTEQ® Prox. Humerus Plate 3.5, 4 holes, L 92 Titanium (PH 3510-04-2), LOQTEQ® Proximal Humerus Plate 3.5, LOQTEQ Prox. Humerus Plate 3.5, 5 holes, L 105 Titanium (PH 3510-05-2), LOQTEQ® Proximal Humerus Plate 3.5, LOQTEQ® Prox. Humerus Plate 3.5, 6 holes, L 118 Titanium (PH 3510-06-2) , LOQTEQ® Proximal Humerus Plate 3.5, LOQTEQ® Prox. Humerus Plate 3.5, 8 holes, L 143 Titanium (PH 3510-08-2), LOQTEQ® Proximal Humerus Plate 3.5, LOQTEQ® Prox. Humerus Plate 3.5, 10 holes, L 169 Titanium (PH 3510-10-2), LOQTEQ® Proximal Humerus Plate 3.5, LOQTEQ® Prox. Humerus Plate 3.5, 12 holes, L 195 Titanium (PH 3510-12-2), LOQTEQ® Proximal Humerus Plate 3.5, LOQTEQ® Prox. Humerus Plate 3.5, 14 holes, L 221 Titanium (PH 3510-14-2), LOQTEQ® Proximal Humerus Plate 3.5, LOQTEQ® Prox. Humerus Plate 3.5, 16 holes, L 247 Titanium (PH 3510-16-2) | Klasa IIb | LOQTEQ® Proximal Humerus Plate 3.5 janë pajisje mjekësore që kanë për qëllim fiksimin, korrigjimin ose stabilizimin e përkohshëm të humerusit proksimal. Këto pllaka të implantueshme shërbejnë për mbërthimin e pjesës së sipërme të kockës humerale. | Pajisje te implantueshme aktive
17536 | TrailBlazerTM Angled Support Catheter | O.E.S DISTRIMED | 2024-10-17T00:00:00.000+02:00 | Medtronic, Inc. 710 Medtronic Parkway Minneapolis MN 55432 USA | ASC-014-090, ASC-014-135, ASC-014-150, ASC-018-090, ASC-018-135, ASC-018-150, ASC-035-065, ASC-035-090, ASC-035-135, ASC-035-150 | Klasa IIa | Kateter suporti per akses ne vaskulaturen periferale | Pajisje nje perdorimeshe
17537 | EverCross™ PTA Catheter | O.E.S DISTRIMED | 2024-10-17T00:00:00.000+02:00 | Medtronic, Inc. 710 Medtronic Parkway Minneapolis MN 55432 USA | AB35W03020135, AB35W03030135, AB35W03040135, AB35W03060135, AB35W03080135, AB35W03100135, AB35W03120135, AB35W03150135, AB35W03200135, AB35W04020135, AB35W04030135, AB35W04040135, AB35W04060135, AB35W04080135, AB35W04100135, AB35W04120135, AB35W04150135, AB35W04200135, AB35W05020135, AB35W05030135, AB35W05040135, AB35W05060135, AB35W05080135, AB35W05100135, AB35W05120135, AB35W05150135, AB35W09030080, AB35W09040080, AB35W09060080, AB35W09080080, AB35W10020080, AB35W10030080, AB35W10040080, AB35W10060080, AB35W12020080, AB35W12040080, AB35W12060080, AB35W05020040, AB35W05030040, AB35W05040040, AB35W05060040, AB35W05080040, AB35W05120040, AB35W06020040, AB35W06040040, AB35W06080040, AB35W06120040, AB35W07020040, AB35W07040040, AB35W07060040, AB35W08020040, AB35W08040040, AB35W08060040, AB35W05200135, AB35W06020135, AB35W06030135, AB35W06040135, AB35W06060135, AB35W06080135, AB35W06100135, AB35W06120135, AB35W06150135, AB35W06200135, AB35W07020135, AB35W07030135, AB35W07040135, AB35W07060135, AB35W07080135, AB35W07100135, AB35W07120135, AB35W07150135, AB35W07200135, AB35W08020135, AB35W08030135, AB35W08040135, AB35W08060135, AB35W08080135, AB35W09020135, AB35W09030135, AB35W09040135, AB35W09060135, AB35W09080135, AB35W10020135, AB35W10030135, AB35W10040135, AB35W10060135, AB35W12020135, AB35W12040135, AB35W12060135, AB35W03020080, AB35W03030080, AB35W03040080, AB35W03060080, AB35W03080080, AB35W03100080, AB35W03120080, AB35W03150080, AB35W03200080, AB35W04020080, AB35W04030080, AB35W04040080, AB35W04060080, AB35W04080080, AB35W04100080, AB35W04120080, AB35W04150080, AB35W04200080, AB35W05020080, AB35W05030080, AB35W05040080, AB35W05060080, AB35W05080080, AB35W05100080, AB35W05120080, AB35W05150080, AB35W05200080, AB35W06020080, AB35W06030080, AB35W06040080, AB35W06060080, AB35W06080080, AB35W06100080, AB35W06120080, AB35W06150080, AB35W06200080, AB35W07020080, AB35W07030080, AB35W07040080, AB35W07060080, AB35W07080080, AB35W07100080, AB35W07120080, AB35W07150080, AB35W07200080, AB35W08020080, AB35W08030080, AB35W08040080, AB35W08060080, AB35W08080080, AB35W09020080 | Klasa IIa | Kateter PTA ,perdorim ne kirurgji vaskulare, Kateter PTA ,perdorim ne kirurgji vaskulare | Pajisje nje perdorimeshe
17538 | LOQTEQ®Cortical Screw 4.5, small head, T25, self-tapp. L 65 Titanium, LOQTEQ®Cortical Screw 4.5, small head, T25, self-tapp. L 70 Titanium, LOQTEQ®Cortical Screw 4.5, small head, T25, self-tapp. L 75 Titanium, LOQTEQ®Cortical Screw 4.5, small head, T25, self-tapp. L 80 Titanium, LOQTEQ®Cortical Screw 4.5, small head, T25, self-tapp. L 85 Titanium, LOQTEQ®Cortical Screw 4.5, small head, T25, self-tapp. L 90 Titanium, LOQTEQ®Periprosthetic Screw 4.5, T25, self-tapping, L 12 Titanium, LOQTEQ®Periprosthetic Screw 4.5, T25, self-tapping, L 14 Titanium, LOQTEQ®Periprosthetic Screw 4.5, T25, self-tapping, L 16 Titanium, LOQTEQ®Periprosthetic Screw 4.5, T25, self-tapping, L 18 Titanium, LOQTEQ®Cancellous Screw 3.8, T15, L 28 Titanium, LOQTEQ®Cancellous Screw 3.8, T15, L 30 Titanium, LOQTEQ®Cancellous Screw 3.8, T15, L 32 Titanium, LOQTEQ®Cancellous Screw 3.8, T15, L 34 Titanium, LOQTEQ®Cancellous Screw 3.8, T15, L 36 Titanium, LOQTEQ®Cancellous Screw 3.8, T15, L 38 Titanium, LOQTEQ®Cancellous Screw 3.8, T15, L 40 Titanium, LOQTEQ®Cancellous Screw 3.8, T15, L 42 Titanium, LOQTEQ®Cancellous Screw 3.8, T15, L 44 Titanium, LOQTEQ®Cancellous Screw 3.8, T15, L 46 Titanium, LOQTEQ®Cancellous Screw 3.8, T15, L 48 Titanium, LOQTEQ®Cancellous Screw 3.8, T15, L 50 Titanium, LOQTEQ®Cancellous Screw 3.8, T15, L 52 Titanium, LOQTEQ®Cancellous Screw 3.8, T15, L 54 Titanium, LOQTEQ®Cancellous Screw 3.8, T15, L 56 Titanium, LOQTEQ®Cancellous Screw 3.8, T15, L 58 Titanium, LOQTEQ®Cancellous Screw 3.8, T15, L 60 Titanium, Cancellous Screw 4.0, small head, T15, thread 5, L 10 Titanium, Cancellous Screw 4.0, small head, T15, thread 5, L 12 Titanium, Cancellous Screw 4.0, small head, T15, thread 5, L 14 Titanium, Cancellous Screw 4.0, small head, T15, thread 6, L 16 Titanium, Cancellous Screw 4.0, small head, T15, thread 7, L 18 Titanium, Cancellous Screw 4.0, small head, T15, thread 8, L 20 Titanium, Cancellous Screw 4.0, small head, T15, thread 9, L 22 Titanium, Cancellous Screw 4.0, small head, T15, thread 10, L 24 Titanium, Cancellous Screw 4.0, small head, T15, thread 12, L 26 Titanium, Cancellous Screw 4.0, small head, T15, thread 14, L 28 Titanium, Cancellous Screw 4.0, small head, T15, thread 14, L 30 Titanium, Cancellous Screw 4.0, small head, T15, thread 14, L 32 Titanium, Cancellous Screw 4.0, small head, T15, thread 14, L 34 Titanium, Cancellous Screw 4.0, small head, T15, thread 14, L 36 Titanium, Cancellous Screw 4.0, small head, T15, thread 14, L 38 Titanium, Cancellous Screw 4.0, small head, T15, thread 14, L 40 Titanium, Cancellous Screw 4.0, small head, T15, thread 15, L 42 Titanium, Cancellous Screw 4.0, small head, T15, thread 15, L 45 Titanium, Cancellous Screw 4.0, small head, T15, thread 15, L 50 Titanium, Cancellous Screw 4.0, small head, T15, thread 16, L 55 Titanium, Cancellous Screw 4.0, small head, T15, thread 16, L 60 Titanium, Cancellous Screw 4.0, small head, T15, thread 16, L 65 Titanium, Cancellous Screw 4.0, small head, T15, thread 16, L 70 Titanium, Cancellous Screw 4.0, small head, T15, thread 16, L 75 Titanium, Cancellous Screw 4.0, small head, T15, thread 16, L 80 Titanium, Cancellous Screw 4.0, small head, T15, thread 16, L 85 Titanium, Cancellous Screw 4.0, small head, T15, thread 16, L 90 Titanium, Cancellous Screw 4.0, small head, T15, full thread, L 10 Titanium, Cancellous Screw 4.0, small head, T15, full thread, L 12 Titanium, Cancellous Screw 4.0, small head, T15, full thread, L 14 Titanium, Cancellous Screw 4.0, small head, T15, full thread, L 16 Titanium, Cancellous Screw 4.0, small head, T15, full thread, L 18 Titanium, Cancellous Screw 4.0, small head, T15, full thread, L 20 Titanium, Cancellous Screw 4.0, small head, T15, full thread, L 22 Titanium, Cancellous Screw 4.0, small head, T15, full thread, L 24 Titanium, Cancellous Screw 4.0, small head, T15, full thread, L 26 Titanium, Cancellous Screw 4.0, small head, T15, full thread, L 28 Titanium, Cancellous Screw 4.0, small head, T15, full thread, L 30 Titanium, Cancellous Screw 4.0, small head, T15, full thread, L 32 Titanium, Cancellous Screw 4.0, small head, T15, full thread, L 34 Titanium, Cancellous Screw 4.0, small head, T15, full thread, L 36 Titanium, Cancellous Screw 4.0, small head, T15, full thread, L 38 Titanium, Cancellous Screw 4.0, small head, T15, full thread, L 40 Titanium, Cancellous Screw 4.0, small head, T15, full thread, L 42 Titanium, Cancellous Screw 4.0, small head, T15, full thread, L 45 Titanium, Cancellous Screw 4.0, small head, T15, full thread, L 50 Titanium, Cancellous Screw 4.0, small head, T15, full thread, L 55 Titanium, Cancellous Screw 4.0, small head, T15, full thread, L 60 Titanium, Cancellous Screw 4.0, small head, T15, full thread, L 65 Titanium, Cancellous Screw 4.0, small head, T15, full thread, L 70 Titanium, Cancellous Screw 4.0, small head, T15, full thread, L 75 Titanium, Cancellous Screw 4.0, small head, T15, full thread, L 80 Titanium, Cancellous Screw 4.0, small head, T15, full thread, L 85 Titanium, Washer, I-Ø4.4, O-Ø8.0 Titanium, Washer, I-Ø5.2, O-Ø10.0 Titanium, Cortical Screw 4.5, T25, self-tapping, L 50 Titanium, Cortical Screw 4.5, T25, self-tapping, L 55 Titanium, Cortical Screw 4.5, T25, self-tapping, L 60 Titanium, Cortical Screw 4.5, T25, self-tapping, L 65 Titanium, Cortical Screw 4.5, T25, self-tapping, L 70 Titanium, Cortical Screw 4.5, T25, self-tapping, L 75 Titanium, Cortical Screw 4.5, T25, self-tapping, L 80 Titanium, Cortical Screw 4.5, T25, self-tapping, L 85 Titanium, Cortical Screw 4.5, T25, self-tapping, L 90 Titanium, LOQTEQ®Cortical Screw 4.5, T25, self-tapping, L 14 Titanium, LOQTEQ®Cortical Screw 4.5, T25, self-tapping, L 16 Titanium, LOQTEQ®Cortical Screw 4.5, T25, self-tapping, L 18 Titanium, LOQTEQ®Cortical Screw 4.5, T25, self-tapping, L 20 Titanium, LOQTEQ®Cortical Screw 4.5, T25, self-tapping, L 22 Titanium, LOQTEQ®Cortical Screw 4.5, T25, self-tapping, L 24 Titanium, LOQTEQ®Cortical Screw 4.5, T25, self-tapping, L 26 Titanium, LOQTEQ®Cortical Screw 4.5, T25, self-tapping, L 28 Titanium, LOQTEQ®Cortical Screw 4.5, T25, self-tapping, L 30 Titanium, LOQTEQ®Cortical Screw 4.5, T25, self-tapping, L 32 Titanium, LOQTEQ®Cortical Screw 4.5, T25, self-tapping, L 34 Titanium, LOQTEQ®Cortical Screw 4.5, T25, self-tapping, L 36 Titanium, LOQTEQ®Cortical Screw 4.5, T25, self-tapping, L 38 Titanium, LOQTEQ®Cortical Screw 4.5, T25, self-tapping, L 40 Titanium, LOQTEQ®Cortical Screw 4.5, T25, self-tapping, L 42 Titanium, LOQTEQ®Cortical Screw 4.5, T25, self-tapping, L 45 Titanium, LOQTEQ®Cortical Screw 4.5, T25, self-tapping, L 50 Titanium, LOQTEQ®Cortical Screw 4.5, T25, self-tapping, L 55 Titanium, LOQTEQ®Cortical Screw 4.5, T25, self-tapping, L 60 Titanium, LOQTEQ®Cortical Screw 4.5, T25, self-tapping, L 65 Titanium, LOQTEQ®Cortical Screw 4.5, T25, self-tapping, L 70 Titanium, LOQTEQ®Cortical Screw 4.5, T25, self-tapping, L 75 Titanium, LOQTEQ®Cortical Screw 4.5, T25, self-tapping, L 80 Titanium, LOQTEQ®Cortical Screw 4.5, T25, self-tapping, L 85 Titanium, LOQTEQ®Cortical Screw 4.5, T25, self-tapping, L 90 Titanium, LOQTEQ®Cortical Screw 4.5, small head, T25, self-tapp. L 14 Titanium, LOQTEQ®Cortical Screw 4.5, small head, T25, self-tapp. L 16 Titanium, LOQTEQ®Cortical Screw 4.5, small head, T25, self-tapp. L 18 Titanium, LOQTEQ®Cortical Screw 4.5, small head, T25, self-tapp. L 20 Titanium, LOQTEQ®Cortical Screw 4.5, small head, T25, self-tapp. L 22 Titanium, LOQTEQ®Cortical Screw 4.5, small head, T25, self-tapp. L 24 Titanium, LOQTEQ®Cortical Screw 4.5, small head, T25, self-tapp. L 26 Titanium, LOQTEQ®Cortical Screw 4.5, small head, T25, self-tapp. L 28 Titanium, LOQTEQ®Cortical Screw 4.5, small head, T25, self-tapp. L 30 Titanium, LOQTEQ®Cortical Screw 4.5, small head, T25, self-tapp. L 32 Titanium, LOQTEQ®Cortical Screw 4.5, small head, T25, self-tapp. L 34 Titanium, LOQTEQ®Cortical Screw 4.5, small head, T25, self-tapp. L 36 Titanium, LOQTEQ®Cortical Screw 4.5, small head, T25, self-tapp. L 38 Titanium, LOQTEQ®Cortical Screw 4.5, small head, T25, self-tapp. L 40 Titanium, LOQTEQ®Cortical Screw 4.5, small head, T25, self-tapp. L 42 Titanium, LOQTEQ®Cortical Screw 4.5, small head, T25, self-tapp. L 45 Titanium, LOQTEQ®Cortical Screw 4.5, small head, T25, self-tapp. L 50 Titanium, LOQTEQ®Cortical Screw 4.5, small head, T25, self-tapp. L 55 Titanium, LOQTEQ®Cortical Screw 4.5, small head, T25, self-tapp. L 60 Titanium, LOQTEQ® VA Cortical Screw 2.5, T8, L 24 Titanium, LOQTEQ® VA Cortical Screw 2.5, T8, L 26 Titanium, LOQTEQ® VA Cortical Screw 2.5, T8, L 28 Titanium, LOQTEQ® VA Cortical Screw 2.5, T8, L 30 Titanium, LOQTEQ® VA Cortical Screw 2.5, T8, L 32 Titanium, LOOTEQ® VA Cortical Screw 2.5, T8, L 34 Titanium, LOQTEQ® Cortical Screw 2.7, small head T8, self-tapp. L 10 Titanium, LOOTEQ® Cortical Screw 2.7, small head T8, self-tapp. L 12 Titanium, LOQTEQ® Cortical Screw 2.7, small head T8, self-tapp. L 14 Titanium, LOQTEQ® Cortical Screw 2.7, small head T8, self-tapp. L 16 Titanium, LOQTEQ® Cortical Screw 2.7, small head T8, self-tapp. L 18 Titanium, LOOTEQ® Cortical Screw 2.7, small head T8, self-tapp. L 20 Titanium, LOQTEQ® Cortical Screw 2.7, small head T8, self-tapp. L 22 Titanium, LOQTEQ®Cortical Screw 2.7, small head T8, self-tapp. L 24 Titanium, LOQTEQ®Cortical Screw 2.7, small head T8, self-ta pp. L 26 Titanium, LOQTEQ®Cortical Screw 2.7, small head T8, self-tapp. L 28 Titanium, LOQTEQ®Cortical Screw 2.7, small head T8, self-tapp. L 30 Titanium, LOQTEQ®Cortical Screw 2.7, small head T8, self-tapp. L 32 Titanium, LOQTEQ®Cortical Screw 2.7, small head T8, self-tapp. L 34 Titanium, LOQTEQ®Cortical Screw 2.7, small head T8, self-tapp. L 36 Titanium, LOQTEQ®Cortical Screw 2.7, small head T8, self-tapp. L 38 Titanium, LOQTEQ®Cortical Screw 2.7, small head T8, self-tapp. L 40 Titanium, LOQTEQ®Cortical Screw 2.7, small head T8, self-tapp. L 42 Titanium, LOQTEQ®Cortical Screw 2.7, small head T8, self-tapp. L 45 Titanium, LOQTEQ®Cortical Screw 2.7, small head T8, self-ta pp. L 50 Titanium, LOQTEQ® Cortical Screw 2.7, small head T8, self-tapp. L 55 Titanium, LOQTEQ®Cortical Screw 2.7, small head T8, self-tapp. L 60 Titanium, LOQTEQ®Cortical Screw 2.7, small head T8, self-tapp. L 65 Titanium, LOQTEQ®Cortical Screw 2.7, small head T8, self-tapp. L 70 Titanium, Cortical Screw 3.5, self-tapping, L 10 Titanium, Cortical Screw 3.5, self-tapping, L 12 Titanium, Cortical Screw 3.5, self-tapping, L 14 Titanium, Cortical Screw 3.5, self-tapping, L 16 Titanium, Cortical Screw 3.5, self-tapping, L 18 Titanium, Cortical Screw 3.5, self-tapping, L 20 Titanium, Cortical Screw 3.5, self-tapping, L 22 Titanium, Cortical Screw 4.5, self-tapping, L 26 Titanium, Cortical Screw 4.5, self-tapping, L 28 Titanium, Cortical Screw 4.5, self-tapping, L 30 Titanium, Cortical Screw 4.5, self-tapping, L 32 Titanium, Cortical Screw 4.5, self-tapping, L 34 Titanium, Cortical Screw 4.5, self-tapping, L 36 Titanium, Cortical Screw 4.5, self-tapping, L 38 Titanium, Cortical Screw 4.5, self-tapping, L 40 Titanium, Cortical Screw 4.5, self-tapping, L 42 Titanium, Cortical Screw 4.5, self-tapping, L 45 Titanium, Cortical Screw 4.5, self-tapping, L 50 Titanium, Cortical Screw 4.5, self-tapping, L 55 Titanium, Cortical Screw 4.5, self-tapping, L 60 Titanium, Cortical Screw 4.5, self-tapping, L 65 Titanium, Cortical Screw 4.5, self-tapping, L 70 Titanium, Cortical Screw 4.5, small head, self-tapping, L 14 Titanium, Cortical Screw 4.5, small head, self-tapping, L 16 Titanium, Cortical Screw 4.5, small head, self-tapping, L 18 Titanium, Cortical Screw 4.5, small head, self-tapping, L 20 Titanium, Cortical Screw 4.5, small head, self-tapping, L 22 Titanium, Cortical Screw 4.5, small head, self-tapping, L 24 Titanium, Cortical Screw 4.5, small head, self-tapping, L 26 Titanium, Cortical Screw 4.5, small head, self-tapping, L 28 Titanium, Cortical Screw 4.5, small head, self-tapping, L 30 Titanium, Cortical Screw 4.5, small head, self-tapping, L 32 Titanium, Cortical Screw 4.5, small head, self-tapping, L 34 Titanium, Cortical Screw 4.5, small head, self-tapping, L 36 Titanium, Cortical Screw 4.5, small head, self-tapping, L 38 Titanium, Cortical Screw 4.5, small head, self-tapping, L 40 Titanium, Cortical Screw 4.5, small head, self-tapping, L 42 Titanium, Cortical Screw 4.5, small head, self-tapping, L 45 Titanium, Cortical Screw 4.5, small head, self-tapping, L 50 Titanium, Cortical Screw 4.5, small head, self-tapping, L 55 Titanium, Cortical Screw 4.5, small head, self-tapping, L 60 Titanium, Cortical Screw 4.5, small head, self-tapping, L 65 Titanium, Cortical Screw 4.5, small head, self-tapping, L 70 Titanium, Cortical Screw 4.5, small head, self-tapping, L 75 Titanium, Cortical Screw 4.5, small head, self-tapping, L 80 Titanium, Cortical Screw 4.5, small head, self-tapping, L 85 Titanium, Cortical Screw 4.5, small head, self-tapping, L 90 Titanium, Cortical Screw 4.5, T25, self-tapping, L 20 Titanium, Cortical Screw 4.5, T25, self-tapping, L 22 Titanium, Cortical Screw 4.5, T25, self-tapping, L 24 Titanium, Cortical Screw 4.5, T25, self-tapping, L 26 Titanium, Cortical Screw 4.5, T25, self-tapping, L 28 Titanium, Cortical Screw 4.5, T25, self-tapping, L 30 Titanium, Cortical Screw 4.5, T25, self-tapping, L 32 Titanium, Cortical Screw 4.5, T25, self-tapping, L 34 Titanium, Cortical Screw 4.5, T25, self-tapping, L 36 Titanium, Cortical Screw 4.5, T25, self-tapping, L 38 Titanium, Cortical Screw 4.5, T25, self-tapping, L 40 Titanium, Cortical Screw 4.5, T25, self-tapping, L 42 Titanium, Cortical Screw 4.5, T25, self-tapping, L 45 Titanium, Cortical Screw 3.5, self-tapping, L 24 Titanium, Cortical Screw 3.5, self-tapping, L 26 Titanium, Cortical Screw 3.5, self-tapping, L 28 Titanium, Cortical Screw 3.5, self-tapping, L 30 Titanium, Cortical Screw 3.5, self-tapping, L 32 Titanium, Cortical Screw 3.5, self-tapping, L 34 Titanium, Cortical Screw 3.5, self-tapping, L 36 Titanium, Cortical Screw 3.5, self-tapping, L 38 Titanium, Cortical Screw 3.5, self-tapping, L 40 Titanium, Cortical Screw 3.5, self-tapping, L 45 Titanium, Cortical Screw 3.5, self-tapping, L 50 Titanium, Cortical Screw 3.5, self-tapping, L 55 Titanium, Cortical Screw 3.5, self-tapping, L 60 Titanium, Cortical Screw 3.5, self-tapping, L 65 Titanium, Cortical Screw 3.5, self-tapping, L 70 Titanium, Cortical Screw 3.5, small head, self-tapping, L 12 Titanium, Cortical Screw 3.5, small head, self-tapping, L 14 Titanium, Cortical Screw 3.5, small head, self-tapping, L 16 Titanium, Cortical Screw 3.5, small head, self-tapping, L 18 Titanium, Cortical Screw 3.5, small head, self-tapping, L 20 Titanium, Cortical Screw 3.5, small head, self-tapping, L 22 Titanium, Cortical Screw 3.5, small head, self-tapping, L 24 Titanium, Cortical Screw 3.5, small head, self-tapping, L 26 Titanium, Cortical Screw 3.5, small head, self-tapping, L 28 Titanium, Cortical Screw 3.5, small head, self-tapping, L 30 Titanium, Cortical Screw 3.5, small head, self-tapping, L 32 Titanium, Cortical Screw 3.5, small head, self-tapping, L 34 Titanium, Cortical Screw 3.5, small head, self-tapping, L 38 Titanium, Cortical Screw 3.5, small head, self-tapping, L 40 Titanium, Cortical Screw 3.5, small head, self-tapping, L 45 Titanium, Cortical Screw 3.5, small head, self-tapping, L 50 Titanium, Cortical Screw 3.5, small head, self-tapping, L 55 Titanium, Cortical Screw 3.5, small head, self-tapping, L 60 Titanium, Cortical Screw 3.5, small head, self-tapping, L 65 Titanium, Cortical Screw 3.5, small head, self-tapping, L 70 Titanium, Cortical Screw 3.5, small head, self-tapping, L 75 Titanium, Cortical Screw 3.5, small head, self-tapping, L 80 Titanium, Cortical Screw 3.5, small head, self-tapping, L 85 Titanium, Cortical Screw 3.5, small head, self-tapping, L 90 Titanium, Cortical Screw 3.5, T15, self-tapping, L 10 Titanium, Cortical Screw 3.5, T15, self-tapping, L 12 Titanium, Cortical Screw 3.5, T15, self-tapping, L 14 Titanium, Cortical Screw 3.5, T15, self-tapping, L 16 Titanium, Cortical Screw 3.5, T15, self-tapping, L 18 Titanium, Cortical Screw 3.5, T15, self-tapping, L 20 Titanium, Cortical Screw 3.5, T15, self-tapping, L 22 Titanium, Cortical Screw 3.5, T15, self-tapping, L 24 Titanium, Cortical Screw 3.5, T15, self-tapping, L 26 Titanium, Cortical Screw 3.5, T15, self-tapping, L 28 Titanium, Cortical Screw 3.5, T15, self-tapping, L 30 Titanium, Cortical Screw 3.5, T15, self-tapping, L 32 Titanium, Cortical Screw 3.5, T15, self-tapping, L 34 Titanium, Cortical Screw 3.5, T15, self-tapping, L 36 Titanium, Cortical Screw 3.5, T15, self-tapping, L 38 Titanium, Cortical Screw 3.5, T15, self-tapping, L 40 Titanium, Cortical Screw 3.5, T15, self-tapping, L 42 Titanium, Cortical Screw 3.5, T15, self-tapping, L 45 Titanium, Cortical Screw 3.5, T15, self-tapping, L 50 Titanium, Cortical Screw 3.5, T15, self-tapping, L 55 Titanium, Cortical Screw 3.5, T15, self-tapping, L 60 Titanium, Cortical Screw 3.5, T15, self-tapping, L 65 Titanium, Cortical Screw 3.5, T15, self-tapping, L 70 Titanium, Cortical Screw 3.5, T15, self-tapping, L 75 Titanium, Cortical Screw 3.5, T15, self-tapping, L 80 Titanium, Cortical Screw 3.5, T15, self-tapping, L 85 Titanium, Cortical Screw 3.5, T15, self-tapping, L 90 Titanium, LOQTEQ®Cortical Screw 3.5, T15, self-tapping, L 12 Titanium, LOQTEQ®Cortical Screw 3.5, T15, self-tapping, L 14 Titanium, LOQTEQ®Cortical Screw 3.5, T15, self-tapping, L 16 Titanium, LOQTEQ®Cortical Screw 3.5, T15, self-tapping, L 18 Titanium, LOQTEQ®Cortical Screw 3.5, T15, self-tapping, L 20 Titanium, LOQTEQ®Cortical Screw 3.5, T15, self-tapping, L 22 Titanium, LOQTEQ®Cortical Screw 3.5, T15, self-tapping, L 24 Titanium, LOQTEQ®Cortical Screw 3.5, T15, self-tapping, L 26 Titanium, LOQTEQ®Cortical Screw 3.5, T15, self-tapping, L 28 Titanium, LOQTEQ®Cortical Screw 3.5, T15, self-tapping, L 30 Titanium, LOQTEQ®Cortical Screw 3.5, T15, self-tapping, l 32 Titanium, LOQTEQ®Cortical Screw 3.5, T15, self-tapping, L 34 Titanium, LOQTEQ®Cortical Screw 3.5, T15, self-tapping, L 36 Titanium, LOQTEQ®Cortical Screw 3.5, T15, self-tapping, l 38 Titanium, LOQTEQ®Cortical Screw 3.5, T15, self-tapping, L 40 Titanium, LOQTEQ®Cortical Screw 3.5, T15, self-tapping, L 42 Titanium, LOQTEQ®Cortical Screw 3.5, T15, self-tapping, L 44 Titanium, LOQTEQ®Cortical Screw 3.5, T15, self-tapping, L 45 Titanium, LOQTEQ®Cortical Screw 3.5, T15, self-tapping, L 50 Titanium, LOQTEQ®Cortical Screw 3.5, T15, self-tapping, L 55 Titanium, LOQTEQ®Cortical Screw 3.5, T15, self-tapping, L 60 Titanium, LOQTEQ®Cortical Screw 3.5, T15, self-tapping, L 65 Titanium, LOQTEQ®Cortical Screw 3.5, T15, self-tapping, L 70 Titanium, LOQTEQ®Cortical Screw 3.5, small head, T15, self-tapp. L 10 Titanium, LOQTEQ®Cortical Screw 3.5, small head, T15, self-tapp. L 12 Titanium, LOQTEQ®Cortical Screw 3.5, small head, T15, self-tapp. L 14 Titanium, LOQTEQ®Cortical Screw 3.5, small head, T15, self-tapp. L 16 Titanium, LOQTEQ®Cortical Screw 3.5, small head, T15, self-tapp. L 18 Titanium, LOQTEQ®Cortical Screw 3.5, small head, T15, self-tapp. L 20 Titanium, LOQTEQ®Cortical Screw 3.5, small head, T15, self-tapp. L 22 Titanium, LOQTEQ®Cortical Screw 3.5, small head, T15, self-tapp. L 24 Titanium, LOQTEQ®Cortical Screw 3.5, small head, T15, self-tapp. L 26 Titanium, LOQTEQ®Cortical Screw 3.5, small head, T15, self-tapp. L 28 Titanium, LOQTEQ®Cortical Screw 3.5, small head, T15, self-tapp. L 30 Titaniu, LOQTEQ®Cortical Screw 3.5, small head, T15, self-tapp. L 32 Titanium, LOQTEQ®Cortical Screw 3.5, small head, T15, self-tapp. L 34 Titanium, LOQTEQ®Cortical Screw 3.5, small head, T15, self-tapp. L 36 Titanium, LOQTEQ®Cortical Screw 3.5, small head, T15, self-tapp. L 38 Titanium, LOQTEQ®Cortical Screw 3.5, small head, T15, self-tapp. L 40 Titanium, LOQTEQ®Cortical Screw 3.5, small head, T15, self-tapp. L 42 Titanium, LOQTEQ®Cortical Screw 3.5, small head, T15, self-tapp. L 45 Titanium, LOQTEQ®Cortical Screw 3.5, small head, T15, self-tapp. L 50 Titanium, LOQTEQ®Cortical Screw 3.5, small head, T15, self-tapp. L 55 Titanium, LOQTEQ®Cortical Screw 3.5, small head, T15, self-tapp. L 60 Titanium, LOQTEQ®Cortical Screw 3.5, small head, T15, self-tapp. L 65 Titanium, LOQTEQ®Cortical Screw 3.5, small head, T15, self-tapp. L 70 Titanium, LOQTEQ®Cortical Screw 3.5, small head, T15, self-tapp. L 75 Titanium, LOQTEQ®Cortical Screw 3.5, small head, T15, self-tapp. L 80 Titanium, LOQTEQ®Cortical Screw 3.5, small head, T15, self-tapp. L 85 Titanium, LOQTEQ®Cortical Screw 3.5, small head, T15, self-tapp. L 90 Titanium, Cortical Screw 4.5, self-tapping, L 14 Titanium, Cortical Screw 4.5, self-tapping, L 16 Titanium, Cortical Screw 4.5, self-tapping, L 18 Titanium, Cortical Screw 4.5, self-tapping, L 20 Titanium, Cortical Screw 4.5, self-tapping, L 22 Titanium, Cortical Screw 4.5, self-tapping, L 24 Titanium, Solid Screws, Cortical Screw 2.5, small head T8, self-tapp. L 10 Titanium, Cortical Screw 2.5, small head T8, self-tapp. L 12 Titanium, Cortical Screw 2.5, small head T8, self-tapp. L 14 Titanium, Cortical Screw 2.5, small head T8, self-tapp. L 16 Titanium, Cortical Screw 2.5, small head T8, self-tapp. L 18 Titanium, Cortical Screw 2.5, small head T8, self-tapp. L 20 Titanium, Cortical Screw 2.5, small head T8, self-tapp. L 22 Titanium, Cortical Screw 2.5, small head T8, self-tapp. L 24 Titanium, Cortical Screw 2.5, small head T8, self-tapp. L 26 Titanium, Cortical Screw 2.5, small head T8, self-tapp. L 28 Titanium, Cortical Screw 2.5, small head T8, self-tapp. L 30 Titanium, Cortical Screw 2.5, small head T8, self-tapp. L 32 Titanium, Cortical Screw 2.5, small head T8, self-tapp. L 34 Titanium, Cortical Screw 2.5, small head T8, self-tapp. L 36 Titanium, Cortical Screw 2.5, small head T8, self-tapp. L 38 Titanium, Cortical Screw 2.5, small head T8, self-tapp. L 40 Titanium, Cortical Screw 2.5, small head T8, self-tapp. L 42 Titanium, Cortical Screw 2.5, small head T8, self-tapp. L 45 Titanium, Cortical Screw 2.5, small head T8, self-tapp. L 50 Titanium, Cortical Screw 2.5, small head T8, self-tapp. L 55 Titanium, Cortical Screw 2.5, small head T8, self-tapp. L 60 Titanium, Cortical Screw 2.5, small head T8, self-tapp. L 65 Titanium, Cortical Screw 2.5, small head T8, self-tapp. L 70 Titanium, LOQTEQ® VA Cortical Screw 2.5, T8, L 10 Titanium, LOQTEQ® VA Cortical Screw 2.5, T8, L 12 Titanium, LOQTEQ® VA Cortical Screw 2.5, T8, L 14 Titanium, LOQTEQ® VA Cortical Screw 2.5, T8, L 16 Titanium, LOQTEQ® VA Cortical Screw 2.5, T8, L 18 Titanium, LOOTEQ® VA Cortical Screw 2.5, T8, L 20 Titanium, LOQTEQ® VA Cortical Screw 2.5, T8, L 22 Titanium | T R I M E D | 2024-10-21T00:00:00.000+02:00 | aap Implantate AG, Lorenzweg 5, 12099 Berlin, Germany | SK 4526-65-2, SK 4526-70-2, SK 4526-75-2, SK 4526-80-2, SK 4526-85-2, SK 4526-90-2, SK 4527-12-2, SK 4527-14-2, SK 4527-16-2, SK 4527-18-2, SP 3825-28-2, SP 3825-30-2, SP 3825-32-2, SP 3825-34-2, SP 3825-36-2, SP 3825-38-2, SP 3825-40-2, SP 3825-42-2, SP 3825-44-2, SP 3825-46-2, SP 3825-48-2, SP 3825-50-2, SP 3825-52-2, SP 3825-54-2, SP 3825-56-2, SP 3825-58-2, SP 3825-60-2, SP 4030-10-2, SP 4030-12-2, SP 4030-14-2, SP 4030-16-2, SP 4030-18-2, SP 4030-20-2, SP 4030-22-2, SP 4030-24-2, SP 4030-26-2, SP 4030-28-2, SP 4030-30-2, SP 4030-32-2, SP 4030-34-2, SP 4030-36-2, SP 4030-38-2, SP 4030-40-2, SP 4030-42-2, SP 4030-45-2, SP 4030-50-2, SP 4030-55-2, SP 4030-60-2, SP 4030-65-2, SP 4030-70-2, SP 4030-75-2, SP 4030-80-2, SP 4030-85-2, SP 4030-90-2, SP 4035-10-2, SP 4035-12-2, SP 4035-14-2, SP 4035-16-2, SP 4035-18-2, SP 4035-20-2, SP 4035-22-2, SP 4035-24-2, SP 4035-26-2, SP 4035-28-2, SP 4035-30-2, SP 4035-32-2, SP 4035-34-2, SP 4035-36-2, SP 4035-38-2, SP 4035-40-2, SP 4035-42-2, SP 4035-45-2, SP 4035-50-2, SP 4035-55-2, SP 4035-60-2, SP 4035-65-2, SP 4035-70-2, SP 4035-75-2, SP 4035-80-2, SP 4035-85-2, SU 0448-00-2, SU 0510-00-2, SK 4514-50-2, SK 4514-55-2, SK 4514-60-2, SK 4514-65-2, SK 4514-70-2, SK 4514-75-2, SK 4514-80-2, SK 4514-85-2, SK 4514-90-2, SK 4525-14-2, SK 4525-16-2, SK 4525-18-2, SK 4525-20-2, SK 4525-22-2, SK 4525-24-2, SK 4525-26-2, SK 4525-28-2, SK 4525-30-2, SK 4525-32-2, SK 4525-34-2, SK 4525-36-2, SK 4525-38-2, SK 4525-40-2, SK 4525-42-2, SK 4525-45-2, SK 4525-50-2, SK 4525-55-2, SK 4525-60-2, SK 4525-65-2, SK 4525-70-2, SK 4525-75-2, SK 4525-80-2, SK 4525-85-2, SK 4525-90-2, SK 4526-14-2, SK 4526-16-2, SK 4526-18-2, SK 4526-20-2, SK 4526-22-2, SK 4526-24-2, SK 4526-26-2, SK 4526-28-2, SK 4526-30-2, SK 4526-32-2, SK 4526-34-2, SK 4526-36-2, SK 4526-38-2, SK 4526-40-2, SK 4526-42-2, SK 4526-45-2, SK 4526-50-2, SK 4526-55-2, SK 4526-60-2, SK 2530-24-2, SK 2530-26-2, SK 2530-28-2, SK 2530-30-2, SK 2530-32-2, SK 2530-34-2, SK 2726-10-2, SK 2726-12-2, SK 2726-14-2, SK 2726-16-2, SK 2726-18-2, SK 2726-20-2, SK 2726-22-2, SK 2726-24-2, SK 2726-26-2, SK 2726-28-2, SK 2726-30-2, SK 2726-32-2, SK 2726-34-2, SK 2726-36-2, SK 2726-38-2, SK 2726-40-2, SK 2726-42-2, SK 2726-45-2, SK 2726-50-2, SK 2726-55-2, SK 2726-60-2, SK 2726-65-2, SK 2726-70-2, SK 3510-10-2, SK 3510-12-2, SK 3510-14-2, SK 3510-16-2, SK 3510-18-2, SK 3510-20-2, SK 3510-22-2, SK 4510-26-2, SK 4510-28-2, SK 4510-30-2, SK 4510-32-2, SK 4510-34-2, SK 4510-36-2, SK 4510-38-2, SK 4510-40-2, SK 4510-42-2, SK 4510-45-2, SK 4510-50-2, SK 4510-55-2, SK 4510-60-2, SK 4510-65-2, SK 4510-70-2, SK 4512-14-2, SK 4512-16-2, SK 4512-18-2, SK 4512-20-2, SK 4512-22-2, SK 4512-24-2, SK 4512-26-2, SK 4512-28-2, SK 4512-30-2, SK 4512-32-2, SK 4512-34-2, SK 4512-36-2, SK 4512-38-2, SK 4512-40-2, SK 4512-42-2, SK 4512-45-2, SK 4512-50-2, SK 4512-55-2, SK 4512-60-2, SK 4512-65-2, SK 4512-70-2, SK 4512-75-2, SK 4512-80-2, SK 4512-85-2, SK 4512-90-2, SK 4514-20-2, SK 4514-22-2, SK 4514-24-2, SK 4514-26-2, SK 4514-28-2, SK 4514-30-2, SK 4514-32-2, SK 4514-34-2, SK 4514-36-2, SK 4514-38-2, SK 4514-40-2, SK 4514-42-2, SK 4514-45-2, SK 3510-24-2, SK 3510-26-2, SK 3510-28-2, SK 3510-30-2, SK 3510-32-2, SK 3510-34-2, SK 3510-36-2, SK 3510-38-2, SK 3510-40-2, SK 3510-45-2, SK 3510-50-2, SK 3510-55-2, SK 3510-60-2, SK 3510-65-2, SK 3510-70-2, SK 3512-12-2, SK 3512-14-2, SK 3512-16-2, SK 3512-18-2, SK 3512-20-2, SK 3512-22-2, SK 3512-24-2, SK 3512-26-2, SK 3512-28-2, SK 3512-30-2, SK 3512-32-2, SK 3512-34-2, SK 3512-36-2, SK 3512-38-2, SK 3512-40-2, SK 3512-45-2, SK 3512-50-2, SK 3512-55-2, SK 3512-60-2, SK 3512-65-2, SK 3512-70-2, SK 3512-75-2, SK 3512-80-2, SK 3512-85-2, SK 3512-90-2, SK 3514-10-2, SK 3514-12-2, SK 3514-14-2, SK 3514-16-2, SK 3514-18-2, SK 3514-20-2, SK 3514-22-2, SK 3514-24-2, SK 3514-26-2, SK 3514-28-2, SK 3514-30-2, SK 3514-32-2, SK 3514-34-2, SK 3514-36-2, SK 3514-38-2, SK 3514-40-2, SK 3514-42-2, SK 3514-45-2, SK 3514-50-2, SK 3514-55-2, SK 3514-60-2, SK 3514-65 | Klasa IIb | Solid Screws janë pajijse mjekësore që kanë për qëllim fiksimin dhe stabilizimin e vendit të frakturës, në mënyrë që të sigurohet mbyllja e duhur gjatë shërimit të frakturës. | Pajisje te implantueshme aktive
17539 | Medical Cross-linked Sodium Hyaluronate Gel -Soft Tissue 20mg/ml/Haequeo CLASSIC/150μm-280μm/1ml, Medical Cross-linked Sodium Hyaluronate Gel -Soft Tissue 20mg/ml/Haequeo SUMIA/500μm-1250μm/1.5ml, Medical Cross-linked Sodium Hyaluronate Gel -Soft Tissue 20mg/ml/Haequeo EXTRA/280μm-500μm/1ml, Medical Cross-linked Sodium Hyaluronate Gel -Soft Tissue 20mg/ml/Haequeo PRECISHION/280μm-500μm/1ml | LASER MED | 2024-10-21T00:00:00.000+02:00 | Innate Srl, Viale Industria, 11-13 15067 Novi Ligure (AL) Itali | GNH06, GNH09, GNH08, GNH07 | Klasa III | Xhel mjekesor per indet e buta me sodium hyaluronate i lidhur ne kryq | Tjeter
17540 | Powered Systems & Accessories/ENDOSCRUB 2 FOOTSWITCH 1/EA | O.E.S DISTRIMED | 2024-10-18T00:00:00.000+02:00 | Medtronic Xomed, Inc.6743 Southpoint Drive North Jacksonville, FL 32216 USA | 1852000 | Klasa IIa | Instrument kirurgjikal | Instrumenta shumeperdorimeshe
17541 | SmartXide Tetra PRO Medical Laser with Surgical Use | VAANMED | 2024-10-17T00:00:00.000+02:00 | DEKA M.E.L.A S.r.l Via Baldanzese 17 50041 Calenzano(Fi)Italy | M118F1 | Klasa IIb | Lazer mjekesor per perdorim kirurgjikal | Tjeter
17542 | SwissBone Special U Shape (no holes) 15 x 7 x 3.5 mm, SwissBone Special L Shape 15 x 7.5 x 4 mm, SwissBone Special C Shape ∅ 8 x h 12 mm, SwissBone Special L Shape 15 x 7 x 6 mm, SwissBone Microchips 0.25 - 1 mm 0.25 g, SwissBone Microchips 0.25 - 1 mm 0.5 g, SwissBone Microchips 0.25 - 1 mm 1 g, SwissBone Microchips 0.25 - 1 mm 2 g, SwissBone Microchips 1 - 2 mm 0.5 g, SwissBone Microchips 1 - 2 mm 1 g, SwissBone Microchips 1 - 2 mm 2 g, SwissBone Granules 2 - 4 mm 2 g, SwissBone Granules 2 - 4 mm 3 g, SwissBone Granules 2 - 4 mm 5.5 g, SwissBone Granules 2 - 4 mm 8.5 g, SwissBone Plate 3 x 10 x 10 mm, SwissBone Plate 4 x 10 x 10 mm, SwissBone Plate 2 x 15 x 20 mm, SwissBone Plate 3 x 25 x 15 mm, SwissBone Block 7 x 7 x 7 mm, SwissBone Block 5 x 10 x 10 mm, SwissBone Block 10 x 10 x 10 mm, SwissBone Block 10 x 10 x 20 mm, SwissBone Block 10 x 20 x 20 mm, SwissBone Block 14 x 12 x 6 mm, SwissBone Block 14 x 12 x 7 mm, SwissBone Block 14 x 12 x 8 mm, SwissBone Block 14 x 12 x 9 mm, SwissBone Block 14 x 12 x 10 mm, SwissBone Block 14 x 12 x 12 mm, SwissBone Block 14 x 12 x 16 mm, SwissBone Block 14 x 12 x 20 mm, SwissBone Block 14 x 12 x 24 mm, SwissBone Block 15 x 30 x 20 mm, SwissBone Block 15 x 30 x 30 mm, SwissBone Block 15 x 30 x 40 mm, SwissBone Block 15 x 30 x 50 mm, SwissBone Block 15 x 30 x 60 mm, SwissBone Block 16 x 14 x 6 mm, SwissBone Block 16 x 14 x 7 mm, SwissBone Block 16 x 14 x 8 mm, SwissBone Block 16 x 14 x 9 mm, SwissBone Cylinder ∅ 11 x h 20 mm, SwissBone Cylinder ∅ 12 x h 20 mm, SwissBone Cylinder ∅ 14 x h 20 mm, SwissBone Cylinder ∅ 16 x h 20 mm, SwissBone Cylinder ∅ 11 x h 10 mm, SwissBone Cylinder ∅ 14 x h 14 mm, SwissBone Wedge 35 x 22 x 5 mm, SwissBone Wedge 35 x 22 x 8 mm, SwissBone Wedge 35 x 25 x 10 mm, SwissBone Wedge 35 x 25 x 12 mm, SwissBone Wedge 40 x 25 x 12 mm, SwissBone Wedge 40 x 25 x 14 mm, SwissBone Rod 35 x 4 x 3 mm, SwissBone Special U Shape 15 x 6 x 4 mm | Implantswiss Albania | 2024-11-12T00:00:00.000+01:00 | Industrie Biomediche Insubri SA - Via Cantonale 67, CH-6805 Mezzovico-Vira-Switzerland | SWS016020, SWS016030, SWS016110, SWS016210, SWG251025, SWG251005, SWG251010, SWG251020, SWG102005, SWG102010, SWG102020, SWG204020, SWG204030, SWG204055, SWG204085, SWP013030, SWP013040, SWP013050, SWP013010, SWB011005, SWB011015, SWB011010, SWB011020, SWB011030, SWB011110, SWB011120, SWB011130, SWB011140, SWB011150, SWB011160, SWB011170, SWB011180, SWB011190, SWB011210, SWB011220, SWB011230, SWB011240, SWB011250, SWB011310, SWB011320, SWB011330, SWB011340, SWC012010, SWC012020, SWC012030, SWC012040, SWC012050, SWC012060, SWW014010, SWW014020, SWW014030, SWW014040, SWW014050, SWW014060, SWR015010, SWS016010 | Klasa III | Cement kockor dentar | Tjeter
17543 | Peppermintpeel | Avalb-Med | 2024-11-05T00:00:00.000+01:00 | MARC Medical S.r.l. Piazza Guerrazzi 3, 57023, Cecina (Livorno), Italia | MILD INTENSE | Klasa I | SHERBEN PER TU VENDOSUR NE LEKURE | Tjeter
17544 | FUJI DRI-CHEM NX600, FUJI DRI-CHEM NX600i | ALBAPHOTO | 2024-10-18T00:00:00.000+02:00 | FUJIFILM CORPORATION , 26-30, Nishiazabu 2-Chome Minato-Ku, Tokyo 106-8620 JAPAN | 04547410442021, 0457410442038 | In vitro | SIstem diagnostikim in vitro | Pajisje te diagnostifikimit in vitro
17545 | FUJI DRI-CHEM NX700, FUJI DRI-CHEM NX700i | ALBAPHOTO | 2024-10-18T00:00:00.000+02:00 | FUJIFILM CORPORATION , 26-30, Nishiazabu 2-Chome Minato-Ku, Tokyo 106-8620 JAPAN | 04547410369090, 04547410369106 | In vitro | SIstem diagnostikim in vitro | Pajisje te diagnostifikimit in vitro
17546 | AMULET SOPHINITY | ALBAPHOTO | 2024-10-18T00:00:00.000+02:00 | FUJIFILM CORPORATION , 26-30, Nishiazabu 2-Chome Minato-Ku, Tokyo 106-8620 JAPAN | FDR MS-4000 | Klasa IIb | Sistem dixhital Mamografie | Tjeter
17547 | Light Sourse | ALBAPHOTO | 2024-10-18T00:00:00.000+02:00 | FUJIFILM CORPORATION , 26-30, Nishiazabu 2-Chome Minato-Ku, Tokyo 106-8620 JAPAN | BL-7000 | Klasa IIa | Burim Drite | Tjeter
17548 | Contrast media injector, Zenith-C11, Zenith-C20, Zenith-C22, Zenith-C60, Zenith-C66, Zenith-H15 | 2 A - PHARMA | 2024-10-21T00:00:00.000+02:00 | Shenzhen Seacrown Electromechanical Co., Ltd, 4/F, Building 2, Rongcun Industry Park, Shekou, Nanshan Zone, Shenzhen,China | Zenith-C11, Zenith-C20, Zenith-C22, Zenith-C60, Zenith-C66, Zenith-H15 | Klasa IIb | Pajisje per injektimin e kontrastit | Tjeter
17549 | VERSATIP Hamada long stone grasping forc eps insert Ø1.0mm, 3 Charr., AL 600mm se mi-rigid double movable, VERSATIP Biopsy Forceps Insert Ø1.0mm, 3 Charr., WL 600mm semi-rigid double movable, VERSATIP handle alone with automatic closing function, self-holding | O.E.S DISTRIMED | 2024-11-18T00:00:00.000+01:00 | RZ Medizintechnik GmbH Unter Hasslen 20/22 78532 Tuttlingen Germany | 253-954-503, 253-956-503, 351-100-550 | Klasa I | instrument kirurgjikal | Pajisje nje perdorimeshe
17550 | Non-Absorbable Implants - Suture Anchors, TwinFix UltraTi 6.5mm Suture Anchor w/two UltraBraid (#2) Sutures (Co-braid | LAYO | 2024-09-27T00:00:00.000+02:00 | Smith & Nephew, Inc.; Endoscopy Division, 150 Minuteman Road, Andover, Massachusetts, 01810-1031, USA | 72202898, 72202899, 72202900, 72202901, 72202902, 72203103, 72203104, 72203105, 72203280, 72203281, 72203378, 72203379, 72203380, 72203776, 72203783, 72203784, 72203981, 72203982, 72203983, 72203984, 72205021, 72205137, 72205138, 7210707, 7210708, 7210709, 72200750, 72200752, 72200755, 72200758, 72201541, 72201542, 72201543, 72201703, 72201704, 72201806, 72201881, 72202019, 72202067, 72202397, 72202403, 72202595, 72202599, 72202600, 72202605, 72202606, 72202611, 72202613, 72202615, 72202618, 72202619, 72202622, 72202623, 72202625, 72202630, 72202893, 72202894, 72202895, 72202896, 72202897 | Klasa IIb | Paisje mjekësore të implantueshme, të pa absorbueshme, cilat shërbejnë në fiksimin e tendinave dhe ligamenteve me kockën. | Pajisje te implantueshme aktive
Blue & White), Non-Absorbable Implants - Suture Anchors, TwinFix UltraTi 6.5mm Suture Anchor w/two UltraBraid (#2) Sutures (Co-braid
Blue & Co-braid Black), Non-Absorbable Implants - Suture Anchors, TwinFix UltraTi 6.5mm Suture Anchor w/three UltraBraid (#2) Sutures, Non-Absorbable Implants - Suture Anchors, Footprint Ultra PK Suture Anchor, 4.5mm, Non-Absorbable Implants - Suture Anchors, Footprint Ultra PK Suture Anchor, 5.5mm, Non-Absorbable Implants - Suture Anchors, (1) TWINFIX Ultra PK 4.5mm Suture Anchor w/Two ULTRABRAID #2 Sutures
(blue/blue cobraid), Non-Absorbable Implants - Suture Anchors, (1) TWINFIX Ultra PK 5.5mm Suture Anchor w/Two ULTRABRAID #2 Sutures
(blue/blue cobraid), Non-Absorbable Implants - Suture Anchors, (1) TWINFIX Ultra PK 6.5mm Suture Anchor w/Two ULTRABRAID #2 Sutures
(blue/blue cobraid), Non-Absorbable Implants - Suture Anchors, BIORAPTOR Curved 2.3 PK Suture Anchor w/ONE 38" ULTRABRAID (#2) Suture
(Cobraid Black) (Shoulder), Non-Absorbable Implants - Suture Anchors, BIORAPTOR Curved 2.3 PK Suture Anchor w/ONE 38" ULTRABRAID (#2) Suture
(Cobraid Blue) (Shoulder), Non-Absorbable Implants - Suture Anchors, HEALICOIL™ PK 4.5mm Suture Anchor with Two ULTRABRAID™ (#2) Sutures
(Blue/Cobraid Blue), Non-Absorbable Implants - Suture Anchors, HEALICOIL™ PK 5.5mm Suture Anchor with Two ULTRABRAID™ (#2) Sutures
(Blue/Cobraid Blue), Non-Absorbable Implants - Suture Anchors, HEALICOIL™ PK 5.5mm Suture Anchor with Three ULTRABRAID™ (#2) Sutures
(Blue/Cobraid Blue/Cobraid Black), Non-Absorbable Implants - Suture Anchors, FOOTPRINT™ Ultra PK Suture Anchor, 5.5mm SL, Non-Absorbable Implants - Suture Anchors, FOOTPRINT™ Ultra PK Suture Anchor, 4.5mm SL, Non-Absorbable Implants - Suture Anchors, TWINFIX™ Ti 3.5mm Suture Anchor w/two #2 ULTRABRAID™ Sutures w/Needles,
SL, Non-Absorbable Implants - Suture Anchors, HEALICOIL◊ PK 4.5mm Suture Anchor with ONE ULTRATAPE (Blue), Non-Absorbable Implants - Suture Anchors, HEALICOIL◊ PK 4.5mm Suture Anchor with ONE ULTRATAPE (Cobraid Blue), Non-Absorbable Implants - Suture Anchors, HEALICOIL◊ PK 5.5mm Suture Anchor with ONE ULTRATAPE (Blue) and with
ONE ULTRABRAID◊ (#2) Suture (Cobraid Black), Non-Absorbable Implants - Suture Anchors, HEALICOIL◊ PK 5.5mm Suture Anchor with ONE ULTRATAPE (Cobraid Blue) and
with ONE ULTRABRAID◊ (#2) Suture (Blue), Non-Absorbable Implants - Suture Anchors, MICRORAPTOR™ Knotless PEEK Suture Anchor, Non-Absorbable Implants - Suture Anchors, HEALICOIL™ Knotless PK Suture Anchor, 5.0 mm, Non-Absorbable Implants - Suture Anchors, HEALICOIL™ Knotless PK Suture Anchor, 5.0 mm, Self-Tapping, Non-Absorbable Implants - Suture Anchors, TwinFix Ti 3.5 suture anchor with Two UltraBraid Sutures (#2) and Needles, Non-Absorbable Implants - Suture Anchors, TwinFix Ti 5.0 suture anchor with Two UltraBraid Sutures (#2) and Needles, Non-Absorbable Implants - Suture Anchors, TwinFix Ti 6.5 suture anchor with Two UltraBraid Sutures (#2) and Needles, Non-Absorbable Implants - Suture Anchors, TwinFix Ti 2.8 Suture Anchor w/One 38" UltraBraid Suture (#2), Non-Absorbable Implants - Suture Anchors, TwinFix Ti 3.5 Suture Anchor w/ Two 38" UltraBraid Sutures (#2), Non-Absorbable Implants - Suture Anchors, TwinFix Ti 5.0 Suture Anchor w/ Two 38" UltraBraid Sutures (#2), Non-Absorbable Implants - Suture Anchors, TwinFix Ti 6.5 Suture Anchor w/ Two 38" UltraBraid Sutures (#2), Non-Absorbable Implants - Suture Anchors, BioRaptor 2.3 PK Suture Anchor w/UltraBraid #2 Suture (Cobraid blue), Non-Absorbable Implants - Suture Anchors, BioRaptor 2.3 PK Suture Anchor w/UltraBraid #2 Suture (Cobraid black), Non-Absorbable Implants - Suture Anchors, BioRaptor 2.3 PK Suture Anchor w/UltraBraid #2 Suture (White), Non-Absorbable Implants - Suture Anchors, BioRaptor 2.3 PK Suture Anchor w/One 38" Ultrabraid Co-Braid (#2) Blue
Suture & Needles, Non-Absorbable Implants - Suture Anchors, BioRaptor 2.3 PK Suture Anchor w/One 38" Ultrabraid Co-Braid (#2) Black
Suture & Needles, Non-Absorbable Implants - Suture Anchors, Raptormite 3.0 PK Suture Anchor w/needles and Two #0 UltraBraid Sutures
(White and Cobraid Blue), Non-Absorbable Implants - Suture Anchors, Dynomite 2.0 PK Suture Anchor w/Needles and One #2-0 UltraBraid White
Suture, Non-Absorbable Implants - Suture Anchors, MINITAC 2.0 Ti Suture Anchor w/needles and Two 2-0 UltraBraid Sutures
(White and Cobraid Black), Non-Absorbable Implants - Suture Anchors, TwinFix 2.8 Ti Suture Anchor w/needles and Two 2-0 UltraBraid Sutures
(White and Cobraid Black), Non-Absorbable Implants - Suture Anchors, BioRaptor Knotless Suture Anchor, Hip, Non-Absorbable Implants - Suture Anchors, BioRaptor Knotless Suture Anchor, Non-Absorbable Implants - Suture Anchors, TwinFix Ultra PK 4.5mm Suture Anchor w/two UltraBraid (#2) Sutures (white /
Co-braid Blue), Non-Absorbable Implants - Suture Anchors, TwinFix Ultra PK 5.5mm Suture Anchor w/two UltraBraid (#2) Sutures (white /
Co-braid Blue), Non-Absorbable Implants - Suture Anchors, TwinFix Ultra PK 5.5mm Suture Anchor w/three UltraBraid (#2) Sutures, Non-Absorbable Implants - Suture Anchors, TwinFix Ultra PK 6.5mm Suture Anchor w/two UltraBraid (#2) Sutures (white /
Co-braid Blue), Non-Absorbable Implants - Suture Anchors, TwinFix Ultra PK 6.5mm Suture Anchor w/three UltraBraid (#2) Sutures, Non-Absorbable Implants - Suture Anchors, TwinFix Ultra PK 4.5mm Suture Anchor w/two UltraBraid (#2) Sutures (blue/
Co-braid Blue) and Needles, Non-Absorbable Implants - Suture Anchors, TwinFix Ultra Ti 4.5mm Suture Anchor w/two UltraBraid (#2) Sutures (blue/ Co-
braid Blue) and Needles, Non-Absorbable Implants - Suture Anchors, TwinFix Ultra PK 5.5mm Suture Anchor w/two UltraBraid (#2) Sutures (blue/
Co-braid Blue) and Needles, Non-Absorbable Implants - Suture Anchors, TwinFix Ultra Ti 5.5mm Suture Anchor w/two UltraBraid (#2) Sutures (blue/ Co-
braid Blue) and Needles, Non-Absorbable Implants - Suture Anchors, TwinFix Ultra PK 6.5mm Suture Anchor w/two UltraBraid (#2) Sutures (blue/
Co-braid Blue) and Needles, Non-Absorbable Implants - Suture Anchors, TwinFix Ultra Ti 6..5mm Suture Anchor w/two UltraBraid (#2) Sutures (blue/ Co-
braid Blue) and Needles, Non-Absorbable Implants - Suture Anchors, TwinFix Ultra PK 4.5mm Suture Anchor w/two UltraBraid (#2) Sutures (Co-braid
Blue / Co-braid Black), Non-Absorbable Implants - Suture Anchors, TwinFix Ultra PK 5.5mm Suture Anchor w/two UltraBraid (#2) Sutures (Co-braid
Blue / Co-braid Black), Non-Absorbable Implants - Suture Anchors, TwinFix Ultra PK 6.5mm Suture Anchor w/two UltraBraid (#2) Sutures (Co-braid
Blue / Co-braid Black), Non-Absorbable Implants - Suture Anchors, TwinFix UltraTi 4.5mm Suture Anchor w/two UltraBraid (#2) Sutures (Co-braid Blue & White), Non-Absorbable Implants - Suture Anchors, TwinFix UltraTi 4.5mm Suture Anchor w/two UltraBraid (#2) Sutures (Co-braid
Blue & Co-braid Black), Non-Absorbable Implants - Suture Anchors, TwinFix UltraTi 5.5mm Suture Anchor w/two UltraBraid (#2) Sutures (Co-braid
Blue & White), Non-Absorbable Implants - Suture Anchors, TwinFix UltraTi 5.5mm Suture Anchor w/two UltraBraid (#2) Sutures (Co-braid
Blue & Co-braid Black), Non-Absorbable Implants - Suture Anchors, TwinFix UltraTi 5.5mm Suture Anchor w/three UltraBraid (#2) Sutures
17551 | Piston compresor Nebulizer Apwell Bernardine Lucky JLN-2315AS, Piston Compress Nebulizer Apwell Family Neb JLN-2320AS | DELTA PHARMA - AL | 2024-10-18T00:00:00.000+02:00 | Shenzhen Homed Medical Device Co., Ltd. 3rd Floor, Block1, Longquan Industrial Zone, Huarong Road, Dalang Street, Longhua New District, Shenzhen 518109, People's Republic of China | Piston compresor Nebulizer Apwell Bernardine Lucky JLN-2315AS, Piston Compress Nebulizer Apwell Family Neb JLN-2320AS | Klasa IIa | Sistemi i kompresorit të ajrit për nebulizator shpërndan barnat në rrugët e frymëmarrjes, duke krijuar mjegull aerosol për trajtim mjekësor. Pajisja është kompakte, e thjeshtë për t'u përdorur dhe transportuar, duke përdorur një pompë pistoni me cilindër të vetëm pa vaj. Ajri i kompresuar kalon në kitin e nebulizatorit për të krijuar efektin terapeutik., Sistemi i kompresorit të ajrit për nebulizator është një pajisje mjekësore që shpërndan barnat e përshkruara në rrugët e frymëmarrjes. Kombinimi i kitit të nebulizatorit dhe kompresorit krijon një mjegull aerosol për trajtim. Pajisja është kompakte, e lehtë për t'u përdorur dhe transportuar, me një pompë pistoni me cilindër të vetëm pa vaj lubrifikues për të krijuar presionin e ajrit. | Pajisje anestezie dhe respiratore
17552 | CONTROL + / LUBRICATED CONDOM / NATURE , CONTROL + / LUBRICATED CONDOM / NATURE EASY WAY , CONTROL + / LUBRICATED CONDOM / NATURE XTRA LUBE , CONTROL + / LUBRICATED CONDOM / NATURE FORTE , CONTROL + / LUBRICATED CONDOM / FINISSIMO SENSO/FINISSIMO THIN , CONTROL + / LUBRICATED CONDOM / FINISSIMO ORIGINAL EASY WAY , CONTROL + / LUBRICATED CONDOM / FINISSIMO ORIGINAL , CONTROL + / LUBRICATED CONDOM / NATURE XTRA LARGE , CONTROL + / LUBRICATED CONDOM / SENSUAL DOTS&LINES , CONTROL + / LUBRICATED CONDOM / HOT PASSION , CONTROL + / LUBRICATED CONDOM / SENSUAL XTRA DOTS , CONTROL + / LUBRICATED CONDOM / SENSUAL DOTS&LINES EASY WAY , CONTROL + / LUBRICATED CONDOM / NATURE CLASSIC, CONTROL + / LUBRICATED CONDOM / NATURE SLIM FIT, CONTROL + / LUBRICATED CONDOM / FINISSIMO XTRA LARGE , CONTROL + / LUBRICATED CONDOM / FINISSIMO ULTRAFEEL, CONTROL + / LUBRICATED CONDOM / ULTRA FEEL , CONTROL + / LUBRICATED CONDOM / SENSUAL INTENSE DOTS | ELBA. | 2024-10-18T00:00:00.000+02:00 | Tecnilatex, S.A. Calle Fraguas, 2, 28923 Alcorcón (Madrid) Spain | N/A | Klasa IIb | Prezervativë për meshkuj prej lateksi natyror | Pajisje nje perdorimeshe
17553 | Angled Handle for Acetabular Pressurizer (4319) | T R I M E D | 2024-10-17T00:00:00.000+02:00 | BIOMET FRANCE, Plateau de Lautagne 26000 Valence, France | Angled Handle for Acetabular Pressurizer (4319) | Ir | Angled Handle for Acetabular Pressurizer (referenca 4319) synohet të përdoret së bashku me Acetabular Pressurizers (referencat 4316, 4317, 4321, 432-2) për ruajtjen e presionit të cementeve kockore në kavitetin acetabular gjatë artroplastisë së cementit të hipit. | Pajisje te implantueshme aktive
17554 | Cell Wash Solution I/NaOH-D | E v i t a | 2024-10-16T00:00:00.000+02:00 | Roche Diagnostics GmbH Sandhofer Strasse 116 68305 Mannheim Germany | 04880285190, 04880285214, 07531869190 | In vitro | Solucion Bazik per larjen e kuvetave ne sistemet cobas c | Pajisje te diagnostifikimit in vitro
17555 | Roche CARDIAC Pipettes | E v i t a | 2024-10-16T00:00:00.000+02:00 | Roche Diagnostics GmbH Sandhofer Strasse 116 68305 Mannheim Germany | 11622889190 | In vitro | Pipeta per pipetimin e mostres ne pasjisjen Cobas h232 | Pajisje te diagnostifikimit in vitro
17556 | Calcium Electrode | E v i t a | 2024-10-16T00:00:00.000+02:00 | Roche Diagnostics GmbH Sandhofer Strasse 116 68305 Mannheim Germany | 3111644180 | In vitro | Elektrode per matjen e Kalciumit te jonizuar ne pajisjen Cobas b221 | Pajisje te diagnostifikimit in vitro
17557 | Calcium Electrode | E v i t a | 2024-10-16T00:00:00.000+02:00 | Roche Diagnostics GmbH Sandhofer Strasse 116 68305 Mannheim Germany | 3110354180 | In vitro | Elektrode per matjen e Kalciumit te jonizuar ne pajisjen Roche AVL | Pajisje te diagnostifikimit in vitro
17558 | AssayCup | E v i t a | 2024-10-16T00:00:00.000+02:00 | Roche Diagnostics GmbH Sandhofer Strasse 116 68305 Mannheim Germany | 11706802001 | In vitro | Kuveta reaksioni per pajisjen cobas e411 | Pajisje te diagnostifikimit in vitro
17559 | Ampoule Adapter | E v i t a | 2024-10-16T00:00:00.000+02:00 | Roche Diagnostics GmbH Sandhofer Strasse 116 68305 Mannheim Germany | 3066762001 | In vitro | Adaptor per thithjen e materialit per matje ne cobas b221 dhe b123 | Pajisje te diagnostifikimit in vitro
17560 | Activator | E v i t a | 2024-10-16T00:00:00.000+02:00 | Roche Diagnostics GmbH Sandhofer Strasse 116 68305 Mannheim Germany | 4663632190 | In vitro | Solucion per pastrimin ditor te elektrodave dhe tubave te pajisjes | Pajisje te diagnostifikimit in vitro
17561 | A1CD, A1CD2, Hemolyzing Reagent, Hemolyzing Reagent Gen.2 | E v i t a | 2024-10-16T00:00:00.000+02:00 | Roche Diagnostics GmbH Sandhofer Strasse 116 68305 Mannheim Germany | 07224648190, 08463107190, 04528182190, 05007232190, 11488457122, 04528328190 | In vitro | Reagent per hollimin e gjakut per testin e hba1c | Pajisje te diagnostifikimit in vitro
17562 | PreciControl Anti-HBe | E v i t a | 2024-10-16T00:00:00.000+02:00 | Roche Diagnostics GmbH Sandhofer Strasse 116 68305 Mannheim Germany | 11876384122 | In vitro | Kontroll per testin e Anti-Hbe | Pajisje te diagnostifikimit in vitro
17563 | PreciControl Anti-HBc IgM | E v i t a | 2024-10-16T00:00:00.000+02:00 | Roche Diagnostics GmbH Sandhofer Strasse 116 68305 Mannheim Germany | 11876333122 | In vitro | Reagent per matjen e Anti-HBc IgM ne serum/plazem humane | Pajisje te diagnostifikimit in vitro
17564 | cobas® Buffer Negative Control Kit (6800/8800), cobas® Buffer Negative Control Kit (5800/6800/8800) | E v i t a | 2024-10-16T00:00:00.000+02:00 | Roche Molecular Systems, Inc. 1080 US Highway 202 South Branchburg, NJ 08876 USA | 07002238190, 09051953190 | In vitro | Kite kontrrolli per pajisjet Cobas | Pajisje te diagnostifikimit in vitro
17565 | cobas omni Amplification Plate, cobas omni Pipette Tips, cobas omni Processing Plate | E v i t a | 2024-10-16T00:00:00.000+02:00 | Roche Molecular Systems, Inc. 1080 US Highway 202 South Branchburg, NJ 08876 USA | 05534941001, 05534925001, 05534917001 | In vitro | Pipeta dhe aksesore per apataret Cobas | Pajisje te diagnostifikimit in vitro
17566 | Ultrasound Activated Scalpel System (Generator, Handpiece, Shear) | TRITA HOSPITAL | 2024-10-17T00:00:00.000+02:00 | Hocer (Tianjin) Medical Technologies Co., Ltd. - A1-01 East, A1-02, A1-07, Building No. 17, Haiyun Street No. 80, TEDA Economic Development Area, 300457 Tianjin, PEOPLES REPUBLIC OF CHINA | USG10 Plus | Klasa IIb | Pajisje me ultratinguj per diagnostikim | Pajisje diagnostikuese dhe terapeutike me rezatim
17567 | ECHELON FLEX ™ Powered Vascular Stapler with Advanced Placement Tip, ENDOPATH ECHELON™ Vascular White Reload for Advanced Placement Tip (35mm, 4 row) | E v i t a | 2024-10-16T00:00:00.000+02:00 | Ethicon Endo-Surgery, LLC 475 Calle C, Guaynabo, Puerto Rico 00969 USA | PVE35A, VASECR35 | Klasa III | Stapler Vaskular per nderhyrje ne indet e buta | Pajisje te implantueshme jo aktive
17568 | Cannulated screw 6.5, TL 32, L 65, sterile, Titanium, Cannulated screw 6.5, TL 32, L 70, sterile, Titanium, Cannulated screw 6.5, TL 32, L 75, sterile, Titanium, Cannulated screw 6.5, TL 32, L 80, sterile, Titanium, Cannulated screw 6.5, TL 32, L 85, sterile, Titanium, Cannulated screw 6.5, TL 32, L 90, sterile, Titanium, Cannulated screw 6.5, TL 32, L 95, sterile, Titanium, Cannulated screw 6.5, TL 32, L 100, sterile, Titanium, Cannulated screw 6.5, TL 32, L 105, sterile, Titanium, Cannulated screw 6.5, TL 32, L 110, sterile, Titanium, Cannulated screw 6.5, TL 32, L 115, sterile, Titanium, Cannulated screw 6.5, TL 32, L 120, sterile, Titanium, Cannulated screw 7.5, full thread, L 30, sterile, Titanium, Cannulated screw 7.5, full thread, L 35, sterile, Titanium, Cannulated screw 7.5, full thread, L 40, sterile, Titanium, Cannulated screw 7.5, full thread, L 45, sterile, Titanium, Cannulated screw 7.5, full thread, L 50, sterile, Titanium, Cannulated screw 7.5, full thread, L 55, sterile, Titanium, Cannulated screw 7.5, full thread, L 60, sterile, Titanium, Cannulated screw 7.5, full thread, L 65, sterile, Titanium, Cannulated screw 7.5, full thread, L 70, sterile, Titanium, Cannulated screw 7.5, full thread, L 75, sterile, Titanium, Cannulated screw 7.5, full thread, L 80, sterile, Titanium, Cannulated screw 7.5, full thread, L 85, sterile, Titanium, Cannulated screw 7.5, full thread, L 90, sterile, Titanium, Cannulated screw 7.5, full thread, L 95, sterile, Titanium, Cannulated screw 7.5, full thread, L 100, sterile, Titanium, Cannulated screw 7.5, full thread, L 105, sterile, Titanium, Cannulated screw 7.5, full thread, L 110, sterile, Titanium, Cannulated screw 7.5, full thread, L 115, sterile, Titanium, Cannulated screw 7.5, full thread, L 120, sterile, Titanium, Cannulated screw 7.5, full thread, L 125, sterile, Titanium, Cannulated screw 7.5, full thread, L 130, sterile, Titanium, Cannulated screw 7.5, TL 16, L 30, sterile, Titanium, Cannulated screw 7.5, TL 16, L 35, sterile, Titanium, Cannulated screw 7.5, TL 16, L 40, sterile, Titanium, Cannulated screw 7.5, TL 16, L 45, sterile, Titanium, Cannulated screw 7.5, TL 16, L 50, sterile, Titanium, Cannulated screw 7.5, TL 16, L 55, sterile, Titanium, Cannulated screw 7.5, TL 16, L 60, sterile, Titanium, Cannulated screw 7.5, TL 16, L 65, sterile, Titanium, Cannulated screw 7.5, TL 16, L 70, sterile, Titanium, Cannulated screw 7.5, TL 16, L 75, sterile, Titanium, Cannulated screw 7.5, TL 16, L 80, sterile, Titanium, Cannulated screw 7.5, TL 16, L 85, sterile, Titanium, Cannulated screw 7.5, TL 16, L 90, sterile, Titanium, Cannulated screw 7.5, TL 16, L 95, sterile, Titanium, Cannulated screw 7.5, TL 16, L 100, sterile, Titanium, Cannulated screw 7.5, TL 16, L 105, sterile, Titanium, Cannulated screw 7.5, TL 16, L 110, sterile, Titanium, Cannulated screw 7.5, TL 16, L 115, sterile, Titanium, Cannulated screw 7.5, TL 16, L 120, sterile, Titanium, Cannulated screw 3.5, short thread, TL 12, L 38, sterile, Titanium, Cannulated screw 3.5, short thread, TL 13, L 40, sterile, Titanium, Cannulated screw 3.5, short thread, TL 14, L 42, sterile, Titanium, Cannulated screw 3.5, short thread, TL 14, L 44, sterile, Titanium, Cannulated screw 3.5, short thread, TL 15, L 46, sterile, Titanium, Cannulated screw 3.5, short thread, TL 15, L 48, sterile, Titanium, Cannulated screw 3.5, short thread, TL 16, L 50, sterile, Titanium, Cannulated screw 3.5, short thread, TL 18, L 55, sterile, Titanium, Cannulated screw 3.5, short thread, TL 20, L 60, sterile, Titanium, Cannulated screw 4.0, full thread, L 10, sterile, Titanium, Cannulated screw 4.0, full thread, L 12, sterile, Titanium, Cannulated screw 4.0, full thread, L 14, sterile, Titanium, Cannulated screw 4.0, full thread, L 16, sterile, Titanium, Cannulated screw 4.0, full thread, L 18, sterile, Titanium, Cannulated screw 4.0, full thread, L 20, sterile, Titanium, Cannulated screw 4.0, full thread, L 22, sterile, Titanium, Cannulated screw 4.0, full thread, L 24, sterile, Titanium, Cannulated screw 4.0, full thread, L 26, sterile, Titanium, Cannulated screw 4.0, full thread, L 28, sterile, Titanium, Cannulated screw 4.0, full thread, L 30, sterile, Titanium, Cannulated screw 4.0, full thread, L 32, sterile, Titanium, Cannulated screw 4.0, full thread, L 34, sterile, Titanium, Cannulated screw 4.0, full thread, L 36, sterile, Titanium, Cannulated screw 4.0, full thread, L 38, sterile, Titanium, Cannulated screw 4.0, full thread, L 40, sterile, Titanium, Cannulated screw 4.0, full thread, L 42, sterile, Titanium, Cannulated screw 4.0, full thread, L 44, sterile, Titanium, Cannulated screw 4.0, full thread, L 46, sterile, Titanium, Cannulated screw 4.0, full thread, L 48, sterile, Titanium, Cannulated screw 4.0, full thread, L 50, sterile, Titanium, Cannulated screw 4.0, full thread, L 55, sterile, Titanium, Cannulated screw 4.0, full thread, L 60, sterile, Titanium, Cannulated screw 4.0, short thread, TL 4, L 10, sterile, Titanium, Cannulated screw 4.0, short thread, TL 5, L 12, sterile, Titanium, Cannulated screw 4.0, short thread, TL 5, L 14, sterile, Titanium, Cannulated screw 4.0, short thread, TL 5, L 16, sterile, Titanium, Cannulated screw 4.0, short thread, TL 6, L 18, sterile, Titanium, Cannulated screw 4.0, short thread, TL 7, L 20, sterile, Titanium, Cannulated screw 4.0, short thread, TL 7, L 22, sterile, Titanium, Cannulated screw 4.0, short thread, TL 8, L 24, sterile, Titanium, Cannulated screw 4.0, short thread, TL 8, L 26, sterile, Titanium, Cannulated screw 4.0, short thread, TL 9, L 28, sterile, Titanium, Cannulated screw 4.0, short thread, TL 10, L 30, sterile, Titanium, Cannulated screw 4.0, short thread, TL 11, L 32, sterile, Titanium, Cannulated screw 4.0, short thread, TL 11, L 34, sterile, Titanium, Cannulated screw 4.0, short thread, TL 12, L 36, sterile, Titanium, Cannulated screw 4.0, short thread, TL 12, L 38, sterile, Titanium, Cannulated screw 4.0, short thread, TL 13, L 40, sterile, Titanium, Cannulated screw 4.0, short thread, TL 14, L 42, sterile, Titanium, Cannulated screw 4.0, short thread, TL 14, L 44, sterile, Titanium, Cannulated screw 4.0, short thread, TL 15, L 46, sterile, Titanium, Cannulated screw 4.0, short thread, TL 15, L 48, sterile, Titanium, Cannulated screw 4.0, short thread, TL 16, L 50, sterile, Titanium, Cannulated screw 4.0, short thread, TL 18, L 55, sterile, Titanium, Cannulated screw 4.0, short thread, TL 20, L 60, sterile, Titanium, Cannulated screw 4.5, full thread, L 20, sterile, Titanium, Cannulated screw 4.5, full thread, L 22, sterile, Titanium, Cannulated screw 4.5, full thread, L 24, sterile, Titanium, Cannulated screw 4.5, full thread, L 26, sterile, Titanium, Cannulated screw 4.5, full thread, L 28, sterile, Titanium, Cannulated screw 4.5, full thread, L 30, sterile, Titanium, Cannulated screw 4.5, full thread, L 32, sterile, Titanium, Cannulated screw 4.5, full thread, L 34, sterile, Titanium, Cannulated screw 4.5, full thread, L 36, sterile, Titanium, Cannulated screw 4.5, full thread, L 38, sterile, Titanium, Cannulated screw 4.5, full thread, L 40, sterile, Titanium, Cannulated screw 4.5, full thread, L 42, sterile, Titanium, Cannulated screw 4.5, full thread, L 44, sterile, Titanium, Cannulated screw 4.5, full thread, L 46, sterile, Titanium, Cannulated screw 4.5, full thread, L 48, sterile, Titanium, Cannulated screw 4.5, full thread, L 50, sterile, Titanium, Cannulated screw 4.5, full thread, L 52, sterile, Titanium, Cannulated screw 4.5, full thread, L 54, sterile, Titanium, Cannulated screw 4.5, full thread, L 56, sterile, Titanium, Cannulated screw 4.5, full thread, L 60, sterile, Titanium, Cannulated screw 4.5, full thread, L 64, sterile, Titanium, Cannulated screw 4.5, full thread, L 68, sterile, Titanium, Cannulated screw 4.5, full thread, L 72, sterile, Titanium, Cannulated screw 4.5, short thread, TL 7, L 20, sterile, Titanium, Cannulated screw 4.5, short thread, TL 7, L 22, sterile, Titanium, Cannulated screw 4.5, short thread, TL 8, L 24, sterile, Titanium, Cannulated screw 4.5, short thread, TL 9, L 26, sterile, Titanium, Cannulated screw 4.5, short thread, TL 9, L 28, sterile, Titanium, Cannulated screw 4.5, short thread, TL 10, L 30, sterile, Titanium, Cannulated screw 4.5, short thread, TL 11, L 32, sterile, Titanium, Cannulated screw 4.5, short thread, TL 11, L 34, sterile, Titanium, Cannulated screw 4.5, short thread, TL 12, L 36, sterile, Titanium, Cannulated screw 4.5, short thread, TL 12, L 38, sterile, Titanium, Cannulated screw 4.5, short thread, TL 13, L 40, sterile, Titanium, Cannulated screw 4.5, short thread, TL 14, L 42, sterile, Titanium, Cannulated screw 4.5, short thread, TL 14, L 44, sterile, Titanium, Cannulated screw 4.5, short thread, TL 15, L 46, sterile, Titanium, Cannulated screw 4.5, short thread, TL 15, L 48, sterile, Titanium, Cannulated screw 4.5, short thread, TL 16, L 50, sterile, Titanium, Cannulated screw 4.5, short thread, TL 17, L 52, sterile, Titanium, Cannulated screw 4.5, short thread, TL 18, L 54, sterile, Titanium, Cannulated screw 4.5, short thread, TL 19, L 56, sterile, Titanium, Cannulated screw 4.5, short thread, TL 20, L 60, sterile, Titanium, Cannulated screw 4.5, short thread, TL 21, L 64, sterile, Titanium, Cannulated screw 4.5, short thread, TL 23, L 68, sterile, Titanium, Cannulated screw 4.5, short thread, TL 24, L 72, sterile, Titanium, Cannulated screw 5.8, TL 16, L 30, sterile, Cannulated screw 5.8, TL 16, L 35, sterile, Cannulated screw 5.8, TL 16, L 40, sterile, Cannulated screw 5.8, TL 16, L 45, sterile, Cannulated screw 5.8, TL 16, L 50, sterile, Cannulated screw 5.8, TL 16, L 55, sterile, Cannulated screw 5.8, TL 16, L 60, sterile, Cannulated screw 5.8, TL 16, L 65, sterile, Cannulated screw 5.8, TL 16, L 70, sterile, Cannulated screw 5.8, TL 16, L 75, sterile, Cannulated screw 5.8, TL 16, L 80, sterile, Cannulated screw 5.8, TL 16, L 85, sterile, Cannulated screw 5.8, TL 16, L 90, sterile, Cannulated screw 5.8, TL 16, L 95, sterile, Cannulated screw 5.8, TL 16, L 100, sterile, Cannulated screw 6.5, full thread, L 35, sterile, Titanium, Cannulated screw 6.5, full thread, L 40, sterile, Titanium, Cannulated screw 6.5, full thread, L 45, sterile, Titanium, Cannulated screw 6.5, full thread, L 50, sterile, Titanium, Cannulated screw 6.5, full thread, L 55, sterile, Titanium, Cannulated screw 6.5, full thread, L 60, sterile, Titanium, Cannulated screw 6.5, full thread, L 65, sterile, Titanium, Cannulated screw 6.5, full thread, L 70, sterile, Titanium, Cannulated screw 6.5, full thread, L 75, sterile, Titanium, Cannulated screw 6.5, full thread, L 80, sterile, Titanium, Cannulated screw 6.5, full thread, L 85, sterile, Titanium, Cannulated screw 6.5, full thread, L 90, sterile, Titanium, Cannulated screw 6.5, full thread, L 95, sterile, Titanium, Cannulated screw 6.5, full thread, L 100, sterile, Titanium, Cannulated screw 6.5, full thread, L 105, sterile, Titanium, Cannulated screw 6.5, full thread, L 110, sterile, Titanium, Cannulated screw 6.5, full thread, L 115, sterile, Titanium, Cannulated screw 6.5, full thread, L 120, sterile, Titanium, Cannulated screw 6.5, TL 16, L 35, sterile, Titanium, Cannulated screw 6.5, TL 16, L 40, sterile, Titanium, Cannulated screw 6.5, TL 16, L 45, sterile, Titanium, Cannulated screw 6.5, TL 16, L 50, sterile, Titanium, Cannulated screw 6.5, TL 16, L 55, sterile, Titanium, Cannulated screw 6.5, TL 16, L 60, sterile, Titanium, Cannulated screw 6.5, TL 16, L 65, sterile, Titanium, Cannulated screw 6.5, TL 16, L 70, sterile, Titanium, Cannulated screw 6.5, TL 16, L 75, sterile, Titanium, Cannulated screw 6.5, TL 16, L 80, sterile, Titanium, Cannulated screw 6.5, TL 16, L 85, sterile, Titanium, Cannulated screw 6.5, TL 16, L 90, sterile, Titanium, Cannulated screw 6.5, TL 16, L 95, sterile, Titanium, Cannulated screw 6.5, TL 16, L 100, sterile, Titanium, Cannulated screw 6.5, TL 16, L 105, sterile, Titanium, Cannulated screw 6.5, TL 16, L 110, sterile, Titanium, Cannulated screw 6.5, TL 16, L 115, sterile, Titanium, Cannulated screw 6.5, TL 16, L 120, sterile, Titanium, Cannulated screw 6.5, TL 32, L 45, sterile, Titanium, Cannulated screw 6.5, TL 32, L 50, sterile, Titanium, Cannulated screw 6.5, TL 32, L 55, sterile, Titanium, Cannulated screw 6.5, TL 32, L 60, sterile, Titanium, Cannulated screw 2.7, short thread, TL 6, L 28, sterile, Titanium, Cannulated screw 2.7, short thread, TL 6, L 30, sterile, Titanium, Cannulated screw 2.7, short thread, TL 6, L 32, sterile, Titanium, Cannulated screw 2.7, short thread, TL 6, L 34, sterile, Titanium, Cannulated screw 2.7, long thread, TL 6, L 14, sterile, Titanium, Cannulated screw 2.7, long thread, TL 7, L 16, sterile, Titanium, Cannulated screw 2.7, long thread, TL 8, L 18, sterile, Titanium, Cannulated screw 2.7, long thread, TL 9, L 20, sterile, Titanium, Cannulated screw 2.7, long thread, TL 10, L 22, sterile, Titanium, Cannulated screw 2.7, long thread, TL 10, L 24, sterile, Titanium, Cannulated screw 2.7, long thread, TL 12, L 26, sterile, Titanium, Cannulated screw 2.7, long thread, TL 12, L 28, sterile, Titanium, Cannulated screw 2.7, long thread, TL 14, L 30, sterile, Titanium, Cannulated screw 2.7, long thread, TL 14, L 32, sterile, Titanium, Cannulated screw 2.7, long thread, TL 15, L 34, sterile, Titanium, Cannulated screw 3.5, full thread, L 10, sterile, Titanium, Cannulated screw 3.5, full thread, L 12, sterile, Titanium, Cannulated screw 3.5, full thread, L 14, sterile, Titanium, Cannulated screw 3.5, full thread, L 16, sterile, Titanium, Cannulated screw 3.5, full thread, L 18, sterile, Titanium, Cannulated screw 3.5, full thread, L 20, sterile, Titanium, Cannulated screw 3.5, full thread, L 22, sterile, Titanium, Cannulated screw 3.5, full thread, L 24, sterile, Titanium, Cannulated screw 3.5, full thread, L 26, sterile, Titanium, Cannulated screw 3.5, full thread, L 28, sterile, Titanium, Cannulated screw 3.5, full thread, L 30, sterile, Titanium, Cannulated screw 3.5, full thread, L 32, sterile, Titanium, Cannulated screw 3.5, full thread, L 34, sterile, Titanium, Cannulated screw 3.5, full thread, L 36, sterile, Titanium, Cannulated screw 3.5, full thread, L 38, sterile, Titanium, Cannulated screw 3.5, full thread, L 40, sterile, Titanium, Cannulated screw 3.5, full thread, L 42, sterile, Titanium, Cannulated screw 3.5, full thread, L 44, sterile, Titanium, Cannulated screw 3.5, full thread, L 46, sterile, Titanium, Cannulated screw 3.5, full thread, L 48, sterile, Titanium, Cannulated screw 3.5, full thread, L 50, sterile, Titanium, Cannulated screw 3.5, full thread, L 55, sterile, Titanium, Cannulated screw 3.5, full thread, L 60, sterile, Titanium, Cannulated screw 3.5, short thread, TL 4, L 10, sterile, Titanium, Cannulated screw 3.5, short thread, TL 5, L 12, sterile, Titanium, Cannulated screw 3.5, short thread, TL 5, L 14, sterile, Titanium, Cannulated screw 3.5, short thread, TL 5, L 16, sterile, Titanium, Cannulated screw 3.5, short thread, TL 6, L 18, sterile, Titanium, Cannulated screw 3.5, short thread, TL 7, L 20, sterile, Titanium, Cannulated screw 3.5, short thread, TL 7, L 22, sterile, Titanium, Cannulated screw 3.5, short thread, TL 8, L 24, sterile, Titanium, Cannulated screw 3.5, short thread, TL 8, L 26, sterile, Titanium, Cannulated screw 3.5, short thread, TL 9, L 28, sterile, Titanium, Cannulated screw 3.5, short thread, TL 10, L 30, sterile, Titanium, Cannulated screw 3.5, short thread, TL 11, L 32, sterile, Titanium, Cannulated screw 3.5, short thread, TL 11, L 34, sterile, Titanium, Cannulated screw 3.5, short thread, TL 12, L 36, sterile, Titanium, Cannulated Screw 5.8, TL 16, L 40 Titanium, Cannulated Screw 5.8, TL 16, L 45 Titanium, Cannulated Screw 5.8, TL 16, L 50 Titanium, Cannulated Screw 5.8, TL 16, L 55 Titanium, Cannulated Screw 5.8, TL 16, L 60 Titanium, Cannulated Screw 5.8, TL 16, L 65 Titanium, Cannulated Screw 5.8, TL 16, L 70 Titanium, Cannulated Screw 5.8, TL 16, L 75 Titanium, Cannulated Screw 5.8, TL 16, L 80 Titanium, Cannulated Screw 5.8, TL 16, L 85 Titanium, Cannulated Screw 5.8, TL 16, L 90 Titanium, Cannulated Screw 5.8, TL 16, L 95 Titanium, Cannulated screw 5.8, TL 16, L 100 Titanium, Cannulated screw 6.5, full thread, L 100 Titanium, Cannulated screw 6.5, full thread, L 105 Titanium, Cannulated screw 6.5, full thread, L 110 Titanium, Cannulated screw 6.5, full thread, L 115 Titanium, Cannulated screw 6.5, full thread, L 120 Titanium, Cannulated screw 6.5, full thread, L 35 Titanium, Cannulated screw 6.5, full thread, L 40 Titanium, Cannulated screw 6.5, full thread, L 45 Titanium, Cannulated screw 6.5, full thread, L 50 Titanium, Cannulated screw 6.5, full thread, L 55 Titanium, Cannulated screw 6.5, full thread, L 60 Titanium, Cannulated screw 6.5, full thread, L 65 Titanium, Cannulated screw 6.5, full thread, L 70 Titanium, Cannulated screw 6.5, full thread, L 75 Titanium, Cannulated screw 6.5, full thread, L 80 Titanium, Cannulated screw 6.5, full thread, L 85 Titanium, Cannulated screw 6.5, full thread, L 90 Titanium, Cannulated screw 6.5, full thread, L 95 Titanium, Cannulated screw 6.5, TL 16, L 100 Titanium, Cannulated screw 6.5, TL 16, L 105 Titanium, Cannulated screw 6.5, TL 16, L 110 Titanium, Cannulated screw 6.5, TL 16, L 115 Titanium, Cannulated screw 6.5, TL 16, L 120 Titanium, Cannulated screw 6.5, TL 16, L 35 Titanium, Cannulated screw 6.5, TL 16, L 40 Titanium, Cannulated screw 6.5, TL 16, L 45 Titanium, Cannulated screw 6.5, TL 16, L 50 Titanium, Cannulated screw 6.5, TL 16, L 55 Titanium, Cannulated screw 6.5, TL 16, L 60 Titanium, Cannulated screw 6.5, TL 16, L 65 Titanium, Cannulated screw 6.5, TL 16, L 70 Titanium, Cannulated screw 6.5, TL 16, L 75 Titanium, Cannulated screw 6.5, TL 16, L 80 Titanium, Cannulated screw 6.5, TL 16, L 85 Titanium, Cannulated screw 6.5, TL 16, L 90 Titanium, Cannulated screw 6.5, TL 16, L 95 Titanium, Cannulated screw 6.5, TL 32, L 100 Titanium, Cannulated screw 6.5, TL 32, L 105 Titanium, Cannulated screw 6.5, TL 32, L 110 Titanium, Cannulated screw 6.5, TL 32, L 115 Titanium, Cannulated screw 6.5, TL 32, L 120 Titanium, Cannulated screw 6.5, TL 32, L 45 Titanium, Cannulated screw 6.5, TL 32, L 50 Titanium, Cannulated screw 6.5, TL 32, L 55 Titanium, Cannulated screw 6.5, TL 32, L 60 Titanium, Cannulated screw 6.5, TL 32, L 65 Titanium, Cannulated screw 6.5, TL 32, L 70 Titanium, Cannulated screw 6.5, TL 32, L 75 Titanium, Cannulated screw 6.5, TL 32, L 80 Titanium, Cannulated screw 6.5, TL 32, L 85 Titanium, Cannulated screw 6.5, TL 32, L 90 Titanium, Cannulated screw 6.5, TL 32, L 95 Titanium, Cannulated screw 7.5, full thread, L 100 Titanium, Cannulated screw 7.5, full thread, L 105 Titanium, Cannulated screw 7.5, full thread, L 110 Titanium, Cannulated screw 7.5, full thread, L 115 Titanium, Cannulated screw 7.5, full thread, L 120 Titanium, Cannulated screw 7.5, full thread, L 125 Titanium, Cannulated screw 7.5, full thread, L 130 Titanium, Cannulated screw 7.5, full thread, L 30 Titanium, Cannulated screw 7.5, full thread, L 35 Titanium, Cannulated screw 7.5, full thread, L 40 Titanium, Cannulated screw 7.5, full thread, L 45 Titanium, Cannulated screw 7.5, full thread, L 50 Titanium, Cannulated screw 7.5, full thread, L 55 Titanium, Cannulated screw 7.5, full thread, L 60 Titanium, Cannulated screw 7.5, full thread, L 65 Titanium, Cannulated screw 7.5, full thread, L 70 Titanium, Cannulated screw 7.5, full thread, L 75 Titanium, Cannulated screw 7.5, full thread, L 80 Titanium, Cannulated screw 7.5, full thread, L 85 Titanium, Cannulated screw 7.5, full thread, L 90 Titanium, Cannulated screw 7.5, full thread, L 95 Titanium, Cannulated screw 7.5, TL 8, L 100 Titanium, Cannulated Screw 7.5, TL 8, L 105 Titanium, Cannulated Screw 7.5, TL 8, L 110 Titanium, Cannulated Screw 7.5, TL 8, L 115 Titanium, Cannulated Screw 7.5, TL 8, L 120 Titanium, Cannulated Screw 7.5, TL 8, L 125 Titanium, Cannulated Screw 7.5, TL 8, L 130 Titanium, Cannulated Screw 7.5, TL 8, L 30 Titanium, Cannulated Screw 7.5, TL 8, L 35 Titanium, Cannulated Screw 7.5, TL 8, L 40 Titanium, Cannulated Screw 7.5, TL 8, L 45 Titanium, Cannulated Screw 7.5, TL 8, L 50 Titanium, Cannulated Screw 7.5, TL 8, L 55 Titanium, Cannulated Screw 7.5, TL 8, L 60 Titanium, Cannulated Screw 7.5, TL 8, L 65 Titanium, Cannulated Screw 7.5, TL 8, L 70 Titanium, Cannulated Screw 7.5, TL 8, L 75 Titanium, Cannulated Screw 7.5, TL 8, L 80 Titanium, Cannulated Screw 7.5, TL 8, L 85 Titanium, Cannulated Screw 7.5, TL 8, L 90 Titanium, Cannulated Screw 7.5, TL 8, L 95 Titanium, Cannulated Screw 7.5, TL 16, L 100 Titanium, Cannulated Screw 7.5, TL 16, L 105 Titanium, Cannulated Screw 7.5, TL 16, L 110 Titanium, Cannulated Screw 7.5, TL 16, L 115 Titanium, Cannulated Screw 7.5, TL 16, L 120 Titanium, Cannulated Screw 7.5, TL 16, L 125 Titanium, Cannulated Screw 7.5, TL 16, L 130 Titanium, Cannulated Screw 7.5, TL 16, L 30 Titanium, Cannulated Screw 7.5, TL 16, L 35 Titanium, Cannulated Screw 7.5, TL 16, L 40 Titanium, Cannulated Screw 7.5, TL 16, L 45 Titanium, Cannulated Screw 7.5, TL 16, L 50 Titanium, Cannulated Screw 7.5, TL 16, L 55 Titanium, Cannulated Screw 7.5, TL 16, L 60 Titanium, Cannulated Screw 7.5, TL 16, L 65 Titanium, Cannulated Screw 7.5, TL 16, L 70 Titanium, Cannulated Screw 7.5, TL 16, L 75 Titanium, Cannulated Screw 7.5, TL 16, L 80 Titanium, Cannulated Screw 7.5, TL 16, L 85 Titanium, Cannulated Screw 7.5, TL 16, L 90 Titanium, Cannulated Screw 7.5, TL 16, L 95 Titanium, Cannulated Screw 7.5, TL 32, L 100 Titanium, Cannulated Screw 7.5, TL 32, L 105 Titanium, Cannulated Screw 7.5, TL 32, L 110 Titanium, Cannulated Screw 7.5, TL 32, L 115 Titanium, Cannulated Screw 7.5, TL 32, L 120 Titanium, Cannulated Screw 7.5, TL 32, L 125 Titanium, Cannulated Screw 7.5, TL 32, L 130 Titanium, Cannulated Screw 7.5, TL 32, L 45 Titanium, Cannulated Screw 7.5, TL 32, L 50 Titanium, Cannulated Screw 7.5, TL 32, L 55 Titanium, Cannulated Screw 7.5, TL 32, L 60 Titanium, Cannulated Screw 7.5, TL 32, L 65 Titanium, Cannulated Screw 7.5, TL 32, L 70 Titanium, Cannulated Screw 7.5, TL 32, L 75 Titanium, Cannulated Screw 7.5, TL 32, L 80 Titanium, Cannulated Screw 7.5, TL 32, L 85 Titanium, Cannulated Screw 7.5, TL 32, L 90 Titanium, Cannulated Screw 7.5, TL 32, L 95 Titanium, Cannulated screw 2.7, short thread, TL 4, L 8, sterile, Titanium, Cannulated screw 2.7, short thread, TL 4, L 10, sterile, Titanium, Cannulated screw 2.7, short thread, TL 4, L 12, sterile, Titanium, Cannulated screw 2.7, short thread, TL 4, L 14, sterile, Titanium, Cannulated screw 2.7, short thread, TL 4, L 16, sterile, Titanium, Cannulated screw 2.7, short thread, TL 5, L 18, sterile, Titanium, Cannulated screw 2.7, short thread, TL 5, L 20, sterile, Titanium, Cannulated screw 2.7, short thread, TL 5, L 22, sterile, Titanium, Cannulated screw 2.7, short thread, TL 6, L 24, sterile, Titanium, Cannulated screw 2.7, short thread, TL 6, L 26, sterile, Titanium, Cannulated Screw 3.5, TL 10, short thread, L 30, Titanium, Cannulated Screw 3.5, TL 10, short thread, L 32, Titanium, Cannulated Screw 3.5, TL 10, short thread, L 34, Titanium, Cannulated Screw 3.5, TL 10, short thread, L 36, Titanium, Cannulated Screw 3.5, TL 10, short thread, L 38, Titanium, Cannulated Screw 3.5, TL 10, short thread, L 40, Titanium, Cannulated Screw 3.5, TL 10, short thread, L 42, Titanium, Cannulated Screw 3.5, TL 10, short thread, L 44, Titanium, Cannulated Screw 3.5, TL 10, short thread, L 46, Titanium, Cannulated Screw 3.5, TL 10, short thread, L 48, Titanium, Cannulated Screw 3.5, TL 10, short thread, L 50, Titanium, Cannulated screw 3.5, short thread, TL 18, L 55, Titanium, Cannulated screw 3.5, short thread, TL 20, L 60, Titanium, Cannulated Screw 4.5, 6 mm thread, L 72 Titanium, Cannulated Screw 4.5, TL 7, L 20, short thread Titanium, Cannulated Screw 4.5, TL 7, L 22, short thread Titanium, Cannulated Screw 4.5, TL 8, L 24, short thread Titanium, Cannulated Screw 4.5, TL 9, L 26, short thread Titanium, Cannulated Screw 4.5, TL 9, L 28, short thread Titanium, Cannulated Screw 4.5, TL 10, L 30, short thread Titanium, Cannulated Screw 4.5, TL 11, L 32, short thread Titanium, Cannulated Screw 4.5, TL 11, L 34, short thread Titanium, Cannulated Screw 4.5, TL 12, L 36, short thread Titanium, Cannulated Screw 4.5, TL 13, L 38, short thread Titanium, Cannulated Screw 4.5, TL 13, L 40, short thread Titanium, Cannulated Screw 4.5, TL 14, L 42, short thread Titanium, Cannulated Screw 4.5, TL 15, L 44, short thread Titanium, Cannulated Screw 4.5, TL 15, L 46, short thread Titanium, Cannulated Screw 4.5, TL 16, L 48, short thread Titanium, Cannulated Screw 4.5, TL 16, L 50, short thread Titanium, Cannulated Screw 4.5, TL 17, L 52, short thread Titanium, Cannulated Screw 4.5, TL 18, L 54, short thread Titanium, Cannulated Screw 4.5, TL 19, L 56, short thread Titanium, Cannulated Screw 4.5, TL 20, L 60, short thread Titanium, Cannulated Screw 4.5, TL 21, L 64, short thread Titanium, Cannulated Screw 4.5, TL 23, L 68, short thread Titanium, Cannulated Screw 4.5, TL 24, L 72, short thread Titanium, Cannulated Screw 5.8, TL 16, L 30 Titanium, Cannulated Screw 5.8, TL 16, L 35 Titanium, Cannulated screw 4.0, full thread, L 10, Titanium, Cannulated screw 4.0, full thread, L 12, Titanium, Cannulated screw 4.0, full thread, L 14, Titanium, Cannulated screw 4.0, full thread, L 16, Titanium, Cannulated screw 4.0, full thread, L 18, Titanium, Cannulated screw 4.0, full thread, L 20, Titanium, Cannulated screw 4.0, full thread, L 22, Titanium, Cannulated screw 4.0, full thread, L 24, Titanium, Cannulated screw 4.0, full thread, L 26, Titanium, Cannulated screw 4.0, full thread, L 28, Titanium, Cannulated screw 4.0, full thread, L 30, Titanium, Cannulated screw 4.0, full thread, L 32, Titanium, Cannulated screw 4.0, full thread, L 34, Titanium, Cannulated screw 4.0, full thread, L 36, Titanium, Cannulated screw 4.0, full thread, L 38, Titanium, Cannulated screw 4.0, full thread, L 40, Titanium, Cannulated screw 4.0, full thread, L 42, Titanium, Cannulated screw 4.0, full thread, L 44, Titanium, Cannulated screw 4.0, full thread, L 46, Titanium, Cannulated screw 4.0, full thread, L 48, Titanium, Cannulated screw 4.0, full thread, L 50, Titanium, Cannulated screw 4.0, full thread, L 55, Titanium, Cannulated screw 4.0, full thread, L 60, Titanium, Cannulated screw 4.0, TL 5, L 10, short thread Titanium, Cannulated screw 4.0, TL 5, L 12, short thread Titanium, Cannulated screw 4.0, TL 5, L 14, short thread Titanium, Cannulated screw 4.0, TL 6, L 16, short thread Titanium, Cannulated screw 4.0, TL 7, L 18, short thread Titanium, Cannulated screw 4.0, TL 8, L 20, short thread Titanium, Cannulated screw 4.0, TL 9, L 22, short thread Titanium, Cannulated screw 4.0, TL 10, L 24, short thread Titanium, Cannulated screw 4.0, TL 12, L 26, short thread Titanium, Cannulated screw 4.0, TL 14, L 28, short thread Titanium, Cannulated screw 4.0, TL 14, L 30, short thread Titanium, Cannulated screw 4.0, TL 15, L 32, short thread Titanium, Cannulated screw 4.0, TL 15, L 34, short thread Titanium, Cannulated screw 4.0, TL 15, L 36, short thread Titanium, Cannulated screw 4.0, TL 16, L 38, short thread Titanium, Cannulated screw 4.0, TL 16, L 40, short thread Titanium, Cannulated screw 4.0, TL 16, L 42, short thread Titanium, Cannulated screw 4.0, TL 17, L 44, short thread Titanium, Cannulated screw 4.0, TL 17, L 46, short thread Titanium, Cannulated screw 4.0, TL 18, L 48, short thread Titanium, Cannulated screw 4.0, TL 18, L 50, short thread Titanium, Cannulated screw 4.0, short thread, TL 18, L 55, Titanium, Cannulated screw 4.0, short thread, TL 20, L 60, Titanium, Cannulated screw 4.5, full thread, L 20 Titanium, Cannulated screw 4.5, full thread, L 22 Titanium, Cannulated screw 4.5, full thread, L 24 Titanium, Cannulated screw 4.5, full thread, L 26 Titanium, Cannulated screw 4.5, full thread, L 28 Titanium, Cannulated screw 4.5, full thread, L 30 Titanium, Cannulated screw 4.5, full thread, L 32 Titanium, Cannulated screw 4.5, full thread, L 34 Titanium, Cannulated screw 4.5, full thread, L 36 Titanium, Cannulated screw 4.5, full thread, L 38 Titanium, Cannulated screw 4.5, full thread, L 40 Titanium, Cannulated screw 4.5, full thread, L 42 Titanium, Cannulated screw 4.5, full thread, L 44 Titanium, Cannulated screw 4.5, full thread, L 46 Titanium, Cannulated screw 4.5, full thread, L 48 Titanium, Cannulated screw 4.5, full thread, L 50 Titanium, Cannulated screw 4.5, full thread, L 52 Titanium, Cannulated screw 4.5, full thread, L 54 Titanium, Cannulated screw 4.5, full thread, L 56 Titanium, Cannulated screw 4.5, full thread, L 60 Titanium, Cannulated screw 4.5, full thread, L 64 Titanium, Cannulated screw 4.5, full thread, L 68 Titanium, Cannulated screw 4.5, full thread, L 72 Titanium, Cannulated Screw 4.5, 6 mm thread, L 20 Titanium, Cannulated Screw 4.5, 6 mm thread, L 22 Titanium, Cannulated Screw 4.5, 6 mm thread, L 24 Titanium, Cannulated Screw 4.5, 6 mm thread, L 26 Titanium, Cannulated Screw 4.5, 6 mm thread, L 28 Titanium, Cannulated Screw 4.5, 6 mm thread, L 30 Titanium, Cannulated Screw 4.5, 6 mm thread, L 32 Titanium, Cannulated Screw 4.5, 6 mm thread, L 34 Titanium, Cannulated Screw 4.5, 6 mm thread, L 36 Titanium, Cannulated Screw 4.5, 6 mm thread, L 38 Titanium, Cannulated Screw 4.5, 6 mm thread, L 40 Titanium, Cannulated Screw 4.5, 6 mm thread, L 42 Titanium, Cannulated Screw 4.5, 6 mm thread, L 44 Titanium, Cannulated Screw 4.5, 6 mm thread, L 46 Titanium, Cannulated Screw 4.5, 6 mm thread, L 48 Titanium, Cannulated Screw 4.5, 6 mm thread, L 50 Titanium, Cannulated Screw 4.5, 6 mm thread, L 52 Titanium, Cannulated Screw 4.5, 6 mm thread, L 54 Titanium, Cannulated Screw 4.5, 6 mm thread, L 56 Titanium, Cannulated Screw 4.5, 6 mm thread, L 60 Titanium, Cannulated Screw 4.5, 6 mm thread, L 64 Titanium, Cannulated Screw 4.5, 6 mm thread, L 68 Titanium, Cannulated screw 2.0, long thread, TL 5, L 12, Titanium, Cannulated screw 2.0, long thread, TL 6, L 13, Titanium, Cannulated screw 2.0, long thread, TL 6, L 14, Titanium, Cannulated screw 2.0, long thread, TL 6, L 15, Titanium, Cannulated screw 2.0, long thread, TL 7, L 16, Titanium, Cannulated screw 2.0, long thread, TL 8, L 17, Titanium, Cannulated screw 2.0, long thread, TL 8, L 18, Titanium, Cannulated screw 2.0, long thread, TL 9, L 19, Titanium, Cannulated screw 2.0, long thread, TL 9, L 20, Titanium, Cannulated screw 2.0, long thread, TL 10, L 22, Titanium, Cannulated screw 2.0, long thread, TL 10, L 24, Titanium, Cannulated screw 2.7, short thread, TL 4, L 10, Titanium, Cannulated screw 2.7, short thread, TL 4, L 12, Titanium, Cannulated screw 2.7, short thread, TL 4, L 14, Titanium, Cannulated screw 2.7, short thread, TL 4, L 16, Titanium, Cannulated screw 2.7, short thread, TL 5, L 18, Titanium, Cannulated screw 2.7, short thread, TL 5, L 20, Titanium, Cannulated screw 2.7, short thread, TL 5, L 22, Titanium, Cannulated screw 2.7, long thread, TL 6, L 14, Titanium, Cannulated screw 2.7, short thread, TL 6, L 24, Titanium, Cannulated screw 2.7, short thread, TL 6, L 26, Titanium, Cannulated screw 2.7, short thread, TL 6, L 28, Titanium, Cannulated screw 2.7, short thread, TL 6, L 30, Titanium, Cannulated screw 2.7, long thread, TL 7, L 16, Titanium, Cannulated screw 2.7, long thread, TL 8, L 18, Titanium, Cannulated screw 2.7, long thread, TL 9, L 20, Titanium, Cannulated screw 2.7, long thread, TL 10, L 22, Titanium, Cannulated screw 2.7, long thread, TL 10, L 24, Titanium, Cannulated screw 2.7, long thread, TL 12, L 26, Titanium, Cannulated screw 2.7, long thread, TL 12, L 28, Titanium, Cannulated screw 2.7, long thread, TL 14, L 30, Titanium, Cannulated screw 2.7, long thread, TL 14, L 32, Titanium, Cannulated screw 3.5, full thread, L 10, Titanium, Cannulated screw 3.5, full thread, L 12, Titanium, Cannulated screw 3.5, full thread, L 14, Titanium, Cannulated screw 3.5, full thread, L 16, Titanium, Cannulated screw 3.5, full thread, L 18, Titanium, Cannulated screw 3.5, full thread, L 20, Titanium, Cannulated screw 3.5, full thread, L 22, Titanium, Cannulated screw 3.5, full thread, L 24, Titanium, Cannulated screw 3.5, full thread, L 26, Titanium, Cannulated screw 3.5, full thread, L 28, Titanium, Cannulated screw 3.5, full thread, L 30, Titanium, Cannulated screw 3.5, full thread, L 32, Titanium, Cannulated screw 3.5, full thread, L 34, Titanium, Cannulated screw 3.5, full thread, L 36, Titanium, Cannulated screw 3.5, full thread, L 38, Titanium, Cannulated screw 3.5, full thread, L 40, Titanium, Cannulated screw 3.5, full thread, L 42, Titanium, Cannulated screw 3.5, f | T R I M E D | 2024-10-21T00:00:00.000+02:00 | aap Implantate AG, Lorenzweg 5, 12099 Berlin, Germany | SC 6532-65-2S, SC 6532-70-2S, SC 6532-75-2S, SC 6532-80-2S, SC 6532-85-2S, SC 6532-90-2S, SC 6532-95-2S, SC 6532-00-2S, SC 6532-01-2S, SC 6532-02-2S, SC 6532-03-2S, SC 6532-04-2S, SC 7500-30-2S, SC 7500-35-2S, SC 7500-40-2S, SC 7500-45-2S, SC 7500-50-2S, SC 7500-55-2S, SC 7500-60-2S, SC 7500-65-2S, SC 7500-70-2S, SC 7500-75-2S, SC 7500-80-2S, SC 7500-85-2S, SC 7500-90-2S, SC 7500-95-2S, SC 7500-00-2S, SC 7500-01-2S, SC 7500-02-2S, SC 7500-03-2S, SC 7500-04-2S, SC 7500-05-2S, SC 7500-06-2S, SC 7516-30-2S, SC 7516-35-2S, SC 7516-40-2S, SC 7516-45-2S, SC 7516-50-2S, SC 7516-55-2S, SC 7516-60-2S, SC 7516-65-2S, SC 7516-70-2S, SC 7516-75-2S, SC 7516-80-2S, SC 7516-85-2S, SC 7516-90-2S, SC 7516-95-2S, SC 7516-00-2S, SC 7516-01-2S, SC 7516-02-2S, SC 7516-03-2S, SC 7516-04-2S, SC 3530-38-2S, SC 3530-40-2S, SC 3530-42-2S, SC 3530-44-2S, SC 3530-46-2S, SC 3530-48-2S, SC 3530-50-2S, SC 3530-55-2S, SC 3530-60-2S, SC 4000-10-2S, SC 4000-12-2S, SC 4000-14-2S, SC 4000-16-2S, SC 4000-18-2S, SC 4000-20-2S, SC 4000-22-2S, SC 4000-24-2S, SC 4000-26-2S, SC 4000-28-2S, SC 4000-30-2S, SC 4000-32-2S, SC 4000-34-2S, SC 4000-36-2S, SC 4000-38-2S, SC 4000-40-2S, SC 4000-42-2S, SC 4000-44-2S, SC 4000-46-2S, SC 4000-48-2S, SC 4000-50-2S, SC 4000-55-2S, SC 4000-60-2S, SC 4030-10-2S, SC 4030-12-2S, SC 4030-14-2S, SC 4030-16-2S, SC 4030-18-2S, SC 4030-20-2S, SC 4030-22-2S, SC 4030-24-2S, SC 4030-26-2S, SC 4030-28-2S, SC 4030-30-2S, SC 4030-32-2S, SC 4030-34-2S, SC 4030-36-2S, SC 4030-38-2S, SC 4030-40-2S, SC 4030-42-2S, SC 4030-44-2S, SC 4030-46-2S, SC 4030-48-2S, SC 4030-50-2S, SC 4030-55-2S, SC 4030-60-2S, SC 4500-20-2S, SC 4500-22-2S, SC 4500-24-2S, SC 4500-26-2S, SC 4500-28-2S, SC 4500-30-2S, SC 4500-32-2S, SC 4500-34-2S, SC 4500-36-2S, SC 4500-38-2S, SC 4500-40-2S, SC 4500-42-2S, SC 4500-44-2S, SC 4500-46-2S, SC 4500-48-2S, SC 4500-50-2S, SC 4500-52-2S, SC 4500-54-2S, SC 4500-56-2S, SC 4500-60-2S, SC 4500-64-2S, SC 4500-68-2S, SC 4500-72-2S, SC 4530-20-2S, SC 4530-22-2S, SC 4530-24-2S, SC 4530-26-2S, SC 4530-28-2S, SC 4530-30-2S, SC 4530-32-2S, SC 4530-34-2S, SC 4530-36-2S, SC 4530-38-2S, SC 4530-40-2S, SC 4530-42-2S, SC 4530-44-2S, SC 4530-46-2S, SC 4530-48-2S, SC 4530-50-2S, SC 4530-52-2S, SC 4530-54-2S, SC 4530-56-2S, SC 4530-60-2S, SC 4530-64-2S, SC 4530-68-2S, SC 4530-72-2S, SC 5816-30-2S, SC 5816-35-2S, SC 5816-40-2S, SC 5816-45-2S, SC 5816-50-2S, SC 5816-55-2S, SC 5816-60-2S, SC 5816-65-2S, SC 5816-70-2S, SC 5816-75-2S, SC 5816-80-2S, SC 5816-85-2S, SC 5816-90-2S, SC 5816-95-2S, SC 5816-00-2S, SC 6500-35-2S, SC 6500-40-2S, SC 6500-45-2S, SC 6500-50-2S, SC 6500-55-2S, SC 6500-60-2S, SC 6500-65-2S, SC 6500-70-2S, SC 6500-75-2S, SC 6500-80-2S, SC 6500-85-2S, SC 6500-90-2S, SC 6500-95-2S, SC 6500-00-2S, SC 6500-01-2S, SC 6500-02-2S, SC 6500-03-2S, SC 6500-04-2S, SC 6516-35-2S, SC 6516-40-2S, SC 6516-45-2S, SC 6516-50-2S, SC 6516-55-2S, SC 6516-60-2S, SC 6516-65-2S, SC 6516-70-2S, SC 6516-75-2S, SC 6516-80-2S, SC 6516-85-2S, SC 6516-90-2S, SC 6516-95-2S, SC 6516-00-2S, SC 6516-01-2S, SC 6516-02-2S, SC 6516-03-2S, SC 6516-04-2S, SC 6532-45-2S, SC 6532-50-2S, SC 6532-55-2S, SC 6532-60-2S, SC 2730-28-2S, SC 2730-30-2S, SC 2730-32-2S, SC 2730-34-2S, SC 2750-14-2S, SC 2750-16-2S, SC 2750-18-2S, SC 2750-20-2S, SC 2750-22-2S, SC 2750-24-2S, SC 2750-26-2S, SC 2750-28-2S, SC 2750-30-2S, SC 2750-32-2S, SC 2750-34-2S, SC 3500-10-2S, SC 3500-12-2S, SC 3500-14-2S, SC 3500-16-2S, SC 3500-18-2S, SC 3500-20-2S, SC 3500-22-2S, SC 3500-24-2S, SC 3500-26-2S, SC 3500-28-2S, SC 3500-30-2S, SC 3500-32-2S, SC 3500-34-2S, SC 3500-36-2S, SC 3500-38-2S, SC 3500-40-2S, SC 3500-42-2S, SC 3500-44-2S, SC 3500-46-2S, SC 3500-48-2S, SC 3500-50-2S, SC 3500-55-2S, SC 3500-60-2S, SC 3530-10-2S, SC 3530-12-2S, SC 3530-14-2S, SC 3530-16-2S, SC 3530-18-2S, SC 3530-20-2S, SC 3530-22-2S, SC 3530-24-2S, SC 3530-26-2S, SC 3530-28-2S, SC 3530-30-2S, SC 3530-32-2S, SC 3530-34-2S, SC 3530-36-2S, SC 5816-40-2, SC 5816-45-2, SC 5816-50-2, SC 5816-55-2, SC 5816-60-2, SC 5816-65-2, SC 5816-70-2, SC | Klasa IIb | Cannulated Screws janë pajijse mjekësore që kanë për qëllim fiksimin dhe stabilizimin e vendit të frakturës, në mënyrë që të sigurohet mbyllja e duhur gjatë shërimit të frakturës. Vidat kanuloze përdoren në kirurgjinë ortopedike duke siguruar stabilitet të shkëlqyer me profil të ulët, duke reduktuar nevojën për heqje. | Pajisje te implantueshme aktive
17569 | LOQTEQ® Proximal Tibia Plates 3.5 and 4.5, LOQTEQ® Proximal Lateral Tibia Plate 3.5, LOQTEQ® Proximal Lateral Tibia Plate 4.5, LOQTEQ® Proximal Medial Tibia Plate 3.5, LOQTEQ® Proximal Lat. Tibia Plate 3.5, 5 holes, L 95, R Titanium, LOQTEQ® Proximal Lat. Tibia Plate 3.5, 7 holes, L 113, R Titanium, LOQTEQ® Proximal Lat. Tibia Plate 3.5, 9 holes, L 149, R Titanium, LOQTEQ® Proximal Lat. Tibia Plate 3.5, 12 holes, L 185, R Titanium, LOQTEQ® Proximal Lat. Tibia Plate 3.5, 15 holes, L 221, R Titanium, LOQTEQ® Proximal Lat. Tibia Plate 3.5, 17 holes, L 257, R Titanium, LOQTEQ® Proximal Lat. Tibia Plate 3.5, 5 holes, L 95, L Titanium, LOQTEQ® Proximal Lat. Tibia Plate 3.5, 7 holes, L 113, L Titanium, LOQTEQ® Proximal Lat. Tibia Plate 3.5, 9 holes, L 149, L Titanium, LOQTEQ® Proximal Lat. Tibia Plate 3.5, 12 holes, L 185, L Titanium, LOQTEQ® Proximal Lat. Tibia Plate 3.5, 15 holes, L 221, L Titanium, LOQTEQ® Proximal Lat. Tibia Plate 3.5, 17 holes, L 257, L Titanium, LOQTEQ® Prox. Lateral Tibia Plate 4.5, 3/5 holes, L 95, R Titanium, LOQTEQ® Prox. Lateral Tibia Plate 4.5, 3/6 holes, L 113, R Titanium, LOQTEQ® Prox. Lateral Tibia Plate 4.5, 3/8 holes, L 149, R Titanium, LOQTEQ® Prox. Lateral Tibia Plate 4.5, 3/10 holes, L 185, R Titanium, LOQTEQ® Prox. Lateral Tibia Plate 4.5, 3/12 holes, L 221, R Titanium, LOQTEQ® Prox. Lateral Tibia Plate 4.5, 3/14 holes, L 257, R Titanium, LOQTEQ® Prox. Lateral Tibia Plate, 3/5 holes, L 95, L Titanium, LOQTEQ® Prox. Lateral Tibia Plate 4.5, 3/6 holes, L 113, L Titanium, LOQTEQ® Prox. Lateral Tibia Plate 4.5, 3/8 holes, L 149, L Titanium, LOQTEQ® Prox. Lateral Tibia Plate, 3/10 holes, L 185, L Titanium, LOQTEQ® Prox. Lateral Tibia Plate 4.5, 3/12 holes, L 221, L Titanium, LOQTEQ® Prox. Lateral Tibia Plate 4.5, 3/14 holes, L 257, L Titanium, LOQTEQ® Proximal Medial Tibia Plate 3.5, 3 holes, L 58, R Titanium, LOQTEQ® Proximal Medial Tibia Plate 3.5, 6 holes, L 112, R Titanium, LOQTEQ® Proximal Medial Tibia Plate 3.5, 10 holes, L 164, R Titanium, LOQTEQ® Proximal Medial TibiaPlate 3.5, 3 holes, L 58, L Titanium, LOQTEQ® Proximal Medial TibiaPlate 3.5, 6 holes, L 112, L Titanium, LOQTEQ® Proximal Medial TibiaPlate 3.5, 10 holes, L 164, L Titanium | T R I M E D | 2024-10-21T00:00:00.000+02:00 | aap Implantate AG, Lorenzweg 5, 12099 Berlin, Germany | N/A, PA 3541-05-2, PA 3541-07-2, PA 3541-09-2, PA 3541-12-2, PA 3541-15-2, PA 3541-17-2, PA 3542-05-2, PA 3542-07-2, PA 3542-09-2, PA 3542-12-2, PA 3542-15-2, PA 3542-17-2, PA 4531-05-2, PA 4531-06-2, PA 4531-08-2, PA 4531-10-2, PA 4531-12-2, PA 4531-14-2, PA 4532-05-2, PA 4532-06-2, PA 4532-08-2, PA 4532-10-2, PA 4532-12-2, PA 4532-14-2, PA 3551-03-2, PA 3551-06-2, PA 3551-10-2, PA 3552-03-2, PA 3552-06-2, PA 3552-10-2 | Klasa IIb | LOQTEQ® Proximal Tibia Plates 3.5 and 4.5 janë pajisje mjekësore që përdoren për fiksimin e përkohshëm, korrigjimin ose stabilizimin e tibias proksimale. | Pajisje te implantueshme aktive
17570 | EverFlexTM Self-expanding Pheriperal Stent with EntrustTM Delivery System/EverFlex Entrust Stent System | O.E.S DISTRIMED | 2024-10-17T00:00:00.000+02:00 | Medtronic, Inc. 710 Medtronic Parkway Minneapolis MN 55432 USA | EVX35-05-100-120, EVX35-05-120-120, EVX35-05-150-120, EVX35-06-020-120, EVX35-06-040-120, EVX35-06-060-120, EVX35-06-080-120, EVX35-06-100-120, EVX35-06-120-120, EVX35-06-150-120, EVX35-07-020-120, EVX35-07-040-120, EVX35-07-060-120, EVX35-07-080-120, EVX35-07-100-120, EVX35-07-120-120, EVX35-07-150-120, EVX35-08-020-120, EVX35-08-040-120, EVX35-08-060-120, EVX35-08-080-120, EVX35-08-100-120, EVX35-08-120-120, EVX35-08-150-120, EVX35-05-020-150, EVX35-05-040-150, EVX35-05-060-150, EVX35-05-080-150, EVX35-05-100-150, EVX35-05-120-150, EVX35-05-150-150, EVX35-06-020-150, EVX35-06-040-150, EVX35-06-060-150, EVX35-06-080-150, EVX35-06-100-150, EVX35-06-120-150, EVX35-06-150-150, EVX35-07-020-150, EVX35-07-040-150, EVX35-07-060-150, EVX35-07-080-150, EVX35-07-100-150, EVX35-07-120-150, EVX35-07-150-150, EVX35-08-020-150, EVX35-08-040-150, EVX35-08-060-150, EVX35-08-080-150, EVX35-08-100-150, EVX35-08-120-150, EVX35-08-150-150, EVX35-05-020-080, EVX35-05-040-080, EVX35-05-060-080, EVX35-05-080-080, EVX35-05-100-080, EVX35-05-120-080, EVX35-05-150-080, EVX35-06-020-080, EVX35-06-040-080, EVX35-06-060-080, EVX35-06-080-080, EVX35-06-100-080, EVX35-06-120-080, EVX35-06-150-080, EVX35-07-020-080, EVX35-07-040-080, EVX35-07-060-080, EVX35-07-080-080, EVX35-07-100-080, EVX35-07-120-080, EVX35-07-150-080, EVX35-08-020-080, EVX35-08-040-080, EVX35-08-060-080, EVX35-08-080-080, EVX35-08-100-080, EVX35-08-120-080, EVX35-08-150-080, EVX35-05-020-120, EVX35-05-040-120, EVX35-05-060-120, EVX35-05-080-120 | Klasa IIb | Stenta periferale me vete-zgjerim dhe sistem dorezimi | Pajisje te implantueshme jo aktive
17571 | Synergetics Pinnacle and D-Tips/Pinnacle lntraocular Foreign Body Magnet Forceps, Synergetics Pinnacle and D-Tips/Pinnacle 23ga Microserrated Tano Asymmetrical Forceps, Synergetics Pinnacle and D-Tips/Pinnacle 25ga Microserrated Tano Asymmetrical Forceps, Synergetics Pinnacle and D-Tips/Pinnacle 27ga Microserrated Tano Asymmetrical Forceps, Synergetics Pinnacle and D-Tips/Pinnacle 23ga Microserrated Apte Corset Forceps, Synergetics Pinnacle and D-Tips/Pinnacle 25ga Microserrated Apte Corset Forceps, Synergetics Pinnacle and D-Tips/Pinnacle 20ga Microserrated Eckardt Forceps, Synergetics Pinnacle and D-Tips/Pinnacle 23ga Microserrated Ecka rdt Forceps, Synergetics Pinnacle and D-Tips/Pinnacle 25ga Microserrated Ecka rdt Forceps, Synergetics Pinnacle and D-Tips/Pinnacle 27ga Microserrated Eckardt Forceps, Synergetics Pinnacle and D-Tips/Pinnacle 23ga Microserrated End Grasping Forceps, Synergetics Pinnacle and D-Tips/Pinnacle 25ga Microserrated End Grasping Forceps, Synergetics Pinnacle and D-Tips/Pinnacle 23ga Microserrated Tewari Omnicep Forceps, Synergetics Pinnacle and D-Tips/Pinnacle 23ga Microserrated Tewari Omnicep Forceps, Myopic, Synergetics Pinnacle and D-Tips/Pinnacle 25ga Microserrated Tewari Omnicep Forceps, Synergetics Pinnacle and D-Tips/Pinnacle 25ga Microserrated Tewari Omnicep Forceps, Myopic, Synergetics Pinnacle and D-Tips/Pinnacle 27ga Microserrated Tewari Omnicep Forceps, Synergetics Pinnacle and D-Tips/Pinnacle 23ga Microserrated Snub Nosed Forceps, Synergetics Pinnacle and D-Tips/Pinnacle 23ga Reddy End Grasping Forceps, Synergetics Pinnacle and D-Tips/Pinnacle 25ga Reddy End Grasping Forceps, Synergetics Pinnacle and D-Tips/Pinnacle 20ga Vertical Scissors, Synergetics Pinnacle and D-Tips/Pinnacle 23ga Vertical Scissors, Synergetics Pinnacle and D-Tips/Pinnacle 25ga Vertical Scissors, Synergetics Pinnacle and D-Tips/Pinnacle 20ga Horizontal Scissors, Medium Curved, Fine Tip, Synergetics Pinnacle and D-Tips/Pinnacle 23ga Horizontal Scissors, Medium Curved, Fine Tip, Synergetics Pinnacle and D-Tips/Pinnacle 25ga Horizontal Scissors, Medium Curved, Fine Tip, Synergetics Pinnacle and D-Tips/Disposable Tano Asymmetrical Forceps, Tip Only, Synergetics Pinnacle and D-Tips/Disposable 20ga Morris/Witherspoon Fullview ILM Forceps, Tip only, Synergetics Pinnacle and D-Tips/Disposable 23ga Morris/Witherspoon Fullview ILM Forceps, Tip Only, Synergetics Pinnacle and D-Tips/Disposable Ducournau Forceps, Tip Only, Synergetics Pinnacle and D-Tips/Disposable 23ga Microserrated Tano Asymmetrical Micro Forceps, Tip Only, Synergetics Pinnacle and D-Tips/Disposable 25ga Microserrated Tano Asymmetrical Micro Forceps, Tip Only, Synergetics Pinnacle and D-Tips/Disposable Microserrated Eckardt Forceps, Tip Only, Synergetics Pinnacle and D-Tips/Disposable 23ga Eckard Forceps, Synergetics Pinnacle and D-Tips/Disposable 25ga Eckardt Forceps, Tip Only, Synergetics Pinnacle and D-Tips/Disposable 23ga Eckardt Fine Forceps, Tip Only, Synergetics Pinnacle and D-Tips/Disposable 25ga Eckardt Fine Forceps, Tip Only, Synergetics Pinnacle and D-Tips/Disposable 23ga MicroserratedTewari Omnicep Forceps, Tip only, Synergetics Pinnacle and D-Tips/Disposable 25ga MicroserratedTewari Omnicep Forceps, Tip Only, Synergetics Pinnacle and D-Tips/Disposable Horizontal Scissors, Medium Curved, Fine Tip, Tip Only, Synergetics Pinnacle and D-Tips/Disposable 23ga Horizontal Scissors, Medium Curved, Fine Tip, Tip only, Synergetics Pinnacle and D-Tips/Disposable 25ga Horizontal Scissors, Medium Curved, Fine Tip, Tip only, Synergetics Pinnacle and D-Tips/Pinnacle 20ga Tano Asymmetrical Forceps, Synergetics Pinnacle and D-Tips/Pinnacle 20ga Low Mass Pick Forceps, Synergetics Pinnacle and D-Tips/Pinnacle 23ga low Mass Pick Forceps, Synergetics Pinnacle and D-Tips/Pinnacle 25ga Low Mass Pick Forceps, Synergetics Pinnacle and D-Tips/Pinnacle 23ga Fine Tip Eckardt Forceps, Myopic, Synergetics Pinnacle and D-Tips/Pinnacle 25ga Fine Tip Eckardt Forceps, Synergetics Pinnacle and D-Tips/Pinnacle 25ga Fine Tip Eckardt Forceps, Myopic, Synergetics Pinnacle and D-Tips/Pinnacle 23ga ILM Forceps, Synergetics Pinnacle and D-Tips/Pinnacle 25ga ILM Forceps, Synergetics Pinnacle and D-Tips/Pinnacle 20ga End Grasping Forceps, Synergetics Pinnacle and D-Tips/Pinnacle 23ga End Grasping Forceps, Synergetics Pinnacle and D-Tips/Pinnacle 25ga End Grasping Forceps, Synergetics Pinnacle and D-Tips/Pinnacle 20ga Pyramid Tip Forceps, Synergetics Pinnacle and D-Tips/Pinnacle 23ga Pyramid Tip Forceps, Synergetics Pinnacle and D-Tips/Pinnacle 25ga Pyramid Tip Forceps, Synergetics Pinnacle and D-Tips/Pinnacle 20ga Serrated Jaw Forceps, Synergetics Pinnacle and D-Tips/Pinnacle 23ga Serrated Jaw Forceps, Synergetics Pinnacle and D-Tips/Pinnacle 25ga Serrated Jaw Forceps, Synergetics Pinnacle and D-Tips/Pinnacle Foreign Body Forceps, Synergetics Pinnacle and D-Tips/Pinnacle BB Removal Forceps, Synergetics Pinnacle and D-Tips/Pinnacle 25ga ScieraI Fixation/ AdeIberg Forceps | GEN - ALB FARMA | 2024-10-21T00:00:00.000+02:00 | Synergetics, Inc. , 3845 Corporate Centre Drive,O'Fallon,Missouri 63368,USA | 12.21PIN, 39.03.23PIN, 39.03.25PIN, 39.03.27PIN, 39.07.23PIN, 39.07.25PIN, 39.08PIN, 39.08.23PIN, 39.08.25PIN, 39.08.27PIN, 39.12.23PIN, 39.12.25PIN, 39.15.23PIN, 39.15.23PIN-M, 39.15.25PIN, 39.15.25PIN-M, 39.15.27PIN, 39.18.23PIN, 39.32.23PIN, 39.32.25PIN, 10.24PIN, 10.24.23PIN, 10.24.25PIN, 23.76PIN, 23. 76.23PIN, 23.76.25PIN, D09.04, D09.40.20, D09.40.25, D29.02, D39.03.23, D39.03.25, D39.08, D39.08.23, D39.08.25, D39.10.23, D39.10.25, D39.15.23, D39.15.25, D23.76, D23.76.23, D23.76.25, 09.04PIN, 09.0SPIN, 09.05.23PIN, 09.0S.25PIN, 09.10.23PIN-M, 09.10.25PIN, 09.10.25PIN-M, 09.11.23PIN, 09.11.25PIN, 09.12PIN, 09.12.23PIN, 09.12.25PIN, 11.04PIN, 11.04.23PIN, 11.04.25PIN, 11.06PIN, 11.06.23PIN, 11.06.25PIN, 11.20PIN, 11.40PIN, 11.46.25PIN | Klasa IIa | Përdoret për të kapur, tërhequr ose stabilizuar indin. Ato mund të përdoren gjithashtu për të paketuar ose nxjerrë sfungjerë, për të kaluar ligaturat dhe për të stabilizuar dhe manipuluar gjilpërat gjatë qepjes. Forcepsi kategorizohet sipas prezencës dhe llojit të dhëmbëve që janë të dizajnuara për indet specifike që synojnë të mbajnë. | Pajisje oftalmike dhe optike
17572 | Menicon Progent, Progent or SP/lntensivreinger for rigid gas permeable contact lenses, Bloom Progent for rigid gas permeable contact lenses, MeniLAB contact lens care solution | GEN - ALB FARMA | 2024-10-21T00:00:00.000+02:00 | MENICON PHARMA SAS. Boulevard Sebastien Brant, Pare d'lnnovation 67400 ILLKIRCH GRAFFENSTADEN, FRANCE | Menicon Progent, Bloom Progent, MeniLAB | Klasa IIb | Qëllimi i synuar i produkteve është heqja e proteinave dhe dezinfektimi i të gjitha lenteve të kontaktit të ngurtë të përshkueshëm nga gazi të përdorura nga përdoruesit e lenteve të kontaktit., Qëllimi i synuar i produkteve është pastrimi dhe dezinfektimi i lenteve të kontaktit të provë të ngurtë të përshkueshëm nga gazi. | Pajisje oftalmike dhe optike
17573 | WEGO STERILE HIGH PRESSURE ANGIOGRAPHIC SYRINGES FOR SINGLE USE 50 ML ,60 ML ,90 ML ,100 ML ,110 ML ,120 ML ,130 ML ,140 ML ,150 ML ,200 ML | O.E.S DISTRIMED | 2024-10-17T00:00:00.000+02:00 | WEIGAO MEDICAL INTERNATIONAL CO.,LTD.No.1 Weigao Road, High tech Industrial Development Zone, 264210 Weihai, Shandong Province, PEOPLE'S REPUBLIC OF CHINA | n/a | Klasa IIa | Shiringa STERILE ANGIOGRAFIKE ME PRESION TË LARTË PËR PËRDORIM TË VETËM | Pajisje nje perdorimeshe
17574 | FOB Gold Tube NG, FOB Gold Tube Screen, SENTiFIT pierceTube, SENTiFIT FOB Gold Tube Screen Israel, SENTiFIT FOB Gold Collection Tube, FOB Gold Tube Screen BE-VLG | AESKULAP | 2024-10-17T00:00:00.000+02:00 | Sentinel CH. S.p.A, Via Robert Koch, 2, 20152 Milano (Italy) | 11561N, 1156103, 11561H, 1156188, 1156104, 1156105, 1156108, 1156111, 1156112, 1156114 | In vitro | Tub i posaçëm për mbledhjen dhe ruajtjen hemoglobines nga motrat e feçes. | Pajisje laboratori
17575 | PHYSIO TUSS PEDIATRIC PRESERVATIVE FREE | LUVIV | 2024-10-18T00:00:00.000+02:00 | PHARMALINK, S.L. - 08290 Cerdanyola del Valles (Barcelona) - Avda. Universitat Autonoma 13, P.T. del Valles (ESP) - Spain | PL0143_140; PL143_30 | Klasa IIa | Shurup Kolle Pediatrik pa Konservant | Tjeter
17576 | TOOL MR8-SP14BA40 MR8 14CM SP BALL 4MM, TOOL MR8-SP14MH25D MR8 14CM SP MHD 2.5MM | O.E.S DISTRIMED | 2024-10-18T00:00:00.000+02:00 | Medtronic Powered Surgical Solutions,4620 North Beach Street Fort Worth, TX 76317 USA | MR8-SP14BA40, MR8-SP14MH25D | Klasa IIa | Instrumenta per motor kirurgjikal | Instrumenta shumeperdorimeshe
17577 | Irrigation tubing/Tubing IRD850 MR8 IRRIGATION ON-DRILL EA | O.E.S DISTRIMED | 2024-10-18T00:00:00.000+02:00 | Medtronic Powered Surgical Solutions,4620 North Beach Street Fort Worth, TX 76317 USA | IRD850 | Klasa IIa | Instrument ,tub irrigimi | Instrumenta shumeperdorimeshe
17578 | OGS DRILL D. 2.9 L. 15.0-GUIDED SURGERY CALIBRATED DRILLS -084, OGS MINI DRILL D. 3.2 L. 7.0-GUIDED SURGERY CALIBRATED DRILLS -084, OGS MINI DRILL D. 3.2 L. 11.5-GUIDED SURGERY CALIBRATED DRILLS -084, OGS MINI DRILL D. 3.2 L. 15.0-GUIDED SURGERY CALIBRATED DRILLS -084, OGS DRILL D. 3.2 L. 8.5-GUIDED SURGERY CALIBRATED DRILLS -084, OGS DRILL D. 3.2 L. 10.0-GUIDED SURGERY CALIBRATED DRILLS -084, OGS DRILL D. 3.2 L. 11.5-GUIDED SURGERY CALIBRATED DRILLS -084, OGS DRILL D. 3.2 L. 13.0-GUIDED SURGERY CALIBRATED DRILLS -084, OGS DRILL D. 3.2 L. 15.0-GUIDED SURGERY CALIBRATED DRILLS -084, OGS DRILL D. 3.2 L. 17.0-GUIDED SURGERY CALIBRATED DRILLS -084, OGS DRILL D. 3.5 L. 8.5-GUIDED SURGERY CALIBRATED DRILLS -084, OGS DRILL D. 3.5 L. 10.0-GUIDED SURGERY CALIBRATED DRILLS -084, OGS DRILL D. 3.5 L. 11.5-GUIDED SURGERY CALIBRATED DRILLS -084, OGS DRILL D. 3.5 L. 13.0-GUIDED SURGERY CALIBRATED DRILLS -084, OGS DRILL D. 3.5 L. 15.0-GUIDED SURGERY CALIBRATED DRILLS -084, OGS DRILL D. 3.8 L. 8.5-GUIDED SURGERY CALIBRATED DRILLS -084, OGS DRILL D. 3.8 L. 10.0-GUIDED SURGERY CALIBRATED DRILLS -084, OGS DRILL D. 3.8 L. 11.5-GUIDED SURGERY CALIBRATED DRILLS -084, OGS DRILL D. 3.8 L. 13.0-GUIDED SURGERY CALIBRATED DRILLS -084, OGS DRILL D. 3.8 L. 15.0-GUIDED SURGERY CALIBRATED DRILLS -084, OGS DRILL K1 N L. 7.0-GUIDED SURGERY CALIBRATED DRILLS -084, OGS DRILL K1 N L. 8.5-GUIDED SURGERY CALIBRATED DRILLS -084, OGS DRILL K1 N L. 10.0-GUIDED SURGERY CALIBRATED DRILLS -084, OGS DRILL K1 N L. 11.5-GUIDED SURGERY CALIBRATED DRILLS -084, OGS DRILL K1 N L. 13.0-GUIDED SURGERY CALIBRATED DRILLS -084, OGS DRILL K1 N L. 15.0-GUIDED SURGERY CALIBRATED DRILLS -084, OGS DRILL K1 NR L. 7.0-GUIDED SURGERY CALIBRATED DRILLS -084, OGS DRILL K1 NR L. 8.5-GUIDED SURGERY CALIBRATED DRILLS -084, OGS DRILL K1 NR L. 10.0-GUIDED SURGERY CALIBRATED DRILLS -084, OGS DRILL K1 NR L. 11.5-GUIDED SURGERY CALIBRATED DRILLS -084, OGS DRILL K1 NR L. 13.0-GUIDED SURGERY CALIBRATED DRILLS -084, OGS DRILL K1 NR L. 15.0-GUIDED SURGERY CALIBRATED DRILLS -084, OGS DRILL K1 R L. 7.0-GUIDED SURGERY CALIBRATED DRILLS -084, OGS DRILL K1 R L. 8.5-GUIDED SURGERY CALIBRATED DRILLS -084, OGS DRILL K1 R L. 10.0-GUIDED SURGERY CALIBRATED DRILLS -084, OGS DRILL K1 R L. 11.5-GUIDED SURGERY CALIBRATED DRILLS -084, OGS DRILL K1 R L .13.0-GUIDED SURGERY CALIBRATED DRILLS -084, OGS DRILL K1 R L. 15.0-GUIDED SURGERY CALIBRATED DRILLS -084, OGS REDUCTION RING 1.0 MINI – PACK 2 PCS-GUIDED SURGERY CALIBRATED DRILLS -084, OGS REDUCTION RING 1.5 MINI – PACK 2 PCS-GUIDED SURGERY CALIBRATED DRILLS -084, OGS REDUCTION RING 2.0 MINI – PACK 2 PCS-GUIDED SURGERY CALIBRATED DRILLS -084, OGS REDUCTION RING 3.0 MINI – PACK 2 PCS-GUIDED SURGERY CALIBRATED DRILLS -084, OGS REDUCTION RING 1.0 – PACK 4 PCS-GUIDED SURGERY CALIBRATED DRILLS -084, OGS REDUCTION RING 1.5 – PACK 4 PCS-GUIDED SURGERY CALIBRATED DRILLS -084, OGS REDUCTION RING 2.0 – PACK 4 PCS-GUIDED SURGERY CALIBRATED DRILLS -084, OGS REDUCTION RING 3.0 – PACK 4 PCS-GUIDED SURGERY CALIBRATED DRILLS -084, COUNTERSINK DRILL MINI-COUNTERSINK DRILLS-085, COUNTERSINK DRILL STD-COUNTERSINK DRILLS-085, COUNTERSINK DRILL D. 3.5-COUNTERSINK DRILLS-085, COUNTERSINK DRILL D. 3.8-COUNTERSINK DRILLS-085, COUNTERSINK DRILL K1 R-COUNTERSINK DRILLS-085, COUNTERSINK DRILL K1 W-COUNTERSINK DRILLS-085, OGS COUNTERSINK DRLL K1 R-COUNTERSINK DRILLS-085, PARALLEL INDICATOR D. 2.0/2.3-PARALLEL INDICATORS - GUIDES-086, PARALLEL INDICATOR D. 2.0/2.5-PARALLEL INDICATORS - GUIDES-086, PARALLEL INDICATOR D. 2.3/2.6-PARALLEL INDICATORS - GUIDES-086, PARALLEL INDICATOR D. 2.3/2.9-PARALLEL INDICATORS - GUIDES-086, PARALLEL INDICATOR D. 2.6/2.9-PARALLEL INDICATORS - GUIDES-086, PARALLEL INDICATOR D. 3.0/3.5-PARALLEL INDICATORS - GUIDES-086, PARALLEL INDICATOR D. 2.3 ANGLED 17°-PARALLEL INDICATORS - GUIDES-086, PARALLEL INDICATOR D. 2.3 ANGLED 30°-PARALLEL INDICATORS - GUIDES-086, PARALLEL INDICATOR SCREW-RETAINED MINI CONICAL-PARALLEL INDICATORS - GUIDES-086, PARALLEL INDICATOR SCREW-RETAINED STANDARD CONICAL-PARALLEL INDICATORS - GUIDES-086, DEPTH GAUGE GRADUATED-PARALLEL INDICATORS - GUIDES-086, DIRECTION GUIDE IMMEDIATE LOADING-PARALLEL INDICATORS - GUIDES-086, DEPTH GAUGE CONNECTOR BASE-PARALLEL INDICATORS - GUIDES-086, BONE TAP MICRO THREAD D. 3.5-BONE TAPS-087, BONE TAP MICRO THREAD D. 4.0-BONE TAPS-087, BONE TAP MICRO THREAD D. 4.5-BONE TAPS-087, BONE TAP MICRO THREAD D. 5.0-BONE TAPS-087, BONE TAP NORMO THREAD D. 3.5-BONE TAPS-087, BONE TAP NORMO THREAD D. 4.0-BONE TAPS-087, BONE TAP NORMO THREAD D. 4.5-BONE TAPS-087, BONE TAP NORMO THREAD D. 5.0-BONE TAPS-087, BONE TAP K1 R-BONE TAPS-087, BONE TAP K1 W-BONE TAPS-087, TISSUE PUNCH D. 3.0-TISSUE PUNCHES-088, TISSUE PUNCH D. 4.0-TISSUE PUNCHES-088, TISSUE PUNCH D. 5.0-TISSUE PUNCHES-088, TISSUE PUNCH D. 6.0-TISSUE PUNCHES-088, OGS TISSUE PUNCH MINI-TISSUE PUNCHES-088, OGS TISSUE PUNCH STD-TISSUE PUNCHES-088, OGS TISSUE PUNCH D. 3.5-TISSUE PUNCHES-088, CYLINDRICAL BONE MILL-BONE MILL DRILLS AND SCREWS-089, CONICAL BONE MILL-BONE MILL DRILLS AND SCREWS-089, BONE MILL SCREW STANDARD CONICAL-BONE MILL DRILLS AND SCREWS-089, BONE MILL SCREW M2 SHORT-BONE MILL DRILLS AND SCREWS-089, BONE MILL SCREW M2 LONG-BONE MILL DRILLS AND SCREWS-089, BONE MILL SCREW M1.8 SHORT-BONE MILL DRILLS AND SCREWS-089, BONE MILL SCREW M1.8 LONG-BONE MILL DRILLS AND SCREWS-089, DRILL FOR FIXATION PIN-DRILLS FOR PINS, FIXATION PINS FOR SURGICAL TEMPLATE-090, DRILL FOR CRESTAL FIXATION PIN -DRILLS FOR PINS, FIXATION PINS FOR SURGICAL TEMPLATE-090, FIXATION PIN FOR TEMPLATE-DRILLS FOR PINS, FIXATION PINS FOR SURGICAL TEMPLATE-090, SCREWABLE FIXATION PIN FOR TEMPLATE-DRILLS FOR PINS, FIXATION PINS FOR SURGICAL TEMPLATE-090, CRESTAL FIXATION PIN FOR TEMPLATE-DRILLS FOR PINS, FIXATION PINS FOR SURGICAL TEMPLATE-090, TREPHINE DRILL D. 3.0-TREPHINE DRILLS-091, TREPHINE DRILL D. 3.5-TREPHINE DRILLS-091, TREPHINE DRILL D. 4.0-TREPHINE DRILLS-091, TREPHINE DRILL D. 4.5-TREPHINE DRILLS-091, TREPHINE DRILL D. 5.0-TREPHINE DRILLS-091, TREPHINE DRILL D. 6.0-TREPHINE DRILLS-091, MOUNTER OGS INT-MOUNTERS-136, MOUNTER OGS INT LONG-MOUNTERS-136, MOUNTER OGS MINI CONICAL D. 3.5-MOUNTERS-136, MOUNTER OGS MINI CONICAL D. 3.5 LONG-MOUNTERS-136, MOUNTER OGS MINI CONICAL D. 3.5 SLIM-MOUNTERS-136, MOUNTER OGS MINI CONICAL -MOUNTERS-136, MOUNTER OGS MINI CONICAL LONG-MOUNTERS-136, MOUNTER OGS MINI CONICAL SLIM-MOUNTERS-136, MOUNTER OGS STANDARD CONICAL -MOUNTERS-136, MOUNTER OGS STANDARD CONICAL LONG-MOUNTERS-136, MOUNTER OGS STANDARD CONICAL SLIM-MOUNTERS-136, MECHANICAL INSERTER INT SHORT-INSERTERS-137, MECHANICAL INSERTER INT MEDIUM-INSERTERS-137, MECHANICAL INSERTER INT LONG-INSERTERS-137, MANUAL DRIVER INSERTER INT SHORT-INSERTERS-137, MANUAL DRIVER INSERTER INT MEDIUM-INSERTERS-137, MANUAL DRIVER INSERTER INT LONG-INSERTERS-137, MANUAL DRIVER INSERTER INT EXTRALONG-INSERTERS-137, MECHANICAL INSERTER MICRO FIX SQUARE 2X2-INSERTERS-137, MECHANICAL INSERTER STRAIGHT ILS/MFX HEX 3.0-INSERTERS-137, MECHANICAL INSERTER BALL ABUT. /MICRO FIX SPERE HEX 2.5-INSERTERS-137, MANUAL DRIVER STRAIGHT ILS / MFX HEX 3.0-INSERTERS-137, MANUAL DRIVER BALL ABUT. /MICRO FIX SPERE HEX 2.5-INSERTERS-137, MECHANICAL INSERTER MINI CONICAL SHORT-INSERTERS-137, MECHANICAL INSERTER MINI CONICAL LONG-INSERTERS-137, MECHANICAL INSERTER STANDARD CONICAL SHORT-INSERTERS-137, MECHANICAL INSERTER STANDARD CONICAL MEDIUM-INSERTERS-137, MECHANICAL INSERTER STANDARD CONICAL LONG-INSERTERS-137, MANUAL DRIVER INSERTER MINI CONICAL SHORT-INSERTERS-137, MANUAL DRIVER INSERTER MINI CONICAL LONG-INSERTERS-137, MANUAL DRIVER INSERTER MINI CONICAL EXTRALONG-INSERTERS-137, MANUAL DRIVER INSERTER STANDARD CONICAL SHORT-INSERTERS-137, MANUAL DRIVER INSERTER STANDARD CONICAL MEDIUM-INSERTERS-137, MANUAL DRIVER INSERTER STANDARD CONICAL LONG-INSERTERS-137, MANUAL DRIVER INSERTER STANDARD CONICAL EXTRALONG-INSERTERS-137, MECHANICAL SCREWDRIVER HEX 1.25 SHORT-SCREWDRIVERS-138, MECHANICAL SCREWDRIVER HEX 1.25 MEDIUM-SCREWDRIVERS-138, MECHANICAL SCREWDRIVER HEX 1.25 LONG-SCREWDRIVERS-138, MECHANICAL SCREWDRIVER HEX 1.25 EXTRALONG-SCREWDRIVERS-138, MANUAL SCREWDRIVER HEX 1.25 SHORT-SCREWDRIVERS-138, MANUAL SCREWDRIVER HEX 1.25 MEDIUM-SCREWDRIVERS-138, MANUAL SCREWDRIVER HEX 1.25 LONG-SCREWDRIVERS-138, MANUAL SCREWDRIVER HEX 1.25 EXTRALONG-SCREWDRIVERS-138, MECHANICAL ANGLED SCREWDRIVER SHORT-SCREWDRIVERS-138, MECHANICAL ANGLED SCREWDRIVER MEDIUM-SCREWDRIVERS-138, MECHANICAL ANGLED SCREWDRIVER LONG-SCREWDRIVERS-138, MECHANICAL SCREWDRIVER SQUARE 4X4-SCREWDRIVERS-138, SHORT SCREWDRIVER - TORX-SCREWDRIVERS-138, MEDIUM SCREWDRIVER - TORX-SCREWDRIVERS-138, LONG SCREWDRIVER - TORX-SCREWDRIVERS-138, EXTRA LONG SCREWDRIVER - TORX-SCREWDRIVERS-138, TIP HANDLE SCREWDRIVER HEX 1.25 SHORT-SCREWDRIVERS-138, TIP HANDLE SCREWDRIVER HEX 1.25 LONG-SCREWDRIVERS-138, MECHANICAL ADAPTER FIXO SQUARE 4X4-SCREWDRIVERS-138, MECHANICAL ADAPTER CONNECTOR BASE HEX 2.5-SCREWDRIVERS-138, INT ADAPTER FOR STRAIGHT KEY-SCREWDRIVERS-138, MINI CONICAL ADAPTER FOR STRAIGHT KEY-SCREWDRIVERS-138, STANDARD CONICAL ADAPTER FOR STRAIGHT KEY-SCREWDRIVERS-138, SCREWDRIVER ADAPTER FOR STRAIGHT KEY HEX 1.25-SCREWDRIVERS-138, IMPRESSION COPING TRANSFER CLOSED TRAY PULL-UP ANATOMICAL INT MINI – PACK 5 PCS-IMPRESSION COPING TRANSFER-153, IMPRESSION COPING TRANSFER CLOSED TRAY PULL-UP ANATOMICAL INT STD – PACK 5 PCS-IMPRESSION COPING TRANSFER-153, IMPRESSION COPING TRANSFER CLOSED TRAY SNAP INT MINI-IMPRESSION COPING TRANSFER-153, IMPRESSION COPING TRANSFER CLOSED TRAY SNAP INT STD-IMPRESSION COPING TRANSFER-153, SCREW H0 FOR IMPRESSION COPING TRANSFER CLOSED TRAY -IMPRESSION COPING TRANSFER-153, SCREW H3 FOR IMPRESSION COPING TRANSFER CLOSED TRAY-IMPRESSION COPING TRANSFER-153, SCREW H3 FOR IMPRESSION COPING TRANSFER OPEN TRAY-IMPRESSION COPING TRANSFER-153, SCREW H6 FOR IMPRESSION COPING TRANSFER OPEN TRAY-IMPRESSION COPING TRANSFER-153, IMPRESSION COPING TRANSFER FOR ILS BASE -IMPRESSION COPING TRANSFER-153, SCREW FOR IMPRESSION COPING TRANSFER FOR ILS BASE -IMPRESSION COPING TRANSFER-153, IMPRESSION COPING TRANSFER FOR ILS BASE HIGH-IMPRESSION COPING TRANSFER-153, IMPRESSION COPING TRANSFER OPEN TRAY MINI CONICAL-IMPRESSION COPING TRANSFER-153, IMPRESSION COPING TRANSFER OPEN TRAY STANDARD CONICAL-IMPRESSION COPING TRANSFER-153, SCREW FOR IMPRESSION COPING TRANSFER OPEN TRAY MINI CONICAL H3.0 -IMPRESSION COPING TRANSFER-153, SCREW FOR IMPRESSION COPING TRANSFER OPEN TRAY MINI CONICAL H6.0 -IMPRESSION COPING TRANSFER-153, SCREW FOR IMPRESSION COPING TRANSFER OPEN TRAY STANDARD CONICAL H3.0 -IMPRESSION COPING TRANSFER-153, SCREW FOR IMPRESSION COPING TRANSFER OPEN TRAY STANDARD CONICAL H6.0 -IMPRESSION COPING TRANSFER-153, IMPRESSION COPING TRANSFER CLOSED TRAY SNAP MINI CONICAL-IMPRESSION COPING TRANSFER-153, IMPRESSION COPING TRANSFER CLOSED TRAY SNAP STANDARD CONICAL-IMPRESSION COPING TRANSFER-153, SCREW FOR IMPRESSION COPING TRANSFER CLOSED TRAY MINI CONICAL H0-IMPRESSION COPING TRANSFER-153, SCREW FOR IMPRESSION COPING TRANSFER CLOSED TRAY STANDARD CONICAL H0 -IMPRESSION COPING TRANSFER-153, IMPRESSION COPING TRANSFER MINI CONICAL-IMPRESSION COPING TRANSFER-153, IMPRESSION COPING TRANSFER STANDARD CONICAL-IMPRESSION COPING TRANSFER-153, SCAN BODY FOR ILS BASE-IMPRESSION COPING TRANSFER-154, SCAN BODY INT-IMPRESSION COPING TRANSFER-154, SCAN BODY MINI CONICAL -IMPRESSION COPING TRANSFER-154, SCAN BODY STANDARD CONICAL-IMPRESSION COPING TRANSFER-154, SCANBODY CONNECTOR BASE-IMPRESSION COPING TRANSFER-154, CALIBRATED STOP L. 11.5-GRADUATED DRILLS AND STOPS-082, CALIBRATED STOP L. 13.0-GRADUATED DRILLS AND STOPS-082, CALIBRATED STOP L. 15.0-GRADUATED DRILLS AND STOPS-082, LONG GRADUATED DRILL D. 2.3-GRADUATED DRILLS AND STOPS-082, LONG GRADUATED DRILL D. 2.6-GRADUATED DRILLS AND STOPS-082, LONG GRADUATED DRILL D. 2.9-GRADUATED DRILLS AND STOPS-082, LONG GRADUATED DRILL D. 3.2-GRADUATED DRILLS AND STOPS-082, EXTRA LONG GRADUATED DRILL D. 2.3-GRADUATED DRILLS AND STOPS-082, EXTRA LONG GRADUATED DRILL D. 2.6-GRADUATED DRILLS AND STOPS-082, EXTRA LONG GRADUATED DRILL D. 2.9-GRADUATED DRILLS AND STOPS-082, EXTRA LONG GRADUATED DRILL D. 3.2-GRADUATED DRILLS AND STOPS-082, DRILL EXTENSION-GRADUATED DRILLS AND STOPS-082, INITIAL DRILL D. 2.3 L. 7.0-CALIBRATED DRILLS-083, INITIAL DRILL D. 2.3 L. 8.5-CALIBRATED DRILLS-083, INITIAL DRILL D. 2.3 L. 10.0-CALIBRATED DRILLS-083, INITIAL DRILL D. 2.3 L. 11.5-CALIBRATED DRILLS-083, INITIAL DRILL D. 2.3 L. 13.0-CALIBRATED DRILLS-083, INITIAL DRILL D. 2.3 L. 15.0-CALIBRATED DRILLS-083, DRILL K1 N L. 7.0-CALIBRATED DRILLS-083, DRILL K1 N L. 8.5-CALIBRATED DRILLS-083, DRILL K1 N L. 10.0-CALIBRATED DRILLS-083, DRILL K1 N L. 11.5-CALIBRATED DRILLS-083, DRILL K1 N L. 13.0-CALIBRATED DRILLS-083, DRILL K1 N L. 15.0-CALIBRATED DRILLS-083, DRILL K1 NR L. 7.0-CALIBRATED DRILLS-083, DRILL K1 NR L. 8.5-CALIBRATED DRILLS-083, DRILL K1 NR L. 10.0-CALIBRATED DRILLS-083, DRILL K1 NR L. 11.5-CALIBRATED DRILLS-083, DRILL K1 NR L. 13.0-CALIBRATED DRILLS-083, DRILL K1 NR L. 15.0-CALIBRATED DRILLS-083, DRILL K1 R L. 7.0-CALIBRATED DRILLS-083, DRILL K1 R L. 8.5-CALIBRATED DRILLS-083, DRILL K1 R L. 10.0-CALIBRATED DRILLS-083, DRILL K1 R L. 11.5-CALIBRATED DRILLS-083, DRILL K1 R L. 13.0-CALIBRATED DRILLS-083, DRILL K1 R L. 15.0-CALIBRATED DRILLS-083, DRILL K1 R L. 18.0-CALIBRATED DRILLS-083, DRILL K1 W L. 7.0-CALIBRATED DRILLS-083, DRILL K1 W L. 8.5-CALIBRATED DRILLS-083, DRILL K1 W L. 10.0-CALIBRATED DRILLS-083, DRILL K1 W L. 11.5-CALIBRATED DRILLS-083, DRILL K1 W L. 13.0-CALIBRATED DRILLS-083, DRILL K1 W L. 15.0-CALIBRATED DRILLS-083, DRILL K1 EW L. 7.0-CALIBRATED DRILLS-083, DRILL K1 ER L. 7.0 - 10.0-CALIBRATED DRILLS-083, DRILL K1 ER L. 11.5 - 15.0-CALIBRATED DRILLS-083, OGS MINI DRILL D. 1.6 L. 7.0-GUIDED SURGERY CALIBRATED DRILLS-084, OGS MINI DRILL D. 1.6 L. 11.5-GUIDED SURGERY CALIBRATED DRILLS-084, OGS MINI DRILL D. 1.6 L. 15.0-GUIDED SURGERY CALIBRATED DRILLS -084, OGS MINI DRILL D. 2.0 L. 7.0-GUIDED SURGERY CALIBRATED DRILLS -084, OGS MINI DRILL D. 2.0 L. 11.5-GUIDED SURGERY CALIBRATED DRILLS -084, OGS MINI DRILL D. 2.0 L. 15.0-GUIDED SURGERY CALIBRATED DRILLS -084, OGS DRILL D. 2.3 L. 6.0-GUIDED SURGERY CALIBRATED DRILLS -084, OGS DRILL D. 2.3 L. 8.5-GUIDED SURGERY CALIBRATED DRILLS -084, OGS DRILL D. 2.3 L. 10.0-GUIDED SURGERY CALIBRATED DRILLS -084, OGS DRILL D. 2.3 L. 11.5-GUIDED SURGERY CALIBRATED DRILLS -084, OGS DRILL D. 2.3 L. 13.0-GUIDED SURGERY CALIBRATED DRILLS -084, OGS DRILL D. 2.3 L. 15.0-GUIDED SURGERY CALIBRATED DRILLS -084, OGS MINI DRILL D. 2.3 L. 7.0-GUIDED SURGERY CALIBRATED DRILLS -084, OGS MINI DRILL D. 2.3 L. 11.5-GUIDED SURGERY CALIBRATED DRILLS -084, OGS MINI DRILL D. 2.3 L. 15.0-GUIDED SURGERY CALIBRATED DRILLS -084, OGS MINI DRILL D. 2.9 L. 7.0-GUIDED SURGERY CALIBRATED DRILLS -084, OGS MINI DRILL D. 2.9 L. 11.5-GUIDED SURGERY CALIBRATED DRILLS -084, OGS MINI DRILL D. 2.9 L. 15.0-GUIDED SURGERY CALIBRATED DRILLS -084, OGS DRILL D. 2.9 L. 8.5-GUIDED SURGERY CALIBRATED DRILLS -084, OGS DRILL D. 2.9 L. 10.0-GUIDED SURGERY CALIBRATED DRILLS -084, OGS DRILL D. 2.9 L. 11.5-GUIDED SURGERY CALIBRATED DRILLS -084, OGS DRILL D. 2.9 L. 13.0-GUIDED SURGERY CALIBRATED DRILLS -084, OXY IMPLANT DENTAL SYSTEM, IMP. K1 MINI CONICAL NARROW D. 3.00 L. 10.0-K1-008, IMP. K1 MINI CONICAL NARROW D. 3.00 L. 11.5-K1-008, IMP. K1 MINI CONICAL NARROW D. 3.00 L. 13.0-K1-008, IMP. K1 MINI CONICAL NARROW D. 3.00 L. 15.0-K1-008, IMP. K1 STD CONICAL REGULAR D. 3.50 L. 8.5-K1-008, IMP. K1 STD CONICAL REGULAR D. 3.50 L. 10.0-K1-008, IMP. K1 STD CONICAL REGULAR D. 3.50 L. 11.5-K1-008, IMP. K1 STD CONICAL REGULAR D. 3.50 L. 13.0-K1-008, IMP. K1 STD CONICAL REGULAR D. 3.50 L. 15.0-K1-008, IMP. K1 STD CONICAL REGULAR D. 4.00 L. 7.0-K1-008, IMP. K1 STD CONICAL REGULAR D. 4.00 L. 8.5-K1-008, IMP. K1 STD CONICAL REGULAR D. 4.00 L. 10.0-K1-008, IMP. K1 STD CONICAL REGULAR D. 4.00 L. 11.5-K1-008, IMP. K1 STD CONICAL REGULAR D. 4.00 L. 13.0-K1-008, IMP. K1 STD CONICAL REGULAR D. 4.00 L. 15.0-K1-008, IMP. K1 STD CONICAL REGULAR D. 4.50 L. 7.0-K1-008, IMP. K1 STD CONICAL REGULAR D. 4.50 L. 8.5-K1-008, IMP. K1 STD CONICAL REGULAR D. 4.50 L. 10.0-K1-008, IMP. K1 STD CONICAL REGULAR D. 4.50 L. 11.5-K1-008, IMP. K1 STD CONICAL REGULAR D. 4.50 L. 13.0-K1-008, IMP. K1 STD CONICAL REGULAR D. 4.50 L. 15.0-K1-008, IMP. K1 STD CONICAL REGULAR D. 5.00 L. 7.0-K1-008, IMP. K1 STD CONICAL REGULAR D. 5.00 L. 8.5-K1-008, IMP. K1 STD CONICAL REGULAR D. 5.00 L. 10.0-K1-008, IMP. K1 STD CONICAL REGULAR D. 5.00 L. 11.5-K1-008, IMP. K1 STD CONICAL REGULAR D. 5.00 L. 13.0-K1-008, IMP. K1 STD CONICAL REGULAR D. 5.00 L. 15.0-K1-008, IMP. K1 STD CONICAL WIDE D. 5.50 L. 7.0-K1-008, IMP. K1 STD CONICAL WIDE D. 5.50 L. 8.5-K1-008, IMP. K1 STD CONICAL WIDE D. 5.50 L. 10.0-K1-008, IMP. K1 STD CONICAL WIDE D. 5.50 L. 11.5-K1-008, IMP. K1 STD CONICAL WIDE D. 5.50 L. 13.0-K1-008, IMP. K1 STD CONICAL WIDE D. 5.50 L. 15.0-K1-008, IMP. K1 STD CONICAL WIDE D. 6.00 L. 7.0-K1-008, IMP. K1 STD CONICAL WIDE D. 6.00 L. 8.5-K1-008, IMP. K1 STD CONICAL WIDE D. 6.00 L. 10.0-K1-008, IMP. K1 STD CONICAL WIDE D. 6.00 L. 11.5-K1-008, IMP. K1 STD CONICAL WIDE D. 6.00 L. 13.0-K1-008, IMP. K1 STD CONICAL WIDE D. 6.50 L. 7.0-K1-008, IMP. K1 STD CONICAL WIDE D. 6.50 L. 8.5-K1-008, IMP. K1 STD CONICAL WIDE D. 6.50 L. 10.0-K1-008, IMP. K1 STD CONICAL WIDE D. 6.50 L. 11.5-K1-008, IMP. K1 STD CONICAL WIDE D. 6.50 L. 13.0-K1-008, TEMPORARY ABUTMENT INT MINI ROTATIONAL-FIXED-041, TEMPORARY ABUTMENT INT STD ROTATIONAL-FIXED-041, TEMPORARY ABUTMENT INT MINI ANTIROTATIONAL-FIXED-041, TEMPORARY ABUTMENT INT STD ANTIROTATIONAL-FIXED-041, STRAIGHT ABUTMENT INT MINI H 1.5 -FIXED-041, STRAIGHT ABUTMENT INT MINI H 2.5 -FIXED-041, STRAIGHT ABUTMENT INT MINI H 3.5 -FIXED-041, STRAIGHT ABUTMENT INT STD H 1.5 -FIXED-041, STRAIGHT ABUTMENT INT STD H 2.5 -FIXED-041, STRAIGHT ABUTMENT INT STD H 3.5 -FIXED-041, ANGLED ABUTMENT INT MINI 15° H 1.5 -FIXED-041, ANGLED ABUTMENT INT MINI 15° H 2.5 -FIXED-041, ANGLED ABUTMENT INT MINI 15° H 3.5 -FIXED-041, ANGLED ABUTMENT INT STD 15° H 1.5 -FIXED-041, ANGLED ABUTMENT INT STD 15° H 2.5 -FIXED-041, ANGLED ABUTMENT INT STD 15° H 3.5 -FIXED-041, ANGLED ABUTMENT INT MINI 25° H 1.5 -FIXED-041, ANGLED ABUTMENT INT MINI 25° H 2.5 -FIXED-041, ANGLED ABUTMENT INT MINI 25° H 3.5 -FIXED-041, ANGLED ABUTMENT INT STD 25° H 1.5 -FIXED-041, ANGLED ABUTMENT INT STD 25° H 2.5 -FIXED-041, ANGLED ABUTMENT INT STD 25° H 3.5 -FIXED-041, STRAIGHT ANATOMICAL ABUTMENT INT MINI ANTIROTATIONAL H 1.5 -FIXED-041, STRAIGHT ANATOMICAL ABUTMENT INT MINI ANTIROTATIONAL H 2.5 -FIXED-041, STRAIGHT ANATOMICAL ABUTMENT INT MINI ANTIROTATIONAL H 3.5 -FIXED-041, STRAIGHT ANATOMICAL ABUTMENT INT MINI ANTIROTATIONAL H 4.5 -FIXED-041, STRAIGHT ANATOMICAL ABUTMENT INT STD ANTIROTATIONAL H 1.5 -FIXED-041, STRAIGHT ANATOMICAL ABUTMENT INT STD ANTIROTATIONAL H 2.5 -FIXED-041, STRAIGHT ANATOMICAL ABUTMENT INT STD ANTIROTATIONAL H 3.5 -FIXED-041, STRAIGHT ANATOMICAL ABUTMENT INT STD ANTIROTATIONAL H 4.5 -FIXED-041, ANGLED ANATOMICAL ABUTMENT INT MINI ANTIROTATIONAL 15° H 1.5 -FIXED-041, ANGLED ANATOMICAL ABUTMENT INT MINI ANTIROTATIONAL 15° H 2.5 -FIXED-041, ANGLED ANATOMICAL ABUTMENT INT MINI ANTIROTATIONAL 15° H 3.5 -FIXED-041, ANGLED ANATOMICAL ABUTMENT INT MINI ANTIROTATIONAL 15° H 4.5 -FIXED-041, ANGLED ANATOMICAL ABUTMENT INT STD ANTIROTATIONAL 15° H 1.5 -FIXED-041, ANGLED ANATOMICAL ABUTMENT INT STD ANTIROTATIONAL 15° H 2.5 -FIXED-041, ANGLED ANATOMICAL ABUTMENT INT STD ANTIROTATIONAL 15° H 3.5 -FIXED-041, ANGLED ANATOMICAL ABUTMENT INT STD ANTIROTATIONAL 15° H 4.5 -FIXED-041, ANGLED ANATOMICAL ABUTMENT INT MINI ANTIROTATIONAL 25° H 1.5 -FIXED-041, ANGLED ANATOMICAL ABUTMENT INT MINI ANTIROTATIONAL 25° H 2.5 -FIXED-041, ANGLED ANATOMICAL ABUTMENT INT MINI ANTIROTATIONAL 25° H 3.5 -FIXED-041, ANGLED ANATOMICAL ABUTMENT INT MINI ANTIROTATIONAL 25° H 4.5 -FIXED-041, ANGLED ANATOMICAL ABUTMENT INT STD ANTIROTATIONAL 25° H 1.5 -FIXED-041, ANGLED ANATOMICAL ABUTMENT INT STD ANTIROTATIONAL 25° H 2.5 -FIXED-041, ANGLED ANATOMICAL ABUTMENT INT STD ANTIROTATIONAL 25° H 3.5 -FIXED-041, ANGLED ANATOMICAL ABUTMENT INT STD ANTIROTATIONAL 25° H 4.5 -FIXED-041, STRAIGHT ABUTMENT MINI CONICAL D 4.0 H 1.0 -FIXED-041, STRAIGHT ABUTMENT MINI CONICAL D 4.0 H 2.0 -FIXED-041, STRAIGHT ABUTMENT MINI CONICAL D 4.0 H 3.0 -FIXED-041, STRAIGHT ABUTMENT MINI CONICAL D 4.0 H 4.0 -FIXED-041, STRAIGHT ABUTMENT STANDARD CONICAL D 4.0 H 2.0 -FIXED-041, STRAIGHT ABUTMENT STANDARD CONICAL D 4.0 H 3.0 -FIXED-041, STRAIGHT ABUTMENT STANDARD CONICAL D 4.0 H 4.0 -FIXED-041, STRAIGHT ABUTMENT STANDARD CONICAL D 4.5 H 1.0 -FIXED-041, STRAIGHT ABUTMENT STANDARD CONICAL D 4.5 H 2.0 -FIXED-041, STRAIGHT ABUTMENT STANDARD CONICAL D 4.5 H 3.0 -FIXED-041, STRAIGHT ABUTMENT STANDARD CONICAL D 4.5 H 4.0 -FIXED-041, STRAIGHT ABUTMENT STANDARD CONICAL D 5.5 H 2.0 -FIXED-041, STRAIGHT ABUTMENT STANDARD CONICAL D 5.5 H 3.0 -FIXED-041, STRAIGHT ABUTMENT STANDARD CONICAL D 5.5 H 4.0 -FIXED-041, ANGLED ABUTMENT MINI CONICAL 15° D 4.0 H 1.0 -FIXED-041, ANGLED ABUTMENT MINI CONICAL 15° D 4.0 H 2.0 -FIXED-041, ANGLED ABUTMENT MINI CONICAL 15° D 4.0 H 3.0 -FIXED-041, ANGLED ABUTMENT MINI CONICAL 15° D 4.0 H 4.0 -FIXED-041, ANGLED ABUTMENT MINI CONICAL 25° D 4.0 H 1.0 -FIXED-041, ANGLED ABUTMENT MINI CONICAL 25° D 4.0 H 2.0 -FIXED-041, ANGLED ABUTMENT MINI CONICAL 25° D 4.0 H 3.0 -FIXED-041, ANGLED ABUTMENT MINI CONICAL 25° D 4.0 H 4.0 -FIXED-041, ANGLED ABUTMENT STANDARD CONICAL 10° D 4.5 H 2.0 -FIXED-041, ANGLED ABUTMENT STANDARD CONICAL 10° D 4.5 H 3.0 -FIXED-041, ANGLED ABUTMENT STANDARD CONICAL 15° D 4.5 H 1.0 -FIXED-041, ANGLED ABUTMENT STANDARD CONICAL 15° D 4.5 H 2.0 -FIXED-041, ANGLED ABUTMENT STANDARD CONICAL 15° D 4.5 H 3.0 -FIXED-041, ANGLED ABUTMENT STANDARD CONICAL 15° D 4.5 H 4.0 -FIXED-041, ANGLED ABUTMENT STANDARD CONICAL 25° D 4.5 H 1.0 -FIXED-041, ANGLED ABUTMENT STANDARD CONICAL 25° D 4.5 H 2.0 -FIXED-041, ANGLED ABUTMENT STANDARD CONICAL 25° D 4.5 H 3.0 -FIXED-041, ANGLED ABUTMENT STANDARD CONICAL 25° D 4.5 H 4.0 -FIXED-041, ANGLED ABUTMENT STANDARD CONICAL 15° D 5.5 H 2.0 -FIXED-041, ANGLED ABUTMENT STANDARD CONICAL 15° D 5.5 H 3.0 -FIXED-041, ANGLED ABUTMENT STANDARD CONICAL 15° D 5.5 H 4.0 -FIXED-041, ANGLED ABUTMENT STANDARD CONICAL 25° D 5.5 H 2.0 -FIXED-041, ANGLED ABUTMENT STANDARD CONICAL 25° D 5.5 H 3.0 -FIXED-041, ANGLED ABUTMENT STANDARD CONICAL 25° D 5.5 H 4.0 -FIXED-041, TEMPORARY ABUTMENT MINI CONICAL ROTATIONAL-FIXED-041, TEMPORARY ABUTMENT MINI CONICAL ANTIROTATIONAL-FIXED-041, TEMPORARY ABUTMENT STANDARD CONICAL ROTATIONAL-FIXED-041, TEMPORARY ABUTMENT STANDARD CONICAL ANTIROTATIONAL-FIXED-041, BALL ABUTMENT INT MINI H 0.5 -MOBILE-042, BALL ABUTMENT INT MINI H 1.5 -MOBILE-042, BALL ABUTMENT INT MINI H 2.5 -MOBILE-042, BALL ABUTMENT INT MINI H 3.5 -MOBILE-042, BALL ABUTMENT INT MINI H 4.5 -MOBILE-042, BALL ABUTMENT INT STD H 0.5 -MOBILE-042, BALL ABUTMENT INT STD H 1.5 -MOBILE-042, BALL ABUTMENT INT STD H 2.5 -MOBILE-042, BALL ABUTMENT INT STD H 3.5 -MOBILE-042, BALL ABUTMENT INT STD H 4.5 -MOBILE-042, OXY LOC ABUTMENT INT MINI H 1.0 -MOBILE-042, OXY LOC ABUTMENT INT MINI H 2.0 -MOBILE-042, OXY LOC ABUTMENT INT MINI H 3.0 -MOBILE-042, OXY LOC ABUTMENT INT MINI H 4.0 -MOBILE-042, OXY LOC ABUTMENT INT MINI H 5.0 -MOBILE-042, OXY LOC ABUTMENT INT MINI H 6.0 -MOBILE-042, OXY LOC ABUTMENT INT MINI H 7.0 -MOBILE-042, OXY LOC ABUTMENT INT STD H 1.0 -MOBILE-042, OXY LOC ABUTMENT INT STD H 2.0 -MOBILE-042, OXY LOC ABUTMENT INT STD H 3.0 -MOBILE-042, OXY LOC ABUTMENT INT STD H 4.0 -MOBILE-042, OXY LOC ABUTMENT INT STD H 5.0 -MOBILE-042, OXY LOC ABUTMENT INT STD H 6.0 -MOBILE-042, OXY LOC ABUTMENT INT STD H 7.0 -MOBILE-042, OXY LOC ANGLED ABUTMENT INT MINI 15° -MOBILE-042, OXY LOC ANGLED ABUTMENT INT STD 15° -MOBILE-042, OXY LOC ANGLED ABUTMENT INT MINI 30° -MOBILE-042, OXY LOC ANGLED ABUTMENT INT STD 30° -MOBILE-042, BALL ABUTMENT MINI CONICAL SPHERE D 1.8 H 1.0 -MOBILE-042, BALL ABUTMENT MINI CONICAL SPHERE D 1.8 H 2.0 -MOBILE-042, BALL ABUTMENT MINI CONICAL SPHERE D 1.8 H 3.0 -MOBILE-042, BALL ABUTMENT STANDARD CONICAL SPHERE D 2.25 H 1.0 -MOBILE-042, BALL ABUTMENT STANDARD CONICAL SPHERE D 2.25 H 2.0 -MOBILE-042, BALL ABUTMENT STANDARD CONICAL SPHERE D 2.25 H 3.0 -MOBILE-042, BALL ABUTMENT STANDARD CONICAL SPHERE D 2.25 H 4.0 -MOBILE-042, OXY LOC ABUTMENT STANDARD CONICAL H 1.0 -MOBILE-042, OXY LOC ABUTMENT STANDARD CONICAL H 2.0 -MOBILE-042, OXY LOC ABUTMENT STANDARD CONICAL H 3.0 -MOBILE-042, OXY LOC ABUTMENT STANDARD CONICAL H 4.0 -MOBILE-042, OXY LOC ABUTMENT STANDARD CONICAL H 5.0 -MOBILE-042, OXY LOC ABUTMENT STANDARD CONICAL H 6.0 -MOBILE-042, OXY LOC ABUTMENT STANDARD CONICAL H 7.0 -MOBILE-042, OXY LOC ABUTMENT ANGLED 15° STANDARD CONICAL-MOBILE-042, OXY LOC ABUTMENT ANGLED 30° STANDARD CONICAL -MOBILE-042, PREMILLED CAD-CAM ABUTMENT INT ANTIROTATIONAL -CAD-CAM-043, TITANIUM BASE FOR CAD-CAM INT MINI ANTIROTATIONAL-CAD-CAM-043, TITANIUM BASE FOR CAD-CAM INT MINI ANTIROTATIONAL H 2.0 -CAD-CAM-043, TITANIUM BASE FOR CAD-CAM INT STD ANTIROTATIONAL-CAD-CAM-043, TITANIUM BASE FOR CAD-CAM INT STD ANTIROTATIONAL H 2.0 -CAD-CAM-043, TITANIUM BASE FOR CAD-CAM INT MINI ROTATIONAL-CAD-CAM-043, TITANIUM BASE FOR CAD-CAM INT MINI ROTATIONAL H 2.0 -CAD-CAM-043, TITANIUM BASE FOR CAD-CAM INT STD ROTATIONAL-CAD-CAM-043, TITANIUM BASE FOR CAD-CAM INT STD ROTATIONAL H 2.0 -CAD-CAM-043, PREMILLED ABUTMENT FOR CAD-CAM MINI CONICAL -CAD-CAM-043, PREMILLED ABUTMENT FOR CAD-CAM STANDARD CONICAL -CAD-CAM-043, TITANIUM BASE SWITCH FOR CAD-CAM MINI CONICAL ANTIROTATIONAL -CAD-CAM-043, TITANIUM BASE SWITCH FOR CAD-CAM MINI CONICAL ANTIROTATIONAL H 2.0 -CAD-CAM-043, TITANIUM BASE SWITCH FOR CAD-CAM MINI CONICAL ANTIROTATIONAL H. 3.0 -CAD-CAM-043, TITANIUM BASE SWITCH FOR CAD-CAM MINI CONICAL ANTIROTATIONAL H. 4.0 -CAD-CAM-043, TITANIUM BASE SLIM SWITCH FOR CAD-CAM MINI CONICAL ANTIROTATIONAL H. 1.0 -CAD-CAM-043, TITANIUM BASE SLIM SWITCH FOR CAD-CAM MINI CONICAL ANTIROTATIONAL H. 2.0 -CAD-CAM-043, TITANIUM BASE SLIM SWITCH FOR CAD-CAM MINI CONICAL ANTIROTATIONAL H. 3.0 -CAD-CAM-043, TITANIUM BASE SLIM SWITCH FOR CAD-CAM MINI CONICAL ANTIROTATIONAL H. 4.0 -CAD-CAM-043, TITANIUM BASE SLIM SWITCH FOR CAD-CAM MINI CONICAL ROTATIONAL H. 1.0 -CAD-CAM-043, TITANIUM BASE SLIM SWITCH FOR CAD-CAM MINI CONICAL ROTATIONAL H. 2.0 -CAD-CAM-043, TITANIUM BASE SLIM SWITCH FOR CAD-CAM MINI CONICAL ROTATIONAL H. 3.0 -CAD-CAM-043, TITANIUM BASE SLIM SWITCH FOR CAD-CAM MINI CONICAL ROTATIONAL H. 4.0 -CAD-CAM-043, TITANIUM BASE SWITCH FOR CAD-CAM STANDARD CONICAL ANTIROTATIONAL -CAD-CAM-043, TITANIUM BASE SWITCH FOR CAD-CAM STANDARD CONICAL ANTIROTATIONAL H 2.0 -CAD-CAM-043, TITANIUM BASE SWITCH FOR CAD-CAM STANDARD CONICAL ANTIROTATIONAL H. 3.0 -CAD-CAM-043, TITANIUM BASE SWITCH FOR CAD-CAM STANDARD CONICAL ANTIROTATIONAL H. 4.0 -CAD-CAM-043, TITANIUM BASE SLIM SWITCH FOR CAD-CAM STANDARD CONICAL ANTIROTATIONAL H. 1.0 -CAD-CAM-043, TITANIUM BASE SLIM SWITCH FOR CAD-CAM STANDARD CONICAL ANTIROTATIONAL H. 2.0 -CAD-CAM-043, TITANIUM BASE SLIM SWITCH FOR CAD-CAM STANDARD CONICAL ANTIROTATIONAL H. 3.0 -CAD-CAM-043, TITANIUM BASE SLIM SWITCH FOR CAD-CAM STANDARD CONICAL ANTIROTATIONAL H. 4.0 -CAD-CAM-043, TITANIUM BASE SLIM SWITCH FOR CAD-CAM STANDARD CONICAL ROTATIONAL H. 1.0 -CAD-CAM-043, TITANIUM BASE SLIM SWITCH FOR CAD-CAM STANDARD CONICAL ROTATIONAL H. 2.0 -CAD-CAM-043, TITANIUM BASE SLIM SWITCH FOR CAD-CAM STANDARD CONICAL ROTATIONAL H. 3.0 -CAD-CAM-043, TITANIUM BASE SLIM SWITCH FOR CAD-CAM STANDARD CONICAL ROTATIONAL H. 4.0 -CAD-CAM-043, TITANIUM BASE SWITCH FOR CAD-CAM MINI CONICAL ROTATIONAL -CAD-CAM-043, TITANIUM BASE SWITCH FOR CAD-CAM MINI CONICAL ROTATIONAL H 2.0 -CAD-CAM-043, TITANIUM BASE SWITCH FOR CAD-CAM MINI CONICAL ROTATIONAL H. 3.0 -CAD-CAM-043, TITANIUM BASE SWITCH FOR CAD-CAM MINI CONICAL ROTATIONAL H. 4.0 -CAD-CAM-043, TITANIUM BASE SWITCH FOR CAD-CAM STANDARD CONICAL ROTATIONAL -CAD-CAM-043, TITANIUM BASE SWITCH FOR CAD-CAM STANDARD CONICAL ROTATIONAL H 2.0 -CAD-CAM-043, TITANIUM BASE SWITCH FOR CAD-CAM STANDARD CONICAL ROTATIONAL H. 3.0 -CAD-CAM-043, TITANIUM BASE SWITCH FOR CAD-CAM STANDARD CONICAL ROTATIONAL H. 4.0 -CAD-CAM-043, TITANIUM BASE FLAT FOR CAD-CAM MINI CONICAL ANTIROTATIONAL -CAD-CAM-043, TITANIUM BASE FLAT FOR CAD-CAM MINI CONICAL ANTIROTATIONAL H 2.0 -CAD-CAM-043, TITANIUM BASE SLIM FLAT FOR CAD-CAM MINI CONICAL ANTIROTATIONAL H. 1.0 -CAD-CAM-043, TITANIUM BASE SLIM FLAT FOR CAD-CAM MINI CONICAL ANTIROTATIONAL H. 2.0 -CAD-CAM-043, TITANIUM BASE SLIM FLAT FOR CAD-CAM MINI CONICAL ANTIROTATIONAL H. 3.0 -CAD-CAM-043, TITANIUM BASE SLIM FLAT FOR CAD-CAM MINI CONICAL ROTATIONAL H. 1.0 -CAD-CAM-043, TITANIUM BASE SLIM FLAT FOR CAD-CAM MINI CONICAL ROTATIONAL H. 2.0 -CAD-CAM-043, TITANIUM BASE SLIM FLAT FOR CAD-CAM MINI CONICAL ROTATIONAL H. 3.0 -CAD-CAM-043, TITANIUM BASE FLAT FOR CAD-CAM STANDARD CONICAL ANTIROTATIONAL -CAD-CAM-043, TITANIUM BASE FLAT FOR CAD-CAM STANDARD CONICAL ANTIROTATIONAL H 2.0 -CAD-CAM-043, TITANIUM BASE SLIM FLAT FOR CAD-CAM STANDARD CONICAL ANTIROTATIONAL H. 1.0 -CAD-CAM-043, TITANIUM BASE SLIM FLAT FOR CAD-CAM STANDARD CONICAL ANTIROTATIONAL H. 2.0 -CAD-CAM-043, TITANIUM BASE SLIM FLAT FOR CAD-CAM STANDARD CONICAL ANTIROTATIONAL H. 3.0 -CAD-CAM-043, TITANIUM BASE SLIM FLAT FOR CAD-CAM STANDARD CONICAL ROTATIONAL H. 1.0 -CAD-CAM-043, TITANIUM BASE SLIM FLAT FOR CAD-CAM STANDARD CONICAL ROTATIONAL H. 2.0 -CAD-CAM-043, TITANIUM BASE SLIM FLAT FOR CAD-CAM STANDARD CONICAL ROTATIONAL H. 3.0 -CAD-CAM-043, TITANIUM BASE FLAT FOR CAD-CAM MINI CONICAL ROTATIONAL -CAD-CAM-043, TITANIUM BASE FLAT FOR CAD-CAM MINI CONICAL ROTATIONAL H 2.0 -CAD-CAM-043, TITANIUM BASE FLAT FOR CAD-CAM STANDARD CONICAL ROTATIONAL -CAD-CAM-043, TITANIUM BASE FLAT FOR CAD-CAM STANDARD CONICAL ROTATIONAL H 2.0 -CAD-CAM-043, CONNECTOR BASE STANDARD CONICAL H. 2.0 -CONNECTOR BASES- 045, CONNECTOR BASE STANDARD CONICAL H. 3.0 -CONNECTOR BASES-045, CONNECTOR BASE STANDARD CONICAL H. 4.0 -CONNECTOR BASES-045, CONNECTOR BASE STANDARD CONICAL H. 5.0 -CONNECTOR BASES-045, TEMPORARY CONNECTOR BASE ANTIROTATIONAL-CONNECTOR BASES-045, TEMPORARY CONNECTOR BASE ROTATIONAL-CONNECTOR BASES-045, T-BASE CONNECTOR BASE ROTATIONAL-CONNECTOR BASES-045, T-BASE CONNECTOR BASE ANTIROTATIONAL-CONNECTOR BASES-045, STRAIGHT BASE ILS INT MINI H 1.0 -ILS COMPONENTS-046, STRAIGHT BASE ILS INT MINI H 2.0 -ILS COMPONENTS-046, STRAIGHT BASE ILS INT MINI H 3.0 -ILS COMPONENTS-046, STRAIGHT BASE ILS INT STD H 1.0 -ILS COMPONENTS-046, STRAIGHT BASE ILS INT STD H 2.0 -ILS COMPONENTS-046, STRAIGHT BASE ILS INT STD H 3.0 -ILS COMPONENTS-046, ANGLED BASE ILS INT MINI 17° H 2.0 -ILS COMPONENTS-046, ANGLED BASE ILS INT MINI 17° H 3.0 -ILS COMPONENTS-046, ANGLED BASE ILS INT MINI 35° H 3.0 -ILS COMPONENTS-046, ANGLED BASE ILS INT MINI 35° H 4.0 -ILS COMPONENTS-046, ANGLED BASE ILS INT STD 17° H 2.0 -ILS COMPONENTS-046, ANGLED BASE ILS INT STD 17° H 3.0 -ILS COMPONENTS-046, ANGLED BASE ILS INT STD 35° H 3.0 -ILS COMPONENTS-046, ANGLED BASE ILS INT STD 35° H 4.0 -ILS COMPONENTS-046, TEMPORARY ABUTMENT FOR ILS ROTATIONAL -ILS COMPONENTS-046, TITANIUM COVER FOR ILS ROTATIONAL -ILS COMPONENTS-046, LINK SLIM ILS ROTATIONAL-ILS COMPONENTS-046, STRAIGHT BASE ILS STANDARD CONICAL H 1.0 -ILS COMPONENTS-046, STRAIGHT BASE ILS STANDARD CONICAL H 2.0 -ILS COMPONENTS-046, STRAIGHT BASE ILS STANDARD CONICAL H 3.0 -ILS COMPONENTS-046, ANGLED BASE ILS STANDARD CONICAL 17° H 2.0 -ILS COMPONENTS-046, ANGLED BASE ILS STANDARD CONICAL 17° H 3.0 -ILS COMPONENTS-046, ANGLED BASE ILS STANDARD CONICAL 17° H. 4.0 -ILS COMPONENTS-046, ANGLED BASE ILS STANDARD CONICAL 35° H 3.0 -ILS COMPONENTS-046, ANGLED BASE ILS STANDARD CONICAL 35° H 4.0 -ILS COMPONENTS-046, ANGLED BASE ILS STANDARD CONICAL 35° H. 5.0 -ILS COMPONENTS-046, COBALT-CHROME BASE FOR CAD-CAM INT MINI ANTIROTATIONAL-CAD-CAM CO-CR-072, COBALT-CHROME BASE FOR CAD-CAM INT STD ANTIROTATIONAL-CAD-CAM CO-CR-072, COBALT-CHROME BASE FOR CAD-CAM INT MAXI ANTIROTATIONAL-CAD-CAM CO-CR-072, COBALT-CHROME BASE FOR CAD-CAM INT MINI ROTATIONAL-CAD-CAM CO-CR-072, COBALT-CHROME BASE FOR CAD-CAM INT STD ROTATIONAL-CAD-CAM CO-CR-072, COBALT-CHROME BASE FOR CAD-CAM INT MAXI ROTATIONAL-CAD-CAM CO-CR-072, COBALT-CHROME SWITCH BASE FOR CAD-CAM MINI CONICAL ANTIROTATIONAL -CAD-CAM CO-CR-072, COBALT-CHROME BASE SWITCH FOR CAD-CAM STANDARD CONICAL ANTIROTATIONAL-CAD-CAM CO-CR-072, COBALT-CHROME SWITCH BASE FOR CAD-CAM MINI CONIC | Gremi Clinic | 2024-10-22T00:00:00.000+02:00 | Biomec srl, VIA NAZIONALE NORD 21/A - 23823 COLICO (LC) - ITALIA | SD29150GS, SD32070GM, SD32115GM, SD32150GM, SD32085GS, SD32100GS, SD32115GS, SD32130GS, SD32150GS, SD32170GS, SD35085GS, SD35100GS, SD35115GS, SD35130GS, SD35150GS, SD38085GS, SD38100GS, SD38115GS, SD38130GS, SD38150GS, K1OGSN070, K1OGSN085, K1OGSN100, K1OGSN115, K1OGSN130, K1OGSN150, K1OGNR070, K1OGNR085, K1OGNR100, K1OGNR115, K1OGNR130, K1OGNR150, K1OGSR070, K1OGSR085, K1OGSR100, K1OGSR115, K1OGSR130, K1OGSR150, RR3510, RR3515, RR3520, RR3530, RR5010, RR5015, RR5020, RR5030, MTD20, STDPSILS, CSD350, CSD380, K1CSDR, K1CSDW, K1OGSCS, PIN2023, PIN2025, PIN2326, PIN2329, PIN2629, PIN3035, PIN2317, PIN2330, K1SWPN, K1SWPR, DIPSK1, ILSGUIDE, UB0000PIN, TDLT350, TDLT400, TDLT450, TDLT500, TNT350, TNT400, TNT450, TNT500, K1TAPR, K1TAPW, MPU10, MPU20, MPU34, MPU50, TPGS35, TPGS, TP3535, BMCIL, BMCON, K1BMS, BMS200, BMS201, BMS180, BMS181, DPFGS, DPFGC, PINGS, PINGF, PINGC, OFC30, OFC35, OFC40, OFC45, OFC50, OFC60, GMIS, GMIL, K1OGSMN35, K1OGSLN35, K1OGSSN35, K1OGSMN, K1OGSLN, K1OGSSN, K1OGSMR, K1OGSLR, K1OGSSR, SMEIT, MMEIT, LMEIT, SMI8, MMI8, LMI8, EMI8, MAXP, MIAIL, MAXPS, MADD8, MBDD8, K1CINNS, K1CINNL, K1CINRS, K1CINRM, K1CINRL, K1DRINNS, K1DRINNL, K1DRINNEL, K1DRINRS, K1DRINRM, K1DRINRL, K1DRINREL, MESSD, MEMSD, MELSD, MEELSD, SMSD8, MMSD8, LMSD8, ELMSD8, SESD, MESD, LESD, MAEX, SDSA, SDMA, SDLA, SDELA, TSHSD70, TLHSD40, MCF4G, UB000DRIV, HGINT, HGMCN, HGSCN, HG125, PICT20, PICT34, PUIN2000, PUIN3400, LTSS3400, LTSS3401, LTSS3402, LTSS3403, ILT, ILTS, ILTH, K1ICTN, K1ICTR, K1ICSN30, K1ICSN60, K1ICSR30, K1ICSR60, K1SNPTN, K1SNPTR, K1ICSNC, K1ICSRC, PUK1N, PUK1R, SCANILS, SCANINT, SCANK1N, SCANK1R, UB000SCAN, EST4115T, EST4130T, EST4150T, LD2320, LD2620, LD2923, LD3226, ED2320, ED2620, ED2923, ED3226, DEXT, K1ID070, K1ID085, K1ID100, K1ID115, K1ID130, K1ID150, K1FDN070, K1FDN085, K1FDN100, K1FDN115, K1FDN130, K1FDN150, K1DNR070, K1DNR085, K1DNR100, K1DNR115, K1DNR130, K1DNR150, K1FDR070, K1FDR085, K1FDR100, K1FDR115, K1FDR130, K1FDR150, K1FDR180, K1FDW070, K1FDW085, K1FDW100, K1FDW115, K1FDW130, K1FDW150, K1FDEW7, K1EDR710, K1EDR115, SD16070GM, SD16115GM, SD16150GM, SD20070GM, SD20115GM, SD20150GM, SD23060GS, SD23085GS, SD23100GS, SD23115GS, SD23130GS, SD23150GS, SD23070GM, SD23115GM, SD23150GM, SD29070GM, SD29115GM, SD29150GM, SD29085GS, SD29100GS, SD29115GS, SD29130GS, N/A, K1N30100, K1N30115, K1N30130, K1N30150, K1R35085, K1R35100, K1R35115, K1R35130, K1R35150, K1R40070, K1R40085, K1R40100, K1R40115, K1R40130, K1R40150, K1R45070, K1R45085, K1R45100, K1R45115, K1R45130, K1R45150, K1R50070, K1R50085, K1R50100, K1R50115, K1R50130, K1R50150, K1W55070, K1W55085, K1W55100, K1W55115, K1W55130, K1W55150, K1W60070, K1W60085, K1W60100, K1W60115, K1W60130, K1W65070, K1W65085, K1W65100, K1W65115, K1W65130, RUINT2000, RUINT3400, NUINT2000, NUINT3400, STIN2015PS, STIN2025PS, STIN2035PS, STIN3415PS, STIN3425PS, STIN3435PS, A1IN2015, A2IN2015, A3IN2015, A1IN3415, A2IN3415, A3IN3415, A1IN2025, A2IN2025, A3IN2025, A1IN3425, A2IN3425, A3IN3425, ASAIN415, ASAIN425, ASAIN435, ASAIN445, ASAIN515, ASAIN525, ASAIN535, ASAIN545, A15AIN415, A15AIN425, A15AIN435, A15AIN445, A15AIN515, A15AIN525, A15AIN535, A15AIN545, A25AIN415, A25AIN425, A25AIN435, A25AIN445, A25AIN515, A25AIN525, A25AIN535, A25AIN545, K1STNA10, K1STNA20, K1STNA30, K1STNA40, K1STRR4020, K1STRR4030, K1STRR4040, K1STRR10, K1STRR20, K1STRR30, K1STRR40, K1STRW20, K1STRW30, K1STRW40, K1ANN1510, K1ANN1520, K1ANN1530, K1ANN1540, K1ANN2510, K1ANN2520, K1ANN2530, K1ANN2540, K1ANR1020, K1ANR1030, K1ANR1510, K1ANR1520, K1ANR1530, K1ANR1540, K1ANR2510, K1ANR2520, K1ANR2530, K1ANR2540, K1ANW1520, K1ANW1530, K1ANW1540, K1ANW2520, K1ANW2530, K1ANW2540, K1TMPNR, K1TMPNA, K1TMPRR, K1TMPRA, 22BAIN2005, 22BAIN2015, 22BAIN2025, 22BAIN2035, 22BAIN2045, 22BAIN3405, 22BAIN3415, 22BAIN3425, 22BAIN3435, 22BAIN3445, LOCIN2010, LOCIN2020, LOCIN2030, LOCIN2040, LOCIN2050, LOCIN2060, LOCIN2070, LOCIN3410, LOCIN3420, LOCIN3430, LOCIN3440, LOCIN3450, LOCIN3460, LOCIN3470, 15LOCIN20, 15LOCIN34, 30LOCIN20, 30LOCIN34, K | Klasa IIa, Klasa IIb | instrumenta kirurgjikale, pajisje dentare, implante dentare, pjese perberese protetike per implante dentare, vida per pjese perberese protetike per implante dentare, tapa sherimi per implante klasik, tapa sherimi per implante K1, tapa sherimi per MUA, gomina per overdenture | Pajisje dentare
17579 | Disposable Arthroscopic Surgical Blades 2.0 Full Radius Mini Blade, Disposable Arthroscopic Surgical Blades 2.9 Full Radius Mini Blade, Disposable Arthroscopic Surgical Blades 2.9 Abrader, Mini, Disposable Arthroscopic Surgical Blades 2.9 Barrel Abrader, Mini, Disposable Arthroscopic Surgical Blades 3.5 Abrader, Mini, Disposable Arthroscopic Surgical Blades 3.5 RazorCut, Mini, Disposable Arthroscopic Surgical Blades 3.5 Incisor, Mini, Disposable Arthroscopic Surgical Blades 5.5 Full Radius, 180mm lg., Disposable Arthroscopic Surgical Blades 4.5 Sharp Incisor Plus, Disposable Arthroscopic Surgical Blades 3.5 Full Radius, Disposable Arthroscopic Surgical Blades 4.5 Full Radius, Disposable Arthroscopic Surgical Blades 5.5 Full Radius, Disposable Arthroscopic Surgical Blades 3.5 Cutter, Disposable Arthroscopic Surgical Blades 4.5 Cutter, Disposable Arthroscopic Surgical Blades 4.5 Synovator , Disposable Arthroscopic Surgical Blades 5.5 Synovator , Disposable Arthroscopic Surgical Blades 3.5 Incisor , Disposable Arthroscopic Surgical Blades 4.5 Incisor , Disposable Arthroscopic Surgical Blades 5.5 Incisor , Disposable Arthroscopic Surgical Blades 4.5 TurboTrimmer , Disposable Arthroscopic Surgical Blades 4.5 TurboWhisker , Disposable Arthroscopic Surgical Blades 3.5 RazorCut , Disposable Arthroscopic Surgical Blades 4.5 RazorCut , Disposable Arthroscopic Surgical Blades 5.5 RazorCut , Disposable Arthroscopic Surgical Blades 4.5 Incisor, Orbit, Disposable Arthroscopic Surgical Blades 4.5 Synovator, Orbit, Disposable Arthroscopic Surgical Blades 4.5 RazorCut, Orbit, Disposable Arthroscopic Surgical Blades 4.5 Full Radius, Orbit, Disposable Arthroscopic Surgical Blades 4.0 Abrader, Disposable Arthroscopic Surgical Blades 5.5 Abrader, Disposable Arthroscopic Surgical Blades 4.0 Acromionizer, Disposable Arthroscopic Surgical Blades 5.5 Acromionizer, Disposable Arthroscopic Surgical Blades 4.0 NotchBlaster, Disposable Arthroscopic Surgical Blades 5.5 NotchBlaster, Disposable Arthroscopic Surgical Blades 4.0 StoneCutter, Disposable Arthroscopic Surgical Blades 5.5 StoneCutter, Disposable Arthroscopic Surgical Blades 4.5 Incisor, Curved Concave, Disposable Arthroscopic Surgical Blades 4.5 Synovator, Curved Concave, Disposable Arthroscopic Surgical Blades 4.5 Full Radius, Curved Concave, 180mm lg., Disposable Arthroscopic Surgical Blades 4.5 Full Radius, Curved Convex, 180mm lg., Disposable Arthroscopic Surgical Blades 4.5 Full Radius, 180mm lg., Disposable Arthroscopic Surgical Blades 4.5 Incisor, 180mm lg., Disposable Arthroscopic Surgical Blades 4.5 Incisor Plus, Disposable Arthroscopic Surgical Blades 4.5 Full Radius, Curved Concave, Disposable Arthroscopic Surgical Blades 5.5 Incisor Plus, Disposable Arthroscopic Surgical Blades 4.0 Short Sheath, Disposable Arthroscopic Surgical Blades 5.5 Short Sheath, Disposable Arthroscopic Surgical Blades 3.5 Full Radius, Mini, 8cm lg., Disposable Arthroscopic Surgical Blades 3.5 Incisor, Mini, 8cm lg., Disposable Arthroscopic Surgical Blades 3.5 Incisor Plus, Mini, 8cm lg., Disposable Arthroscopic Surgical Blades 3.5 RazorCut, Mini, 8cm lg., Disposable Arthroscopic Surgical Blades 3.5 Incisor, Mini, Curved Concave, 8cm lg., Disposable Arthroscopic Surgical Blades 4.0 AcromioBlaster, Disposable Arthroscopic Surgical Blades 5.5 AcromioBlaster, Disposable Arthroscopic Surgical Blades 4.5 Incisor Plus, Orbit, Disposable Arthroscopic Surgical Blades 4.5 Helicut Blade, Disposable Arthroscopic Surgical Blades 5.5 BoneCutter Full Radius, Disposable Arthroscopic Surgical Blades 4.5 BoneCutter Full Radius, Disposable Arthroscopic Surgical Blades 5.5 BoneCutter Synovator, Disposable Arthroscopic Surgical Blades 4.5 BoneCutter Synovator, Disposable Arthroscopic Surgical Blades 4.5 Full Radius, Orbit, Ultra Series, Disposable Arthroscopic Surgical Blades 4.5 Incisor, Orbit, Ultra Series, Disposable Arthroscopic Surgical Blades 4.5 Synovator, Orbit, Ultra Series, Disposable Arthroscopic Surgical Blades 4.5 RazorCut, Orbit, Ultra Series, Disposable Arthroscopic Surgical Blades 4.5 Incisor Plus, Orbit, Ultra Series, Disposable Arthroscopic Surgical Blades 2.9 Incisor, Mini, Disposable Arthroscopic Surgical Blades 4.5 Incisor Plus, Curved Concave, Disposable Arthroscopic Surgical Blades 4.5 Synovator Outer with Full Radius Inner, Disposable Arthroscopic Surgical Blades 2.0 Incisor, Mini, Disposable Arthroscopic Surgical Blades 3.5 BoneCutter, Full Radius, Disposable Arthroscopic Surgical Blades 4.5 Full Radius Elite, Disposable Arthroscopic Surgical Blades 4.5 mm Full Radius Elite Orbit, Disposable Arthroscopic Surgical Blades 3.5 mm Full Radius Elite, Disposable Arthroscopic Surgical Blades 5.5 Full Radius Elite, Disposable Arthroscopic Surgical Blades 4.5 mm Incisor Plus Elite, Disposable Arthroscopic Surgical Blades 4.5 Bonecutter, 180mm Lg., Disposable Arthroscopic Surgical Blades 3.5 mm Full Radius Curved Concave, Disposable Arthroscopic Surgical Blades 4.5 mm Full Radius Elite Curved, Disposable Arthroscopic Surgical Blades 4.5 Turbowhisker, Curved Concave, Disposable Arthroscopic Surgical Blades 4.5 mm Incisor Plus Elite Curved, Disposable Arthroscopic Surgical Blades 4.0 mm Abrader, 180 mm, Disposable Arthroscopic Surgical Blades 5.5 mm Incisor Plus Elite, Disposable Arthroscopic Surgical Blades 5.5 mm Abrader, 180 mm, Disposable Arthroscopic Surgical Blades 3.5 mm Incisor Plus Elite, Disposable Arthroscopic Surgical Blades 4.5 mm Incisor Plus Elite, 180 mm long, Disposable Arthroscopic Surgical Blades 4.5 mm Incisor Plus Elite, Curved, 180 mm, Disposable Arthroscopic Surgical Blades 4.0 mm Elite Abrader, Disposable Arthroscopic Surgical Blades 5.5 mm Elite Abrader, Disposable Arthroscopic Surgical Blades 4.0 mm Elite Acromionizer, Disposable Arthroscopic Surgical Blades 5.5 mm Elite Acromionizer, Disposable Arthroscopic Surgical Blades 4.0 mm Elite Notchblaster, Disposable Arthroscopic Surgical Blades 5.5 Elite Notchblaster, Disposable Arthroscopic Surgical Blades 4.0 mm Elite Stonecutter, Disposable Arthroscopic Surgical Blades 5.5 mm Elite Stonecutter, Disposable Arthroscopic Surgical Blades 4.0 mm Elite AcromioBlaster, Disposable Arthroscopic Surgical Blades 5.5 mm Elite AcromioBlaster, Disposable Arthroscopic Surgical Blades 5.5 Synovator/Incisor, Inner, Disposable Arthroscopic Surgical Blades 5.5mm Bonecutter PLATINUM, Disposable Arthroscopic Surgical Blades 4.5mm Bonecutter PLATINUM, Disposable Arthroscopic Surgical Blades 4.5 Incisor Plus Platinum, Disposable Arthroscopic Surgical Blades 5.5mm High Visibility Abrader, 180mm, Disposable Arthroscopic Surgical Blades 4.0mm High Visibility Abrader, 180mm, Disposable Arthroscopic Surgical Blades Flat Top High Visibility Burr 5.5mm x 180mm, Disposable Arthroscopic Surgical Blades Flat Top High Visibility Burr 4.0mm x 180mm, Disposable Arthroscopic Surgical Blades 5.5mm Barrel Abrader High Visibility, 180mm, Disposable Arthroscopic Surgical Blades 4.0mm Barrel Abrader High Visibility, 180mm, Disposable Arthroscopic Surgical Blades 5.5mm Incisor Plus PLATINUM, Disposable Arthroscopic Surgical Blades 4.5mm Full Radius PLATINUM, Disposable Arthroscopic Surgical Blades 5.5mm Full Radius PLATINUM, Disposable Arthroscopic Surgical Blades 4.5mm Synovator PLATINUM, Disposable Arthroscopic Surgical Blades 5.5mm Synovator PLATINUM, Disposable Arthroscopic Surgical Blades 4.5mm PLATINUM Incisor Plus Curved, Disposable Arthroscopic Surgical Blades 4.5mm PLATINUM Synovator Curved, Disposable Arthroscopic Surgical Blades 3.5mm PLATINUM Incisor Plus, Disposable Arthroscopic Surgical Blades 3.5mm PLATINUM Synovator, Disposable Arthroscopic Surgical Blades 3.5mm PLATINUM Bonecutter, Disposable Arthroscopic Surgical Blades 4.0mm PLATINUM FLYER | LAYO | 2024-10-21T00:00:00.000+02:00 | Smith & Nephew, Inc.; Endoscopy Division, 150 Minuteman Road, Andover, Massachusetts, 01810-1031, USA | 3410, 3419, 3530, 3553, 3819, 4224, 4225, 6900678, 6900986, 7205305, 7205306, 7205307, 7205308, 7205309, 7205310, 7205311, 7205312, 7205313, 7205314, 7205315, 7205316, 7205317, 7205318, 7205319, 7205320, 7205321, 7205322, 7205323, 7205324, 7205325, 7205326, 7205327, 7205328, 7205329, 7205330, 7205331, 7205332, 7205334, 7205335, 7205336, 7205341, 7205343, 7205345, 7205349, 7205459, 7205468, 7205470, 7205474, 7205475, 7205476, 7205477, 7205558, 7205668, 7205669, 7205687, 7205727, 7206010, 7206011, 7206012, 7206013, 7209028, 7209029, 7209030, 7209031, 7209032, 7209065, 7209075, 7209077, 7209085, 7210486, 7210499, 7210719, 7210751, 7210909, 7210976, 7210979, 7210980, 7210988, 7211033, 72200036, 72200080, 72200081, 72200082, 72200095, 72200414, 72200494, 72200722, 72200723, 72200724, 72200725, 72200726, 72200727, 72200728, 72200729, 72200730, 72200731, 72201077, 72202530, 72202531, 72203013, 72203127, 72203128, 72203129, 72203130, 72203131, 72203132, 72203519, 72203521, 72203522, 72203523, 72203524, 72205109, 72205110, 72205106, 72205107, 72205108, 72205292 | Klasa IIa | Pajisje mjekësore, Instrumenta njëpërdorimësh, të cilët përdoren për eleminimin e indeve të buta, gjatë procedurave kirurgjikale të artroskopisë. | Pajisje nje perdorimeshe
17580 | IMPIANTO ACT D 3.5 L 7 , IMPIANTO ACT D 3.5 L 8.5 , IMPIANTO ACT D 3.5 L 10 , IMPIANTO ACT D 3.5 L 11.5 , IMPIANTO ACT D 3.5 L 13 , IMPIANTO ACT D 3.5 L 15 , IMPIANTO ACT D 3.5 L 18 , IMPIANTO ACT D 4.3 L 7 , IMPIANTO ACT D 4.3 L 8.5 , IMPIANTO ACT D 4.3 L 10 , IMPIANTO ACT D 4.3 L 11.5 , IMPIANTO ACT D 4.3 L 13 , IMPIANTO ACT D 4.3 L 15 , IMPIANTO ACT D 4.3 L 18 , IMPIANTO ACT D 5.0 L 7 , IMPIANTO ACT D 5.0 L 8.5 , IMPIANTO ACT D 5.0 L 10 , IMPIANTO ACT D 5.0 L 11.5 , IMPIANTO ACT D 5.0 L 13 , IMPIANTO ACT D 5.0 L 15 , IMPIANTO ACT D 5.0 L 18 | BRIANZA DENT | 2024-10-21T00:00:00.000+02:00 | AVENIR SRL 47822 SANTARCANGELO DI ROMAGNA (RN) - VIA DEL SALICE 21 (ITA) – Italy | ACTI3507K , ACTI3508K , ACTI3510K , ACTI3511K , ACTI3513K , ACTI3515K , ACTI3518K , ACTI4307K , ACTI4308K , ACTI4310K , ACTI4311K , ACTI4313K , ACTI4315K , ACTI4318K , ACTI5007K , ACTI5008K , ACTI5010K , ACTI5011K , ACTI5013K , ACTI5015K , ACTI5018K | Klasa IIb | IMPLANTE DENTARE | Pajisje dentare
17581 | ThermoShield Adult Bacterial Viral HMEF with | P.N.G | 2024-10-22T00:00:00.000+02:00 | Flexicare (Group) Limited. Cynon Valley Business Park, Mountain Ash CF45 4ER. UK | 038-41-355STR | Klasa IIa | Një pajisje që synohet të vendoset brenda një qarku të frymëmarrjes afër pacientit, për t'u hequr dhe mbajtur | Pajisje anestezie dhe respiratore
| Luer Port | [5 empty] | mikrobet ndërkohë që kapin nxehtësinë dhe lagështinë e nxjerrë nga pacienti në mënyrë që ato të mund të përdoren për të ngrohur dhe lagështuar terapinë
gazrat e frymëzuara nga pacienti. Zakonisht është një strehë plastike e cila përmban edhe një filtër mikrobial dydrejtimësh, të destinuar për të reduktuar
rreziku i kontaminimit të kryqëzuar midis pacientëve dhe një shkëmbyesi nxehtësie/lagështie (HME), i destinuar për të ruajtur mukozën
membranat e rrugëve të frymëmarrjes. Zakonisht përdoret gjatë anestezisë ose periudhave të mbështetjes/terapisë së zgjatur të frymëmarrjes. Kjo
është një pajisje me përdorim të vetëm.
17582 | Apollo Balloon Dilatation Catheters | BIOMETRIC ALBANIA | 2024-10-21T00:00:00.000+02:00 | BrosMed Medical Co., Ltd - Adresa: 15th Building, SMEs Venture Park SongShan Lake Hi-Tech Industrial Development Zone Dongguan, Guangdong, 523808, China | 802-2006, 802-2008, 802-2010, 802-2012, 802-2015, 802-2018, 802-2020, 802-2022, 802-2025, 802-2030, 802-2206, 802-2208, 802-2210, 802-2212, 802-2215, 802-2218, 802-2220, 802-2222, 802-2225, 802-2230, 802-2506, 802-2508, 802-2510, 802-2512, 802-2515, 802-2518, 802-2520, 802-2522, 802-2525, 802-2530, 802-2706, 802-2708, 802-2710, 802-2712, 802-2715, 802-2718, 802-2720, 802-2722, 802-2725, 802-2730, 802-3006, 802-3008, 802-3010, 802-3012, 802-3015, 802-3018, 802-3020, 802-3022, 802-3025, 802-3030, 802-3206, 802-3208, 802-3210, 802-3212, 802-3215, 802-3218, 802-3220, 802-3222, 802-3225, 802-3230, 802-3506, 802-3508, 802-3510, 802-3512, 802-3515, 802-3518, 802-3520, 802-3522, 802-3525, 802-3530, 802-3706, 802-3708, 802-3710, 802-3712, 802-3715, 802-3718, 802-3720, 802-3722, 802-3725, 802-3730, 802-4006, 802-4008, 802-4010, 802-4012, 802-4015, 802-4018, 802-4020, 802-4022, 802-4025, 802-4030, 802-4506, 802-4508, 802-4510, 802-4512, 802-4515, 802-4518, 802-4520, 802-4522, 802-4525, 802-4530, 802-5006, 802-5008, 802-5010, 802-5012, 802-5015, 802-5018, 802-5020, 802-5022, 802-5025, 802-5030 | Klasa III | Kateter me ballon jo kompleant per zgjerimin e stenozave ne arteriet koronare | Produkte per institucione te kujdesit shendetesor
17583 | Artimes Balloon Dilatation Catheters | BIOMETRIC ALBANIA | 2024-10-21T00:00:00.000+02:00 | BrosMed Medical Co., Ltd - Adresa: 15th Building, SMEs Venture Park SongShan Lake Hi-Tech Industrial Development Zone Dongguan, Guangdong, 523808, China | 801-3515, 801-3520, 801-3525, 801-3530, 801-3705, 801-3708, 801-3710, 801-3712, 801-3715, 801-3720, 801-3725, 801-3730, 801-4005, 801-4008, 801-4010, 801-4012, 801-4015, 801-4020, 801-4025, 801-4030, 801-1005, 801-1008, 801-1010, 801-1012, 801-1015, 801-1020, 801-1025, 801-1030, 801-1205, 801-1208, 801-1210, 801-1212, 801-1215, 801-1220, 801-1225, 801-1230, 801-1505, 801-1508, 801-1510, 801-1512, 801-1515, 801-1520, 801-1525, 801-1530, 801-1705, 801-1708, 801-1710, 801-1712, 801-1715, 801-1720, 801-1725, 801-1730, 801-2005, 801-2008, 801-2010, 801-2012, 801-2015, 801-2020, 801-2025, 801-2030, 801-2205, 801-2208, 801-2210, 801-2212, 801-2215, 801-2220, 801-2225, 801-2230, 801-2505, 801-2508, 801-2510, 801-2512, 801-2515, 801-2520, 801-2525, 801-2530, 801-2705, 801-2708, 801-2710, 801-2712, 801-2715, 801-2720, 801-2725, 801-2730, 801-3005, 801-3008, 801-3010, 801-3012, 801-3015, 801-3020, 801-3025, 801-3030, 801-3205, 801-3208, 801-3210, 801-3212, 801-3215, 801-3220, 801-3225, 801-3230, 801-3505, 801-3508, 801-3510, 801-3512 | Klasa III | Kateter me ballon gjysem kompleant per zgjerimin e stenozave ne arteriet koronare | Produkte per institucione te kujdesit shendetesor
17584 | GOLDTIP BIPOLAR FCPS STR 220/95/0.5MM, GOLDTIP BIPOLAR FCPS STR 220/95/1.0MM, GOLDTIP BIPOLAR FCPS STR 220/95/1.5MM, GOLDTIP BIPOLAR FCPS CVD-UP 220/95/0.5MM, GOLDTIP BIPOLAR FCPS STR 125/1.0MM, GOLDTIP BIPOLAR FCPS STR 100/0.4MM, GOLDTIP BIPOLAR FCPS STR 255/150/1.5MM, GOLDTIP BIPOLAR FCPS STR 150/50/0.5MM, GOLDTIP BIPOLAR FCPS STR 150/50/0.7MM, GOLDTIP BIPOLAR FCPS STR 150/50/1.0MM, GOLDTIP BIPOLAR FCPS STR 150/50/1.5MM, GOLDTIP BIPOLAR FCPS STR 150/50/2.0MM, GOLDTIP BIPOLAR FCPS STR 150/50/0.25MM, GOLDTIP BIPOLAR FCPS STR 170/70/0.25MM, GOLDTIP BIPOLAR FCPS STR 170/70/0.5MM, GOLDTIP BIPOLAR FCPS STR 170/70/0.7MM, GOLDTIP BIPOLAR FCPS STR 170/70/1.0MM, GOLDTIP BIPOLAR FCPS STR 170/70/1.5MM, GOLDTIP BIPOLAR FCPS STR 170/70/2.0MM, GOLDTIP BIPOLAR FCPS STR 190/90/0.25MM, GOLDTIP BIPOLAR FCPS STR 215/115/0.25MM, GOLDTIP BIPOLAR FCPS STR 230/125/0.25MM, GOLDTIP BIPOLAR FCPS STR 255/150/0.25MM, GOLDTIP BIPOLAR FCPS STR 255/150/0.5MM, GOLDTIP BIPOLAR FCPS STR 255/150/2.0MM, GOLDTIP BIPOLAR FCPS STR 190/90/0.5MM, GOLDTIP BIPOLAR FCPS STR 190/90/0.7MM, GOLDTIP BIPOLAR FCPS STR 190/90/1.0MM, GOLDTIP BIPOLAR FCPS STR 190/90/1.5MM, GOLDTIP BIPOLAR FCPS STR 190/90/2.0MM, GOLDTIP BIPOLAR FCPS STR 215/115/0.5MM, GOLDTIP BIPOLAR FCPS STR 215/115/0.7MM, GOLDTIP BIPOLAR FCPS STR 215/115/1.0MM, GOLDTIP BIPOLAR FCPS STR 215/115/1.5MM, GOLDTIP BIPOLAR FCPS STR 215/115/2.0MM, GOLDTIP BIPOLAR FCPS STR 230/125/0.5MM, GOLDTIP BIPOLAR FCPS STR 230/125/0.7MM, GOLDTIP BIPOLAR FCPS STR 230/125/1.0MM, GOLDTIP BIPOLAR FCPS STR 230/125/1.5MM, GOLDTIP BIPOLAR FCPS STR 230/125/2.0MM, GOLDTIP BIPOLAR FCPS STR 255/150/0.7MM, GOLDTIP BIPOLAR FCPS STR 255/150/1.0MM, GOLDTIP DISP.BIPOLAR FCPS 190/90/0,5MM, GOLDTIP DISP.BIPOLAR FCPS 190/90/1,0MM, GOLDTIP DISP.BIPOLAR FCPS 190/90/1,5MM, GOLDTIP DISP.BIPOLAR FCPS 215/115/0,5MM, GOLDTIP DISP.BIPOLAR FCPS 215/115/1,0MM, GOLDTIP DISP.BIPOLAR FCPS 215/115/1,5MM, GOLDTIP DISP.BIPOLAR FCPS 190/90/0.25MM, GOLDTIP DISP.BIPOLAR FCPS 215/115/0.25MM, GOLDTIP DISP.BIPOLAR FCPS 190/90/0.7MM, GOLDTIP DISP.BIPOLAR FCPS 215/115/0.7MM, BIPOL.FORCEPS AAG FL.STR.0.6MM 120MM, BIPOL.FORCEPS AAG FL.STR.0.3MM 145MM, BIPOL.FORCEPS AAG FL.STR.0.9MM 160MM, BIPOL.FORCEPS AAG FL.STR.0.9MM 185MM, BIPOL.FORCEPS AAG FL.STR.0.9MM 200MM, BIPOL.FORCEPS AAG FL.BAYO.F.0.7MM 160MM, BIPOL.FORCEPS AAG FL.BAYO.F.1.0MM 185MM, BIPOL.FORCEPS AAG FL.BAYO.F.1.0MM 200MM, BIPOL.FORCEPS AAG FL.ANGL.0.9MM 160MM, BIPOL.FORCEPS AAG FL.ANGL.0.8MM 200MM, PRECIOUS METAL FORCEPS160MM 0.7MM, PRECIOUS METAL FORCEPS 185MM 1.0MM, PRECIOUS METAL FORCEPS 200MM 1.0MM, BIPOLAR COAGULATION FCPS 0.6MM 160MM, BIPOLAR COAG.FORCEPS 0.6MM 200MM, BIPOLAR FORCEPS INS.BAYO.9MM 200MM, BIPOLAR COAGULATION FORCEPS.6MM220MM, BIPOLAR COAGULATION FORCEPS.6MM 240MM, BIPOLAR COAGULATION FORCEPS 0.9MM240MM, BIPOLAR COAGULATION FORCEPS0.4MMX120MM, COAGULATION FORCEPS INSUL.160MM STR., COAGULATION FCPS STR INS 160MM, COAGUL.FORCEPS INSULATED 200MM STR., BIPOLAR COAGULATION FCPSIND.9MMX160MM, COAG.FORC.INCUL 200MMWORK.PART ANGL, BIPOLAR COAGULATION FORCEPS1.0MMX215MM, BIPOLAR COAGULATION FORCEPS .6MMX160MM, BIPOLAR COAGULATION FORCEPS .9MMX160MM, BIPOLAR COAGULATION FCPSANG.9MMX160MM, BIPOLAR COAGULATION FORCEPS 0.9MM200MM, YASARGIL BIPOLAR FORCEPS 0.4X20/140MM, YASARGIL BIPOLAR FORCEPS 0.7X20/140MM, YASARGIL BIPOLAR FORCEPS 1.0X20/140MM, YASARGIL BIPOLAR FORCEPS 1.3X20/140MM, YASARGIL BIPOLAR FORCEPS 0.4MMX35/155MM, YASARGIL BIPOLAR FORCEPS 0.7X35/155MM, YASARGIL BIPOLAR FORCEPS 1.0X35/155MM, YASARGIL BIPOLAR FORCEPS 1.3X35/155MM, YASARGIL BIPOLAR FORCEPS 0.4X55/175MM, YASARGIL BIPOLAR FORCEPS 0.7X55/175MM, YASARGIL BIPOLAR FORCEPS 1.0X55/175MM, YASARGIL BIPOLAR FORCEPS 1.3X55/175MM, YASARGIL BIPOLAR FORCEPS 0.4X75/195MM, YASARGIL BIPOLAR FORCEPS 0.7X75/195MM, YASARGIL BIPOLAR FORCEPS 1.0X75/195MM, YASARGIL BIPOLAR FORCEPS 1.3X75/195MM, YASARGIL BIPOLAR FORCEPS 0.4X95/215MM, YASARGIL BIPOLAR FORCEPS 0.7X95/215MM, YASARGIL BIPOLAR FORCEPS 1.0X95/215MM, YASARGIL BIPOLAR FORCEPS 1.3X95/215MM, YASARGIL BIPOLAR FCP45DG-UP7X95/215MM, YASARGIL BIPOLAR FCP90DG-UP.4X95/215MM, YASARGIL BIPOLAR FCP90DG-UP.7X95/215MM, YASARGIL BIPOLR FCP90DG-DWN.7X95/215MM, YASARGIL BIPOLAR FORCEPS.4MMX115/235MM, YASARGIL BIPOLAR FORCEPS 0.7X115/235MM, YASARGIL BIPOLAR FORCEPS 1.0X115/235MM, YASARGIL BIPOLAR FORCEPS 1.3X115/235MM, YASARGIL BIPOLAR FORCEPS 0.7X135/255MM, BIPOLAR COAG.T FORCEPS, BIPOLAR COAGULATION FORCEPS 175MM, BIPOLAR COAGULATION FORCEPS 220MM, BIPOLAR COAGULATION FORCEPS 125MM, BIPOL.FORCEPS STR.BAY.0.7MM 95MM, BIPOL.FORCEPS 45°BAY.0.7MM 95MM, BIPOL.FORCEPS STR.BAY.1.0MM 95MM, BIPOL.FORCEPS 45°BAY.1.0MM 95MM, BIPOL.FORCEPS STR.BAY.0.7MM 135MM, BIPOL.FORCEPS 45°BAY.0.7MM 135MM, BIPOL.FORCEPS STR.BAY.1.0MM 135MM, BIPOL.FORCEPS 45°BAY.1.0MM 135MM, BIPOL.FCPS.W/SANO IRRIGATION 165MM 0.7MM, BIPOLAR FRCPS W/IRRIG CHANNEL.4MM180MM, BIPOLAR FRCPS W/IRRIG CHANNEL.7MM180MM, IRRIGATION FORCEPS 180MM 1.3MM TIP, BIPOLAR FRCP W/IRRIG CHANNEL 0.4MM205MM, BIPOLAR FRCP W/IRRIG CHANNEL .7MM205MM, IRRIGATION FORCEPS 205MM 1.3MM TIP, BIPOLAR FRCP W/IRRIG CHANNEL .4MM230MM, BIPOLAR FRCP W/IRRIG CHANNEL.7MM230MM, IRRIGATION FORCEPS 230MM1.3MM TIP, BIPOLAR COAGULATION FORCEPS 165/0.2MM, CASPAR BIPOLAR FORCEPS 0.5X70/165MM, CASPAR BIPOLAR FORCEPS 1.0X70/165MM, CASPAR BIPOLAR FORCEPS 2.0X70/165MM, BIPOLAR COAGULATION FORCEPS 195/0.2MM, CASPAR BIPOLAR FORCEPS 0.5X100/195MM, CASPAR BIPOLAR FORCEPS 1.0X100/195MM, CASPAR BIPOLAR FORCEPS 2.0X125/195MM, BIPOLAR COAGULATION FORCEPS 220/0.2MM, CASPAR BIPOLAR FORCEPS 0.5X125/220MM, CASPAR BIPOLAR FORCEPS 1.0X125/220MM, GKSPAR BIPOLAR FCPS45DG-UP1.X125/220MM, CASPAR BIPOLAR FCP45DG-DWN1.X125/220MM, CASPAR BIPOLAR FCP90DG-UP 1.X120/215MM, CASPAR BIPOLAR FCP90DG-DWN1.X120/215MM, CASPAR BIPOLAR FORCEPS 2.0X125/220MM, BIPROTECT PARTLY INSUL.TAB CON.195/0.4MM, BIPROTECT PARTLY INSUL.TAB CON.195/0.8MM, BIPROTECT PARTLY INSUL.TAB CON.215/0.4MM, BIPROTECT PARTLY INSUL.TAB CON.215/0.8MM | O.E.S DISTRIMED | 2024-10-22T00:00:00.000+02:00 | Aesculap AG AM Aesculap -Platz 78532 Tuttlingen Germany | US161, US162, US163, US164, US171, US172, US173, US403, US404, US405, US406, US407, US486, US487, US488, US489, US490, US491, US492, US493, US494, US495, US496, US530, US531, US600, US601, US602, US603, US604, US610, US611, US612, US613, US614, US615, US616, US617, US618, US619, US620, US621, GK501SU, GK502SU, GK503SU, GK504SU, GK505SU, GK506SU, GK507SU, GK508SU, GK509SU, GK510SU, GK595R, GK596R, GK604R, GK605R, GK606R, GK614R, GK615R, GK616R, GK624R, GK625R, GK644R, GK645R, GK646R, GK660R, GK670R, GK671R, GK675R, GK677R, GK679R, GK690R, GK700R, GK701R, GK703R, GK711R, GK713R, GK719R, GK720R, GK722R, GK723R, GK730R, GK746R, GK747R, GK748R, GK749R, GK760R, GK761R, GK762R, GK763R, GK764R, GK765R, GK766R, GK767R, GK768R, GK769R, GK770R, GK771R, GK772R, GK773R, GK774R, GK775R, GK777R, GK780R, GK781R, GK785R, GK788R, GK789R, GK790R, GK791R, GK793R, GK800R, GK807R, GK808R, GK809R, GK822R, GK823R, GK824R, GK825R, GK826R, GK827R, GK828R, GK829R, GK838R, GK840R, GK841R, GK842R, GK843R, GK844R, GK845R, GK846R, GK847R, GK848R, GK899R, GK900R, GK910R, GK920R, GK929R, GK930R, GK940R, GK950R, GK959R, GK960R, GK970R, GK972R, GK974R, GK976R, GK978R, GK980R, GL470R, GL471R, GL480R, GL481R | Klasa III | Pinca bipolare përdoren për koagulimin, kapjen dhe disekimin e indeve në kirurgjinë HF, duke përfshirë procedurat neurokirurgjikale | Pajisje nje perdorimeshe
17585 | Blood and Infusion Warmers/QW618, Blood and Infusion Warmers/FT2800, Blood and Infusion Warmers/FT1800, Blood and Infusion Warmers/FT800, Blood and Infusion Warmers/FT70 | GEN - ALB FARMA | 2024-10-23T00:00:00.000+02:00 | Keewell Medical Technology Co., Ltd. Xiananyi Industrial Zone, Pingzhou, Nanhai, Foshan city, Guangdong 528251, China | QW618, FT2800, FT1800, FT800, FT70 | Klasa IIb | Kjo pajisje mund të përdoret në të gjitha aplikimet të cilat duhet ngrohur në mënyrë që të parandalohet hipotermia e pacientit përmes transfuzioneve të ftohta dhe solucioneve të infuzionit. | Pajisje elektromekanike
17586 | Three piece Hydrophilic Acrylic Intraocular Lenses Tek-Lens II/Model 617/617Y, Three piece Hydrophilic Acrylic Intraocular Lenses Tek-Lens II/ModeI 618/618Y, Three piece Hydrophilic Acrylic Intraocular Lenses MeyeLens/Model 360 | GEN - ALB FARMA | 2024-10-23T00:00:00.000+02:00 | Tekia, Inc. 17 Hammond Street, Suite 414 IRVINE, CA 92618 UNITED STATES | 617/617Y, 618/618Y, Model 360 | Klasa IIb | Lentet hidrofobike, për shkak të materialit dhe dizajnit të tyre të avancuar, zvogëlojnë ndjeshëm rrezikun e komplikimeve si errësimi i kapsulës së pasme të përdorur në kirurgjinë e syve. | Pajisje te implantueshme jo aktive
17587 | lnserters/Crystalsert Delivery System, lnserters/Akreos Single Use Insertion Device, lnserters/SoftPort Easy Load ( EZ-24) Inserter, lnserters/SoftPort Easy Load ( EZ28V) Inserter, lnserters/SimplifEYE™ Inserter for Akreos Preloaded , lnserters/SimplifEYE™ Inserter for enVista Preloaded | GEN - ALB FARMA | 2024-10-23T00:00:00.000+02:00 | Bausch + Lomb, Incorporated 1400 North Goodman St. Rochester NY 14609 USA | CI-28, AI-28 , EZ-24, EZ-28V , 21984, 21987 | Klasa IIa | Injektor per lentet intaokulare qe perdoret per aplikimin e lentes ne sy gjate nderhyrjeve kirurgjikale ne sy. | Pajisje oftalmike dhe optike
17588 | Reusable delivery systems for disposable hemostasis clips | GREEMED | 2024-11-18T00:00:00.000+01:00 | Shangxian Minimal Invasive Inc. 1st Floor,Block B2-2,China Medicine Innovation Park,Mulan Road,Hi-tech Development Zone,Benxi 117004 Liaoning,P.R.China | NLS/RHCFD-28-165, NLS/RHCFD-28-195, NLS/RHCFD-28-230 | Klasa I | Klip endoskopik shumperdorimsh | Tjeter
17589 | Tonometer, Z800, F900, A900, CORNEAL TOPOGRAPHERS, Osiris-T, Sirius, Sirius+, Osiris , Antares, Antares+, Optical coerence tomograph OCT, MS-39 | OMEGA OPTIKAL | 2024-11-19T00:00:00.000+01:00 | C.S.O. srl - Costruzione Strumenti Oftalmici con sede e stabilimento in with headquarters at Via Degli Stagnacci 12/E - Cap 50018 - Badia a Settimo -Scandicci - Firenze - Italia | NA | Im, Klasa IIa | Metes tensioni okular, Mates harte te kornese okulare, NA, Tomograf OCT skanner syri | Pajisje oftalmike dhe optike
17590 | Sterile Balanced Salt Solution, BSS , Sterile Vitroretinal Solutions, Ocusil Silicone Oil, Ocudeka Decaline, Ocublu ILM Blue , OCublu ILM/ERM Blue, Sterile Viscoelastic Solutions , Ocuvisc (Sodium Hyaluronate), Neocrown Cohesive Oculocrown Megacrown , CrownGel , CrownFlex Intra-articular injection (Sodium Hyaluronate) , HpmcGel , Sterile Ophtalmic Solution , Ocublu Try Trypan Blue, Ocusil Prosthetic Eye Care Solution , Sterile Viscous Fluid Injection& Extraction Kit, Ocusil Viscous Fluid Injection& Extraction Kit , Sterile Lubricant Eye Drop , Ocufull Fresh , Ocufull Fresh Plus | OMEGA OPTIKAL | 2024-11-19T00:00:00.000+01:00 | ATAKAN DEDE- MIR Y MEDIKAL Sk.14 B Nilufer / BURSA/ TURKEY | NA | Klasa IIb, , Klasa III, Klasa IIa | Solucione per kirurgjine e syrit, NA | Pajisje oftalmike dhe optike
17591 | Non Invasive blood Pressure Measuring Device, Wrist Automatic Type BK150, K150, S150, BC351(KS452), BI701, BQ705, BR705, BS705, X150 | DELTA PHARMA - AL | 2024-10-22T00:00:00.000+02:00 | Rossmax Swiss GmbH, Widnauerstrasse 1, CH- 9435 Heerbrugg, Switzerland | Non Invasive blood Pressure Measuring Device, Wrist Automatic Type BK150, K150, S150, BC351(KS452), BI701, BQ705, BR705, BS705, X150 | Klasa IIa | Monitori automatik për presionin e gjakut në kyç ofron matje të sakta dhe të lehta me Teknologjinë Smart Sense dhe zbulimin e lëvizjes. Pajisja aktivizohet me një prekje, zbulon rrahjet e parregullta të zemrës (IHB), dhe ruan deri në 90 matje. Ekrani i madh LCD dhe dizajni kompakt e bëjnë atë ideal për përdorim në shtëpi ose gjatë lëvizjes. | Tjeter
17592 | LOQTEQ® Distal Fibula Plate 3.5, LOQTEQ® Distal Fibula Plate 3.5, 3 holes, L 75, R Titanium (PA 3561-03-2), LOQTEQ® Distal Fibula Plate 3.5, LOQTEQ® Distal Fibula Plate 3.5, 4 holes, L 87, R Titanium (PA 3561-04-2), LOQTEQ® Distal Fibula Plate 3.5, LOQTEQ® Distal Fibula Plate 3.5, 6 holes, L 111, R Titanium (PA 3561-06-2), LOQTEQ® Distal Fibula Plate 3.5, LOQTEQ® Distal Fibula Plate 3.5, 8 holes, L 135, R Titanium (PA 3561-08-2), LOQTEQ® Distal Fibula Plate 3.5, LOQTEQ® Distal Fibula Plate 3.5, 10 holes, L 159, R Titanium (PA 3561-10-2), LOQTEQ® Distal Fibula Plate 3.5, LOQTEQ® Distal Fibula Plate 3.5, 3 holes, L 75, L Titanium (PA 3562-03-2) , LOQTEQ® Distal Fibula Plate 3.5, LOQTEQ® Distal Fibula Plate 3.5, 4 holes, L 87, L Titanium (PA 3562-04-2), LOQTEQ® Distal Fibula Plate 3.5, LOQTEQ® Distal Fibula Plate 3.5, 6 holes, L 111, L Titanium (PA 3562-06-2), LOQTEQ® Distal Fibula Plate 3.5, LOQTEQ® Distal Fibula Plate 3.5, 8 holes, L 135, L Titanium (PA 3562-08-2), LOQTEQ® Distal Fibula Plate 3.5, LOQTEQ® Distal Fibula Plate 3.5, 10 holes, L 159, L Titanium (PA 3562-10-2) | T R I M E D | 2024-10-21T00:00:00.000+02:00 | aap Implantate AG, Lorenzweg 5, 12099 Berlin, Germany | LOQTEQ® Distal Fibula Plate 3.5, LOQTEQ® Distal Fibula Plate 3.5, 3 holes, L 75, R Titanium (PA 3561-03-2), LOQTEQ® Distal Fibula Plate 3.5, LOQTEQ® Distal Fibula Plate 3.5, 4 holes, L 87, R Titanium (PA 3561-04-2), LOQTEQ® Distal Fibula Plate 3.5, LOQTEQ® Distal Fibula Plate 3.5, 6 holes, L 111, R Titanium (PA 3561-06-2), LOQTEQ® Distal Fibula Plate 3.5, LOQTEQ® Distal Fibula Plate 3.5, 8 holes, L 135, R Titanium (PA 3561-08-2), LOQTEQ® Distal Fibula Plate 3.5, LOQTEQ® Distal Fibula Plate 3.5, 10 holes, L 159, R Titanium (PA 3561-10-2), LOQTEQ® Distal Fibula Plate 3.5, LOQTEQ® Distal Fibula Plate 3.5, 3 holes, L 75, L Titanium (PA 3562-03-2) , LOQTEQ® Distal Fibula Plate 3.5, LOQTEQ® Distal Fibula Plate 3.5, 4 holes, L 87, L Titanium (PA 3562-04-2), LOQTEQ® Distal Fibula Plate 3.5, LOQTEQ® Distal Fibula Plate 3.5, 6 holes, L 111, L Titanium (PA 3562-06-2), LOQTEQ® Distal Fibula Plate 3.5, LOQTEQ® Distal Fibula Plate 3.5, 8 holes, L 135, L Titanium (PA 3562-08-2), LOQTEQ® Distal Fibula Plate 3.5, LOQTEQ® Distal Fibula Plate 3.5, 10 holes, L 159, L Titanium (PA 3562-10-2) | Klasa IIb | LOQTEQ® Distal Fibula Plate 3.5 janë pajisje mjekësore që kanë për qëllim fiksimin, korrigjimin ose stabilizimin e përkohshëm të fibulës distale. | Pajisje te implantueshme aktive
17593 | LOQTEQ® Straight Plate 3.5, 11 holes, L 151 Titanium, LOQTEQ® Straight Plate 3.5, 12 holes, L 164 Titanium, LOQTEQ® Straight Plate 3.5, 14 holes, L 190 Titanium, LOQTEQ® Reconstruction Plate 3.5, 5 holes, L 58 Titanium, LOQTEQ® Reconstruction Plate 3.5, 6 holes, L 70 Titanium, LOQTEQ® Reconstruction Plate 3.5, 7 holes, L 82 Titanium, LOQTEQ® Reconstruction Plate 3.5, 8 holes, L 94 Titanium, LOQTEQ® Reconstruction Plate 3.5, 9 holes, L 106 Titanium, LOQTEQ® Reconstruction Plate 3.5, 10 holes, L 118 Titanium, LOQTEQ® Reconstruction Plate 3.5, 12 holes, L 142 Titanium, LOQTEQ® Reconstruction Plate 3.5, 14 holes, L 166 Titanium, LOQTEQ® Reconstruction Plate 3.5, 16 holes, L 190 Titanium, LOQTEQ® Reconstruction Plate 3.5, 18 holes, L 214 Titanium, LOQTEQ® Narrow Plate 4.5, 4 holes, L 72 Titanium, LOQTEQ® Narrow Plate 4.5, 5 holes, L 90 Titanium, LOQTEQ® Narrow Plate 4.5, 6 holes, L 108 Titanium, LOQTEQ® Narrow Plate 4.5, 7 holes, L 126 Titanium, LOQTEQ® Narrow Plate 4.5, 8 holes, L 144 Titanium, LOQTEQ® Narrow Plate 4.5, 9 holes, L 162 Titanium, LOQTEQ® Narrow Plate 4.5, 10 holes, L 180 Titanium, LOQTEQ® Narrow Plate 4.5, 11 holes, L 198 Titanium, LOQTEQ® Narrow Plate 4.5, 12 holes, L 216 Titanium, LOQTEQ® Narrow Plate 4.5, 14 holes, L 252 Titanium, LOQTEQ® Narrow Plate 4.5, 16 holes, L 288 Titanium, LOQTEQ® Broad Plate 4.5, 6 holes, L 115 Titanium, LOQTEQ® Broad Plate 4.5, 7 holes, L 133 Titanium, LOQTEQ® Broad Plate 4.5, 8 holes, L 150 Titanium, LOQTEQ® Broad Plate 4.5, 9 holes, L 168 Titanium, LOQTEQ® Broad Plate 4.5, 10 holes, L 186 Titanium, LOQTEQ® Broad Plate 4.5, 11 holes, L 204 Titanium, LOQTEQ® Broad Plate 4.5, 12 holes, L 222 Titanium, LOQTEQ® Broad Plate 4.5, 14 holes, L 257 Titanium, LOQTEQ® Broad Plate 4.5, 16 holes, L 293 Titanium, LOQTEQ® Broad Plate 4.5, 18 holes, L 328 Titanium, LOQTEQ® Straight Plates 3.5 and 4.5, LOQTEQ® 1/3 Tubular Plate 3.5, 3 holes, L 40 Titanium, LOQTEQ® 1/3 Tubular Plate 3.5, 4 holes, L 52 Titanium, LOQTEQ® 1/3 Tubular Plate 3.5, 5 holes, L 64 Titanium, LOQTEQ® 1/3 Tubular Plate 3.5, 6 holes, L 76 Titanium, LOQTEQ® 1/3 Tubular Plate 3.5, 7 holes, L 88 Titanium, LOQTEQ® 1/3 Tubular Plate 3.5, 8 holes, L 100 Titanium, LOQTEQ® 1/3 Tubular Plate 3.5, 9 holes, L 112 Titanium, LOQTEQ® 1/3 Tubular Plate 3.5, 10 holes, L 124 Titanium, LOQTEQ® 1/3 Tubular Plate 3.5, 11 holes, L 136 Titanium, LOQTEQ® 1/3 Tubular Plate 3.5, 12 holes, L 148 Titanium, LOQTEQ® Straight Plate 3.5, 4 holes, L 60 Titanium, LOQTEQ® Straight Plate 3.5, 5 holes, L 73 Titanium, LOQTEQ® Straight Plate 3.5, 6 holes, L 86 Titanium, LOQTEQ® Straight Plate 3.5, 7 holes, L 99 Titanium, LOQTEQ® Straight Plate 3.5, 8 holes, L 112 Titanium, LOQTEQ® Straight Plate 3.5, 9 holes, L 125 Titanium, LOQTEQ® Straight Plate 3.5, 10 holes, L 138 Titanium | T R I M E D | 2024-10-21T00:00:00.000+02:00 | aap Implantate AG, Lorenzweg 5, 12099 Berlin, Germany | PG 3555-11-2, PG 3555-12-2, PG 3555-14-2, PR 3550-05-2, PR 3550-06-2, PR 3550-07-2, PR 3550-08-2, PR 3550-09-2, PR 3550-10-2, PR 3550-12-2, PR 3550-14-2, PR 3550-16-2, PR 3550-18-2, PG 4555-04-2, PG 4555-05-2, PG 4555-06-2, PG 4555-07-2, PG 4555-08-2, PG 4555-09-2, PG 4555-10-2, PG 4555-11-2, PG 4555-12-2, PG 4555-14-2, PG 4555-16-2, PG 4556-06-2, PG 4556-07-2, PG 4556-08-2, PG 4556-09-2, PG 4556-10-2, PG 4556-11-2, PG 4556-12-2, PG 4556-14-2, PG 4556-16-2, PG 4556-18-2, N/A, PG 3553-03-2, PG 3553-04-2, PG 3553-05-2, PG 3553-06-2, PG 3553-07-2, PG 3553-08-2, PG 3553-09-2, PG 3553-10-2, PG 3553-11-2, PG 3553-12-2, PG 3555-04-2, PG 3555-05-2, PG 3555-06-2, PG 3555-07-2, PG 3555-08-2, PG 3555-09-2, PG 3555-10-2 | Klasa IIb | LOQTEQ® Straight Plates 3.5 and 4.5 janë pajisje mjekësore që kanë për qëllim fiksimin, korrigjimin ose stabilizimin e përkohshëm të radiusit, ulnës, humerusit, skapulës, fibulës, legenit, kalkaneusit, të frakturave diafizare të femurit dhe/ose tibias. | Pajisje te implantueshme aktive
17594 | Eletronic Sphygmomanometers/Blood Presure Monitor - M7 Intelli IT Afib, Eletronic Sphygmomanometers/Blood Presure Monitor - M7 Intelli IT , Eletronic Sphygmomanometers/Blood Presure Monitor- M6 Comfort, Eletronic Sphygmomanometers/Blood Presure Monitor - M4 Intelli IT, Eletronic Sphygmomanometers/Blood Presure Monitor- M3 Comfort, Eletronic Sphygmomanometers/Blood Presure Monitor- M3 , Eletronic Sphygmomanometers/Blood Presure Monitor -M2+, Eletronic Sphygmomanometers/Blood Presure Monitor -M2 Basic, Eletronic Sphygmomanometers/Blood Presure Monitor- M1 Basic, Eletronic Sphygmomanometers/Blood Presure Monitor- RS1, Eletronic Sphygmomanometers/Blood Presure Monitor- RS2, Eletronic Sphygmomanometers/ Blood Presure Monitor- RS3 Intelli IT, Eletronic Sphygmomanometers/ Blood Presure Monitor -RS4 | KOSLABOR- MEDICAL | 2024-10-21T00:00:00.000+02:00 | OMRON HEALTHCARE Co., Ltd. - 53, Kunotsubo, Terado-cho, Muko, KYOTO 617-0002 JAPAN | HEM-7380T1-EBK, HEM-7361T-EBK, HEM-7360-E, HEM-7155T-EBK, HEM-7134-E, HEM-7154-E, HEM-7146-E, HEM-7121J-E, HEM-7121J-AF, HEM-6160-E, HEM-6161-E, HEM-6161T-E, HEM-6181-E | Klasa IIa | Aparat elektronik per matjen e tensionit | Tjeter
17595 | BIOLOX® Ceramic Femoral Heads, Biolox Delta Head, 36mm –3mm Neck, Type 1 Taper, Biolox Delta Head, 36mm Std Neck, Type 1 Taper , Biolox Delta Head, 36mm +3mm Neck, Type 1 Taper , Biolox Delta Head, 36mm +6mm Neck, Type 1 Taper , Delta Ceramic Fem Hd Ø28/+3mm T1 , Delta Ceramic Fem Hd Ø28/ 0mm T1, Delta Ceramic Fem Hd Ø28/-3mm T1 , Delta Ceramic Fem Hd Ø32/+6mm T1, Delta Ceramic Fem Hd Ø32/+3mm T1, Delta Ceramic Fem Hd Ø32/ 0mm T1, Delta Ceramic Fem Hd Ø32/-3mm T1 , Biolox Delta Option Head, 28mm, Biolox Delta Option Head, 32mm, Biolox Delta Option Head, 36mm, Biolox Delta Option Head, 40mm, Biolox Delta Option Head, 44mm, Option Taper Sleeve, Small, -3mm Neck, 12/14 Taper, Option Taper Sleeve, Medium, STD Neck, 12/14 Taper, Option Taper Sleeve, Large, +4mm Neck, 12/14 Taper, Option Taper Sleeve, Ex Large, +7mm Neck, 12/14 Taper, Option Taper Sleeve, -6mm Neck, Type 1 Taper, Option Taper Sleeve, -3mm Neck, Type 1 Taper, Option Taper Sleeve, STD Neck, Type 1 Taper, Option Taper Sleeve, +3mm Neck, Type 1 Taper, Option Taper Sleeve, +6mm Neck, Type 1 Taper, Biolox Delta Head, 28mm -3.5mm Neck, 12/14 Taper, Biolox Delta Head, 28mm Std Neck, 12/14 Taper, Biolox Delta Head, 28mm +3.5mm Neck, 12/14 Taper, Biolox Delta Head, 32mm -4mm Neck, 12/14 Taper, Biolox Delta Head, 32mm Std Neck, 12/14 Taper, Biolox Delta Head, 32mm +4mm Neck, 12/14 Taper, Biolox Delta Head, 36mm -4mm Neck, 12/14 Taper, Biolox Delta Head, 36mm Std Neck, 12/14 Taper, Biolox Delta Head, 36mm +4mm Neck, 12/14 Taper, Biolox Delta Head, 36mm +8mm Neck, 12/14 Taper | T R I M E D | 2024-10-23T00:00:00.000+02:00 | Biomet UK Limited Waterton Industrial Estate Bridgend, CF31 3XA UNITED KINGDOM | NA , 650-0660, 650-0661, 650-0662, 650-0663, 650-1157, 650-1158, 650-1159 , 650-1160, 650-1161, 650-1162, 650-1163 , 650-1055, 650-1056, 650-1057, 650-1058, 650-1059, 650-1060, 650-1061, 650-1062, 650-1063, 650-1064, 650-1065, 650-1066, 650-1067, 650-1068, 650-0830, 650-0831, 650-0832, 650-0833, 650-0834, 650-0835, 650-0836, 650-0837, 650-0838, 650-0667 | Klasa III | Ceramic Femoral Heads - janë pajisje protetike që përdoren në ndërhyrjet kirurgjikale të artikulacionit kokso-femoral | Pajisje te implantueshme jo aktive
17596 | Suction connecting tube with and without yankauer, Umbilical catheter, Sterile surgical gloves(latex), Disposable infusion set, Sterile disposable surgical blade, Abdominal cavity drain, Latex foley catheter, Silicone drainage tube, Paraffin Gauze Pad, Lap Sponges and X-ray Detectable Sponges, Sterile hemostasis adhesive dressing series, I.V. Dressing, Umbilical cord clamp, Suction catheters, Feeding tubes | MONTAL | 2024-10-21T00:00:00.000+02:00 | Hospital & Homecare Imp.& Exp. Co., Ltd. Nanjing Room 608-611,No.5Zhongtai international Plaza No.311 Middle of Jiangdong Road Central Business District 210019 Nanjing PEOPLE'S REPUBLIC OF CHINA | HKA04, HKA05, HKA06, HKA07, HKA08, HKA09, HKA10, HKA11, HKA12, HKA13, HKA14, HKA15, HKA16, HKA17, HKA18, HKA19, MW10263, MW10429, MW218, MW167a, MW167b, MW167c, MW167d, MW167e, MW167f, MW167g, MW167h, MW167i, MW167j, MW167k, MW167L, MW167m, MW203, MW204, MW67, MW78a, MW78b, MW78c, MW78d, MW79a, MW79b, MW80a, MW80b, MW81, MW82, HK01h, MC4a, MC11, MC179, MC180, MC181, MC182, MC183, MC184, MC185, MC186, MC187, MC188, MC189, MC190, MC191, MC192, MC193, MC194, MC195, MC196, MC197, MC10001, MW32, MW61, MW62a, MW62b, MW62c, MW62d, HK26a, HK26b, HK26c, MW53a, MW53b, MC53c, MW52a, MW52b, MW52c, MW52d, HKA01, HKA02, HKA03 | Klasa IIb, Is, Klasa IIa | Është I destinuar për thithjen e lëngut të trupit në kombinim me aspiratorin gjatë operimit në zgavrën e kraharorit ose në zgavrën e barkut., Kateteri kërthizor është një pjesë thelbësore e kujdesit neonatal që lejon shpërndarjen e lëngjeve intravenoze, ushqimin dhe mjekimin., Dorezat sterile latexi,njeperdorimshe , sherbejne për të mbrojtur pacientët nga kontaminimi gjatë një procedure invazive dhe për të siguruar mbrojtje për mbajtësin., Kompletet e njëpërdorshme të infuzionit IV janë pajisje mjekësore të dizajnuara për administrimin e lëngjeve, medikamenteve ose lëndëve ushqyese drejtpërdrejt në qarkullimin e gjakut të pacientit nëpërmjet terapisë intravenoze (IV)., Teh bisturie, steril, njeperdorimsh, qe perdoret për prerjen e indeve gjatë nderhyrjeve kirurgjikale., Një drenazh abdominal është një pajisje mjekësore që përdoret pas operacionit për të hequr lëngjet ose ajrin nga zgavra e barkut., Kateterët latex Foley përdoren në procedurat kirurgjikale që përfshijnë traktin urinar., Tubi i drenazhit prej silikoni përdoret për drenazhim pas operacionit., Bandazhi me garzë parafine sherben për djegie të vogla dhe plagë me humbje sipërfaqësore të lëkurës., Sfungjerë me garzë me element të zbulueshëm me rreze X, të destinuara kryesisht për t'u përdorur brenda trupit, në një prerje kirurgjikale për të kontrolluar gjakderdhjen dhe për të thithur lëngun., Përdoren për të ndaluar përkohësisht gjakderdhjen nga një sërë plagësh lokale, duke përfshirë prerje dhe çarje të vogla, si dhe gjakderdhje të rëndë nga plagët traumatike., Shiriti ngjitës transparent silikoni i destinuara për të siguruar dhe mbrojtur vendet intravenoze pa sakrifikuar rehatinë e pacientit., Kapëse qe ndihmon në ndalimin e gjakderdhjes nga enët e gjakut në kordonin e kërthizës, Kateterët thithës sherbejne për heqjen e sekrecioneve nga goja, trakeja dhe tubat bronkiale, Një tub ushqimor plastik fleksibël i vendosur në stomak ose zorrë për te ndihmuar pacientin në marjen e ushqimit, kur ai eshte i paaftë ta beje vete. | Pajisje nje perdorimeshe
17597 | DYONICS Handpieces/Motor Drive Units (MDUs), PLATINUM Handpiece, and Dyonics Power II Control System, DYONICSTM POWERMAX ELITETM Handpiece, DYONICS Handpieces/Motor Drive Units (MDUs), PLATINUM Handpiece, and Dyonics Power II Control System, DYONICSTM POWERMAX | LAYO | 2024-10-21T00:00:00.000+02:00 | Smith & Nephew, Inc.; Endoscopy Division, 150 Minuteman Road, Andover, Massachusetts, 01810-1031, USA | 72200617, 72200872, 72200873, 72201033, 72201036, 72201039, 72201042, 72201045, 72201048, 72201051, 72201054, 72201060, 72201057, 72201029, 72201092, 72202103, 72201503, 72201500, 72205321, 7205396, 72200616 | Klasa IIa | Pajisje mjekësore shumëpërdorimëshe, apart mjekësor dhe aksesorë të ndryshëm, të cilët përdoren për prerjen e indeve të buta, indeve kockore dhe jo vetëm, gjatë procedurave kirurgjikale. | Pajisje elektromekanike
ELITETM Handpiece, DYONICS Handpieces/Motor Drive Units (MDUs), PLATINUM Handpiece, and Dyonics Power II Control System, DYONICSTM POWER II
Control System, DYONICS Handpieces/Motor Drive Units (MDUs), PLATINUM Handpiece, and Dyonics Power II Control System, DYONICS™ POWER II Kit, U.K., DYONICS Handpieces/Motor Drive Units (MDUs), PLATINUM Handpiece, and Dyonics Power II Control System, DYONICS™ POWER II Kit,
German, DYONICS Handpieces/Motor Drive Units (MDUs), PLATINUM Handpiece, and Dyonics Power II Control System, DYONICS™ POWER II Kit,
Spanish, DYONICS Handpieces/Motor Drive Units (MDUs), PLATINUM Handpiece, and Dyonics Power II Control System, DYONICS™ POWER II Kit,
French, DYONICS Handpieces/Motor Drive Units (MDUs), PLATINUM Handpiece, and Dyonics Power II Control System, DYONICS™ POWER II Kit,
Italian, DYONICS Handpieces/Motor Drive Units (MDUs), PLATINUM Handpiece, and Dyonics Power II Control System, DYONICS™ POWER II Kit,
Swedish, DYONICS Handpieces/Motor Drive Units (MDUs), PLATINUM Handpiece, and Dyonics Power II Control System, DYONICS™ POWER II Kit,
Dutch, DYONICS Handpieces/Motor Drive Units (MDUs), PLATINUM Handpiece, and Dyonics Power II Control System, DYONICS™ POWER II Kit,
Portuguese, DYONICS Handpieces/Motor Drive Units (MDUs), PLATINUM Handpiece, and Dyonics Power II Control System, DYONICS™ POWER II Kit,
Norwegian, DYONICS Handpieces/Motor Drive Units (MDUs), PLATINUM Handpiece, and Dyonics Power II Control System, DYONICS™ POWER II Kit,
Danish, DYONICS Handpieces/Motor Drive Units (MDUs), PLATINUM Handpiece, and Dyonics Power II Control System, DYONICS™ POWER II Kit, US, DYONICS Handpieces/Motor Drive Units (MDUs), PLATINUM Handpiece, and Dyonics Power II Control System, DYONICSTM POWER II Footswitch, DYONICS Handpieces/Motor Drive Units (MDUs), PLATINUM Handpiece, and Dyonics Power II Control System, DYONICSTM II Software Upgrade, DYONICS Handpieces/Motor Drive Units (MDUs), PLATINUM Handpiece, and Dyonics Power II Control System, DYONICS™ POWERMINI™
Handpiece, DYONICS Handpieces/Motor Drive Units (MDUs), PLATINUM Handpiece, and Dyonics Power II Control System, DYONICSTM POWERMINITM
Handpiece, DYONICS Handpieces/Motor Drive Units (MDUs), PLATINUM Handpiece, and Dyonics Power II Control System, PLATINUM Handpiece, DYONICS Handpieces/Motor Drive Units (MDUs), PLATINUM Handpiece, and Dyonics Power II Control System, EP-1TM Pedal Style Footswitch, DYONICS Handpieces/Motor Drive Units (MDUs), PLATINUM Handpiece, and Dyonics Power II Control System, DYONICSTM POWERMAXTM
ELITETM Handpiece
17598 | Disposable Bubble CPAP system, nCannula, #0 w/nBonnet (AN0020), Reusable Manual Resuscitator, MR-100 Plus Resuscitator, Infant (AR0062) | T R I M E D | 2024-10-23T00:00:00.000+02:00 | GaleMed (Xiamen) Co., Ltd., Xiamen Area of China (Fujian) Pilot Free Trade Zone, 39, Section 3, Haijing East Road 361026 Fujian Province, China | Disposable Bubble CPAP system, nCannula, #0 w/nBonnet (AN0020), Reusable Manual Resuscitator, MR-100 Plus Resuscitator, Infant (AR0062) | Klasa IIa | Disposable Bubble CPAP system është një pajisje mjekësore që ka për qëllim të ofrojë presion të vazhdueshëm pozitiv në rrugët e frymëmarrjes (CPAP) tek të sapolindurit që marrin frymë spontanisht për të ruajtur vëllimin e mushkërive gjatë frymënxjerrjes. bCPAP përdoret për të menaxhuar probleme të ndryshme të frymëmarrjes tek të sapolindurit., Reusable Manual Resuscitator është një pajisje mjekësore që përdor presion pozitiv për të mbushur me ajër mushkëritë e një personi pa ndjenja i cili nuk merr frymë, në mënyrë që t'i mbajë ato të oksigjenuara dhe të gjalla. Kjo pajisje është e përshtatshme për të siguruar ndihmë efektive në frymëmarrje në situata akute. | Pajisje anestezie dhe respiratore
17599 | Heating Wire Circuit, HW1 Circuit, Adult w/WT, H771 (AH0017) | T R I M E D | 2024-10-23T00:00:00.000+02:00 | GaleMed (Xiamen) Co., Ltd., Xiamen Area of China (Fujian) Pilot Free Trade Zone, 39, Section 3, Haijing East Road 361026 Fujian Province, China | Heating Wire Circuit, HW1 Circuit, Adult w/WT, H771 (AH0017) | Klasa IIb | Heating Wire Circuit është një pajisje mjekësore që përdoret për të shmangur dëmtimin e mushkërive dhe rrugëve të frymëmarrjes tek pacientët me ventilim afatgjatë, që rezulton nga gazrat e frymëmarrjes të thata dhe të ftohta. Kjo pajisje jep në mënyrë optimale gaz të ngrohtë dhe të lagësht për pacientët. | Pajisje anestezie dhe respiratore
17600 | RED CELL GLUCOSE-6-PHOSPHATE DEHYDROGENASE (G-6-PDH) IVD, KIT, ENZYME SPECTROPHOTOMETRY | E v i t a | 2024-10-23T00:00:00.000+02:00 | RANDOX LABORATORIES LIMITED of 55 DIAMOND ROAD, CRUMLIN, COUNTY ANTRIM, BT29 4QY, UK | PD410 | In vitro | Reagent per percaktimin e glukoze 6 fosfatit ne serum/plazem | Pajisje te diagnostifikimit in vitro
17601 | Elecsys LH, LH CalSet II | E v i t a | 2024-10-23T00:00:00.000+02:00 | Roche Diagnostics GmbH Sandhofer Strasse 116 68305 Mannheim Germany | 07027575190, 07027575214, 11732234122, 03561097190, 09557423190 | In vitro | Reagent per matjen e LH ne serum/plazem, Kalibrator per reagentin e LH | Pajisje te diagnostifikimit in vitro
17602 | MINOP INVENT BIPOLAR FORK ELECTRODE STR, MINOP INVENT BIPOLAR FORK ELECTRODE 40DG, MINOP INVENT BIPOLAR FORK ELECTRODE 30DG, MINOP BIPOLAR FORK ELECTRODE STR, PAEDISCOPE MONOPOLAR BLUNT ELECTRODE, MINOP MONOPOLAR HOOK ELECTRODE 90DG, PAEDISCOPE MONOPOLAR NEEDLE ELECTRODE, MINOP MONOPOLAR HOOK ELECTRODE 45DG, MINOP MONOPOLAR HOOK ELECTRODE 70DG, MINOP MONOPOLAR HOOK ELECTRODE 180DG | O.E.S DISTRIMED | 2024-10-22T00:00:00.000+02:00 | Aesculap AG AM Aesculap -Platz 78532 Tuttlingen Germany | GK343R, GK344R, GK345R, GK360R, GK361R, GK362R, GK363R, GK364R, GK365R, GK366R | Klasa III | Elektrodat bipolare,per perdorim ne procedurat neurokirurgjikale., Elektroda monopolare,per perdorim ne procedurat neurokirurgjikale. | Pajisje nje perdorimeshe
17603 | Retrieval Devices (AndraSnare, AndraSnare Micro, Loopmaster-Sochman Snare) | BIOMETRIC ALBANIA | 2024-10-23T00:00:00.000+02:00 | Andramed GmbH - Adresa: Schießwieslenstraße 18 D-72766 Reutlingen Germany | AS-5, AS-10, AS-15, AS-20, AS-25, AS-25/65, AS-25/150, AS-30, AS-35, ASM-2, ASM-4, ASM-7, INT4F-110, ASL-25 | Klasa IIa | Lak per heqjen e trupave te huaj intravaskular ne sistemin kardiovaskular, Kateter intraduktor | Produkte per institucione te kujdesit shendetesor
17604 | Exeter Retrieval Snare, Exeter Retrieval Snare Micro | BIOMETRIC ALBANIA | 2024-10-25T00:00:00.000+02:00 | AndraTec GmbH - Adresa: Simmerner Straße 70 56075 Koblenz Deutschland | ES-xx, ESM-xx | Klasa IIa | Lak per heqjen e trupave te huaj intravaskular ne sistemin kardiovaskular | Produkte per institucione te kujdesit shendetesor
17605 | THE GRAFT BG-M05, THE GRAFT BG-M10, THE GRAFT TG-MS25, THE GRAFT TG-MS05, THE GRAFT TG-MS10, THE GRAFT BG-B15, THE GRAFT BG-B25, THE GRAFT BG-B05, THE GRAFT BG-B10, THE GRAFT TG-B25, THE GRAFT TG-B05, THE GRAFT TG-B10, THE GRAFT TG-B20, THE GRAFT TG-BS25, THE GRAFT TG-BS05, THE GRAFT TG-BS10, THE GRAFT, THE GRAFT BG-A15, THE GRAFT BG-A25, THE GRAFT BG-A05, THE GRAFT BG-A10, THE GRAFT BG-A20, THE GRAFT TG-A05, THE GRAFT TG-A10, THE GRAFT TG-A20, THE GRAFT TG-AS25, THE GRAFT TG-AS05, THE GRAFT TG-AS10, THE GRAFT BG-M15, THE GRAFT BG-M25 | Albadent Group | 2024-10-25T00:00:00.000+02:00 | Purgo Biologic Inc. #812, 27 Dunchon-daero 457 beon-gil, Jungwon-gu, Seongnam-si, Gyenggi-do, 13219 | N/A | Klasa III | Ksenograft me preardhje nga porcine | Pajisje te implantueshme aktive
17606 | SINGLE PIECE HYDROPHILIC ACRYLIC IOLS TEKLENS II/Model 811,811Y, SINGLE PIECE HYDROPHILIC ACRYLIC IOLS TEKLENS II/Model 820,820Y, SINGLE PIECE HYDROPHILIC ACRYLIC IOLS TEKLENS II/Model 872,872Y, SINGLE PIECE HYDROPHILIC ACRYLIC IOLS TEKLENS II/Model 872S,872YS, SINGLE PIECE HYDROPHILIC ACRYLIC IOLS MeyeLens/Model 260, SINGLE PIECE HYDROPHILIC ACRYLIC IOLS MeyeLens/Model 460, SINGLE PIECE HYDROPHILIC ACRYLIC IOLS Ophthalmo Pro/Model AC 3000 HD | GEN - ALB FARMA | 2024-10-23T00:00:00.000+02:00 | Tekia, Inc. 17 Hammond Street, Suite 414 IRVINE, CA 92618 UNITED STATES | 811,811Y, 820,820Y, 872,872Y, 872S,872YS, 260, 460, AC 3000 HD | Klasa IIb | I destinuar për t'u implantuar në qesen kapsulare në dhomën e pasme të syrit për korrigjimin vizual të afakisë dytësore pas heqjes së lenteve kristalore në pacientët e rritur me katarakt. | Pajisje te implantueshme jo aktive
17607 | SIDA-HPMC 2% Hypromellose Ophthalmic Solution 2% w/v /10003, SIDA-HPMC 2% Hypromellose Ophthalmic Solution 2% w/v /10011 | GEN - ALB FARMA | 2024-10-23T00:00:00.000+02:00 | SIDAPHARM P.C. 21, Stageiriti & 24, Em. Fili str., GR-543 52, Thessaloniki, Greece | 10003, 10011 | Klasa IIb | Indikohet për përdorim si një ndihmë kirurgjikale okulistike në procedurat kirurgjikale të segmentit anterior, si nxjerrja e kataraktit dhe implantimi i lenteve intraokulare. | Pajisje oftalmike dhe optike
17608 | SIDA-BLUE & SIDA-BLUE PFS / Trypan Blue Ophthalmic Solution 0.06% w/v 1 ml Vial Ref. No: 84000, SIDA-BLUE & SIDA-BLUE PFS / Trypan Blue Ophthalmic Solution 0.06% w/v PFS 1 ml Ref. No: 84001 | GEN - ALB FARMA | 2024-10-23T00:00:00.000+02:00 | SIDAPHARM P.C. 21, Stageiriti & 24, Em. Fili str., GR-543 52, Thessaloniki, Greece | 84000, 84001 | Klasa IIb | Është një tretësirë sterile blu (një ngjyrues acid i grupit di-azo), një agjent selektiv për ngjyrosjen e indeve që përdoret si ndihmë mjekësore në kirurgjinë okulistike. | Pajisje oftalmike dhe optike
17609 | SIDA-LENS Hydrophilic lntraocular Lenses/SDA, SIDA-LENS Hydrophilic lntraocular Lenses/SDYA, SIDA-LENS Hydrophilic lntraocular Lenses/SDA4, SIDA-LENS Hydrophilic lntraocular Lenses/SDAC, SIDA-LENS Hydrophilic lntraocular Lenses/SDACY, CREDENTIA Hydrophilic lntraocular Lenses/SDA, CREDENTIA Hydrophilic lntraocular Lenses/SDYA, CREDENTIA Hydrophilic lntraocular Lenses/SDA4, CREDENTIA Hydrophilic lntraocular Lenses/SDAC, CREDENTIA Hydrophilic lntraocular Lenses/SDACY | GEN - ALB FARMA | 2024-10-23T00:00:00.000+02:00 | SIDAPHARM P.C. 21, Stageiriti & 24, Em. Fili str., GR-543 52, Thessaloniki, Greece | SDA, SDYA, SDACY, SDA4, SDAC | Klasa IIb | Lente intraokulare e palosshme akrilike me një-pjesë e përdorur në kirurgjinë e syve. | Pajisje oftalmike dhe optike
17610 | Dental X-Ray Systems/ CS 8100 3D, Dental X-Ray Systems/ CS 8100 3D Access, Dental X-Ray Systems/ CS 8100 3D Select | MSE | 2024-10-25T00:00:00.000+02:00 | Carestream Dental LLC 3625 Cumberland Boulevard,Suite 700,Atlanta,GA USA 30339 | CS 8100 3D, CS 8100 3D Access, CS 8100 3D Select | Klasa IIb | Grafi Dentare | Pajisje dentare
17611 | Portabel X-ray System/EPX-F5000, Portabel X-ray System/EPX-F4000, Portabel X-ray System/EPX-F3200, Portabel X-ray System/EPX-F2800, Portabel X-ray System/EPX-F2400,, Portabel X-ray System/EPX-F1600 | MSE | 2024-10-28T00:00:00.000+01:00 | ECOTRON Co., Ltd. 4F & 5F, Hanshin IT Tower II, 47, Digital-ro 9-gil, Geumcheon-gu, Seoul 08511, Republic of Korea | EPX-F5000, EPX-F4000, EPX-F3200, EPX-F2800, EPX-F2400, EPX-F1600 | Klasa IIb | X-Ray perdoret per diagnostifikimin e njeriut me ane te rrezeve X | Pajisje diagnostikuese dhe terapeutike me rezatim
17612 | 5F Catheter Introducer Kit, One-Piece Catheter Introducer Kit 6FP, lntro Mini Kit/2 Catheter Introducer Kit 7F, Intra Mini Kit/2 Catheter Introducer Kit 8F, lntro Mini Kit/2 Catheter Introducer Kit 6F, PCI Kit With Feathered Dilator- Pediatric 4F, PCI Kit With Feathered Dilator- Pediatric 5F, PCI Kit With Feathered Dilator- Pediatric 6F, PCI Kit With Feathered Dilator- Pediatric 7F, PCI Kit With Feathered Dilator- Pediatric 8F, One-Piece Tuohy-Borst Introducer Kit 8F, Special PCI II 5F, Special PCI II 7F, Special PCI II 8F, E-P Introducer Set One Piece Style 5F, E-P Introducer Set One Piece Style 6F, E-P Introducer Set One Piece Style 7F, E-P Introducer Set One-Piece Style 8F, E-P Introducer Set Tuohy-Borst Style 6F, E-P Introducer Set Tuohy-Borst Style 7F, Catheter Introducer Kit 5F, PAC Kit/5 5F, PAC Kit/5 6F, PAC Kit/5 8F, Intra Mini Kit/3 Catheter Introducer Kit, One-Piece Introducer Kit 8F, One-Piece/Tuohy-Borst Catheter Introducer Kit 8.5F, Intra Mini Kit/3 Catheter Introducer Kit 8F, Catheter Introducer Kit 6F, 1S OneStic Micro-Access Introducer Kit 4F, 1S OneStic Micro-Access Introducer Kit 6F, 1S OneStic Micro-Access Introducer Kit 6F, 1S OneStic Micro-Access Introducer Kit 4F, PCI Kit/4 Percutaneous Catheter Introducer 5F, PCI Kit/4 Percutaneous Catheter Introducer 6F, PCI Kit/4 Percutaneous Catheter Introducer 4F, Argon Intra Mini-Kit/2 Catheter Introducer Kit, Catheter Introducer Kit 8.5F, One-Piece/Tuohy-Borst Catheter Introducer Kit 6F, One-Piece/Tuohy-Borst Catheter Introducer Kit 8F, Argon One-Piece/Tuohy-Borst Catheter Introducer Kit 7F, 1S OneStic Micro-Access Introducer Kit 8F, 1S OneStic Micro-Access Introducer Kit 7F, 1S OneStic Micro-Access Introducer Kit 5F, 1S OneStic Micro-Access Introducer Kit 7F, Catheter Introducer Tray 9F, Obturator 7F x 6.4" (16.2cm), Obturator 5F x 6.4" (16.2cm), Hemostasis Valve 4F-6F, Hemostasis Valve 7F-9F, Long Sheath Introducer 5F, Long Sheath Introducer 6F, Long Sheath Introducer 7F, Long Sheath Introducer 8F, Long Sheath Introducer 9F, Long Sheath Introducer Kit 5F, Long Sheath Introducer Kit 7F, AXcess Percutaneous Catheter Introducer Kit 4F, AXcess Percutaneous Catheter Introducer Kit 5F, AXcess Percutaneous Catheter Introducer Kit 6F, AXcess Percutaneous Catheter Introducer Kit 7F, AXcess Percutaneous Catheter Introducer Kit 9F, AXcess Percutaneous Catheter Introducer Kit 8F, AXcess Pediatric Cath Lab Introducer Kit 4F, AXcess Pediatric Cath Lab Introducer Kit 5F, AXcess Pediatric Cath Lab Introducer Kit 6F, AXcess Pediatric Cath Lab Introducer Kit 7F, PCI Kit/1 9F, PCI Kit/2 6F, PCI Kit/2 7F, PCI Kit/2 8F, PCI Kit/2 9F, PCI Kit/2 Pediatric 4F, PCI Kit/2 Pediatric 5F, PCI Kit/2 Pediatric 6F, PCI Kit/2 Pediatric 7F, One Piece/Tuohy-Borst Catheter Introducer 6F, One Piece/Tuohy-Borst Catheter Introducer 7F, One Piece/Tuohy-Borst Catheter Introducer 8F, One Piece/Tuohy-Borst Catheter Introducer 8.5F, One Piece/Tuohy-Borst Catheter Introducer 9F, Catheter Introducer Kit 6F -Tuohy-Borst, PCI Kit/3 4F, PCI Kit/3 5F, PCI Kit/3 6F, PCI Kit/3 8F, One-Piece Catheter Introducer 4F, One Piece Introducer Kit 5F, One Piece Introducer Kit 6F, One Piece Introducer Kit 7F, One Piece Introducer Kit 8F, One Piece Introducer Kit 8.5F, One-Piece Catheter Introducer 9F, PCI Kit/4 Percutaneous Catheter Introducer 4F, PCI Kit/4 Percutaneous Catheter Introducer 6F, PCI Kit/4 Percutaneous Catheter Introducer 8F, PCI Kit/5 Percutaneous Catheter Introducer 5F, PCI Kit/5 Percutaneous Catheter Introducer 6F, PCI Kit/5 Percutaneous Catheter Introducer 7F, PCI Kit/5 Percutaneous Catheter Introducer 9F | MONTAL | 2024-10-28T00:00:00.000+01:00 | Argon Medical Devices, Inc. 1445 Flat Creek Road, Athens, Texas 75751, USA | 496190A, 496193, 496217, 496218, 496226, 496308, 496309, 496310, 496311, 496312, 496362, 496431D, 496433D, 496434D, 496455, 496456, 496457, 496458, 496476, 496477, 496558, 497401, 497402, 497404, 497408, 497414, 497442, 497444, 497445, 497508, 497792*, 497820, 497821, 497830, 497831, 497840, 497841, 497850, 497852, 497853, 497854, 497855, 497856, 497857, 497858, 497859, 497860, 497861, A496161, A496162, A496166, A496219, A497404, A497405, A497442, A497444, A497445, A496133, 497862, 497863, 497865, 497866, 497867, 497905A, 392403, 392404, 497296, 497297, 490005, 490006, 490007, 490008, 490009, 490027, 490029, 490225A, 490227B, 496004, 496005, 496006, 496007, 496008, 496009, 496025, 496026, 496029, 496030, 496031, 496032, 496035, 496036, 496037, 496038, 496060A, 496064, 496065, 496066, 496067, 496105, 496122, 496123, 496124, 496125, 496126, 496127, 496128, 496129, 496132, 496133, 496134, 496135, 496136, 496137A, 496140, 496141, 496142, 496144, 496150, 496151, 496152, 496153, 496154, 496155, 496156, 496166, 496168, 496170, 496181, 496182, 496183, 496185 | Klasa IIa | Introducer është një tub plastik i shkurtër i vendosur brenda një vene ose arterie, përmes së cilës kalohen kateterë të ndryshëm për ndërhyrje diagnostike ose terapeutike lokale ose qendrore. | Pajisje nje perdorimeshe
17613 | SUMINI tracheostomy tube with cuff, neonatal, SUMINI tracheostomy tube with cuff, neonatal, fenestrated, Tracheostomy tubes, Tracheostomy tubes with cuff, SUMINI tracheostomy tube without cuff, neonatal, fenestrated, SUMINI tracheostomy tube without cuff, paediatric, KAN tracheostomy tube with cuff, KAN tracheostomy tube with cuff, fenestrated, KAN tracheostomy tube with cuff, fenestrated with one opening, KAN tracheostomy tube with cuff, with suction lumen, KAN tracheostomy tube with cuff, with suction lumen, fenestrated, Tracheostomy tubes without cuff, SUMINI tracheostomy tube without cuff, neonatal, Tracheostomy tube with cuff, with suction lumen, adjustable flange, extra long, Tracheostomy tube with cuff, with suction lumen, Tracheostomy tube without cuff, with adjustable flange, reinforced, straight, Tracheostomy tube without cuff, with adjustable flange, reinforced, extra long, KAN tracheostomy tube without cuff, extra long, KAN tracheostomy tube without cuff, long, KAN tracheostomy tube without cuff, long, fenestrated, Tracheostomy tube without cuff, with adjustable flange, reinforced, Tracheostomy tube without cuff, with adjustable flange, reinforced, long, Tracheostomy tube without cuff, with adjustable flange, reinforced, straight, long, Inner cannula, with connector, fenestrated, Inner cannula, with connector, short, Inner cannula, with connector, short, fenestrated, Inner cannula, with connector, extra long, Inner cannula, with connector, extra long, fenestrated with one opening, Inner cannula, with connector, extra long, fenestrated, Inner cannula, with connector, fenestrated with one opening, Tracheostomy tube with cuff, with adjustable flange, straight, extra long, Tracheostomy tube with cuff, with suction lumen, adjustable flange, Tracheostomy tube with cuff, with adjustable flange, fenestrated with five openings, Tracheostomy tube with cuff, with adjustable flange, reinforced, Tracheostomy tube with cuff, with adjustable flange, reinforced, long, Tracheostomy tube with cuff, with adjustable flange, reinforced, straight, long, Tracheostomy tube with cuff, with adjustable flange, reinforced, straight, Tracheostomy tube with cuff, with adjustable flange, reinforced, extra long, Tracheostomy tube with cuff, with adjustable flange, Tracheostomy tube with cuff, with adjustable flange, long, Tracheostomy tube with cuff, with adjustable flange, straight, long, Tracheostomy tube with cuff, with adjustable flange, straight, Tracheostomy tube without cuff, fenestrated with five openings, Tracheostomy tube without cuff, with adjustable flange, fenestrated with five openings, Tracheostomy tube without cuff, with adjustable flange, Tracheostomy tube without cuff, with adjustable flange, long, Tracheostomy tube without cuff, with adjustable flange, straight, long, Tracheostomy tube without cuff, with adjustable flange, straight, Tracheostomy tube without cuff, with adjustable flange, straight, extra long, Tracheostomy tube without cuff, fenestrated with three openings, Inner cannula, with collar, long, fenestrated, Inner cannula, with collar, extra long, Inner cannula, with connector, long, fenestrated with one opening, Inner cannula, with connector, long, fenestrated, Inner cannula, with collar, extra long, fenestrated with one opening, Inner cannula, with collar, extra long, fenestrated, Inner cannula, with collar, fenestrated with one opening, Inner cannula, with collar, fenestrated, Inner cannula, with collar, short, Inner cannula, with collar, short, fenestrated, Inner cannula, with connector, Inner cannula, with connector, long, KAN tracheostomy tube without cuff, fenestrated with one opening, Tracheostomy inner cannulas, Inner cannula, with collar, Inner cannula, with collar, long, Inner cannula, with collar, long, fenestrated with one opening, Tracheostomy tube with cuff, fenestrated with one opening, Tracheostomy tube with cuff, with double cuff, adjustable flange, Tracheostomy tube with cuff, fenestrated with two openings, Tracheostomy tube with cuff, fenestrated with three openings, Tracheostomy tube with cuff, fenestrated with five openings, Tracheostomy tube with cuff, with double cuff, SUMINI tracheostomy tube with cuff, paediatric, SUMINI tracheostomy tube with cuff, paediatric, fenestrated, Tracheostomy tube with cuff, Tracheostomy tube without cuff, fenestrated with two openings, Tracheostomy tube without cuff, fenestrated with one opening, SUMINI tracheostomy tube without cuff, paediatric, fenestrated, Tracheostomy tube without cuff, KAN tracheostomy tube without cuff, laryngectomy tube, fenestrated, KAN tracheostomy tube without cuff, KAN tracheostomy tube without cuff, fenestrated, KAN tracheostomy tube without cuff, laryngectomy tube, KAN tracheostomy tube without cuff, extra long, fenestrated | T R I M E D | 2024-11-01T00:00:00.000+01:00 | SUMI spółka z ograniczoną odpowiedzialnością sp.k. ul. Drobiarska 35 05-070 Sulejówek, Poland | 2N-3500, 2N-4000, 2N-2505, 2N-3005, 2N-3505, 2N-4005, 2P-2500, 2P-3000, 2P-3500, 2P-4000, 2P-4500, 2P-5000, 2P-5500, 2P-6000, 2N-2500, 2N-3000, 39-6545, 39-7045, 39-7545, 39-8045, 39-8545, 39-9045, 39-9545, 48-1000, 48-5000, 48-6000, 48-7000, 48-8000, 48-9000, 48-1001, 3N-2505, 3N-3005, 3N-3505, 3N-4005, 3P-2500, 3P-3000, 3P-3500, 3P-4000, 3P-4500, 3P-5000, 3P-5500, 3P-6000, 3P-6500, 3P-2505, 48-5001, 48-6001, 48-7001, 48-8001, 48-9001, 48-1010, 48-5010, 48-6010, 48-7010, 48-8010, 48-9010, 48-1011, 48-5011, 48-6011, 48-7011, 48-8011, 48-9011, 48-1012, 48-5012, 48-6012, 48-7012, 48-7512, 48-8012, 48-9012, 48-1013, 48-5013, 48-6013, 48-7013, 48-7513, 48-8013, 48-9013, 48-1014, 48-5014, 48-6014, 48-7014, 48-7514, 48-8014, 48-9014, 48-1050, 48-5050, 48-6050, 48-7050, 48-7550, 48-8050, 48-9050, 49-7010, 49-8010, 49-9010, 49-7020, 49-8020, 49-9020, N/A, 3N-2500, 3N-3000, 3N-3500, 3N-4000, 39-6515, 39-7015, 39-7515, 39-8015, 39-8515, 39-9015, 39-9515, 39-1017, 39-7017, 39-8017, 39-9017, 39-1041, 39-1141, 39-5041, 39-5541, 39-6041, 39-6541, 39-7041, 39-7541, 39-8041, 39-8541, 39-9041, 39-9541, 39-1045, 39-1145, 39-5045, 39-5545, 39-6045, 38-8019, 38-8519, 38-9019, 38-9519, 38-1020, 38-1120, 38-1520, 38-6020, 38-6520, 38-7020, 38-7520, 38-8020, 38-8520, 38-9020, 46-5054, 46-6054, 46-7054, 46-8054, 46-9054, 46-1020, 46-5020, 46-6020, 46-7020, 46-8020, 46-9020, 46-1021, 46-5021, 46-6021, 38-9520, 46-1000, 46-5000, 46-6000, 46-7000, 46-8000, 46-9000, 46-1001, 46-5001, 46-6001, 46-7001, 46-8001, 46-9001, 46-1004, 46-5004, 46-6004, 46-7004, 46-8004, 46-9004, 46-1024, 46-5024, 46-6024, 46-7024, 46-8024, 46-9024, 46-1010, 46-5010, 46-6010, 46-7010, 46-8010, 46-9010, 46-1011, 46-5011, 46-6011, 46-7011, 46-8011, 46-9011, 46-1014, 46-5014, 46-6014, 46-7014, 46-8014, 46-9014, 46-1050, 46-5050, 46-6050, 46-7050, 46-8050, 46-9050, 46-1051, 46-5051, 46-6051, 46-7051, 46-8051, 46-9051, 46-1054, 38-1010, 38-1110, 38-5010, 38-5510, 38-6010, 38-6510, 38-7010, 38-7510, 38-8010, 38-8510, 38-9010, 38-9510, 38-1017, 38-7017, 38-8017, 38-9017, 38-1018, 38-7018, 38-8018, 38-9018, 38-1019, 38-1119, 38-5019, 38-5519, 38-6019, 38-6519, 38-7019, 38-7519, 45-9021, 45-1001, 45-5001, 45-6001, 45-7001, 45-7501, 45-8001, 45-9001, 45-1002, 45-5002, 45-6002, 45-7002, 45-7502, 45-8002, 45-9002, 45-1003, 45-5003, 45-6003, 45-7003, 45-7503, 45-8003, 45-9003, 45-9014, 45-1006, 45-5006, 45-6006, 45-7006, 45-7506, 45-8006, 45-9006, 45-1026, 45-5026, 45-6026, 45-7026, 45-7526, 45-8026, 45-9026, 45-1016, 45-5016, 45-6016, 45-7016, 45-7516, 45-8016, 45-9016, 45-1021, 45-5021, 45-6021, 45-7021, 45-7521, 45-8021, 35-9019, 35-9519, 35-1020, 35-1120, 35-5020, 35-5520, 35-6020, 35-6520, 35-7020, 35-7520, 35-8020, 35-8520, 35-9020, 35-9520, 39-5011, 39-5511, 39-6011, 39-6511, 39-7011, 39-7511, 39-8011, 39-8511, 39-9011, 39-9511, 39-1015, 39-5015, 39-5515, 39-6015, 35-1055, 35-1155, 35-5055, 35-5555, 35-6055, 35-6555, 35-7055, 35-7555, 35-8055, 35-8555, 35-9055, 35-9555, 37-1010, 37-1110, 37-5010, 37-5510, 37-6010, 37-6510, 37-7010, 37-7510, 37-8010, 37-8510, 37-9010, 37-9510, 37-1017, 37-7017, 37-8017, 37-9017, 37-1018, 37-7018, 37-8018, 37-9018, 37-1019, 37-1119, 37-5019, 37-5519, 37-6019, 37-6519, 37-7019, 37-7519, 37-8019, 37-8519, 37-9019, 37-9519, 37-1020, 37-1120, 37-1520, 37-6020, 37-6520, 37-7020, 37-7520, 37-8020, 37-8520, 37-9020, 37-9520, 39-1011, 35-5010, 35-5510, 35-6010, 35-6510, 35-7010, 35-7510, 35-8010, 35-8510, 35-9010, 35-9510, 35-1017, 35-7017, 35-8017, 35-9017, 35-1018, 35-7018, 35-8018, 35-9018, 35-1019, 35-1119, 35-5019, 35-5519, 35-6019, 35-6519, 35-7019, 35-7519, 35-8019, 35-8519, 33-4055, 33-4555, 33-5055, 33-5555, 33-6055, 33-6555, 33-7055, 33-7555, 33-8055, 33-8555, 33-9055, 33-9555, 34-1055, 34-2555, 36-9020, 36-9520, 36-1055, 36-1155, 36-5055, 36-5555, 36-6055, 36-6555, 36-7055, 36-7555, 36-8055, 36-8555, 36-9055, 36-9555, 34-3055, 34-3555, 34-4055, 34-4555, 34-5055, 34-5555, 34-6055, 34-6555, 34-7055, 34-7555, 34-8055, 34-8555, 34-9055, 34-9555, 36-1010, | Klasa IIb | Tracheostomy tubes janë pajisje mjekësore që përdoren tek pacientët pas procedurës së trakeotomisë, me qëllim: stabilizimin dhe mirëmbajtjen e hapësirës së trakeostomisë pas laringektomisë ose trakeotomisë; parandalimin e obstruksionit të rrugëve të frymëmarrjes pas traumës së fytyrës me edemë, trauma të qafës, trauma të gjoksit dhe djegie laringeale; mbështetjen e ventilimit të zgjatur mekanik; thithjen e shpeshtë të sekrecioneve nga trakeja dhe pema bronkiale; mbrojtjen kundër aspirimit të trupave të huaj në trake, veçanërisht tek pacientët që janë pa ndjenja ose kanë reflekse të dëmtuara të laringut; përdorimin e vazhdueshëm të tubit të trakeostomisë nga pacientët. | Pajisje anestezie dhe respiratore
17614 | Introducer with Multi-Purpose Curve 5F 45cm, Introducer with Multi-Purpose Curve 6F 45cm, Introducer with Multi-Purpose Curve 6F 98cm, Introducer with Multi-Purpose Curve 7F 45cm, Introducer with Multi-Purpose Curve 7F 98cm, Introducer with Multi-Purpose Curve 8F 45cm, Introducer with Multi-Purpose Curve 8F 98cm | MONTAL | 2024-10-28T00:00:00.000+01:00 | Argon Medical Devices, Inc. 1445 Flat Creek Road, Athens, Texas 75751, USA | 191545, 191645, 191698, 191745, 191798, 191845, 191898 | Klasa III | Një tub plastik i perkulshem që vendoset brenda një vene ose arterie duke kaluar nepermjet lekures, përmes të cilit kalohen kateterë të ndryshëm për ndërhyrje diagnostike ose terapeutike. | Pajisje nje perdorimeshe
17615 | Single lumen, irrigation catheters (without balloon), Double lumen catheters (with latex balloon), Embolectomy catheters, Single lumen catheters (with latex balloon) | T R I M E D | 2024-11-01T00:00:00.000+01:00 | HAGMED Sp. zo.o. sp.k., Tomaszowska 32, 96-200 Rawa Mazowiecka; POLAND | EM540, EM640, EM740, EM840, EM940, EM1040, EP380, EP480, EP580, EP680, EP780, EP880, EP980, EP1080, EDB480, EDB580, EDB680, EDB780, EDC340, EDC440, EDC540, EDC640, EDC740, EDC380, EDC480, EDC580, EDC680, EDC780, EDC3120, EDC4120, EDC5120, EDC6120, EDC7120, N/A, EM280, EM380, EM480, EM580, EM680, EM780, EM880, EM980, EM1080, EM260, EM360, EM460, EM560, EM660, EM760, EM240, EM340, EM440 | Klasa IIa | Embolectomy catheters janë pajisje mjekësore që përdoren për të hequr materialet embolike nga enët e gjakut në sistemin arterial, për të administruar medikamente trombolitike ose antikoagulante, për të administruar lëngje kontrastuese në arterie dhe aspirimin e gjakut nga enët e gjakut të sistemit arterial. | Pajisje nje perdorimeshe
17616 | Climber™ Guiding Catheter | BIOMETRIC ALBANIA | 2024-11-01T00:00:00.000+01:00 | PendraCare International B.V. - Adresa: Van der Waalspark 22 9351 VC Leek The Netherlands | GC-P8AL070N, GC-P8AL100N, GC-P8AL200N, GC-P8AL300N, GC-P8AR100N, GC-P8AR200N, GC-P8AL150N, GC-P8IM000N, GC-P8BP010N, GC-P8SR350N, GC-P8SR400N, GC-P8SR500N, GC-P8XB300N, GC-P8XB370N, GC-P8XB350N, GC-P8XB400N, GC-P8XB450N, GC-P8XL350N, GC-P8XL400N, GC-P8XR400N, GC-P8XL300N, GC-P8XL450N, GC-P8XL500N, GC-P8XB320N, GC-P5RR350N, GC-P5RR400N, GC-P5RK000N, GC-P5TR300N, GC-P5TR350N, GC-P5TR400N, GC-P5TR450N, GC-P5TR500N, GC-P5XB300N, GC-P5XB370N, GC-P5XB350N, GC-P5XB400N, GC-P5XB450N, GC-P5XL350N, GC-P5XL400N, GC-P5XR400N, GC-P5XL300N, GC-P5XL450N, GC-P5XL500N, GC-P5XB320N, GC-P5XB420N, GC-P5EB300N, GC-P5EB320N, GC-P5EB350N, GC-P5EB370N, GC-P5EB400N, GC-P5EB420N, GC-P5EB450N, GC-P5EB470N, GC-P5EB500N, GC-P5XR300N, GC-P5XR350N, GC-P5XR370N, GC-P5XR420N, GC-P5XR450N, GC-P6AL070N, GC-P6AL100N, GC-P6AL200N, GC-P6AL300N, GC-P6AR100N, GC-P6AR200N, GC-P6AL150N, GC-P6IM000N, GC-P6BP010N, GC-P6BP020N, GC-P6SR350N, GC-P6SR400N, GC-P6SR500N, GC-P6XB300N, GC-P6XB370N, GC-P6XB350N, GC-P6XB400N, GC-P6XB450N, GC-P6XL350N, GC-P6XL400N, GC-P6XR400N, GC-P6XL300N, GC-P6XL450N, GC-P6XL500N, GC-P6XB320N, GC-P6XB420N, GC-P6EB300N, GC-P6EB320N, GC-P6EB350N, GC-P6EB370N, GC-P6EB400N, GC-P6EB420N, GC-P6EB450N, GC-P6EB470N, GC-P6EB500N, GC-P6XR300N, GC-P6XR350N, GC-P6XR370N, GC-P6XR420N, GC-P6XR450N, GC-P6JL300N, GC-P6JL350N, GC-P6JL400N, GC-P6JL450N, GC-P6JL500N, GC-P6JL600N, GC-P6FL300N, GC-P6FL350N, GC-P6FL400N, GC-P6FL450N, GC-P6FL500N, GC-P6FL600N, GC-P6HS000N, GC-P6MP000N, GC-P6JR300N, GC-P6JR350N, GC-P6JR400N, GC-P6JR450N, GC-P6JR500N, GC-P6JR600N, GC-P6FR300N, GC-P6FR350N, GC-P6FR400N, GC-P6FR450N, GC-P6FR500N, GC-P6FR600N, GC-P6RD000N, GC-P6RM000N, GC-P6RL350N, GC-P6RL400N, GC-P6RL450N, GC-P6RR300N, GC-P6RR350N, GC-P6RR400N, GC-P6RK000N, GC-P6TR300N, GC-P6TR350N, GC-P6TR400N, GC-P6TR450N, GC-P6TR500N, GC-P6AL070A, GC-P6AL100A, GC-P6AL200A, GC-P6AL300A, GC-P6AR100A, GC-P6AR200A, GC-P6AL150A, GC-P6IM000A, GC-P6BP010A, GC-P6BP020A, GC-P6SR350A, GC-P6SR400A, GC-P6SR500A, GC-P6XB300A, GC-P6XB370A, GC-P6XB350A, GC-P6XB400A, GC-P6XB450A, GC-P6XL350A, GC-P6XL400A, GC-P6XR400A, GC-P6XL300A, GC-P6XL450A, GC-P6XL500A, GC-P6XB320A, GC-P6XB420A, GC-P6EB300A, GC-P6EB320A, GC-P6EB350A, GC-P6EB370A, GC-P6EB400A, GC-P6EB420A, GC-P6EB450A, GC-P6EB470A, GC-P6EB500A, GC-P6XR300A, GC-P6XR350A, GC-P6XR370A, GC-P6XR420A, GC-P6XR450A, GC-P6JL300A, GC-P6JL350A, GC-P6JL400A, GC-P6JL450A, GC-P6JL500A, GC-P6JL600A, GC-P6FL300A, GC-P6FL350A, GC-P6FL400A, GC-P6FL450A, GC-P6FL500A, GC-P6FL600A, GC-P6HS000A, GC-P6MP000A, GC-P6JR300A, GC-P6JR350A, GC-P6JR400A, GC-P6JR450A, GC-P6JR500A, GC-P6JR600A, GC-P6FR300A, GC-P6FR350A, GC-P6FR400A, GC-P6FR450A, GC-P6FR500A, GC-P6FR600A, GC-P6RD000A, GC-P6RM000A, GC-P6RL350A, GC-P6RL400A, GC-P6RL450A, GC-P6RR300A, GC-P6RR350A, GC-P6RR400A, GC-P6RK000A, GC-P6TR300A, GC-P6TR350A, GC-P6TR400A, GC-P6TR450A, GC-P6TR500A, GC-P6MP102N, GC-P6RN102N, GC-P6RN202N, GC-P6RN302N, GC-P6JR402N, GC-P6IM002N, GC-P6MP102A, GC-P6RN102A, GC-P6RN202A, GC-P6RN302A, GC-P6JR402A, GC-P6IM002A, GC-P7AL070N, GC-P7AL100N, GC-P7AL200N, GC-P7AL300N, GC-P7AR100N, GC-P7AR200N, GC-P7AL150N, GC-P7IM000N, GC-P7BP010N, GC-P7SR350N, GC-P7SR400N, GC-P7SR500N, GC-P7XB300N, GC-P7XB370N, GC-P7XB350N, GC-P7XB400N, GC-P7XB450N, GC-P7XL350N, GC-P7XL400N, GC-P7XR400N, GC-P7XL300N, GC-P7XL450N, GC-P7XL500N, GC-P7XB320N, GC-P7XB420N, GC-P7EB300N, GC-P7EB320N, GC-P7EB350N, GC-P7EB370N, GC-P7EB400N, GC-P7EB420N, GC-P7EB450N, GC-P7EB470N, GC-P7EB500N, GC-P7XR300N, GC-P7XR350N, GC-P7XR370N, GC-P7XR420N, GC-P7XR450N, GC-P7JL300N, GC-P7JL350N, GC-P7JL400N, GC-P7JL450N, GC-P7JL500N, GC-P7JL600N, GC-P7FL300N, GC-P7FL350N, GC-P7FL400N, GC-P7FL450N, GC-P7FL500N, GC-P7FL600N, GC-P7HS000N, GC-P7MP000N, GC-P7JR300N, GC-P7JR350N, GC-P7JR400N, GC-P7JR450N, GC-P7JR500N, GC-P7JR600N, GC-P7FR300N, GC-P7FR350N, GC-P7FR400N, GC-P7FR450N, GC-P7FR500N, GC-P7FR600N, GC-P7RD000N, GC-P7RM000N, GC-P7BP020N, GC-P7RL350N, GC-P7RL400N, GC-P7RL450N, GC-P7RR300N, GC-P7RR350N, GC-P7RR400N, GC-P7RK000N, GC-P7TR300N, GC-P7TR35 | Klasa III | Kateter udhezues per procedura koronare | Produkte per institucione te kujdesit shendetesor
17617 | Cobb Spinal Elevator-Heavy Duty 1/2 in. (12.7 mm) Width, Cobb Spinal Elevator-Heavy Duty 3/4 in. (19.1 mm) Width, Freer Elevator-Dissector, Key Periosteal Elevator 1/4 in. (6.4 mm) Blade Width, Key Periosteal Elevator 1/2 in. (13 mm) Blade Width, Key Periosteal Elevator 3/4 in. (19 mm) Blade Width, Key Periosteal Elevator 1 in. (25 mm) Blade Width, Allerdyce Elevator-Dissector, Bone Hook Hook Length: 13 mm Hook Width: 6 mm, Bone Hook Hook Length: 22mm Hook Width: 11 mm, Bone Hook Hook Length: 30 mm Hook Width: 8 mm, Davis Retractor, Chandler Elevator 7 in. (178 mm) Length, Chandler Elevator 8 in. (203 mm) Length, Chandler Elevator 9 in. (229 mm) Length, Senn Double End Retractor, Mayo-Collins Retractor, Volkman Rake Retractor Blunt 4 Prong, Heiss Soft Tissue Retractor, Weitlaner Retractor Length 9-1/2 in. (24.1 cm), Beckman-Adson Retractor 25 mm Blade Width 33 mm Blade Depth, Hibbs Retractor Length 9 1/4 in. (235mm), Aufranc Cobra Retractor Plain Pointed, Aufranc Cobra Retractor Serrated Blunt, Aufranc Cobra Retractor Plain Blunt, Hohmann Retractor Narrow, Hohmann Retractor Medium, Hohmann Retractor Wide, Hohmann Retractor Small 6 mm Width, Hohmann Retractor Small 8 mm Width, Hohmann Retractor Small Broad-Shanked 15 mm Width, Lane Bone Holding Forceps with Ratchet, Kern Bone Holding Forceps 9-5/8 in. (245mm) with Ratchet, Lewin Bone Holding Clamp, Self-Retaining Bone Holding Clamp, Needle Nose Pliers and Cutter, Lowman Bone Clamp 20.3 cm Overall Length | T R I M E D | 2024-11-18T00:00:00.000+01:00 | Zimmer, Inc. 1800 W. Center Street Warsaw, Indiana 46580, USA | 00-2894-002-00, 00-2894-003-00, 00-2909-000-00, 00-2910-002-00, 00-2910-004-00, 00-2910-006-00, 00-2910-008-00, 00-2924-000-00, 00-2940-001-00, 00-2940-002-00, 00-2940-003-00, 00-2973-000-00, 00-2977-001-00, 00-2977-002-00, 00-2977-003-00, 00-3006-000-00, 00-3008-000-00, 00-3010-004-00, 00-3027-000-00, 00-3045-003-00, 00-3053-000-00, 00-3075-000-00, 00-3081-001-00, 00-3081-002-00, 00-3081-003-00, 00-3088-001-00, 00-3088-002-00, 00-3088-003-00, 00-3088-020-00, 00-3088-021-00, 00-3088-022-00, 00-3102-000-00, 00-3121-000-00, 00-3155-000-00, 00-3156-000-00, 00-3180-000-00, 00-3205-000-00, 00-3314-000-00, 00-3317-000-00, 00-3318-000-00, 00-3320-000-00, 00-3321-000-00, 00-3323-002-00, 00-3324-002-00, 00-3328-000-00, 00-3330-000-00, 00-3335-000-00, 00-3360-000-00, 00-3370-000-00, 00-3415-000-00, 00-3416-000-00, 00-3425-000-00, 00-3510-000-00, 00-3601-001-00, 00-3605-000-00, 00-3607-000-00, 00-3650-000-00, 00-3666-001-00, 00-3670-000-01, 00-3670-000-02, 00-3670-000-03, 00-3670-000-04, 00-3670-000-05, 00-3670-000-06, 00-3670-000-07, 00-3670-000-08, 00-3670-000-09, 00-3675-000-01, 00-3675-000-02, 00-3675-000-04, 00-3675-000-05, 00-3675-000-06, 00-3676-000-01, 00-3676-000-02, 00-3676-000-03, 00-3676-000-04, 00-3676-000-05, 00-3676-000-06, 00-3676-000-07, 00-3676-000-08, 00-3676-000-09, 00-3680-000-01, 00-3680-000-02, 00-3680-000-03, 00-3680-000-04, 00-3718-000-00, 00-3745-000-00, 00-3925-007-00, 00-3925-011-00, 00-4450-075-00, 00-4808-024-01, 00-4810-001-01, 00-4810-001-02, 00-4810-002-01, 00-4810-002-02, 00-4810-003-01, 00-4810-003-02, 00-4811-050-15, 00-4811-053-20, 00-4811-100-27, 00-4811-110-35, 00-4811-110-40, 00-4811-125-45, 00-4811-175-35, 00-4811-180-45, 00-4811-196-65, 00-4816-010-00, 00-4828-002-01, 00-4828-011-01, 00-4828-011-02, 00-4828-011-03, 00-4828-021-20, 00-4828-026-20, 00-4828-050-00, 00-4828-093-08, 00-4828-093-09, 00-4836-026-16, 00-4836-050-00, 00-5044-012-00, 00-5183-005-00, 00-5210-009-01, 00-5210-009-02, 00-5210-009-04, 00-5210-009-05, 00-5210-019-01, 00-5210-029-01, 00-5210-040-00, 00-5210-040-01, 00-5210-040-02, 00-5210-040-03, 00-5210-040-04, 00-5210-040-05, 00-5210-040-06, 00-5210-040-07, 00-5210-050-01, 00-5210-050-02, 00-5210-050-03, 00-5210-050-04, 00-5210-050-05, 00-5210-050-06, 02.00024.234, 02.00024.235, 02.00024.305, 02.00024.310, 02.00024.320, 02.00024.321, 02.00024.326, 02.00024.331, 02.00024.335, 02.00024.336, 02.00024.340, 02.00024.341, 02.00024.343, 02.00024.345, 02.00024.347, 02.00024.348, 02.00024.361, 02.00024.363, 02.00024.364, 02.00024.370, 02.00024.371, 02.00024.372, 02.00024.373, 02.00024.380, 02.00024.382, 02.00024.390, 02.00024.391, 02.00024.392, 02.00024.393, 02.00024.394, 02.00024.395, 02.00024.396, 02.00024.397, 02.00024.398, 02.00024.399, 00-2490-026-00, 00-2490-031-00, 00-2490-031-05, 00-2490-031-08, 00-2490-032-00, 00-2490-032-02, 00-2490-032-10, 00-2490-032-80, 00-2490-033-00, 00-2490-033-10, 00-2490-035-03, 00-2490-035-06, 00-2490-035-07, 00-2490-035-40, 00-2490-035-42, 00-2490-035-50, 00-2490-035-60, 00-2490-035-62, 00-2490-035-72, 00-2490-035-75, 00-2490-035-80, 00-2490-035-90, 00-2490-040-10, 00-2490-040-80, 00-2490-041-04, 00-2490-041-14, 00-2490-041-80, 00-2490-042-10, 00-2490-042-80, 00-2490-043-32, 00-2490-043-43, 00-2490-043-49, 00-2490-045-80, 00-2490-047-80, 00-2490-047-81, 00-2490-048-50, 00-2490-049-00, 00-2490-050-00, 00-2490-050-01, 00-2490-050-02, 00-2490-050-04, 00-2490-051-05, 00-2490-051-20, 00-2490-051-80, 00-2490-052-80, 00-2490-053-43, 00-2490-061-80, 00-2490-062-80, 00-2490-063-30, 00-2490-063-40, 00-2490-063-43, 00-2490-063-49, 00-2490-065-43, 00-2490-065-49, 00-2490-065-80, 00-2490-065-85, 00-2490-070-00, 00-2490-070-01, 00-2490-071-80, 00-2490-072-80, 00-2490-073-00, 00-2490-073-80, 00-2490-074-00, 00-2490-080-00, 00-2490-080-03, 00-2490-081-00, 00-2490-081-03, 00-2490-081-80, 00-2490-082-80, 00-2490-090-00, 00-2490-090-11, 00-2490-090-25, 00-2490-091-00, 00-2490-091-11, 00-2490-098-10, 00-2815-000-00, 00-2822-003-00, 00-2870-004-00, 00-2870-006-00, 00-287 | , Klasa I | Trauma Instruments - Janë instrumenta shumëpërdorimshme të cilat janë dizenjuar për të lehtësuar implantimin dhe eksplantimin të implanteve Zimmer-Biomet | Instrumenta shumeperdorimeshe
30.2 mm Jaw Length, Rat Tooth Rongeur 8 mm X 10 mm Cup Size, Bone Rongeur 4 mm X 15 mm Cup Size Curved 15 Degree Laterally, Taper Jaw Rongeur 3 mm X 15 mm Cup Size
Tapered to 4 mm at Rear Half-Curved, 30 Degree Angulated, Ruskin Bone Rongeur 5 mm X 15 mm Cup Size Curved 15 Degree Laterally, Ruskin Bone Rongeur 6 mm X 15 mm Cup Size Curved 20 Degree Laterally, Ruskin Bone Rongeur 2 mm X 10 mm Cup Size Straight, Ruskin Bone Rongeur 2 mm X 14 mm Cup Size Curved 20 Degree Laterally, Leksell Rongeur 3 mm X 16 mm Cup Size Down- Angle Jaw 15 Degrees, Leksell Rongeur 8 mm X 16 mm Cup Size Up- Angle Jaw 15 Degrees, Adson Rongeur 7 mm X 15 mm Cup Size Straight, Cushing Rongeur Straight 2 mm X 10 mm Cup
17.8 cm Working Length, Schlesinger Intervertebral Disk Rongeur 3 mm X 10 mm Cup Straight 14 cm Working Length, Ruskin-Liston Cutting Forceps 25.4 mm Cutting Edge Length 19.1 cm Overall Length Straight, 50 Degree Angled Jaw 25.4 mm Cutting Edge Length 18.4 cm Overall Length, Stille-Horsley Bone Cutting Forceps 22.2 mm 30
Degree Angled Bayonet Jaw 25.4 cm Overall Length, Putti Bone Rasp Double End Tapered Flat Blade, Yund Ligamentum Teres Knife and Acetabular Skid, Murphy-Lane Bone Skid, Murphy-Lane Bone Skid Double Ended, Langenbeck Periosteal Elevator 1/4 in. (6.4 mm) Blade Width, Double-Angled Curette 6 mm X 9 mm Cup Size 45 Degree Lateral and 30 Degree Down Angle, Brun Bone Curette Cup Size 000 Hexagonal Handle, Brun Bone Curette Cup Size 00 Hexagonal Handle, Brun Bone Curette Cup Size 0 Hexagonal Handle, Brun Bone Curette Cup Size 1 Hexagonal Handle, Brun Bone Curette Cup Size 2 Hexagonal Handle, Brun Bone Curette Cup Size 3 Hexagonal Handle, Brun Bone Curette Cup Size 4 Hexagonal Handle, Brun Bone Curette Cup Size 5 Hexagonal Handle, Brun Bone Curette Cup Size 6 Hexagonal Handle, Brun Bone Curette Cup Size 000 Regular Handle, Brun Bone Curette Cup Size 00 Regular Handle, Brun Bone Curette Cup Size 1 Regular Handle, Brun Bone Curette Cup Size 2 Regular Handle, Brun Bone Curette Cup Size 3 Regular Handle, Brun Bone Curette Cup Size 000 45 Degree Up Angle Regular Handle, Brun Bone Curette Cup Size 00 45 Degree Up Angle Regular Handle, Brun Bone Curette Cup Size 0 45 Degree Up Angle Regular Handle, Brun Bone Curette Cup Size 1 45 Degree Up Angle Regular Handle, Brun Bone Curette Cup Size 2 45 Degree Up Angle Regular Handle, Brun Bone Curette Cup Size 3 45 Degree Up Angle Regular Handle, Brun Bone Curette Cup Size 4 45 Degree Up Angle Regular Handle, Brun Bone Curette Cup Size 5 45 Degree Up Angle Regular Handle, Brun Bone Curette Cup Size 6 45 Degree Up Angle Regular Handle, Brun Bone Curette Short Cup Size 000 Regular Handle, Brun Bone Curette Short Cup Size 00 Regular Handle, Brun Bone Curette Short Cup Size 0 Regular Handle, Brun Bone Curette Short Cup Size 1 Regular Handle, Zimmer Cartilage Clamp, Cartilage Scissors Curved, Pin Cutter 3.2 mm Maximum Pin Diameter, Cable-Ready Cable Grip System Cable Cutter 1.8 mm Maximum Cable Diameter, Transfx External Fixation System Combination Wrench Large 11 mm, Double Drill Sleeve 2.4 mm/1.8 mm, Depth Gauge Mini Up to 30 mm, Depth Gauge Mini Up to 70 mm, Depth Gauge Small Up to 60 mm, Depth Gauge Pelvic Small Up to 150 mm, Depth Gauge Large Up to 120 mm, Depth Gauge Large Up to 160 mm, Tap Quick-Connect 1.5 mm 50 mm Length, Tap Quick-Connect 2.0 mm 53 mm Length, Tap Quick-Connect 2.7 mm 100 mm Length, Tap Quick-Connect 3.5 mm 110 mm Length, Tap Quick-Connect 4.0 mm 110 mm Length, Tap Quick-Connect 4.5 mm 125 mm Length, Tap Quick-Connect Calibrated 3.5 mm 175 mm Length, Tap Quick-Connect Calibrated 4.5 mm 180 mm Length, Tap Quick-Connect 6.5 mm 196 mm Length, Zimmer® Distal Radius Plating System Reduction Clamp, Zimmer Universal Locking System 2.7 mm Locking Screw Depth Gauge, Zimmer Universal Locking System 2.7 mm Plate Reduction Instrument, Zimmer Universal Locking System 2.7 mm Plate Reduction Sleeve, Zimmer Universal Locking System 2.7 mm Plate Reduction Spin Knob, Zimmer Universal Locking System Cannula Standard 2.0 mm I.D., Zimmer Universal Locking System Cannula Percutaneous 2.0 mm I.D., Zimmer Universal Locking System 2.7 mm Plate Insertion Guide, Zimmer Universal Locking System 2.7 mm Sleeve Percutaneous, Zimmer Universal Locking System 2.7 mm Trocar Percutaneous, Zimmer Universal Locking System Cannula Percutaneous 1.6 mm I.D., Zimmer Universal Locking System 3.5 mm Plate Insertion Guide, Universal 3 Jaw Chuck to Zimmer Adaptor, Hoen Forceps, XTRAFIX® External Fixation System T-Handle 9mm, XTRAFIX® External Fixation System Locking T- Handle 9mm AO, XtraFix Small External Fixation System T-Handle Quick Connect/9mm, XtraFix Small External Fixation System Combination Wrench, XTRAFIX® External Fixation System Open/Box End Wrench 9mm, XTRAFIX® External Fixation System Ratchet Wrench 9mm, XTRAFIX® External Fixation System Tissue Protector Handle, XTRAFIX® External Fixation System Tissue Protector Short, XTRAFIX® External Fixation System Tissue Protector Medium, XTRAFIX® External Fixation System Tissue Protector Long, XTRAFIX® External Fixation System Transfixing Pin Tissue Protector, XtraFix Small External Fixation System Brown Modular Tissue Protector, XTRAFIX® External Fixation System 6mm Tissue Protector, XtraFix Small External Fixation System Brown Tissue Protector with Handle, XTRAFIX® External Fixation System Trocar Short, XTRAFIX® External Fixation System Trocar Medium, XTRAFIX® External Fixation System Trocar Long, XTRAFIX® External Fixation System Trocar Transfixing Pin, XtraFix Small External Fixation System Brown Trocar, XTRAFIX® External Fixation System Trocar 6mm, NCB® POLYAXIAL LOCKING PLATE
SYSTEM 95 DEGREE GUIDE, RIGHT, FOR USE WITH NCB® DISTAL FEMUR PLATE, NCB® POLYAXIAL LOCKING PLATE SYSTEM 95 DEGREE GUIDE, LEFT, FOR USE
WITH NCB® DISTAL FEMUR PLATE, NCB Periprosthetic Plate System, Tap with Quick-Coupling for Deep Thread Screw, 4.0 mm
Diameter, 250 mm Length, NCB Periprosthetic Plate System, Drill Guide, 3.0 mm Diameter, NCB Periprosthetic Plate System, Cannula for 95 Degree Screw Insertion, 4.3 mm Diameter, NCB Periprosthetic Plate System, Cannula Insert
for Use with 4.3 mm Diameter Cannula, 2.5 mm Diameter, NCB Periprosthetic Plate System, Drill Guide, 3.5 mm Diameter, NCB Periprosthetic Plate System, Drill Guide, 4.5 mm Diameter, NCB Periprosthetic Plate System Compression Drill Guide for 5.0 mm Diameter Screws, NCB Periprosthetic Plate System Compression Drill Guide for 4.0mm Diameter Screws, NCB Periprosthetic Plate System, Tap with Quick-Coupling, 4.0 mm Diameter, 250 mm
Length, NCB Periprosthetic Plate System, Tap with
Quick-Coupling, 5.0 mm Diameter, 250 mm Length, NCB® PERIPROSTHETIC PLATE SYSTEM DRILL GUIDE 2.5 MM DIAMETER, LONG, NCB® PERIPROSTHETIC PLATE SYSTEM DRILL GUIDE 3.3 MM DIAMETER, LONG, NCB® PERIPROSTHETIC PLATE SYSTEM DRILL GUIDE 4.3 MM DIAMETER, LONG, NCB® PERIPROSTHETIC PLATE SYSTEM
CANNULA FOR 95 DEGREE SCREW INSERTION 4.3 MM DIAMETER, LONG, NCB® PERIPROSTHETIC PLATE SYSTEM DRILL GUIDE 4.0 MM DIAMETER, LONG, NCB® PERIPROSTHETIC PLATE SYSTEM DRILL GUIDE 5.0 MM DIAMETER, LONG, NCB® PERIPROSTHETIC PLATE SYSTEM
PLATE INSERTER WITH 2.0 MM CANNULATION, NCB Periprosthetic Plate System Femur Targeting Device Proximal Right, NCB Periprosthetic Plate System Femur Targeting Device Proximal Left, NCB Periprosthetic Plate System Femur Targeting Device Distal Right, NCB Periprosthetic Plate System Femur Targeting Device Distal Left, NCB Periprosthetic Plate system Connection Bolt For Use With Femur Targeting Devices, NCB Periprosthetic Plate System Safety Lock Pin For Use With Femur Targeting Devices, NCB Periprosthetic Plate System Femur Targeting Device Bottom Cover For Use With Proximal 9
Hole Plate, NCB Periprosthetic Plate System Femur Targeting Device Bottom Cover For Use With Proximal 12
Hole Plate, NCB Periprosthetic Plate System Femur Targeting Device Bottom Cover For Use With Proximal 15
Hole Plate, NCB Periprosthetic Plate System Femur Targeting Device Bottom Cover For Use With Proximal 18 Hole Plate, NCB Periprosthetic Plate System Femur Targeting
Device Bottom Cover For Use With Proximal 21 Hole Plate, NCB Periprosthetic Plate System Femur Targeting
Device Bottom Cover For Use With Distal 9 Hole Plate, NCB Periprosthetic Plate System Femur Targeting
Device Bottom Cover For Use With Distal 12 Hole Plate, NCB Periprosthetic Plate System Femur Targeting Device Bottom Cover for use with Distal 15 hole
plate, NCB Periprosthetic Plate System Femur Targeting Device Bottom Cover for use with Distal 18 hole
plate, NCB Periprosthetic Plate System Femur Targeting Device Bottom Cover for use with Distal 21 hole
plate, Zimmer Natural Nail System Reduction Rod, Zimmer Natural Nail System Connecting Bolt Inserter, Zimmer Natural Nail System Pin Wrench 11 mm Hex, Zimmer Natural Nail System Cephalomedullary Connecting Bolt Inserter 8.0 mm Hex, Zimmer Natural Nail System Impaction Head, Zimmer Natural Nail System, Retrograde Femoral Impaction Head, Zimmer Natural Nail System Impaction Head Quick Connect, Zimmer Natural Nail System Cephallomedullary Connecting Bolt Inserter, Zimmer Natural Nail System Slap Hammer Adapter, Zimmer Natural Nail Slap Hammer Adapter Quick Connect, Zimmer Natural Nail System Modular Cephalomedullary Hex Screwdriver 3.5 mm Hex, Zimmer Natural Nail System Cephalomedullary Flexible Captured Set Screw Driver Small, Zimmer Natural Nail System Cephalomedullary Flexible Captured Set Screw Driver Standard 3.5
MM Hex, Zimmer Natural Nail System Modular Hex Screwdriver Long 3.5 mm Hex, Zimmer Natural Nail Captured Screwdriver 3.5mm Hex-Long, Zimmer Natural Nail System Tibial/Humeral Modular Hex Screwdriver 3.5mm Hex, Zimmer Natural Nail System Modular Hex Screwdriver Short 3.5 mm Hex, Zimmer Natural Nail Captured Screwdriver 3.5mm Hex-Short, Zimmer Natural Nail Captured Screwdriver 3.5mm Hex-Freehand, Zimmer Natural Nail System Modular Hex Screwdriver Freehand 3.5 mm Hex, Zimmer Natural Nail System, Retrograde Femoral Modular Hex Screwdriver, 3.5mm Hex, Zimmer Natural Nail System, Retrograde Femoral Cortical Nut Driver, ZNN Cephalomedullary Lag Screw Cannula Long 0.5mm I.D. 12.5mm O.D. Smooth, ZNN Screw Cannula Long 8.0mm I.D. 10.0mm
O.D. Smooth, Zimmer Natural Nail System, Cephalomedullary Double Barrel Cannula Standard, Zimmer Natural Nail System, Cephalomedullary Double Barrel Cannula Small, Zimmer Natural Nail System Screw Cannula Long
8.0 mm, ZNN Cephalomedullary Lag Screw Trocar Long 8.0mm Diameter, Zimmer Natural Nail System Screw Trocar Long
8.0 mm, Zimmer Natural Nail System Cephalomedullary Lag Screw Pin Sleeve Long 3.2 mm I.D., Zimmer Natural Nail System Drill Sleeve Long
4.3 mm, Zimmer Natural Nail System Drill Sleeve Long
4.9 mm, Zimmer Natural Nail System Screw Depth Gauge Long 8.0 mm, Zimmer Natural Nail System Cannulated Depth Gauge Long, Zimmer Natural Nail System, Retrograde Femoral Cannulated Depth Gauge, Zimmer Natural Nail System Tap Long 5.0 mm Diameter, Zimmer Natural Nail System, Retrograde Femoral Nut Counterbore, Zimmer Natural Nail System Modular T-Handle Ao, Zimmer Natural Nail System Modular Handle AO, Zimmer Natural Nail System Modular T-Handle, Zimmer Natural Nail System Modular T-Handle AO, Zimmer Natural Nail System
Cannulated Trocar, Locking, Zimmer Natural Nail System Tibial/Humeral Screw Trocar 8.0mm, Zimmer Natural Nail System Tibial/Humeral Drill Sleeve 4.3mm, Zimmer Natural Nail System Screw Cannula Short
8.0 mm, Zimmer Natural Nail System Screw Trocar Short
8.0 mm, Zimmer Natural Nail System Guide Pin Sleeve Short 3.0 mm, Zimmer Natural Nail System, Retrograde Femoral Guide Pin Sleeve, 3.0mm I.D., Zimmer Natural Nail System Drill Sleeve Short
4.3 mm, Zimmer Natural Nail System Drill Sleeve Short
4.9 mm, Zimmer Natural Nail System, Retrograde Femoral Drill Sleeve, 4.3mm I.D., Zimmer Natural Nail System, Retrograde Femoral Drill Sleeve, 4.9mm I.D., Zimmer Natural Nail System Screw Depth Gauge Short 8.0 mm, Zimmer Natural Nail System, Retrograde Femoral Screw Depth Gauge, 8.0mm O.D., Zimmer Natural Nail System Freehand Targeting Wand, Zimmer Natural Nail System Targeting Wand Set Screw Replacement, Zimmer Natural Nail System, Retrograde Femoral Screw Cannula, 8.0mm I.D., Zimmer Natural Nail System, Retrograde Femoral Screw Trocar, 8.0mm O.D., Zimmer Natural Nail System Freehand Targeting Depth Gauge, Zimmer Natural Nail System, Retrograde Femoral Tri-Flute Screw Trocar, 8.0mm O.D., Zimmer Natural Nail System Freehand Tissue Protection Sleeve, Zimmer Natural Nail System Nail Cap Inserter, Zimmer Natural Nail System Nail Cap Retaining Shaft, Zimmer Natural Nail System Flexible Nail Cap Inserter, Zimmer Natural Nail System Flexible Nail Cap Retaining Shaft, Zimmer Natural Nail System Antegrade Femoral Targeting Guide System Screw Cannula Short 8.0
MM I.D. 12.5 MM O.D., Zimmer Natural Nail System Antegrade Femoral Targeting Guide System Tri-Flute Trocar Short
8.0 MM O.D., Zimmer Natural Nail System Extraction Adapter Cannulated 5/16 Inch Thread, Zimmer Natural Nail System Cephalomedullary Extraction Adapter Cannulated M11 Thread, Zimmer Natural Nail System, Retrograde Femoral Extraction Adapter, Cannulated, 5/16 Inch Thread, Zimmer Natural Nail System Extraction Rod, Zimmer Natural Nail System Cephalomedullary Extraction Rod M11 Thread, Zimmer Natural Nail System Antegrade Femoral
Targeting Guide System Targeting Guide Handle Small, Baby Inge Bone Spreader, Ultra-Cut Surgical Instrument Cobb Spinal Elevator Round Handle 3/4 in. (19.1 mm) Width, Lambotte Osteotome 5/32 in. (4 mm) Width, Lambotte Osteotome 1/4 in. (6.4 mm) Width, Lambotte Osteotome 5/16 in. (7.9 mm) Width, Lambotte Osteotome 13/32 in. (10.3 mm) Width, Lambotte Osteotome 15/32 in. (11.9 mm) Width, Hibbs Osteotome Straight 1/4 in. (6.4 mm) Width, Hibbs Osteotome Straight 1/2 in. (12.7 mm) Width, Hibbs Osteotome Straight 3/4 in. (19.1 mm) Width, Hibbs Osteotome Straight 1 in. (25.4 mm) Width, Hibbs Osteotome Straight 1-1/4 in. (31.8 mm) Width, Hibbs Osteotome Curved 1/4 in. (6.4 mm) Width, Hibbs Osteotome Curved 1/2 in. (12.7 mm) Width, Hibbs Osteotome Curved 3/4 in. (19.1 mm) Width, Hibbs Osteotome Curved 1 in. (25.4 mm) Width, Hibbs Osteotome Curved 1-1/4 in. (31.8 mm) Width, Hibbs Chisel Straight 3/8 in. (9.5 mm) Width, Hibbs Gouge Curved 1/4 in. (6.4 mm) Width, Hibbs Gouge Curved 3/4 in. (19.1 mm) Width, Smith-Petersen Osteotome Straight 1/4 in. (6.4 mm) Width, Smith-Petersen Osteotome Straight 3/8 in. (9.5 mm) Width, Smith-Petersen Osteotome Straight 1/2 in. (12.7 mm) Width, Smith-Petersen Osteotome Straight 5/8 in. (15.9 mm) Width, Smith-Petersen Osteotome Straight 3/4 in. (19.1 mm) Width, Smith-Petersen Osteotome Straight 1 in. (25.4 mm) Width, Smith-Petersen Osteotome Straight 1-1/4 in. (31.8 mm) Width, Smith-Petersen Osteotome Curved 1/4 in. (6.4 mm) Width, Smith-Petersen Osteotome Curved 3/8 in. (9.5 mm) Width, Smith-Petersen Osteotome Curved 1/2 in. (12.7 mm) Width, Smith-Petersen Osteotome Curved 5/8 in. (15.9 mm) Width, Smith-Petersen Osteotome Curved 3/4 in. (19.1 mm) Width, Smith-Petersen Osteotome Curved 1 in. (25.4 mm) Width, Smith-Petersen Osteotome Curved 1-1/4 in. (31.8 mm) Width, Cobb Spinal Gouge-Heavy Duty Reverse Curve, Cobb Spinal Elevator 3/8 in. (9.5 mm) Width, Cobb Spinal Elevator 1/2 in. (12.7 mm) Width, Cobb Spinal Elevator 3/4 in. (19.1 mm) Width, Cobb Spinal Elevator-Heavy Duty 3/8 in. (9.5 mm) Width, M/DN Intramedullary Fixation Distal Screw Depth Gauge, M/DN Intramedullary Fixation Screwdriver - T- Handle Ratchet, M/DN Intramedullary Fixation Pin Wrench 9/16 Inch (14.3 mm), ECT Internal Fracture Fixation Large Screwdriver Jaws, ECT Internal Fracture Fixation Screwdriver, ECT Internal Fracture Fixation Quick-Connect Screwdriver 2.5 mm Hex, ECT Internal Fracture Fixation Drill Guide 53 mm Length 4.5 mm O.D., ECT Internal Fracture Fixation Special Drill Guide with Tip 4.5 mm Drill Sleeve 3.1 mm Tip, ECT Internal Fracture Fixation Quick-Connect Handle, ECT Internal Fracture Fixation Mini-Connect Handle, Clamp Foot Small - 6 mm, Clamp Foot Medium - 7 mm, Clamp Foot Large - 9.7 mm, Clamp Foot Extra-Large - 12.7 mm, Clamp Foot Extended - 20 mm, Clamp Foot Extended - 27 mm, O-Ring Replacement Set Linear Bone Clamps Small, O-Ring Replacement Set Linear Bone Clamps Large, Zimmer Periarticular Locking Plate System 3.5 mm/2.7 mm Plate Reduction Sleeve, Zimmer Periarticular Locking Plate System Plate Reduction Spin Knob, Zimmer Periarticular Locking Plate System 5.5 mm/4.5 mm Plate Reduction Sleeve, Zimmer Periarticular Locking Plate System 1.6
mm Cannula D-Drive for Use with 3.5 mm/2.7 mm Locking Screw, Zimmer Periarticular Locking Plate System Cannula Standard 2.0 mm I.D., Zimmer Periarticular Locking Plate System Cannula Standard 2.7 mm I.D., Zimmer Periarticular Locking Plate System Cannula Standard 3.7 mm I.D., Zimmer Periarticular Locking Plate System Cannula Standard 1.6 mm I.D., ECT Internal Fracture Fixation Quick-Connect Drill 5.0 mm Diameter 19.5 cm Length, Zimmer Periarticular Locking Plate System Cannula Standard 3.2 mm I.D., Zimmer Periarticular Locking Plate System
Cannula Standard (For Use with 1.8 mm or 2.0 mm Drill), Zimmer Periarticular Locking Plate System 2.7 mm Cannula Standard for Use with 3.5 mm/2.7
mm Locking Screw, Zimmer Periarticular Locking Plate System
Strut Cannula Percutaneous 1.6mm, Zimmer Periarticular Locking Plate System Cannula Percutaneous 2.0 mm I.D., Zimmer Periarticular Locking Plate System Cannula Percutaneous 2.7 mm I.D., Zimmer Periarticular Locking Plate System Strut Cannula Percutaneous 3.2 mm I.D., Zimmer Periarticular Locking Plate System Cannula Percutaneous 3.7 mm I.D., Zimmer Periarticular Locking Plate System Cannula Percutaneous 1.6 mm I.D., Zimmer Periarticular Locking Plate System Cannula Percutaneous 3.2 mm I.D., Zimmer Periarticular Locking Plate System 3.5
mm/2.7 mm Locking Screw Depth Gauge Standard, Zimmer Periarticular Locking Plate System 4.5 mm Locking Screw Depth Gauge Standard, Zimmer Periarticular Locking Plate System 3.5 mm Cannulated Locking Screw Depth Gauge, Zimmer Periarticular Locking Plate System 5.5 mm Cannulated Locking Screw Depth Gauge, Zimmer Periarticular Locking Plate System
2.4mm/1.8 mm Locking Screw Depth Gauge Standard, Zimmer Periarticular Locking Plate System 3.5 mm/2.7 mm Locking Screw Depth Gauge
Percutaneous, Zimmer Periarticular Locking Plate System 4.5 mm Locking Screw Depth Gauge Percutaneous, Zimmer Periarticular Locking Plate System
Locking Screw Tap Percutaneous 2.7 mm Diameter, Zimmer Periarticular Locking Plate System Locking Screw Tap Percutaneous 3.5 mm
Diameter, Zimmer Periarticular Locking Plate System Locking Screw Tap Percutaneous 4.5 mm
Diameter, Zimmer Periarticular Locking Plate System Zps Screw Tap Percutaneous 2.7 mm O.D., Zimmer Periarticular Locking Plate System Cannulated Locking Screw Tap Percutaneous 3.5
mm O.D., Zimmer Periarticular Locking Plate System Zps Screw Tap Percutaneous 4.5 mm O.D., Zimmer Periarticular Locking Plate System
Cannulated Locking Screw Tap Percutaneous 5.5 mm O.D., Zimmer Periarticular Locking Plate System Locking Screw Tap Standard 2.4 mm Diameter, Zimmer Periarticular Locking Plate System Zps Screw Tap Percutaneous 3.5 mm O.D., Zimmer Periarticular Locking Plate System Locking Screw Tap Standard 4.5 mm Diameter, Zimmer Periarticular Locking Plate System
Cannulated Locking Screw Tap Standard 5.5 mm O.D., Zimmer Periarticular Locking Plate System 1.5 mm Hex Screwdriver Standard Forward Captive, Zimmer Periarticular Locking Plate System Modular Handle Ratcheting, Zimmer Periarticular Locking Plate System 5.5 mm/4.5 mm Cannula Inserter, Zimmer Periarticular Locking Plate System 3.5 mm/2.7 mm Cannula Inserter Percutaneous, Zimmer Periarticular Locking Plate System 3.5 mm/2.7 mm Cannula Inserter D-Drive, Zimmer Periarticular Locking Plate System 5.5/4.5 mm Hole Indicator Percutaneous, Zimmer Periarticular Locking Plate System Distal Lateral Femoral Plate Jig Right, Zimmer Periarticular Locking Plate System Distal Lateral Femoral Plate Jig Left, Zimmer Periarticular Locking Plate System 5.5 mm/4.5 mm Standard Jig Sleeve, Zimmer Periarticular Locking Plate System 5.5 mm/4.5 mm Sleeve Percutaneous, Zimmer Periarticular Locking Plate System 5.5 mm/4.5 mm Trocar Percutaneous, Zimmer Periarticular Locking Plate System Distal Lateral Femoral Plate Jig Percutaneous Right, Zimmer Periarticular Locking Plate System Distal Lateral Femoral Plate Jig Percutaneous Left, Zimmer Periarticular Locking Plate System 3.5 mm/2.7 mm Cannulated Depth Gauge Percutaneous, Zimmer Periarticular Locking Plate System 5.5 mm Cannulated Depth Gauge Percutaneous, Zimmer Periarticular Locking Plate System 5.5 mm Proximal Lateral Tibial Plate Jig Right, Zimmer Periarticular Locking Plate System 5.5 mm Proximal Lateral Tibial Plate Jig Left, Zimmer Periarticular Locking Plate System 5.5 mm Proximal Lateral Tibial Plate Jig
Percutaneous Right, Zimmer Periarticular Locking Plate System 5.5
mm Proximal Lateral Tibial Plate Jig Percutaneous Left, Zimmer Periarticular Locking Plate System Proximal Lateral Humeral Plate Jig Right, Zimmer Periarticular Locking Plate System Proximal Lateral Humeral Plate Jig Left, Zimmer Periarticular Locking Plate System 3.5 mm Proximal Lateral Tibial Plate Jig Right, Zimmer Periarticular Locking Plate System 3.5 mm Proximal Lateral Tibial Plate Jig Left, Zimmer Periarticular Locking Plate System 3.5 mm/2.7 mm Standard Jig Sleeve, Zimmer Periarticular Locking Plate System 3.5 mm Proximal Lateral Tibial Plate Jig
Percutaneous Right, Zimmer Periarticular Locking Plate System 3.5 mm Proximal Lateral Tibial Plate Jig
Percutaneous Left, Zimmer Periarticular Locking Plate System 3.5 mm/2.7 mm Sleeve Percutaneous, Zimmer Periarticular Locking Plate System 3.5 mm/2.7 mm Trocar Percutaneous, Zimmer Periarticular Locking Plate System 3.5 mm/2.7 mm Strut Sleeve Percutaneous, Zimmer Periarticular Locking Plate System Distal Medial Tibial Plate Jig Right, Zimmer Periarticular Locking Plate System Distal Medial Tibial Plate Jig Left, Zimmer Periarticular Locking Plate System Distal Lateral Tibial Plate Jig Right, Zimmer Periarticular Locking Plate System Distal Lateral Tibial Plate Jig Left, Zimmer Periarticular Locking Plate System Distal Radial Volar Lateral Column Plate Jig Right, Zimmer Periarticular Locking Plate System Distal Radial Volar Lateral Column Plate Jig Left, Zimmer Periarticular Locking Plate System Distal Radial Volar Medial Column Plate Jig Right, Zimmer Periarticular Locking Plate System Distal Radial Volar Medial Column Plate Jig Left, Zimmer Periarticular Locking Plate System Distal Radial Dorsal T Plate Jig Right, Zimmer Periarticular Locking Plate System Distal Radial Dorsal T Plate Jig Left, Zimmer Periarticular Locking Plate System Distal Radial Dorsal Delta Plate Jig Right, Zimmer Periarticular Locking Plate System Distal Radial Dorsal Delta Plate Jig Left, Zimmer Periarticular Locking Plate System Distal Lateral Fibular Plate Jig Right, Zimmer Periarticular Locking Plate System Distal Lateral Fibular Plate Jig Left, Zimmer Periarticular Locking Plate System Distal Posterior/Lateral Humeral Plate Jig Right, Zimmer Periarticular Locking Plate System Distal Posterior/Lateral Humeral Plate Jig Left, Zimmer Periarticular Locking Plate System Distal Medial Humeral Plate Jig Right, Zimmer Periarticular Locking Plate System Distal Medial Humeral Plate Jig Left, Zimmer Periarticular Locking Plate System Distal Medial Humeral Plate Jig Short Right, Zimmer Periarticular Locking Plate System Distal Medial Humeral Plate Jig Short Left, Zimmer Periarticular Locking Plate System Proximal Dorsal Ulnar Plate Jig Right, Zimmer Periarticular Locking Plate System Proximal Dorsal Ulnar Plate Jig Left, Zimmer Periarticular Locking Plate System, Distal Lateral Humeral Plate Jig, Right, Zimmer Periarticular Locking Plate System, Distal Lateral Humeral Plate Jig, Left, Zimmer Periarticular Locking Plate System
Locking Screw Tap Standard Quick-Connect 2.7 mm Diameter, Zimmer Periarticular Locking Plate System
Locking Screw Tap Standard Quick-Connect 3.5 mm Diameter, Zimmer Periarticular Locking Plate System Cannulated Locking Screw Tap Standard Quick-
Connect 3.5 mm O.D., Zimmer Periarticular Locking Plate System Modular Handle, Trinkle, Zimmer® Distal Radius Plating System T8 Driver Shaft, AO Quick Connect, Zimmer® Distal Radius Plating System AO Collet Handle with Spin Cap, Zimmer® Distal Radius Plating System Locking Drill Guide for use with 1.8mm Diameter Drill, Zimmer® Distal Radius Plating System Smooth Drill Guide for use with 1.8mm Diameter Drill, Zimmer® Distal Radius Plating System Combination Drill Guide for use with
1.8mm/2.4mm Diameter Drill, Zimmer® Distal Radius Plating System Polyaxial Drill Guide for use with 1.8mm Diameter Drill, Zimmer® Distal Radius Plating System Calibrated Tap AO 2.4mm Diameter, Zimmer® Distal Radius Plating System Left Offset Hohmann Retractor, Zimmer® Distal Radius Plating System Right Offset Hohmann Retractor, Zimmer® Distal Radius Plating System Small Weitlaner Retractor, Zimmer® Distal Radius Plating System Depth Gauge 10-30mm Length, Zimmer® Distal Radius Plating System Drill Guide Block Retention Screw, Zimmer® Distal Radius Plating System Left Narrow Drill Guide Block, Zimmer® Distal Radius Plating System Right Narrow Drill Guide Block, Zimmer® Distal Radius Plating System Left Standard Drill Guide Block, Zimmer® Distal Radius Plating System Right Standard Drill Guide Block, Zimmer® Distal Radius Plating System Left Wide Drill Guide Block, Zimmer® Distal Radius Plating System Right Wide Drill Guide Block, ECT Internal Fracture Fixation Sharp Hook, ECT Internal Fracture Fixation Sharp Hook Small, Zimmer Natural Nail System Connecting Knob Double Lead, Zimmer Natural Nail System Connecting Knob Bushing, Zimmer Natural Nail System Nail Diameter Gauge, Zimmer Natural Nail System Nail Length Gauge, Zimmer Natural Nail System Cephalomedullary Targeting Guide Standard, Zimmer Natural Nail System Cephalomedullary Connecting Bolt Standard, Zimmer Natural Nail System Cephalomedullary Lag Screw Tap Long, Zimmer Natural Nail System Cephalomedullary Lag Screw Compression Device, Zimmer Natural Nail System Cephalomedullary Lag Screw Inserter Long, Zimmer Natural Nail System Cephalomedullary Lag Screw Retainer Shaft Long, Zimmer Natural Nail System Cephallomedullary Lag Screw Inserter Short, Zimmer Natural Nail System Cephallomedullary Lab Screw Retainer Shaft Short, Zimmer® Natural Nail™ System Lag Screw Cannulated Depth Gauge, Zimmer Natural Nail System, Retrograde Femoral Targeting Guide, Zimmer Natural Nail System, Retrograde Femoral Connecting Bolt, Zimmer Natural Nail System, Retrograde Femoral
Targeting Guide Module For Use With Retrograde Femoral 16cm Length Nails, Zimmer Natural Nail System, Retrograde Femoral
Targeting Guide Module For Use With Retrograde Femoral 20cm Length Nails, Zimmer Natural Nail System, Retrograde Femoral Nail Depth Gauge, Zimmer Natural Nail System, Retrograde Femoral Targeting Guide Module For Use With Retrograde
Femoral 24cm Length Nails, Zimmer Natural Nail System Tibial Connecting Bolt Small, Zimmer Natural Nail System Tibial Module, Zimmer Natural Nail System Tibial Connecting Bolt, Asia, Zimmer Natural Nail System Tibial Connecting Bolt Tall, Zimmer Natural Nail System Tibial Targeting Guide Handle Small, Zimmer Natural Nail System Tibial Targeting Guide Handle Tall, Zimmer Natural Nail System
Long Tibial Targeting Guide Handle, Zimmer Natural Nail System
Long Tibial Connecting Bolt, Zimmer Natural Nail System Tibial Targeting Guide Handle Asia, Zimmer Natural Nail System Tibial Targeting Module, Asia, Zimmer Natural Nail System Tibial Axial Compression Device, Zimmer Natural Nail System Antegrade Femoral Connecting Bolt Small, Zimmer Natural Nail System Cannulated Awl Long, Zimmer Natural Nail System Cannulated Awl Short, Zimmer Natural Nail System Angled Tip Awl 7 mm Diameter, Zimmer Natural Nail System Entry Awl, Zimmer Natural Nail System
Modular Straight Awl, Cannulated, Zimmer Natural Nail System Guide Wire Gripper, Zimmer Natural Nail System Entry Cannula, Zimmer Natural Nail System Entry Cannula Starting Point Locator, Zimmer Natural Nail System Tibial Entry Cannula
- Locking, Zimmer Natural Nail System
Long Tibial Entry Cannula, Locking, Zimmer Natural Nail System
Starting Point Modifier, Locking, Zimmer Natural Nail System Guide Wire Pusher, Zimmer Natural Nail System Ball Spike Pusher, Zimmer Natural Nail System Bone Clamp, Zimmer Natural Nail System Verbrugge Clamp, Zimmer Natural Nail System Reduction Tong, Zimmer Natural Nail System Reduction Finger, Zimmer Natural Nail System Bone Hook 24 mm, Versa-Fx Femoral Fixation System Pin Relocator, Harrington Spinal Instrumentation Spinal Elevator 12 in. (30.5 cm) Length, Adson Cerebellum Retractor Angle Style, Pressure Sentinel Intramedullary Reaming System T-Handle Extractor, Cable-Ready Cable Grip System Tensioner, Cable-Ready Cable Grip System Screwdriver 3.0 mm Hex Head, Cable-Ready Cable Grip System Cable Passer - Medium, Cable-Ready Cable Grip System Cable Passer - Large, Cable-Ready Cable Grip System Cerclage Attachment/Tensioning Bit, Cable-Ready Cable Grip System Bone Plate Cable Tensioning Bit, Cable-Ready® Cable Grip System GTR Impact Driver, Cable-Ready Cable Grip System Cable Pin System Tubular Driver, Cable-Ready Cable Grip System Cable Pin System Crimper Assembly, Cable-Ready Cable Grip System Cable Pin System T-Handle Hex Driver Assembly Handle:
89 mm Diameter Overall Length: 84 mm, ZMS Intramedullary Fixation Skin Protector, ZMS Intramedullary Fixation Instrumentation Threaded Driver, M/DN Intramedullary Fixation Threaded Driver Small, ZMS Intramedullary Fixation Reduction Rod, ZMS Intramedullary Fixation Flared Exchange Tube, ZMS Intramedullary Fixation Wire Grip T-Handle, ZMS Intramedullary Fixation Depth Gauge, M/DN Intramedullary Fixation Cannulated Awl T- Handle Long, M/DN Intramedullary Fixation Threaded Driver, M/DN Intramedullary Fixation Nail Length Gauge, M/DN Intramedullary Fixation Threaded Extractor 17 cm Length, M/DN Intramedullary Fixation Threaded Extractor 32 cm Length, M/DN Intramedullary Fixation Cannulated Awl T- Handle Short, ZMS Intramedullary Fixation Tibial Awl, M/DN Intramedullary Fixation 3.7 mm Proximal Bushing Replaces 2241-02-32, M/DN Intramedullary Fixation 5.0 mm Proximal Bushing Replaces 2241-02-45, M/DN Intramedullary Fixation Cortical Nut Counterbore, M/DN Intramedullary Fixation Proximal Targeting Guide - Femoral, M/DN Intramedullary Fixation Screw Bushing Femoral 8.0 mm Diameter, M/DN Intramedullary Fixation Threaded Extractor, M/DN Intramedullary Fixation Distal Insert for Use with Locator Handle, M/DN Intramedullary Fixation Bushing Insert, M/DN Intramedullary Fixation Exchange Tube - Flared 8 mm Diameter, Trauma Instruments, Staple Inserter, Staple Extractor, Staple Driver, Blount Knee Retractor, Sofield Retractor Blade Depth 1 3/4 in. (4.5cm), Sofield Retractor Blade Depth 2 1/4 in. (5.7cm), Sofield Retractor Blade Depth 2 3/4 in. (7cm), Sofield Retractor Blade Depth 3 1/4 in. (8.3cm), Solfield Retractor Blade Depth 4 in. (10cm), Solfield Retractor Blade Depth 4 1/2 in. (11cm), Blount Retractor Single Prong, Lambotte-Type Osteotome Curved 1/4 in. (6.4 mm ) Width, Lambotte-Type Osteotome Curved 1/2 in. (12.7
mm) Width, Lambotte-Type Osteotome Curved 3/4 in. (19.1
mm) Width, Lambotte-Type Osteotome Curved 1 in. (25.4
mm) Width, Lambotte-Type Osteotome Curved 1-1/4 in. (31.8
mm) Width, Lambotte-Type Osteotome Curved 1.5 in. (38.1
mm) Width, Lambotte-Type Osteotome Straight 1/4 in. (6.4
mm) Width, Lambotte-Type Osteotome Straight 1/2 in. (12.7
mm) Width, Lambotte-Type Osteotome Straight 3/4 in. (19.1
mm) Width, Lambotte-Type Osteotome Straight 1 in. (25.4
mm) Width, Lambotte-Type Osteotome Straight 1-1/4 in. (31.8
mm) Width, Lambotte-Type Osteotome Straight 1.5 in. (38.1
mm) Width, Crego Elevator-Retractor 9/32 in. Width 1-5/8 in.
Ins. rad., Crego Elevator-Retractor 9/32 in. Width 11/16 in.
Ins. rad., Crego Elevator-Retractor 9/16 in. Width 11/16 in.
Ins. rad., Gigli Saw Handles, Intramedullary Nail Extraction Set Extractor
Frame Bolt Small, Intramedullary Nail Extraction Set Extractor
Frame Bolt Large, Intramedullary Nail Extraction Set Extractor
Frame Lock Nut, Intramedullary Nail Extraction Set Extraction
Wire Bullet Tip 2.8 mm Tip Diameter 1.6 mm
Wire Diameter 60 cm Length, Intramedullary Nail Extraction Set Extraction
Wire Bullet Tip 4.0 mm Tip Diameter 2.4 mm
Wire Diameter 60 cm Length, Intramedullary Nail Extraction Set Extraction
Wire Bullet Tip 5.0 mm Tip Diameter 3.2 mm
Wire Diameter 60 cm Length, Intramedullary Nail Extraction Set Extraction
Wire Bullet Tip 6.0 mm Tip Diameter 3.2 mm
Wire Diameter 60 cm Length, Intramedullary Nail Extraction Set Smooth Extraction Wire 1.6 mm Diameter 60 cm Length, Intramedullary Nail Extraction Set Smooth
Extraction Wire 2.0 mm Tip Diameter 60 cm Length, Intramedullary Nail Extraction Set Smooth
Extraction Wire 3.2 mm Tip Diameter 60 cm Length, Intramedullary Nail Extraction Set Smooth Extraction Wire 4.0 mm Tip Diameter 60 cm
Length, Intramedullary Nail Extraction Set Nail Removal Cap Small, Intramedullary Nail Extraction Set Nail Removal Cap Large, Taylor Spinal Retractor 3.2 cm Blade Width 7.6 cm Blade Depth, Taylor Spinal Retractor 3.2 cm Blade Width 10.2 cm Blade Depth, Hollow Mill Case, Hays Hand Retractor 5-1/4 in. (133 mm) Length, Hays Hand Retractor 6-1/4 in. (159 mm) Length, T-Handle Corkscrew Extractor Small, T-Handle Corkscrew Extractor Large, T-Handle Corkscrew Extractor Extra-Large, Intramedullary Nail Extraction Set Corkscrew Nail Extractor XX Large, Zuelzer Awl 6 in. (15.2 cm) Length, Bennett Retractor 4.4 cm Blade Width, Bennett Retractor 6.4 cm Blade Width, Driver-Extractor Length: 31.8 cm, Extracting Hook for Kuntscher Nails, Hoke Osteotome Length: 6 in. (15.2 cm) Blade Width: 1/8 in. (3.2mm), Hoke Osteotome Length: 6 in. (15.2 cm) Blade Width: 3/16 in. (4.8 mm), Hoke Osteotome Length: 6 in. (15.2 cm) Blade Width 1/4 in. (6.4 mm), Hoke Osteotome Length 6 in. (15.2 cm) Blade Width 5/16 in. (7.9 mm), Hoke Osteotome Length 6 in. (15.2 cm) Blade Width 3/8 in. (9.5 mm), Bone Screw Ruler Gauge, Massie Extractor 3-1/2 in. (8.9 cm) Length, Single Slot Bit Len. 7 in. (178 mm), Driver Sleeve for Ken Driver Extractor, Kiene Bone Tamp, Staple Driver for Staples Up to 1/2 in. (12.7 mm) Width, Mini Magna-Fx Cannulated Screw Fixation System Freehand Drill Guide, Mini Magna-Fx Cannulated Screw Fixation System Parallel Placement Jig, Mini Magna-Fx Cannulated Screw Fixation System Depth Gauge, Mini Magna-Fx Cannulated Screw Fixation System Screw Extractor, Mini Magna-Fx Cannulated Screw Fixation System Insert Drill Sleeve for Use with 2.7 mm Drill, Mini Magna-Fx Cannulated Screw Fixation
System Insert Drill Sleeve for Use with 3.5 mm Drill, Mini Magna-Fx Cannulated Screw Fixation System Cannulated Tap for 4.0 mm Screw, Mini Magna-Fx Cannulated Screw Fixation System Cannulated Tap for 5.0 mm Screw, Magna-Fx Cannulated Screw Fixation System Cannulated Screwdriver 5 mm Hexhead (For Use
with T-Handle), Magna-Fx Cannulated Screw Fixation System Cannulated Screwdriver with Trinkle/Jacobs
Shank 5 mm Hexhead, Free-Lock Compression Hip Fixation System Locking T-Handle, Magna-Fx Cannulated Screw Fixation System Percutaneous Guide 3.2 mm I.D., Magna-Fx Cannulated Screw Fixation System Percutaneous Guide 5.0 mm I.D., Magna-Fx Cannulated Screw Fixation System Cannulated Tap 7.0 mm Diameter (For Use with
T-Handle), Magna-Fx Cannulated Screw Fixation System Percutaneous Guide 8.0 mm I.D., Magna-Fx Cannulated Screw Fixation System Adjustable Pin Guide, Magna-Fx Cannulated Screw Fixation System Parallel Pin Guide, Magna-Fx Cannulated Screw Fixation System Pin Guide 3.2 mm Diameter, Magna-Fx Cannulated Screw Fixation System Screw Extractor, Key-Free Supracondylar Guide Pin Template 1/8 in. Cannulation, Free-Lock Fixed Angle Guide 130 Degree, Free-Lock Fixed Angle Guide 135 Degree, Free-Lock Fixed Angle Guide 140 Degree, Free-Lock Fixed Angle Guide 145 Degree, Free-Lock Fixed Angle Guide 150 Degree, Zimmer Reconstruction System 3.5 mm Straight Template, Zimmer Reconstruction System 4.5 mm Straight Template, Zimmer Reconstruction System Pelvic Plate Bender, Zimmer Reconstruction System Lever Bender for
3.5 mm and 4.5 mm Recon Bone Plates, Zimmer Reconstruction System Lever Bender for
2.7 mm and 3.5 mm Recon Bone Plates, Zimmer Reconstruction System 2.7 mm Straight Template, Zimmer Reconstruction System Tenaculum Left Tine Straight 9 in. Length, Zimmer Reconstruction System Tenaculum Straight Tines 9 in. Length, Zimmer Reconstruction System Tenaculum 9 in. Length, One 3.5 mm Screw Tine, Zimmer Reconstruction System Tenaculum Standard 9 in. Length, Zimmer Reconstruction System Tenaculum, 3.5 mm Screw Tines, Zimmer Reconstruction System Offset Clamp Tips Inline, Zimmer Reconstruction System Offset Clamp Tips 3.5 cm Offset, Zimmer Reconstruction System Offset Clamp Tips 4.5 cm Offset, Zimmer Reconstruction System Pin Cap, Zimmer Reconstruction System Pin Arm, Zimmer Reconstruction System Rod Cap, Zimmer Reconstruction System Cannulated Percutaneous Guide 2.5 mm I.D., Zimmer Reconstruction System Cannulated Percutaneous Guide 3.5 mm I.D., Zimmer Reconstruction System Cannulated Percutaneous Guide 8.0 mm I.D., Free-Lock Femoral Fixation System Impactor, Free-Lock Compression Hip Fixation Impactor Nose, Free-Lock Femoral Fixation System Depth Gauge 9 in., Versa-Fx Femoral Fixation System Cannulated Bone Tap, Versa-Fx Femoral Fixation System Impactor, Versa-Fx Femoral Fixation System Impactor Nose, Versa-Fx Femoral Fixation System T-Handle, Versa-Fx Femoral Fixation System Replacement Extractor Drive Link, Versa-Fx Femoral Fixation System Replacement Extractor Drive Shaft, Versa-Fx Femoral Fixation System Adjustable Double Pin Guide, Versa-Fx Femoral Fixation System Replacement Parallel Guide, Versa-Fx Femoral Fixation System Linked Lag Screw Inserter, Versa-Fx Femoral Fixation System Replacement Inserter Drive Link, Versa-Fx Femoral Fixation System Replacement Inserter Drive Shaft, Versa-Fx Femoral Fixation System Centering Sleeve, Versa-Fx Femoral Fixation System Cannulated Bone Tap Large, Versa-Fx Femoral Fixation System Cannulated Bone Tap for Use with 1193-13 Centering Sleeve, Versa-Fx Femoral Fixation System Cannulated Bone Tap Large for Use with 1193-13 Centering
Sleeve, Versa-Fx Femoral Fixation System 90 Degree Guide Pin Template, Versa-Fx Femoral Fixation System 95 Degree Guide Pin Template, TI-Versa-Fx Femoral Fixation System Split Centering Sleeve, TI-Versa-Fx Femoral Fixation System Lag Screw Inserter Drive Shaft, TI-Versa-Fx Femoral Fixation System Adjustable Double Pin Guide
17618 | ADULT DIAPER & BED PROTECTIVE SHEET / INNOVENT ADULT DIAPER MEDIUM 30 PCS, ADULT DIAPER & BED PROTECTIVE SHEET / INNOVENT ADULT DIAPER LARGE 30 PCS, ADULT DIAPER & BED PROTECTIVE SHEET / ONLY ONE ADULT DIAPER LARGE 30 PCS, ADULT DIAPER & BED PROTECTIVE SHEET / ONLY ONE ADULT DIAPER MEDIUM 30 PCS, ADULT DIAPER & BED PROTECTIVE SHEET / PUFFIX ADULT DIAPER LARGE 30 PCS, ADULT DIAPER & BED PROTECTIVE SHEET / ONLYONE BLADDER PAD, ADULT DIAPER & BED PROTECTIVE SHEET / PUFFIX ADULT DIAPER MEDIUM 30 PCS, ADULT DIAPER & BED PROTECTIVE SHEET / ONLY ONE ADULT DIAPER PULL UP PANTS, ADULT DIAPER & BED PROTECTIVE SHEET / ONLY ONE BED PROTECTIVE SHEET, ADULT DIAPER & BED PROTECTIVE SHEET / PUFFIX BED PROTECTIVE SHEET | KOSLABOR- MEDICAL | 2024-11-20T00:00:00.000+01:00 | ATILIM SAĞLIK A.Ş - Yakuplu Mah. Hürriyet Bulvarı 59.Sok No:32/A Kat:3 Beylikdüzü ¦ İstanbul ¦ Turkey | N/A | Klasa I | Pelena dhe çarçafë mbrojtës të shtratit | Tjeter
17619 | Non sterile thermal patient covers;BETAtex,Thermal patient cover,110cmx120cm, Non sterile thermal patient covers;BETAtex,Thermal patient cover,110cmx210cm, Non sterile thermal patient covers;BETAtex,Thermal patient cover,150cmx210cm, Non sterile thermal patient covers;BETAtex,Thermal patient cover,soft,110cmx120cm, Non sterile thermal patient covers;BETAtex,Thermal patient cover,soft,110cmx210cm | GREEMED | 2024-11-20T00:00:00.000+01:00 | ZARYS International Group Spółka z ograniczoną odpowiedzialnością, spółka komandytowa ul. Pod Borem 18 41-808 Zabrze Poland | BT-TOP-11P, BT-TOP-12P, BT-TOP-13P, BT-TOP-215, BT-TOP-225 | Klasa I | Carcaf pacienti njeperdorimsh | Tjeter
17620 | EIZO/LCD Monitor (Medical Device Equipment)/CuratOR EX3140# | O.E.S DISTRIMED | 2024-11-20T00:00:00.000+01:00 | EIZO Corporation 153 Shimokashiwano, Hakusan,Ishikawa 924-8566 ,Japan | EX3140# | Klasa I | Monitor kirurgjikal LCD | Instrumenta shumeperdorimeshe
17621 | Appliers for VITALITEC® Hemostatic Clips | BIOMETRIC ALBANIA | 2024-11-19T00:00:00.000+01:00 | PETERS SURGICAL - Adresa: lmmeuble Aurelium, 1 Cours de I' lle Seguin, 92100 Boulogne-Billancourt, France | PW615-EB, PW620-EB, PW628-EB, PW615-E, PW620-E, PWT620-1B, PJ115-EB, PJ120-EB, PJ128-EB, PJ115-E, PJ120-E, PJT120-1B, PJT128-1B, PR115-EB, PR120-EB, PR128-EB, PR115-E, PR120-E, PR128-E, PRT120-1B, PRT128-1B, PB215-EB, PB220-EB, PB228-EB, PBC228-EB, PB215-E, PB220-E, PB228-E, PBC228-E, PBT220-1B, PL515-EB, PL520-EB, PL528-EB, PL515-E, PL520-E, PL528-E, PV320-EB, PV328-EB, PVC328-EB, PV320-E, PV328-E, PVC320-E, PVC328-E, PO420-EB, PO428-EB, POC428-EB, PO420-E, PO428-E, POC428-E | Klasa I | Aplikatore per klipe hemostatike | Produkte per institucione te kujdesit shendetesor
17622 | Recording Papers for medical devices | GREEMED | 2024-11-20T00:00:00.000+01:00 | Lumed Srl,Via Staffora 18/9 20073,Opera (MI),Italy | BS47nn nn nn/Dnn,BS47nn nn nn/l,BS47nn nn nn/S,CFNKnnn,CFSNnnn | Klasa I | Leter spirometrie | Tjeter
17623 | IMITRAY Disposable Trays | MOTO-MANIA | 2024-11-20T00:00:00.000+01:00 | IMICRYL DIS MALZEMELERİ SANAYI ve TICARET ANONIM SIRKETI FETIH MAHALLESI MAHIR SOKAK NO: 5/201 42030 KARATAY/KONYA | IMITRAY Disposable Trays | Klasa I | Instrumenta Dentar LUGE MASE | Pajisje dentare
17624 | Ambu® Redi-Ace™ | GREEMED | 2024-11-20T00:00:00.000+01:00 | Ambu A/S Baltorpbakken 13,Ballerup,DK-2750,Denmark | 4.72e+17 | Klasa I | Qafore per perdorim mjeksor | Tjeter
17625 | Cable-Ready® Cable Grip System, Cable-Ready Cable Grip System Cerclage Cable w/Crimp | T R I M E D | 2024-11-21T00:00:00.000+01:00 | Zimmer, Inc. 1800 W. Center Street Warsaw, Indiana 46580 USA | N/A, 00-2232-001-18, 00-2232-001-28, 00-2232-002-01, 00-2232-002-02, 00-2232-002-28, 00-2232-003-01, 00-2232-003-02, 00-2232-003-03, 00-2232-003-18, 00-2232-004-18, 00-2232-005-18, 00-2232-021-13, 00-2232-050-18, 00-2232-050-19, 00-2232-050-20, 00-2232-050-21, 47-2232-060-00, 47-2232-060-35, 47-2232-060-55 | Klasa IIb | Cable-Ready® Cable Grip System -Fashetë e implantueshme në kockë e cila përdoret për mbërthimin e fragmenteve kockore në rastin e frakturave të kockës ose në rastin e frakturave periprotektike. | Pajisje te implantueshme aktive
1.8 mm Dia. Cable 22 in. (559 mm) Length, Cable-Ready Cable Grip System Cerclage Cable w/Crimp
1.8 mm Dia. Cable 36 inches (910 mm) Length, Cable-Ready Cable Grip System Greater Trochanter
Reattachment Device (GTR) Long 121.4 mm Length 22.1 mm
Width W/2 Cables For Distal End (1.8 mm Dia. X 635 mm
Len), Cable-Ready Cable Grip System Greater Trochanter
Reattachment Device (GTR) Short 50.8 mm Length 22.1 mm
Width, Cable-Ready Cable Grip System Cerclage Cable w/Crimp 1.8
mm Dia. Cable 36 in. (910 mm) Len. Cobalt Chrome/Alloy
Cable, Cable-Ready Cable Grip System Bone Plate 187 mm Length 6
Holes, Cable-Ready Cable Grip System Bone Plate 246 mm Length 8
Holes, Cable-Ready Cable Grip System Bone Plate 305 mm Length
10 Holes, Cable-Ready Cable Grip System Cable For Bone Plate
1.8 mm Dia. 24 in. (610 mm) Length, Cable-Ready Cable Grip System Cerclage Cable w/Crimp
1.8 mm Dia. 25 in. Length (635 mm), Cable-Ready Cable Grip System Cable For Distal End Plate Of
Long GTR Device 1.8mm Diameter 25 in. Length (635mm)
Use w/Item #2232-02-01, Cable-Ready Cable Grip System Cerclage Cable With Needle
And Crimps 1.3 mm Diameter Cable 889 mm Length, Cable-Ready Cable Grip System Cable Pin System Set w/Two
Cable and Pin Assy. and w/Two Crimp and Passer Assy. Pin: 4
mm Dia. 35 mm Length Cable: 1.3 mm Dia. 483 mm Length, Cable-Ready Cable Grip System Cable Pin System Set w/Two
Cable and Pin Assy. and w/Two Crimp and Passer Assy. Pin: 4
mm Diameter 40 mm Length Cable: 1.3 mm Diameter 483
mm Length, Cable-Ready Cable Grip System Cable Pin System Set w/Two
Cable and Pin Assy. and w/Two Crimp and Passer Assy. Pin: 4
mm Dia. 45 mm Length Cable: 1.3 mm Dia. 483 mm Length, Cable-Ready Cable Grip System Cable Pin System Set w/Two
Cable and Pin Assy. w/Two Crimp and Passer Assy. Pin: 4 mm
Dia. 65 mm Length Cable: 1.3 mm Dia. 483 mm Length, Cable Ready Cable Grip System, Cable Button, 2.5mm Hex,
for use with NCB Polyaxial Plate Holes, Cable Ready Cable Grip System, Cable Button, 2.5mm Hex,
for use with Zimmer Periarticular Locking Plate System,
3.5mm Locking Screw Holes, Cable Ready Cable Grip System, Cable Button, 2.5mm Hex,
for use with Zimmer Periarticular Locking Plate System,
5.5mm Locking Screw Holes
17626 | 15MM LENGTH X 6.5MM, Ti CANCL SCREW FULLY | T R I M E D | 2024-11-21T00:00:00.000+01:00 | Zimmer, Inc. 1800 W. Center Street Warsaw, Indiana 46580 USA | 6301-07-015, 6301-07-020, 6301-07-025, 6301-07-030, 6301-07-035, 6301-07-040, 6301-07-045, 6301-07-050, 6301-07-055, 6301-07-060, 6301-07-070, 6500-07-020, 6500-07-022, 6500-07-030, 6500-07-032, 6500-07-034, 6500-07-036, 6500-07-038, 6500-07-040, 6500-07-042, 6500-07-044, 6500-07-046, 6500-07-048, 6500-07-050, 6500-07-052, 6500-07-054, 6500-07-056, 6500-07-058, 6500-07-060, 00-6624-065-15, 00-6624-065-20, 00-6624-065-25, 00-6624-065-30, 00-6624-065-35, 00-6624-065-40, 00-6624-065-50, 00-6624-065-60, N/A, 00-6250-045-15, 00-6250-045-20, 00-6250-045-25, 00-6250-045-30, 00-6250-045-35, 00-6250-045-40, 00-6250-045-50, 00-6250-045-60, 00-6250-065-15, 00-6250-065-20, 00-6250-065-25, 00-6250-065-30, 00-6250-065-35, 00-6250-065-40, 00-6250-065-50, 00-6250-065-60, 00-6250-065-70, 00-6250-065-80, 4301-07-015, 4301-07-020, 4301-07-025, 4301-07-030, 4301-07-035, 4301-07-040, 4301-07-045, 4301-07-050, 4301-07-055, 4301-07-060, 4301-07-070 | Klasa IIb | Titanium Cancellous Self-tapping and Cortical Bone Srews, Janë instrumenta kirurgjikale të projektuara për tu përdorur që të sigurojnë një lidhje me një shumëllojshmëri komponentesh Zimmer-Biomet | Pajisje te implantueshme aktive
THRD SLF TAPPING, 20MM LENGTH X 6.5MM, Ti CANCL SCREW FULLY
THRD SLF TAPPING, 25MM LENGTH X 6.5MM, Ti CANCL SCREW FULLY
THRD SLF TAPPING, 30MM LENGTH X 6.5MM, Ti CANCL SCREW FULLY
THRD SLF TAPPING, 35MM LENGTH X 6.5MM, Ti CANCL SCREW FULLY
THRD SLF TAPPING, 40MM LENGTH X 6.5MM, Ti CANCL SCREW FULLY
THRD SLF TAPPING, 45MM LENGTH X 6.5MM, Ti CANCL SCREW FULLY
THRD SLF TAPPING, 50MM LENGTH X 6.5MM, Ti CANCL SCREW FULLY
THRD SLF TAPPING, 55MM LENGTH X 6.5MM, Ti CANCL SCREW FULLY
THRD SLF TAPPING, 60MM LENGTH X 6.5MM, Ti CANCL SCREW FULLY
THRD SLF TAPPING, 70MM LENGTH X 6.5MM, Ti CANCL SCREW FULLY
THRD SLF TAPPING, 20 MM LENGTH X 4.5 MM, FULLY THREADED
CORTICAL BONE SCREW, 22 MM LENGTH X 4.5 MM, FULLY THREADED
CORTICAL BONE SCREW, 30 MM LENGTH X 4.5 MM, FULLY THREADED
CORTICAL BONE SCREW, 32 MM LENGTH X 4.5 MM, FULLY THREADED
CORTICAL BONE SCREW, 34 MM LENGTH X 4.5 MM, FULLY THREADED
CORTICAL BONE SCREW, 36 MM LENGTH X 4.5 MM, FULLY THREADED
CORTICAL BONE SCREW, 38 MM LENGTH X 4.5 MM, FULLY THREADED
CORTICAL BONE SCREW, 40 MM LENGTH X 4.5 MM, FULLY THREADED
CORTICAL BONE SCREW, 42 MM LENGTH X 4.5 MM, FULLY THREADED
CORTICAL BONE SCREW, 44 MM LENGTH X 4.5 MM, FULLY THREADED
CORTICAL BONE SCREW, 46 MM LENGTH X 4.5 MM, FULLY THREADED
CORTICAL BONE SCREW, 48 MM LENGTH X 4.5 MM, FULLY THREADED
CORTICAL BONE SCREW, 50 MM LENGTH X 4.5 MM, FULLY THREADED
CORTICAL BONE SCREW, 52 MM LENGTH X 4.5 MM, FULLY THREADED
CORTICAL BONE SCREW, 54 MM LENGTH X 4.5 MM, FULLY THREADED
CORTICAL BONE SCREW, 56 MM LENGTH X 4.5 MM, FULLY THREADED
CORTICAL BONE SCREW, 58 MM LENGTH X 4.5 MM, FULLY THREADED
CORTICAL BONE SCREW, 60 MM LENGTH X 4.5 MM, FULLY THREADED
CORTICAL BONE SCREW, HGP II ACETABULAR COMPONENTS BONE SCREW
SELF-TAPPING 6.5 MM DIA. 15 MM LENGTH, HGP II ACETABULAR COMPONENTS BONE SCREW
SELF-TAPPING 6.5 MM DIA. 20 MM LENGTH, HGP II ACETABULAR COMPONENTS BONE SCREW
SELF-TAPPING 6.5 MM DIA. 25 MM LENGTH, HGP II ACETABULAR COMPONENTS BONE SCREW
SELF-TAPPING 6.5 MM DIA. 30 MM LENGTH, HGP II ACETABULAR COMPONENTS BONE SCREW
SELF-TAPPING 6.5 MM DIA. 35 MM LENGTH, HGP II ACETABULAR COMPONENTS BONE SCREW
SELF-TAPPING 6.5 MM DIA. 40 MM LENGTH, HGP II ACETABULAR COMPONENTS BONE SCREW
SELF-TAPPING 6.5 MM DIA. 50 MM LENGTH, HGP II ACETABULAR COMPONENTS BONE SCREW
SELF-TAPPING 6.5 MM DIA. 60 MM LENGTH, Titanium Cancellous Self-tapping and Cortical Bone Srews, Bone Screw, Self-tapping, 4.5 mm diameter, 15 mm length, Bone Screw, Self-tapping, 4.5 mm diameter, 20 mm length, Bone Screw, Self-tapping, 4.5 mm diameter, 25 mm length, Bone Screw, Self-tapping, 4.5 mm diameter, 30 mm length, Bone Screw, Self-tapping, 4.5 mm diameter, 35 mm length, Bone Screw, Self-tapping, 4.5 mm diameter, 40 mm length, Bone Screw, Self-tapping, 4.5 mm diameter, 50 mm length, Bone Screw, Self-tapping, 4.5 mm diameter, 60 mm length, Bone Screw, Self-tapping, 6.5 mm diameter, 15 mm length, Bone Screw, Self-tapping, 6.5 mm diameter, 20 mm length, Bone Screw, Self-tapping, 6.5 mm diameter, 25 mm length, Bone Screw, Self-tapping, 6.5 mm diameter, 30 mm length, Bone Screw, Self-tapping, 6.5 mm diameter, 35 mm length, Bone Screw, Self-tapping, 6.5 mm diameter, 40 mm length, Bone Screw, Self-tapping, 6.5 mm diameter, 50 mm length, Bone Screw, Self-tapping, 6.5 mm diameter, 60 mm length, Bone Screw, Self-tapping, 6.5 mm diameter, 70 mm length, Bone Screw, Self-tapping, 6.5 mm diameter, 80 mm length, 15 MM LENGTH X 6.5 MM, Ti FULLY THREADED CANCELLOUS BONE SCREW, 20 MM LENGTH X 6.5 MM, Ti FULLY THREADED
CANCELLOUS BONE SCREW, 25 MM LENGTH X 6.5 MM, Ti FULLY THREADED
CANCELLOUS BONE SCREW, 30 MM LENGTH X 6.5 MM, Ti FULLY THREADED
CANCELLOUS BONE SCREW, 35 MM LENGTH X 6.5 MM, Ti FULLY THREADED
CANCELLOUS BONE SCREW, 40 MM LENGTH X 6.5 MM, Ti FULLY THREADED
CANCELLOUS BONE SCREW, 45 MM LENGTH X 6.5 MM, Ti FULLY THREADED
CANCELLOUS BONE SCREW, 50 MM LENGTH X 6.5 MM, Ti FULLY THREADED
CANCELLOUS BONE SCREW, 55 MM LENGTH X 6.5 MM, Ti FULLY THREADED
CANCELLOUS BONE SCREW, 60 MM LENGTH X 6.5 MM, Ti FULLY THREADED
CANCELLOUS BONE SCREW, 70 MM LENGTH X 6.5 MM, Ti FULLY THREADED
CANCELLOUS BONE SCREW
17627 | Mini VIDAS® | BIOCHEM NRP | 2024-10-28T00:00:00.000+01:00 | BIOMERIEUX S.A. , 376, Chemin de l'Orme 69280 MARCY L ETOILE FRANCE | 410416 | In vitro | MINI VIDAS® eshte sistem immunodiagnostik i krijuar per t'u perdorur nga staf laboratorik profesional dhe i kualifikuar, per qellime te diagnostikimit In vitro Diagnostic (IVD), veterinari dhe aplikime industriale. Sistemi MINI VIDAS® ekzekuton protokollet imunologjike dhe eshte ne gjendje te prodhoje rezultate sipas instruksioneve te testeve te kiteve VIDAS®. | Pajisje te diagnostifikimit in vitro
17628 | Lumenis Pulse™ 30H, China | MONTAL | 2024-11-04T00:00:00.000+01:00 | Lumenis Ltd. Yokneam Industrial Park, Hakidma Street 6, P.O.B. #240, Yokneam, 2069204, Israel | M0068S26098C | Klasa IIb | Një sistem me lazer që ofron një zgjidhje të gjithanshme dhe me fuqi të lartë për pluhurimin e gurëve dhe enukleimin e prostatës. | Pajisje diagnostikuese dhe terapeutike me rezatim
17629 | Products for the equipment area, LED cold light source, STEMA LED 2S PRO, Camera head ZOOM STEMA PRO 2S+, Camera head FIX STEMA PRO 2S+, Camera head 90° FIX STEMA PRO 2S+, 3CMOS Camera head ZOOM STEMA PRO 2S++, Camera head ZOOM STEMA PRO 2S 4K, Basic unit STEMA PRO 2S+, Basic unit STEMA PRO 2S++, Basic unit STEMA PRO 2S 4K, Glass Fibre Light Guide, Ø 3,5mm, Length, 2300mm, Glass Fibre Light Guide, Ø 3,5mm, Length 3000mm, Glass Fibre Light Guide, Ø 4,5mm, Length, 2300mm, Glass Fibre Light Guide, Ø 4,8mm, Lengt, 3000mm, Glass Fibre Light Guide Adaptor (Light Source side), | T R I M E D | 2024-11-18T00:00:00.000+01:00 | STEMA Medizintechnik GmbH, take-off GewerbePark 74, D-78579 Neuhausen ob Eck, Germany | N/A, CB‐005‐006, CA‐001‐041, CA‐001‐042, CA‐001‐043, CA‐001‐054, CA‐001‐061, CA‐001‐040, CA‐001‐050, CA‐001‐060, CK‐001‐002, CK‐001‐003, CK‐001‐012, CK‐001‐013, CK‐010‐011, CK‐010‐012, CK‐010‐013, CK‐010‐014, CK‐010‐001, CK‐010‐002, CK‐010‐003 | Klasa I | Ky burim drite është i dizejnuar për përdorim në sistemet endoskopike për mjekësinë humane. Në kombinim me një burim drite direkte, endoskop dhe kamer, qëllimi i tij është të bëjë të dukshme strukturën e brendshme të trupit të njeriut., Aplikimi i njësisë së kontrollit të kamerës në kombinim me kokën e kamerës dhe endocoupler (rezolucionit) shërben për vizualizimin e zonës kirurgjikale intrakorporale gjatë procedurave doskopike diagnostike dhe kirurgjikale. Njësia e kontrollit të kamerës në kombinim me kokën e kamerës përdoret vetëm për vizualizim dhe jo për diagnostikim., Produkti përdoret për të vizualizuar strukturat anatomike të trupit të njeriut. Në varësi të kokës së kamerës së lidhur, produkti plotëson kërkesat e klasifikimit të tipit BF, CF ose CF kundër defibrilimit sipas IEC 60601-1 për mbrojtje kundër goditjes elektrike. Kjo shkallë mbrojtjeje duhet të sigurohet për çdo lidhje midis endoskopit dhe pajisjeve të lidhura., Burimi i dritës direkte përdoret për kapjen e dritës nga një burim drite, transferimin dhe bashkimin e dritës tek një endoskop ose një pajisje tjetër mjekësore optike., Përshtatës i burimit të dritës direkte për lidhjen me burimin e dritës direkte në anën e burimit të dritës dhe për lidhjen me burimin e dritës direkte në anën e endoskopit. | Produkte per institucione te kujdesit shendetesor
STEMA, STORZ, Glass Fibre Light Guide Adaptor (Light Source side), WOLF, HSW, Glass Fibre Light Guide Adaptor (Light Source side),
ACMI/STRYKER, Glass Fibre Light Guide Adaptor (Light Source side), OLYMPUS, Glass Fibre Light Guide Adaptor (instrument side),
STEMA/STORZ/OLYMPUS/ STRYKER, Glass Fibre Light Guide Adaptor (instrument side), WOLF, HSW, Glass Fibre Light Guide Adaptor (instrument side),
ACMI
17630 | Titanium Interference Screws Instruments, CANNULATED HEX SCREWDRIVER 2.5mm (906845), Titanium Interference Screws Instruments, CANNULATED HEX SCREWDRIVER 3.5mm (906846), Titanium Interference Screws Instruments, 3.4/3.5mm HEX BIT-CANNULATED FOR UNIVERSAL RATCHET HANDLE (909730), Titanium Interference Screws Instruments, 2.4/2.5mm HEX BIT-CANNULATED FOR UNIVERSAL RATCHET HANDLE (909731), Titanium Interference Screws Instruments, 3.4/3.5mm HEX BIT-NON CANNULATED FOR UNIVERSAL RATCHET HANDLE (909741) | T R I M E D | 2024-11-18T00:00:00.000+01:00 | Biomet Sports Medicine, 56 East Bell Drive, P.O. Box 587 Warsaw, Indiana 46581, USA | Titanium Interference Screws Instruments, CANNULATED HEX SCREWDRIVER 2.5mm (906845), Titanium Interference Screws Instruments, CANNULATED HEX SCREWDRIVER 3.5mm (906846), Titanium Interference Screws Instruments, 3.4/3.5mm HEX BIT-CANNULATED FOR UNIVERSAL RATCHET HANDLE (909730), Titanium Interference Screws Instruments, 2.4/2.5mm HEX BIT-CANNULATED FOR UNIVERSAL RATCHET HANDLE (909731), Titanium Interference Screws Instruments, 3.4/3.5mm HEX BIT-NON CANNULATED FOR UNIVERSAL RATCHET HANDLE (909741) | Klasa I | The Titanium Interference Screws Instruments janë pajisje mjekësore që synojnë të lehtësojnë implantimin dhe eksplantimin e implanteve përkatëse të Titanium Interference Screws Implants. | Instrumenta shumeperdorimeshe
17631 | Trabecular Metal Acetabular Revision System Cemented Constrained Liner Longevity Highly Crosslinked Polyethylene 36 mm I.D. For Use With 60 mm O.D. Shell, Packaged with Constraining Ring, Trabecular Metal Acetabular Revision System Cemented Constrained Liner | T R I M E D | 2024-11-01T00:00:00.000+01:00 | Zimmer, Inc. 1800 W. Center Street Warsaw, Indiana 46580 USA | N/A, 7110-62-32, 7110-62-36, 7110-62-40, 7110-66-28, 7110-66-32, 7110-66-36, 7110-66-40, 7110-72-28, 7110-72-32, 7110-72-36, 7110-72-40, 7110-76-28, 7110-76-32, 7110-76-36, 7110-76-40, 7105-48-28, 7105-50-28, 7105-52-28, 7105-54-28, 7105-54-32, 7105-56-28, 7105-56-32, 7105-58-28, 7105-58-32, 7105-58-36, 7105-60-28, 7105-60-32, 7105-60-36, 7105-62-28, 7105-62-32, 7105-62-36, 7105-62-40, 7105-66-28, 7105-66-32, 7105-66-36, 7105-66-40, 7105-72-28, 7105-72-32, 7105-72-36, 7105-72-40, 7105-76-28, 7105-76-32, 7105-76-36, 7105-76-40, 7110-48-28, 7110-50-28, 7110-52-28, 7110-54-28, 7110-54-32, 7110-56-28, 7110-56-32, 7110-58-28, 7110-58-32, 7110-58-36, 7110-60-28, 7110-60-32, 7110-60-36, 7110-62-28 | Klasa III | Trabecular Metal® Acetabular Revision System janë pajisje mjekësore që kanë për qëllim përdorimin në artroplastikën e artikulacionit të legenit. | Produkte per institucione te kujdesit shendetesor
Longevity Highly Crosslinked Polyethylene 36mm I.D. For Use With 62/64 mm O.D. Shell, Packaged with Constraining Ring, Trabecular Metal Acetabular Revision System Cemented Constrained Liner Longevity Highly Crosslinked Polyethylene 36 mm I.D. For Use With 66/68/70 mm O.D. Shell, Packaged with Constraining Ring, Trabecular Metal Acetabular Revision System Cemented Constrained Liner Longevity Highly Crosslinked Polyethylene 36 mm I.D. For Use With 72/74 mm O.D. Shell, Packaged with Constraining Ring, Trabecular Metal Acetabular Revision System Cemented Constrained Liner Longevity Highly Crosslinked Polyethylene 36 mm I.D. For Use With 76/78/80 mm O.D. Shell, Packaged with Constraining Ring, Trabecular Metal Acetabular Revision - Cage, Right, Short Flange, Use with 56/58/60 Shells and 48 mm liners, Trabecular Metal Acetabular Revision - Cage, Right, Short Flange, Use with 62/64mm Shells and 54 mm liners, Trabecular Metal Acetabular Revision - Cage, Right, Short Flange, Use with 66/68/70 mm Shells and 58 mm liners, Trabecular Metal Acetabular Revision - Cage, Right, Short Flange, Use with 72/74 mm Shells and 64 mm liners, Trabecular Metal Acetabular Revision - Cage, Right, Short Flange, Use with 76/78/80 mm Shells and 68 mm liners, Trabecular Metal Acetabular Revision - Cage, Left, Short Flange, Use with 56/58/60 Shells and 48 mm liners, Trabecular Metal Acetabular Revision - Cage, Left, Short Flange, Use with 62/64mm Shells and 54 mm liners, Trabecular Metal Acetabular Revision - Cage, Left, Short Flange, Use with 66/68/70 mm Shells and 58 mm liners, Trabecular Metal Acetabular Revision - Cage, Left, Short Flange, Use with 72/74 mm Shells and 64 mm liners, Trabecular Metal Acetabular Revision - Cage, Left, Short Flange, Use with
76/78/80 mm Shells and 68 mm liners, Trabecular Metal Acetabular Revision - Cage, Right, Long Flange, Use with
56/58/60 Shells and 48 mm liners, Trabecular Metal Acetabular Revision - Cage, Right, Long Flange, Use with
62/64mm Shells and 54 mm liners, Trabecular Metal Acetabular Revision - Cage, Right, Long Flange, Use with 66/68/70 mm Shells and 58 mm liners, Trabecular Metal Acetabular Revision - Cage, Right, Long Flange, Use with 72/74 mm Shells and 64 mm liners, Trabecular Metal Acetabular Revision - Cage, Right, Long Flange, Use with 76/78/80 mm Shells and 68 mm liners, Trabecular Metal Acetabular Revision - Cage, Left, Long Flange, Use with 56/58/60 Shells and 48 mm liners, Trabecular Metal Acetabular Revision - Cage, Left, Long Flange, Use with 62/64mm Shells and 54 mm liners, Trabecular Metal Acetabular Revision - Cage, Left, Long Flange, Use with 66/68/70 mm Shells and 58 mm liners, Trabecular Metal Acetabular Revision - Cage, Left, Long Flange, Use with 72/74 mm Shells and 64 mm liners, Trabecular Metal Acetabular Revision - Cage, Left, Long Flange, Use with 76/78/80 mm Shells and 68 mm liners, Trabecular Metal Acetabular Revision System, Longevity Highly Crosslinked Polyethylene Revision Shell Liners, 10 Degree Liner Face Angle, Oblique, 32 mm ID, For Use With 62 mm O.D. Shell, Trabecular Metal Acetabular Revision System, Longevity Highly Crosslinked Polyethylene Revision Shell Liners, 10 Degree Liner Face Angle, Oblique, 36 mm ID, For Use With 62/64 mm O.D. Shell, Trabecular Metal Acetabular Revision System, Longevity Highly Crosslinked Polyethylene Revision Shell Liners, 10 Degree Liner Face Angle, Oblique, 40 mm ID, For Use With 62/64 mm O.D. Shell, Trabecular Metal Acetabular Revision System, Longevity Highly Crosslinked Polyethylene Revision Shell Liners, 10 Degree Liner Face Angle, Oblique, 28 mm ID, For Use With 66/68/70 mm O.D. Shell, Trabecular Metal Acetabular Revision System, Longevity Highly Crosslinked Polyethylene Revision Shell Liners, 10 Degree Liner Face Angle, Oblique, 32 mm ID, For Use With 66/68/70 mm O.D. Shell, Trabecular Metal Acetabular Revision System, Longevity Highly Crosslinked Polyethylene Revision Shell Liners, 10 Degree Liner Face Angle, Oblique, 36 mm ID, For Use With 66/68/70 mm O.D. Shell, Trabecular Metal Acetabular Revision System, Longevity Highly Crosslinked Polyethylene Revision Shell Liners, 10 Degree Liner Face Angle, Oblique, 40 mm ID, For Use With 66/68/70 mm O.D. Shell, Trabecular Metal Acetabular Revision System, Longevity Highly Crosslinked Polyethylene Revision Shell Liners, 10 Degree Liner Face Angle, Oblique, 28 mm ID, For Use With 72/74 mm O.D. Shell, Trabecular Metal Acetabular Revision System, Longevity Highly Crosslinked Polyethylene Revision Shell Liners, 10 Degree Liner Face Angle, Oblique, 32 mm ID, For Use With 72/74 mm O.D. Shell, Trabecular Metal Acetabular Revision System, Longevity Highly Crosslinked Polyethylene Revision Shell Liners, 10 Degree Liner Face Angle, Oblique, 36 mm ID, For Use With 72/74 mm O.D. Shell, Trabecular Metal Acetabular Revision System, Longevity Highly Crosslinked Polyethylene Revision Shell Liners, 10 Degree Liner Face Angle, Oblique, 40 mm ID, For Use With 72/74 mm O.D. Shell, Trabecular Metal Acetabular Revision System, Longevity Highly Crosslinked Polyethylene Revision Shell Liners, 10 Degree Liner Face Angle, Oblique, 28 mm ID, For Use With 76/78/30 mm O.D. Shell, Trabecular Metal Acetabular Revision System, Longevity Highly Crosslinked Polyethylene Revision Shell Liners, 10 Degree Liner Face Angle, Oblique, 32 mm ID, For Use With 76/78/80 mm O.D. Shell, Trabecular Metal Acetabular Revision System, Longevity Highly Crosslinked Polyethylene Revision Shell Liners, 10 Degree Liner Face Angle, Oblique, 36 mm ID, For Use With 76/78/80 mm O.D. Shell, Trabecular Metal Acetabular Revision System, Longevity Highly Crosslinked Polyethylene Revision Shell Liners, 10 Degree Liner Face Angle, Oblique, 40 mm ID, For Use With 76/78/80 mm O.D. Shell, Trabecular Metal Acetabular Revision System Cemented Constrained Liner Longevity Highly Crosslinked Polyethylene 28 mm I.D. For Use With 50 mm O.D. Shell, Packaged with Constraining Ring, Trabecular Metal Acetabular Revision System Cemented Constrained Liner Longevity Highly Crosslinked Polyethylene 28 mm I.D. For Use With 52
mm O.D. Shell, Packaged with Constraining Ring, Trabecular Metal Acetabular Revision System Cemented Constrained Liner Longevity Highly Crosslinked Polyethylene 32 mm I.D. For Use With 54 mm O.D. Shell, Packaged with Constraining Ring, Trabecular Metal Acetabular Revision System Cemented Constrained Liner Longevity Highly Crosslinked Polyethylene 32 mm I.D. For Use With 56
mm O.D. Shell, Packaged with Constraining Ring, Trabecular Metal Acetabular Revision System Cemented Constrained Liner Longevity Highly Crosslinked Polyethylene 36 mm I.D. For Use With 58 mm O.D. Shell, Packaged with Constraining Ring, Trabecular Metal® Acetabular Revision System, TM Acetabular Revision Shell, 48mm, TM Acetabular Revision Shell, 50mm, TM Acetabular Revision Shell, 52mm, TM Acetabular Revision Shell, 54mm, TM Acetabular Revision Shell, 56mm, TM Acetabular Revision Shell, 58mm, TM Acetabular Revision Shell, 60mm, TM Acetabular Revision Shell, 62mm, TM Acetabular Revision Shell, 64mm, TM Acetabular Revision Shell, 66mm, TM Acetabular Revision Shell, 68mm, TM Acetabular Revision Shell, 70mm, TM Acetabular Revision Shell, 72mm, TM Acetabular Revision Shell, 74mm, TM Acetabular Revision Shell, 76mm, TM Acetabular Revision Shell, 78mm, TM Acetabular Revision Shell, 80mm, Trabecular Metal Acetabular Revision System, Longevity Highly Crosslinked Polyethylene Revision Shell Liners, 0 Degree Liner Face Angle, 28 mm I.D., For Use With 48 mm O.D. Shell, Trabecular Metal Acetabular Revision System, Longevity Highly Crosslinked Polyethylene Revision Shell Liners, 0 Degree Liner Face Angle, 28 mm I.D., For Use With 50 mm O.D. Shell, Trabecular Metal Acetabular Revision System, Longevity Highly Crosslinked Polyethylene Revision Shell Liners, 0 Degree Liner Face Angle, 28 mm I.D., For Use With 52 mm O.D. Shell, Trabecular Metal Acetabular Revision System, Longevity Highly Crosslinked Polyethylene Revision Shell Liners, 0 Degree Liner Face Angle, 28 mm I.D., For Use With 54 mm O.D. Shell, Trabecular Metal Acetabular Revision System, Longevity Highly Crosslinked Polyethylene Revision Shell Liners, 0 Degree Liner Face Angle, 32 mm I.D., For Use With 54 mm O.D. Shell, Trabecular Metal Acetabular Revision System, Longevity Highly Crosslinked Polyethylene Revision Shell Liners, 0 Degree Liner Face Angle, 28 mm I.D., For Use With 56 mm O.D. Shell, Trabecular Metal Acetabular Revision System, Longevity Highly Crosslinked Polyethylene Revision Shell Liners, 0 Degree Liner Face Angle, 32 mm I.D., For Use With 56 mm O.D. Shell, Trabecular Metal Acetabular Revision System, Longevity Highly Crosslinked Polyethylene Revision Shell Liners, 0 Degree Liner Face Angle, 28 mm I.D., For Use With 58 mm O.D. Shell, Trabecular Metal Acetabular Revision System, Longevity Highly Crosslinked Polyethylene Revision Shell Liners, 0 Degree Liner Face Angle, 32 mm I.D., For Use With 58 mm O.D. Shell, Trabecular Metal Acetabular Revision System, Longevity Highly Crosslinked Polyethylene Revision Shell Liners, 0 Degree Liner Face Angle, 36 mm I.D., For Use With 58 mm O.D. Shell, Trabecular Metal Acetabular Revision System, Longevity Highly Crosslinked Polyethylene Revision Shell Liners, 0 Degree Liner Face Angle, 28 mm I.D., For Use With 60 mm O.D. Shell, Trabecular Metal Acetabular Revision System, Longevity Highly Crosslinked Polyethylene Revision Shell Liners, 0 Degree Liner Face Angle, 32 mm I.D., For Use With 60 mm O.D. Shell, Trabecular Metal Acetabular Revision System, Longevity Highly Crosslinked Polyethylene Revision Shell Liners, 0 Degree Liner Face Angle, 36 mm I.D., For Use With 60 mm O.D. Shell, Trabecular Metal Acetabular Revision System, Longevity Highly Crosslinked Polyethylene Revision Shell Liners, 0 Degree Liner Face Angle, 28 mm I.D., For Use With 62/64 mm O.D. Shell, Trabecular Metal Acetabular Revision System, Longevity Highly Crosslinked Polyethylene Revision Shell Liners, 0 Degree Liner Face Angle, 32 mm I.D., For Use With 62/64 mm O.D. Shell, Trabecular Metal Acetabular Revision System, Longevity Highly Crosslinked Polyethylene Revision Shell Liners, 0 Degree Liner Face Angle, 36 mm I.D., For Use With 62/64 mm O.D. Shell, Trabecular Metal Acetabular Revision System, Longevity Highly Crosslinked Polyethylene Revision Shell Liners, 0 Degree Liner Face Angle, 40 mm I.D., For Use With 62/64 mm O.D. Shell, Trabecular Metal Acetabular Revision System, Longevity Highly Crosslinked Polyethylene Revision Shell Liners, 0 Degree Liner Face Angle, 28 mm I.D., For Use With 66/68/70 mm O.D. Shell, Trabecular Metal Acetabular Revision System, Longevity Highly Crosslinked Polyethylene Revision Shell Liners, 0 Degree Liner Face Angle, 32 mm I.D., For Use With 66/68/70 mm O.D. Shell, Trabecular Metal Acetabular Revision System, Longevity Highly Crosslinked Polyethylene Revision Shell Liners, 0 Degree Liner Face Angle, 36 mm I.D., For Use With 66/68/70 mm O.D. Shell, Trabecular Metal Acetabular Revision System, Longevity Highly Crosslinked Polyethylene Revision Shell Liners, 0 Degree Liner Face Angle, 40 mm I.D., For Use With 66/68/70 mm O.D. Shell, Trabecular Metal Acetabular Revision System, Longevity Highly Crosslinked Polyethylene Revision Shell Liners, 0 Degree Liner Face Angle, 28 mm I.D., For Use With 72/74 mm O.D. Shell, Trabecular Metal Acetabular Revision System, Longevity Highly Crosslinked Polyethylene Revision Shell Liners, 0 Degree Liner Face Angle, 32 mm I.D., For Use With 72/74 mm O.D. Shell, Trabecular Metal Acetabular Revision System, Longevity Highly Crosslinked Polyethylene Revision Shell Liners, 0 Degree Liner Face Angle, 36 mm I.D., For Use With 72/74 mm O.D. Shell, Trabecular Metal Acetabular Revision System, Longevity Highly Crosslinked Polyethylene Revision Shell Liners, 0 Degree Liner Face Angle, 40 mm I.D., For Use With 72/74 mm O.D. Shell, Trabecular Metal Acetabular Revision System, Longevity Highly Crosslinked Polyethylene Revision Shell Liners, 0 Degree Liner Face Angle, 28 mm I.D., For Use With 76/78/80 mm O.D. Shell, Trabecular Metal Acetabular Revision System, Longevity Highly Crosslinked Polyethylene Revision Shell Liners, 0 Degree Liner Face Angle, 32 mm I.D., For Use With 76/78/80 mm O.D. Shell, Trabecular Metal Acetabular Revision System, Longevity Highly Crosslinked Polyethylene Revision Shell Liners, 0 Degree Liner Face Angle, 36 mm I.D., For Use With 76/78/80 mm O.D. Shell, Trabecular Metal Acetabular Revision System, Longevity Highly Crosslinked Polyethylene Revision Shell Liners, 0 Degree Liner Face Angle, 40 mm I.D., For Use With 76/78/80 mm O.D. Shell, Trabecular Metal Acetabular Revision System, Longevity Highly Crosslinked Polyethylene Revision Shell Liners, 10 Degree Liner Face Angle, Oblique, 28 mm ID, For Use With 48 mm O.D. Shell, Trabecular Metal Acetabular Revision System, Longevity Highly Crosslinked Polyethylene Revision Shell Liners, 10 Degree Liner Face Angle, Oblique, 28 mm ID, For Use With 50 mm O.D. Shell, Trabecular Metal Acetabular Revision System, Longevity Highly Crosslinked Polyethylene Revision Shell Liners, 10 Degree Liner Face Angle, Oblique, 28 mm ID, For Use With 52 mm O.D. Shell, Trabecular Metal Acetabular Revision System, Longevity Highly Crosslinked Polyethylene Revision Shell Liners, 10 Degree Liner Face Angle, Oblique, 28 mm ID, For Use With 54 mm O.D. Shell, Trabecular Metal Acetabular Revision System, Longevity Highly Crosslinked Polyethylene Revision Shell Liners, 10 Degree Liner Face Angle, Oblique, 32 mm ID, For Use With 54 mm O.D. Shell, Trabecular Metal Acetabular Revision System, Longevity Highly Crosslinked Polyethylene Revision Shell Liners, 10 Degree Liner Face Angle, Oblique, 28 mm ID, For Use With 56 mm O.D. Shell, Trabecular Metal Acetabular Revision System, Longevity Highly Crosslinked Polyethylene Revision Shell Liners, 10 Degree Liner Face Angle, Oblique, 32 mm ID, For Use With 56 mm O.D. Shell, Trabecular Metal Acetabular Revision System, Longevity Highly Crosslinked Polyethylene Revision Shell Liners, 10 Degree Liner Face Angle, Oblique, 28 mm ID, For Use With 58 mm O.D. Shell, Trabecular Metal Acetabular Revision System, Longevity Highly Crosslinked Polyethylene Revision Shell Liners, 10 Degree Liner Face Angle, Oblique, 32 mm ID, For Use With 58 mm O.D. Shell, Trabecular Metal Acetabular Revision System, Longevity Highly Crosslinked Polyethylene Revision Shell Liners, 10 Degree Liner Face Angle, Oblique, 36 mm ID, For Use With 58 mm O.D. Shell, Trabecular Metal Acetabular Revision System, Longevity Highly Crosslinked Polyethylene Revision Shell Liners, 10 Degree Liner Face Angle, Oblique, 28 mm ID, For Use With 60 mm O.D. Shell, Trabecular Metal Acetabular Revision System, Longevity Highly Crosslinked Polyethylene Revision Shell Liners, 10 Degree Liner Face Angle, Oblique, 32 mm ID, For Use With 60 mm O.D. Shell, Trabecular Metal Acetabular Revision System, Longevity Highly Crosslinked Polyethylene Revision Shell Liners, 10 Degree Liner Face Angle, Oblique, 36 mm ID, For Use With 60 mm O.D. Shell, Trabecular Metal Acetabular Revision System, Longevity Highly Crosslinked Polyethylene Revision Shell Liners, 10 Degree Liner Face Angle, Oblique, 28 mm ID, For Use With 62/64 mm O.D. Shell
17632 | Conventional X-ray System/EXS-32R, Conventional X-ray System/EXS-40R, Conventional X-ray System/EXS-52R, Conventional X-ray System/EXS-68R | MSE | 2024-10-28T00:00:00.000+01:00 | ECOTRON Co., Ltd. 4F & 5F, Hanshin IT Tower II, 47, Digital-ro 9-gil, Geumcheon-gu, Seoul 08511, Republic of Korea | EXS-32R, EXS-40R, EXS-52R, EXS-68R | Klasa IIb | X-Ray perdoret per diagnostifikimin e njeriut me ane te rrezeve X | Pajisje diagnostikuese dhe terapeutike me rezatim
17633 | THORACIC AND POST-OPERATIVE DRAINAGE SYSTEMS, BLOOD RECOVERY AND AUTO-TRANSFUSION SYSTEMS/ DRENAGGIO PENROSE 12 MM, THORACIC AND POST-OPERATIVE DRAINAGE SYSTEMS, BLOOD RECOVERY AND AUTO-TRANSFUSION SYSTEMS/ DRENAGGIO PENROSE 14 MM, THORACIC AND POST-OPERATIVE DRAINAGE SYSTEMS, BLOOD RECOVERY AND AUTO-TRANSFUSION SYSTEMS/ DRENAGGIO PENROSE 16 MM, THORACIC AND POST-OPERATIVE DRAINAGE SYSTEMS, BLOOD RECOVERY AND AUTO-TRANSFUSION SYSTEMS/ DRENAGGIO PENROSE 40 MM, THORACIC AND POST-OPERATIVE DRAINAGE SYSTEMS, BLOOD RECOVERY AND AUTO-TRANSFUSION SYSTEMS/ CATETERE TORACICO RETTO CH 30, THORACIC AND POST-OPERATIVE DRAINAGE SYSTEMS, BLOOD RECOVERY AND AUTO-TRANSFUSION SYSTEMS/ CATETERE TORACICO RETTO CH 33, THORACIC AND POST-OPERATIVE DRAINAGE SYSTEMS, BLOOD RECOVERY AND AUTO-TRANSFUSION SYSTEMS/ CATETERE TORACICO RETTO CH 36, THORACIC AND POST-OPERATIVE DRAINAGE SYSTEMS, BLOOD RECOVERY AND AUTO-TRANSFUSION SYSTEMS/ DRENAGGIO PIATTO TIPO JACKSON PRATT 3x7 mm, THORACIC AND POST-OPERATIVE DRAINAGE SYSTEMS, BLOOD RECOVERY AND AUTO-TRANSFUSION SYSTEMS/ DRENAGGIO PIATTO TIPO JACKSON PRATT C/AGO 3x7 mm, THORACIC AND POST-OPERATIVE DRAINAGE SYSTEMS, BLOOD RECOVERY AND AUTO-TRANSFUSION SYSTEMS/ DRENAGGIO PIATTO TIPO JACKSON PRATT 4x10 mm, THORACIC AND POST-OPERATIVE DRAINAGE SYSTEMS, BLOOD RECOVERY AND AUTO-TRANSFUSION SYSTEMS/ DRENAGGIO PIATTO TIPO JACKSON PRATT C/AGO 4x10 mm, THORACIC AND POST-OPERATIVE DRAINAGE SYSTEMS, BLOOD RECOVERY AND AUTO-TRANSFUSION SYSTEMS/ DRENAGGIO PIATTO TIPO JACKSON PRATT 4x13 mm, THORACIC AND POST-OPERATIVE DRAINAGE SYSTEMS, BLOOD RECOVERY AND AUTO-TRANSFUSION SYSTEMS/ DRENAGGIO PIATTO JACKSON PRATT C/AGO 4x13 mm, THORACIC AND POST-OPERATIVE DRAINAGE SYSTEMS, BLOOD RECOVERY AND AUTO-TRANSFUSION SYSTEMS/ DRENAGGIO TONDO TIPO JACKSON PRATT CH 7, THORACIC AND POST-OPERATIVE DRAINAGE SYSTEMS, BLOOD RECOVERY AND AUTO-TRANSFUSION SYSTEMS/ DRENAGGIO TONDO TIPO JACKSON PRATT C/AGO CH 7, THORACIC AND POST-OPERATIVE DRAINAGE SYSTEMS, BLOOD RECOVERY AND AUTO-TRANSFUSION SYSTEMS/ DRENAGGIO TONDO TIPO JACKSON PRATT CH 10, THORACIC AND POST-OPERATIVE DRAINAGE SYSTEMS, BLOOD RECOVERY AND AUTO-TRANSFUSION SYSTEMS/ DRENAGGIO TONDO TIPO JACKSON PRATT C/AGO CH 10, THORACIC AND POST-OPERATIVE DRAINAGE SYSTEMS, BLOOD RECOVERY AND AUTO-TRANSFUSION SYSTEMS/ DRENAGGIO TONDO TIPO JACKSON PRATT CH 15, THORACIC AND POST-OPERATIVE DRAINAGE SYSTEMS, BLOOD RECOVERY AND AUTO-TRANSFUSION SYSTEMS/ DRENAGGIO TONDO TIPO JACKSON PRATT C/AGO CH 15, THORACIC AND POST-OPERATIVE DRAINAGE SYSTEMS, BLOOD RECOVERY AND AUTO-TRANSFUSION SYSTEMS/ DRENAGGIO TONDO TIPO JACKSON PRATT CH 19, THORACIC AND POST-OPERATIVE DRAINAGE SYSTEMS, BLOOD RECOVERY AND AUTO-TRANSFUSION SYSTEMS/ DRENAGGIO TONDO TIPO JACKSON PRATT C/AGO CH 19, THORACIC AND POST-OPERATIVE DRAINAGE SYSTEMS, BLOOD RECOVERY AND AUTO-TRANSFUSION SYSTEMS/ DRENAGGIO SILICONE TIPO VIEW CH 9, THORACIC AND POST-OPERATIVE DRAINAGE SYSTEMS, BLOOD RECOVERY AND AUTO-TRANSFUSION SYSTEMS/ DRENAGGIO SILICONE TIPO VIEW CH 12, THORACIC AND POST-OPERATIVE DRAINAGE SYSTEMS, BLOOD RECOVERY AND AUTO-TRANSFUSION SYSTEMS/ DRENAGGIO SILICONE TIPO VIEW CH 15, THORACIC AND POST-OPERATIVE DRAINAGE SYSTEMS, BLOOD RECOVERY AND AUTO-TRANSFUSION SYSTEMS/ DRENAGGIO SILICONE TIPO VIEW CH 18, THORACIC AND POST-OPERATIVE DRAINAGE SYSTEMS, BLOOD RECOVERY AND AUTO-TRANSFUSION SYSTEMS/ DRENAGGIO SILICONE TIPO VIEW CH 21, THORACIC AND POST-OPERATIVE DRAINAGE SYSTEMS, BLOOD RECOVERY AND AUTO-TRANSFUSION SYSTEMS/ DRENAGGIO SILICONE TIPO VIEW CH 24, THORACIC AND POST-OPERATIVE DRAINAGE SYSTEMS, BLOOD RECOVERY AND AUTO-TRANSFUSION SYSTEMS/ DRENAGGIO SILICONE TIPO VIEW CH 28, THORACIC AND POST-OPERATIVE DRAINAGE SYSTEMS, BLOOD RECOVERY AND AUTO-TRANSFUSION SYSTEMS/ DRENAGGIO SILICONE TIPO VIEW CH 30, THORACIC AND POST-OPERATIVE DRAINAGE SYSTEMS, BLOOD RECOVERY AND AUTO-TRANSFUSION SYSTEMS/ DRENAGGIO SILICONE TIPO VIEW CH 33, THORACIC AND POST-OPERATIVE DRAINAGE SYSTEMS, BLOOD RECOVERY AND AUTO-TRANSFUSION SYSTEMS/ DRENAGGIO SILICONE TIPO VIEW CH 36, THORACIC AND POST-OPERATIVE DRAINAGE SYSTEMS, BLOOD RECOVERY AND AUTO-TRANSFUSION SYSTEMS/ DRENAGGIO TIPO T-KEHR CH 9, THORACIC AND POST-OPERATIVE DRAINAGE SYSTEMS, BLOOD RECOVERY AND AUTO-TRANSFUSION SYSTEMS/ DRENAGGIO TIPO T-KEHR CH 12, THORACIC AND POST-OPERATIVE DRAINAGE SYSTEMS, BLOOD RECOVERY AND AUTO-TRANSFUSION SYSTEMS/ DRENAGGIO TIPO T-KEHR CH 15, THORACIC AND POST-OPERATIVE DRAINAGE SYSTEMS, BLOOD RECOVERY AND AUTO-TRANSFUSION SYSTEMS/ DRENAGGIO TIPO T-KEHR CH 18, THORACIC AND POST-OPERATIVE DRAINAGE SYSTEMS, BLOOD RECOVERY AND AUTO-TRANSFUSION SYSTEMS/ DRENAGGIO TIPO T-KEHR CH 21, THORACIC AND POST-OPERATIVE DRAINAGE SYSTEMS, BLOOD RECOVERY AND AUTO-TRANSFUSION SYSTEMS/ DRENAGGIO TIPO T-KEHR CH 24, THORACIC AND POST-OPERATIVE DRAINAGE SYSTEMS, BLOOD RECOVERY AND AUTO-TRANSFUSION SYSTEMS/ DRENAGGIO TONDO SPIRAL DRAIN C/AGO CH 7, THORACIC AND POST-OPERATIVE DRAINAGE SYSTEMS, BLOOD RECOVERY AND AUTO-TRANSFUSION SYSTEMS/ DRENAGGIO TONDO SPIRAL DRAIN C/AGO CH 10, THORACIC AND POST-OPERATIVE DRAINAGE SYSTEMS, BLOOD RECOVERY AND AUTO-TRANSFUSION SYSTEMS/ DRENAGGIO TONDO SPIRAL DRAIN C/AGO CH 15, THORACIC AND POST-OPERATIVE DRAINAGE SYSTEMS, BLOOD RECOVERY AND AUTO-TRANSFUSION SYSTEMS/ DRENAGGIO TONDO SPIRAL DRAIN C/AGO CH 19, THORACIC AND POST-OPERATIVE DRAINAGE SYSTEMS, BLOOD RECOVERY AND AUTO-TRANSFUSION SYSTEMS/ DRENAGGIO TONDO SPIRAL DRAIN C/AGO CH 12, THORACIC AND POST-OPERATIVE DRAINAGE SYSTEMS, BLOOD RECOVERY AND AUTO-TRANSFUSION SYSTEMS/ DRENAGGIO TONDO SPIRAL DRAIN CH 7, THORACIC AND POST-OPERATIVE DRAINAGE SYSTEMS, BLOOD RECOVERY AND AUTO-TRANSFUSION SYSTEMS/ DRENAGGIO TONDO SPIRAL DRAIN CH 10, THORACIC AND POST-OPERATIVE DRAINAGE SYSTEMS, BLOOD RECOVERY AND AUTO-TRANSFUSION SYSTEMS/ DRENAGGIO TONDO SPIRAL DRAIN CH 12, THORACIC AND POST-OPERATIVE DRAINAGE SYSTEMS, BLOOD RECOVERY AND AUTO-TRANSFUSION SYSTEMS/ DRENAGGIO TONDO SPIRAL DRAIN CH 15, THORACIC AND POST-OPERATIVE DRAINAGE SYSTEMS, BLOOD RECOVERY AND AUTO-TRANSFUSION SYSTEMS/ DRENAGGIO TONDO SPIRAL DRAIN CH 19, THORACIC AND POST-OPERATIVE DRAINAGE SYSTEMS, BLOOD RECOVERY AND AUTO-TRANSFUSION SYSTEMS/ DRENAGGIO TONDO SPIRAL DRAIN CH 24, THORACIC AND POST-OPERATIVE DRAINAGE SYSTEMS, BLOOD RECOVERY AND AUTO-TRANSFUSION SYSTEMS/ DRENAGGIO SCANALATO PIATTO 4x10 mm, THORACIC AND POST-OPERATIVE DRAINAGE SYSTEMS, BLOOD RECOVERY AND AUTO-TRANSFUSION SYSTEMS/DRENAGGIO SCANALATO PIATTO 4 x 10 mm, THORACIC AND POST-OPERATIVE DRAINAGE SYSTEMS, BLOOD RECOVERY AND AUTO-TRANSFUSION SYSTEMS/ DRENAGGIO SCANALATO PIATTO 3x7 mm, THORACIC AND POST-OPERATIVE DRAINAGE SYSTEMS, BLOOD RECOVERY AND AUTO-TRANSFUSION SYSTEMS/ SMART DRAIN TONDO SCANALATO C/AGO CH 15, THORACIC AND POST-OPERATIVE DRAINAGE SYSTEMS, BLOOD RECOVERY AND AUTO-TRANSFUSION SYSTEMS/ SMART DRAIN TONDO SCANALATO CH 10, THORACIC AND POST-OPERATIVE DRAINAGE SYSTEMS, BLOOD RECOVERY AND AUTO-TRANSFUSION SYSTEMS/ SMART DRAIN TONDO SCANALATO CH 12, THORACIC AND POST-OPERATIVE DRAINAGE SYSTEMS, BLOOD RECOVERY AND AUTO-TRANSFUSION SYSTEMS/ SMART DRAIN TONDO SCANALATO CH 15, THORACIC AND POST-OPERATIVE DRAINAGE SYSTEMS, BLOOD RECOVERY AND AUTO-TRANSFUSION SYSTEMS/ SMART DRAIN TONDO SCANALATO CH 19, THORACIC AND POST-OPERATIVE DRAINAGE SYSTEMS, BLOOD RECOVERY AND AUTO-TRANSFUSION SYSTEMS/ SMART DRAIN TONDO SCANALATO CH 24, THORACIC AND POST-OPERATIVE DRAINAGE SYSTEMS, BLOOD RECOVERY AND AUTO-TRANSFUSION SYSTEMS/ SMART DRAIN DRENAGGIO COASSIALE CH 24, THORACIC AND POST-OPERATIVE DRAINAGE SYSTEMS, BLOOD RECOVERY AND AUTO-TRANSFUSION SYSTEMS/ SMART DRAIN TONDO SCANALATO CH 28, THORACIC AND POST-OPERATIVE DRAINAGE SYSTEMS, BLOOD RECOVERY AND AUTO-TRANSFUSION SYSTEMS/ SMART DRAIN DRENAGGIO COASSIALE CH 28, THORACIC AND POST-OPERATIVE DRAINAGE SYSTEMS, BLOOD RECOVERY AND AUTO-TRANSFUSION SYSTEMS/ SMART DRAIN TONDO SCANALATO CH 32, THORACIC AND POST-OPERATIVE DRAINAGE SYSTEMS, BLOOD RECOVERY AND AUTO-TRANSFUSION SYSTEMS/ SMART DRAIN TONDO SCANALATO C/AGO CH 10, THORACIC AND POST-OPERATIVE DRAINAGE SYSTEMS, BLOOD RECOVERY AND AUTO-TRANSFUSION SYSTEMS/ SMART DRAIN TONDO SCANALATO C/AGO CH 19, THORACIC AND POST-OPERATIVE DRAINAGE SYSTEMS, BLOOD RECOVERY AND AUTO-TRANSFUSION SYSTEMS/ SMART DRAIN TONDO SCANALATO C/AGO CH 12, THORACIC AND POST-OPERATIVE DRAINAGE SYSTEMS, BLOOD RECOVERY AND AUTO-TRANSFUSION SYSTEMS/ KARDIA SPIRAL SCANALATO TONDO CH 19, THORACIC AND POST-OPERATIVE DRAINAGE SYSTEMS, BLOOD RECOVERY AND AUTO-TRANSFUSION SYSTEMS/ KARDIA SPIRAL SCANALATO TONDO CH 24, THORACIC AND POST-OPERATIVE DRAINAGE SYSTEMS, BLOOD RECOVERY AND AUTO-TRANSFUSION SYSTEMS/ DRENTECH EMOTRANS DUNE PER AUTOTRASFUSIONE, THORACIC AND POST-OPERATIVE DRAINAGE SYSTEMS, BLOOD RECOVERY AND AUTO-TRANSFUSION SYSTEMS/ DRENTECH SURGICAL DRENAGGIO PER RECUPERO SANGUE, THORACIC AND POST-OPERATIVE DRAINAGE SYSTEMS, BLOOD RECOVERY AND AUTO-TRANSFUSION SYSTEMS/ DRENTECH ORTHO - UNITÀ DI VUOTO PER ORTOPEDIA, THORACIC AND POST-OPERATIVE DRAINAGE SYSTEMS, BLOOD RECOVERY AND AUTO-TRANSFUSION SYSTEMS/ DRENTECH PALM EVO - UNITÀ DI VUOTO TORACICA PORTATILE CON DISPLAY, THORACIC AND POST-OPERATIVE DRAINAGE SYSTEMS, BLOOD RECOVERY AND AUTO-TRANSFUSION SYSTEMS/ AGO TROCAR CH 7, THORACIC AND POST-OPERATIVE DRAINAGE SYSTEMS, BLOOD RECOVERY AND AUTO-TRANSFUSION SYSTEMS/ AGO TROCAR CH 10, THORACIC AND POST-OPERATIVE DRAINAGE SYSTEMS, BLOOD RECOVERY AND AUTO-TRANSFUSION SYSTEMS/ AGO TROCAR CH 12-15, THORACIC AND POST-OPERATIVE DRAINAGE SYSTEMS, BLOOD RECOVERY AND AUTO-TRANSFUSION SYSTEMS/ AGO TROCAR CH 19, THORACIC AND POST-OPERATIVE DRAINAGE SYSTEMS, BLOOD RECOVERY AND AUTO-TRANSFUSION SYSTEMS/ AGO TROCAR 2.4 MM, THORACIC AND POST-OPERATIVE DRAINAGE SYSTEMS, BLOOD RECOVERY AND AUTO-TRANSFUSION SYSTEMS/ AGO TROCAR 3.5 MM, THORACIC AND POST-OPERATIVE DRAINAGE SYSTEMS, BLOOD RECOVERY AND AUTO-TRANSFUSION SYSTEMS/ AGO TROCAR 4.5 MM, THORACIC AND POST-OPERATIVE DRAINAGE SYSTEMS, BLOOD RECOVERY AND AUTO-TRANSFUSION SYSTEMS/ AGO TROCAR 5 MM, THORACIC AND POST-OPERATIVE DRAINAGE SYSTEMS, BLOOD RECOVERY AND AUTO-TRANSFUSION SYSTEMS/ AGO TROCAR 6 MM, THORACIC AND POST-OPERATIVE DRAINAGE SYSTEMS, BLOOD RECOVERY AND AUTO-TRANSFUSION SYSTEMS/ UNICO - KIT PERCUTANEO CH 9, THORACIC AND POST-OPERATIVE DRAINAGE SYSTEMS, BLOOD RECOVERY AND AUTO-TRANSFUSION SYSTEMS/ UNICO - KIT PERCUTANEO CH 12, THORACIC AND POST-OPERATIVE DRAINAGE SYSTEMS, BLOOD RECOVERY AND AUTO-TRANSFUSION SYSTEMS/ UNICO - KIT PERCUTANEO CH 9 CON LINEA ESTENSIONE, THORACIC AND POST-OPERATIVE DRAINAGE SYSTEMS, BLOOD RECOVERY AND AUTO-TRANSFUSION SYSTEMS/ UNICO - KIT PERCUTANEO CH 12 CON LINEA ESTENSIONE, THORACIC AND POST-OPERATIVE DRAINAGE SYSTEMS, BLOOD RECOVERY AND AUTO-TRANSFUSION SYSTEMS/ UNICO "IN-VITA" - KIT PERCUTANEO CH 15, THORACIC AND POST-OPERATIVE DRAINAGE SYSTEMS, BLOOD RECOVERY AND AUTO-TRANSFUSION SYSTEMS/ UNICO "FORTY" - KIT PERCUTANEO CH 9 CON LINEA ESTENSIONE, THORACIC AND POST-OPERATIVE DRAINAGE SYSTEMS, BLOOD RECOVERY AND AUTO-TRANSFUSION SYSTEMS/ UNICO "FORTY" - KIT PERCUTANEO CH 12 CON LINEA ESTENSIONE, THORACIC AND POST-OPERATIVE DRAINAGE SYSTEMS, BLOOD RECOVERY AND AUTO-TRANSFUSION SYSTEMS/ UNICO BASE - KIT PERCUTANEO 13 G, THORACIC AND POST-OPERATIVE DRAINAGE SYSTEMS, BLOOD RECOVERY AND AUTO-TRANSFUSION SYSTEMS/ UNICO MULTI - KIT PERCUTANEO CH 09, THORACIC AND POST-OPERATIVE DRAINAGE SYSTEMS, BLOOD RECOVERY AND AUTO-TRANSFUSION SYSTEMS/ UNICO MULTI - KIT PERCUTANEO CH 12, THORACIC AND POST-OPERATIVE DRAINAGE SYSTEMS, BLOOD RECOVERY AND AUTO-TRANSFUSION SYSTEMS/ UNICO MULTI - KIT PERCUTANEO CH 09 CON LINEA ESTENSIONE, THORACIC AND POST-OPERATIVE DRAINAGE SYSTEMS, BLOOD RECOVERY AND AUTO-TRANSFUSION SYSTEMS/ UNICO MULTI - KIT PERCUTANEO CH 12 CON LINEA ESTENSIONE, THORACIC AND POST-OPERATIVE DRAINAGE SYSTEMS, BLOOD RECOVERY AND AUTO-TRANSFUSION SYSTEMS/ UNICO XL - KIT PERCUTANEO CH 9, THORACIC AND POST-OPERATIVE DRAINAGE SYSTEMS, BLOOD RECOVERY AND AUTO-TRANSFUSION SYSTEMS/ UNICO XL - KIT PERCUTANEO CH 12, THORACIC AND POST-OPERATIVE DRAINAGE SYSTEMS, BLOOD RECOVERY AND AUTO-TRANSFUSION SYSTEMS/ UNICO - KIT PERCUTANEO CH 15 CON LINEA ESTENSIONE, THORACIC AND POST-OPERATIVE DRAINAGE SYSTEMS, BLOOD RECOVERY AND AUTO-TRANSFUSION SYSTEMS/ UNICO MULTI - KIT PERCUTANEO CH 15 CON LINEA ESTENSIONE, THORACIC AND POST-OPERATIVE DRAINAGE SYSTEMS, BLOOD RECOVERY AND AUTO-TRANSFUSION SYSTEMS/ TUBO DI CONNESSIONE, THORACIC AND POST-OPERATIVE DRAINAGE SYSTEMS, BLOOD RECOVERY AND AUTO-TRANSFUSION SYSTEMS/ RACCORDO PER CAMPIONAMENTO, THORACIC AND POST-OPERATIVE DRAINAGE SYSTEMS, BLOOD RECOVERY AND AUTO-TRANSFUSION SYSTEMS/ PROLUNGA PER UNICO FORTY, THORACIC AND POST-OPERATIVE DRAINAGE SYSTEMS, BLOOD RECOVERY AND AUTO-TRANSFUSION SYSTEMS/ ACCESSORI UNICO 118, THORACIC AND POST-OPERATIVE DRAINAGE SYSTEMS, BLOOD RECOVERY AND AUTO-TRANSFUSION SYSTEMS/ DRENTECH ANEMOS DRENAGGIO PNEUMONECTOMIA, THORACIC AND POST-OPERATIVE DRAINAGE SYSTEMS, BLOOD RECOVERY AND AUTO-TRANSFUSION SYSTEMS/ SACCA DI DRENAGGIO 200 ML, THORACIC AND POST-OPERATIVE DRAINAGE SYSTEMS, BLOOD RECOVERY AND AUTO-TRANSFUSION SYSTEMS/ SACCA DI DRENAGGIO 600 ML, THORACIC AND POST-OPERATIVE DRAINAGE SYSTEMS, BLOOD RECOVERY AND AUTO-TRANSFUSION SYSTEMS/ SACCA DI DRENAGGIO, THORACIC AND POST-OPERATIVE DRAINAGE SYSTEMS, BLOOD RECOVERY AND AUTO-TRANSFUSION SYSTEMS/ SACCA DI DRENAGGIO 2000 ML, THORACIC AND POST-OPERATIVE DRAINAGE SYSTEMS, BLOOD RECOVERY AND AUTO-TRANSFUSION SYSTEMS/ DRENTECH PUMP SERBATOIO SILICONE 100 ML, THORACIC AND POST-OPERATIVE DRAINAGE SYSTEMS, BLOOD RECOVERY AND AUTO-TRANSFUSION SYSTEMS/ DRENTECH PUMP SERBATOIO SILICONE 200 ML, THORACIC AND POST-OPERATIVE DRAINAGE SYSTEMS, BLOOD RECOVERY AND AUTO-TRANSFUSION SYSTEMS/ DRENTECH PUMP SERBATOIO SILICONE 400 ML, THORACIC AND POST-OPERATIVE DRAINAGE SYSTEMS, BLOOD RECOVERY AND AUTO-TRANSFUSION SYSTEMS/ DRENTECH CLOSED SERBATOIO 400 ML CON SACCA CIRCUITO CHIUSO, THORACIC AND POST-OPERATIVE DRAINAGE SYSTEMS, BLOOD RECOVERY AND AUTO-TRANSFUSION SYSTEMS/ P-EGGY DRAIN VALVOLA DRENAGGIO TORACICO, THORACIC AND POST-OPERATIVE DRAINAGE SYSTEMS, BLOOD RECOVERY AND AUTO-TRANSFUSION SYSTEMS/ DRENAGGIO SOFFIETTO 50 ML, THORACIC AND POST-OPERATIVE DRAINAGE SYSTEMS, BLOOD RECOVERY AND AUTO-TRANSFUSION SYSTEMS/ DRENAGGIO SOFFIETTO 500 ML, THORACIC AND POST-OPERATIVE DRAINAGE SYSTEMS, BLOOD RECOVERY AND AUTO-TRANSFUSION SYSTEMS/ DRENAGGIO SOFFIETTO 500 ML CON SACCA 600 ML, THORACIC AND POST-OPERATIVE DRAINAGE SYSTEMS, BLOOD RECOVERY AND AUTO-TRANSFUSION SYSTEMS/ DRENAGGIO SOFFIETTO 700 ML, THORACIC AND POST-OPERATIVE DRAINAGE SYSTEMS, BLOOD RECOVERY AND AUTO-TRANSFUSION SYSTEMS/ DRENAGGIO SOFFIETTO 200 ML, THORACIC AND POST-OPERATIVE DRAINAGE SYSTEMS, BLOOD RECOVERY AND AUTO-TRANSFUSION SYSTEMS/ DRENAGGIO SOFFIETTO 200 ML CON SACCA 600 ML, THORACIC AND POST-OPERATIVE DRAINAGE SYSTEMS, BLOOD RECOVERY AND AUTO-TRANSFUSION SYSTEMS/ SOFFIETTO 200 ML C/SACCA 600 ML, THORACIC AND POST-OPERATIVE DRAINAGE SYSTEMS, BLOOD RECOVERY AND AUTO-TRANSFUSION SYSTEMS/ DRENTECH CLOSED SERBATOIO 400 ml CON SACCA, THORACIC AND POST-OPERATIVE DRAINAGE SYSTEMS, BLOOD RECOVERY AND AUTO-TRANSFUSION SYSTEMS/ DRENTECH CLOSED SERBATOIO 100 ML CON SACCA, THORACIC AND POST-OPERATIVE DRAINAGE SYSTEMS, BLOOD RECOVERY AND AUTO-TRANSFUSION SYSTEMS/ DRENTECH CLOSED SERBATOIO 200 ML CON SACCA, THORACIC AND POST-OPERATIVE DRAINAGE SYSTEMS, BLOOD RECOVERY AND AUTO-TRANSFUSION SYSTEMS/ DRENTECH CLOSED 200 ML CON SACCA 200 ML, THORACIC AND POST-OPERATIVE DRAINAGE SYSTEMS, BLOOD RECOVERY AND AUTO-TRANSFUSION SYSTEMS/ SISTEMA CHIUSO 200 ML per DRENAGGIO CH 24, THORACIC AND POST-OPERATIVE DRAINAGE SYSTEMS, BLOOD RECOVERY AND AUTO-TRANSFUSION SYSTEMS/ TAPPO FEMMINA RACCORDO DRENTECH, THORACIC AND POST-OPERATIVE DRAINAGE SYSTEMS, BLOOD RECOVERY AND AUTO-TRANSFUSION SYSTEMS/ RACCORDO PEDIATRICO 15 - 18 CH, THORACIC AND POST-OPERATIVE DRAINAGE SYSTEMS, BLOOD RECOVERY AND AUTO-TRANSFUSION SYSTEMS/ RACCORDO DRENAGGIO CH 9 - 12, THORACIC AND POST-OPERATIVE DRAINAGE SYSTEMS, BLOOD RECOVERY AND AUTO-TRANSFUSION SYSTEMS/ RACCORDO DRENAGGIO CH 12 - 18, THORACIC AND POST-OPERATIVE DRAINAGE SYSTEMS, BLOOD RECOVERY AND AUTO-TRANSFUSION SYSTEMS/ RACCORDO DRENAGGIO CH 18 - 24, THORACIC AND POST-OPERATIVE DRAINAGE SYSTEMS, BLOOD RECOVERY AND AUTO-TRANSFUSION SYSTEMS/ RACCORDO LUER-LOCK, THORACIC AND POST-OPERATIVE DRAINAGE SYSTEMS, BLOOD RECOVERY AND AUTO-TRANSFUSION SYSTEMS/ RACCORDO DRENAGGIO CH 24 - 36, THORACIC AND POST-OPERATIVE DRAINAGE SYSTEMS, BLOOD RECOVERY AND AUTO-TRANSFUSION SYSTEMS/ RACCORDO Y CH 9 - 12, THORACIC AND POST-OPERATIVE DRAINAGE SYSTEMS, BLOOD RECOVERY AND AUTO-TRANSFUSION SYSTEMS/ RACCORDO DRENAGGIO CH 32 - 40, THORACIC AND POST-OPERATIVE DRAINAGE SYSTEMS, BLOOD RECOVERY AND AUTO-TRANSFUSION SYSTEMS/ RACCORDO Y CH 36-40, THORACIC AND POST-OPERATIVE DRAINAGE SYSTEMS, BLOOD RECOVERY AND AUTO-TRANSFUSION SYSTEMS/ RACCORDO Y CON DOPPIO TUBO IN GOMMA, THORACIC AND POST-OPERATIVE DRAINAGE SYSTEMS, BLOOD RECOVERY AND AUTO-TRANSFUSION SYSTEMS/ RACCORDO Y 1/4 CH 18-24, THORACIC AND POST-OPERATIVE DRAINAGE SYSTEMS, BLOOD RECOVERY AND AUTO-TRANSFUSION SYSTEMS/ RACCORDO RETTO, THORACIC AND POST-OPERATIVE DRAINAGE SYSTEMS, BLOOD RECOVERY AND AUTO-TRANSFUSION SYSTEMS/ RACCORDO Y 3/8-1/4 -1/4 CH 24-32, THORACIC AND POST-OPERATIVE DRAINAGE SYSTEMS, BLOOD RECOVERY AND AUTO-TRANSFUSION SYSTEMS/ RACCORDO Y 1/4- 1/4- 1/4 CH 24-32, THORACIC AND POST-OPERATIVE DRAINAGE SYSTEMS, BLOOD RECOVERY AND AUTO-TRANSFUSION SYSTEMS/ RACCORDO Y 3/8 CH 18-24, THORACIC AND POST-OPERATIVE DRAINAGE SYSTEMS, BLOOD RECOVERY AND AUTO-TRANSFUSION SYSTEMS/ RACCORDO Y CON PROLUNGA PER REDON, THORACIC AND POST-OPERATIVE DRAINAGE SYSTEMS, BLOOD RECOVERY AND AUTO-TRANSFUSION SYSTEMS/ RACCORDO Y PER DRENAGGIO REDON, THORACIC AND POST-OPERATIVE DRAINAGE SYSTEMS, BLOOD RECOVERY AND AUTO-TRANSFUSION SYSTEMS/ RACCORDO SILICONE 10 - 12 CH, THORACIC AND POST-OPERATIVE DRAINAGE SYSTEMS, BLOOD RECOVERY AND AUTO-TRANSFUSION SYSTEMS/ RACCORDO SILICONE CH 24, THORACIC AND POST-OPERATIVE DRAINAGE SYSTEMS, BLOOD RECOVERY AND AUTO-TRANSFUSION SYSTEMS/ RACCORDO BICONICO CH 20-24, THORACIC AND POST-OPERATIVE DRAINAGE SYSTEMS, BLOOD RECOVERY AND AUTO-TRANSFUSION SYSTEMS/ RACCORDO Y 3/8 CH 15-18, THORACIC AND POST-OPERATIVE DRAINAGE SYSTEMS, BLOOD RECOVERY AND AUTO-TRANSFUSION SYSTEMS/ TAPPO MASCHIO TUBO DRENTECH, THORACIC AND POST-OPERATIVE DRAINAGE SYSTEMS, BLOOD RECOVERY AND AUTO-TRANSFUSION SYSTEMS/ RACCORDO DRENAGGIO CH 24, THORACIC AND POST-OPERATIVE DRAINAGE SYSTEMS, BLOOD RECOVERY AND AUTO-TRANSFUSION SYSTEMS/ RACCORDI PER P-Eggy DRAIN, THORACIC AND POST-OPERATIVE DRAINAGE SYSTEMS, BLOOD RECOVERY AND AUTO-TRANSFUSION SYSTEMS/ RACCORDO SILICONE CH 15, THORACIC AND POST-OPERATIVE DRAINAGE SYSTEMS, BLOOD RECOVERY AND AUTO-TRANSFUSION SYSTEMS/ RACCORDO SILICONE CH 19, THORACIC AND POST-OPERATIVE DRAINAGE SYSTEMS, BLOOD RECOVERY AND AUTO-TRANSFUSION SYSTEMS/ DRENTECH DOUBLE DRENAGGIO TORACICO DOPPIO TUBO, THORACIC AND POST-OPERATIVE DRAINAGE SYSTEMS, BLOOD RECOVERY AND AUTO-TRANSFUSION SYSTEMS/ DRENTECH COMPACT DRENAGGIO TORACICO, THORACIC AND POST-OPERATIVE DRAINAGE SYSTEMS, BLOOD RECOVERY AND AUTO-TRANSFUSION SYSTEMS/ DRENTECH VARIANT Drenaggio Toracico - Valvola Meccanica, THORACIC AND POST-OPERATIVE DRAINAGE SYSTEMS, BLOOD RECOVERY AND AUTO-TRANSFUSION SYSTEMS/ DRENTECH DUNE DRENAGGIO TORACICO A SECCO, THORACIC AND POST-OPERATIVE DRAINAGE SYSTEMS, BLOOD RECOVERY AND AUTO-TRANSFUSION SYSTEMS/ DRENTECH VARIANT Drenaggio Toracico Doppio Tubo - Valvola Meccanica, THORACIC AND POST-OPERATIVE DRAINAGE SYSTEMS, BLOOD RECOVERY AND AUTO-TRANSFUSION SYSTEMS/ DRENTECH SIMPLE EVO DRENAGGIO TORACICO, THORACIC AND POST-OPERATIVE DRAINAGE SYSTEMS, BLOOD RECOVERY AND AUTO-TRANSFUSION SYSTEMS/ DRENTECH DUNE DRENAGGIO TORACICO A SECCO DOPPIO TUBO, THORACIC AND POST-OPERATIVE DRAINAGE SYSTEMS, BLOOD RECOVERY AND AUTO-TRANSFUSION SYSTEMS/ DRENTECH SIMPLY DRENAGGIO TORACICO, THORACIC AND POST-OPERATIVE DRAINAGE SYSTEMS, BLOOD RECOVERY AND AUTO-TRANSFUSION SYSTEMS/ DRENTECH SIMPLY mini DRENAGGIO TORACICO, THORACIC AND POST-OPERATIVE DRAINAGE SYSTEMS, BLOOD RECOVERY AND AUTO-TRANSFUSION SYSTEM/ DRENTECH SIMPLY DRENAGGIO TORACICO, THORACIC AND POST-OPERATIVE DRAINAGE SYSTEMS, BLOOD RECOVERY AND AUTO-TRANSFUSION SYSTEMS/ DRENTECH SIMPLE 3 DRENAGGIO TORACICO, THORACIC AND POST-OPERATIVE DRAINAGE SYSTEMS, BLOOD RECOVERY AND AUTO-TRANSFUSION SYSTEMS/ DRENTECH CHEST DRENAGGIO TORACICO, THORACIC AND POST-OPERATIVE DRAINAGE SYSTEMS, BLOOD RECOVERY AND AUTO-TRANSFUSION SYSTEMS/ FILTRO PER DRENAGGI, THORACIC AND POST-OPERATIVE DRAINAGE SYSTEMS, BLOOD RECOVERY AND AUTO-TRANSFUSION SYSTEMS/ FILTRO PROTEZIONE UNITA' TORACICA, THORACIC AND POST-OPERATIVE DRAINAGE SYSTEMS, BLOOD RECOVERY AND AUTO-TRANSFUSION SYSTEMS/ TUBO BILUME CON RACCORDO SINGOLO, THORACIC AND POST-OPERATIVE DRAINAGE SYSTEMS, BLOOD RECOVERY AND AUTO-TRANSFUSION SYSTEMS/ TUBO di Connessione, THORACIC AND POST-OPERATIVE DRAINAGE SYSTEMS, BLOOD RECOVERY AND AUTO-TRANSFUSION SYSTEMS/ TUBO BILUME CON RACCORDO DOPPIO SILVER LINE, THORACIC AND POST-OPERATIVE DRAINAGE SYSTEMS, BLOOD RECOVERY AND AUTO-TRANSFUSION SYSTEMS/ TUBO BILUME CON RACCORDO SINGOLO SILVER LINE, THORACIC AND POST-OPERATIVE DRAINAGE SYSTEMS, BLOOD RECOVERY AND AUTO-TRANSFUSION SYSTEMS/ TUBO SILICONE STERILE 4.8 X 7.9 mm, THORACIC AND POST-OPERATIVE DRAINAGE SYSTEMS, BLOOD RECOVERY AND AUTO-TRANSFUSION SYSTEMS/ DRENTECH FLEX C/RACCORDO Y, THORACIC AND POST-OPERATIVE DRAINAGE SYSTEMS, BLOOD RECOVERY AND AUTO-TRANSFUSION SYSTEMS/ TUBO IN GOMMA LATEX FREE 3 M 5.9X9.8 MM, THORACIC AND POST-OPERATIVE DRAINAGE SYSTEMS, BLOOD RECOVERY AND AUTO-TRANSFUSION SYSTEMS/ TUBO IN GOMMA LATEX FREE 4 M 5.9X9.8 MM, THORACIC AND POST-OPERATIVE DRAINAGE SYSTEMS, BLOOD RECOVERY AND AUTO-TRANSFUSION SYSTEMS/ TUBO IN GOMMA LATEX FREE 3 M 7 X 11 MM, THORACIC AND POST-OPERATIVE DRAINAGE SYSTEMS, BLOOD RECOVERY AND AUTO-TRANSFUSION SYSTEMS/ TUBO IN GOMMA LATEX FREE 4 M 7 X 11 MM, THORACIC AND POST-OPERATIVE DRAINAGE SYSTEMS, BLOOD RECOVERY AND AUTO-TRANSFUSION SYSTEMS/ TUBO IN GOMMA LATEX FREE 5 M 5.9 X 9.8 MM, THORACIC AND POST-OPERATIVE DRAINAGE SYSTEMS, BLOOD RECOVERY AND AUTO-TRANSFUSION SYSTEMS/ VALVOLA DRENAGGIO TIPO HEIMLICH, THORACIC AND POST-OPERATIVE DRAINAGE SYSTEMS, BLOOD RECOVERY AND AUTO-TRANSFUSION SYSTEMS/ VALVOLA DRENAGGIO TIPO HEIMLICH C/SACCA, THORACIC AND POST-OPERATIVE DRAINAGE SYSTEMS, BLOOD RECOVERY AND AUTO-TRANSFUSION SYSTEMS/ TUBO di CONNESSIONE PEDIATRICO, THORACIC AND POST-OPERATIVE DRAINAGE SYSTEMS, BLOOD RECOVERY AND AUTO-TRANSFUSION SYSTEMS/ DRENTECH FLEX TUBO 6 MM IN PVC 320 CM, THORACIC AND POST-OPERATIVE DRAINAGE SYSTEMS, BLOOD RECOVERY AND AUTO-TRANSFUSION SYSTEMS/ CIRCUITO CHIUSO SCANALATO PIATTO 4X10 mm, THORACIC AND POST-OPERATIVE DRAINAGE SYSTEMS, BLOOD RECOVERY AND AUTO-TRANSFUSION SYSTEMS/ DRENTECH CLOSED 200 ML SPIRAL DRAIN CH 15, THORACIC AND POST-OPERATIVE DRAINAGE SYSTEMS, BLOOD RECOVERY AND AUTO-TRANSFUSION SYSTEMS/ DRENTECH CLOSED 100 ML DRENAGGIO TONDO CH 15, THORACIC AND POST-OPERATIVE DRAINAGE SYSTEMS, BLOOD RECOVERY AND AUTO-TRANSFUSION SYSTEMS/ DRENTECH CLOSED 100 ML DREN. TONDO CH 19, THORACIC AND POST-OPERATIVE DRAINAGE SYSTEMS, BLOOD RECOVERY AND AUTO-TRANSFUSION SYSTEMS/ DRENTECH CLOSED 100 ML DREN. TONDO C/AGO 10 CH, THORACIC AND POST-OPERATIVE DRAINAGE SYSTEMS, BLOOD RECOVERY AND AUTO-TRANSFUSION SYSTEMS/ DRENTECH CLOSED 200 ML DRENAGGIO TONDO CH 15, THORACIC AND POST-OPERATIVE DRAINAGE SYSTEMS, BLOOD RECOVERY AND AUTO-TRANSFUSION SYSTEMS/ DRENTECH CLOSED 200 ML DRENAGGIO TONDO CH 19, THORACIC AND POST-OPERATIVE DRAINAGE SYSTEMS, BLOOD RECOVERY AND AUTO-TRANSFUSION SYSTEMS/ DRENTECH CLOSED 200 ML DREN. TONDO C/AGO 19 CH, THORACIC AND POST-OPERATIVE DRAINAGE SYSTEMS, BLOOD RECOVERY AND AUTO-TRANSFUSION SYSTEMS/ DRENTECH CLOSED 400 ML SPIRAL DRAIN 19 CH, THORACIC AND POST-OPERATIVE DRAINAGE SYSTEMS, BLOOD RECOVERY AND AUTO-TRANSFUSION SYSTEMS/ DRENTECH CLOSED 200 ML REDON C/AGO CH 10, THORACIC AND POST-OPERATIVE DRAINAGE SYSTEMS, BLOOD RECOVERY AND AUTO-TRANSFUSION SYSTEMS/ DRENTECH CLOSED 200 ML REDON C/AGO CH 14 , THORACIC AND POST-OPERATIVE DRAINAGE SYSTEMS, BLOOD RECOVERY AND AUTO-TRANSFUSION SYSTEMS/ DRENTECH CLOSED 200 ML REDON C/AGO CH 18, THORACIC AND POST-OPERATIVE DRAINAGE SYSTEMS, BLOOD RECOVERY AND AUTO-TRANSFUSION SYSTEMS/ SISTEMA CHIUSO 100 ML DREN. TONDO CH 10, THORACIC AND POST-OPERATIVE DRAINAGE SYSTEMS, BLOOD RECOVERY AND AUTO-TRANSFUSION SYSTEMS/ SISTEMA CHIUSO 100 ML DREN. TONDO CH 15, THORACIC AND POST-OPERATIVE DRAINAGE SYSTEMS, BLOOD RECOVERY AND AUTO-TRANSFUSION SYSTEMS/ SISTEMA CHIUSO 100 ML DRENAGGIO TONDO CH 19, THORACIC AND POST-OPERATIVE DRAINAGE SYSTEMS, BLOOD RECOVERY AND AUTO-TRANSFUSION SYSTEMS/ UNITÀ PER AUTOTRASFUSIONE, THORACIC AND POST-OPERATIVE DRAINAGE SYSTEMS, BLOOD RECOVERY AND AUTO-TRANSFUSION SYSTEMS/ CATETERE TROCAR MISURA CH 16, THORACIC AND POST-OPERATIVE DRAINAGE SYSTEMS, BLOOD RECOVERY AND AUTO-TRANSFUSION SYSTEMS/ CATETERE TROCAR MISURA CH 20, THORACIC AND POST-OPERATIVE DRAINAGE SYSTEMS, BLOOD RECOVERY AND AUTO-TRANSFUSION SYSTEMS/ CATETERE TROCAR MISURA CH 24, THORACIC AND POST-OPERATIVE DRAINAGE SYSTEMS, BLOOD RECOVERY AND AUTO-TRANSFUSION SYSTEMS/ CATETERE TROCAR MISURA CH 28, THORACIC AND POST-OPERATIVE DRAINAGE SYSTEMS, BLOOD RECOVERY AND AUTO-TRANSFUSION SYSTEMS/ CATETERE TROCAR MISURA CH 32, THORACIC AND POST-OPERATIVE DRAINAGE SYSTEMS, BLOOD RECOVERY AND AUTO-TRANSFUSION SYSTEMS/ CATETERE TORACICO ANGOLATO CH 16, THORACIC AND POST-OPERATIVE DRAINAGE SYSTEMS, BLOOD RECOVERY AND AUTO-TRANSFUSION SYSTEMS/ CATETERE TORACICO ANGOLATO CH 20, THORACIC AND POST-OPERATIVE DRAINAGE SYSTEMS, BLOOD RECOVERY AND AUTO-TRANSFUSION SYSTEMS/ CATETERE TORACICO ANGOLATO CH 28, THORACIC AND POST-OPERATIVE DRAINAGE SYSTEMS, BLOOD RECOVERY AND AUTO-TRANSFUSION SYSTEMS/ CATETERE TORACICO ANGOLATO CH 30, THORACIC AND POST-OPERATIVE DRAINAGE SYSTEMS, BLOOD RECOVERY AND AUTO-TRANSFUSION SYSTEMS/ CATETERE TORACICO ANGOLATO CH 32, THORACIC AND POST-OPERATIVE DRAINAGE SYSTEMS, BLOOD RECOVERY AND AUTO-TRANSFUSION SYSTEMS/ CATETERE TORACICO ANGOLATO CH 36, THORACIC AND POST-OPERATIVE DRAINAGE SYSTEMS, BLOOD RECOVERY AND AUTO-TRANSFUSION SYSTEMS/ CATETERE TORACICO ANGOLATO CH 40, THORACIC AND POST-OPERATIVE DRAINAGE SYSTEMS, BLOOD RECOVERY AND AUTO-TRANSFUSION SYSTEMS/ CATETERE TORACICO DIRITTO PVC CH 16, THORACIC AND POST-OPERATIVE DRAINAGE SYSTEMS, BLOOD RECOVERY AND AUTO-TRANSFUSION SYSTEMS/ CATETERE TORACICO DIRITTO PVC CH 20, THORACIC AND POST-OPERATIVE DRAINAGE SYSTEMS, BLOOD RECOVERY AND AUTO-TRANSFUSION SYSTEMS/ CATETERE TORACICO DIRITTO PVC CH 24, THORACIC AND POST-OPERATIVE DRAINAGE SYSTEMS, BLOOD RECOVERY AND AUTO-TRANSFUSION SYSTEMS/ CATETERE TORACICO DIRITTO PVC CH 28, THORACIC AND POST-OPERATIVE DRAINAGE SYSTEMS, BLOOD RECOVERY AND AUTO-TRANSFUSION SYSTEMS/ CATETERE TORACICO DIRITTO PVC CH 30, THORACIC AND POST-OPERATIVE DRAINAGE SYSTEMS, BLOOD RECOVERY AND AUTO-TRANSFUSION SYSTEMS/ CATETERE TORACICO DIRITTO PVC CH 32, THORACIC AND POST-OPERATIVE DRAINAGE SYSTEMS, BLOOD RECOVERY AND AUTO-TRANSFUSION SYSTEMS/ CATETERE TORACICO DIRITTO PVC CH 36, THORACIC AND POST-OPERATIVE DRAINAGE SYSTEMS, BLOOD RECOVERY AND AUTO-TRANSFUSION SYSTEMS/ CATETERE TORACICO DIRITTO PVC CH 40, THORACIC AND POST-OPERATIVE DRAINAGE SYSTEMS, BLOOD RECOVERY AND AUTO-TRANSFUSION SYSTEMS/ CATETERE TORACICO TROCAR CH 8, THORACIC AND POST-OPERATIVE DRAINAGE SYSTEMS, BLOOD RECOVERY AND AUTO-TRANSFUSION SYSTEMS/ CATETERE TORACICO TROCAR CH 10, THORACIC AND POST-OPERATIVE DRAINAGE SYSTEMS, BLOOD RECOVERY AND AUTO-TRANSFUSION SYSTEMS/ CATETERE TORACICO TROCAR CH 12, THORACIC AND POST-OPERATIVE DRAINAGE SYSTEMS, BLOOD RECOVERY AND AUTO-TRANSFUSION SYSTEMS/ CATETERE TORACICO TROCAR CH 16, THORACIC AND POST-OPERATIVE DRAINAGE SYSTEMS, BLOOD RECOVERY AND AUTO-TRANSFUSION SYSTEMS/ CATETERE TORACICO TROCAR CH 18, THORACIC AND POST-OPERATIVE DRAINAGE SYSTEMS, BLOOD RECOVERY AND AUTO-TRANSFUSION SYSTEMS/ CATETERE TORACICO TROCAR CH 20, THORACIC AND POST-OPERATIVE DRAINAGE SYSTEMS, BLOOD RECOVERY AND AUTO-TRANSFUSION SYSTEMS/ CATETERE TORACICO TROCAR CH 24, THORACIC AND POST-OPERATIVE DRAINAGE SYSTEMS, BLOOD RECOVERY AND AUTO-TRANSFUSION SYSTEMS/ CATETERE TORACICO TROCAR CH 28, THORACIC AND POST-OPERATIVE DRAINAGE SYSTEMS, BLOOD RECOVERY AND AUTO-TRANSFUSION SYSTEMS/ CATETERE TORACICO TROCAR CH 32, THORACIC AND POST-OPERATIVE DRAINAGE SYSTEMS, BLOOD RECOVERY AND AUTO-TRANSFUSION SYSTEMS/DRENAGGIO TIPO REDON C/AGO CH 6, THORACIC AND POST-OPERATIVE DRAINAGE SYSTEMS, BLOOD RECOVERY AND AUTO-TRANSFUSION SYSTEMS/ DRENAGGIO TIPO REDON C/AGO CH 8, THORACIC AND POST-OPERATIVE DRAINAGE SYSTEMS, BLOOD RECOVERY AND AUTO-TRANSFUSION SYSTEMS/ DRENAGGIO TIPO REDON C/AGO CH 10, THORACIC AND POST-OPERATIVE DRAINAGE SYSTEMS, BLOOD RECOVERY AND AUTO-TRANSFUSION SYSTEMS/ DRENAGGIO TIPO REDON C/AGO CH 12, THORACIC AND POST-OPERATIVE DRAINAGE SYSTEMS, BLOOD RECOVERY AND AUTO-TRANSFUSION SYSTEMS/ DRENAGGIO TIPO REDON C/AGO CH 14, THORACIC AND POST-OPERATIVE DRAINAGE SYSTEMS, BLOOD RECOVERY AND AUTO-TRANSFUSION SYSTEMS/ DRENAGGIO TIPO REDON C/AGO CH 16, THORACIC AND POST-OPERATIVE DRAINAGE SYSTEMS, BLOOD RECOVERY AND AUTO-TRANSFUSION SYSTEMS/ DRENAGGIO TIPO REDON C/AGO CH 18, THORACIC AND POST-OPERATIVE DRAINAGE SYSTEMS, BLOOD RECOVERY AND AUTO-TRANSFUSION SYSTEMS/ DRENAGGIO TIPO REDON IN PVC CH 6, THORACIC AND POST-OPERATIVE DRAINAGE SYSTEMS, BLOOD RECOVERY AND AUTO-TRANSFUSION SYSTEMS/ DRENAGGIO TIPO REDON IN PVC CH 8, THORACIC AND POST-OPERATIVE DRAINAGE SYSTEMS, BLOOD RECOVERY AND AUTO-TRANSFUSION SYSTEMS/ DRENAGGIO TIPO REDON IN PVC CH 10, THORACIC AND POST-OPERATIVE DRAINAGE SYSTEMS, BLOOD RECOVERY AND AUTO-TRANSFUSION SYSTEMS/ DRENAGGIO TIPO REDON IN PVC CH 12, THORACIC AND POST-OPERATIVE DRAINAGE SYSTEMS, BLOOD RECOVERY AND AUTO-TRANSFUSION SYSTEMS/ DRENAGGIO TIPO REDON IN PVC CH 14, THORACIC AND POST-OPERATIVE DRAINAGE SYSTEMS, BLOOD RECOVERY AND AUTO-TRANSFUSION SYSTEMS/ DRENAGGIO TIPO REDON IN PVC CH 16, THORACIC AND POST-OPERATIVE DRAINAGE SYSTEMS, BLOOD RECOVERY AND AUTO-TRANSFUSION SYSTEMS/ DRENAGGIO TIPO REDON IN PVC CH 18, THORACIC AND POST-OPERATIVE DRAINAGE SYSTEMS, BLOOD RECOVERY AND AUTO-TRANSFUSION SYSTEMS/ CATETERE TORACICO RETTO CH 12, THORACIC AND POST-OPERATIVE DRAINAGE SYSTEMS, BLOOD RECOVERY AND AUTO-TRANSFUSION SYSTEMS/ CATETERE TORACICO RETTO CH 15, THORACIC AND POST-OPERATIVE DRAINAGE SYSTEMS, BLOOD RECOVERY AND AUTO-TRANSFUSION SYSTEMS/ CATETERE TORACICO RETTO CH 18, THORACIC AND POST-OPERATIVE DRAINAGE SYSTEMS, BLOOD RECOVERY AND AUTO-TRANSFUSION SYSTEMS/ CATETERE TORACICO RETTO CH 21, THORACIC AND POST-OPERATIVE DRAINAGE SYSTEMS, BLOOD RECOVERY AND AUTO-TRANSFUSION SYSTEMS/ CATETERE TORACICO RETTO CH 24, THORACIC AND POST-OPERATIVE DRAINAGE SYSTEMS, BLOOD RECOVERY AND AUTO-TRANSFUSION SYSTEMS/ CATETERE TORACICO RETTO CH 28, THORACIC AND POST-OPERATIVE DRAINAGE SYSTEMS, BLOOD RECOVERY AND AUTO-TRANSFUSION SYSTEMS/ DRENAGGIO DOPPIO LUME, THORACIC AND POST-OPERATIVE DRAINAGE SYSTEMS, BLOOD RECOVERY AND AUTO-TRANSFUSION SYSTEMS/ DRENAGGIO CIRCUITO CHIUSO TIPO ROBINSON CH 9, THORACIC AND POST-OPERATIVE DRAINAGE SYSTEMS, BLOOD RECOVERY AND AUTO-TRANSFUSION SYSTEMS/ DRENAGGIO CIRCUITO CHIUSO TIPO ROBINSON CH 12, THORACIC AND POST-OPERATIVE DRAINAGE SYSTEMS, BLOOD RECOVERY AND AUTO-TRANSFUSION SYSTEMS/ DRENAGGIO CIRCUITO CHIUSO TIPO ROBINSON CH 15, THORACIC AND POST-OPERATIVE DRAINAGE SYSTEMS, BLOOD RECOVERY AND AUTO-TRANSFUSION SYSTEMS/ DRENAGGIO CIRCUITO CHIUSO TIPO ROBINSON CH 18, THORACIC AND POST-OPERATIVE DRAINAGE SYSTEMS, BLOOD RECOVERY AND AUTO-TRANSFUSION SYSTEMS/ DRENAGGIO CIRCUITO CHIUSO TIPO ROBINSON CH 20, THORACIC AND POST-OPERATIVE DRAINAGE SYSTEMS, BLOOD RECOVERY AND AUTO-TRANSFUSION SYSTEMS/ DRENAGGIO CIRCUITO CHIUSO TIPO ROBINSON CH 24, THORACIC AND POST-OPERATIVE DRAINAGE SYSTEMS, BLOOD RECOVERY AND AUTO-TRANSFUSION SYSTEMS/ DRENAGGIO CIRCUITO CHIUSO TIPO ROBINSON CH 26, THORACIC AND POST-OPERATIVE DRAINAGE SYSTEMS, BLOOD RECOVERY AND AUTO-TRANSFUSION SYSTEMS/ DRENAGGIO CIRCUITO CHIUSO TIPO ROBINSON CH 28, THORACIC AND POST-OPERATIVE DRAINAGE SYSTEMS, BLOOD RECOVERY AND AUTO-TRANSFUSION SYSTEMS/ DRENAGGIO CIRCUITO CHIUSO TIPO ROBINSON CH 30, THORACIC AND POST-OPERATIVE DRAINAGE SYSTEMS, BLOOD RECOVERY AND AUTO-TRANSFUSION SYSTEMS/ DRENAGGIO CIRCUITO CHIUSO TIPO ROBINSON CH 33, THORACIC AND POST-OPERATIVE DRAINAGE SYSTEMS, BLOOD RECOVERY AND AUTO-TRANSFUSION SYSTEMS/ DRENAGGIO CIRCUITO CHIUSO TIPO ROBINSON CH 36, THORACIC AND POST-OPERATIVE DRAINAGE SYSTEMS, BLOOD RECOVERY AND AUTO-TRANSFUSION SYSTEMS/ CATETERE TORACICO ANGOLATO CH 24, THORACIC AND POST-OPERATIVE DRAINAGE SYSTEMS, BLOOD RECOVERY AND AUTO-TRANSFUSION SYSTEMS/ CATETERE TORACICO ANGOLATO CH 33, THORACIC AND POST-OPERATIVE DRAINAGE SYSTEMS, BLOOD RECOVERY AND AUTO-TRANSFUSION SYSTEMS/ DRENAG | E v i t a | 2024-10-30T00:00:00.000+01:00 | Redax Spa, Via Galileo Galilei, 18-46025 Poggio Rusco (MN)-Italy | 22012, 22014, 22016, 22040, 22824, 22828, 22830, 22833, 22836, 24100, 24101, 24110, 24111, 24120, 24121, 24130, 24131, 24140, 24141, 24200, 24201, 24210, 24211, 24220, 24221, 24230, 24231, 24309, 24312, 24315, 24318, 24321, 24324, 24328, 24330, 24333, 24336, 24409, 24412, 24415, 24418, 24421, 24424, 24601, 24602, 24603, 24604, 24605, 24607, 24610, 24612, 24615, 24619, 24620, 24621, 24622, 24623, 24624, 24625, 24702, 24703, 24704, 24705, 24710, 24712, 24715, 24719, 24724, 24725, 24726, 24727, 24728, 24729, 24732, 24902, 24903, 24904, 24905, 25019, 25024, 10140, 10149, 10151, 10192, 23002, 23003, 23004, 23006, 23024, 23035, 23045, 23050, 23060, 10800, 10801, 10802, 10803, 10805, 10810, 10812, 10815, 10816, 10817, 10818, 10819, 10820, 10821, 10830, 10831, 10536, 10566, 10544, 10822, 10101, 12000, 12002, 12003, 12004, 12005, 12006, 12007, 12009, 12010, 12011, 12012, 12014, 12015, 12016, 12017, 12018, 12019, 12020, 12021, 10400, 10410, 10420, 10600, 10808, 20000, 20200, 20225, 20660, 20700, 21200, 21230, 21290, 22600, 22601, 22610, 22620, 22630, 22636, 22645, 10547, 10500, 10501, 10502, 10503, 10504, 10507, 10508, 10509, 10510, 10512, 10513, 10514, 10515, 10516, 10518, 10520, 10521, 10523, 10526, 10527, 10528, 10529, 10542, 10543, 10549, 10551, 10102, 10105, 10112, 10113, 10119, 10125, 10128, 10137, 10171, 10176, 10181, 10182, 10186, 10187, 10190, 10191, 10535, 10538, 10534, 10537, 10540, 10541, 10570, 27380, 28329, 28340, 28342, 28343, 28350, 10530, 10531, 10564, 26365, 21664, 22606, 22615, 22616, 22619, 22626, 22627, 22637, 22639, 22673, 22674, 22675, 22679, 22680, 22681, 10141, 11216, 11220, 11224, 11228, 11232, 20916, 20920, 20924, 20928, 20930, 20932, 20936, 20940, 21016, 21020, 21024, 21028, 21030, 21032, 21036, 21040, 21108, 21110, 21112, 21116, 21118, 21120, 21124, 21128, 21132, 24006, 24007, 24010, 24013, 24014, 24017, 24018, 24020, 24022, 24032, 24042, 24047, 24057, 24060, 20812, 20815, 20818, 20821, 20824, 20828, 20830, 20833, 20836, 20865, 21409, 21412, 21415, 21418, 21420, 21424, 21426, 21428, 21430, 21433, 21436, 21824, 21828, 21830, 21833, 21836, 22006, 22008, 22010, 10525, 10563, 10548, 10550, 10546, 10705, 10710, 10715, 10721, 10722, 10723, 10725, 10726, 10730, 10731, 12023, 12024, 10401, 10402, 10403, 10404, 10442, 20603, 20604, 20605, 20606, 20610, 20613, 20614, 20617, 20618, 20703, 20710, 20713, 20714, 20717, 20718, 20742, 21254, 21255, 21257, 21261, 21263, 21265, 21281, 21282, 21283, 21284, 21287, 21293, 21294, 21295, 21296, 21297, 21601, 21602, 21607, 21610, 21615, 21619, 21654, 21655, 21656, 21663, 10445, 10455, 10456, 10461, 10462, 10463, 10466, 10490, 10495, 10610, 10615, 10619, 20050, 20055, 20056, 20057, 20058, 20060, 20100, 20101, 20102, 20103, 20104, 20105, 20107, 20108, 20109, 20110, 20113, 20114, 20117, 20118, 20209, 20214, 20502, 20507, 20510, 20513, 20514, 20517, 20518, 20550, 20560, 20570, 20574, 20580, 20590, 20602 | Klasa IIa | Kullim i sheshtë tip Jackson-Pratt®, Kullues plagësh prej silikoni, Kullim tip T-Kehr, Kullim i sheshtë me kanale, Kullues i rrumbullakët me kanale, Kullim i rrumbullakët koaksia, Kullim i rrumbullakët me kanale, Sistem kullimi torakal i thatë për autotransfuzion, Njësi ortopedike portative me vakum, Njësi torakale portative me vakum dhe ekran, Gjilpërë trokar, Set kullimi perkutane, Set për drenazh perkutan "MULTI" me linjë zgjatjeje, Set për drenazh perkutan "XL", Lidhësa, Tub lidhës, Aksesore, Sistem kullimi për pneumonektomi, Valvul kullimi për kraharor P-Eggy, Rezervuar silikoni , Lidhes, Sistem kullimi torakal i thatë, Sistem kullimi torakal me valvul mekanike, Sistem kullimi torakal , Filtri për kullim, Filtri antibakterial, Tub i dyfishtë me një lidhës, Tub Lidhes , Tub Siliconi , Lidhes , Tub lidhës, pa latex, Valvul Heimlich, Valvul Heimlich me qese, Tub lidhës për fëmijë, Tub lidhës për aspirim, Rezervuar me vakum të ulët me gjilpërë, Njësia e autotransfuzionit, Kateter trokar, Kullim tip Redon, Kateter torakal, i drejtë, Kullim me dy lumenë, Kullim me qark të mbyllur tip Robinson, Kateter torakal, me kënd të djathtë, Kullim tip Penrose, Tub lidhës, Sistem kullimi për rikuperimin e gjakut, Qese për kullim, Set rezervuar silikoni, Rezervuar silikoni, Sistem kullimi me fryrje | Tjeter
17634 | SuperCore™ Biopsy Instrument 14ga x 6cm, SuperCore™ Biopsy Instrument 14ga x 9cm, SuperCore™ Biopsy Instrument 14ga x 15cm, SuperCore™ Biopsy Instrument 14ga x 20cm, SuperCore™ Biopsy Instrument 16ga x 6cm, SuperCore™ Biopsy Instrument 16ga x 9cm, SuperCore™ Biopsy Instrument 16ga x 15cm, SuperCore™ Biopsy Instrument 16ga x 20cm, SuperCore™ Biopsy Instrument 18ga x 6cm, SuperCore™ Biopsy Instrument 18ga x 9cm, SuperCore™ Biopsy Instrument 18ga x 15cm, SuperCore™ Biopsy Instrument 18ga x 20cm, SuperCore™ Biopsy Instrument 20ga x 6cm, SuperCore™ Biopsy Instrument 20ga x 9cm, SuperCore™ Biopsy Instrument 20ga x 15cm, SuperCore™ Biopsy Instrument 20ga x 20cm, SuperCore™ Biopsy Instrument with Co-Axial Introducer Needle, SuperCore™ Biopsy Instrument with Co-Axial IntrodUcer Needle, SuperCore™ Biopsy Instrument with Co-Axial Introducer Needle, Single Action Biopsy Device 14g (2.1mm) x 9cm, Single Action Biopsy Device 14g (2.1mm) x 15cm, Single Action Biopsy Device 16g (1.7mm) x 9cm, Single Action Biopsy Device 16g (1.7mm) x 15cm, Single Action BiopsyDevice 16g (1.7mm) x 20cm, Single Action Biopsy Device 18ga (1.3mm) x 9cm, Single Action Biopsy Device 18g (1.3mm) x 9cm, Single Action Biopsy Device 18g (1.3mm) x 15cm, Single Action Biopsy Device 18g (1.3mm) x 15cm, Single Action Biopsy Device 18g (1.3mm) x 20cm, Single Action Biopsy Device 20g (0.9mm) x 9cm, Single Action Biopsy Device 20g (0.9mm) x 15cm, Single Action Biopsy Device 20ga (0.9mm) x 15cm, SABD 20g x 20cm 20mmT, Single Action Biopsy Device 20ga (0.9mm) x 20cm, Accucore Single Action Core Biopsy Device 16ga x 3 1/2"(9cm), Accucore Single Action Core Biopsy Device 18ga x 3 1/2"(9cm), Accucore Single Action Core Biopsy Device 20ga x 3 1/2"(9cm), Accucore Single Action Core Biopsy Device 16ga x 6" (15cm), Accucore Single Action Core Biopsy Device 18ga x 6" (15cm), Accucore Single Action Core Biopsy Device 20ga x 6" (15cm), Accucore Single Action Core Biopsy Device 14ga x 3 1/2" (9cm), Accucore Single Action Core Biopsy Device 14ga x 6" (15cm), Coaxial SABD Biopsy Device 14G (2.1mm) x 9cm, Coaxial SABD Biopsy Device 14G (2.1mm) x 15cm, Coaxial SABD Biopsy Device 16G (1.7mm) x 9cm, Coaxial SABD Biopsy Device 16G (1.7mm) x 15cm, Coaxial SABD Biopsy Device 16G (1.7mm) x 20cm, Coaxial SABD Biopsy Device 18G (1.3mm) x 9cm, Coaxial SABD Biopsy Device 18G (1.3mm) x 15cm, Coaxial SABD Biopsy Device 18G (1.3mm) x 20cm, Coaxial SABD Biopsy Device 20G (0.9mm) x 9cm, Coaxial SABD Biopsy Device 20G (0.9mm) x 15cm, Coaxial SABD Biopsy Device 20G (0.9mm) x 20cm | MONTAL | 2024-10-28T00:00:00.000+01:00 | Argon Medical Devices, Inc. 1445 Flat Creek Road, Athens, Texas 75751, USA | 701114060, 701114090, 701114150, 701114200, 701116060, 701116090, 701116150, 701116200, 701118060, 701118090, 701118150, 701118200, 701120060, 701120090, 701120150, 701120200, 701214090, 701214150, 701214200, 701216090, 701216150, 701216200, 701218090, 701218150, 701218200, 701220090, 701220150, 701220200, SABD-1409-15-T, SABD-1415-15-T, SABD-1609-15-T, SABD-1615-15-T, SABD-1620-15-T, SABD-1809-15, SABD-1809-15-T, SABD-1815-15, SABD-1815-15-T, SABD-1820-15-T, SABD-2009-15-T, SABD-2015-15-T, SABD-2015-15, SABD-2020-15, SABD-2020-15-T, R620916, R620918, R620920, R621516, R621518, R621520, R640914, R640514, CS-1409-15-T, CS-1415-15-T, CS-1609-15-T, CS-1615-15-T, CS-1620-15-T, CS-1809-15-T, CS-1815-15-T, CS-1815-15, CS-1820-15-T, CS-2009-15-T, CS-2015-15-T, CS-2015-15, CS-2020-15-T | Klasa IIa | SuperCore ™ Biopsy Instrument është një instrument i lehtë, i rregullueshëm dhe lehtësisht i manovrueshëm i biopsisë. | Pajisje nje perdorimeshe
17635 | QuadroStar PRO | Diamant Pharma | 2024-10-30T00:00:00.000+01:00 | Asclepion Laser Technologies GmbH - Brusseler Strasse 10, 07747 Jena, GERMANY | 1491; 1493 | Klasa IIb | Lazer per trajtime vaskulare | Pajisje elektromekanike
17636 | ANEROID SPHYGOMANOMETER FREELY AS-A, ANEROID SPHYGOMANOMETER FREELY AS-B | KOSLABOR- MEDICAL | 2024-11-07T00:00:00.000+01:00 | Wenzhou Fengrui Medical Instrument Co., Ltd. - Room 104, Building 29 Wenzhou Wenbo Science and Technology Industrial Park No. 706 Yanyun Road, Lingkun street oujiangkou Industrial Cluster District 325026 Wenzhou, Zhejiang Province People's Republic of China | FG-802, FG-803 | Klasa I | Pajisje per matjen e tensionit (shtypjes) se gjakut | Pajisje elektromekanike
17637 | Biomet Orthopedics Surgical Instruments, and Counterbalances, Biomet Orthopedics Surgical Instruments, Mosaic Humeral Taper Impactor, Biomet Orthopedics Surgical Instruments, Comprehensive SRS, Distal Body Impactor, Biomet Orthopedics Surgical Instruments, Comprehensive SRS, Impactor Base, Biomet Orthopedics Surgical Instruments, Comprehensive SRS, Revision, Proximal Body Impactor, Small, Biomet Orthopedics Surgical Instruments, Comprehensive SRS, Revision, Proximal Body Impactor, Large, Biomet Orthopedics Surgical Instruments, Comprehensive SRS, Tumor Style, Proximal Body Impactor, Biomet Orthopedics Surgical Instruments, Versa-Dial Head Sizer Plate, Biomet Orthopedics Surgical Instruments, ExploR™ Modular Radial Heads Offset Handle, Biomet Orthopedics Surgical Instruments, Bone Dowel Handle, Biomet Orthopedics Surgical Instruments, 3.2mm Guide Pin Handle Assembly, Biomet Orthopedics Surgical Instruments, ZipLoop Puller, Biomet Orthopedics Surgical Instruments, Cannulated Dilator Handle Hex Driver, Biomet Orthopedics Surgical Instruments, Femoral Aimer Handle, Biomet Orthopedics Surgical Instruments, Universal Ratchet Handle, Biomet Orthopedics Surgical Instruments, Arcos Proximal Inserter Knob, Biomet Orthopedics Surgical Instruments, Comprehensive Instrumentation Bearing Assembly Tool, Biomet Orthopedics Surgical Instruments, Mini Ratchet Handle AO, Biomet Orthopedics Surgical Instruments, Small Ratchet Handle AO, Biomet Orthopedics Surgical Instruments, Offset Orientation Block and Impactor Base, Biomet Orthopedics Surgical Instruments, HydroDam Reusable Modular Obturator Handle, Biomet Orthopedics Surgical Instruments, 1/4 in Humeral Tray Taper Hex Driver, Biomet Orthopedics Surgical Instruments, Vanguard Peg Wrench, Biomet Orthopedics Surgical Instruments, PerFuse Slide Hammer Adapter, Biomet Orthopedics Surgical Instruments, PerFuse Strike Cap, Biomet Orthopedics Surgical Instruments, PerFuse Decompression Handle, Counterbalances, APS Non-sterile Counterbalance, Counterbalances, Biomet Biologics Mini Counterbalance, Counterbalances, Biomet Biologics Counterbalance | T R I M E D | 2024-11-21T00:00:00.000+01:00 | Biomet Orthopedics, 56 East Bell Drive, P.O. Box 587 Warsaw, Indiana 46581, USA | N/A, 405052, 405191, 405219, 405230, 405231, 405232, 407293, 418078, 900716, 903721, 904776, 907765, 909623, 909733, 110010419, 110017268, 110017406, 110017408, 110027886, 110028430, 110028489, 32-486122, 800-0543, 800-0544, 800-0545, 800-0513, 800-0505, 800-0508 | Klasa I | Biomet Orthopedics Surgical Instruments janë pajisje mjekësore që kanë për qëllim të lehtësojnë implantimin dhe eksplantimin e implanteve përkatëse të pajtueshme Zimmer Biomet. Counterbalances përdoren në një centrifugë për të balancuar peshën e sistemeve autologe të gjakut ose të përpunimit të palcës kockore. | Instrumenta shumeperdorimeshe
17638 | Grasping forceps with ratchet, Ø 3,5mm, Wide jaw punch medium (Duckbill), 12° curved right, Ø 3,5mm, Wide jaw punch medium (Duckbill), 12° curved left, Ø 3,5mm, Grasping forceps fine, 1x2 teeth, with ratchet, Ø 3,5mm, Punch retrograd, Cut left, Ø 3,5mm, Punch retrograd, Cut right, Ø 3,5mm, Hook punch with scoop straight, Ø 3,5mm, Surgically invasive devices- transient use, STEMA HIGH FLOW Trocar pyramidal, Ø4,2mm, 175mm, Wide jaw punch medium, straight, Ø 3,5mm, Oval punch, straight, Ø 3,5mm, Hook Probe graduated 5mm | T R I M E D | 2024-11-21T00:00:00.000+01:00 | STEMA Medizintechnik GmbH, take-off Gewerbepark 74, D-78579 Neuhausen ob Eck, Germany | BC-810-350-SH, BC-561-350-P, BC-563-350-P, BC-830-350-SH, BC-780-350-SH, BC-790-350-SH, BC-290-350-SH, N/A, BB-005-008, BC-560-350-SH, BC-400-350-P, BJ-004-021 | Klasa I | Surgically invasive devices- transient use janë pajisje mjekësore që përdoren për prerjen e indeve dhe suturave, ekzaminimin e kavitetit oral ose të pjesëve të trupit që janë të vështira për t'u arritur, për të aksesuar kavitetet e trupit ose për të drenuar fluidet nga këto kavitete etj. | Instrumenta shumeperdorimeshe
17639 | FUJIFILM Digital Mammography System AMULET Innovality | ALBAPHOTO | 2024-10-18T00:00:00.000+02:00 | FUJIFILM CORPORATION , 26-30, Nishiazabu 2-Chome Minato-Ku, Tokyo 106-8620 JAPAN | FDR MS-3500 | Klasa IIb | Sistem dixhital Mamografie | Pajisje te implantueshme aktive
17640 | VIDAS® | BIOCHEM NRP | 2024-10-28T00:00:00.000+01:00 | BIOMERIEUX S.A. , 376, Chemin de l'Orme 69280 MARCY L ETOILE FRANCE | 410417 | In vitro | VIDAS® eshte sistem immunodiagnostik i krijuar per t'u perdorur nga staf laboratorik profesional dhe i kualifikuar, per qellime te diagnostikimit In vitro Diagnostic (IVD), veterinari dhe aplikime industriale. Sistemi VIDAS® ekzekuton protokollet imunologjike dhe eshte ne gjendje te prodhoje rezultate sipas instruksioneve te testeve te kiteve VIDAS®. | Pajisje te diagnostifikimit in vitro
17641 | CRILEN AFTER NIP-30ML | FUFARMA | 2024-11-05T00:00:00.000+01:00 | FREZYDERM S.A. 4 TATOIOU AVENUE, 144 51, METAMORFOSSI, ATHENS, GREECE | CRILEN AFTER NIP-30ML | Klasa IIa | Nje xhel i bute qe siguron qetesim te menjehershem nga irritimi dhe dhimbja e shkaktuar nga pickimi i insekteve, kandili i detit, dhe hithra. | Tjeter
17642 | Device for respiratory tract;Endotracheal tube (clear tube);Endotracheal tube without cuff with lateral port-10fr-Ø2.0x3.4mm-L.165mm-PVC, Device for respiratory tract;Endotracheal tube (clear tube);Endotracheal tube without cuff with lateral port-12 fr-Ø2.5x4.1mm-L.165mm-PVC, Device for respiratory tract;Endotracheal tube (clear tube);Endotracheal tube without cuff with lateral port-14 fr-Ø3.0x4.6mm-L.165mm-PVC, Device for respiratory tract;Endotracheal tube (clear tube);Endotracheal tube without cuff with lateral port-15 fr-Ø3.5x5.2mm-L.165mm-PVC, Device for respiratory tract;Endotracheal tube (clear tube);Endotracheal tube without cuff with lateral port-17 fr-Ø4.0x5.7mm-L.230mm-PVC, Device for respiratory tract;Endotracheal tube (clear tube);Endotracheal tube without cuff with lateral port-18 fr-Ø4.5x6.2mm-L.230mm-PVC | GREEMED | 2024-11-05T00:00:00.000+01:00 | Vygon 5 rue Adeline 95440 Ecouen France | 5516.20, 5516.25, 5516.30, 5516.35, 5516.40, 5516.45 | Klasa IIa | Tube endotrakeale | Tjeter
17643 | VersaPulse PowerSuite , Lumenis Pulse 30H , Lumenis Pulse 50H , Lumenis Pulse 60H , Lumenis Pulse 100H , Lumenis Pulse 120H | MONTAL | 2024-11-04T00:00:00.000+01:00 | Lumenis Ltd. Yokneam Industrial Park, 6 Hakidma Street, PO Box 240 Yokneam, 2069204, Israel | K170121 | Klasa II | Instrument kirurgjikal me laser për përdorim në kirurgjinë e përgjithshme dhe plastike dhe në dermatologji. | Instrumenta shumeperdorimeshe
17644 | Bloodculture adapter, sterile | Labor Dr. Limbach Heidelberg Germany | 2024-11-05T00:00:00.000+01:00 | SARSTEDT AG & Co. KG Sarstedtstr. 1, 51588 Nümbrech, Germany | 14.1110, 14.1207, 14.1209 | In vitro | Pajisje ndihmese per marrjen e gjakut | Pajisje te diagnostifikimit in vitro
17645 | ToggleLoc and ZipTight Instruments, TOGLOC 4.5MM REUSE CANN DRL (904765), ToggleLoc and ZipTight Instruments, TOGGLELOC DEPTH GAUGE (904766), ToggleLoc and ZipTight Instruments, DISPOSABLE ZIPLOOP PULLER (904794), ToggleLoc and ZipTight Instruments, TOGGLELOC/WASHERLOC DISP KIT (909846) | T R I M E D | 2024-11-21T00:00:00.000+01:00 | Biomet Sports Medicine, 56 East Bell Drive, P.O. Box 587 Warsaw, Indiana 46581, USA | ToggleLoc and ZipTight Instruments, TOGLOC 4.5MM REUSE CANN DRL (904765), ToggleLoc and ZipTight Instruments, TOGGLELOC DEPTH GAUGE (904766), ToggleLoc and ZipTight Instruments, DISPOSABLE ZIPLOOP PULLER (904794), ToggleLoc and ZipTight Instruments, TOGGLELOC/WASHERLOC DISP KIT (909846) | Klasa I | ToggleLoc and ZipTight Instruments janë pajisje mjekësore që kanë për qëllim të lehtësojnë implantimin dhe eksplantimin e implanteve përkatëse ToggleLoc and ZipTight Implants. | Instrumenta shumeperdorimeshe
17646 | KLS Martin, PATIENT SCREWDRIVER, STRAIGHT, 0,25, PATIENT SCREWDRIVER,0.6MM,SILVER,STR., PATIENT SCREWDRIVER,0.3MM,BLUE,STRAIGHT, SCREWDRIVER FOR 51-500-XX, PATIENT SCREWDRIVER F. 90°DIST YELLOW, SCREWDRIVER, KARDANIC, ACTIVATION WIRE F. SYMPH. DISTRACTOR, PATIENT SCREWDRIVER, PATIENT SCREWDR.SMALL,FOR TRACK 1.5/2,0, PATIENT SCREWDRIVER, STRAIGHT, PATIENT SCREWDRIVER, COMBINATION, PATIENT SCREWDRIVER SMALL,F.TRACK 1.0, DISTRACTION SCREWDRIVER CARDANIC, PATIENT-SD STR. F. TELESCOPE-DISTRACTOR, SCREW-WRENCH FOR AKTIV.ROTTERDAM DISTR., WRENCH, PATIENT-SD ANGL. F. TELESCOPE-DISTRACTOR, PATIENT SCREWDRIVER 0,1MM SILVER, STR., ACTIVATION WRENCH F. RPE DISTR., FLEX ACTIVATING WRENCH F. RPE DISTRACTOR, HEXAGONAL SCREWDRIVER, BLADE ONLY, FOR 51-575-90, PATIENT SCREWDRIVER, HEXAGONAL, X-FIX Screwdriver for Connection Bar, Screw Cap Screwdriver, 3D X PATIENT SCREWDRIVER, 3D X ANGULAR ADJUSTMENT DRIVER, MOLINA SCREWDRIVER FOR PINS, MOLINA ACTIVATOR/FIXATION SCREWDRIVER | O.E.S DISTRIMED | 2024-11-21T00:00:00.000+01:00 | KLS Martin SE & Co. KG KLS Martin Platz 1 78532 Tuttlingen Germany | n/a, 26-750-25-07, 51-423-95-07, 51-430-95-07, 51-500-90-07, 51-500-91-07, 51-505-90-07, 51-509-90-07, 51-512-90-07, 51-520-95-07, 51-525-85-07, 51-525-90-07, 51-525-95-07, 51-535-95-07, 51-555-85-07, 51-555-90-07, 51-555-91-07, 51-555-95-07, 51-560-90-07, 51-565-90-07, 51-565-95-07, 51-575-90-07, 51-575-92-07, 51-580-85-07, 51-600-65-07, 51-600-70-07, 51-600-75-07, 51-600-80-07, 51-600-85-07, 51-600-90-07 | Klasa I | Instrumenta kirurgjikale,kacavida | Pajisje nje perdorimeshe

## Sheet2
Nr | Pajisja mjekesore | Emri I subjektit qe ka kryer aplikimin | Prodhuesi | Modeli | Klasa | Pershkrimi I pajisjes | Kategoria e Pajisjes Mjekësore
9756 | Xela Rederm | Gen-Alb Farma sh.p.k | Diaco Biofarmaceutici S.r.l. via Flavia, 124 - 34147 Trieste, Italy | Injectable implant based on Hyaluronic acid in syringe: XELA REDERM 1.1% 1ML, XELA REDERM 1.1% 2ML, XELA REDERM 1.8% 1ML , XELA REDERM 1.8% 2ML , XELA REDERM 2.2% 1ML, XELA REDERM 2.2% 2ML. | III | Jane shiringa me implante te injektueshme me baze te acidit hialuronik per permiresimin e lekures | Pajisje te implantueshme jo aktive
16751 | Sterile Single Use Injectable Implant Based on Hyaluronlc Acid Xela Rederm 1,1 %, Sterile Single Use Injectable Implant Based on Hyaluronlc Acid Xela Rederm 1,8 %, Sterile Single Use Injectable Implant Based on Hyaluronlc Acid Xela Rederm 2.2 % | GEN - ALB FARMA | Yuria-pharm LLC.,Kobzarska Street, 108 UA - 18030 Cherkasy | Xela Rederm 1,1 % 1ml, Xela Rederm 1,1 % 2ml, Xela Rederm 1,8 % 1ml, Xela Rederm 1,8 % 2ml, Xela Rederm 2.2 % 1ml, Xela Rederm 2.2 % 2ml | Klasa III | Implant injektues i bazuar në acidin hialuronik Xela Rederm që mbush lëkurën me lagështi, kontribuon mekanikisht në stimulimin e përhapjes së fibroblasteve dhe përmirëson elasticitetin dhe qëndrueshmërinë e lëkurës. | Pajisje nje perdorimeshe
11528 | Artfiller Universal PFAFUN01; Artfiller Lips PFAFLI01; Artfiller Volume PFAFOV01; Artfiller Fine Lines PFAFFL01; Artfiller Lips Soft PFAFLS01; | Rodiopharma sh.p.k | LABORATOIRES FILL-MED MANUFACTURING S.A. Boulevard paepsem 18, 1070 Anderlecht, BELGIUM | Artfiller Universal PFAFUN01; Artfiller Lips PFAFLI01; Artfiller Volume PFAFOV01; Artfiller Fine Lines PFAFFL01; Artfiller Lips Soft PFAFLS01; | III | Mbushes intradermal me acid hialuronik per trajtimin e rrudhave dhe dhenien e volumit atje ku ka humbur. | Pajisje te implantueshme jo aktive
12641 | Cross-Linked sodium hyaluronate dermal fillers: Cross-Linked sodium hyaluronate 20 mg/ml - Skin Architect Filler Sublime; Cross-Linked sodium hyaluronate 23 mg/ml - Skin Architect Filler Density; Cross-Linked sodium hyaluronate 26 mg/ml - Skin Architect Filler Volume; | Panacea sh.p.k | Dr. Korman Laboratories Ltd. 23, Yosef Levi Str., Kiryat Bialik, 2751123 Israel | Cross-Linked sodium hyaluronate dermal fillers: Cross-Linked sodium hyaluronate 20 mg/ml - Skin Architect Filler Sublime; Cross-Linked sodium hyaluronate 23 mg/ml - Skin Architect Filler Density; Cross-Linked sodium hyaluronate 26 mg/ml - Skin Architect Filler Volume; | III | Xhel I injektueshem I perbere nga hialuronat natriumi qe ka per qellim rikuperimin e volumit te lekures. | Tjeter
Nr | Pajisja mjekesore | Emri I subjektit qe ka kryer aplikimin | Prodhuesi | Modeli | Klasa | Pershkrimi I pajisjes | Kategoria e Pajisjes Mjekësore
11528 | Artfiller Universal PFAFUN01; Artfiller Lips PFAFLI01; Artfiller Volume PFAFOV01; Artfiller Fine Lines PFAFFL01; Artfiller Lips Soft PFAFLS01; | Rodiopharma sh.p.k | LABORATOIRES FILL-MED MANUFACTURING S.A. Boulevard paepsem 18, 1070 Anderlecht, BELGIUM | Artfiller Universal PFAFUN01; Artfiller Lips PFAFLI01; Artfiller Volume PFAFOV01; Artfiller Fine Lines PFAFFL01; Artfiller Lips Soft PFAFLS01; | III | Mbushes intradermal me acid hialuronik per trajtimin e rrudhave dhe dhenien e volumit atje ku ka humbur. | Pajisje te implantueshme jo aktive
12641 | Cross-Linked sodium hyaluronate dermal fillers: Cross-Linked sodium hyaluronate 20 mg/ml - Skin Architect Filler Sublime; Cross-Linked sodium hyaluronate 23 mg/ml - Skin Architect Filler Density; Cross-Linked sodium hyaluronate 26 mg/ml - Skin Architect Filler Volume; | Panacea sh.p.k | Dr. Korman Laboratories Ltd. 23, Yosef Levi Str., Kiryat Bialik, 2751123 Israel | Cross-Linked sodium hyaluronate dermal fillers: Cross-Linked sodium hyaluronate 20 mg/ml - Skin Architect Filler Sublime; Cross-Linked sodium hyaluronate 23 mg/ml - Skin Architect Filler Density; Cross-Linked sodium hyaluronate 26 mg/ml - Skin Architect Filler Volume; | III | Xhel I injektueshem I perbere nga hialuronat natriumi qe ka per qellim rikuperimin e volumit te lekures. | Tjeter

## Sheet3
Nr | Pajisja mjekesore | Emri I subjektit qe ka kryer aplikimin | Nipti | Data e aplikimit | Prodhuesi | Modeli | Klasa | Pershkrimi I pajisjes | Kategoria e Pajisjes Mjekësore
9756 | Xela Rederm | Gen-Alb Farma sh.p.k | K62220004U | 07.07.2021 | Diaco Biofarmaceutici S.r.l. via Flavia, 124 - 34147 Trieste, Italy | Injectable implant based on Hyaluronic acid in syringe: XELA REDERM 1.1% 1ML, XELA REDERM 1.1% 2ML, XELA REDERM 1.8% 1ML , XELA REDERM 1.8% 2ML , XELA REDERM 2.2% 1ML, XELA REDERM 2.2% 2ML. | III | Jane shiringa me implante te injektueshme me baze te acidit hialuronik per permiresimin e lekures | Pajisje te implantueshme jo aktive
16751 | Sterile Single Use Injectable Implant Based on Hyaluronlc Acid Xela Rederm 1,1 %, Sterile Single Use Injectable Implant Based on Hyaluronlc Acid Xela Rederm 1,8 %, Sterile Single Use Injectable Implant Based on Hyaluronlc Acid Xela Rederm 2.2 % | GEN - ALB FARMA |  | 2024-06-19T00:00:00.000+02:00 | Yuria-pharm LLC.,Kobzarska Street, 108 UA - 18030 Cherkasy | Xela Rederm 1,1 % 1ml, Xela Rederm 1,1 % 2ml, Xela Rederm 1,8 % 1ml, Xela Rederm 1,8 % 2ml, Xela Rederm 2.2 % 1ml, Xela Rederm 2.2 % 2ml | Klasa III | Implant injektues i bazuar në acidin hialuronik Xela Rederm që mbush lëkurën me lagështi, kontribuon mekanikisht në stimulimin e përhapjes së fibroblasteve dhe përmirëson elasticitetin dhe qëndrueshmërinë e lëkurës. | Pajisje nje perdorimeshe
11528 | Artfiller Universal PFAFUN01; Artfiller Lips PFAFLI01; Artfiller Volume PFAFOV01; Artfiller Fine Lines PFAFFL01; Artfiller Lips Soft PFAFLS01; | Rodiopharma sh.p.k | L32110010J | 15.03.2022 | LABORATOIRES FILL-MED MANUFACTURING S.A. Boulevard paepsem 18, 1070 Anderlecht, BELGIUM | Artfiller Universal PFAFUN01; Artfiller Lips PFAFLI01; Artfiller Volume PFAFOV01; Artfiller Fine Lines PFAFFL01; Artfiller Lips Soft PFAFLS01; | III | Mbushes intradermal me acid hialuronik per trajtimin e rrudhave dhe dhenien e volumit atje ku ka humbur. | Pajisje te implantueshme jo aktive
12641 | Cross-Linked sodium hyaluronate dermal fillers: Cross-Linked sodium hyaluronate 20 mg/ml - Skin Architect Filler Sublime; Cross-Linked sodium hyaluronate 23 mg/ml - Skin Architect Filler Density; Cross-Linked sodium hyaluronate 26 mg/ml - Skin Architect Filler Volume; | Panacea sh.p.k | L31602504O | 25.08.2022 | Dr. Korman Laboratories Ltd. 23, Yosef Levi Str., Kiryat Bialik, 2751123 Israel | Cross-Linked sodium hyaluronate dermal fillers: Cross-Linked sodium hyaluronate 20 mg/ml - Skin Architect Filler Sublime; Cross-Linked sodium hyaluronate 23 mg/ml - Skin Architect Filler Density; Cross-Linked sodium hyaluronate 26 mg/ml - Skin Architect Filler Volume; | III | Xhel I injektueshem I perbere nga hialuronat natriumi qe ka per qellim rikuperimin e volumit te lekures. | Tjeter

## Sheet1
16794 | Digital Ultrasonic Diagnostic Imaging System , Transducers | FEDOS | 2024-06-14T00:00:00.000+02:00 | Shenzhen Mindray Bio-Medical Electronics Co., Ltd. Mindray Building, Keji 12th Road South, High-tech Industrial Park, Nanshan, Shenzhen, 518057, P.R. China | DP-50 , 35C50EA, 75L38EA | Klasa IIa | Ekografi dixhitale me Ultratinguj , Aksesor-Sonde ekografie | Tjeter