14484 | TEE Conventional Bite Guard Pediatric, TEE Conventional Bite Guard Adult, Adult TEE Scanhead Protection Cover, Pediatric TEE Scanhead Protection Cover, change to AdvVascular to include BFI/Bflow/BFIAngio, AutoEF 3.0, Smart Stress, AF/ 3.0, LOGIQ View, Ultrasound DICOM viewer, AdvQScan(TSI, SI, SRI), CAMM, Tricefy connectivity, AFI RV, AFI LA, AI Auto Measure - 2D, AI Auto Measure - Spectrum Recognition, Streaming(alton HCAT), Vascular Contrast, Pre/post Compare, Easy Auto EF, Easy AFI LV, Probe Check, LVO Contrast, Advanced Contrast, Enable M5Sc probe, Vivid T-Series v206 eDelivery, Vivid T8T9 v206physical SW USB, ECG cable, adult, AHA GE, ECG lead set, adult, AHA GE, ECG cable, adult, IEC GE, ECG lead set, adult, IEC GE, External ECG Cable, Lead electr, neo AHA 600, ECG cable, neo, AHA GE, Lead electr, neo IEC 600, ECG cable, neo, IEC GE, GE DIN Converter, 3-Lead, SONY UP-D898DC Printer, COLOR LASER PRINTER 220V, COLOR LASER PRINTER 110V, UPP-l1OHD BW PAPER 1 ROLL, AQUA R3 printer shelf, LITEON eBAU108 DVD Writer Kit, Suns USB foot switch, USB3.0 Disk For AQUA/SAGE, lTB mobile USB HDD, NETGEAR A6210 USB Adapter, Paper Tray, VGA to Svideo adapter, Cable Tray VT9, Add. Probe Holder VT9, UPS 220V-240V, Vivid T series UPS support kit, Ethernet protection cable, PWR SPLY CRD EUROPE KOREA l0A 250V STRAIGHT 2.5M, PWR SPLY CRD ANZ 10A 250V STRAIGHT 2.5M, PWR SPLY CRD UK IRELAND 10A 250V STRAIGHT 2.SM, PWR SPLY CRD SWITZERLAND 10A 250V STRAIGHT 2.5M, PWR SPLY CRD INDIA l0A 250V STRAIGHT 2.5M, PWR SPLY CRD DENMARK HOSPITAL GRADE, AQUA AN Key blank film, Dig Exp Full Kit 5 Cour, Turkish KBD language kit, French KBD kit, German KBD kit, Spanish KBD kit, Italian KBD kit, Portuguese KBD kit, Russian KBD language kits, 2 Ferrite cores and instruction, Vivid T8/T9 V206 e-manual kit, Vivid T8/T9 V206 ARM EN, Vivid T8/T9 V206 Basic service manual, Vivid T8/T9 V206 English Docs kit, 3SP Multi-angle Biopsy, ML6-15-RS Matrix Linear Array Probe FOR T9, L6-12-RS BIOPSY GUIDE, 12L TRANSVERSE BRACKET, INFINITE 12L BIOPSY KIT, 9L BIO GUIDE STARTER KIT, ML6-15 Biopsy Starter Kit, M5Sc-RS Biopsy Kit, L4-20t Verza biopsy starter kit, 4C BIOPSY BRACKET, C1-5 Biopsy Starter Kit, E8C REUSABLE BIOPSY KIT, E721 STARTER KIT / biopsy kit for E8C-SC, Vivid T8/T9 v204/v205 to v206 upgrade kit, Vivid T8/T9 v204/v205 to v206 upgrade kit SW only, Vivid T9 v206 w battery, Vivid T9 v206 w/o battery, Vivid T8 v206 w/ battery, Vivid T8 v206 w/o battery, Vivid T8 v206 system w/ Smart Standby w/ Flex Arm, 4C-RS, L6-12-RS, E8C-RS, 3SC-RS, 8C-RS, 6S-RS, P2D, 6Tc-RS, 9L-RS, 12L-RS, 12S-RS, 9T-RS, L8-l8i-RS, Cl-5-RS, E8Cs-RS (Only for Vivid T9), ML6-15-RS (Only for Vivid T9), M5Sc-RS, L4-20t-RS (only for Vivid T9), Bite Hole Indicator, TEE Storage rack, TEE Clip-On Bite Guard Adult, TEE Clip-On Bite Guard Adult OR | MONTAL | 2023-06-19T00:00:00.000+02:00 | GE Medical Systems (China) Co., Ltd., No. 19, Changjiang Road,, Wuxi National Hi-Tech Development Zone, 214028 Jiangsu, P.R. China | H45521JG, H45521JH, H45521CK, H45541RN, H48432AS, H48572BR, H48432AT, H48572BP, H48442AN, H48532BS, H48912AS, H48022BF, H45601GW, H45601TT, H45601TU, H45601YX, H45601YY, H45601GJ, H48932BM, H48932BK, H48082BK, H48082BL, H45611MS, H48442AJ, H48932BL, H48532BW, H48942BPED, H48942BR, H45601SB, H45601SC, H45601SD, H45601SE, H45021LL, H45571RJ, H45601SF, H45571RK, H45601SG, H45601SK, H48052BG, H45541MJ, H45541MH, H41402LS, H48052BK, H48532LJ, H48702AR, H48532BH, H48492AB, H48392AW, H48822LM, H48702AS, H48022BL, H48052BN, H48691PE, H48982BH, H43272LJ, H48502AW, H48512AD, H48512AF, H48512AJ, H48512AG, H48532AY, H48992AS, H4920EC, H48082BB, H48082BC, H48082BD, H48082BE, H48082BF, H48082BG, H48082BH, H40432LE, H48932BZ, H48932BT, H48932BW, H48932BY, H46222LC, H40462LM, H40432LC, H48392LL, H48392LT, H4906BK, H40432LJ, H45561FC, H45201BLF, E8385NA, H40412LN, E8385MJ, 5880722/Vivid T8 T9 v204 v205 to v206 UPG (H48942BC), 5880723/ Vivid T8 T9 v204 v205 to v206 UPG SW (H48942BD), 5876948 /Vivid T9 v206 (H48932BG), 5876948 /Vivid T9 v206 (H48932BH), 5876955/ Vivid T8 v206 (H48932BE), 5876955/ Vivid T8 v206 (H48932BF), 5876955/ Vivid T8 v206 (H48932BJ), H4000SR, H48062AC, H40402LN, H45041DL, H40402LS, H45021RP, H45551CA, H45551ZE, H40442LL, H40402LY, H44901AB, H45531YM, H40462LF, H40462LA, H48062AF, H44901AG, H48062AJ, H45531HS, H45551NM, H45511EE, H45521CB | Klasa IIa | Sistem ultrasaund i destinacionit te pergjithshem i specializuar per perdorim ne imazherine kardiake. | Pajisje diagnostikuese dhe terapeutike me rezatim
14472 | Patient Monitor, Blood Pressure Cuff, Spo2 Probe, ECG cable, ECG electrodes, TEMP Probe, Pulse Oximeter | MONTAL | 2023-06-21T00:00:00.000+02:00 | Shenzhen Creative Industry Co., Ltd. Floor 5, BLD 9, BaiWangxin High-Tech Industrial Park, Songbai Road, Xili Street, Nanshan District, 518110 Shenzhen, PEOPLE'S REPUBLIC OF CHINA | PC-3000, Deluxe-70, Classic-70, UP-7000, Advance-120, K10, K12, K15, KM-241, KS-AC01, KE-IGB051, 5101-0101313, W0001A, PC-60A, PRINCE-100A, PC-60B, POD-1W, POD-1, POD-2, POD-3, PC-60C, PC-60NW, PC-60N, PRINCE-100N, PC-60B1, PC-60D, PRINCE-100D, PC-60D2, PRINCE-100D2, PC-60E/PC-60F, PC-60FW, PRINCE-100I, SP-20, PC-66B, AP-10, AP-20 | Klasa IIb, Klasa IIa | Monitor me shumë parametra qe sherben për të gjurmuar gjendjen e pacientit , Manshetë e presionit të gjakut, Sonde per matjen e saturimit të oksigjenit arterial dhe rafjen e pulsit, Kabell elektrokardiogafi, Elektroda kardiografi, Sonde per matjen e temperatures, Pajisje per matjen e saturimit te oksigjenit ne gjak dhe ritmin e pulsit | Instrumenta shumeperdorimeshe
14418 | Incise drapes with antibacterial/Euroderm Incise | O.E.S DISTRIMED | 2023-06-21T00:00:00.000+02:00 | EUROFARM S.p.A. Belpasso (CT) - Zona Industriale Piano Tavola 95032 –Italy | 717745 | Klasa IIa | Drape antimikrobial ,per perdorim ne kirurgji | Pajisje nje perdorimeshe
14334 | TROCAR UNIVERSAL, SET W. 4 PCS., TROCAR, NELSON, NO. 1, Ø 7.5 MM, 21 CM, TROCAR, NELSON, NO. 2, Ø 9.5 MM, 21 CM, TROCAR, NELSON, NO. 3, Ø 11 MM, 21 CM, Trocar, TRANSBUCCAL SYSTEM 2.0/2,3 MM, TROCAR, TROCAR ONLY, 2.0-2.7 MM, TROCAR ONLY F. 24-474-00-01, TROCAR ONLY FOR 25-478-00, TROCAR, TESSIER, Ø 2.0 MM, 14 CM, Transbuccal Set, Nadjmi, Handle with Cannula for 48-555-00-07, Trocar only for 48-555-00-07, UNIVERSAL TROCAR ONLY, 3D X TWIN TROCAR FOR 2.0 MM PINS, X-FIX Trocar, short, 3D X TWIN TROCAR FOR 2.7 MM PINS, TROCAR TIP FOR ACTIVATION ARM | O.E.S DISTRIMED | 2023-06-21T00:00:00.000+02:00 | GebrUder Martin GmbH & Co. KG,KLS Martin Platz 1 78532 Tuttlingen Germany | 18-306-04-07, 18-348-07-01, 18-350-09-01, 18-352-11-01, 24-015-56-07, 25-471-00-07, 25-471-15-07, 25-472-15-07, 25-474-15-01, 25-478-15-07, 48-320-14-07, 48-555-00-07, 48-555-01-07, 48-555-02-07, 50-501-05-07, 50-501-06-07, 50-501-09-07, 50-501-36-07, 51-401-93-09 | Klasa I | Instrumenta ,trokare,per perdorim ne kirurgji ortho-maxillo-faciale, Instrumenta trokare,per perdorim ne kirurgji ortho-maxillo-faciale | Instrumenta shumeperdorimeshe
13963 | STÅINLESS STEEL HAND FILES (Reamers,K-Files.H-Files) | MOTO-MANIA | 2023-05-08T00:00:00.000+02:00 | DiaDent Group International 16, Osongsaenglmyeong 4- ro Osong -cup Heungdeok- gu, Cheongju-si, Chungcheongbuk do,28161,Republic of Korea | STÅINLESS STEEL HAND FILES (Reamers,K-Files.H-Files) | Klasa I | Instrumenta celiku per hapjen e kanalit | Pajisje dentare
13964 | Dia-Kondensor (ENDO CONDENSER/PLUGGER) | MOTO-MANIA | 2023-05-08T00:00:00.000+02:00 | DiaDent Group International 16, Osongsaenglmyeong 4- ro Osong -cup Heungdeok- gu, Cheongju-si, Chungcheongbuk do,28161,Republic of Korea | Dia-Kondensor (ENDO CONDENSER/PLUGGER) | Klasa I | Instrument Kondesues per vendsojen e materialit mbushes brenda kavitetit | Pajisje dentare
14121 | DIA -FLEX FILE | MOTO-MANIA | 2023-06-07T00:00:00.000+02:00 | DiaDent Group International 16, Osongsaenglmyeong 4- ro Osong -cup Heungdeok- gu, Cheongju-si, Chungcheongbuk do,28161,Republic of Korea | DIA -FLEX FILE | Klasa I | INSTRUMENTA FLEKSIBLE CELIKU ENDODONTIK | Pajisje dentare
14055 | CARBON DIOXIDE FOR LAPAROSCOPY IN CYLINDERS; CARBON DIOXIDE FOR LAPAROSCOPY IN BUNDLES | GTS-Gazra Teknike Shqiptare sh.p.k. | 2023-05-10T00:00:00.000+02:00 | SOL S.p.A Via Borgazzi 27-20900Monza(MB)-Italia | CARBON DIOXIDE FOR LAPAROSCOPY IN CYLINDERS; CARBON DIOXIDE FOR LAPAROSCOPY IN BUNDLES | Klasa IIb | Dioksid karboni qe perdoret per laparoskopi | Tjeter
14125 | Perclose ProGlide Suture-Mediated Closure System 12673-05, Perclose ProGlide Suture-Mediated Closure System 12673 | DIAL-ALB | 2023-05-16T00:00:00.000+02:00 | Abbott Medical, 3200 Lakeside Drive, Santa Clara, California 95054, USA | Perclose ProGlide Suture-Mediated Closure System 12673-05, Perclose ProGlide Suture-Mediated Closure System 12673 |  | Sistemi mbylles i ndermjetesuar me qepje | Pajisje te implantueshme jo aktive
14097 | Onyx TruStar™ Zotarolimus-Eluting Coronary Stent System TSTAR20008X , Onyx TruStar™ Zotarolimus-Eluting Coronary Stent System TSTAR20012X , Onyx TruStar™ Zotarolimus-Eluting Coronary Stent System TSTAR20015X , Onyx TruStar™ Zotarolimus-Eluting Coronary Stent System TSTAR20018X , Onyx TruStar™ Zotarolimus-Eluting Coronary Stent System TSTAR20022X , Onyx TruStar™ Zotarolimus-Eluting Coronary Stent System TSTAR20026X , Onyx TruStar™ Zotarolimus-Eluting Coronary Stent System TSTAR20030X , Onyx TruStar™ Zotarolimus-Eluting Coronary Stent System TSTAR22508X , Onyx TruStar™ Zotarolimus-Eluting Coronary Stent System TSTAR22512X , Onyx TruStar™ Zotarolimus-Eluting Coronary Stent System TSTAR22515X , Onyx TruStar™ Zotarolimus-Eluting Coronary Stent System TSTAR22518X , Onyx TruStar™ Zotarolimus-Eluting Coronary Stent System TSTAR22522X , Onyx TruStar™ Zotarolimus-Eluting Coronary Stent System TSTAR22526X , Onyx TruStar™ Zotarolimus-Eluting Coronary Stent System TSTAR22530X , Onyx TruStar™ Zotarolimus-Eluting Coronary Stent System TSTAR22534X , Onyx TruStar™ Zotarolimus-Eluting Coronary Stent System TSTAR22538X , Onyx TruStar™ Zotarolimus-Eluting Coronary Stent System TSTAR25008X , Onyx TruStar™ Zotarolimus-Eluting Coronary Stent System TSTAR25012X , Onyx TruStar™ Zotarolimus-Eluting Coronary Stent System TSTAR25015X , Onyx TruStar™ Zotarolimus-Eluting Coronary Stent System TSTAR25018X , Onyx TruStar™ Zotarolimus-Eluting Coronary Stent System TSTAR25022X , Onyx TruStar™ Zotarolimus-Eluting Coronary Stent System TSTAR25026X , Onyx TruStar™ Zotarolimus-Eluting Coronary Stent System TSTAR25030X , Onyx TruStar™ Zotarolimus-Eluting Coronary Stent System TSTAR25034X , Onyx TruStar™ Zotarolimus-Eluting Coronary Stent System TSTAR25038X , Onyx TruStar™ Zotarolimus-Eluting Coronary Stent System TSTAR27508X , Onyx TruStar™ Zotarolimus-Eluting Coronary Stent System TSTAR27512X , Onyx TruStar™ Zotarolimus-Eluting Coronary Stent System TSTAR27515X , Onyx TruStar™ Zotarolimus-Eluting Coronary Stent System TSTAR27518X , Onyx TruStar™ Zotarolimus-Eluting Coronary Stent System TSTAR27522X , Onyx TruStar™ Zotarolimus-Eluting Coronary Stent System TSTAR27526X , Onyx TruStar™ Zotarolimus-Eluting Coronary Stent System TSTAR27530X , Onyx TruStar™ Zotarolimus-Eluting Coronary Stent System TSTAR27534X , Onyx TruStar™ Zotarolimus-Eluting Coronary Stent System TSTAR27538X , Onyx TruStar™ Zotarolimus-Eluting Coronary Stent System TSTAR30008X , Onyx TruStar™ Zotarolimus-Eluting Coronary Stent System TSTAR30012X , Onyx TruStar™ Zotarolimus-Eluting Coronary Stent System TSTAR30015X , Onyx TruStar™ Zotarolimus-Eluting Coronary Stent System TSTAR30018X , Onyx TruStar™ Zotarolimus-Eluting Coronary Stent System TSTAR30022X , Onyx TruStar™ Zotarolimus-Eluting Coronary Stent System TSTAR30026X , Onyx TruStar™ Zotarolimus-Eluting Coronary Stent System TSTAR30030X , Onyx TruStar™ Zotarolimus-Eluting Coronary Stent System TSTAR30034X , Onyx TruStar™ Zotarolimus-Eluting Coronary Stent System TSTAR30038X , Onyx TruStar™ Zotarolimus-Eluting Coronary Stent System TSTAR35008X , Onyx TruStar™ Zotarolimus-Eluting Coronary Stent System TSTAR35012X , Onyx TruStar™ Zotarolimus-Eluting Coronary Stent System TSTAR35015X , Onyx TruStar™ Zotarolimus-Eluting Coronary Stent System TSTAR35018X , Onyx TruStar™ Zotarolimus-Eluting Coronary Stent System TSTAR35022X , Onyx TruStar™ Zotarolimus-Eluting Coronary Stent System TSTAR35026X , Onyx TruStar™ Zotarolimus-Eluting Coronary Stent System TSTAR35030X , Onyx TruStar™ Zotarolimus-Eluting Coronary Stent System TSTAR35034X , Onyx TruStar™ Zotarolimus-Eluting Coronary Stent System TSTAR35038X , Onyx TruStar™ Zotarolimus-Eluting Coronary Stent System TSTAR40008X , Onyx TruStar™ Zotarolimus-Eluting Coronary Stent System TSTAR40012X , Onyx TruStar™ Zotarolimus-Eluting Coronary Stent System TSTAR40015X , Onyx TruStar™ Zotarolimus-Eluting Coronary Stent System TSTAR40018X , Onyx TruStar™ Zotarolimus-Eluting Coronary Stent System TSTAR40022X , Onyx TruStar™ Zotarolimus-Eluting Coronary Stent System TSTAR40026X , Onyx TruStar™ Zotarolimus-Eluting Coronary Stent System TSTAR40030X , Onyx TruStar™ Zotarolimus-Eluting Coronary Stent System TSTAR40034X , Onyx TruStar™ Zotarolimus-Eluting Coronary Stent System TSTAR40038X , Onyx TruStar™ Zotarolimus-Eluting Coronary Stent System TSTAR45012X , Onyx TruStar™ Zotarolimus-Eluting Coronary Stent System TSTAR45015X , Onyx TruStar™ Zotarolimus-Eluting Coronary Stent System TSTAR45018X , Onyx TruStar™ Zotarolimus-Eluting Coronary Stent System TSTAR45022X , Onyx TruStar™ Zotarolimus-Eluting Coronary Stent System TSTAR45026X , Onyx TruStar™ Zotarolimus-Eluting Coronary Stent System TSTAR45030X , Onyx TruStar™ Zotarolimus-Eluting Coronary Stent System TSTAR50012X , Onyx TruStar™ Zotarolimus-Eluting Coronary Stent System TSTAR50015X , Onyx TruStar™ Zotarolimus-Eluting Coronary Stent System TSTAR50018X , Onyx TruStar™ Zotarolimus-Eluting Coronary Stent System TSTAR50022X , Onyx TruStar™ Zotarolimus-Eluting Coronary Stent System TSTAR50026X , Onyx TruStar™ Zotarolimus-Eluting Coronary Stent System TSTAR50030X | O.E.S DISTRIMED | 2023-05-17T00:00:00.000+02:00 | Medtronic Inc. 710 Medtronic Parkway Minneapolis, MN 55432 USA | Onyx TruStar™ Zotarolimus-Eluting Coronary Stent System TSTAR20008X , Onyx TruStar™ Zotarolimus-Eluting Coronary Stent System TSTAR20012X , Onyx TruStar™ Zotarolimus-Eluting Coronary Stent System TSTAR20015X , Onyx TruStar™ Zotarolimus-Eluting Coronary Stent System TSTAR20018X , Onyx TruStar™ Zotarolimus-Eluting Coronary Stent System TSTAR20022X , Onyx TruStar™ Zotarolimus-Eluting Coronary Stent System TSTAR20026X , Onyx TruStar™ Zotarolimus-Eluting Coronary Stent System TSTAR20030X , Onyx TruStar™ Zotarolimus-Eluting Coronary Stent System TSTAR22508X , Onyx TruStar™ Zotarolimus-Eluting Coronary Stent System TSTAR22512X , Onyx TruStar™ Zotarolimus-Eluting Coronary Stent System TSTAR22515X , Onyx TruStar™ Zotarolimus-Eluting Coronary Stent System TSTAR22518X , Onyx TruStar™ Zotarolimus-Eluting Coronary Stent System TSTAR22522X , Onyx TruStar™ Zotarolimus-Eluting Coronary Stent System TSTAR22526X , Onyx TruStar™ Zotarolimus-Eluting Coronary Stent System TSTAR22530X , Onyx TruStar™ Zotarolimus-Eluting Coronary Stent System TSTAR22534X , Onyx TruStar™ Zotarolimus-Eluting Coronary Stent System TSTAR22538X , Onyx TruStar™ Zotarolimus-Eluting Coronary Stent System TSTAR25008X , Onyx TruStar™ Zotarolimus-Eluting Coronary Stent System TSTAR25012X , Onyx TruStar™ Zotarolimus-Eluting Coronary Stent System TSTAR25015X , Onyx TruStar™ Zotarolimus-Eluting Coronary Stent System TSTAR25018X , Onyx TruStar™ Zotarolimus-Eluting Coronary Stent System TSTAR25022X , Onyx TruStar™ Zotarolimus-Eluting Coronary Stent System TSTAR25026X , Onyx TruStar™ Zotarolimus-Eluting Coronary Stent System TSTAR25030X , Onyx TruStar™ Zotarolimus-Eluting Coronary Stent System TSTAR25034X , Onyx TruStar™ Zotarolimus-Eluting Coronary Stent System TSTAR25038X , Onyx TruStar™ Zotarolimus-Eluting Coronary Stent System TSTAR27508X , Onyx TruStar™ Zotarolimus-Eluting Coronary Stent System TSTAR27512X , Onyx TruStar™ Zotarolimus-Eluting Coronary Stent System TSTAR27515X , Onyx TruStar™ Zotarolimus-Eluting Coronary Stent System TSTAR27518X , Onyx TruStar™ Zotarolimus-Eluting Coronary Stent System TSTAR27522X , Onyx TruStar™ Zotarolimus-Eluting Coronary Stent System TSTAR27526X , Onyx TruStar™ Zotarolimus-Eluting Coronary Stent System TSTAR27530X , Onyx TruStar™ Zotarolimus-Eluting Coronary Stent System TSTAR27534X , Onyx TruStar™ Zotarolimus-Eluting Coronary Stent System TSTAR27538X , Onyx TruStar™ Zotarolimus-Eluting Coronary Stent System TSTAR30008X , Onyx TruStar™ Zotarolimus-Eluting Coronary Stent System TSTAR30012X , Onyx TruStar™ Zotarolimus-Eluting Coronary Stent System TSTAR30015X , Onyx TruStar™ Zotarolimus-Eluting Coronary Stent System TSTAR30018X , Onyx TruStar™ Zotarolimus-Eluting Coronary Stent System TSTAR30022X , Onyx TruStar™ Zotarolimus-Eluting Coronary Stent System TSTAR30026X , Onyx TruStar™ Zotarolimus-Eluting Coronary Stent System TSTAR30030X , Onyx TruStar™ Zotarolimus-Eluting Coronary Stent System TSTAR30034X , Onyx TruStar™ Zotarolimus-Eluting Coronary Stent System TSTAR30038X , Onyx TruStar™ Zotarolimus-Eluting Coronary Stent System TSTAR35008X , Onyx TruStar™ Zotarolimus-Eluting Coronary Stent System TSTAR35012X , Onyx TruStar™ Zotarolimus-Eluting Coronary Stent System TSTAR35015X , Onyx TruStar™ Zotarolimus-Eluting Coronary Stent System TSTAR35018X , Onyx TruStar™ Zotarolimus-Eluting Coronary Stent System TSTAR35022X , Onyx TruStar™ Zotarolimus-Eluting Coronary Stent System TSTAR35026X , Onyx TruStar™ Zotarolimus-Eluting Coronary Stent System TSTAR35030X , Onyx TruStar™ Zotarolimus-Eluting Coronary Stent System TSTAR35034X , Onyx TruStar™ Zotarolimus-Eluting Coronary Stent System TSTAR35038X , Onyx TruStar™ Zotarolimus-Eluting Coronary Stent System TSTAR40008X , Onyx TruStar™ Zotarolimus-Eluting Coronary Stent System TSTAR40012X , Onyx TruStar™ Zotarolimus-Eluting Coronary Stent System TSTAR40015X , Onyx TruStar™ Zotarolimus-Eluting Coronary Stent System TSTAR40018X , Onyx TruStar™ Zotarolimus-Eluting Coronary Stent System TSTAR40022X , Onyx TruSt | Klasa III | Sisteme stentash koronare te implantueshme, te veshura me ilac, perdorim ne kardiologji/hemodinamike | Pajisje nje perdorimeshe
14102 | Alinity c Amikacin Reagent Kit 09P4420 | LABOPHARMA SHPK | 2023-05-16T00:00:00.000+02:00 | B.R.A.H.M.S GmbH Neuendorfstraße 25, 16761 Hennigsdorf, Germany | Alinity c Amikacin Reagent Kit 09P4420 | In vitro | Jane kite me reagente te analizes sasiore te amikacines ne gjak me aparatin analizues Alinity | Pajisje te diagnostifikimit in vitro
14141 | Efficia CM 10, Efficia CM 12, Efficia CM 100, Efficia CM 120, Efficia CM 150, Efficia Cardiac Output Module, Efficia BIS Module, Efficia dual IBP module, Efficia Gas Module with 02, Efficia Microstream CO2 module, Efficia Gas Module, No O2, Efficia CMS200 Central Monitoring System | Health & Light | 2023-05-23T00:00:00.000+02:00 | Philips Medizin Systeme Boblingen GmbH Hewlett-Packard-Strasse 2 71034 Bobl in gen, Germany | 863301, 863303 , 863300, 863302, 863304 , 863387, 863332, 863333, 863334, 863335, 863336, 863352 | Klasa IIb | Efficia CM IO Patient Monitor, Monitor Pacienti, Efficia CM 12 Patient Monitor, Monitor Pacienti, Efficia CM 100 Patient Monitor, Monitor Pacienti , Efficia CM 120 Patient Monitor, Monitor Pacienti, Efficia CM 150 Patient Monitor , Monitor Pacienti, Efficia Cardiac Output Module , Modul Kardiak, Efficia BIS Module, Moduli BIS, Efficia dual IBP module , Modul Dual IBP, Efficia Gas Module with 02 , Moduli I Gazeve me O2, Efficia Microstream CO2 module , Moduli i CO2, Efficia Gas Module, No O2, Moduli i Gazeve pa O2 , Efficia CMS200 Central Monitoring System , Sistem Monitorimi Qendror | Pajisje elektromekanike
14144 | NovaLisa® Herpes simplex Virus 1 (HSV 1) IgG (HSV1G0500), Microtiterplate (MTP), IgG Sample Dilution Buffer (DIL G), Stop Solution (SOLN STOP), Washing Buffer (WASH BUF 20x), Conjugate (CONJ), TMB Substrate Solution (SUB TMB), Negative Control (CONTROL -), Cut-off Control (CUT OFF), Positive Control (control +) | ALBIOMED | 2023-05-16T00:00:00.000+02:00 | NovaTec Immunodiagnostica GmbH Waldstrasse 23 A6 63128 Dietzenbach Germany | HSV1G0500 | In vitro | Analize per percaktimin sasior te antitrupave IgG ndaj antigjenit Herpes simplex Virus 1 ne serumin human; mikrotiterplate, Diluent, stop, wash, konjugat, TMB substrat, kontroll negativ, kontroll cut-off, kontroll pozitiv. | Pajisje te diagnostifikimit in vitro
14202 | Alinity i Cyclosporine Whole Blood Precipitation Reagent Kit | PEGASUS. | 2023-05-22T00:00:00.000+02:00 | Abbott Ireland Diagnostics Division Finisklin Business Park Sligo Ireland | 09P3940 | In vitro | Jane kite me reagente te precipitimit te ciklosporines ne analizat e gjakut me sistemin Alinity. | Pajisje te diagnostifikimit in vitro
14170 | Trigliceride2 | LABOPHARMA SHPK | 2023-05-25T00:00:00.000+02:00 | Abbott Ireland Diagnostics Division Lisnamuck Longford, Co. Longford Ireland | 04U0620 | In vitro | Jane kite me reagente te analizes sasiore te triglicerideve ne gjak me aparatin analizues Alinity | Pajisje te diagnostifikimit in vitro
13996 | PRONTIXTE (POCOM) TWIN 9 | FARMAWORLD | 2023-05-18T00:00:00.000+02:00 | INDUSTRIE OTTICHE ITALIANE , Corso Fiume 4 - 10133 TORINO,ITALY | PRONTIXTE (POCOM) TWIN 9 | Klasa I | L'occhiale premontato , Syze te montuara paraprakisht janë pajisje mjekësore të klases I që përdoren për korrigjimin e problemeve të shikimit. | Tjeter
14047 | Dental Impression Material Silicone Ref. 1980 Dentplus 900mI, Dental Impression Material Silicone Ref. 1980-10 Dentplus 10kg, Dental Impression Material Silicone Ref. 1981 Dentflex 140mI, Dental Impression Material Silicone Ref. 1983 Dentorans 140mI, Dental Impression Material Silicone Ref. 1982 Activator Gel, Dental Impression Material Silicone Ref. 1011V Image PVS putty Soft, Dental Impression Material Silicone Ref. 1012V Image PVS putty Hard, Dental Impression Material Silicone Ref. 1013V Image PVS light body fast, Dental Impression Material Silicone Ref. 1014V Image light body normal, Dental Impression Material Silicone Ref.1018V Image Super light body fast, Dental Impression Material Silicone Ref.1016V Image PVS monophase, Dental Impression Material Silicone Ref. 1015V Image PVS bite, Dental Impression Material Silicone Ref. 1017V Image PVS Bite Transparent, Dental Impression Material Silicone Ref. 1011VJ Image PVS Jumbo Putty, Dental Impression Material Silicone Ref.1016VJ Image PVS Jumbo Monophase, Dental Impression Material Silicone Ref. 1010VJ Image PVS Jumbo Heavy, Dental Impression Material Silicone Ref. 1010V Image PVS Heavy, Dental Impression Material Silicone Ref. 1010V-1 Image PVS Heavy Cartridge, Dental Impression Material Silicone Ref. 1013V-1 Image PVS light body fast Cartridge, Dental Impression Material Silicone Ref. 1014V-1 Image light body normal Cartridge, Dental Impression Material Silicone Ref. 1018V-1 Image Super light body fast Cartridge, Dental Impression Material Silicone Ref.1016V-1 image PVS monophasa Cartridge, Dental Impression Material Silicone Ref. 1015V-1 Image PVS bite Cartridge, Dental Impression Material Silicone Rer. 1017V-1 Image PVS Bite Transparent | Ameis Dent | 2023-05-22T00:00:00.000+02:00 | Dental Line Ltd 9 Sotiros str., 185 35 Piraeus Greece | 2820000200143, 2820000200501, 2820000200167, 2820000200181, 2820000200204, 2820000200228, 282000D20O426, 282O000200242, 2820000200266, 2820000200280, 2820000200303, 2820000200327, 2820000200341, 2820000200365, 2820000200389, 2820000200402, 2820000200440, 2820000200907, 2820000200525, 2820000200549, 2820000200563, 2820000200587, 2820000200600, 2820000200624, 2820000200822, 2820000200785, 2820000200464, 2820000200488 | Klasa I | Materiale qe perdoren ne denistri per marrjen e mases ne goje. | Pajisje dentare
Cartridge, Dental solution for lrrigations Ref. 1989 Eau de Labaraque, Dental Impression Materlal Alginate Ref. 1887 Dentoprint alginate, Dental Impression Materlal Alginate Ref. 1988 Algikrom alginate, Dental Impression Materlal Alginate Ref. 1986 Dentalgin alginate
14209 | Ulrasound scanner , SW option | PEGASUS. | 2023-05-23T00:00:00.000+02:00 | Samsung Medison Co., Ltd 3360 Hanseo-ro, Nam-myein, Hongcheon-gun, Gangwon-do 25108 Republic of Korea | HM70 EVO, HM70 EVO 4D, HM70 EVO 3D XI, HM70 EVO Strain+, HM70 EVO StressEcho, HM70 EVO DICOM, HM70 EVO MultiVision, HM70 EVO AutoIMT+, HM70 EVO ElastoScan™, HM70 EVO Panoramic+, HM70 EVO XI STIC, HM70 EVO Needelemate+™, HM70 EVO EzExam+™, HM70 EVO CW Function, HM70 EVO Cardiac Measurement, HM70 EVO Ez Assist™, HM70 EVO RealisticVue™, HM70 EVO 5D Follicle, HM70 EVO 5D NT, HM70 EVO E-Strain, HM70 EVO 2D NT, HM70 EVO LaborAssist, HM70 EVO CrystalVue, HM70 EVO System Activation, HM70 EVO HQ Vision, HM70 EVO H2D Follicle, HM70 EVO Mobile export | Klasa IIa | Eshte skaner me ultratinguj qe se bashku me sondat e tij perdoret per nje game te gjere ekzaminimesh mjekesore klinike., Jane sonda qe perdoren se bashku me skanerin me ultratinguj HM70EVO. | Pajisje diagnostikuese dhe terapeutike me rezatim
14210 | Iron2 | LABOPHARMA SHPK | 2023-05-25T00:00:00.000+02:00 | Abbott Ireland Diagnostics Division Lisnamuck Longford, Co. Longford Ireland | 04T9820 | In vitro | Reagent i perdorur ne analizen sasiore te hekurit ne gjak me sistemin Alinity | Pajisje te diagnostifikimit in vitro
14211 | Gamma-Glutamyl Trasnferase2 | LABOPHARMA SHPK | 2023-05-25T00:00:00.000+02:00 | Abbott Ireland Diagnostics Division Lisnamuck Longford, Co. Longford Ireland | 04T9620 | In vitro | Reagent i perdorur ne analizen sasiore te enzimes gama glutil transferaze ne gjak | Pajisje te diagnostifikimit in vitro
14283 | SurgiSleeve Large Wound Protector 9cm-14cm, SurgiSleeve Large Wound Protector with Retraction Ring 9cm-14cm, SurgiSleeve Medium Wound Protector 5cm-9cm, SurgiSleeve Small Wound Protector 2.5cm-6cm, SurgiSleeve Large Wound Protector with Retraction Ring 11cm-17cm, SurgiSleeve Extra Small Wound Protector 2cm-4cm | O.E.S DISTRIMED | 2023-05-31T00:00:00.000+02:00 | Covidien llc 15 Hampshire Street Mansfield, MA 02048, U.S.A. | WPLG914, WPLGR914, WPMD509, WPSM256, WPXLGR1117, WPXSM24 | Klasa IIa | Pajisje mbrojtese te plages,per perdorim ne kirurgji | Pajisje nje perdorimeshe
14217 | Alkaline Phosphatase2 | LABOPHARMA SHPK | 2023-06-06T00:00:00.000+02:00 | Abbott Ireland Diagnostics Division Lisnamuck Longford, Co. Longford Ireland | 04T8320, 04T8330 | In vitro | Jane kite me reagente mates te alkaline fosfatazes ne gjak, Jane kite me reagente te analizes se alkaline fosfatazes ne gjak me sistemin Alinity | Pajisje te diagnostifikimit in vitro
14357 | Alanine Aminotransferase2 | LABOPHARMA SHPK | 2023-06-06T00:00:00.000+02:00 | Abbott Ireland Diagnostics Division Lisnamuck Longford, Co. Longford Ireland | 04T8420 | In vitro | Jane kite me reagente te analizes sasiore te enzimes ALT ne gjak me aparatin analizues Alinity | Pajisje te diagnostifikimit in vitro
14286 | Alanine Aminotransferase2 | LABOPHARMA SHPK | 2023-06-06T00:00:00.000+02:00 | Abbott Ireland Diagnostics Division Lisnamuck Longford, Co. Longford Ireland | 04T8430 | In vitro | Jane kite me reagente te analizes sasiore te enzimes ALT ne gjak me aparatin analizues Alinity | Pajisje te diagnostifikimit in vitro
14327 | Disposable Blood Lancets Soft GL300 | DELTA PHARMA - AL | 2023-05-31T00:00:00.000+02:00 | Sterilance Medical (Suzhou) Inc. No.168 PuTuoShan Road, New District, 215153 Suzhou, Jiangsu, PEOPLE'S REPUBLIC OF CHINA. | Soft GL300 | Klasa IIa | Lancetat e diabetit një përdorimshe përdoren për të mbledhur gjakun kapilar nga maja e gishtave ose vende alternative për testimin e glukozës në gjak ose teste të tjera duke përdorur sasi të vogla gjaku | Pajisje nje perdorimeshe
14178 | ISE Cleaning Solution/Elecsys SysClean | Labor Dr. Limbach Heidelberg Germany | 2023-05-26T00:00:00.000+02:00 | Roche Diagnostics GmbH, Sandhofer Strasse 116 68305 Mannheim Germany | 11298500316 | In vitro | Solucion pastrimi | Pajisje te diagnostifikimit in vitro
14226 | Activator | Labor Dr. Limbach Heidelberg Germany | 2023-05-26T00:00:00.000+02:00 | Roche Diagnostics GmbH, Sandhofer Strasse 116 68305 Mannheim Germany | 4663632190 | In vitro | Aktivizuaes per reaksion | Pajisje te diagnostifikimit in vitro
14295 | AssayCup | Labor Dr. Limbach Heidelberg Germany | 2023-05-29T00:00:00.000+02:00 | Roche Diagnostics GmbH, Sandhofer Strasse 116 68305 Mannheim Germany | 11706802001 | In vitro | Kapak testi | Pajisje te diagnostifikimit in vitro
14232 | ISE Cleaning Solution / Elecsys SysClean | Labor Dr. Limbach Heidelberg Germany | 2023-05-29T00:00:00.000+02:00 | Roche Diagnostics GmbH, Sandhofer Strasse 116 68305 Mannheim Germany | 11298500316 | In vitro | Reagent pastrimi | Pajisje te diagnostifikimit in vitro
14233 | Elecsys CMV IgG | Labor Dr. Limbach Heidelberg Germany | 2023-05-29T00:00:00.000+02:00 | Roche Diagnostics GmbH, Sandhofer Strasse 116 68305 Mannheim Germany | 09118543190, 09118551190 | In vitro | Reagent per testimin e CMV IgG | Pajisje te diagnostifikimit in vitro
14182 | Elecsys Syphilis | Labor Dr. Limbach Heidelberg Germany | 2023-05-29T00:00:00.000+02:00 | Roche Diagnostics GmbH, Sandhofer Strasse 116 68305 Mannheim Germany | 9014977190 | In vitro | Reagent per testimin e Syphilis | Pajisje te diagnostifikimit in vitro
14247 | 23ga Chow Illuminated Pick, 23ga Chandelier Infusion Cannula, 25ga Chandelier Infusion Cannula, 23ga Illuminated Capone/Rizzo Pick, 23ga Illuminated Membrane Rake, 29ga Oshima Dual Chandelier, 25ga Awh Chandelier, 25ga Oshima Vivid Chandelier, 27ga Oshima Vivid Chandelier, 25ga Vivid Chandelier- Stellaris PC, 27ga Vivid Chandelier- Stellaris PC, 20ga Stellar is PC Wide Field Endoilluminator, 20ga Stellaris PC Mid Field Endoilluminator, 23ga Stellaris PC Diffuse Wide Field Endoilluminator, 23ga Stellaris PC Mid Field Endoilluminator, 25ga Stellaris PC Diffuse Wide Field Endoilluminator, 27ga Stellaris PC Diffuse Wide Field Endoilluminator, 25ga Stellaris PC Mid Field Endoilluminator, 27ga Stellaris PC Mid Field Endoilluminator, Wide Field Endo llluminator, Wide Field Diffusion Endo llluminator, 23ga Endo llluminator, 23ga Endo llluminator (Eckardt Trocar Compatible), 25ga Stiff Endo llluminator, 25ga Stiff Endo llluminator Photo Compatible, 27ga One-Step™ Endo llluminator, 20ga Endo llluminator, 23ga Wide Field Corona Endo llluminator, 25ga Wide Field Corona Endo llluminator, 23ga Blunt Wide Field Diffusion Endo llluminator, 23ga Shielded Wide Field Endo llluminator,Photon™ Compatible, 25ga Stiff Shielded Wide Field Endo llluminator, Photon™ Compatible , 20ga Shielded Wide Field Endo llluminator, Photon™Compatible, 23ga Mid Field Endo llluminator, 25ga Mid Field Endo llluminator, 27ga Mid Field Endo llluminator, 20ga Mid-Field Endo llluminator, 23ga VersaVrr'M Endo llluminator, 25ga VersaVIT'M Endo llluminator, 27ga VersaVIT'M Endo llluminator, 27ga VersaVIT'M Endo llluminator, Photon™ Compatible | GEN - ALB FARMA | 2023-06-01T00:00:00.000+02:00 | Synergetics, Inc. 3845 Corporate Centre Drive, O'Fallon, Missouri 63368 USA | 56.07.23P, 56.30.23P, 56.30.25P, 56.45.23P, 56.46.23P, 56.50.25P, 56.50.29P, 56.52.25P, 56.54.25P, 56.54.27P, BL5235S, BL5237S, BL5820D, BL5820M, BL5823D, BL5823M, BL5825D, BL5827D, BL5825M, BL5827M, 56.1, 56.2, 56.21, 56.02.23, 56.02.23P, 56.02.25, 56.02.25PS, 56.02.27P, 56.02P, 56.12.23P, 56.12.25P, 56.21.23, 56.21.23P, 56.21.25PS, 56.21P, 56.22.23P, 56.22.25P, 56.22.27P, 56.22P, 56.65.23, 56.65.25, 56.65.27, 56.65.27P | Klasa IIa | Një pajisje sterile, e mbajtur me dorë, e ngjashme me sondë, e destinuar për t'u përdorur në lidhje me një sistem lazer okulistik gjatë operacionit okulistik për të drejtuar dhe shpërndarë në mënyrë invazive energji lazer për të trajtuar kushtet jo refraktive (p.sh., për të riparuar një çarje të retinës). | Pajisje nje perdorimeshe
14248 | Exaflex (Pericardium membrane) membrane 25 x 25 mm, Exaflex (Pericardium membrane) membrane 30 x 30 mm, Exaflex (Pericardium membrane )membrane 40 x 30 mm, Exaflex (Pericardium membrane) membrane 25 x 14 mm | LOOKDENT | 2023-06-01T00:00:00.000+02:00 | MAGGI srl Itali, me seli ligjore: Fraz. San Pietro, 10–14026 Piovà Massaia (AT) dhe adresë vendi prodhimi: Via Tetti castagno, 5/A–10020 Andezeno(TO) | EXF-01, EXF-02, EXF-06, EXF-03 | Klasa III | Membranë perikardi me origjinë Bovine, membranë kolagjeni e lëmuar rrjetë, e përthithshme, e përbërë nga një shtresë e dyfishtë që përdoret si barrierë apo mbulesë mbrojtëse kundër infiltrimeve bakteriale dhe rigjenerimin e kockave në çdo situatë | Pajisje te implantueshme aktive
14312 | Chloride Electrode | E v i t a | 2023-06-02T00:00:00.000+02:00 | Roche Diagnostics GmbH Sandhofer Strasse 116 68305 Mannheim Germany | 3003523001 | In vitro | Elektrode per percaktimin e klorit ne serum/plazem per laboratoret mjekesore | Pajisje te diagnostifikimit in vitro
14157 | Empty kit for healing screw, Abutment laboratory screw, Abutment laboratory screw (x5), Pick Up transfer screw, Pick-up impression coping screw H1mm, Pick-up impression coping screw H2mm, Pick-up impression coping screw H3mm, Pick-up impression coping screw H4mm, Pick-up impression coping screw H5mm, Long Pick Up transfer screw, Pop Up transfer screw, Pop up impression coping screw H1mm, Pop up impression coping screw H2mm, Pop up impression coping screw H3mm, Pop up impression coping screw H4mm, Pop up impression coping screw H5mm, Long Pop Up transfer screw, Short implant mountdriver, Medium implant mountdriver, Implant mountdriver, Long implant mountdriver, Driver for manual threading, Empty S-PaS kit, Osteosynthesis empty kit, Analog of ball attachment abutment, Pick Up transfer Ø4.5mm for implant Ø3.9mm + TMS screw, Pick Up transfer Ø5.5mm for implant Ø3.9mm + TMS screw, Pick Up transfer Ø6.5mm for implant Ø3.9mm + TMS screw, Pick Up transfer Ø4.5mm for implant Ø4.4mm + TMS screw, Pick Up transfer Ø5.5mm for implant Ø4.4mm + TMS screw, Pick Up transfer Ø6.5mm for implant Ø4.4mm + TMS screw, Laboratory transfer implant Ø3.5mm and Ø3.9mm L05mm + VTL80 screw, Transfer implant Ø3.5mm and Ø3.9mm L5.5mm + VTL80 screw, Laboratory transfer implant Ø3.5mm and Ø3.9mm L6.5mm + VTL80 screw, Transfer implant Ø4.0mm and Ø4.4mm L05mm + VTL80 screw, Laboratory transfer implant Ø4.0mm and Ø4.4mm L6.5mm + VTL80 screw, Pick Up transfer Ø6.0mm for implant Ø5.4mm + TMS screw, Laboratory transfer implant Ø5.0mm and Ø5.4mm L06mm + VTL80 screw, Empty kit for drill stops, Flathead short screwdriver, Pop Up transfert Ø4.0mm for implant Ø3.6mm + VTL63 screw, Pop Up transfert Ø5.0mm for implant Ø3.6mm + VTL63 screw, Pop Up transfert Ø4.5mm for implant Ø3.9mm + VTL80 screw, Pop Up transfert Ø5.5mm for implant Ø3.9mm + VTL80 screw, Pop Up transfert Ø6.5mm for implant Ø3.9mm + VTL80 screw, Pop Up transfert Ø4.5mm for implant Ø4.4mm + VTL80 screw, Pop Up transfert Ø5.5mm for implant Ø4.4mm + VTL80 screw, Pop Up transfert Ø6.5mm for implant Ø4.4mm + VTL80 screw, Pop Up transfert Ø6.0mm for implant Ø5.4mm + VTL80 screw, PickUp transfer screw forT00x&T5401&lab for cast. of Ø3.9mm at Ø5.4mm, PickUp transfer screw forTPxx&lab for cast. of Zxxxx&CZxxxx & Ø3.6mm, Laboratory screw for castable sleeve of base E36xx of implant Ø3.6mm, Pick Up transfer for implant Z30xx & CZ30xx + TMS63 screw, Pick Up transfer for implant Z35xx & CZ35xx + TMS63 screw, Pick Up transfert Ø4.0mm for implant Ø3.6mm + TMS63 screw, Pick Up transfert Ø5.0mm for implant Ø3.6mm + TMS63 screw, Pick Up transfer for implant Z40xx & CZ40xx + TMS63 screw, Pop Up transfert screw for implant Ø3.6mm, Pop Up transfert screw for implant Zxxxx & CZxxxx, Pop Up transfert screw for implant Ø3.9mm at Ø5.4mm, Empty stop drill kit, Implant analog, Chuck and screwdriver, Manual long chuck and screwdriver, Pick Up transfer + WVTPI screw, Long Pick Up transfer + WVTPIL screw, Pop Up transfer + WVTPO screw + plastic cap KCAP, Long Pop Up transfer + WVTPOL screw + plastic cap KCAP, Empty healing screw kit, Locator® Try-in abutment H1mm, Locator® Try-in abutment H2mm, Locator® Try-in abutment H3mm, Locator® Try-in abutment H4mm, Locator® Try-in abutment H5mm, Locator® Try-in abutment H6mm, Universal mountdriver for grinding handle, Chuck holder for conical abutment, Long chuk holder for conical abutment, Short manual chuck, Long manual chuck, Short chuck for grinding handle, Long chuck for grinding handle, Extra long implant chuck, Ø2.0mm pilot drill mastertube for surgical guide, Regular master tube-AtlaSurgery, Wide master tube-AtlaSurgery, Try-in angulated abutment 15° Ø4.0mm Ht1mm, Try-in angulated abutment 15° Ø4.0mm Ht2mm, Try-in angulated abutment 15° Ø4.0mm H3mm, Try-in angulated abutment 15° Ø4.0mm H4mm, Try-in angulated abutment 15° Ø4.0mm H5mm, Try-in angulated abutment 22° Ø4.0mm H1mm, Try-in angulated abutment 22° Ø4.0mm H2mm, Try-in angulated abutment 22° Ø4.0mm H3mm, Try-in angulated abutment 22° Ø4.0mm H4mm, Try-in angulated abutment 22° Ø4.0mm H5mm, Try-in angulated abutment 7.5° Ø4.0mm H1mm, Try-in angulated abutment 7.5° Ø4.0mm H2mm, Try-in angulated abutment 7.5° Ø4.0mm H3mm, Try-in angulated abutment 7.5° Ø4.0mm H4mm, Try-in angulated abutment 7.5° Ø4.0mm H5mm, Try-in angulated NanoPost abutment 15° Ø4.2mm H1mm, Try-in angulated NanoPost abutment 15° Ø4.2mm H2mm, Try-in angulated NanoPost abutment 15° Ø4.2mm H3mm, Try-in angulated NanoPost abutment 15° Ø4.2mm H4mm, Try-in angulated NanoPost abutment 15° Ø4.2mm H5mm, Try-in angulated NanoPost abutment 7.5° Ø4.2mm H1mm, Try-in angulated NanoPost abutment 7.5° Ø4.2mm H2mm, Try-in angulated NanoPost abutment 7.5° Ø4.2mm H3mm, Try-in angulated NanoPost abutment 7.5° Ø4.2mm H4mm, Try-in angulated NanoPost abutment 7.5° Ø4.2mm H5mm, Try-in straight NanoPost abutment Ø4.2mm H1mm, Try-in straight NanoPost abutment Ø4.2mm H2mm, Try-in straight NanoPost abutment Ø4.2mm H3mm, Try-in straight NanoPost abutment Ø4.2mm H4mm, Try-in straight NanoPost abutment Ø4.2mm H5mm, Try-in straight IsoPost abutment H1.5mm, Try-in straight IsoPost abutment H3mm, Try-in straight IsoPost abutment H5mm, Try-in angulated IsoPost abutment 15° H1.5mm, Try-in angulated IsoPost abutment 15° H3mm, Try-in angulated IsoPost abutment 15° H5mm, Try-in angulated IsoPost abutment 22° H1.5mm, Try-in angulated IsoPost abutment 22° H3mm, Try-in angulated IsoPost abutment 22° H5mm, Try-in angulated IsoPost abutment 7.5° H1.5mm, Try-in angulated IsoPost abutment 7.5° H3mm, Try-in angulated IsoPost abutment 7.5° H5mm, Scanbody for IsoPost abutment, PEEK scanbody for IsoPost abutment, Try-in straight abutment Ø4.0mm H1mm, Try-in straight abutment Ø4.0mm H2mm, Try-in straight abutment Ø4.0mm H3mm, Try-in straight abutment Ø4.0mm H4mm, Try-in straight abutment Ø4.0mm H5mm, Empty Try-in abutment kit, Empty prosthesis kit, Implant analog neck L, Implant analog neck M, Implant analog neck S, Implant analog neck XL, Conical abutment analog neck L, Conical abutment analog neck M, Conical abutment analog neck S, Conical abutment analog neck XL, Pop up transfer for conical abutment neck L + KCAP plastic cap, Pop up transfer for conical abutment neck M + KCAP plastic cap, Pop up transfer for conical abutment neck S + KCAP plastic cap, Pop up transfer for conical abutment neck XL + KCAP plastic cap, Pick up transfer for conical abutment neck L + KPLEAVTPU screw, Pick up transfer for conical abutment neck M + KPLEAVTPU screw, Pick up transfer for conical abutment neck S + KPLEAVTPU screw, Pick up transfer for conical abutment neck XL + KPLEAVTPU screw, Pop up transfer screw for conical abutment, Pick up transfer screw for conical abutment, PEEK scanbody for conical abutment neck L + KPLEAVGCL screw, PEEK scanbody for conical abutment neck M + KPLEAVGCL screw, PEEK scanbody for conical abutment neck S + KPLEAVGCL screw, PEEK scanbody for conical abutment neck XL + KPLEAVGCL screw, Manual mountdriver, Long manual mountdriver, Angulated try-in abutment 15°, Angulated try-in abutment 20°, Angulated try-in abutment 7.5°, Straight try-in abutment, Scanbody + KPLVPL screw, Peek scanbody + KPLVPL screw, Pick up transfer neck L + KPLVTPI screw, Pick up transfer neck M + KPLVTPI screw, Pick up transfer neck S + KPLVTPI screw, Universal pick up transfer + KPLVTPI screw, Pick up transfer neck XL + KPLVTPI screw, Pop up transfer neck L + KPLVTPO screw + KCAP plastic cap, Pop up transfer neck M + KPLVTPO screw + KCAP plastic cap, Pop up transfer neck S + KPLVTPO screw + KCAP plastic cap, Universal pop up transfer + KPLVTPO screw + KCAP plastic cap, Pop up transfer neck XL + KPLVTPO screw + KCAP plastic cap, Klip up transfer neck L, Klip up transfer neck M, Klip up transfer neck S, Universal klip up transfer, Klip up transfer neck XL, Laboratory abutment screw, Pick up transfer screw, Pop up transfer screw, Healing cap screwdriver for temporary, SSA-GF gauge cap for OmniPost abutment, SSA-GF mandibular molar gauge cap for OmniPost abutment, SSA-GF maxillary molar gauge cap for OmniPost abutment, Castable sleeve for indexed OmniPost screw-retained cap, Castable sleeve for non indexed OmniPost screw-retained cap, Gauge for OmniPost abutment, SSA-GF gauge handle for OmniPost abutment, OmniPost scanbody, PEEK scanbody for OmniPost abutment, Scanbody of SSA-GF cap for OmniPost abutment, pick up transfer of SSA-GF cap for OmniPost abutment, OmniPost pick up transfer + KPOPVTPI screw, OmniPost pop up transfer + KPOPVTPO, OmniPost cap laboratory screw, OmniPost pick up transfer screw, OmniPost pop up transfer screw, Implant scanbody + KVPL screw, PEEK scanbody for implant + KVPL screw, Long PEEK scanbody for implant + KVPL screw, Scanbody for Ø 4.0 mm UniPost abutment + KPVVT screw, PEEK scanbody for UniPost abutment Ø4.0mm + KPVVT screw, Scanbody for Ø 5.0 mm UniPost abutment + KPVVT screw, PEEK scanbody for UniPost abutment Ø5.0mm + KPVVT screw, Scanbody for Ø 6.5 mm UniPost abutment + KPVVT screw, PEEK scanbody for UniPost abutment Ø6.5mm + KPVVT screw, pick up transfer for UniPost abutment Ø4.0mm + screw KPVVTPI40 / KPVVTPI40L, pick up transfer for UniPost abutment Ø5.0mm + screw KPVVTPI50 / KPVVTPI50L, pick up transfer for UniPost abutment Ø6.5mm + screw KPVVTPI65 / KPVVTPI65L, pop up transfer for UniPost abutment Ø4.0mm + screw KPVVTPO40 + KCAP Plastic | BIO-TECH ALBANIA | 2023-06-07T00:00:00.000+02:00 | BIOTECH DENTAL, S.AS, 305 Allées de Craponne, 13300 Salon de Provence, France | KVCKV, KVPL, KVPL-5, KVTPI, KVTPI10, KVTPI20, KVTPI30, KVTPI40, KVTPI50, KVTPIL, KVTPO, KVTPO10, KVTPO20, KVTPO30, KVTPO40, KVTPO50, KVTPOL, MPIC, MPIM, MSIC, MSIL, MT, PASKITV, PIKV, PKITV, RD000, T001, T002, T003, T004, T005, T006, T007, T008, T009, T010, T012, T5401, T5411, TBFV, TCTP, TL3640, TL3650, TL3945, TL3955, TL3965, TL4445, TL4455, TL4465, TL5460, TMS, TMS63, TMS73, TP30, TP35, TP3640, TP3650, TP40, VTL63, VTL63S, VTL80, WBKV, WDI, WMPI, WMPIL, WPKV, WSKV, WTPI, WTPIL, WTPO, WTPOL, WVCKV, WVTPI, WVTPIL, WVTPO, WVTPOL, KLOC1JF, KLOC2JF, KLOC3JF, KLOC4JF, KLOC5JF, KLOC6JF, KMAMU, KMPE, KMPEM, KMPIC, KMPIL, KMPIMAM-C, KMPIMAM-L, KMPIXL, KMT20, KMTR, KMTW, KPAJF150401, KPAJF150402, KPAJF150403, KPAJF150404, KPAJF150405, KPAJF220401, KPAJF220402, KPAJF220403, KPAJF220404, KPAJF220405, KPAJF75401, KPAJF75402, KPAJF75403, KPAJF75404, KPAJF75405, KPCAJF150421, KPCAJF150422, KPCAJF150423, KPCAJF150424, KPCAJF150425, KPCAJF75421, KPCAJF75422, KPCAJF75423, KPCAJF75424, KPCAJF75425, KPCJF421, KPCJF422, KPCJF423, KPCJF424, KPCJF425, KPIP150JF, KPIP300JF, KPIP500JF, KPIPA150150JF, KPIPA150300JF, KPIPA150500JF, KPIPA220150JF, KPIPA220300JF, KPIPA220500JF, KPIPA75150JF, KPIPA75300JF, KPIPA75500JF, KPIPSCAN, KPIPSCANP, KPJF401, KPJF402, KPJF403, KPJF404, KPJF405, KPJFKITV, KPKV, KPLDI-L, KPLDI-M, KPLDI-S, KPLDI-XL, KPLEAAP-L, KPLEAAP-M, KPLEAAP-S, KPLEAAP-XL, KPLEATPO-L, KPLEATPO-M, KPLEATPO-S, KPLEATPO-XL, KPLEATPU-L, KPLEATPU-M, KPLEATPU-S, KPLEATPU-XL, KPLEAVTPO, KPLEAVTPU, KPLECSCANP-L, KPLECSCANP-M, KPLECSCANP-S, KPLECSCANP-XL, KPLMPI, KPLMPIL, KPLPA150JF, KPLPA200JF, KPLPA75JF, KPLPJF, KPLPSCAN, KPLPSCANP, KPLTPI-L, KPLTPI-M, KPLTPI-S, KPLTPI-U, KPLTPI-XL, KPLTPO-L, KPLTPO-M, KPLTPO-S, KPLTPO-U, KPLTPO-XL, KPLTU-L, KPLTU-M, KPLTU-S, KPLTU-U, KPLTU-XL, KPLVCKV, KPLVPL, KPLVTPI, KPLVTPO, KPOPCCPVTV, KPOPCJSSA, KPOPCJSSAMD, KPOPCJSSAMX, KPOPCTVGC, KPOPCTVNIGC, KPOPJ, KPOPJSSAM, KPOPSCAN, KPOPSCANP, KPOPSSASCAN, KPOPSSATPI, KPOPTPI, KPOPTPO, KPOPVCTVL, KPOPVTPI, KPOPVTPO, KPSCAN, KPSCANP, KPSCANPLG, KPVSCAN40, KPVSCAN40P, KPVSCAN50, KPVSCAN50P, KPVSCAN65, KPVSCAN65P, KPVTPI40, KPVTPI50, KPVTPI65, KPVTPO40, KPVTPO50, KPVTPO65, KSCANKV, KSCMC, KSCMCL, KSCREG20, KSCREG30, KSCREG36, KSCWID20, KSCWID30, KSCWID36, KSCWID42, KSCWID48, KSFE20KITV, KSMC, KSTV, KTP09, KTP09L, KTP09S, KTPC42, KTPC55, KTPI, KTPI401, KTPI402, KTPI403, KTPI404, KTPI405, KTPI501, KTPI502, KTPI503, KTPI504, KTPI505, KTPI652, KTPI653, KTPI654, KTPI655, KTPIKV, KTPIL, KTPO, KTPO401, KTPO402, KTPO403, KTPO404, KTPO405, KTPO501, KTPO502, KTPO503, KTPO504, KTPO505, KTPO652, KTPO653, KTPO654, KTPO655, KTPOKV, KTPOL, KTU, KTUL, K30PJF3, K30PJF4, K30PJF5, K30PSCANP, K30PSCANPLG, K30TPI, K30TPI15, K30TPI30, K30TPI40, K30TPI50, K30TPO, K30TPO15, K30TPO30, K30TPO40, K30TPO50, K30TU, K30VPL, K30VTPI, K30VTPI15, K30VTPI30, K30VTPI40, K30VTPI50, K30VTPO, K30VTPO15, K30VTPO30, K30VTPO40, K30VTPO50, KAIP, KATLA30MPIC, KATLA30MPIL, KATLA30PIN, KATLAKV, KATLAMPIC, KATLAMPIL, KATLAMT, KATLAPIN, KATLAPLMPIC, KATLAPLMPIL, KATLAPLPIN, KBKV, KCAP, KCAP-5, KCCIP, KCPARIP, KCPC42, KCPC42I, KCPC55, KCPC55I, KDBALL, KDI, KDIMAM, KDIP, KDIP150, KDOP, KDPC42, KDPC55, KDPCA42, KDPV40, KDPV50, KDPV65, KEAAPI, KEAEJF174, KEAEJF304, KEAJF172, KEAJF173, KEAJF174, KEAJF175, KEAJF302, KEAJF303, KEAJF304, KEAJF305, KEATPOI, KEATPUI, KECEEAAP, KECEEAGP, KECEEATPO, KECEEATPU, KECEEAVTPU, KECEEAVTPUL, KECEJF1, KECEJF2, KECEJF3, KECEJF4, KECEJF5, KECESCAN, KECESCANP, KECGC-1, KECJF1, KECJF2, KECJF3, KECJF4, KECJF5, KECSCAN, KECSCANP, KELC1, KELC2, KEVEC, KEVEF, KEX, KEXC, KEXL, KEXLC, KEXV, KJIP, KJIP150, KJIP220, KJIP75, KJTP, NA, 1013, 1015, 1023, 1025, 1026, 1027, 1029, 1031, 1032, 1040, 1041, 1042, 1043, 4000, 5000, 6000, 1032L, 1032S, 1033C, 1033L, 1033M, 1033MAM-C, 1033MAM-L, A001, A0011, A002, A0021, A003, A0031, A004, A004L, A005, A005M2, A006, A006L, A007M2, A012, A013, A014, A015, A054, B005, B005M2, B006, B007, CCT, CFL00, CFLKITV, D001P, D002P, D003P, D012, D022, DI30, DI35, DI36, DI36L, DI | Klasa I | Aksesore te ndryshem qe perdoren ne kirurgjine implantare ne dentistri. | Pajisje dentare
Cap, pop up transfer for UniPost abutment Ø5.0mm + screw KPVVTPO50 + KCAP Plastic
Cap, pop up transfer for UniPost abutment Ø6.5mm + screw KPVVTPO65 + KCAP Plastic
Cap, Empty scanbody kit, Short manual chuck Atlasurgery, Long manual chuck Atlasurgery, Regular spoon guide Ø2.0mm Atlasurgery, Regular spoon guide Ø3.0mm Atlasurgery, Regular spoon guide Ø3.6mm Atlasurgery, Wide spoon guide Ø2.0mm Atlasurgery, Wide spoon guide Ø3.0mm Atlasurgery, Wide spoon guide Ø3.6mm Atlasurgery, Wide spoon guide Ø4.2mm Atlasurgery, Wide spoon guide Ø4.8mm Atlasurgery, Pilot drill empty kit for guided surgery, Spoon handle to guide Atlasurgery, Empty AtlaSurgery guided Surgery Kit, Narrow prosthesis screwdriver, Long narrow prosthesis screwdriver, Short narrow prosthesis screwdriver, Transfer cap for NanoPost abutment Ø4.2mm, Transfer cap for NanoPost abutment Ø5.5mm, Pick Up transfer + KVTPI screw, Pick-up impression coping Ø4.0 H1mm + KVTPI10 screw, Pick-up impression coping Ø4.0 H2mm + KVTPI20 screw, Pick-up impression coping Ø4.0 H3mm + KVTPI30 screw, Pick-up impression coping Ø4.0 H4mm + KVTPI40 screw, Pick-up impression coping Ø4.0 H5mm + KVTPI50 screw, Pick-up impression coping Ø5.0 H1mm + KVTPI10 screw, Pick-up impression coping Ø5.0 H2mm + KVTPI20 screw, Pick-up impression coping Ø5.0 H3mm + KVTPI30 screw, Pick-up impression coping Ø5.0 H4mm + KVTPI40 screw, Pick-up impression coping Ø5.0 H5mm + KVTPI50 screw, Pick-up impression coping Ø6.5 H2mm + KVTPI20 screw, Pick-up impression coping Ø6.5 H3mm + KVTPI30 screw, Pick-up impression coping Ø6.5 H4mm + KVTPI40 screw, Pick-up impression coping Ø6.5 H5mm + KVTPI50 screw, Empty pick-up impression coping Cica kit, Long Pick Up transfer + KVTPIL screw, Pop Up transfer + KVTPO screw + KCAP Plastic Cap, Pop up impression coping Ø4.0 H1mm + KVTPO10 screw + KCAP, Pop-up impression coping Ø4.0 H2mm + KVTPO20 screw + KCAP, Pop-up impression coping Ø4.0 H3mm + KVTPO30 screw + KCAP, Pop-up impression coping Ø4.0 H4mm + KVTPO40 screw + KCAP, Pop-up impression coping Ø4.0 H5mm + KVTPO50 screw + KCAP, Pop-up impression coping Ø5.0 H1mm + KVTPO10 screw + KCAP, Pop-up impression coping Ø5.0 H2mm + KVTPO20 screw + KCAP, Pop-up impression coping Ø5.0 H3mm + KVTPO30 screw + KCAP, Pop-up impression coping Ø5.0 H4mm + KVTPO40 screw + KCAP, Pop-up impression coping Ø5.0 H5mm + KVTPO50 screw + KCAP, Pop-up impression coping Ø6.5 H2mm + KVTPO20 screw + KCAP, Pop-up impression coping Ø6.5 H3mm + KVTPO30 screw + KCAP, Pop-up impression coping Ø6.5 H4mm + KVTPO40 screw + KCAP, Pop-up impression coping Ø6.5 H5mm + KVTPO50 screw + KCAP, Empty pop-up impression coping Cica kit, Long Pop Up transfer + KVTPOL screw + KCAP Plastic Cap, Short Klip Up plastic transfer, Long Klip Up plastic transfer, Straight try-in abutment Ø3.0mm H3mm, Straight try-in abutment Ø3.0mm H4mm, Straight try-in abutment Ø3.0mm H5mm, PEEK scanbody for implant Ø3.0mm + K30VPL screw, Long PEEK scanbody for implant Ø3.0mm + K30VPL screw, Pick-Up transfer Ø3.0mm + K30VTPI screw, Pick-up impression coping Ø3.0 H1.5mm + K30VTPI15 screw, Pick-up impression coping Ø3.0 H3mm + K30VTPI30 screw, Pick-up impression coping Ø3.0 H4mm + K30VTPI40 screw, Pick-up impression coping Ø3.0 H5mm + K30VTPI50 screw, Pop-Up transfer Ø3.0mm + K30VTPO screw + Plastic cap KCAP, Pop up impression coping Ø3.0 H1.5mm + K30VTPO15 screw + KCAP, Pop up impression coping Ø3.0 H3mm + K30VTPO30 screw + KCAP, Pop up impression coping Ø3.0 H4mm + K30VTPO40 screw + KCAP, Pop up impression coping Ø3.0 H5mm + K30VTPO50 screw + KCAP, Klip-Up transfer Ø3.0mm, Abutment laboratory screw Ø3.0mm, Pick-Up transfer screw Ø3.0mm, Pick-up impression coping screw Ø3.0 H1.5mm, Pick-up impression coping screw Ø3.0 H3mm, Pick-up impression coping screw Ø3.0 H4mm, Pick-up impression coping screw Ø3.0 H5mm, Pop-Up transfer screw Ø3.0mm, Pop up impression coping screw Ø3.0 H1.5mm, Pop up impression coping screw Ø3.0 H3mm, Pop up impression coping screw Ø3.0 H4mm, Pop up impression coping screw Ø3.0 H5mm, Placement key for IsoPost, Manual short shank Ø3.0mm for AtlaSurgery system, Manual long shank Ø3.0mm for AtlaSurgery system, Implant holding pins Ø3.0mm for AtlaSurgery system, Empty AtlaSurgery Guided Surgery Kit, Manual short shank for AtlaSurgery system, Manual long shank for AtlaSurgery system, AtlaSurgery mastertube, Implant holding pins for AtlaSurgery system, Kontact PL manual short shank for AtlaSurgery system, Kontact PL manual long shank for AtlaSurgery system, Kontact PL implant holding pins for AtlaSurgery system, Empty removable stop kit, Plastic Cap for Pop-Up transfer, Plastic Cap for Pop-Up transfer (x5), IsoPost indexed castable cap, Iso-Post abutment parallelism cap, Non indexed castable cap for NanoPost Ø4.2mm, Indexed castable cap for NanoPost Ø4.2mm, Non indexed castable head for short abutment NanoPost Ø5.5mm, Indexed castable cap NanoPost Ø5.5mm, Ball abutment analog, Implant analog for grinding handle, Analog for straight IsoPost abutment, Analog for angulated IsoPost abutment 15°, OmniPost analog abutment, Analog for short NanoPost abutment Ø4.2mm, Analog for short NanoPost abutment Ø5.5mm, Analog for 15° angulated NanoPost abutment Ø4.2mm, Analog for UniPost abutment Ø4.0mm, Analog for UniPost abutment Ø5.0mm, Analog for UniPost abutment Ø6.5mm, Conical abutment indexed analog, Angulated narrow conical try-in abutment 17° H4mm, Angulated narrow conical try-in abutment 30° H4mm, Try-in angulated conical abutment 17° H2mm, Try-in angulated conical abutment 17° H3mm, Try-in angulated conical abutment 17° H4mm, Try-in angulated conical abutment 17° H5mm, Try-in angulated conical abutment 30° H2mm, Try-in angulated conical abutment 30° H3mm, Try-in angulated conical abutment 30° H4mm, Try-in angulated conical abutment 30° H5mm, Indexed pop up transfer for conical abutment + KEAVTPOI screw, Indexed pick up transfer for conical abutment + 2 EAVTPU (L) screws, Analog for narrow conical abutment, Protection template for narrow conical abutment, Pop Up transfer for narrow conical abutment, Pick Up transfer narrow conical abutment+screw KECEEAVTPU/KECEEAVTPUL, Screw for Pick Up transfer for narrow conical abutment, Long screw for Pick Up transfer for narrow conical abutment, Try-in straight narrow conical abutment H1mm, Try-in straight narrow conical abutment H2mm, Try-in straight narrow conical abutment H3mm, Try-in straight narrow conical abutment H4mm, Try-in straight narrow conical abutment H5mm, Narrow conical abutment Scanbody, PEEK scanbody for Narrow conical abutment, Castable sleeve with narrow cask for conical abutment, Try-in straight conical abutment H1mm, Try-in straight conical abutment H2mm, Try-in straight conical abutment H3mm, Try-in straight conical abutment H4mm, Try-in straight conical abutment H5mm, Scanbody for conical abutment, PEEK scanbody for conical abutment, Bending lever for castable sleeve, Bending lever base for castable sleeve, Spacer for center drill for broken screw extraction, Spacer for Ø 0.8 mm drill for broken screw extraction, Abutment extractor, Abutment extractor for key, Long abutment extractor, Long abutment extractor for key, Abutment extractor with broken screw, IsoPost straight parallel gauge, IsoPost 15°angulated parallel gauge, IsoPost 22° angulated parallel gauge, IsoPost 7.5° angulated parallel gauge, Gauge for paro tissue, Prosthetic Components of dental implant systems and ancillary instruments non-sterile, Square surgical screwdriver, Ratchet Guide, Short hexagonal prosthesis screwdriver, Flat prosthesis screwdriver, Locking screwdriver for angulated posts, Castable system screwdriver, Ball attachment screwdriver, Long flat pans prosthesis screwdriver, Hexagonal prosthesis screwdriver, Classic impression post screwdriver, Base ratchet screwdriver, Short headed hexagonal prosthesis screwdrive, Empty surgery Kit export, Empty surgery kit, Empty Multi Kontact surgical kit, Long hexagonal manual screwdriver, Short hexagonal manual screwdriver, Short hexagonal screwdriver, Long hexagonal screwdriver, Medium hexagonal screwdriver, Short hexagonal screwdriver for grinding handle, Long hexagonal screwdriver for grinding handle, Classical transfer for implant Ø3.9mm and Ø3.5mm, Classical Transfer in Delrin for implant Ø3.4, Classical transfer for implant Ø3.4mm, Classical transfer in delrin for implant Ø4.4mm and Ø4.0mm, Classical transfer for implant Ø4.4mm and Ø4.0mm, Analog for implant Ø3.9mm, Analog for implant Ø3.9mm and Ø3.5mm, Analog for implant Ø3.4mm, Analog for implant Ø3.0mm, Analog for implant Ø4.4mm, Analog for implant Ø4.4mm et Ø4.0mm, Classical transfer for Ø3.0mm, Pick Up transfert for implant Ø3.0mm, Pick Up transfert for implant Ø3.4mm, Pick Up transfert for implant Ø3.9mm and Ø3.5mm, Pick Up transfert for implant Ø4.4mm and Ø4.0mm, Analog for implant Ø5.4mm, Castable base Ø3.4mm, Castable base Ø3.0mm, Castable base Ø4.4mm, Castable base Ø5.4mm, Counter-torque wrench, Fixation key for CFL, Empty kit-flap fixation nails, Imprint stabilisation Bar H8mm screw, Imprint stabilisation Bar H9mm screw, Imprint stabilisation Bar H10mm screw, Casteble ring for bar screw, Casteble ring for bar screw for Ø5.0 et Ø5.4mm, Analog for Z30xx et CZ30xx, Analog for Z35xx et CZ35xx, Analog for 36xx et C36xx, Brass analog for 36xx et C36xx, Analog for Z40xx et CZ40xx, Screw for impression base, Castable sleeve for right base, Brass analog for straight base, Impression post for straight base, Castable sleeve for base of implant Ø5.4mm, Brass analog for base of implant Ø5.4mm, Impression post for base of implant Ø5.4mm, Conical abutment analog, Prehensile screwdriver for conical abutment, Prehensile conector & angulated base, Base angulates mandibular and maxillary drilling guide, Protection template for conical abutment, Prehensile screwdriver for angulated base & conical abutment, Hexagonal screwdriver with spherical-tipped end, Long spherical-tipped screwdriver, Pop-up transfer for conical abutment, Pick-up transfer for conical abutment + screws EAVTPU/EAVTPUL, Pick-up transfer screw for conical abutment, Pick-up transfer long screw for conical abutment, Bending lever, Base for the bending lever, Surging guiding drill kit - empty, Castable sleeve for abutment S005 implant Ø3.9mm, Castable sleeve for abutment S0014 implant Ø4.4mm, Castable sleeve for abutment S0017 implant Ø4.0mm and Ø4.4mm, Castable sleeve for abutment S0018 implant Ø4.0mm and Ø4.4mm, Castable sleeve for abutment S36502 implant Ø3.6mm, Castable sleeve for abutment S5402 implant Ø5.4mm, Long hex screwdriver moundriver for torq wrench key, Short hex screwdriver moundriver for torq wrench key, Implant analog Ø3.0mm, Implant analog Ø3.0mm for grinding handle, Abutment Extractor Ø3.0mm, Ø3.0 mm abutment extractor for key, Long abutment Extractor Ø3.0mm, Long Ø3.0 mm abutment extractor for key, Manual chuck Ø3.0mm, Short chuck Ø3.0mm for grinding handle, Try-in angulated abutment 15° Ø3.0mm H1.5mm, Try-in angulated abutment 15° Ø3.0mm H3mm, Try-in angulated abutment 15° Ø3.0mm H4mm, Try-in angulated abutment 15° Ø3.0mm H5mm, Try-in angulated abutment 7.5° Ø3.0mm H1.5mm, Try-in angulated abutment 7.5° Ø3.0mm H3mm, Try-in angulated abutment 7.5° Ø3.0mm H4mm, Try-in angulated abutment 7.5° Ø3.0mm H5mm, Straight try-in abutment Ø3.0mm H1mm
14160 | POLYESTER MATRIX BAND - C/ 100 UNITS., POLYESTER MATRIX BAND - C/ 25 UNITS., POLYESTER MATRIX BAND - C/ 50 UNITS. | Primary Dental | 2023-06-07T00:00:00.000+02:00 | 3R Indústria e Comércio LTDA Ptolomeu, 290 – CEP: 04762-040 - São Paulo – SP – Brasil | 10.411.001, 10.411.002, 10.411.003 | Klasa I | Shirit poliesteri per ndarje hapesire ndermjet dhembeve gjate mbushejve | Pajisje dentare
14370 | Isofluran vaporizer, Tec 820, Sevoflurane vaporizer, Tec 820, Isoflurane vaporizer, Tec 850, Sevoflurane vaporizer, Tec 850 | MONTAL | 2023-06-07T00:00:00.000+02:00 | Datex-Ohmeda, Inc. 3030 Ohmeda Drive, PO Box 7550, Madison WI 53707-7550, USA | 1177-9820-ISO, 1177-9820-SEV, 1177-9850-ISO, 1177-9850-5EV | Klasa IIb | Avullues i agjentëve anestezikë isofluran, Avullues i agjentëve anestezikë sevofluran , Avullues i agjentëve anestezikë isofluran. | Pajisje elektromekanike
14261 | Micro Forceps, Ø 0,5 mm, 1x2 T., 11 cm , Micro Forceps, Ring Ø 1,2 mm, 11 cm , Micro Forceps, triangle-tip, 11 cm , MICRO FORCEPS, STR., 0.3 MM, 11 CM , DILATING-FORCEPS, 10°, 5X0.2 MM, 11 CM , DILATING-FORCEPS, 10°, 5X0.3 MM, 11 CM , MICRO FORCEPS, PIERSE-TIP, STR., 11 CM , MICRO FORCEPS, 45°, 0.3 MM, 11 CM , MICRO FORCEPS, STR., 0.3 MM, 13.5 CM , DILATING-FORCEPS, 10°, 5X0.2 MM, 13.5 CM , DILATING-FORCEPS, 10°, 5X0.3 MM, 13.5 CM , MICRO FORCEPS, PIERSE-TIP, STR., 13.5 CM , MICRO FORCEPS, 45° ANG., 0.3 MM, 13.5 CM , FCPS., COUNTERB., CVD., 6X0.3 MM, 15 CM , FCPS., COUNTERB., 45°, 6X0.3 MM, 15 CM , RING FORCEPS W. WEIGHT, 1X0.5 MM, 15 CM , FCPS., COUNTERB., STR., 5X0.3 MM, 15 CM , FCPS., COUNTERB., STR., PIERSE, 15 CM , FCPS., COUNTERB., 6X0.3 MM, 18 CM , FCPS., COUNTERB., 45°, 6X0.3 MM, 18 CM , RING FORCEPS W. WEIGHT, 1X0.5 MM, 18 CM , FCPS., COUNTERB., STR., 5X0.3 MM, 18 CM , FCPS., COUNTERB., STR., PIERSE, 18 CM , MICRO FORCEPS, STR., 6.0X0.4 MM, 15 CM , Forceps, Micro, str., 6,0x0,4 mm, 18 cm , MICRO FORCEPS, CVD., 6.0X0.4 MM, 15 CM , MICRO FORCEPS, CVD., 6.0X0.4 MM, 18 CM , MICRO FORCEPS, STR., 6.0X0.7 MM, 15 CM , MICRO FORCEPS, STR., 6.0X0.7 MM, 18 CM , MICRO FORCEPS, STR., 6.0X0.7 MM, 21 CM , MICRO FORCEPS, CVD., 6.0X0.7 MM, 15 CM , MICRO FORCEPS, CVD., 6.0X0.7 MM, 18 CM , MICRO FORCEPS, CVD., 6.0X0.7 MM, 21 CM , MICRO FCPS., 1X2 T., STR., 0.4 MM, 15 CM , MICRO FCPS., 1X2 T., STR., 0.4 MM, 18 CM , MICRO FCPS., 1X2 T., CVD., 0.4 MM, 15 CM , MICRO FCPS., 1X2 T., CVD., 0.4 MM, 18 CM , MICRO FCPS., 1X2 T., STR., 0.7 MM, 15 CM , MICRO FCPS., 1X2 T., STR., 0.7 MM, 18 CM , MICRO FCPS., 1X2 T., CVD., 0.7 MM, 15 CM , MICRO FCPS., 1X2 T., CVD., 0.7 MM, 18 CM , RING FORCEPS, STR., Ø 1.0X0.5 MM, 15 CM , RING FORCEPS, STR., Ø 1.0X0.5 MM, 18 CM , RING FORCEPS, STR., Ø 1.0X0.5 MM, 21 CM , RING FORCEPS, STR., Ø 2.0X1.0 MM, 15 CM , RING FORCEPS, STR., Ø 2.0X1.0 MM, 18 CM , RING FORCEPS, STR., Ø 2.0X1.0 MM, 21 CM , TI-MICRO FCPS., STR., 6.0X0.4 MM, 15 CM , TI-MICRO FCPS., STR., 6.0X0.4 MM, 18 CM , TI-MICRO FCPS., CVD., 6.0X0.4 MM, 15 CM , TI-MICRO FCPS., CVD., 6.0X0.4 MM, 18 CM , TI-MICRO FCPS., STR., 6.0X0.8 MM, 15 CM , TI-MICRO FCPS., STR., 6.0X0.8 MM, 18 CM , TI-MICRO FCPS., STR., 6.0X0.8 MM, 21 CM , TI-MICRO FCPS., CVD., 6.0X0.8 MM, 15 CM , TI-MICRO FCPS., CVD., 6.0X0.8 MM, 18 CM , TI-MICRO FCPS., CVD., 6.0X0.8 MM, 21 CM , MICRO FCPS., STR., 1X2 T., 0.4 MM, 15 CM , MICRO FCPS., STR., 1X2 T., 0.4 MM, 18 CM , MICRO FCPS., CVD., 1X2 T., 0.4 MM, 15 CM , MICRO FCPS., CVD., 1X2 T., 0.4 MM, 18 CM , MICRO FCPS., CVD., 1X2 T., 0.8 MM, 18 CM , TI-RING FORCEPS, STR., 1.0X0.5 MM, 15 CM , TI-RING FORCEPS, STR., 1.0X0.5 MM, 18 CM , TI-RING FORCEPS, STR., 1.0X0.5 MM, 21 CM , TI-RING FORCEPS, STR., 2.0X1.0 MM, 15 CM , TI-RING FORCEPS, STR., 2.0X1.0 MM, 18 CM , TI-RING FORCEPS, STR., 2.0X1.0 MM, 21 CM , ATR. MICRO FORCEPS, STR., 1.2 MM, 15 CM , ATR. MICRO FORCEPS, STR., 1.2 MM, 18 CM , ATR. MICRO FORCEPS, STR., 1.2 MM, 21 CM , TI-ATR. MICRO FCPS., STR., 1.2 MM, 15 CM , TI-ATR. MICRO FCPS., STR., 1.2 MM, 18 CM , TI-ATR. MICRO FCPS., STR., 1.2 MM, 21 CM , MICRO FORCEPS, STR., 6X0.3 MM, 15 CM , MICRO FORCEPS, CVD., 6X0.3 MM, 15 CM , MICRO FORCEPS, 45°, 6X0.3 MM, 15 CM , RING FORCEPS, Ø 1X0.5 MM, 15 CM , MICRO FORCEPS, STR., 5X0.3 MM, 15 CM , MICRO FORCEPS, STR., PIERSE, 15 CM, , MICRO FORCEPS, STR., 6X0.3 MM, 18 CM , MICRO FORCEPS, CVD., 6X0.3 MM, 18 CM , MICRO FORCEPS, 45°, 6X0.3 MM, 18 CM , RING FORCEPS, Ø 1X0.5 MM, 18 CM , MICRO FORCEPS, STR., 5X0.3 MM, 18 CM , MICRO FORCEPS, STR., PIERSE, 18 CM , SPLINTER FORCEPS, SMOOTH, STR., 12.5 CM , SPLINTER FORCEPS, SMOOTH, 12.5 CM , Splinter forceps, serr., str., 9 cm , Splinter forceps, serr., str., 10.5 cm , SPLINTER FORCEPS, SERR., STR., 12.5 CM , Splinter forceps, serr., cvd., 9 cm , SPLINTER FORCEPS, SERR., CVD., 12.5 CM , Tying forceps, Lazar, 0.8 mm, 15.5 cm , Tying forceps, w. plateau, 0.3 mm, 12 cm , Tying forceps, Austin, 0.8 mm, 14 cm , SPLINTER FORCEPS, FEILCHENFELD, 7.5 CM , SPLINTER FORCEPS, FEILCHENFELD, 9 CM , SPLINTER FORCEPS, FEILCHENFELD, 11.5 CM , SPLINTER FORCEPS, HUNTER, STR., 10.5 CM , SPLINTER FORCEPS, HUNTER, CVD., 10.5 CM , Microscopy forceps, ang. down, 10 cm , CILIA FORCEPS, LITTAUER, 8.5 CM , CILIA FORCEPS, SERR., OBLIQUE, 9 CM , CILIA FORCEPS, DOUGLAS, NARROW, 9 CM , CILIA FORCEPS, DOUGLAS, WIDE, 9 CM , CILIA FORCEPS, BEER, SMOOTH, 9 CM , CILIA FORCEPS, BARRAQUER, ANG., 11 CM , Ring forceps, plat., Ø 1,0x0,5 mm, 15 cm , Ring fcps., str., P., Ø 1,0x0,5 mm, 18cm , Ring fcps., str., P., Ø 1,0x0,5 mm, 21cm , Ring forceps, plat., Ø 2,0x1,0 mm, 15 cm , Ring fcps., str., P., Ø 2,0x1,0 mm, 18cm , Ring fcps., str., P., Ø 2,0x1,0 mm, 21cm , Ti.-ring forc.,str.,pl., Ø1,0x0,5mm,15cm , Ti-R. fcps., str., P., Ø 1,0x0,5mm, 18cm , Ti-R. fcps., str., P., Ø 1,0x0,5mm, 21cm , Ti.-ring forc.,str.,pl., Ø2,0x1,0mm,15cm , Ti-R. fcps., str., P., Ø 2,0x1,0mm, 18cm , Ti-R. fcps., str., P., Ø 2,0x1,0mm, 21cm , CLIP APPLYING FORCEPS, W/O LOCK, 14.5 CM , CLIP APPLYING FORCEPS, W. LOCK, 14.5 CM , Forceps f. change of blades , Suture forceps, Ochsner, 14.5 cm , WOUND EDGE FORCEPS, CHILDE, W. CLIP RACK , CLIP APPLYING FORCEPS, MICHEL, 12 CM , CLIP APPLYING FORCEPS, HEGENBARTH, 12 CM , CLIP APPL. FORCEPS, WACHENFELDT, 12 CM , End. forc., Dzemeshkevich, 2 mm,23 cm , End. forc., Dzemeshkevich, 4 mm,23 cm , DRESSING FORCEPS, 14.5 CM , DRESSING FORCEPS, 16 CM , DRESSING FORCEPS, 18 CM , DRESSING FORCEPS, 20 CM , DRESSING FORCEPS, 23 CM , DRESSING FORCEPS, 25 CM , DRESSING FORCEPS, 30.5 CM , DRESSING FORCEPS, MEDIUM WIDE, 12 CM , DRESSING FORCEPS, MEDIUM WIDE, 13 CM , DRESSING FORCEPS, MEDIUM WIDE, 14.5 CM , DRESSING FORCEPS, MEDIUM WIDE, 16 CM , DRESSING FORCEPS, MEDIUM WIDE, 18 CM , DRESSING FORCEPS, MEDIUM WIDE, 20 CM , DRESSING FORCEPS, MEDIUM WIDE, 23 CM , DRESSING FORCEPS, MEDIUM WIDE, 25 CM , DRESSING FORCEPS, MEDIUM WIDE, 30 CM , Dressing forceps, medium wide, cvd.,13cm , Dressing forceps, extra wide, 14.5 cm , DRESSING FORCEPS, DELICATE, 13 CM , DRESSING FORCEPS, DELICATE, 14.5 CM , DRESSING FORCEPS, STILLE, 15 CM , Dressing forceps, Bonney, 17 cm , Dress. forceps, smooth, 18.5 cm , Dress. forceps, Brophy, cvd., 20 cm , Dress. forceps, ang. down, 20 cm , Dressing forceps, Swedish type, 13 cm , DRESSING FORCEPS, SWEDISH TYPE, 15 CM , DRESSING FORCEPS, SWEDISH TYPE, 18 CM , DRESSING FORCEPS, SWEDISH TYPE, 20 CM , DRESSING FORCEPS, MINI-ADSON, 12 CM , DRESSING FORCEPS, ADSON, 12 CM , DRESSING FORCEPS, ADSON, 15 CM , DRESSING FORCEPS, MCINDOE, 15 CM , DRESSING FORCEPS, WAUGH, 20 CM , DRESSING FORCEPS, SEMKEN, 12.5 CM , DRESSING FORCEPS, SEMKEN, 15 CM , DRESSING FORCEPS, TAYLOR, 17 CM , DRESSING FORCEPS, W. SCRAPER, 17.5 CM , DRESSING FORCEPS, BAYON., 18.5 CM , MICRO DRESSING FORCEPS, 0.6 MM, 15.5 CM , MICRO DRESSING FORCEPS, 0.8 MM, 15.5 CM , MICRO DRESSING FORCEPS, 1,0MM, 15.5 CM , ATRAUMATIC FORCEPS, STR., 17.5 CM , DRESSING FORCEPS, GERALD, STR., 17.5 CM , DRESSING FORCEPS, GERALD, CVD., 17 CM , DRESSING FORCEPS, CUSHING, STR., 17.5 CM , DRESSING FORCEPS, CUSHING, CVD., 17 CM , DRESSING FORCEPS, POTTS-SMITH, 18 CM , DRESSING FORCEPS, POTTS-SMITH, 21 CM , DRESSING FORCEPS, POTTS-SMITH, 25 CM , DRESSING FORCEPS, POTTS-SMITH, 30 CM , TC-FORCEPS, BONNEY, 1X2 T., 17.5 CM , TC-FORCEPS, GERALD, 1X2 T., 17.5 CM , TC-FORCEPS, GILLIES, 1X2 T., 15.5 CM , TC-DRESSING FORCEPS, MCINDOE, 15 CM , TC-FORCEPS, SEMKEN, 1X2 T., 15.5 CM , TC-FORCEPS, SEMKEN, 1X2 T., 17.5 CM , TC-FORCEPS, 1X2 T., DELICATE, 15.5 CM , TC-FORCEPS, 1X2 T., DELICATE, 17.5 CM , TC-FORCEPS, ADSON-BROWN, SERR., 12 CM , TC-FORCEPS, MICRO-ADSON, 1X2 T., 12 CM , TC-FORCEPS, MICRO-ADSON, 1X2 T., 15 CM , TC-DRESSING FORCEPS, ADSON, 12 CM , TC-DRESSING FORCEPS, ADSON, 15 CM , TC-TISSUE FORCEPS, ADSON, 1X2 T., 12 CM , TC-TISSUE FORCEPS, ADSON, 1X2 T., 15 CM , TC-DRESSING FORCEPS, CUSHING, 17.5 CM , TC-DRESS. FORCEPS, CUSHING, ANG., 17 CM , TC-FORCEPS, CUSHING-TAYLOR, 18.5 CM , TC-Dress. forceps, Potts-Smith, 14.5 cm , TC-DRESSING FORCEPS, POTTS-SMITH, 16 CM , TC-Dress. forceps, Potts-Smith, 18.5 cm , TC-Dress. forceps, Potts-Smith, 20 cm , TC-Dress. forceps, Potts-Smith, 23 cm , TC-Dress. forceps, Potts-Smith, 25 cm , TC-TISSUE FCPS., OEHLER, 1X2 T., 14.5 CM , TC-TISSUE FORCEPS, OEHLER, 1X2 T., 16 CM , TC-TISSUE FORCEPS, OEHLER, 1X2 T., 18 CM , TC-TISSUE FORCEPS, OEHLER, 1X2 T., 20 CM , TC-TISSUE FORCEPS, OEHLER, 1X2 T., 25 CM , TC-DRESSING FORCEPS, WANGENSTEEN, 15 CM , TC-DRESSING FORCEPS, WANGENSTEEN, 23 CM , TC-ATR. FORCEPS, DEBAKEY, 2.0 MM, 16 CM , TC-ATR. FORCEPS, DEBAKEY, 2.0 MM, 20 CM , TC-ATR. FORCEPS, DEBAKEY, 2.0 MM, 24.5 C , TC-Atraumatic forceps, 2,7 mm, 16 cm , TC-Atraumatic forceps, 3,5 mm, 16 cm , TC-Atraumatic forceps, 3,5 mm, 20 cm , TC-Atraumatic forceps, 3,5 mm, 24,5 cm , TC-DRESSING FORCEPS, JABOMA, 18 CM , TC-TISSUE FORCEPS, JABOMA, 1X2 T., 18 CM , TC-FORCEPS, JABOMA, ANG., 1X2 T., 18 CM , Ti-atr. forceps, 1,0 mm, 24,5 cm , TI-ATRAUMA-FORCEPS, 1.5 MM, 16 CM , TI-ATRAUMA-FORCEPS, 1.5 MM, 20.5 CM , TI-ATRAUMA-FORCEPS, 1.5 MM, 24.5 CM , TI-ATRAUMA-FORCEPS, 1.8 MM, 16 CM , TI-ATRAUMA-FORCEPS, 1.8 MM, 20.5 CM , TI-ATRAUMA-FORCEPS, 1.8 MM, 24.5 CM , Forceps, atraum., Gerald, 1,2 mm, 18 cm , Forceps, atraum., Gerald, 1,2 mm, 20 cm , Ring forceps, Gerald, Ø 1,0x0,5 mm, 18cm , Ring forceps, Gerald, Ø 1,0x0,5 mm, 20cm , Forceps, plateau, Gerald, 1,0 mm, 18 cm , Forceps, plateau, Gerald, 1,0 mm, 20 cm , Ti-atr. forceps, 2,8 mm, 16 cm , Ti-atr. forceps, 2,8 mm, 20,5 cm , Ti-atr. forceps, 2,8 mm, 24,5 cm , TISSUE FORCEPS 1X2 T, 10,5 CM , TISSUE FORCEPS, 1X2 T., 12 CM , TISSUE FORCEPS, 1X2 T., 13 CM , TISSUE FORCEPS, 1X2 T., 14.5 CM , TISSUE FORCEPS, 1X2 T., 16 CM , TISSUE FORCEPS, 1X2 T., 18 CM , TISSUE FORCEPS, 1X2 T., 20.5 CM , TISSUE FORCEPS, 1X2 T., 23 CM , TISSUE FORCEPS, 1X2 T., 25 CM , TISSUE FORCEPS, 1X2 T., 30.5 CM , TISSUE FORCEPS, 2X3 T., 12 CM , TISSUE FORCEPS, 2X3 T., 13 CM , TISSUE FORCEPS, 2X3 T., 14.5 CM , TISSUE FORCEPS, 2X3 T., 16 CM , Tissue forceps, 2x3 t., 17 cm , TISSUE FORCEPS, 2X3 T., 18 CM , TISSUE FORCEPS, 2X3 T., 20.5 CM , TISSUE FORCEPS, 2X3 T., 25 CM , TISSUE FORCEPS, 3X4 T., 14.5 CM , TISSUE FORCEPS, 3X4 T., 16 CM , Dissecting forceps, 3x4T., 20 cm , TISSUE FORCEPS, 4X5 T., 14.5 CM , TISSUE FORCEPS, 4X5 T., 16 CM , TISSUE FORCEPS, 1X2 T., SLIM, 13 CM , TISSUE FORCEPS, 1X2 T., SLIM, 14.5 CM , TISSUE FORCEPS, 1X2 T., SLIM, 16 CM , TISSUE FORCEPS, 1X2 T., SLIM, 18 CM , TISSUE FORCEPS, 1X2 T., SLIM, 20.5 CM , TISSUE FORCEPS, 1X2 T., SLIM, 23 CM , TISSUE FORCEPS, 1X2 T., SLIM, 25 CM , TISSUE FORCEPS, 1X2 T., SLIM, 30 CM , Diss. forceps, 1x2T., slim, cvd.,14.5cm , TISSUE FORCEPS, 1X2 T., DELICATE, 13 CM , TISSUE FORCEPS, 1X2 T., DELIC., 14.5 CM , TISSUE FORCEPS, STILLE, 1X2 T., 15 CM , TISSUE FORCEPS, STILLE, 3X2 T., 15 CM , FORCEPS, ADLERKREUTZ, 2X3 T., 15.5 CM , FORCEPS, ADLERKREUTZ, 2X3 T., 20.5 CM , FORCEPS, ADLERKREUTZ, 4X5 T., 15.5 CM , FORCEPS, ADLERKREUTZ, 4X5 T., 20 CM , FORCEPS, ADLERKREUTZ, 4X5 T., 25 CM , TISSUE FORCEPS, ADSON, 1X2 T., 12 CM , Diss. forceps, Adson, 1x2 T., 15 cm , Forceps, tissue, Adson, 2x3 t., 12 cm , Diss. forceps, Gillies, 1x2 T., 15,5 cm , Diss. forceps, Waugh, 1x2 T., 20 cm , Dissecting forceps, Waugh, 1x2 t., 25 cm , Diss. forceps, Semken, 1x2 T., 12.5 cm , Diss. forceps, Semken, 1x2 T., 15 cm , Diss. forceps, Brophy, 1x2 T., 20 cm , Diss. forceps, Taylor, 1x2 T., 17.5 cm , Diss. forceps, Taylor, 1x2 T., 17 cm , Diss. forceps, bayon., 1x2 T., 18.5 cm , MICRO FORCEPS, 1X2 T., 0.6 MM, 15.5 CM , MICRO FORCEPS, 1X2 T., 0.8 MM, 15.5 CM , MICRO FORCEPS, 1X2 T., 1.0 MM, 15.5 CM , FORCEPS, GERALD, 1X2 T., STR., 17.5 CM , FORCEPS, GERALD, 1X2 T., CVD., 17 CM , TISSUE FORCEPS, CUSHING, 1X2 T., 18 CM , FORCEPS, POTTS-SMITH, 1X2 T., 18 CM , FORCEPS, POTTS-SMITH, 1X2 T., 21 CM , FORCEPS, POTTS-SMITH, 1X2 T., 25 CM , FORCEPS, POTTS-SMITH, 1X2 T., 30 CM , FORCEPS, ADSON BROWN, 7X7 T., 12 CM , FORCEPS, MINI-ADSON, 1X2 T., 12 CM , FORCEPS, MI.-ADSON, 1X2 T., CVD., 12 CM , DRESSING FORCEPS, MICRO-ADSON, 12 CM , DRESSING FORCEPS, MICRO-ADSON, 15 CM , DRESSING FCPS,MICRO-ADSON ACC.TO SHIGENO , FORCEPS, MICRO-ADSON, 1X2 T., 12 CM , FORCEPS, MICRO-ADSON, 1X2 T., 15 CM , MICRO FORCEPS, DELICATE, 1X2 T., 10.5 CM , FORCEPS, JEWELER, CVD., NO. 7, 12 CM , FORCEPS, JEWELER, STR., NO. 3, 12 CM , Forceps, jeweler, str., #3 C,Ø0,4mm,11cm , FORCEPS, JEWELER, STR., NO. 5, 11 CM , FORCEPS, JEWELER, STR., NO. 4, 11 CM , Forceps, Jeweler, ang. down, 11 cm , TISSUE FORCEPS, RUSSIAN-TYPE, 15 CM , TISSUE FORCEPS, RUSSIAN-TYPE, 20 CM , TISSUE FORCEPS, RUSSIAN-TYPE, 25.5 CM , TISSUE FORCEPS, DURANTE, 14.5 CM , TISSUE FORCEPS, DURANTE, 16 CM , TISSUE FORCEPS, DURANTE, 20.5 CM , TISSUE FORCEPS, DURANTE, 25 CM , FORCEPS, STILLE-BARRAYA, 3X4 T., 18 CM , TISSUE FORCEPS, BONNEY, 1X2 T., 17.5 CM , FORCEPS, MAYO, RUSSIAN-TYPE, 23 CM , FORCEPS, FENESTRATED JAW, 18 CM , FORCEPS, FENESTRATED JAW, 23 CM , Forceps, fenestr: jaw, spoon-sh., 23 cm , Forceps, Nelson, 8x7 t., 23 cm , Forceps, Resano, 23 cm , TUBAL SEIZING FORCEPS, ISOL. JAW, 18 CM , DRESSING FORCEPS, FINE, STR., 10 CM , DRESSING FORCEPS, FINE, CVD., 10 CM , DRESSING FORCEPS, FINE, ST. CVD., 9.5 CM , TISSUE FORCEPS, 1X2 T., STR., 10 CM , FORCEPS, FINE, 1X2 T., SL. CVD., 10 CM , FORCEPS, FINE, 1X2 T., ST. CVD., 9.5 CM , Micro Forceps, Tip Ø 0,15 mm, 11 cm , Micro Forceps, Tip Ø 0,20 mm, 11 cm , Micro Forceps, Tip Ø 0,30 mm, 11 cm , Dilating-Forceps, 10°, Ø 0,10 mm, 11 cm , Dilating-Forceps, 10°, Ø 0,20 mm, 11 cm , Dilating-Forceps, 10°, Ø 0,30 mm, 11 cm , Micro Forceps, Ring-Ø 1,2 mm, 11 cm , Forceps, Adson, perfor., 1x2 t., 12 cm , Forceps, Adson, perfor., 1x2 t., 15 cm , Atr. Forceps, De Bakey, 3.5 mm, 35 cm , Dressing forceps, Ewald, 12 cm , Tissue forceps, Ewald, 1x2 T., 12 cm , Forceps, Ferris-Smith (Ramsey), 18 cm , Forceps, Ramsey 1x2 T., 18 cm , Dressing forceps, Gillies, 15 cm , Forceps, McIndoe, 1x2 T., 15 cm , Forceps, Intestine, Duval, 14 cm , Tissue Forceps, Lane, 1x2T., 14 cm , Tissue Forceps, Lane, 2x3T., 14 cm , Tissue forceps, Strassburger Mod., 15cm , Tissue forceps, Strassburger Mod., 21 cm , Dressing forceps. Adson, 18 cm , Forceps, tissue, Lane, 1x2 t., 18 cm , Forceps, tissue, 1x2 T., 14,5 cm , Forceps, tissue, Adson, 1x2 T., 18 cm , Forceps, tissue, Brown, 15 cm , Forceps, Lucae, bayon., 1x2 T., 14 cm , Forceps, Waugh, 1x2 t., 18 cm , TC-forceps, Ferris-Smith, 2x3 T., 18 cm , Forceps, micro-tying, cvd., 15 cm , Forceps, micro-tying, str., 0,3 mm, 15cm , Fcps., atr., De Bakey, 1 mm, 20 cm , Fcps., atr., De Bakey, 1 mm, 24 cm , Fcps., atr., De Bakey, 1 mm, 15 cm , Fcps., tumor, Toennis, small , Fcps., tumor, Toennis, medium , Fcps., ear, Tröltsch, 1x2T., 12.5 cm , DRESSING FORCEPS, 10,5 CM , DRESSING FORCEPS, 11.5 CM , DRESSING FORCEPS, 13 CM , ATR. FORCEPS, DE BAKEY, 2.7 MM, 16 CM , ATR. FORCEPS, DE BAKEY, 2.7 MM, 20 CM , ATR. FORCEPS, DE BAKEY, 2.7 MM, 25 CM , ATR. FORCEPS, DE BAKEY, 2.7 MM, 30 CM , ATR. FORCEPS, DE BAKEY, 1.5 MM, 16 CM , ATR. FORCEPS, DE BAKEY, 1.5 MM, 20 CM , ATR. FORCEPS, DE BAKEY, 1.5 MM, 25 CM , ATR. FORCEPS, DE BAKEY, 2 MM, 16 CM , ATR. FORCEPS, DE BAKEY, 2 MM, 20 CM , ATR. FORCEPS, DE BAKEY, 2 MM, 25 CM , ATR. FORCEPS, DE BAKEY, 2 MM, 30 CM , ATR. FCPS., DE BAKEY, ANG., 2 MM, 16 CM , ATR. FCPS., DE BAKEY, ANG., 2 MM, 20 CM , ATR. FCPS., DE BAKEY, ANG., 2 MM, 25 CM , ATR. FCPS., DE BAKEY, ANG., 2 MM, 30 CM , ATR. FORCEPS, DE BAKEY, 3.5 MM, 16 CM , ATR. FORCEPS, DE BAKEY, 3.5 MM, 20 CM , ATR. FORCEPS, DE BAKEY, 3.5 MM, 25 CM , ATR. FORCEPS, DE BAKEY, 3.5 MM, 30 CM , ATR. FORCEPS, COOLEY, 2.0 MM, 16 CM , ATR. FORCEPS, COOLEY, 2.0 MM, 20 CM , Suture forceps, marCore, small, 17 cm , Suture forceps, marCore, med., 24 cm , Suture forceps, marCore, large, 29 cm , Forceps, marCore, DeBakey, slim, S , Forceps, marCore, DeBakey, slim, M , Forceps, marCore, DeBakey, slim, L , Forceps, marCore, DeBakey, wide, S , Forceps, marCore, DeBakey, wide, M , Forceps, marCore, DeBakey, wide, L , Fcps., marCore,DeBakey,fine,sing. act.,S , Fcps., marCore,DeBakey,fine,sing. act.,M , Fcps., marCore,DeBakey,fine,sing. act.,L , Fcps., marCore,DeBakey,wide,sing. act.,S , Fcps., marCore,DeBakey,wide,sing. act.,M , Fcps., marCore,DeBakey,wide,sing. act.,L , Forceps, marCore, Resano, single act., S , Forceps, marCore, Resano, single act., M , Forceps, marCore, Resano, single act., L , Forceps,marCore,IMA,upwards,sing. act.,S , Forceps,marCore,IMA,upwards,sing. act.,M , Forceps,marCore,IMA,upwards,sing. act.,L , Grasp.fcps., Samii, bay.ri.cvd.,3mm,23cm , Grasp.fcps., Samii, bay.le.cvd.,3mm,23cm , Grasp.fcps.,Yasargil-Samii,bay.,3mm,24cm , Grasp.fcps.,Yasargil-Samii,bay.,5mm,24cm , Grasp.fcps.,Yasargil-Samii,bay.,7mm,24cm , Grasp.fcps.,Yasargil, bay., 3mm, 22cm , Grasp.fcps.,Yasargil, bay., 5mm, 22cm , Grasp.fcps., Hunt, ang. down, 5 mm, 20cm , Grasp.fcps., Hunt, bay., 5 mm, 20cm , Micro fcps., Yasargil, bay., 0.6mm, 18cm , Micro fcps., Yasargil, bay., 0.9mm, 18cm , Micro fcps., Yasargil, bay., 1x2T., 18cm , Micro fcps., Yasargil, bay., 0.6mm, 20cm , Micro fcps., Yasargil, bay., 0.9mm, 20cm , Micro fcps., Yasargil, bay., 0.6mm, 22cm , Micro fcps., Yasargil, bay., 0.9mm, 22cm , MINI-PLATE HOLDING FORCEPS , PLATE HOLDING FORCEPS , GRAEFE FCPS SERRAT STRG CRV, 10 CM , GRAEFE FCPS 1X2 T STRAIGHT, 10 CM , GRAEFE FCPS 1X2 T STRONG CRV, 10 CM , Forceps, Castroviejo, 0.9mm, 10.5cm , GRAEFE FIXATION FCPS.,4 1/2, 11 CM , AYER CHALAZION FORCEPS, 9 CM , AYER CHALAZION FCPS W SCREW, 9 CM , LAMBERT CHALAZION FORCEPS, 9 CM , DESMARRES CHALAZION FCP 31MM, 9 CM , EAR DRESS. FORCEPS, TROELTSCH, 10.5 CM , EAR DRESS. FORCEPS, TROELTSCH, 11 CM , EAR FORCEPS, TROELTSCH, BULLD., 12.5 CM , EAR FORCEPS, GRUENWALD, BAYON., 14.5 CM , EAR DRESS. FCPS., JANSEN, BAYO., 16 CM , EAR DRESS. FCPS., JANSEN, BAYO., 21.5 CM , NASAL TAMPON FORCEPS, TROELTSCH, 14.5 CM , NASAL TAMPON FORCEPS, TROELTSCH, 15.5 CM , Nasal tampon forceps,Grünwald,1x2T.,16cm , NASAL TAMPON FORCEPS, GRUENWALD, 21.5 CM , SKIN GRASP. FORCEPS, OGURA, 4 MM, 11 CM , SKIN GRASP. FORCEPS, COTTLE, BAY., 14 CM , COLUMELL FORCEPS, COTTLE, 12 MM, 11 CM , LONDON COLLEGE TWEEZ.F1 , LONDON COLLEGE TWEEZ.F3 , LONDON COLLEGE TWEEZ.F5 , LONDON COLLEGE TWEEZ.F6 , LOND COLL TWEEZ LOCK F 5 , LOND COLL TWEEZ LOCK F 8 , MERIAM TWEEZERS FIG 1 , MERIAM TWEEZERS FIG 2 , MERIAM TWEEZERS FIG 3 , MERIAM TWEEZERS FIG 5 , FLAGG TWEEZERS FIG 1 , FLAGG TWEEZERS FIG 2 , FLAGG TWEEZERS FIG 3 , FLAGG TWEEZERS FIG 4 , SUTURE/MEMBRANE FORCEPS, DIA. = 1,6 MM , SUTURE/MEMBRANE FORCEPS, DIA. = 2,2 MM , MILLER FCPS F ARTIC PAPER , ACTIVATION ARM DISCONNECTION FORCEPS , PLATEHOLDING FORCEPS, CURVED , FORCEPS RESORB-X | MSE | 2023-06-14T00:00:00.000+02:00 | Gebrüder Martin GmbH & Co. KG KLS Martin Platz 1 · 78532 Tuttlingen/Germany Martin Postfach 60 · 78501 Tuttlingen/Germany. | 12-553-07-07 , 12-553-08-07 , 12-553-09-07 , 12-560-00-07 , 12-560-02-07 , 12-560-03-07 , 12-560-05-07 , 12-560-45-07 , 12-561-00-07 , 12-561-02-07 , 12-561-03-07 , 12-561-05-07 , 12-561-45-07 , 12-562-00-07 , 12-562-01-07 , 12-562-02-07 , 12-562-03-07 , 12-562-04-07 , 12-562-05-07 , 12-563-00-07 , 12-563-01-07 , 12-563-02-07 , 12-563-03-07 , 12-563-04-07 , 12-563-05-07 , 12-564-15-07 , 12-564-18-07 , 12-565-15-07 , 12-565-18-07 , 12-566-15-07 , 12-566-18-07 , 12-566-21-07 , 12-567-15-07 , 12-567-18-07 , 12-567-21-07 , 12-568-15-07 , 12-568-18-07 , 12-569-15-07 , 12-569-18-07 , 12-570-15-07 , 12-570-18-07 , 12-571-15-07 , 12-571-18-07 , 12-574-15-07 , 12-574-18-07 , 12-574-21-07 , 12-576-15-07 , 12-576-18-07 , 12-576-21-07 , 12-578-15-09 , 12-578-18-09 , 12-579-15-09 , 12-579-18-09 , 12-580-15-09 , 12-580-18-09 , 12-580-21-09 , 12-581-15-09 , 12-581-18-09 , 12-581-21-09 , 12-582-15-09 , 12-582-18-09 , 12-583-15-09 , 12-583-18-09 , 12-585-18-09 , 12-586-15-09 , 12-586-18-09 , 12-586-21-09 , 12-588-15-09 , 12-588-18-09 , 12-588-21-09 , 12-589-15-07 , 12-589-18-07 , 12-589-21-07 , 12-590-15-09 , 12-590-18-09 , 12-590-21-09 , 12-591-00-07 , 12-591-01-07 , 12-591-02-07 , 12-591-03-07 , 12-591-04-07 , 12-591-05-07 , 12-592-00-07 , 12-592-01-07 , 12-592-02-07 , 12-592-03-07 , 12-592-04-07 , 12-592-05-07 , 12-600-12-07 , 12-601-12-07 , 12-604-09-07 , 12-604-11-07 , 12-604-12-07 , 12-605-09-07 , 12-605-12-07 , 12-619-16-07 , 12-624-12-07 , 12-626-14-07 , 12-630-07-07 , 12-630-09-07 , 12-630-11-07 , 12-640-10-07 , 12-641-10-07 , 12-656-10-07 , 12-664-08-07 , 12-666-09-07 , 12-674-09-07 , 12-676-09-07 , 12-680-09-07 , 12-695-10-07 , 12-774-15-07 , 12-774-18-07 , 12-774-21-07 , 12-776-15-07 , 12-776-18-07 , 12-776-21-07 , 12-786-15-09 , 12-786-18-09 , 12-786-21-09 , 12-787-15-09 , 12-787-18-09 , 12-787-21-09 , 13-050-14-07 , 13-051-14-07 , 15-814-99-07 , 20-894-14-07 , 20-910-18-07 , 20-916-12-07 , 20-922-12-07 , 20-924-12-07 , 24-207-02-07 , 24-207-04-07 , 12-100-14-07 , 12-100-16-07 , 12-100-18-07 , 12-100-20-07 , 12-100-23-07 , 12-100-25-07 , 12-100-30-07 , 12-120-11-07 , 12-120-13-07 , 12-120-14-07 , 12-120-16-07 , 12-120-18-07 , 12-120-20-07 , 12-120-23-07 , 12-120-25-07 , 12-120-30-07 , 12-122-13-07 , 12-123-15-07 , 12-126-13-07 , 12-126-14-07 , 12-130-15-07 , 12-131-17-07 , 12-132-19-07 , 12-133-20-07 , 12-134-20-07 , 12-135-13-07 , 12-135-15-07 , 12-135-17-07 , 12-135-20-07 , 12-166-12-07 , 12-168-12-07 , 12-168-15-07 , 12-170-15-07 , 12-171-20-07 , 12-172-12-07 , 12-172-15-07 , 12-174-17-07 , 12-180-17-07 , 12-183-17-07 , 12-184-06-07 , 12-184-08-07 , 12-184-10-07 , 12-184-18-07 , 12-186-18-07 , 12-187-18-07 , 12-188-17-07 , 12-189-17-07 , 12-192-18-07 , 12-192-21-07 , 12-192-25-07 , 12-192-30-07 , 12-230-17-07 , 12-234-17-07 , 12-236-15-07 , 12-238-15-07 , 12-240-16-07 , 12-240-18-07 , 12-242-16-07 , 12-242-18-07 , 12-244-12-07 , 12-246-12-07 , 12-246-15-07 , 12-250-12-07 , 12-250-15-07 , 12-252-12-07 , 12-252-15-07 , 12-254-17-07 , 12-255-18-07 , 12-256-18-07 , 12-258-14-07 , 12-258-15-07 , 12-258-18-07 , 12-258-20-07 , 12-258-23-07 , 12-258-25-07 , 12-260-14-07 , 12-260-16-07 , 12-260-18-07 , 12-260-20-07 , 12-260-25-07 , 12-266-15-07 , 12-266-23-07 , 12-272-15-07 , 12-272-19-07 , 12-272-24-07 , 12-273-15-07 , 12-274-15-07 , 12-274-19-07 , 12-274-24-07 , 12-276-18-07 , 12-278-18-07 , 12-279-18-07 , 12-280-24-09 , 12-282-16-09 , 12-282-20-09 , 12-282-24-09 , 12-284-16-09 , 12-284-20-09 , 12-284-24-09 , 12-285-18-07 , 12-285-20-07 , 12-286-18-07 , 12-286-20-07 , 12-287-18-07 , 12-287-20-07 , 12-288-16-09 , 12-288-20-09 , 12-288-24-09 , 12-301-10-07 , 12-301-11-07 , 12-301-13-07 , 12-301-14-07 , 12-301-16-07 , 12-301-18-07 , 12-301-20-07 , 12-301-23-07 , 12-301-25-07 , 12-301-30-07 , 12-302-11-07 , 12-302-13-07 , 12-302-14-07 , 12-302-16-07 , 12-302-17-07 , 12-302-18-07 , 12-302-20-07 , 12-302-25-07 , 12-303-14-07 , 12-303-16-07 , 12-303-20-07 , 12-304-14-07 , 12-304-16-07 , 12-321-13-07 , 12-321-14-07 , 12-321-16-07 , 12-321-18- | Klasa I | Instrumenta shumeperdorimeshe mjekesore (Pinca dhe aksesore) | Instrumenta shumeperdorimeshe
14122 | i-FASTE(Teeth Surface Polishing Paste) | MOTO-MANIA | 2023-06-07T00:00:00.000+02:00 | Uab Medicinos linija ,Karaliaucaus str 29 LT-78374 Siauliai,Lithuania | i-FASTE(Teeth Surface Polishing Paste) | Klasa I | Paste llustrimi edhe pastrimi | Pajisje dentare
14123 | ANTICORT cream - 50ml | FUFARMA | 2023-05-15T00:00:00.000+02:00 | FREZYDERM S.A. 75,MENANDROU STR.,10 GREECE4 37 ATHENS ATTIKI | ANTICORT cream - 50ml | Klasa IIa | Kremi alternative e steroideve, i cili redukton inflamacionin dhe irritimin, forcon barrieren e lekures dhe siguron aktivitet antibakterial dhe zbutes ne lekure me ekzeme, dermatit kontakti, ekzemen e dores, ekzemen seborroike, djegie, skuqje, rash dhe dermatit pelenash. Per me teper nuk ka efekte te pa deshiruara nga perdorimi i zgjatur. | Tjeter
14127 | RX VIATRAC 14 PLUS Peripheral Dilatation Catheter 4.0mm, 80cm 1008190, RX VIATRAC 14 PLUS Peripheral Dilatation Catheter 4.0mm, 135cm 1008189, RX VIATRAC 14 PLUS Peripheral Dilatation Catheter 4.5mm, 80cm 1008192, RX VIATRAC 14 PLUS Peripheral Dilatation Catheter 4.5mm, 135cm 1008191, RX VIATRAC 14 PLUS Peripheral Dilatation Catheter 5.0mm, 80cm 1008194, RX VIATRAC 14 PLUS Peripheral Dilatation Catheter 5.0mm, 135cm 1008193, RX VIATRAC 14 PLUS Peripheral Dilatation Catheter 5.5mm, 80cm 1008196, RX VIATRAC 14 PLUS Peripheral Dilatation Catheter 5.5mm, 135cm 1008195, RX VIATRAC 14 PLUS Peripheral Dilatation Catheter 6.0mm, 80cm 1008198, RX VIATRAC 14 PLUS Peripheral Dilatation Catheter 6.0mm, 135cm 1008197, RX VIATRAC 14 PLUS Peripheral Dilatation Catheter 6.5mm, 80cm 1008200, RX VIATRAC 14 PLUS Peripheral Dilatation Catheter 6.5mm, 135cm 1008199, RX VIATRAC 14 PLUS Peripheral Dilatation Catheter 7.0mm, 80cm 1008202, RX VIATRAC 14 PLUS Peripheral Dilatation Catheter 7.0mm, 135cm 1008201 | DIAL-ALB | 2023-05-16T00:00:00.000+02:00 | Abbott Vascular, 3200 Lakeside Drive, Santa Clara, California 95054, USA | RX VIATRAC 14 PLUS Peripheral Dilatation Catheter 4.0mm, 80cm 1008190, RX VIATRAC 14 PLUS Peripheral Dilatation Catheter 4.0mm, 135cm 1008189, RX VIATRAC 14 PLUS Peripheral Dilatation Catheter 4.5mm, 80cm 1008192, RX VIATRAC 14 PLUS Peripheral Dilatation Catheter 4.5mm, 135cm 1008191, RX VIATRAC 14 PLUS Peripheral Dilatation Catheter 5.0mm, 80cm 1008194, RX VIATRAC 14 PLUS Peripheral Dilatation Catheter 5.0mm, 135cm 1008193, RX VIATRAC 14 PLUS Peripheral Dilatation Catheter 5.5mm, 80cm 1008196, RX VIATRAC 14 PLUS Peripheral Dilatation Catheter 5.5mm, 135cm 1008195, RX VIATRAC 14 PLUS Peripheral Dilatation Catheter 6.0mm, 80cm 1008198, RX VIATRAC 14 PLUS Peripheral Dilatation Catheter 6.0mm, 135cm 1008197, RX VIATRAC 14 PLUS Peripheral Dilatation Catheter 6.5mm, 80cm 1008200, RX VIATRAC 14 PLUS Peripheral Dilatation Catheter 6.5mm, 135cm 1008199, RX VIATRAC 14 PLUS Peripheral Dilatation Catheter 7.0mm, 80cm 1008202, RX VIATRAC 14 PLUS Peripheral Dilatation Catheter 7.0mm, 135cm 1008201 | Klasa IIa | Kateter arterial me mjekim | Pajisje te implantueshme jo aktive
14101 | Alinity c Gentamicin Reagent Kit 08P5520 | LABOPHARMA SHPK | 2023-05-16T00:00:00.000+02:00 | B.R.A.H.M.S GmbH Neuendorfstraße 25, 16761 Hennigsdorf, Germany | Alinity c Gentamicin Reagent Kit 08P5520 | In vitro | Jane kite me reagente te analizes sasiore te gentamicines ne gjak me aparatin analizues Alinity | Pajisje te diagnostifikimit in vitro
14113 | NovaLisa® Leishmania infantum IgG (LEIG0310), Microtiterplate (MTP), IgG Sample Dilution Buffer (DIL G), Stop Solution (SOLN STOP), Washing Buffer (WASH BUF 20x), Conjugate (CONJ), TMB Substrate Solution (SUB TMB), Negative Control (CONTROL -), Cut-off Control (CUT OFF), Positive Control (control +) | ALBIOMED | 2023-05-16T00:00:00.000+02:00 | NovaTec Immunodiagnostica GmbH Waldstrasse 23 A6 63128 Dietzenbach Germany | LEIG0310 | In vitro | Analize per percaktimin sasior te antitrupave IgG ndaj antigjenit Leishmania infantum ne serumin human; mikrotiterplate, Diluent, stop, wash, konjugat, TMB substrat, kontroll negativ, kontroll cut-off, kontroll pozitiv. | Pajisje te diagnostifikimit in vitro
14172 | VENTANA anti-PMS2 (A16-4) Mouse Monoclonal Primary Antibody | E v i t a | 2023-05-19T00:00:00.000+02:00 | Roche Diagnostics GmbH Sandhofer Strasse 116 68305 Mannheim Germany | 08033692001 / 760-5094 | In vitro | Reagente imunohistokimie per detektimin e PMS2 ne inde | Pajisje te diagnostifikimit in vitro
14206 | Surgical blades | Primary Dental | 2023-05-24T00:00:00.000+02:00 | Kehr Surgical Private Limited, C-34, Panki industrial estate , Kanpur 208 022, UP, India | 11, 15, 15C | Klasa IIa | Lama bisturie te montueshme ne bishte bisturie per perdorime kirurgjikale dentare | Pajisje dentare
14174 | Gamma-Glutamyl Trasnferase2 | LABOPHARMA SHPK | 2023-05-25T00:00:00.000+02:00 | Abbott Ireland Diagnostics Division Lisnamuck Longford, Co. Longford Ireland | 04T9630 | In vitro | Reagent i perdorur ne analizen sasiore te enzimes gama glutil transferaze ne gjak | Pajisje te diagnostifikimit in vitro
14050 | PRONTIXTE ( POCOM ) | FARMAWORLD | 2023-05-29T00:00:00.000+02:00 | INDUSTRIE OTTICHE ITALIANE , Corso Fiume 4 - 10133 TORINO,ITALY | PROFESSIONAL | Klasa I | L'occhiale premontato , Syze te montuara paraprakisht janë pajisje mjekësore të klases I që përdoren për korrigjimin e problemeve të shikimit. | Tjeter
14183 | Diluent Estradiol/Progesterone | Labor Dr. Limbach Heidelberg Germany | 2023-05-29T00:00:00.000+02:00 | Roche Diagnostics GmbH, Sandhofer Strasse 116 68305 Mannheim Germany | 3028542122 | In vitro | Diluent per Estradiol/progresterone | Pajisje te diagnostifikimit in vitro
14298 | PreciControl Anti-HCV | Labor Dr. Limbach Heidelberg Germany | 2023-05-29T00:00:00.000+02:00 | Roche Diagnostics GmbH, Sandhofer Strasse 116 68305 Mannheim Germany | 3290379190 | In vitro | Kontroll Anti HCV | Pajisje te diagnostifikimit in vitro
14366 | HybReady Solution | E v i t a | 2023-06-02T00:00:00.000+02:00 | Ventana Medical Systems, lnc. 1910 E. lnnovation Park Drive Tucson, AZ 85755 USA | 05917557001 / 780-4409 | In vitro | Reagent ndihmes ne ngjyrimet e metodes Silver ISH dhe RED ISH | Pajisje te diagnostifikimit in vitro
14313 | Dental Needles Hogen Spitze HG27-21-I(M) : 27G*21mm, Dental Needles Hogen Spitze HG27-35-I(M) : 27G*35mm, Dental Needles Hogen Spitze HG30-12-I(M) : 30G*12mm, Dental Needles Hogen Spitze HG30-25-I(M) : 30G*25mm, Dental Needles Hogen Spitze HG31-12-I(M) : 31G*12mm, Dental Needles Hogen Spitze HG27-25-I(M) : 27G*25mm, Dental Needles Hogen Spitze HG27-38-I(M) : 27G*38mm, Dental Needles Hogen Spitze HG30-16-I(M) : 30G*16mm, Dental Needles Hogen Spitze HG30-30-I(M) : 30G*30mm, Dental Needles Hogen Spitze HG27-30-I(M) : 27G*30mm, Dental Needles Hogen Spitze HG27-40-I(M) : 27G*40mm, Dental Needles Hogen Spitze HG30-21-I(M) : 30G*21mm, Dental Needles Hogen Spitze HG31-08-I(M) : 31G*8mm | Amber Dental | 2023-06-05T00:00:00.000+02:00 | C-K DENTAL IND.CO.,LTD. 88-50, Sudo-Ro, Bucheon-Si, Gyeonggi-Do, Republic of Korea | Dental Needles Hogen Spitze HG27-21-I(M) : 27G*21mm, Dental Needles Hogen Spitze HG27-35-I(M) : 27G*35mm, Dental Needles Hogen Spitze HG30-12-I(M) : 30G*12mm, Dental Needles Hogen Spitze HG30-25-I(M) : 30G*25mm, Dental Needles Hogen Spitze HG31-12-I(M) : 31G*12mm, Dental Needles Hogen Spitze HG27-25-I(M) : 27G*25mm, Dental Needles Hogen Spitze HG27-38-I(M) : 27G*38mm, Dental Needles Hogen Spitze HG30-16-I(M) : 30G*16mm, Dental Needles Hogen Spitze HG30-30-I(M) : 30G*30mm, Dental Needles Hogen Spitze HG27-30-I(M) : 27G*30mm, Dental Needles Hogen Spitze HG27-40-I(M) : 27G*40mm, Dental Needles Hogen Spitze HG30-21-I(M) : 30G*21mm, Dental Needles Hogen Spitze HG31-08-I(M) : 31G*8mm | Klasa IIa | gjilpera dentare, shiringa dentare | Pajisje dentare
14325 | SI2 | E v i t a | 2023-06-07T00:00:00.000+02:00 | Roche Diagnostics GmbH Sandhofer Strasse 116 68305 Mannheim Germany | 04489365190, 05172179214, 08063516190, 05172179190 | In vitro | Reagent per kontrollin e cilesise se Serumit | Pajisje te diagnostifikimit in vitro
14347 | cobas® Specimen Pre-Extraction Reagent | E v i t a | 2023-06-07T00:00:00.000+02:00 | Roche Molecular Systems, Inc. 1080 US Highway 202 South Branchburg, NJ 08876 USA | 8064695190 | In vitro | Reagent per ekstraktimin e ADN/ARN | Pajisje te diagnostifikimit in vitro
14255 | cobas® EBV | E v i t a | 2023-06-08T00:00:00.000+02:00 | Roche Molecular Systems, Inc. 1080 US Highway 202 South Branchburg, NJ 08876 USA | 9040943190 | In vitro | Reagent per percaktimin e EBV me metoden PCR | Pajisje te diagnostifikimit in vitro
14164 | SteriTite Rigid reusable Sterilization Containers,MediTray Products and Accessories-Case CA800S MR8 Sterilization 1/2 DIN | O.E.S DISTRIMED | 2023-06-12T00:00:00.000+02:00 | Case Medical Inc 50 West Street Bloomfield,NJ 07003 USA | CA800S | Klasa I | Kontenier per sterilizimin e pajisjeve mjekesore | Instrumenta shumeperdorimeshe
14374 | Azure XT DR MRI SureScan, Azure XT SR MRI SureScan, Azure S DR MRI SureScan, Azure S SR MRI SureScan, Astra XT DR MRI SureScan, Astra XT SR MRI SureScan, Astra S DR MRI SureScan, Astra S SR MRI SureScan, Azure/Astra Programmer Application Software, CareLink SmartSync Azure Astra Application | O.E.S DISTRIMED | 2023-06-14T00:00:00.000+02:00 | Medtronic Inc. 710 Medtronic Parkway Minneapolis, MN 55432 USA | W2DRO1, W2SR01, W3DRO1, W3SR01, X2DRO1, X2SR01, X3DRO1, X3SR01, SW030, DO0U003 | Klasa III | Pacemaker,Ritem-beres per perdorim ne kardiologji, Software programator i Pacemaker-it, Aplikacion per Pacemaker | Pajisje te implantueshme aktive
14375 | Etest® Fluconazole , Etest® Itraconazole | LABOPHARMA SHPK | 2023-06-19T00:00:00.000+02:00 | Biomerieux SA 376 Chemin de l'Orme 69280 Marcy-l'Etoile France | 412350, 412380 | In vitro | Eshte nje analize sasiore e agjenteve mikrobiale kundrejt nje numri mikroorganizmash duke perdorur pikun minimal te perqendrimit te agjentit. | Pajisje te diagnostifikimit in vitro
14343 | IN.PACT Admiral Paclitaxel-coated PTA Balloon Catheter | O.E.S DISTRIMED | 2023-06-14T00:00:00.000+02:00 | Medtronic Inc. 710 Medtronic Parkway Minneapolis, MN 55432 USA | SBI 100 040 04P, SBI 120 040 04P, SBI 040 040 08P, SBI 040 060 08P, SBI 040 080 08P, SBI 040 120 08P, SBI 040 150 08P, SBI 040 200 08P, SBI 040 250 08P, SBI 050 040 08P, SBI 050 060 08P, SBI 050 080 08P, SBI 050 120 08P, SBI 050 150 08P, SBI 050 200 08P, SBI 050 250 08P, SBI 060 040 08P, SBI 060 060 08P, SBI 060 080 08P, SBI 060 120 08P, SBI 060 150 08P, SBI 060 200 08P, SBI 060 250 08P, SBI 070 040 08P, SBI 070 060 08P, SBI 070 080 08P, SBI 080 040 08P, SBI 080 060 08P, SBI 080 080 08P, SBI 090 040 08P, SBI 090 060 08P, SBI 090 080 08P, SBI 100 040 08P, SBI 120 040 08P, SBI 040 040 13P, SBI 040 060 13P, SBI 040 080 13P, SBI 040 120 13P, SBI 040 150 13P, SBI 040 200 13P, SBI 040 250 13P, SBI 050 040 13P, SBI 050 060 13P, SBI 050 080 13P, SBI 050 120 13P, SBI 050 150 13P, SBI 050 200 13P, SBI 050 250 13P, SBI 060 040 13P, SBI 060 060 13P, SBI 060 080 13P, SBI 060 120 13P, SBI 060 150 13P, SBI 060 200 13P, SBI 060 250 13P, SBI 070 040 13P, SBI 070 060 13P, SBI 070 080 13P, SBI 080 040 13P, SBI 080 060 13P, SBI 080 080 13P, SBI 090 040 13P, SBI 090 060 13P, SBI 090 080 13P, SBI 100 040 13P, SBI 120 040 13P, SBI 040 040 04P, SBI 040 060 04P, SBI 040 080 04P, SBI 040 120 04P, SBI 040 150 04P, SBI 050 040 04P, SBI 050 060 04P, SBI 050 080 04P, SBI 050 120 04P, SBI 050 150 04P, SBI 060 040 04P, SBI 060 060 04P, SBI 060 080 04P, SBI 060 120 04P, SBI 060 150 04P, SBI 070 040 04P, SBI 070 060 04P, SBI 070 080 04P, SBI 080 040 04P, SBI 080 060 04P, SBI 080 080 04P, SBI 090 040 04P, SBI 090 060 04P, SBI 090 080 04P | Klasa III | Kateterë Mjekësorë me Ballonë i medikuar | Pajisje nje perdorimeshe
14267 | DISSECTING SCISSORS, CVD., 31 CM , DISSECT. SCISSORS, SERR., STR., 14.5 CM , DISSECT. SCISSORS, SERR., CVD., 14.5 CM , DISSECT. SCISSORS, SH/SH, STR., 15.5 CM , DISSECT. SCISSORS, SH/SH, CVD., 15.5 CM , Scissors, dissecting, Kübler 15 cm , SCISSORS, KAYE, CVD., SERR., 18.5 CM , SCISSORS, GORNEY, STR., SERR., 12.5 CM , SCISSORS, GORNEY, STR., SERR., 19.5 CM , SCISSORS, GORNEY, CVD., SERR., 19.5 CM , FACE-LIFT SCISSORS, ASTON, STR., 17 CM , DISSECTING SCISSORS, LEXER, STR., 16 CM , DISSECTING SCISSORS, LEXER, CVD., 16 CM , TC-Dissect scissors, Hohenfellner, 18 cm , TC-Dissect scissors, Hohenfellner, 21 cm , TC-Dissect scissors, Hohenfellner, 24 cm , TC-Dissect scissors, DeBakey, 17,5 cm , TC-Dissect scissors, DeBakey, 20 cm , NASAL SCISSORS, CINELLI, 11.5 CM , NASAL SCISSORS, FOMON, CVD., 14 CM , DISSECT. SCISSORS, THOREK, CVD., 18.5 CM , DISS. SCISSORS, LEXER-BABY, STR., 10 CM , DISS. SCISSORS, LEXER-BABY, CVD., 10 CM , SCISSORS, LEXER, FINE, STR., 16.5 CM , SCISSORS, LEXER, FINE, CVD., 16.5 CM , DISSECT. SCISSORS, FINE, STR., 14.5 CM , DISSECT. SCISSORS, FINE, CVD., 14.5 CM , SCISSORS, FINE, SH/SH, STR., 14.5 CM , SCISSORS, FINE, SH/SH, CVD., 14.5 CM , Scissor, Diss., fine, sh/sh, cvd., 18cm , Scissor, Diss., fine, sh/sh, cvd., 20cm , DISSECTING SCISSORS, FINE, STR., 18 CM , DISSECTING SCISSORS, FINE, STR., 20.5 CM , DISSECT. SCISSORS, FINE, STR., 23 CM , DISSECT. SCISSORS, FINE, CVD., 18 CM , DISSECT. SCISSORS, FINE, CVD., 20.5 CM , DISSECT. SCISSORS, FINE, CVD., 23 CM , DISSECT. SCISSORS, FINE, S-SHAPE, 18 CM , DISS. SCISSORS, FINE, S-SHAPE, 20.5 CM , DISSECT. SCISSORS, FINE, S-SHAPE, 23 CM , CLEFT PALATE SCISSORS, CVD., 12.5 CM , CLEFT PALATE SCISSORS, CVD., 18 CM , SCISSORS, SANVENERO, SH/SH, STR., 14 CM , SCISSORS, SANVENERO, SH/SH, CVD., 14 CM , DISSECT. SCISSORS, FINE, STR., 11 CM , DISSECT. SCISSORS, FINE, CVD., 11 CM , TC-scissors, Potts-Smith, 18,5 cm , VASCULAR SCISSORS, FAVALORO, 14.5 CM , VASCULAR SCISSORS, BUTTON, STR., 12 CM , SCISSORS, STRULLY, BL/BL, CVD., 22 CM , Scissors, Strully, pd/pd, cvd., 22 cm , Scissor, Schmieden-Taylor, 16.5 cm , SCISSORS, TOENNIS-ADSON, CVD., 17.5 CM , SCISSORS, OLIVECRONA, KNEE BENT, 13 CM , SCISSORS, DEAN, ANGLED UPW., 17.5 CM , SCISSORS, DEAN, SERR., ANG. UP., 17.5 CM , TONSIL SCISSORS, GOOD, CVD., 19.5 CM , TC-NASAL SCISSORS, FOMON, CVD., 14.5 CM , TC-NASAL SCISSORS, Cottle, CVD., 16 CM , NASAL SCISSORS, FOMON, KNEE BENT, 14 CM , Scissor, Faden, Littler, 12 cm , Scissor, Nose, Cottle-M., sh., cvd.,10cm , Scissor, Nose, Fomon, cvd., 12,5 cm , Scissor, Nose, Converse, str., 13,5 cm , NASAL SCISSORS, COTTLE, 15.5 CM , Scissor, Nose, Cottle, angl., 18 cm , Scissor, Nose, Heymann, angl., 20 cm , Scissor, Nose, Cottle-M., bl., cvd.,10cm , NASAL SCISSORS, HEYMANN, 18 CM , TC-Scissor, Nose, Giunta, cvd., 13,5 cm , Scissor, Nose, Aufricht, cvd., 14 cm , NASAL SCISSORS, HEYMANN, SERR., 18 CM , Scissor, Cart., McIndoe, str., 19 cm , SCISSORS, CONVERSE, BL/BL, 10.5 CM , SCISSORS, CONVERSE, SH/SH, 10.5 CM , EPISIOTOMY SCISSORS, WALDMANN, 18 CM , PERINEUM SCISS., BRAUN-STADLER, 14.5 CM , PERINEUM SCISS., BRAUN-STADLER, 22 CM , UMBILICAL SCISSORS, US TYPE, 10.5 CM , UMBILICAL SCISSORS, SCHUHMACHER, 15.5 CM , UMBILICAL SCISSORS, BUSCH, 16 CM , UMBILICAL SCISSORS, BUSCH, SERR., 16 CM , SCISSORS, GOLDM.-FOX, STR., SERR., 13 CM , SCISSORS, GOLDM.-FOX, CVD., SERR., 13 CM , SCISSORS, WAGNER, SH/SH, STR., 12 CM , SCISSORS, WAGNER, SH/SH, CVD., 12 CM , SCISSORS, DELICATE, BL/BL, STR., 12 CM , SCISSORS, DELICATE, SH/BL, STR., 12 CM , SCISSORS, DELICATE, SH/SH, STR., 12 CM , SCISSORS, DELICATE, BL/BL, CVD., 12 CM , SCISSORS, DELICATE, SH/BL, CVD., 12 CM , SCISSORS, DELICATE, SH/SH, CVD., 12 CM , GUM SCISSORS, S-SHAPE, 11.5 CM , SCISSORS, DELICATE, BL/BL, STR., 11.5 CM , SCISSORS, DELICATE, BL/BL, CVD., 11.5 CM , SCISSORS, LOCKLIN, ANGLED, SERR., 16 CM , SCISSORS, LOCKLIN, CVD., SERR., 16 CM , SC-Scissor, fine, sh/sh, str., 11 cm , SC-Scissor, fine, sh/sh, cvd., 11 cm , SC-Scissor, Jabaley, sh/sh, str., 13 cm , SC-Scissor, Jabaley, sh/sh, cvd., 13 cm , SC Scissors, chir., sh/bl, str., 14.5 cm , SC Scissors, chir., sh/bl, cvd., 14.5 cm , SC Scissors, Mayo, str., 14,5 cm , SC Scissors, Mayo, str., 17 cm , SC Scissors, Mayo, str., 23,5 cm , SC Scissors, Mayo, cvd., 14,5 cm , SC Scissors, Mayo, cvd., 17 cm , SC Scissors, Mayo, cvd., 23,5 cm , SC Scissors, Mayo-Stille, str., 15 cm , SC Scissors, Mayo-Stille, str., 17 cm , SC Scissors, Mayo-Stille, cvd., 15 cm , SC Scissors, Mayo-Stille, cvd., 17 cm , SC Scissors, Kelly, str., 16 cm , SC Scissors, Kelly, cvd., 16 cm , SCISSORS, JOSEPH, SH/SH, STR., 14.5 CM , SCISSORS, JOSEPH, SH/SH, CVD., 14.5 CM , SCISSORS, PECK-JOSEPH, STR., SH, 14.5 CM , SCISSORS, PECK-JOSEPH, CVD., SH, 14.5 CM , SCISSORS, PECK-JOSEPH, STR., BL, 14.5 CM , SCISSORS, PECK-JOSEPH, CVD., BL, 14.5 CM , VEIN SCISSORS, SHEA, CVD., 12 CM , DISSECTING & GUM SCISSORS, 13 CM , DISSECTING SCISSORS, KILNER, CVD., 12 CM , DISSECTING SCISSORS, KILNER, CVD., 15 CM , Scissor, Diss., Kilner, bl/bl, cvd.,18cm , Scissor, Diss., Kilner, bl/bl, cvd.,20cm , DISSECTING SCISSORS, STR., 14.5 CM , DISSECTING SCISSORS, CVD., 14.5 CM , Scissor, Diss., Reynolds, str., 14 cm , SCISSORS, REYNOLDS, STR., 15.5 CM , Scissor, Diss., Reynolds, str., 18 cm , Scissor, Diss., Reynolds, cvd., 14 cm , SCISSORS, REYNOLDS, CVD., 15.5 CM , SCISSORS, REYNOLDS, CVD., 18 CM , SCISSORS, JAMESON, CVD., 15.5 CM , SCISSORS, JAMESON, CVD., SERR., 15.5 CM , VASC. SCISSORS, FINE, SH/SH, STR., 20 CM , VASC. SCISSORS, FINE, SH/SH, CVD., 20 CM , VASC. SCISSORS, SATINSKY, S-SHP, 25.5 CM , Scissors, Dietrich-Potts, 7mm,25°,18cm , Scissors, Dietrich-Potts, 7mm,45°,18cm , Scissors, Dietrich-Potts, 7mm,60°,18cm , Scissors, Dietrich-Potts, 7mm,90°,18cm , Scissors, Dietrich-Potts, 7mm,125°18cm , SC-Scissors,Dietrich-Potts,7mm,25°,18cm , SC-Scissors,Dietrich-Potts,7mm,45°,18cm , SC-Scissors,Dietrich-Potts,7mm,60°,18cm , SC-Scissors,Dietrich-Potts,7mm,90°,18cm , SC-Scissors,Dietrich-Potts,7mm,125°,18cm , Scissors,Dietrich-Hegemann,15mm,25°,18cm , Scissors,Dietrich-Hegemann,15mm,45°,18cm , Scissors,Dietrich-Hegemann,15mm,60°,18cm , Scissors,Dietrich-Hegemann,15mm,90°,18cm , Scissors,Dietr.-Hegemann,15mm,125°,18cm , Scissors,Dietrich-Hegemann,15mm,25°,14cm , Scissors,Dietrich-Hegemann,15mm,45°,14cm , Scissors,Dietrich-Hegemann,15mm,60°,14cm , Scissors,Dietrich-Hegemann,15mm,90°,14cm , Scissors,Dietr.-Hegemann,15mm,125°,14cm , TC-scissors, Potts-Smith, 18 cm , Capsule scissors, Resano, ang., 24.5 cm , Scissors, Systrunk, str., 13 cm , Modeling knife handle, Nagata, small , Modeling knife handle, Nagata, big , Modeling knife blade, Nagata, 3,0 mm , Modeling knife blade, Nagata, 4,5 mm , Modeling knife blade, Nagata, 6,0 mm , DERMATOME, HUMBY, COMPLETE, 32 CM , DERMATOME, SCHINK, COMPLETE, 30 CM , SKINSTRAIGHTENING PLATE F. 10-880-00 , DERMATOME, SILVER, 19.5 CM , OPERATING SCISSORS, BL/BL, STR., 12 CM , OPERATING SCISSORS, BL/BL, STR., 13 CM , OPERATING SCISSORS, BL/BL, STR., 14.5 CM , OPERATING SCISSORS, BL/BL, STR., 15.5 CM , OPERATING SCISSORS, BL/BL, STR., 16.5 CM , OPERATING SCISSORS, BL/BL, STR., 18.5 CM , OPERATING SCISSORS, BL/BL, STR., 20.5 CM , OPERATING SCISSORS, SH/BL, STR., 12 CM , OPERATING SCISSORS, SH/BL, STR., 13 CM , OPERATING SCISSORS, SH/BL, STR., 14.5 CM , OPERATING SCISSORS, SH/BL, STR., 16.5 CM , OPERATING SCISSORS, SH/BL, STR., 17,5CM , OPERATING SCISSORS, SH/BL, STR., 18.5 CM , OPERATING SCISSORS, SH/BL, STR., 20.5 CM , OPERATING SCISSORS, SH/SH, STR., 12 CM , OPERATING SCISSORS, SH/SH, STR., 13 CM , OPERATING SCISSORS, SH/SH, STR., 14.5 CM , OPERATING SCISSORS, SH/SH, STR., 16.5 CM , OPERATING SCISSORS, BL/BL, CVD., 12 CM , OPERATING SCISSORS, BL/BL, CVD., 13 CM , OPERATING SCISSORS, BL/BL, CVD., 14.5 CM , OPERATING SCISSORS, BL/BL, CVD., 15.5 CM , OPERATING SCISSORS, BL/BL, CVD., 16.5 CM , OPERATING SCISSORS, BL/BL, CVD., 18.5 CM , OPERATING SCISSORS, BL/BL, CVD., 20.5 CM , OPERATING SCISSORS, SH/BL, CVD., 12 CM , OPERATING SCISSORS, SH/BL, CVD., 13 CM , OPERATING SCISSORS, SH/BL, CVD., 14.5 CM , OPERATING SCISSORS, SH/BL, CVD., 15.5 CM , OPERATING SCISSORS, SH/BL, CVD., 16.5 CM , OPERATING SCISSORS, SH/BL, CVD., 17.5 CM , OPERATING SCISSORS, SH/BL, CVD., 18.5 CM , OPERATING SCISSORS, SH/BL, CVD., 20.5 CM , OPERATING SCISSORS, SH/SH, CVD., 12 CM , OPERATING SCISSORS, SH/SH, CVD., 13 CM , OPERATING SCISSORS, SH/SH, CVD., 14.5 CM , OPERATING SCISSORS, SH/SH, CVD., 15,5 CM , OPERATING SCISSORS, SH/SH, CVD., 16.5 CM , Scissor, fine, sh/sh, str., 11 cm , Scissor, fine, sh/sh, cvd., 11 cm , Scissor, Knapp, bl/bl, str., 12 cm , Scissor, Knapp, bl/bl, cvd., 12 cm , SCISSORS, DELICATE, BL/BL, STR., 13 CM , SCISSORS, DELICATE, BL/BL, STR., 14.5 CM , SCISSORS, DELICATE, SH/BL, STR., 14.5 CM , SCISSORS, DELICATE, SH/SH, STR., 13 CM , SCISSORS, DELICATE, SH/SH, STR., 14.5 CM , SCISSORS, DELICATE, BL/BL, CVD., 14.5 CM , SCISSORS, DELICATE, SH/BL, CVD., 13 CM , SCISSORS, DELICATE, SH/BL, CVD., 14.5 CM , SCISSORS, DELICATE, SH/SH, CVD., 13 CM , SCISSORS, DELICATE, SH/SH, CVD., 14.5 CM , INCISION SCISSORS, STR., 14.5 CM , Scissors, Deaver, pd/bl, str., 14.5 cm , Scissors, Deaver, pd/bl, cvd., 14.5 cm , SCISSORS, MAYO, STR., 14.5 CM , SCISSORS, MAYO, STR., 15 CM , SCISSORS, MAYO, STR., 17 CM , SCISSORS, MAYO, STR., 23.5 CM , SCISSORS, MAYO, CVD., 14.5 CM , SCISSORS, MAYO, CVD., 17 CM , SCISSORS, MAYO, CVD., 23.5 CM , SCISSORS, MAYO-HARRINGTON, STR., 23 CM , SCISSORS, MAYO-HARRINGTON, CVD., 23 CM , SCISSORS, MAYO-HARRINGTON, CVD., 28 CM , SCISSORS, MAYO-STILLE, STR., 15 CM , SCISSORS, MAYO-STILLE, STR., 17 CM , SCISSORS, MAYO-STILLE, CVD., 15 CM , SCISSORS, MAYO-STILLE, CVD., 17 CM , SCISSORS, MAYO-STILLE, STR., 16 CM , SCISSORS, MAYO-STILLE, STR., 19.5 CM , SCISSORS, MAYO-STILLE, STR., 21.5 CM , SCISSORS, MAYO-STILLE, CVD., 16 CM , SCISSORS, MAYO-STILLE, CVD., 19.5 CM , SCISSORS, MAYO-STILLE, CVD., 21.5 CM , SCISSORS, MAYO-NOBLE, STR., 16.5 CM , SCISSORS, MAYO-NOBLE, CVD., 16.5 CM , SCISSORS, SIMS, BL/BL, STR., 20 CM , SCISSORS, SIMS, BL/BL, STR., 23 CM , SCISSORS, SIMS, BL/BL, CVD., 20 CM , SCISSORS, SIMS, BL/BL, CVD., 23 CM , SCISSORS, KELLY, STR., 16 CM , SCISSORS, KELLY, CVD., 16 CM , SCISSORS, DOYEN, BL/BL, STR., 18.5 CM , SCISSORS, DOYEN, BL/BL, CVD., 18.5 CM , SCISSORS, SIMS-SIEBOLD, STR., 24.5 CM , SCISSORS, SIMS-SIEBOLD, CVD., 24.5 CM , UTERINE SCISSORS, CVD., 20 CM , UTERINE SCISSORS, CVD., 23 CM , DISSECT. SCISSORS, FINE, CVD., 12CM , DISSECT. SCISSORS, BL/BL, STR., 11.5 CM , DISSECT. SCISSORS, BL/BL, CVD., 11.5 CM , DISSECT. SCISSORS, BL/BL, STR., 14.5 CM , DISSECT. SCISSORS, SH/BL, STR., 14.5 CM , DISSECT. SCISSORS, SH/SH, STR., 14.5 CM , DISSECT. SCISSORS, BL/BL, CVD., 14.5 CM , DISSECT. SCISSORS, SH/BL, CVD., 14.5 CM , DISSECT. SCISSORS, SH/SH, CVD., 14.5 CM , DISSECT. SCISSORS, BL/BL, STR., 15.5 CM , DISSECT. SCISSORS, BL/BL, CVD., 15.5 CM , Scissors, diss.,Metzenb.,bl/bl,str.,18cm , Scissors,diss.,Metzenb.,bl/bl,str,20,5cm , Scissors, diss.,Metzenb.,bl/bl,str.,23cm , Scissors, diss.,Metzenb.,bl/bl,str.,26cm , Scissors,diss.,Metzenb.,bl/bl,str,28,5cm , Scissors, diss.,Metzenb.,bl/bl,str.,31cm , DISSECTING SCISSORS, SH/SH, STR., 18 CM , DISSECTING SCISSORS, STR., 20.5 CM , DISSECTING SCISSORS, CVD., 18 CM , DISSECTING SCISSORS, CVD., 20.5 CM , DISSECTING SCISSORS, CVD., 23 CM , DISSECTING SCISSORS, CVD., 26 CM , DISSECTING SCISSORS, CVD., 28.5 CM , ST-Scissor, Gorney, cvd., 17 cm , ST-Scissor, Gorney, cvd., 19 cm , ST-Scissor, Gorney-Freeman, cvd., 17 cm , ST-Scissor, Gorney-Freeman, angl., 17cm , ST-Scissor, Kaye, cvd., 17 cm , ST-Scissor, Kaye, cvd., 23 cm , ST-Scissor, Fox, w. teeth, str., 13 cm , ST-Scissor, Fox, w. teeth, cvd., 13 cm , ST-Scissor, Heymann, angl., 18 cm , ST-Scissor, Aufricht, bl/bl, cvd., 14 cm , ST-Scissor, Fomon, bl/bl, cvd., 12,5 cm , ST-Scissor, Fomon, angl., 13 cm , ST-Scissor, Cottle, angl., 16 cm , ST-Scissor, Dean, angl., 17 cm , Aquila-Scissor, Iris, sh/sh, str,11,5cm , Aquila-Scissor, Iris, sh/sh, cvd,11,5cm , Aquila-Scissor, Diss., Mayo, str.,14 cm , Aquila-Scissor, Diss., Mayo, str.,17 cm , Aquila-Scissor, Diss., Mayo, cvd.,14 cm , Aquila-Scissor, Diss., Mayo, cvd.,17 cm , Aquila-Scissor, Diss., Lexer, str.,16cm , Aquila-Scissor, Diss., Lexer, cvd.,16cm , Aquila-Scissor, Mayo-Stille, cvd.,15 cm , Aquila-Scissor, Mayo-Stille, cvd.,17 cm , Aquila-Scissor, Metzenbaum, str., 20 cm , Aquila-Scissor, Metzenbaum, str., 23 cm , Aquila-Scissor, Metzenb., S-shape, 18cm , Aquila-Scissor, Metzenb., S-shape, 20cm , Aquila-Scissor, Metzenb., S-shape, 23cm , Aquila-Scissor, Diss., Kelly, str.,16cm , Aquila-Scissor, Diss., Kelly, cvd.,16cm , Aquila-Scissor, Toennis-Adson, cvd,18cm , Aquila-Scissor, Cottle, angl., 16 cm , Aquila-Scissor, Fomon, angl., 13 cm , TC-Scissor, Kaye, Diss., cvd. 17 cm , TC-Scissor, Kaye, Diss., cvd. 19 cm , TC-Scissor, Kaye, Diss., cvd. 23 cm , TC-SCISS., GREGORY, CVD., SERR., 14.5 CM , TC-SCISSORS, KAYE, CVD., SERR., 15 CM , TC-SCISSORS, KAYE, CVD., SERR., 18 CM , TC-SCISS., STELLA-S, CVD., SERR., 18 CM , TC-SCISS., GORNEY, CVD., SERR., 17.5 CM , TC-SCISS., FREEM.-K., CVD., SERR., 18 CM , TC-SCISS., FREEMAN, CVD., SERR., 23 CM , BIOPSY FORCEPS, FAURE, 21 CM , BIOPSY FORCEPS, SCHUMACHER, COMPL. , TIP, ONLY, F. BIOPSY FORCEPS 32-865-00 , BONE PUNCH, CITELLI, 3 MM , BONE PUNCH, BEYER, 2 MM , BONE PUNCH, BEYER, 1 MM , SEPTUM SCISSORS, CAPLAN, SERR., 20 CM , SPHENOIDAL PUNCH, HAJEK, UPW., 4X4 MM , SPHENOIDAL PUNCH, HAJEK, DOWNW., 4X4 MM , SPHENOIDAL PUNCH, UPW., 3.5X3.5 MM , SPHENOIDAL PUNCH, DOWN, 3.5X3.5 MM , SPHENOIDAL PUNCH, UPW., 3X3 MM, 18 CM , SPHENOIDAL PUNCH, DOWN, 3X3 MM, 18 CM , SPHENOIDAL PUNCH, UPW., 5X5 MM, 18 CM , SPHENOIDAL PUNCH, DOWN, 5X5 MM, 18 CM , SPHENOIDAL PUNCH, OBLIQ. UP, 3 MM, 18 CM , SPHENOIDAL PUNCH, OBLIQ. UP, 5 MM, 18 CM , ANTRUM PUNCH, UPWARDS, 3X3 MM, 9 CM , ANTRUM PUNCH, UPWARDS, 4X4 MM, 9 CM , ANTRUM PUNCH, UPWARDS, 5X5 MM, 9 CM , ANTRUM PUNCH, UPWARDS, 6X6 MM, 9 CM , Osteotome, Gubisch-Fanous, str., 19,5 cm , Osteotome, Fanous, str., 4 mm, 19,5 cm , Osteotome, Fanous, str., ri., 4mm,19,5cm , Osteotome, Fanous, str., le., 4mm,19,5cm , Osteotome, Walter, str., 2 mm, 19 cm , Osteotome, Cottle, str., 10 mm, 20 cm , UNIV. HANDLE F. LARYNG. FORCEPS, HUBER , EXTENSION TUBE, STR., 22 CM , TIP F. LARYN. FCPS., FRAENKEL, OVAL , TIP F. FCPS., BRUENINGS, NO. 2, Ø 3 MM , TIP F. FCPS., BRUENINGS, NO. 3, Ø 4 MM , TIP F. FCPS., BRUENINGS, NO. 2, OVAL , TIP F. FCPS., BRUENINGS, NO. 3, OVAL , TIP F. LARYN. FCPS., LANGE, OVAL , TIP F. LARYN. FCPS., KRAUSE, NO. 1, OVAL , TIP F. LARYN. FCPS., KRAUSE, NO. 2, OVAL , TIP F. LARYN. FCPS., KRAUSE, HIGH ARCH , SIDE NIPPERS WITH TC TIPS , TC-DISTAL-CUTTER WITH WIRE CATCHER , TC-WIRE-CUTTER, 11,5 CM , TC-WIRE-CUTTER, 13 CM , Gouge, Mini-Lexer, si., 6 mm, 18 cm , Gouge, Mini-Lexer, si., 8 mm, 18 cm , Gouge, Mini-Lexer, si., 10 mm, 18 cm , Gouge, Mini-Lexer, si., 12 mm, 18 cm , Osteotome, Lexer, si., 5 mm, 22 cm , Osteotome, Lexer, si., 7 mm, 22 cm , Osteotome, Lexer, si., 10 mm, 22 cm , Osteotome, Lexer, si., 15 mm, 22 cm , Osteotome, Lexer, si., 20 mm, 22 cm , Osteotome, Lexer, si., 25 mm, 22 cm , Osteotome, Lexer, si., 30 mm, 22 cm , Gouge, Lexer, si., 5 mm, 22 cm , Gouge, Lexer, si., 7 mm, 22 cm , Gouge, Lexer, si., 10 mm, 22 cm , Gouge, Lexer, si., 15 mm, 22 cm , Gouge, Lexer, si., 20 mm, 22 cm , Gouge, Lexer, si., 25 mm, 22 cm , Gouge, Lexer, si., 30 mm, 22 cm , BONE RONGEUR, STELLBRINK, CVD. , BONE RONGEUR, STELLBRINK, STRONG CVD. , BONE RONGEUR, FRIEDMAN, 12,5 CM , BONE RONGEUR, FRIEDMAN, 13.5 CM , BONE RONGEUR, FRIEDM., FINE, 13.5 CM , BONE RONGEUR, CLEVELAND, 13.5 CM , BONE RONGEUR, CLEVELAND, 16.5 CM , BONE RONGEUR, MEAD, 16.5 CM , Bone Rongeur, Mead, flat end, 16.5 cm , BONE RONGEUR, HARTMANN, 17.5 CM , BONE RONGEUR, JANSEN, STR., 18 CM , Bone Rongeur, Jansen, S-Shape, 18.5 cm , BONE RONGEUR, JANSEN, CVD., 18 CM , BONE RONGEUR, LEMPERT, STR., 19 CM , Bone Rongeur, Lempert, cvd., 19 cm , BONE RONGEUR, SLIGHT CVD., 16 CM , BONE RONGEUR, S-SHAPE, 30°, 15.5 CM , RONGEUR, MICRO-FRIEDMAN, STR., 15.5 CM , RONGEUR, MICRO-FRIEDMAN, CVD. 30°,15.5CM , RONGEUR, MICRO-FRIEDMAN, ANG.90°,14.5CM , BONE RONGEUR, STRONG CVD., 15.5 CM , BONE RONGEUR, LUER, STR., 18.5 CM , BONE RONGEUR, LUER, CVD., 18 CM , BONE RONGEUR, LUER, CVD., 14.5 CM , BONE RONGEUR, LUER,ST. CVD., 14.5 CM , BONE RONGEUR, LUER, CVD., 14,5 CM , BONE RONGEUR, BOEHLER, STR., 15 CM , BONE RONGEUR, BOEHLER, CVD., 15 CM , ST-Scissor, fine, sh/sh, cvd., 11cm , ST-Scissor, Jabaley, fine, cvd., 13 cm , ST-Scissor, Iris, str., 10,5 cm , ST-Scissor, Iris, str., 11,5 cm , ST-Scissor, Micro-Iris, cvd., 9 cm , ST-Scissor, Iris, cvd., 10,5 cm , ST-Scissor, Iris, cvd., 11,5 cm , ST-Scissor, Diss., Iris, str., 11,5 cm , ST-Scissor, Diss., Knapp, str., 12,5 cm , ST-Scissor, Diss., Iris, cvd., 11,5 cm , ST-Scissor, Diss., Knapp, cvd., 12,5 cm , ST-Scissor, Stevens, bl/bl, str., 11,5cm , ST-Scissor, Stevens, bl/bl, cvd., 11,5cm , ST-Scissor, Diss., Mayo, str., 14,0 cm , ST-Scissor, Diss., Mayo, str., 17,0 cm , ST-Scissor, Diss., Mayo, cvd., 14,0 cm , ST-Scissor, Diss., Mayo, cvd., 17,0 cm , ST-Scissor, Diss., Lexer, str., 16 cm , ST-Scissor, Diss., Lexer, cvd., 16 cm , ST-Scissor, Diss., Mayo-Stille, cvd,15cm , ST-Scissor, Diss., Mayo-L., cvd,16,5cm , ST-Scissor, Diss., Mayo-Stille, cvd,17cm , ST-Scissor, Greenberg PAR, cvd., 11,5 cm , ST-Scissor, Ragnell-Kilner, cvd., 13 cm , ST-Scissor, Ragnell-Kilner, cvd., 15 cm , ST-Scissor, Ragnell-Kilner, cvd., 18 cm , ST-Scissor, Peck-Joseph, sh/sh, str,14cm , ST-Scissor, Peck-Joseph, sh/sh, cvd,14cm , ST-Scissor, Peck-Joseph, bl/bl, str,14cm , ST-Scissor, Peck-Joseph, bl/bl, cvd,14cm , ST-Scissor, Diss., fino, sh/sh, str,14cm , ST-Scissor, Diss., fino, sh/sh, cvd,14cm , ST-Scissor, Diss., fino, sh/sh, cvd,18cm , ST-Scissor, Diss., Metzenb., str.,11,5cm , ST-Scissor, Diss., Metzenbaum, str.,14cm , ST-Scissor, Diss., Metzenbaum, str.,18cm , ST-Scissor, Diss., Metzenbaum, str.,20cm , ST-Scissor, Diss., Metzenb., cvd.,11,5cm , ST-Scissor, Diss., Metzenbaum, cvd.,14cm , ST-Scissor, Diss., Metzenbaum, cvd.,18cm , ST-Scissor, Diss., Metzenbaum, cvd.,20cm , ST-Scissor, Metzenb.-Nelson, str., 23 cm , ST-Scissor, Metzenb.-Nelson, str., 26 cm , ST-Scissor, Metzenb.-Nelson, str., 30 cm , ST-Scissor, Metzenb.-Nelson, cvd., 23 cm , ST-Scissor, Metzenb.-Nelson, cvd., 26 cm , ST-Scissor, Metzenb.-Nelson, cvd., 30 cm , ST-Scissor, Metzenbaum-fino, str.,14 cm , ST-Scissor, Metzenbaum-fino, str.,18 cm , ST-Scissor, Metzenbaum-fino, str.,20 cm , ST-Scissor, Metzenbaum-fino, str.,23 cm , ST-Scissor, Metzenbaum-fino, cvd.,14 cm , ST-Scissor, Metzenbaum-fino, cvd.,18 cm , ST-Scissor, Metzenbaum-fino, cvd.,20 cm , ST-Scissor, Metzenbaum-fino, cvd.,23 cm , ST-Scissor, Metzenbaum-fino, cvd.,26 cm , ST-Scissor, Metzenb.-fino, cvd.,28,5 cm , ST-Scissor, Metzenbaum, S-shape, 18 cm , ST-Scissor, Metzenbaum, S-shape, 20 cm , ST-Scissor, Metzenbaum, S-shape, 23 cm , ST-Scissor, Joseph, sh/sh, str., 15 cm , ST-Scissor, Joseph, sh/sh, cvd., 15 cm , ST-Scissor, Kelly, sh/sh, str., 16 cm , ST-Scissor, Kelly, sh/sh, cvd., 16 cm , ST-Scissor, Toennis-Adson, cvd., 18 cm , ST-Scissor, Reynolds-Jameson, cvd.,12 cm , ST-Scissor, Reynolds-Jameson, cvd.,16 cm , ST-Scissor, Reynolds-Jameson, cvd.,18 cm , ST-Scissor, Stevens, cvd., 13 cm , BONE RONGEUR, BEYER, CVD., 18 CM , BONE RONGEUR, ZAUFAL-JANSEN, 18 CM , BONE RONGEUR, MAYFIELD, 18 CM , BONE RONGEUR, MARQUARD, 20.5 CM , BONE RONGEUR, RUSKIN, CVD., 19 CM , BONE RONGEUR, RUSKIN, CVD., 24 CM , BONE RONGEUR, SEMB, CVD., 23.5 CM , BONE RONGEUR, STILLE, CVD., 22.5 CM , BONE RONGEUR, ECHLIN, 2 MM, 23 CM , BONE RONGEUR, ECHLIN, 3 MM, 23 CM , BONE RONGEUR, ECHLIN, 4 MM, 23 CM , BONE RONGEUR, STILLE-RUSKIN, 23.5 CM , BONE RONGEUR, WIDE, 24.5 CM , BONE RONGEUR, SLIM, 24.5 CM , BONE RONGEUR, FRYKHOLM, CVD., 24.5CM , BONE RONGEUR, STR., 22.5 CM , BONE RONGEUR, CVD., 22.5 CM , BONE CUTT. FORCEPS, COTTLE-KAZAN., 19 CM , BONE CUTT. FORCEPS, LISTON, STR., 14 CM , BONE CUTT. FORCEPS, LISTON, STR., 17 CM , BONE CUTT. FORCEPS, LISTON, STR., 20 CM , BONE CUTT. FORCEPS, LISTON, STR., 22 CM , BONE CUTT. FORCEPS, LISTON, CVD., 14 CM , BONE CUTT. FORCEPS, LISTON, CVD., 17 CM , BONE CUTT. FORCEPS, LISTON, CVD., 20 CM , BONE CUTT. FORCEPS, LISTON, CVD., 22 CM , BONE CUTT. FORCEPS, CLEVELAND, 17 CM , BONE CUTT. FORCEPS, CLEVELAND, 14.5 CM , BONE CUTT. FORCEPS, BOEHLER, STR.,14,5CM , BONE CUTT. FORCEPS, BOEHLER, CVD.,14,5CM , BONE CUTT. FORCEPS, RUSKIN, STR., 19 CM , BONE CUT. FORCEPS, RUSKIN, CVD., 18.5 CM , BONE CUTT. FORCEPS, STILLE-LISTON, 26 CM , BONE CUTT FORCEPS, STILLE-LIST., 23.5 CM , BONE CUTT. FORCEPS, STILLE-LISTON, 28 CM , BONE CUTT. FORCEPS, LISTON-KEY, 26 CM , RIB SHEARS, CVD., 23 CM , RIB SHEARS, GLUCK, CVD., 21 CM , RIB SHEARS, BETHUNE, 34.5 CM , RIB SHEARS, SAUERBRUCH, 26 CM , RIB SHEARS, GIERTZ-STILLE, 24.5 CM , RIB SHEARS, BRUNNER, RIGHT HAND, 32 CM , RIB SHEARS, BRUNNER, LEFT HAND, 32 CM , ST-Scissor, fine, sh/sh, str., 11cm , ST-Scissor, Jabaley, fine, str., 13 cm , SC-Dissect.Scissors,Metzenb.str. 11,5 cm , SC-Dissect.Scissors,Metzenb.str. 14,5 cm , SC-Dissect.Scissors,Metzenb.cvd. 11,5 cm , SC-Dissect.Scissors,Metzenb.cvd. 14,5 cm , SC-Dissect.Scissors,Metzenb.str. 18 cm , SC-Dissect.Scissors,Metzenb.str. 20,5 cm , SC-Dissect.Scissors,Metzenb.str. 23 cm , SC-Dissect.Scissors,Metzenb.str. 26 cm , SC-Dissect.Scissors,Metzenb.str. 28,5 cm , SC-Dissect.Scissors,Metzenb.str. 31 cm , SC-Dissect.Scissors,Metzenb.cvd. 18 cm , SC-Dissect.Scissors,Metzenb.cvd. 20,5 cm , SC-Dissect.Scissors,Metzenb.cvd. 23 cm , SC-Dissect.Scissors,Metzenb.cvd. 26 cm , SC-Dissect.Scissors,Metzenb.cvd. 28,5 cm , SC-Dissect.Scissors,Metzenb.cvd. 31 cm , SC-Diss.Scissors,Lexer-Baby, str., 10 cm , SC-Dissect.Scissors, Lexer, str., 16 cm , SC-Diss.Scissors,Lexer-Baby, cvd., 10 cm , SC-Dissect.Scissors, Lexer, cvd., 16 cm , SC-Diss.Scissors, Metz.fine,cvd,14,5 cm , SC-Diss.Scissors, Metz.fine,cvd, 18cm , SC-Diss.Scissors, Metz.fine,cvd, 20,5cm , SC-Diss.Scissors, Metz.fine,cvd, 23cm , SC-Scissors, Joseph, sh/sh, str., 14,5cm , SC-Scissors, Joseph, sh/sh, cvc., 14,5cm , SC-Dissect.Scissors, Kilner, cvd., 12 cm , SC-Dissect.Scissors, Kilner, cvd., 15 cm , SC-Scissor, Diss., Kilner, cvd., 18 cm , SC-Scissors, Reynolds, cvd., 15,5 cm , SC-Scissors, Reynolds, cvd., 18 cm , SC-Scissor, Iris, sh/sh, str., 10,5 cm , SC-Iris Scissors, sh/sh, str., 11,5 cm , SC-Scissor, Iris, sh/sh, str., 11,5cm , SC-Scissor, Iris, sh/sh, cvd., 10,5 cm , SC-Iris Scissors, sh/sh, cvd., 11,5 cm , SC-Scissors, Stevens, sh/sh, str.,10,5cm , SC-Scissors, Stevens, sh/sh, cvd.,10,5cm , SC-Scissors, Stevens, bl/bl, str.,10,5cm , SC-Scissors, Stevens, bl/bl, cvd.,10,5cm , Scissor, Stevens, bl/bl, str., 10 cm , Scissor, Stevens, bl/bl, cvd, 10 cm , INTESTINAL SCISSORS, W. HOOK, 21.5 CM , INTESTINAL SCISSORS, BUTTON END, 21.5 CM , RECTAL SCISSORS, HEAVY CVD., 32,5 CM , LIGAT. SCISSORS, NORTHBENT, CVD., 13 CM , Scissor, Faden, O'Brien, angl., 9 cm , LIGATURE SCISSORS, SPENCER, STR., 9 CM , Scissor, Faden, Spencer, str., 10,5 cm , LIGATURE SCISSORS, SPENCER, STR., 13 CM , LIGATURE SCISSORS, BUCK, STR., 14.5 CM , LIGATURE SCISSORS, BUCK, STR., 18 CM , LIGATURE SCISSORS, LITTAUER, STR., 14 CM , LIGATURE SCISSORS, EISELSBERG, 12 CM , WIRE SCISSORS, UNIVERSAL, ANGLED, 12 CM , WIRE SCISS., BEEBEE, SH/SH, STR., 10 CM , WIRE SCISS., BEEBEE, SH/SH, CVD., 10 CM , WIRE SCISSORS, SH/SH, STR., SERR., 12 CM , WIRE SCISSORS, SH/SH, CVD., SERR., 12 CM , Scissors, dissecting, Aquila,cvd.,11,5cm , AQUILA DISSECTING SCISSORS, CVD., 18 CM , AQUILA DISSECT. SCISSORS, CVD., 20.5 CM , AQUILA DISSECTING-SCISSORS, CVD., 23 CM , AQUILA DISSECTING-SCISSORS, CVD., 25 CM , AQUILA DISSECTING-SCISSORS, CVD., 30 CM , AQUILA SCISSORS, CVD., FINE, 14.5 CM , AQUILA SCISSORS, CVD., FINE, 18 CM , AQUILA SCISS., CVD., EXTRA FINE, 17.5 CM , AQUILA SCISSORS, MAYO-LEXER, CVD., 16 CM , TC-SCISSORS, BL/BL, STR., 14.5 CM , TC-SCISSORS, BL/BL, CVD., 14.5 CM , TC-SCISSORS, SH/BL, STR., 14.5 CM , TC-SCISSORS, SH/BL, CVD., 14.5 CM , TC-SCISSORS, SH/SH, STR., 14.5 CM , TC-SCISSORS, SH/SH, CVD., 14.5 CM , TC-SCISSORS, MAYO, STR., 14.5 CM , TC-SCISSORS, MAYO, STR., 17 CM , TC-SCISSORS, MAYO, STR., 23 CM , TC-SCISSORS, MAYO, CVD., 14.5 CM , TC-SCISSORS, MAYO, CVD., 17 CM , TC-SCISSORS, MAYO, CVD., 23 CM , TC-Ligature sciss., cvd., serr., 18 cm , TC-Ligature sciss., cvd., serr., 20,5 cm , TC-Ligature sciss., cvd., serr., 25 cm , TC-Ligature sciss., cvd., serr., 30 cm , TC-Ligature sciss., cvd., serr., 14,5 cm , TC-Ligature sciss., cvd., serr., 17 cm , TC-Ligature sciss., cvd., serr., 23 cm , TCC-Blackline-Scissor, Diss., str., 14cm , TCC-Blackline-Scissor, Diss., str., 18cm , TCC-Blackline-Scissor, Diss., str., 20cm , Sciss., diss., TCC Blackline,cvd.,11,5cm , TCC BLACKLINE DISS. SCISS., CVD., 18 CM , TCC BLACKLINE DISS. SCISS., CVD., 20.5CM , TCC BLACKLINE DISS. SCISS., CVD., 23 CM , TCC BLACKLINE DISS. SCISS., CVD., 25 CM , TCC BLACKLINE DISS. SCISS., CVD., 30 CM , TCC BLACKLINE DISS. SCISS., CVD., 14.5CM , TCC-BLACKLINE SCISS., FINE, CVD., 17 CM , TCC-BLACKLINE DISS. SCISS., CVD., 16 CM , TCC-BLACKLINE UTERINE SCISS., CVD., 20CM , TCC-BLACKLINE UTERINE SCISS., CVD., 23CM , TC-SCISSORS, MAYO-STILLE, STR., 14.5 CM , TC-SCISSORS, MAYO-STILLE, STR., 17 CM , TC-SCISSORS, MAYO-STILLE, CVD., 14.5 CM , TC-SCISSORS, MAYO-STILLE, CVD., 17 CM , TC-Scissor, Diss., Knapp, str., 12,5 cm , TC-Scissor, Diss., Knapp, cvd., 12,5 cm , TC-DISSECTING SCISSORS, STR., 11.5 CM , TC-DISSECTING SCISSORS, CVD., 11.5 CM , TC-DISSECTING SCISSORS, STR., 14.5 CM , TC-DISSECTING SCISSORS, CVD., 14.5 CM , TC-DISSECTING SCISSORS, STR., 18 CM , TC-DISSECTING SCISSORS, STR., 20.5 CM , TC-DISSECTING SCISSORS, STR., 23 CM , TC-DISSECTING SCISSORS, STR., 26 CM , TC-DISSECTING SCISSORS, STR., 28.5 CM , TC-DISSECTING SCISSORS, STR., 31 CM , TC-Dissecting Scissors, cvd., 18 cm , TC-DISSECTING SCISSORS, CVD., 20.5 CM , TC-DISSECTING SCISSORS, CVD., 23 CM , TC-DISSECTING SCISSORS, CVD., 26 CM , TC-DISSECTING SCISSORS, CVD., 28.5 CM , TC-DISSECTING SCISSORS, CVD., 30 CM , TC-SCISSORS, METZENBAUM-THOREK, 20 CM , TC-SCISSORS, METZENBAUM-THOREK, 23 CM , TC-SCISSORS, METZENBAUM-THOREK, 28 CM , TC-SCISS., JOSEPH, SH/SH, STR., 14.5 CM , TC-SCISS., JOSEPH, SH/SH, CVD., 14.5 CM , TC-Scissor, Diss., Lexer, str., 10 cm , TC-SCISSORS, LEXER, FINE, STR., 16 CM , TC-SCISSORS, LEXER, FINE, STR., 21 CM , TC-Scissor, Diss., Lexer, cvd., 10 cm , TC-SCISSORS, LEXER, FINE, CVD., 16 CM , TC-SCISSORS, LEXER, FINE, CVD., 21 CM , TC-SCISSORS, MAYO-LEXER, CVD., 16 CM , TC-DISS. SCISSORS, FINE, STR., 14.5 CM , TC-DISS. SCISSORS, FINE, CVD., 14.5 CM , TC-DISS. SCISSORS, SH/SH, STR., 14.5 CM , TC-DISS. SCISSORS, SH/SH, CVD., 14.5 CM , TC-DISS. SCISSORS, FINE, STR., 18 CM , TC-DISS. SCISSORS, FINE, CVD., 18 CM , TC-DISS. SCISSORS, FINE, CVD., 20.5 CM , TC-DISS. SCISSORS, FINE, CVD., 26 CM , TC-DISS. SCISSORS, FINE, CVD., 28.5 CM , TC-DISS. SCISSORS, SH/SH, STR., 18 CM , TC-DISS. SCISSORS, SH/SH, STR., 20 CM , TC-Diss. scissors, sh/sh, str., 23 cm , TC-DISS. SCISSORS, LAHEY, CVD., 14.5 CM , TC-DISS. SCISS., TOENNIS, CVD., 17.5 CM , TC-DISS. SCISSORS, FINE, CVD., 23 CM , TC-DISS. SCISSORS, FINE, S-SHAPE, 18 CM , TC-DISS. SCISSORS, FINE, S-SHA., 20.5 CM , TC-DISS. SCISSORS, FINE, S-SHAPE, 23 CM , TC-Scissor, Siegert, str., 11,5 cm , TC-Scissor, Siegert, cvd., 11,5 cm , TC-Scissor, Gorney-Freeman, cvd., 17 cm , TC-Scissor, Gorney-Freeman, cvd., 19 cm , TC-Scissor, Gorney-Freeman, cvd., 23 cm , TC-FACE-LIFT SCISS., STR., SERR., 20 CM , TC-FACE-LIFT SCISS., STR., SERR., 23 CM , TC-Scissor, Gorney, cvd., 20 cm , TC-Scissor, Gorney, cvd., 23 cm , TC-FACE-LIFT SCISS., CVD., SERR., 17 CM , TC-Scissor, Gorney-Freeman, angl., 19cm , AQUILA UTERINE SCISS., SIMS, CVD., 20 CM , AQUILA UTERINE SCISS., SIMS, CVD., 23 CM , TC-UTERINE SCISSORS, SIMS, STR., 23 CM , TC-UTERINE SCISSORS, SIMS, CVD., 23 CM , TC-PARAMETRIUM SCISSORS, ST. CVD., 22 CM , TC-PARAMETRIUM SCISSORS, CVD., 23 CM , TC-LIGATURE SCISSORS, SH/SH, STR., 13 CM , TC-LIGATURE SCISSORS, SH/SH, CVD., 13 CM , TC-IRIS SCISSORS, SH/SH, STR., 11.5 CM , TC-IRIS SCISSORS, SH/SH, CVD., 11.5 CM , TC-SCISSORS, SH/SH, ANGLED, 11 CM , AQUILA PARAMETR.-SCISS., ST. CVD., 22 CM , AQUILA PARAMETR.-SCISS., CVD., 23 CM , TC-SCISSORS, RAGNELL, CVD., 12.5 CM , TC-Scissor, Diss., Kilner-Rag., cvd,15cm , TC-Scissor, Diss., Kilner-Rag., cvd,18cm , TC-SCISSORS, KELLY, SH/SH, STR., 16 CM , TC-SCISSORS, KELLY, SH/SH, CVD., 16 CM , TC-SCISSORS, DEAN, SH/SH, CVD., 17.5 CM , TC-UNIVERSAL WIRE SCISS., ANG., 12.5 CM , TC MARTIN WIRE SCISSORS , TC-SCISSORS, LOCKLIN, CVD., 16 CM , TC-SCISSORS, LOCKLIN, CVD., SERR., 16 CM , TREPHINE, NO. 5, Ø 10 MM , CUTTING PLIERS, MARTIN-DIAMANT, 16 CM , TC-SIDE NIPPER, 13 CM , TC-SIDE NIPPER, W. TRANSM., 17.5 CM , TC-SIDE NIPPER, W. TRANSM., 23 CM , TC-SIDE NIPPER, PEAR-LOCK, 23CM , TC-CUTTING PLIERS, W. TRANSM., 15 CM , TC-SIDE NIPPER, F. BONE PLATES, 38 CM , Osteotome, Mini-Lexer, si., 4 mm, 18 cm , Osteotome, Mini-Lexer, si., 6 mm, 18 cm , Osteotome, Mini-Lexer, si., 8 mm, 18 cm , Osteotome, Mini-Lexer, si., 10 mm, 18 cm , Osteotome, Mini-Lexer, si., 12 mm, 18 cm , Gouge, Mini-Lexer, si., 4 mm, 18 cm | MSE | 2023-06-14T00:00:00.000+02:00 | Gebrüder Martin GmbH & Co. KG KLS Martin Platz 1 · 78532 Tuttlingen/Germany Martin Postfach 60 · 78501 Tuttlingen/Germany. | 11-285-30-07 , 11-298-14-07 , 11-299-14-07 , 11-300-15-07 , 11-301-15-07 , 11-302-15-07 , 11-305-00-07 , 11-306-12-07 , 11-306-19-07 , 11-307-19-07 , 11-308-17-07 , 11-310-16-07 , 11-311-16-07 , 11-314-18-07 , 11-314-21-07 , 11-314-24-07 , 11-316-17-07 , 11-316-20-07 , 11-317-11-07 , 11-317-14-07 , 11-319-19-07 , 11-320-10-07 , 11-321-10-07 , 11-324-16-07 , 11-325-16-07 , 11-326-14-07 , 11-327-14-07 , 11-328-14-07 , 11-329-14-07 , 11-329-18-07 , 11-329-20-07 , 11-330-18-07 , 11-330-20-07 , 11-330-23-07 , 11-331-18-07 , 11-331-20-07 , 11-331-23-07 , 11-335-18-07 , 11-335-20-07 , 11-335-23-07 , 11-339-12-07 , 11-339-18-07 , 11-340-14-07 , 11-341-14-07 , 11-344-11-07 , 11-345-11-07 , 11-398-19-07 , 11-419-90-07 , 11-420-11-07 , 11-445-22-07 , 11-446-22-07 , 11-455-17-07 , 11-459-17-07 , 11-475-23-07 , 11-495-17-07 , 11-497-17-07 , 11-499-19-07 , 11-503-15-07 , 11-505-16-07 , 11-507-15-07 , 11-508-12-07 , 11-509-10-07 , 11-509-13-07 , 11-509-14-07 , 11-509-16-07 , 11-509-18-07 , 11-510-20-07 , 11-511-10-07 , 11-511-18-07 , 11-513-13-07 , 11-513-14-07 , 11-513-18-07 , 11-514-19-07 , 11-517-11-07 , 11-519-11-07 , 11-531-18-07 , 11-535-14-07 , 11-537-22-07 , 11-545-10-07 , 11-547-16-07 , 11-551-16-07 , 11-553-16-07 , 11-566-13-07 , 11-567-13-07 , 11-570-12-07 , 11-571-12-07 , 11-580-12-07 , 11-582-12-07 , 11-584-12-07 , 11-585-12-07 , 11-587-12-07 , 11-589-12-07 , 11-593-11-07 , 11-594-11-07 , 11-595-11-07 , 11-605-16-07 , 11-607-16-07 , 11-642-11-07 , 11-643-11-07 , 11-644-13-07 , 11-645-13-07 , 11-650-14-07 , 11-651-14-07 , 11-652-14-07 , 11-652-17-07 , 11-652-23-07 , 11-653-14-07 , 11-653-17-07 , 11-653-23-07 , 11-654-15-07 , 11-654-17-07 , 11-655-15-07 , 11-655-17-07 , 11-656-16-07 , 11-657-16-07 , 11-350-14-07 , 11-351-14-07 , 11-352-14-07 , 11-353-14-07 , 11-354-14-07 , 11-355-14-07 , 11-357-12-07 , 11-358-13-07 , 11-359-12-07 , 11-359-15-07 , 11-359-18-07 , 11-359-20-07 , 11-362-14-07 , 11-363-14-07 , 11-364-14-07 , 11-364-15-07 , 11-364-18-07 , 11-365-14-07 , 11-365-15-07 , 11-365-18-07 , 11-367-14-07 , 11-369-14-07 , 11-374-19-07 , 11-375-19-07 , 11-375-24-07 , 11-382-25-07 , 11-382-45-07 , 11-382-60-07 , 11-382-90-07 , 11-383-01-07 , 11-383-25-07 , 11-383-45-07 , 11-383-60-07 , 11-383-90-07 , 11-384-00-07 , 11-386-25-07 , 11-386-45-07 , 11-386-60-07 , 11-386-90-07 , 11-387-00-07 , 11-387-25-07 , 11-387-45-07 , 11-387-60-07 , 11-387-90-07 , 11-388-00-07 , 11-396-19-07 , 09-000-40-07 , 09-000-60-07 , 10-040-01-07 , 10-040-02-07 , 10-040-03-07 , 10-040-04-07 , 10-040-05-07 , 10-878-00-07 , 10-880-00-07 , 10-880-02-07 , 10-882-19-07 , 11-100-11-07 , 11-100-13-07 , 11-100-14-07 , 11-100-15-07 , 11-100-16-07 , 11-100-18-07 , 11-100-20-07 , 11-102-11-07 , 11-102-13-07 , 11-102-14-07 , 11-102-16-07 , 11-102-17-07 , 11-102-18-07 , 11-102-20-07 , 11-104-11-07 , 11-104-13-07 , 11-104-14-07 , 11-104-16-07 , 11-105-11-07 , 11-105-13-07 , 11-105-14-07 , 11-105-15-07 , 11-105-16-07 , 11-105-18-07 , 11-105-20-07 , 11-107-11-07 , 11-107-13-07 , 11-107-14-07 , 11-107-15-07 , 11-107-16-07 , 11-107-17-07 , 11-107-18-07 , 11-107-20-07 , 11-109-11-07 , 11-109-13-07 , 11-109-14-07 , 11-109-15-07 , 11-109-16-07 , 11-110-01-07 , 11-110-02-07 , 11-110-03-07 , 11-110-04-07 , 11-120-13-07 , 11-120-14-07 , 11-122-14-07 , 11-124-13-07 , 11-124-14-07 , 11-125-14-07 , 11-127-13-07 , 11-127-14-07 , 11-129-13-07 , 11-129-14-07 , 11-136-14-07 , 11-140-14-07 , 11-141-14-07 , 11-170-14-07 , 11-170-15-07 , 11-170-17-07 , 11-170-23-07 , 11-171-14-07 , 11-171-17-07 , 11-171-23-07 , 11-174-22-07 , 11-175-22-07 , 11-175-30-07 , 11-180-15-07 , 11-180-17-07 , 11-181-15-07 , 11-181-17-07 , 11-184-16-07 , 11-184-19-07 , 11-184-21-07 , 11-185-16-07 , 11-185-19-07 , 11-185-21-07 , 11-190-17-07 , 11-191-17-07 , 11-200-20-07 , 11-200-23-07 , 11-203-20-07 , 11-203-23-07 , 11-226-16-07 , 11-227-16-07 , 11-230-17-07 , 11-231-17-07 , 11-232-24-07 , 11-233-24-07 , 11-235-20-07 , 11-235-23-07 , 11-245-12-07 , 11-248-11-07 , 11-249-11-07 , 11-250-14-07 , 11-252-14-07 , 11-254-14- | Klasa I | Instrumenta shumeperdorimeshe mjekesore (kirurgji) | Instrumenta shumeperdorimeshe
14342 | Small Rigid Tip Suction Wand, Standard Rigid Tip Suction Wand, Flexible Suction Wand, Malleable Suction Wand, Small Flex-Tip Suction Wand, Standard Flex-Tip Suction Wand, Suction Sump, with ⅛" Connector, Suction Sump, with ¼" Connector, Malleable Suction Sump, Low Profile Suction Wand with Soft Tip, Low Profile Suction Wand with Frazier Tip, ATRA™ Sump | GEN - ALB FARMA | 2023-06-15T00:00:00.000+02:00 | LivaNova USA, Inc, 14401 W. 65th Way, Arvada, CO 80004 United States of America | SU-10101, SU-12202, SU-12402, SU-12502, SU-14101, SU-18202, SU-20601, SU-20602, SU-20802, SU-22702, SU-26702, SU-29602 | Klasa IIa | Eshte kanjule atraumatike, invazive, që operohet me dorë, me një lumen, të ngurtë/gjysmë të ngurtë, i projektuar si një kanal për aspirimin e zgavrave të trupit, plagëve ose vendeve kirurgjikale për të lehtësuar vëzhgimin dhe/ose për të pastruar një pengesë të rrugëve të frymëmarrjes. | Pajisje nje perdorimeshe
14492 | Alinity c Cocaine Reagent Kit | LABOPHARMA SHPK | 2023-07-03T00:00:00.000+02:00 | Microgenics Corporation 46500 Kato Road , Fremont, CA 94538 USA | 09P5520 | In vitro | Jane reagente qe perdoren per analizen sasiore te kokaines ne gjak me sistemin Alinity | Pajisje te diagnostifikimit in vitro
14339 | Sentrant™ Introducer Sheath with Hydrophilic Coating | O.E.S DISTRIMED | 2023-06-19T00:00:00.000+02:00 | Medtronic Inc. 710 Medtronic Parkway Minneapolis, MN 55432 USA | SENSH1228W, SENSH1428W, SENSH1628W, SENSH1828W, SENSH2028W, SENSH2228W, SENSH2428W, SENSH2628W, SENSH1264W, SENSH1464W, SENSH1664W, SENSH1864W, SENSH2064W, SENSH2264W, SENSH2464W, SENSH2664W | Klasa III | Introduktore me veshje Hidrofilike,per perdorim ne kardiologji | Pajisje nje perdorimeshe
14399 | Walk200b - Ambulatory Blood Pressure Monitor (CARDIOLINE) | BIOMETRIC ALBANIA | 2023-06-19T00:00:00.000+02:00 | CARDIOLINE S.p.A., headquarters in Via Linz 151 – 38121 Trento - Italy | 87018307; 87018308; 87019308; 87019305; 87019305-C | Klasa IIa | Monitor ambulator i presionit të gjakut | Produkte per institucione te kujdesit shendetesor
14486 | Sterile Absorbable Hyaluronic Acid Dermal Filler, ReMedium Advance-H, ReMedium Advance-S | SI. MAC. ALBANIA | 2023-06-19T00:00:00.000+02:00 | BioPlus Co.,Ltd. Site :#211, Migun Techno World 2, 187, Techno 2-ro, Yuseong-gu, Daejeon, 34025, Korea Site 2: A- #901, #902, #903, #904, #905, #906, #907, #1201, #1202, #1205, 14, Sagimakgol-ro, 45beon-gil, Jungwon-gu, Scongnam-si, Gyeonggi-do, Republic of Korea | N/A, BPL100-60C, BPL100-60BC, BPL100-27C, BPL100-27BC | Klasa III | Janë pajisje sterile të përbëra nga molekula të ndërlidhura të xhelit të acidit hialuronik per perdorim estetik, ku acidi degradohet plotësisht me kalimin e kohës dhe përthithet nga trupi. | Pajisje te implantueshme jo aktive
Dermal Filler eshte i paketuar ne formen e një shiringë njeperdorimeshe, gati për injeksion me sasi 20mg/ml.
14402 | Ti base, 1,2 gingiva high, Narrow - non-engaging/Denti Pro , Ti base, 1,2 gingiva high, Regular - non-engaging/Denti Pro , Ti base, 3,0 gingiva high, Narrow - non-engaging/Denti Pro , Ti base, 3,0 gingiva high, Regular - non-engaging/Denti Pro , Ti base, 4,2 gingiva high, Narrow - non-engaging/Denti Pro , Ti base, 4,2 gingiva high, Regular - non-engaging/Denti Pro , Ti base angulated, Narrow - non-engaging AURUM BASE/Denti Pro , Ti base angulated, Regular - non-engaging AURUM BASE/Denti Pro , Ti base, 0,6 gingiva high, Narrow - engaging/Denti Pro , Ti base, 0,6 gingiva high, Regular - engaging/Denti Pro , Ti base, 1,2 gingiva high, Narrow – engaging/Denti Pro , Ti base, 1,2 gingiva high, Regular - engaging/Denti Pro , Ti base, 3,0 gingiva high, Narrow - engaging/Denti Pro , Ti base, 3,0 gingiva high, Regular - engaging/Denti Pro , Ti base, 4,2 gingiva high, Narrow - engaging/Denti Pro , Ti base, 4,2 gingiva high, Regular - engaging/Denti Pro , Ti base angulated, Narrow - engaging AURUM BASE/Denti Pro , Ti base angulated, Regular - engaging AURUM BASE/Denti Pro , Multi-unit abutment platform (4,8) 1.5 mm, NARROW/Denti Pro , Multi-unit abutment platform (4,8) 1.5 mm, REGULAR/Denti Pro , Multi-unit abutment platform (4,8) 2.5 mm, NARROW/Denti Pro , Multi-unit abutment platform (4,8) 2.5 mm, REGULAR/Denti Pro , Multi-unit abutment platform (4,8) 3.5 mm, NARROW/Denti Pro , Tap drill for ø 4,2 mm implants/Callus Pro, Implant body driver, Narrow, long/Callus Pro, Implant body driver, Regular, short/Callus Pro, Implant body driver, Regular, long/Callus Pro, MultiUnit Driver/Callus Pro, Locator Driver/Callus Pro, MultiUnit Bone trepan/Callus Pro, Screw driver, with power drive, unigrip L 24 MM/Callus Pro, Screw driver, with power drive, unigrip L 35 MM/Callus Pro, Manual Screw Driver/Callus Pro, Screw driver for TORX, with power drive, L 20 MM/Callus Pro, Screw driver for TORX, with power drive, L 35 MM/Callus Pro, Gingiva High measuring, Narrow/Callus Pro, Drill extension/Callus Pro, Healing abutment 3 mm/Callus Pro, Healing abutment 5 mm/Callus Pro, Healing abutment, slim, 5 mm, NARROW/Callus Pro, Healing abutment, normal, 3 mm, NARROW/Callus Pro, Healing abutment, normal, 5 mm, NARROW/Callus Pro, Healing abutment normal, 5 mm, transgingival, NARROW/Callus Pro, Healing abutment normal, 7 mm, transgingival, NARROW/Callus Pro, Healing abutment wide, 5 mm, NARROW/Callus Pro, Healing abutment, slim, 5 mm, REGULAR/Callus Pro, Healing abutment, normal, 3 mm, REGULAR/Callus Pro, Healing abutment, normal, 5 mm, REGULAR/Callus Pro, Healing abutment normal, 5 mm, transgingival, REGULAR/Callus Pro, Healing abutment normal, 7 mm, transgingival, REGULAR/Callus Pro, Healing abutment wide, 5 mm, REGULAR/Callus Pro, Healing abutment cylindrical 2 mm, Narrow/Callus Pro, Healing abutment cylindrical 4 mm, Narrow/Callus Pro, Healing abutment cylindrical 6 mm, Narrow/Callus Pro, Healing abutment conical 2 mm, Narrow/Callus Pro, Healing abutment conical 4 mm, Narrow/Callus Pro, Healing abutment conical 6 mm, Narrow/Callus Pro, Healing abutment bottle form 2 mm, Narrow/Callus Pro, Healing abutment bottle form 4 mm, Narrow/Callus Pro, Healing abutment bottle form 6 mm, Narrow/Callus Pro, Healing abutment cylindrical 2 mm, Regular/Callus Pro, Healing abutment cylindrical 4 mm, Regular/Callus Pro, Healing abutment cylindrical 6 mm, Regular/Callus Pro, Healing abutment conical 2 mm, Regular/Callus Pro, Healing abutment conical 4 mm, Regular/Callus Pro, Healing abutment conical 6 mm, Regular/Callus Pro, Healing abutment bottle form 2 mm, Regular/Callus Pro, Healing abutment bottle form 4 mm, Regular/Callus Pro, Healing abutment bottle form 6 mm, Regular/Callus Pro, Individual gingiva former, Narrow/Callus Pro, Individual gingiva former, Regular/Callus Pro, Temporary abutment, Narrow non-engaging/Callus Pro, Temporary abutment, Regular non-engaging/Callus Pro, Temporary abutment, Narrow engaging/Callus Pro, Temporary abutment, Regular engaging/Callus Pro, Transfer - for open &closed tray/Callus Pro, Transfer - for closed tray only 8mm/Callus Pro, Analogue - Narrow/Callus Pro, Analogue - Regular/Callus Pro, Temporary abutment/Callus Pro, Hearing abutment/Callus Pro, Castable/Callus Pro, Scan abutment for desktop scanning/Callus Pro, Scan abutment for intra-oral scanning/Callus Pro, for DESKTOP scanning, NARROW/Callus Pro, for DESKTOP scanning, REGULAR/Callus Pro, for intra-oral scanning, NARROW/Callus Pro, for intra-oral scanning, REGULAR/Callus Pro, DESS LOC ANALOGUE/Callus Pro, DESS TRANSFER/Callus Pro, Transfer, NARROW/Callus Pro, Transfer, REGULAR/Callus Pro, Closed tray Impression Coping to NN1L5 healing abutment, NARROW/Callus Pro, Closed tray Impression Coping to NR1L3 and NR1L5 healing/Callus Pro | ''Di.Con'' | 2023-06-19T00:00:00.000+02:00 | DENTI IMPLANT KFT SYSTEM "-HUNGARY H-6600 SZENTES BESE LASZLO U.8 | DP15.033, DP15.034, DP15.035, DP15.036, DP15.037, DP15.038, DP36.033, DP36.034, DP16.031, DP16.032, DP16.033, DP16.034, DP16.035, DP16.036, DP16.037, DP16.038, DP37.041, DP37.042, DP40.007/1, DP40.008/1, DP40.007/2, DP40.008/2, DP40.007/3, TD4,2, ID-NL, ID-LOC, BT-MU NP, DT24U, DT35U, DT20TB06, DT35TB06, GHN, CP20.039/3, CP20.040/3, CP20.039/5, CP20.040/5, CPNN1L5, CPNR1L3, CPNR1L5, CPNR2L5, CPNR2L7, CPNW1L5, CPRN1L5, CPRR1L3, CPRR1L5, CPRR2L5, CPRR2L7, CPRW1L5, CPNRCY2, CPNRCY4, CPNRCY6, CPNRCO2, CPNRCO4, CPNRCO6, CPNRBF2, CPNRBF4, CPNRBF6, CPRRCY2, CPRRCY4, CPRRCY6, CPRRCO2, CPRRCO4, CPRRCO6, CPRRBF2, CPRRBF4, CPRRBF6, CPTNC, CPTRC, CP24.041, CP24.042, CP25.041, CP25.042, CP17.007, CP17.807, CP14.007, CP14.047, CP24.007, CP20.1, CP28.007, CP50.007, CP52.007, CP50.041, CP50.042, CP52.041, CP52.042, CP14.054, CP17.054, CP17.044, CP17.045, CPTNN1, CPTNR1, CPTNR2, CPTNW1, CPTCNR1S, CPTCNR1N, CPTCNR2N, CPTONN1, CPTONR1, CPTONR2, CPTONW1, CPTONS, CPTRN1, CPTRR1, CPTRR2, CPTRW1, CPTCRR1S, CPTCRR1N, CPTCRR2N, CPTORN1, CPTORR1, CPTORR2, CPTORW1, CPTORS, CPOTICON2, CPOTICON4, CPOTICON6, CPOTICOR2, CPOTICOR4, CPOTICOR6, CPCTICON2, CPCTICON4, CPCTICON6, CPCTICOR2, CPCTICOR4, CPCTICOR6, 8000-066, CP2mmS, CP2mmL, cd-1, cd-2, cd-3, cd-4, cd-5, c3,75, c4,2, c4,8, TD3,3, TD3,75, TD4,8, ID-NS, ID-RS, ID-RL, ID-MU, BT-MU RP, DT20U, MSD, DT24TB06, GHR, 8000-057, PP, BL238651, BL243651, BL3034-140, BL3034-141, BL3034-142, BL3034-160, BL3345-721, BL38650, BL38651, BL38652, BL43610, BL43615, BL43650, BL43651, BL43652, BL48610, BL48650, BL48651, BL48652, BL53610, BL53650, BL53651, BL53652, BLPS 24615, BLPS 24621, BLPS 24637, BLPS 24638, BLPS 24661, BLPS 24662, BLPS 24663, BLPS 24671, BLPS 24672, BLPS 24673, BLPS 24681, BLPS 24682, BLPS 24701, BLPS 24702, BLPS 24703, BLPS 24704, BLPS 24705, BLPS 24708, BLPS 24709, BLPS 24781, BLPS 24782, BLPS 34620, BLPS 34621, BLPS 34622, BLPS 34623, BLPS 34624, BLPS 34625, BLPS 34626, BLPS 34627, BLPS 34628, MU101, MU102, MU107, MU110, R1033-115, R1033-135, R1033-155, R1538-095, R1538-115, R1538-135, R1538-155, R1543-095, R1543-115, R1543-135, R1543-155, R1548-095, R1548-115, R1548-135, R1548-155, R1553-095, R1553-115, R1553-135, R1553-155, 1034-001, 1455-002, 2034-521, 2034-522, 2034-551, 2034-552, 2034-553, 2034-601, 2034-602, 2034-637, 2034-661, 2034-662, 2034-671, 2034-681, 2034-685, 2034-693, 2034-701, 2034-702, 2034-703, 2034-781, 2034-785, 2455-421, 2455-501, 2455-502, 2455-521, 2455-522, 2455-551, 2455-552, 2455-553, 2455-571, 2455-572, 2455-573, 2455-601, 2455-602, 2455-637, 2455-661, 2455-662, 2455-671, 2455-672, 2455-681, 2455-685, 2455-693, 2455-701, 2455-702, 2455-703, 2455-781, 2455-785, 3034-120, 3034-160, 3034-725, 3455-121, 3455-180, 3455-725, 3455-725 S, N12311, N12313, N12315, N12811, N12813, N12815, NB12311, NB12313, NB12315, NB12811, NB12813, NB12815, DF12110, DF12112, DF12114, DF12116, DF12410, DF12412, DF12414, DF12416, K1033-095, K1038-075, K1038-095, K1038-115, K1038-135, K1038-155, K1043-065, K1043-080, K1043-095, K1043-115, K1043-135, K1043-155, K1048-065, K1048-080, K1048-095, K1048-115, K1048-135, K1048-155, K1053-065, K1053-080, K1053-095, K1053-115, K1053-135, K1053-155, K1058-065, K1058-080, K1234-001, K24551, K24552, K24601, K24602, K24632, K24661, K24662, K24671, K3455-180, K346325, K34725, DP1033-100, DP1033-115, DP1033-130, DP1038-085, DP1038-100, DP1038-115, DP1038-130, DP1038-160, DP1042-070, DP1042-085, DP1042-100, DP1042-115, DP1042-130, DP1042-160, DP1048-070, DP1048-085, DP1048-100, DP1048-115, DP1048-130, DP1048-160, DP22.041, DP22.042, DP23.041, DP23.042, DP22.043, DP22.044, DP23.043, DP23.044, DP22.045, DP22.046, DP23.045, DP23.046, DP13.041, DP13.042, DP13.043, DP13.044, DP13.045, DP13.046, DP13.661, DP13.662, DP13.663, DP13.664, DP13.671, DP13.672, DP23.637, DP23.638, DP24.637, DP24.638, DP30.041, DP30.042, DP31.041, DP31.042, DP15.031, DP15.032, DPOTICON4, DPOTICON6, DPOTICOR2, DPOTICOR4, DPOTICOR6, DPCTICON2, DPCTICON4, DPCTICON6, DPCTICOR2, DPCTICOR4, DPCTICOR6, 80 | Klasa IIb, Klasa IIa | Freze per frezimin e kockes, Mates per lartesin e gingives, Adaptor per vendosjen mekanike te implantit, Cilinder i modelueshme per laboratorin, Freze paresore, Suprastukture Implantare si pjese ankoruese mbi implant, Vide per fiksimin e suprastruktures implantare, Implant dentare per qellim zevendesimin e mungesave dentare, Skanues per laborator te pozicionit te implanitt, Guide per frezimin e kockes, Freze per frezimin e kockes me guide, Shembull per Unitin Denti, Adaptor standart per rasheten per suprastrukturen implantare, Adaptor dore per instrument per hexagon normal, Adaptor dore per instrument me shenjeus fortesie per mjekun, Kunj paralelizmi, Adaptor dore per heaxagon i gjate, Preres gingivash, Kacavide per fiksimin e suprastrukstures implantare, Freze per kocken ne te cilin do vendoset implanti, Suprastukture Implantare mbi implant per sherimin e gingives, Tester plastike per korrekturen e unitit te dores, Transferte implantare per transferimin e pozicionit te implantit, Adaptor , Freze sferike, Adaptor per vendosjen mekanike te implanit, Freze pilotimi me stopues, Verifikues frezimi, Freze pilotimi, Adaptor dore per heaxagon , Adaptor dore per instrument me shenjeus fortesie per tekniket, Zgjatues freze, Analog implantar per transferten e pozicionit te implantit ne laborator, Platforme per skanimin e pozicionit te implanteve, Vide per transferte implantare per transferimin e pozicionit te implantit ne laborator | Pajisje te implantueshme jo aktive
abutments, NARROW, Closed tray Impression Coping to NR2L5 and NR2L7 healing/Callus Pro
abutments, NARROW, Closed tray Impression Coping to NW1L5 healing abutment, NARROW/Callus Pro, Conical impression coping with cap, short to NR1L3 and NR1L5
healing abutments, NARROW/Callus Pro, Conical impression coping with cap, normal to NR1L3 and NR1L5
healing abutments, NARROW/Callus Pro, Conical impression coping with cap, normal to NR2L5 and NR2L7
healing abutments, NARROW/Callus Pro, Open Tray Impression Coping to NN1L5 healing abutment, NARROW /Callus Pro, Open Tray Impression Coping to NR1L3 and NR1L5 healing
abutments, NARROW/Callus Pro, Open Tray Impression Coping to NR2L5 and NR2L7 healing
abutments, NARROW/Callus Pro, Open Tray Impression Coping to NW1L5 healing abutment, NARROW/Callus Pro, Screw for Open Tray Impression Copings, NARROW/Callus Pro, Closed tray Impression Coping to RN1L5 healing abutment, Regular/Callus Pro, Closed tray Impression Coping to RR1L3 and RR1L5 healing
abutments, Regular/Callus Pro, Closed tray Impression Coping to RR2L5 and RR2L7 healing
abutments, Regular/Callus Pro, Closed tray Impression Coping to RW1L5 healing abutment, Regular/Callus Pro, Conical impression coping with cap, short to RR1L3 and RR1L5 healing
abutments, Regular/Callus Pro, Conical impression coping with cap, normal to RR1L3 and RR1L5
healing abutments, Regular/Callus Pro, Conical impression coping with cap, normal to RR2L5 and RR2L7
healing abutments, Regular/Callus Pro, Open Tray Impression Coping to RN1L5 healing abutment, Regular/Callus Pro, Open Tray Impression Coping to RR1L3 and RR1L5 healing abutment,
Regular/Callus Pro, Open Tray Impression Coping to RR2L5 and RR2L7 healing abutment,
Regular/Callus Pro, Open Tray Impression Coping to RW1L5 healing abutment, Regular/Callus Pro, Screw for Open Tray Impression Copings, Regular/Callus Pro, Open tray impression copings 2 mm, Narrow/Callus Pro, Open tray impression copings 4 mm, Narrow/Callus Pro, Open tray impression copings 6 mm, Narrow/Callus Pro, Open tray impression copings 2 mm, Regular/Callus Pro, Open tray impression copings 4 mm, Regular/Callus Pro, Open tray impression copings 6 mm, Regular/Callus Pro, Closed tray impression copings 2 mm, Narrow/Callus Pro, Closed tray impression copings 4 mm, Narrow/Callus Pro, Closed tray impression copings 6 mm, Narrow/Callus Pro, Closed tray impression copings 2 mm, Regular/Callus Pro, Closed tray impression copings 4 mm, Regular/Callus Pro, Closed tray impression copings 6 mm, Regular/Callus Pro, Pilot drill, L 15 MM/Callus Pro, Pilot drill, L 18 MM/Callus Pro, Core Drill with step 2,0 - 2,3 MM/Callus Pro, Core Drill with step 2,3 - 2,8 MM/Callus Pro, Core Drill with step 2,8 - 3,3 MM/Callus Pro, Core Drill with step 3,3 - 3,7 MM/Callus Pro, Core Drill with step 3,7 -4,3 MM/Callus Pro, Cortical drill for ø 3,8 mm implants/Callus Pro, Cortical drill for ø 4,8 mm implants/Callus Pro, Tap drill for ø 3,3 mm implants/Callus Pro, Tap drill for ø 3,8 mm implants/Callus Pro, Tap drill for ø 4,8 mm implants/Callus Pro, Implant body driver, Narrow, short/Callus Pro, Screw driver, with power drive, unigrip L 20 MM/Callus Pro, Screw driver for TORX, with power drive, L 24 MM/Callus Pro, Gingiva High measuring, Regular/Callus Pro, Paralell Pin/Callus Pro, Healing abutment/Denti Bone Level , Fixing screw for BL-PS 34840 abutment/Denti Bone Level , Fixing screw for BL-PS 34841 abutment/Denti Bone Level , Fixing screw for BL-PS 34842 abutment/Denti Bone Level , Fixing screw/Denti Bone Level , Impression coping/Denti Bone Level , Healing abutment for BL Implants/Denti Bone Level , Temporary abutment/Denti Bone Level , Scanable abutment for BL Implants/Denti Bone Level , Ti Base abutment with burnout plastic cylinder/Denti Bone Level, Intermediary abutment/Denti Bone Level, Intermediary abutment, long/Denti Bone Level, Cylindrical abutment for angled correction (0,6 mm)/Denti Bone Level, Cylindrical abutment for angled correction (1,4 mm)/Denti Bone Level, Cylindrical abutment for angled correction (2,4 mm)/Denti Bone Level, Reverse conical abutment for angled correction (0,6 mm)/Denti Bone Level, Reverse conical abutment for angled correction (1,4 mm)/Denti Bone Level, Reverse conical abutment for angled correction (2,4mm)/Denti Bone Level, 15° Anatomic angulated abutment (2 mm)/Denti Bone Level, 15° Anatomic angulated abutment (3 mm)/Denti Bone Level/Denti Bone Level, Multi-unit abutment, Straight, 1,4 mm/Denti Bone Level, Multi-unit abutment, Straight, 2,4 mm/Denti Bone Level, Multi-unit abutment, Straight, 3,6 mm/Denti Bone Level, Multi-unit angulated abutment 17° engaging (2 mm)/Denti Bone Level, Multi-unit angulated abutment 17° engaging (3 mm)/Denti Bone Level, Multi-unit angulated abutment 30° engaging (2 mm)/Denti Bone Level, Multi-unit angulated abutment 30° engaging (3 mm)/Denti Bone Level, 25° Anatomic angulated abutment (2 mm)/Denti Bone Level, 25° Anatomic angulated abutment (3 mm)/Denti Bone Level, Pre-milled abutment/Denti Bone Level, CAD-CAM Titan Base abutment, engaging/Denti Bone Level, CAD-CAM Titan Base abutment, non engaging/Denti Bone Level, CAD-CAM Titan Base, short, engaging/Denti Bone Level, CAD-CAM Titan Base, long, engaging/Denti Bone Level, CAD-CAM Titan Base, short non engaging/Denti Bone Level, CAD-CAM Titan Base, long, non engaging/Denti Bone Level, CAD-CAM Titan Base, Wide Platform engaging/Denti Bone Level, CAD-CAM Titan Base, Wide Platform non engaging/Denti Bone Level, Multi Unit Titan Base with burnout plastic cylinder/Denti Bone Level, Multi Unit CrCo Base with burnout cylinder/Denti Bone Level, Multi Unit Dentiloc abutment/Denti Bone Level, Multi Unit fixing screw/Denti Bone Level, Root Form + Implant, Healing screw/Root Form +, Uni abutment, short/Root Form +, Uni abutment, long/Root Form +, Ball abutment with hex drive, short/Root Form +, Ball abutment with hex drive, long/Root Form +, Ball abutment with hex drive, extra long/Root Form +, Tapered abutment with shoulder and inner thread, long/Root Form +, Intermediary abutment/Root Form +, Cylindrical abutment for angled correction/Root Form +, Conical abutment for angled correction/Root Form +, 15° Anatomic angulated abutment "A" version/Root Form +, 25° Anatomic angulated abutment "A" version/Root Form +, Platform switching abutment/Root Form +, Tapered abutment with inner thread, short/Root Form +, Tapered abutment with inner thread, long/Root Form +, Ball abutment with (ot-cap) hex drive/Root Form +, Ball abutment with (ot-cap) hex drive, extra long/Root Form +, Bridge screw, short/Root Form +, Bridge screw, normal/Root Form +, Bridge screw, long/Root Form +, Tapered abutment with shoulder and inner thread, short/Root Form +, Cylindrical abutment for angled correction, short/Root Form +, Cylindrical abutment for angled correction, long/Root Form +, Conical abutment for angled correction, normal/Root Form +, Conical abutment for angled correction, long/Root Form +, 15° Anatomic angulated abutment "B" version/Root Form +, Cad-cam abutment/Root Form +, Dentiunit abutment straight, short/Root Form +, Dentiunit abutment straight, normal/Root Form +, Dentiunit abutment straight, long/Root Form +, 25° Anatomic angulated abutment "B" version/Root Form +, Fixing screw for 2034-637 abutment/Root Form +, Fixing screw/Root Form +, Fixing screw for 2455-637 abutment/Root Form +, Conical impression coping/Root Form +, Needle Implant, Needle Implant with ball head, Stabile 1 Needle Implant with ball head, Kone Implant, Healing screw/Denti Kone, Ball abutment with HEX drive/Denti Kone, Tapered abutment with shoulder and inner thread, short/Denti Kone, Tapered abutment with shoulder and inner thread, long/Denti Kone, Intermediary abutment, normal/Denti Kone, Cylindrical abutment for angled correction/Denti Kone, Conical abutment for angled correction/Denti Kone, Fixing screw/Denti Kone, Fixing screw (for intermediary abutment)/Denti Kone, Conical impression coping/Denti Kone, Pro Implant, Denti Pro Implant, Angled abutment 15°, 2 mm NARROW/Denti Pro , Angled abutment 15°, 2 mm REGULAR/Denti Pro , Angled abutment 25°, 2 mm NARROW/Denti Pro , Angled abutment 25°, 2 mm REGULAR/Denti Pro , Angled abutment 15°, 4 mm NARROW/Denti Pro , Angled abutment 15°, 4 mm REGULAR/Denti Pro , Angled abutment 25°, 4 mm NARROW/Denti Pro , Angled abutment 25°, 4 mm REGULAR/Denti Pro , Angled abutment 15°, 6 mm NARROW/Denti Pro , Angled abutment 15°, 6 mm REGULAR/Denti Pro , Angled abutment 25°, 6 mm NARROW/Denti Pro , Angled abutment 25°, 6 mm REGULAR/Denti Pro , Straight abutment, 2 mm NARROW/Denti Pro , Straight abutment, 2 mm REGULAR/Denti Pro , Straight abutment, 4 mm NARROW/Denti Pro , Straight abutment, 4 mm REGULAR/Denti Pro , Straight abutment, 6 mm NARROW/Denti Pro , Straight abutment, 6 mm REGULAR/Denti Pro , Cylindrical abutment, Narrow/Denti Pro , Cylindrical abutment, REGULAR/Denti Pro , Reverse conical abutment, NARROW/Denti Pro , Reverse conical abutment, REGULAR/Denti Pro , Intermediary abutment with burnout plastic cylinders, short, Narrow/Denti Pro , Intermediary abutment with burnout plastic cylinders, high, Narrow/Denti Pro , Intermediary abutment with burnout plastic cylinders, short, Regular/Denti Pro , Intermediary abutment with burnout plastic cylinders, high, Regular/Denti Pro , CrCo abutment Narrow non-engaging/Denti Pro , CrCo abutment Regular non-engaging/Denti Pro , CrCo abutment Narrow engaging/Denti Pro , CrCo abutment Regular engaging/Denti Pro , Ti base, 0,6 gingiva high, Narrow - non-engaging/Denti Pro , Ti base, 0,6 gingiva high, Regular - non-engaging/Denti Pro , Open tray impression copings 4 mm, Narrow/Denti Pro, Open tray impression copings 6 mm, Narrow/Denti Pro, Open tray impression copings 2 mm, Regular/Denti Pro, Open tray impression copings 4 mm, Regular/Denti Pro, Open tray impression copings 6 mm, Regular/Denti Pro, Closed tray impression copings 2 mm, Narrow/Denti Pro, Closed tray impression copings 4 mm, Narrow/Denti Pro, Closed tray impression copings 6 mm, Narrow/Denti Pro, Closed tray impression copings 2 mm, Regular/Denti Pro, Closed tray impression copings 4 mm, Regular/Denti Pro, Closed tray impression copings 6 mm, Regular/Denti Pro, Spherical drill/Callus Pro, Initial drill/Callus Pro, Pilot drill, L 15 MM/Denti Pro, Pilot drill, L 18 MM/Denti Pro, Alignment drill/Callus Pro, Core Drill 2,3 MM/Denti Pro, Core Drill 2,8 MM/Denti Pro, Core Drill 3,3 MM/Denti Pro, Core Drill 3,7 MM/Denti Pro, Core Drill 4,3 MM/Denti Pro, Cortical drill for ø 3,3 mm implants/Callus Pro, Cortical drill for ø 4,2 mm implants/Callus Pro, Cortical drill for ø 4,8 mm implants/Callus Pro, Healing abutment (1,4mm)/Denti Bone Level , Healing abutment (2,4mm)/Denti Bone Level , Healing abutment (3,6mm)/Denti Bone Level , Closed tray impression copings conical impression coping with cap 0,6mm/Denti Bone Level , Closed tray impression copings conical impression coping with cap 1,4mm/Denti Bone Level , Closed tray impression copings conical impression coping with cap 2,4mm/Denti Bone Level , Indirect impression coping/Denti Bone Level , Scanbody/Denti Bone Level , Indirect impression coping, short/Denti Bone Level , Indirect impression coping, normal/Denti Bone Level , Direct impression coping (0.6 mm)/Denti Bone Level , Direct impression coping (1,4 mm)/Denti Bone Level , Direct impression coping (2,4 mm)/Denti Bone Level , Multi Unit temporary abutment/Denti Bone Level , Multi Unit plastic abutment/Denti Bone Level , Multi Unit scannable abutment/Denti Bone Level , Multi Unit impression copy/Denti Bone Level , Multi Unit healing cap/Denti Bone Level , Bone trephine guide/Denti Bone Level , Multi Unit Screw driver, short/Denti Bone Level , Multi Unit Screw driver, long/Denti Bone Level , Multi Unit abutment driver/Denti Bone Level , Bone trephine/Denti Bone Level , Bone trephine with guide/Denti Bone Level , Surgical template for Denti Unit/Denti Bone Level , Standard adapter for ratchet (multi unit)/Denti Bone Level , Hand adapter for hex, normal/Denti Bone Level , Hand adapter for instrument with power-drive for doctors/Denti Bone Level , Gingiva cutter/Denti Bone Level , Drill extension/Denti Bone Level , Parallel pin/Denti Bone Level , Spherical drill/Denti Bone Level , Initial drill/Denti Bone Level , Screw driver- 2.0 hex/Denti Bone Level , Screw driver - 1.2 hex/Denti Bone Level , Screw driver - 1.2 hex, manual, normal/Denti Bone Level , Hand adapter for hex, long/Denti Bone Level , Screw driver - 1.2 hex, manual, long/Denti Bone Level , Driver for fixtures/Denti Bone Level , Pilot drill with stop/Denti Bone Level , Transgingival healing abutment, short/Denti Root Form +, Healing abutment, short/Denti Root Form +, Healing abutment, long/Denti Root Form +, Temporary abutment/Denti Root Form +, Transgingival healing abutment, long/Denti Root Form +, Plastic sample head pieces for correction head pieces/Denti Root Form +, Castable plastic cylinder for 2034-637 abutment, cylindrical/Denti Root Form +, Castable plastic cylinder for 2034-637 abutment, flat sided/Denti Root Form +, Fixing screw for 3034-721 abutment/Denti Root Form +, Fixing screw for 3034-722 abutment/Denti Root Form +, Fixing screw for 3034-840 abutment/Denti Root Form +, Fixing screw for 3034-841 abutment/Denti Root Form +, Indirect impression coping, short/Denti Root Form +, Direct impression coping/Denti Root Form +, Direct impression coping (long)/Denti Root Form +, Castable plastic cylinder for 2455-637 abutment, cylindrical/Denti Root Form +, Castable plastic cylinder for 2455-637 abutment, flat sided/Denti Root Form +, Fixing screw for 3455-721 abutment/Denti Root Form +, Fixing screw for 3455-722 abutment/Denti Root Form +, Fixing screw for 3455-840 abutment/Denti Root Form +, Fixing screw for 3455-841 abutment/Denti Root Form +, Indirect impression coping, long/Denti Root Form +, Direct impression coping, short/Denti Root Form +, Direct impression coping, long/Denti Root Form +, Impression cap/Callus Pro, Standard adapter with ratchet (multi unit)/Denti Root Form +, Implant body driver manual, normal/Denti Root Form +, Hand adapter for instrument with power-drive for doctors/Denti Root Form +, Gingiva cutter/Denti Root Form +, Drill extension/Denti Root Form +, Parallel pin/Denti Root Form +, Spherical drill/Denti Root Form +, Initial drill/Denti Root Form +, Screw driver - 1.2 hex/Denti Root Form +, Screw driver -1.2 hex, manual, normal/Denti Root Form +, Implant body driver manual, long/Denti Root Form +, Screw driver-1.2 hex, manual, long/Denti Root Form +, Pilot drill with stop/Denti Root Form +, Driver for fixtures/Denti Root Form +, Driver for fixtures, long/Denti Root Form +, Tap drill/Denti Bone Level, Two-in-one drill/Denti Bone Level, Two-in-one drill/Denti Root Form +, Tap drill/Denti Root Form +, Impression cap/Denti Needle, Impression cap for 2,1 Implants/Denti Needle, Impression cap for 2,4 Implants/Denti Needle, Scannable cap for 2,1 Implants/Denti Needle, Scannable cap for 2,4 Implants/Denti Needle, Scannable cap for ø2,3 and 2,8 mm Needle Implants/Callus Pro, Pilot drill/Callus Pro, Implant body driver with power drive/Callus Pro, Hand adapter for hex/Denti Needle, Hand adapter for instrument with power-drive for technicians/Denti Needle, Spherical drill/Denti Needle, Implant boy driver ,manual (2.1mm)/Denti Needle, Implant boy driver ,manual (2.4mm)/Denti Needle, Pilot drill Ø 1,1/Denti Needle, Pilot drill Ø 1,3/Denti Needle, Pilot drill Ø 1,5/Denti Needle, Pilot drill Ø 1,8/Denti Needle, Pilot drill Ø 2,0/Denti Needle, Pilot drill Ø 2,2/Denti Needle, Implant body driver, manual, butterfly design (2,1 mm)/Denti Needle, Implant body driver, manual, butterfly design (2,4 mm)/Denti Needle, Drill extension/Denti Needle, Temporary abutment/Denti Kone, Healing abutment/Denti Kone, Fixing screw for K 34840 abutment/Denti Kone, Direct impression coping/Denti Kone, Kone Tap drill/Denti Kone, Two-in-One Drill/Denti Kone, Kone Tap Drill/Denti Kone, Kone Driver for fixtures/Denti Kone, Healing abutment 3 mm/Denti Pro, Healing abutment 5 mm/Denti Pro, Healing abutment, slim, 5 mm, NARROW/Denti Pro, Healing abutment, normal, 3 mm, NARROW/Denti Pro, Healing abutment, normal, 5 mm, NARROW/Denti Pro, Healing abutment normal, 5 mm, transgingival, NARROW/Denti Pro, Healing abutment normal, 7 mm, transgingival, NARROW/Denti Pro, Healing abutment wide, 5 mm, NARROW/Denti Pro, Healing abutment, slim, 5 mm, REGULAR/Denti Pro, Healing abutment, normal, 3 mm, REGULAR/Denti Pro, Healing abutment, normal, 5 mm, REGULAR/Denti Pro, Healing abutment normal, 5 mm, transgingival, REGULAR/Denti Pro, Healing abutment normal, 7 mm, transgingival, REGULAR/Denti Pro, Healing abutment wide, 5 mm, REGULAR/Denti Pro, Healing abutment cylindrical 2 mm, Narrow/Denti Pro, Healing abutment cylindrical 4 mm, Narrow/Denti Pro, Healing abutment cylindrical 6 mm, Narrow/Denti Pro, Healing abutment conical 2 mm, Narrow/Denti Pro, Healing abutment conical 4 mm, Narrow/Denti Pro, Healing abutment conical 6 mm, Narrow/Denti Pro, Healing abutment bottle form 2 mm, Narrow/Denti Pro, Healing abutment bottle form 4 mm, Narrow/Denti Pro, Healing abutment bottle form 6 mm, Narrow/Denti Pro, Healing abutment cylindrical 2 mm, Regular/Denti Pro, Healing abutment cylindrical 4 mm, Regular/Denti Pro, Healing abutment cylindrical 6 mm, Regular/Denti Pro, Healing abutment conical 2 mm, Regular/Denti Pro, Healing abutment conical 4 mm, Regular/Denti Pro, Healing abutment conical 6 mm, Regular/Denti Pro, Healing abutment bottle form 2 mm, Regular/Denti Pro, Healing abutment bottle form 4 mm, Regular/Denti Pro, Healing abutment bottle form 6 mm, Regular/Denti Pro, Individual gingiva former, Narrow/Denti Pro, Individual gingiva former, Regular/Denti Pro, Temporary abutment, Narrow non-engaging/Denti Pro, Temporary abutment, Regular non-engaging/Denti Pro, Temporary abutment, Narrow engaging/Denti Pro, Temporary abutment, Regular engaging/Denti Pro, Transfer - for open &closed tray/Denti Pro, Transfer - for closed tray only 8mm/Denti Pro, Analogue - Narrow/Denti Pro, Analogue - Regular/Denti Pro, Temporary abutment/Denti Pro, Hearing abutment/Denti Pro, Castable/Denti Pro, Scan abutment for desktop scanning/Denti Pro, Scan abutment for intra-oral scanning/Denti Pro, for DESKTOP scanning, NARROW/Denti Pro, for DESKTOP scanning, REGULAR/Denti Pro, for intra-oral scanning, NARROW/Denti Pro, for intra-oral scanning, REGULAR/Denti Pro, DESS LOC ANALOGUE/Denti Pro, DESS TRANSFER/Denti Pro, Transfer, NARROW/Denti Pro, Transfer, REGULAR/Denti Pro, Closed tray Impression Coping to NN1L5 healing abutment, NARROW/Denti Pro, Closed tray Impression Coping to NR1L3 and NR1L5 healing
abutments, NARROW/Denti Pro, Closed tray Impression Coping to NR2L5 and NR2L7 healing
abutments, NARROW/Denti Pro, Closed tray Impression Coping to NW1L5 healing abutment, NARROW/Denti Pro, Conical impression coping with cap, short to NR1L3 and NR1L5
healing abutments, NARROW/Denti Pro, Conical impression coping with cap, normal to NR1L3 and NR1L5
healing abutments, NARROW/Denti Pro, Conical impression coping with cap, normal to NR2L5 and NR2L7
healing abutments, NARROW/Denti Pro, Open Tray Impression Coping to NN1L5 healing abutment, NARROW/Denti Pro, Open Tray Impression Coping to NR1L3 and NR1L5 healing
abutments, NARROW/Denti Pro, Open Tray Impression Coping to NR2L5 and NR2L7 healing
abutments, NARROW/Denti Pro, Open Tray Impression Coping to NW1L5 healing abutment, NARROW/Denti Pro, Screw for Open Tray Impression Copings, NARROW/Denti Pro, Closed tray Impression Coping to RN1L5 healing abutment, Regular/Denti Pro, Closed tray Impression Coping to RR1L3 and RR1L5 healing
abutments, Regular/Denti Pro, Closed tray Impression Coping to RR2L5 and RR2L7 healing
abutments, Regular/Denti Pro, Closed tray Impression Coping to RW1L5 healing abutment, Regular/Denti Pro, Conical impression coping with cap, short to RR1L3 and RR1L5 healing
abutments, Regular/Denti Pro, Conical impression coping with cap, normal to RR1L3 and RR1L5
healing abutments, Regular/Denti Pro, Conical impression coping with cap, normal to RR2L5 and RR2L7
healing abutments, Regular/Denti Pro, Open Tray Impression Coping to RN1L5 healing abutment, Regular/Denti Pro, Open Tray Impression Coping to RR1L3 and RR1L5 healing abutment,
Regular/Denti Pro, Open Tray Impression Coping to RR2L5 and RR2L7 healing abutment,
Regular/Denti Pro, Open Tray Impression Coping to RW1L5 healing abutment, Regular/Denti Pro, Screw for Open Tray Impression Copings, Regular/Denti Pro, Open tray impression copings 2 mm, Narrow/Denti Pro, Ti base, 3,0 gingiva high, Narrow - engaging/Callus Pro, Ti base, 3,0 gingiva high, Regular - engaging/Callus Pro, Ti base, 4,2 gingiva high, Narrow - engaging/Callus Pro, Ti base, 4,2 gingiva high, Regular - engaging/Callus Pro, Ti base angulated, Narrow - engaging AURUM BASE/Callus Pro, Ti base angulated, Regular - engaging AURUM BASE/Callus Pro, Multi-unit abutment platform (4,8) 1.5 mm, NARROW/Callus Pro, Multi-unit abutment platform (4,8) 1.5 mm, REGULAR/Callus Pro, Multi-unit abutment platform (4,8) 2.5 mm, NARROW/Callus Pro, Multi-unit abutment platform (4,8) 2.5 mm, REGULAR/Callus Pro, Multi-unit abutment platform (4,8) 3.5 mm, NARROW/Callus Pro, Multi-unit abutment platform (4,8) 3.5 mm, REGULAR/Callus Pro, Multi-unit abutment platform (4,8) 4.5 mm, REGULAR/Callus Pro, Multi-unit abutment platform (4,8) 1.5 mm, NARROW with Metalive
surface/Callus Pro, Multi-unit abutment platform (4,8) 1.5 mm, REGULAR with Metalive
surface/Callus Pro, Multi-unit abutment platform (4,8) 2.5 mm, NARROW with Metalive
surface/Callus Pro, Multi-unit abutment platform (4,8) 2.5 mm, REGULAR with Metalive
surface/Callus Pro, Multi-unit abutment platform (4,8) 3.5 mm, NARROW with Metalive
surface/Callus Pro, Multi-unit abutment platform (4,8) 3.5 mm, REGULAR with Metalive
surface/Callus Pro, Multi-unit abutment platform (4,8) 4.5 mm, REGULAR with Metalive
surface/Callus Pro, Angled Multi-unit abutment with DLC screw 17° platform (4,8) 1.5
mm, Narrow/Callus Pro, Angled Multi-unit abutment with DLC screw 17° platform (4,8) 1.5
mm, Regular/Callus Pro, Angled Multi-unit abutment with DLC screw 17° platform (4,8) 3.5
mm, Narrow/Callus Pro, Angled Multi-unit abutment with DLC screw 17° platform (4,8)3.5
mm, Regular/Callus Pro, Angled Multi-unit abutment with DLC screw 30° platform (4,8) 3.5
mm, Narrow/Callus Pro, Angled Multi-unit abutment with DLC screw 30° platform (4,8)3.5
mm, Regular/Callus Pro, Angled Multi-unit abutment with DLC screw 30° platform (4,8)4.5
mm, Narrow/Callus Pro, Angled Multi-unit abutment with DLC screw 30° platform (4,8)4.5
mm, Regular/Callus Pro, Angled Multi-unit abutment with DLC screw 17° platform (4,8) 1.5
mm, Narrow with Metalive surface/Callus Pro, Angled Multi-unit abutment with DLC screw 17° platform (4,8) 1.5
mm, Regular with Metalive surface/Callus Pro, Angled Multi-unit abutment with DLC screw 17° platform (4,8) 3.5
mm, Narrow with Metalive surface/Callus Pro, Angled Multi-unit abutment with DLC screw 17° platform (4,8)3.5
mm, Regular with Metalive surface/Callus Pro, Angled Multi-unit abutment with DLC screw 30° platform (4,8) 3.5
mm, Narrow with Metalive surface/Callus Pro, Angled Multi-unit abutment with DLC screw 30° platform (4,8)3.5
mm, Regular with Metalive surface/Callus Pro, Angled Multi-unit abutment with DLC screw 30° platform (4,8)4.5
mm, Narrow with Metalive surface/Callus Pro, Angled Multi-unit abutment with DLC screw 30° platform (4,8)4.5
mm, Regular with Metalive surface/Callus Pro, Dess AURUM Base/Callus Pro, DESS LOC/Callus Pro, BT abutment NP/Callus Pro, BT abutment RP/Callus Pro, SCREW UG/Callus Pro, SCREW UG WITH DLC coated/Callus Pro, SCREW torx for DESS AURUM BASE/Callus Pro, LOCATOR 1mm, NARROW/Callus Pro, LOCATOR 1mm, REGULAR/Callus Pro, LOCATOR 2mm, NARROW/Callus Pro, LOCATOR 2mm, REGULAR/Callus Pro, LOCATOR 3mm, NARROW/Callus Pro, LOCATOR 3mm, REGULAR/Callus Pro, LOCATOR 4mm, NARROW/Callus Pro, LOCATOR 4mm, REGULAR/Callus Pro, LOCATOR 5mm, NARROW/Callus Pro, LOCATOR 5mm, REGULAR/Callus Pro, LOCATOR 6mm, NARROW/Callus Pro, LOCATOR 6mm, REGULAR/Callus Pro, BALL abutment 1mm, NARROW 2,5 mm Ø/Callus Pro, BALL abutment 1mm, REGULAR 2,5 mm Ø/Callus Pro, BALL abutment 2mm, NARROW 2,5 mm Ø/Callus Pro, BALL abutment 2mm, REGULAR 2,5 mm Ø/Callus Pro, BALL abutment 3mm, NARROW 2,5 mm Ø/Callus Pro, BALL abutment 3mm, REGULAR 2,5 mm Ø/Callus Pro, BALL abutment 1mm, NARROW 2,0 mm Ø -for Denti Mini Implants/Callus Pro, BALL abutment 1mm, REGULAR 2,0 mm Ø -for Denti Mini Implants/Callus Pro, BALL abutment 2mm, NARROW 2,0 mm Ø -for Denti Mini Implants/Callus Pro, BALL abutment 2mm, REGULAR 2,0 mm Ø -for Denti Mini Implants/Callus Pro, BALL abutment 3mm, NARROW 2,0 mm Ø -for Denti Mini Implants/Callus Pro, BALL abutment 3mm, REGULAR 2,0 mm Ø -for Denti Mini Implants/Callus Pro, BALL abutment 4mm, NARROW 2,0 mm Ø -for Denti Mini Implants/Callus Pro, BALL abutment 4mm, REGULAR 2,0 mm Ø -for Denti Mini Implants/Callus Pro, BALL abutment 5mm, NARROW 2,0 mm Ø -for Denti Mini Implants/Callus Pro, BALL abutment 5mm, REGULAR 2,0 mm Ø -for Denti Mini Implants/Callus Pro, Pre-milled blank Ti Ø 10 mm, Narrow/Callus Pro, Pre-milled blank Ti Ø 14 mm, Narrow/Callus Pro, Pre-milled blank Ti Ø 10 mm, Regular/Callus Pro, Pre-milled blank Ti Ø 14 mm, Regular/Callus Pro, Fixing screw, NARROW/Callus Pro, Fixing screw, REGULAR/Callus Pro, Fixing screw, NARROW, DLC/Callus Pro, Fixing screw, REGULAR, DLC/Callus Pro, Fixing screw with angled screwchannel, NARROW/Callus Pro, Fixing screw with angled screwchannel, REGULAR/Callus Pro, Denti Bone Level Implant, Healing screw/Denti Bone Level , Fixing screw for BL 38637 abutment/Denti Bone Level , Fixing screw for BL-PS 24637 abutment/Denti Bone Level , Fixing screw for BL-PS 24638 abutment/Denti Bone Level , Intermediary abutment/Denti Bone Level , Cylindrical abutment for angled correction/Denti Bone Level , Intermediary abutment, short/Denti Bone Level , Intermediary abutment, long/Denti Bone Level , Special abutment/Denti Bone Level , Uni abutment (0,6mm)/Denti Bone Level , Uni abutment ( 1,4mm )/Denti Bone Level , Uni abutment (2,4mm)/Denti Bone Level , Ball abutment with hex drive ( 1,4mm)/Denti Bone Level , Ball abutment with hex drive (2,4mm)/Denti Bone Level , Tapered abutment with shoulder and inner thread, short/Denti Bone Level , Tapered abutment with shoulder and inner thread, long/Denti Bone Level , CrCo abutment with burnout plastic cylinder, engaging/Denti Bone Level , CrCo abutment with burnout plastic cylinder, non engaging/Denti Bone Level , Multi-unit abutment platform (4,8) 3.5 mm, REGULAR/Denti Pro , Multi-unit abutment platform (4,8) 4.5 mm, REGULAR/Denti Pro , Multi-unit abutment platform (4,8) 1.5 mm, NARROW with Metalive
surface/Denti Pro , Multi-unit abutment platform (4,8) 1.5 mm, REGULAR with Metalive
surface/Denti Pro , Multi-unit abutment platform (4,8) 2.5 mm, NARROW with Metalive
surface/Denti Pro , Multi-unit abutment platform (4,8) 2.5 mm, REGULAR with Metalive
surface/Denti Pro , Multi-unit abutment platform (4,8) 3.5 mm, NARROW with Metalive
surface/Denti Pro , Multi-unit abutment platform (4,8) 3.5 mm, REGULAR with Metalive
surface/Denti Pro , Multi-unit abutment platform (4,8) 4.5 mm, REGULAR with Metalive
surface/Denti Pro , Angled Multi-unit abutment with DLC screw 17° platform (4,8) 1.5
mm, Narrow/Denti Pro , Angled Multi-unit abutment with DLC screw 17° platform (4,8) 1.5
mm, Regular/Denti Pro , Angled Multi-unit abutment with DLC screw 17° platform (4,8) 3.5
mm, Narrow/Denti Pro , Angled Multi-unit abutment with DLC screw 17° platform (4,8)3.5
mm, Regular/Denti Pro , Angled Multi-unit abutment with DLC screw 30° platform (4,8) 3.5
mm, Narrow/Denti Pro , Angled Multi-unit abutment with DLC screw 30° platform (4,8)3.5
mm, Regular/Denti Pro , Angled Multi-unit abutment with DLC screw 30° platform (4,8)4.5
mm, Narrow/Denti Pro , Angled Multi-unit abutment with DLC screw 30° platform (4,8)4.5
mm, Regular/Denti Pro , Angled Multi-unit abutment with DLC screw 17° platform (4,8) 1.5
mm, Narrow with Metalive surface/Denti Pro , Angled Multi-unit abutment with DLC screw 17° platform (4,8) 1.5
mm, Regular with Metalive surface/Denti Pro , Angled Multi-unit abutment with DLC screw 17° platform (4,8) 3.5
mm, Narrow with Metalive surface/Denti Pro , Angled Multi-unit abutment with DLC screw 17° platform (4,8)3.5
mm, Regular with Metalive surface/Denti Pro , Angled Multi-unit abutment with DLC screw 30° platform (4,8) 3.5
mm, Narrow with Metalive surface/Denti Pro , Angled Multi-unit abutment with DLC screw 30° platform (4,8)3.5
mm, Regular with Metalive surface/Denti Pro , Angled Multi-unit abutment with DLC screw 30° platform (4,8)4.5
mm, Narrow with Metalive surface/Denti Pro , Angled Multi-unit abutment with DLC screw 30° platform (4,8)4.5
mm, Regular with Metalive surface/Denti Pro , Dess AURUM Base/Denti Pro , DESS LOC/Denti Pro , BT abutment NP/Denti Pro , BT abutment RP/Denti Pro , SCREW UG/Denti Pro , SCREW UG WITH DLC coated/Denti Pro , SCREW torx for DESS AURUM BASE/Denti Pro , LOCATOR 1mm, NARROW/Denti Pro , LOCATOR 1mm, REGULAR/Denti Pro , LOCATOR 2mm, NARROW/Denti Pro , LOCATOR 2mm, REGULAR/Denti Pro , LOCATOR 3mm, NARROW/Denti Pro , LOCATOR 3mm, REGULAR/Denti Pro , LOCATOR 4mm, NARROW/Denti Pro , LOCATOR 4mm, REGULAR/Denti Pro , LOCATOR 5mm, NARROW/Denti Pro , LOCATOR 5mm, REGULAR/Denti Pro , LOCATOR 6mm, NARROW/Denti Pro , LOCATOR 6mm, REGULAR/Denti Pro , BALL abutment 1mm, NARROW 2,5 mm Ø/Denti Pro , BALL abutment 1mm, REGULAR 2,5 mm Ø/Denti Pro , BALL abutment 2mm, NARROW 2,5 mm Ø/Denti Pro , BALL abutment 2mm, REGULAR 2,5 mm Ø/Denti Pro , BALL abutment 3mm, NARROW 2,5 mm Ø/Denti Pro , BALL abutment 3mm, REGULAR 2,5 mm Ø/Denti Pro , BALL abutment 1mm, NARROW 2,0 mm Ø -for Denti Mini Implants/Denti Pro , BALL abutment 1mm, REGULAR 2,0 mm Ø -for Denti Mini Implants/Denti Pro , BALL abutment 2mm, NARROW 2,0 mm Ø -for Denti Mini Implants/Denti Pro , BALL abutment 2mm, REGULAR 2,0 mm Ø -for Denti Mini Implants/Denti Pro , BALL abutment 3mm, NARROW 2,0 mm Ø -for Denti Mini Implants/Denti Pro , BALL abutment 3mm, REGULAR 2,0 mm Ø -for Denti Mini Implants/Denti Pro , BALL abutment 4mm, NARROW 2,0 mm Ø -for Denti Mini Implants/Denti Pro , BALL abutment 4mm, REGULAR 2,0 mm Ø -for Denti Mini Implants/Denti Pro , BALL abutment 5mm, NARROW 2,0 mm Ø -for Denti Mini Implants/Denti Pro , BALL abutment 5mm, REGULAR 2,0 mm Ø -for Denti Mini Implants/Denti Pro , Pre-milled blank Ti Ø 10 mm, Narrow/Denti Pro , Pre-milled blank Ti Ø 10 mm, Regular/Denti Pro , Pre-milled blank Ti Ø 14 mm, Narrow/Denti Pro , Pre-milled blank Ti Ø 14 mm, Regular/Denti Pro , Fixing screw, NARROW/Denti Pro , Fixing screw, REGULAR/Denti Pro , Fixing screw, NARROW, DLC/Denti Pro , Fixing screw, REGULAR, DLC/Denti Pro , Fixing screw with angled screwchannel, NARROW/Denti Pro , Fixing screw with angled screwchannel, REGULAR/Denti Pro , Callus Pro Implant, Angled abutment 15°, 2 mm NARROW/Callus Pro, Angled abutment 15°, 2 mm REGULAR/Callus Pro, Angled abutment 25°, 2 mm NARROW/Callus Pro, Angled abutment 25°, 2 mm REGULAR/Callus Pro, Angled abutment 15°, 4 mm NARROW/Callus Pro, Angled abutment 15°, 4 mm REGULAR/Callus Pro, Angled abutment 25°, 4 mm NARROW/Callus Pro, Angled abutment 25°, 4 mm REGULAR/Callus Pro, Angled abutment 15°, 6 mm NARROW/Callus Pro, Angled abutment 15°, 6 mm REGULAR/Callus Pro, Angled abutment 25°, 6 mm NARROW/Callus Pro, Angled abutment 25°, 6 mm REGULAR/Callus Pro, Straight abutment, 2 mm NARROW/Callus Pro, Straight abutment, 2 mm REGULAR/Callus Pro, Straight abutment, 4 mm NARROW/Callus Pro, Straight abutment, 4 mm REGULAR/Callus Pro, Straight abutment, 6 mm NARROW/Callus Pro, Straight abutment, 6 mm REGULAR/Callus Pro, Cylindrical abutment, Narrow/Callus Pro, Cylindrical abutment, REGULAR/Callus Pro, Reverse conical abutment, NARROW/Callus Pro, Reverse conical abutment, REGULAR/Callus Pro, Intermediary abutment with burnout plastic cylinders, short, Narrow/Callus Pro, Intermediary abutment with burnout plastic cylinders, high, Narrow/Callus Pro, Intermediary abutment with burnout plastic cylinders, short, Regular/Callus Pro, Intermediary abutment with burnout plastic cylinders, high, Regular/Callus Pro, CrCo abutment Narrow non-engaging/Callus Pro, CrCo abutment Regular non-engaging/Callus Pro, CrCo abutment Narrow engaging/Callus Pro, CrCo abutment Regular engaging/Callus Pro, Ti base, 0,6 gingiva high, Narrow - non-engaging/Callus Pro, Ti base, 0,6 gingiva high, Regular - non-engaging/Callus Pro, Ti base, 1,2 gingiva high, Narrow - non-engaging/Callus Pro, Ti base, 1,2 gingiva high, Regular - non-engaging/Callus Pro, Ti base, 3,0 gingiva high, Narrow - non-engaging/Callus Pro, Ti base, 3,0 gingiva high, Regular - non-engaging/Callus Pro, Ti base, 4,2 gingiva high, Narrow - non-engaging/Callus Pro, Ti base, 4,2 gingiva high, Regular - non-engaging/Callus Pro, Ti base angulated, Narrow - non-engaging AURUM BASE/Callus Pro, Ti base angulated, Regular - non-engaging AURUM BASE/Callus Pro, Ti base, 0,6 gingiva high, Narrow - engaging/Callus Pro, Ti base, 0,6 gingiva high, Regular - engaging/Callus Pro, Ti base, 1,2 gingiva high, Narrow - engaging/Callus Pro, Ti base, 1,2 gingiva high, Regular - engaging/Callus Pro
14482 | FiAPC Probe,single use,sterile | GREEMED | 2023-06-21T00:00:00.000+02:00 | Erbe Elektromedizin GmbH, Waldhörnlestraße 17, 72072 Tübingen, Germany | 20132-213;20132-214;20132-215;20132-216;20132-217;20132-218;20132-219;20132-220;20132-221;20132-222;20132-223;20132-224;20132-225;20132-226 | Klasa IIb | Sonde per koagulim me ane te gazit argon | Tjeter
14406 | Pump cartridge plus for ERBEJET ®2 | GREEMED | 2023-06-21T00:00:00.000+02:00 | Erbe Elektromedizin GmbH, Waldhörnlestraße 17, 72072 Tübingen, Germany | 20150-301 | Klasa IIa | Pompe presioni per asistimin e hybridknife | Tjeter
14078 | Automated ECLImmunoassay Analyzer, Assay Cup, Auffer, Buffer, Concentrated Washing Buffer, Enhanced washing buffer, High-Voltage Adjustment Buffer, High-Voltage Adjustment Reagent, Measuring Cell Maintenance Buffer, PreClean, HbA1c Analyser, Hemoglobin Analyzer(HPLC), Hemoglobin Analyzer (HPLC), Eluent A, Eluent B, Eluent C, Eluent D, Hemolytic Agent L, Probe Rinse Solution, THALASSAEMIA & HbA1c Reagent Kit | VACTRO SCIENTIFIC sh.p.k | 2023-05-11T00:00:00.000+02:00 | Shenzhen Lifotronic Technology Co., Ltd. Unit A, 4th Floor, Building 15, Yijing Estate, No.1008 Songbai Road, Nanshan District, Shenzhen City, Guangdong Province, 518055, P.R.Chin | Automated ECLImmunoassay Analyzer, Assay Cup, Auffer, Buffer, Concentrated Washing Buffer, Enhanced washing buffer, High-Voltage Adjustment Buffer, High-Voltage Adjustment Reagent, Measuring Cell Maintenance Buffer, PreClean, HbA1c Analyser, Hemoglobin Analyzer(HPLC), Hemoglobin Analyzer (HPLC), Eluent A, Eluent B, Eluent C, Eluent D, Hemolytic Agent L, Probe Rinse Solution, THALASSAEMIA & HbA1c Reagent Kit | In vitro | autoanalizator ECL eCL8000, eCL8000i, | Pajisje te diagnostifikimit in vitro
| (HPLC), ß-THALASSAEMIA & HbA1c Reagent Kit |  |  |  | (HPLC), ß-THALASSAEMIA & HbA1c Reagent Kit |  | eCL8000p,eCL8000x, container kimik analizash 300T, 3000T, buffer kimik 480 mL, 6×480 mL, 2×2 L, solucion kimik 480 mL, 6×480 mL, 2×2 L, solucion shperlares kimik 1 L, 6×1 L, solucion shperlares kimik 50 mL, 2×50 mL, reagente / kalibrator / kontroll in vitro per analiza laboratortike 380 mL, reagente / kalibrator / kontroll in vitro per analiza laboratortike 50T, 2×50T, reagente / kalibrator / kontroll in vitro per analiza laboratortike 200 mL, 6×200 mL, 50 mL, 2×50 mL, reagente / kalibrator / kontroll in vitro per analiza laboratortike 2×2 L, aparat analizator per matjen e hemoglobines GH-900Plus，GH-900, aparat analizator per matjen e hemoglobines H6，H8, H9, H100, H100Plus, reagente / kalibrator / kontroll in vitro per analiza laboratortike Hb NEXT, reagente / kalibrator / kontroll in vitro per analiza laboratortike 400 mL, 800 mL, reagente / kalibrator / kontroll in vitro per analiza laboratortike 2500 mL, 5000 mL, reagente / kalibrator / kontroll in vitro per analiza laboratortike 30 mL, 50 mL, reagente / kalibrator / kontroll in vitro per analiza laboratortike 200T, 400T, reagente / kalibrator / kontroll in vitro per analiza laboratortike 200T/box, reagente / kalibrator / kontroll in vitro per analiza laboratortike 100T/box, 200T/box, 400T/box., reagente / kalibrator / kontroll in vitro per analiza laboratortike 1 × 800 mL, reagente / kalibrator / kontroll in vitro per analiza laboratortike 2500 mL / bottle, reagente / kalibrator / kontroll in vitro per analiza laboratortike 1 x 1000 mL, reagente / kalibrator / kontroll in vitro per analiza laboratortike 1 x 500 mL, reagente / kalibrator / kontroll in vitro per analiza laboratortike 1 × 1000 mL / bottle, reagente / kalibrator / kontroll in vitro per analiza laboratortike 4 × 600 mL, reagente / kalibrator / kontroll in vitro per analiza laboratortike 2 × 600 mL, reagente / kalibrator / kontroll in vitro per analiza laboratortike 3 × 2000 mL / bottle, aparat analizator per analiza laboratorike FA-160, FA-100, aparat analizator per analiza laboratorike FA-218
| (HPLC), HbA1c Reagent Kit（IEC）, HbA1c Reagent Kits（HPLC）, Hb NEXT eluent A, Hb NEXT eluent B, Hb NEXT eluent C, Hb NEXT eluent D, Hb NEXT haemolysis solution H, Hb NEXT V60 eluent A, Hb NEXT V60 eluent B, Hb NEXT V60 eluent C, Hb NEXT V60 haemolysis solution H, Hb NEXT T60 eluent A, Hb NEXT T60 eluent B, Hb NEXT T60 eluent C, Hb NEXT T60 eluent D, Hb NEXT T60 haemolysis solution H, Hb NEXT VT80 eluent A, Hb NEXT VT80 eluent B, Hb NEXT VT80 haemolysis solution H, Hb NEXT V80 eluent C, Hb NEXT T80 eluent C, Lateral Flow Immunoassay Analyzer |  |  |  | (HPLC), HbA1c Reagent Kit（IEC）, HbA1c Reagent Kits（HPLC）, Hb NEXT eluent A, Hb NEXT eluent B, Hb NEXT eluent C, Hb NEXT eluent D, Hb NEXT haemolysis solution H, Hb NEXT V60 eluent A, Hb NEXT V60 eluent B, Hb NEXT V60 eluent C, Hb NEXT V60 haemolysis solution H, Hb NEXT T60 eluent A, Hb NEXT T60 eluent B, Hb NEXT T60 eluent C, Hb NEXT T60 eluent D, Hb NEXT T60 haemolysis solution H, Hb NEXT VT80 eluent A, Hb NEXT VT80 eluent B, Hb NEXT VT80 haemolysis solution H, Hb NEXT V80 eluent C, Hb NEXT T80 eluent C, Lateral Flow Immunoassay Analyzer
14066 | HemoCue® Plasma/Low Hb Photometer | BIOMETRIC ALBANIA | 2023-05-10T00:00:00.000+02:00 | HemoCue AB - Adresa: Kuvettgatan 1, SE-262 71Angelholm, Sweden | HemoCue® Plasma/Low Hb Photometer | In vitro | Pajisje Laboratori per matjen e Hemoglobines | Pajisje te diagnostifikimit in vitro
14130 | Implant components | Dental Shop Albania | 2023-05-16T00:00:00.000+02:00 | NEW ANCORVIS SRL Via dell'Industria 15 – 40012 Bargellino – Calderara di Reno (BO) ITALIA | Implant components | Klasa IIb | Implante dentare dhe pjeset perberese. | Pajisje dentare
| : UDI-DIN BASE 8053876-01-001MZ - |  |  |  | : UDI-DIN BASE 8053876-01-001MZ -
| Implant crew converters Sly System; UDI-DI BASE 8053876-01-002N3 -Implant converters for bonding technique Link In System |  |  |  | Implant crew converters Sly System; UDI-DI BASE 8053876-01-002N3 -Implant converters for bonding technique Link In System
| ;UDI-DI BASE 8053876-01-003N5 -Implant converters for bonding technique V4 System |  |  |  | ;UDI-DI BASE 8053876-01-003N5 -Implant converters for bonding technique V4 System
| ; UDI-DI BASE 8053876-01-004N7 - Implant converters for screw technique MUA Type (Multi Unit Abutment) |  |  |  | ; UDI-DI BASE 8053876-01-004N7 - Implant converters for screw technique MUA Type (Multi Unit Abutment)
| ;UDI-DI BASE 8053876-01-005N9 Titanium abutments |  |  |  | ;UDI-DI BASE 8053876-01-005N9 Titanium abutments
| ;UDI-DI BASE 8053876-01-006NB - CrCo abutments |  |  |  | ;UDI-DI BASE 8053876-01-006NB - CrCo abutments
| ;UDI-DI BASE 8053876-01-007ND Milled titanium |  |  |  | ;UDI-DI BASE 8053876-01-007ND Milled titanium
| abutments |  |  |  | abutments
| ;UDI-DI BASE 8053876-01-008NF -Milled CrCo abutments |  |  |  | ;UDI-DI BASE 8053876-01-008NF -Milled CrCo abutments
| ;UDI-DI BASE 8053876-01-010N2 -UCLA Abutments |  |  |  | ;UDI-DI BASE 8053876-01-010N2 -UCLA Abutments
| ;UDI-DI BASE 8053876-01-009NH - Spherical abutments |  |  |  | ;UDI-DI BASE 8053876-01-009NH - Spherical abutments
| ;UDI-DI BASE 8053876-01-011N4 -Conometric |  |  |  | ;UDI-DI BASE 8053876-01-011N4 -Conometric
| GEKON System GEKON Abtument |  |  |  | GEKON System GEKON Abtument
| ;UDI-DI BASE 8053876-01-024ND -Healing Cap, MU3IST41MB UCLA Abutment H0, MU3IST41MBI UCLA Abutment F.A.S. H0, MUABIH375MB UCLA Abutment H0, MUABIH375MBI UCLA Abutment F.A.S. H0, MUCE34MB UCLA Abutment H0, MUCE34MBI UCLA Abutment F.A.S. H0, MUCE41MBI UCLA Abutment F.A.S. H0, MUCMSL43MB UCLA Abutment H0, MUES242MB UCLA Abutment H0, MUMGARMB UCLA Abutment H0, MUMGARMBI UCLA Abutment F.A.S. H0, MUMSSV375MB UCLA Abutment H0, MUMSSV375MBI UCLA Abutment F.A.S. H0, MUNA35MBI UCLA Abutment F.A.S. H0, MUNA43MBI UCLA Abutment F.A.S. H0, MUNEGMMB UCLA Abutment H0, MUNEGMMBI UCLA Abutment F.A.S. H0, MUSM38MB UCLA Abutment H0, MUSMOL41MB UCLA Abutment H0, MUSMPM3350MB UCLA Abutment H0, N-ILSCBTI412I Slim Fit Conical Converter MUA N.A. angled 30°, N-ILSCBTI41E/1 Slim Fit Conical Converter MUA N.A. straight H1, N-ILSCBTI41E/2 Slim Fit Conical Converter MUA N.A. straight H2, N-ILSCBTI41E/3 Slim Fit Conical Converter MUA N.A. straight H3, N-ILSCBTI41E/4 Slim Fit Conical Converter MUA N.A. straight H4, N-ILSCBTI41E2I Slim Fit Conical Converter MUA N.A. angled 30°, N-ILSCBTI41EI Slim Fit Conical Converter MUA N.A. angled 17°, N-ILSCBTI41I Slim Fit Conical Converter MUA N.A. angled 17°, N-ILSCBTI55/1 Slim Fit Conical Converter MUA N.A. straight H1, N-ILSCBTI55/2 Slim Fit Conical Converter MUA N.A. straight H2, N-ILSCBTI55/3 Slim Fit Conical Converter MUA N.A. straight H3, N-ILSCBTI55/4 Slim Fit Conical Converter MUA N.A. straight H4, N-ILSCBTI552I Slim Fit Conical Converter MUA N.A. angled 30°, N-ILSCBTI55E/1 Slim Fit Conical Converter MUA N.A. straight H1, N-ILSCBTI55E/2 Slim Fit Conical Converter MUA N.A. straight H2, N-ILSCBTI55E/3 Slim Fit Conical Converter MUA N.A. straight H3, N-ILSCBTI55E/4 Slim Fit Conical Converter MUA N.A. straight H4, N-ILSCBTI55E2I Slim Fit Conical Converter MUA N.A. angled 30°, N-ILSCBTI55EI Slim Fit Conical Converter MUA N.A. angled 17°, N-ILSCBTI55I Slim Fit Conical Converter MUA N.A. angled 17°, N-ILSCBTKKR/1 Slim Fit Conical Converter MUA N.A. straight H1, N-ILSCBTKKR/2 Slim Fit Conical Converter MUA N.A. straight H2, N-ILSCBTKKR/3 Slim Fit Conical Converter MUA N.A. straight H3, N-ILSCBTKKR/4 Slim Fit Conical Converter MUA N.A. straight H4, N-ILSCBTKKR2I Slim Fit Conical Converter MUA N.A. angled 30°, N-ILSCBTKKRI Slim Fit Conical Converter MUA N.A. angled 17°, N-ILSCBTKSE/1 Slim Fit Conical Converter MUA N.A. straight H1, N-ILSCBTKSE/2 Slim Fit Conical Converter MUA N.A. straight H2, N-ILSCBTKSE/3 Slim Fit Conical Converter MUA N.A. straight H3, N-ILSCBTKSE/4 Slim Fit Conical Converter MUA N.A. straight H4, N-ILSCBTKSE2I Slim Fit Conical Converter MUA N.A. angled 30°, N-ILSCBTKSEI Slim Fit Conical Converter MUA N.A. angled 17°, N-ILSCCE34/1 Slim Fit Conical Converter MUA N.A. straight H1, N-ILSCCE34/2 Slim Fit Conical Converter MUA N.A. straight H2, N-ILSCCE34/3 Slim Fit Conical Converter MUA N.A. straight H3, N-ILSCCE34/4 Slim Fit Conical Converter MUA N.A. straight H4, N-ILSCCE342I Slim Fit Conical Converter MUA N.A. angled 30°, N-ILSCCE34I Slim Fit Conical Converter MUA N.A. angled 17°, N-ILSCCE41/1 Slim Fit Conical Converter MUA N.A. straight H1, N-ILSCCE41/2 Slim Fit Conical Converter MUA N.A. straight H2, N-ILSCCE41/3 Slim Fit Conical Converter MUA N.A. straight H3, N-ILSCCE41/4 Slim Fit Conical Converter MUA N.A. straight H4, N-ILSCCE412I Slim Fit Conical Converter MUA N.A. angled 30°, N-ILSCCE41I Slim Fit Conical Converter MUA N.A. angled 17°, MUSMPM3350MBI UCLA Abutment F.A.S. H0, MUSNBL33MB UCLA Abutment H0, MUSNBL33MBI UCLA Abutment F.A.S. H0, MUSNBL41MB UCLA Abutment H0, MUSNBL41MBI UCLA Abutment F.A.S. H0, MUSNTL48MB UCLA Abutment H0, MUSNTL48MBI UCLA Abutment F.A.S. H0, MUSV37MBI UCLA Abutment F.A.S. H0, MUTKIK3550MB UCLA Abutment H0, MUTKIK3550MBI UCLA Abutment F.A.S. H0, MUWSTTI38MB UCLA Abutment H0, MUWSTTI38MBI UCLA Abutment F.A.S. H0, N-ILSCABEI/1 Slim Fit Conical Converter MUA N.A. straight H1, N-ILSCABEI/2 Slim Fit Conical Converter MUA N.A. straight H2, N-ILSCABEI2I Slim Fit Conical Converter MUA N.A. Angled 30°, N-ILSCABEII Slim Fit Conical Converter MUA N.A. angled 17°, N-ILSCAK35/1 Slim Fit Conical Converter MUA N.A. straight H1, N-ILSCAK35/2 Slim Fit Conical Converter MUA N.A. straight H2, N-ILSCAK35/3 Slim Fit Conical Converter MUA N.A. straight H3, N-ILSCAK35/4 Slim Fit Conical Converter MUA N.A. straight H4, N-ILSCAK352I Slim Fit Conical Converter MUA N.A. angled 30°, N-ILSCAK35I Slim Fit Conical Converter MUA N.A. angled 17°, N-ILSCAK45/1 Slim Fit Conical Converter MUA N.A. straight H1, N-ILSCAK45/2 Slim Fit Conical Converter MUA N.A. straight H2, N-ILSCAK45/3 Slim Fit Conical Converter MUA N.A. straight H3, N-ILSCAK45/4 Slim Fit Conical Converter MUA N.A. straight H4, N-ILSCAK452I Slim Fit Conical Converter MUA N.A. angled 30°, N-ILSCAK45I Slim Fit Conical Converter MUA N.A. angled 17°, N-ILSCAK55/1 Slim Fit Conical Converter MUA N.A. straight H1, N-ILSCAK55/2 Slim Fit Conical Converter MUA N.A. straight H2, N-ILSCAK55/3 Slim Fit Conical Converter MUA N.A. straight H3, N-ILSCAK55/4 Slim Fit Conical Converter MUA N.A. straight H4, N-ILSCAK552I Slim Fit Conical Converter MUA N.A. angled 30°, N-ILSCAK55I Slim Fit Conical Converter MUA N.A. angled 17°, N-ILSCAT35/1 Slim Fit Conical Converter MUA N.A. straight H1, N-ILSCAT35/2 Slim Fit Conical Converter MUA N.A. straight H2, N-ILSCAT35/3 Slim Fit Conical Converter MUA N.A. straight H3, N-ILSCAT35/4 Slim Fit Conical Converter MUA N.A. straight H4, N-ILSCAT35/5 Slim Fit Conical Converter MUA N.A. straight H5, N-ILSCAT352I Slim Fit Conical Converter MUA N.A. angled 30°, N-ILSCAT352I/1 Slim Fit Conical Converter MUA N.A. angled 30° H1, N-ILSCAT352I/2 Slim Fit Conical Converter MUA N.A. angled 30° H2, N-ILSCAT352I/3 Slim Fit Conical Converter MUA N.A. angled 30° H3, N-ILSCAT352I/4 Slim Fit Conical Converter MUA N.A. angled 30° H4, N-ILSCAT35I Slim Fit Conical Converter MUA N.A. angled 17°, N-ILSCAT35I/1 Slim Fit Conical Converter MUA N.A. angled 17° H1, N-ILSCAT35I/2 Slim Fit Conical Converter MUA N.A. angled 17° H2, N-ILSCAT35I/3 Slim Fit Conical Converter MUA N.A. angled 17° H3, N-ILSCAT35I/4 Slim Fit Conical Converter MUA N.A. angled 17° H4, N-ILSCAT45/1 Slim Fit Conical Converter MUA N.A. straight H1, N-ILSCAT45/2 Slim Fit Conical Converter MUA N.A. straight H2, N-ILSCAT45/3 Slim Fit Conical Converter MUA N.A. straight H3, N-ILSCAT45/4 Slim Fit Conical Converter MUA N.A. straight H4, N-ILSCAT45/5 Slim Fit Conical Converter MUA N.A. straight H5, N-ILSCAT452I Slim Fit Conical Converter MUA N.A. angled 30°, N-ILSCAT452I/1 Slim Fit Conical Converter MUA N.A. angled 30° H1, N-ILSCAT452I/2 Slim Fit Conical Converter MUA N.A. angled 30° H2, N-ILSCAT452I/3 Slim Fit Conical Converter MUA N.A. angled 30° H3, N-ILSCAT452I/4 Slim Fit Conical Converter MUA N.A. angled 30° H4, N-ILSCAT45I Slim Fit Conical Converter MUA N.A. angled 17°, N-ILSCAT45I/1 Slim Fit Conical Converter MUA N.A. angled 17° H1, N-ILSCAT45I/2 Slim Fit Conical Converter MUA N.A. angled 17° H2, N-ILSCAT45I/3 Slim Fit Conical Converter MUA N.A. angled 17° H3, N-ILSCAT45I/4 Slim Fit Conical Converter MUA N.A. angled 17° H4, N-ILSCATEV30/2 Slim Fit Conical Converter MUA N.A. straight H2, N-ILSCATEV30/4 Slim Fit Conical Converter MUA N.A. straight H4, N-ILSCATEV302I Slim Fit Conical Converter MUA N.A. angled 30°, N-ILSCATEV30I Slim Fit Conical Converter MUA N.A. angled 17°, N-ILSCATEV36/1 Slim Fit Conical Converter MUA N.A. straight H1, N-ILSCATEV36/2 Slim Fit Conical Converter MUA N.A. straight H2, N-ILSCATEV36/4 Slim Fit Conical Converter MUA N.A. straight H4, N-ILSCATEV362I Slim Fit Conical Converter MUA N.A. angled 30°, N-ILSCATEV36I Slim Fit Conical Converter MUA N.A. angled 17°, N-ILSCATEV42/2 Slim Fit Conical Converter MUA N.A. straight H2, N-ILSCATEV42/4 Slim Fit Conical Converter MUA N.A. straight H4, N-ILSCATEV422I Slim Fit Conical Converter MUA N.A. angled 30°, N-ILSCATEV42I Slim Fit Conical Converter MUA N.A. angled 17°, N-ILSCATEV48/2 Slim Fit Conical Converter MUA N.A. straight H2, N-ILSCATEV48/4 Slim Fit Conical Converter MUA N.A. straight H4, N-ILSCATEV482I Slim Fit Conical Converter MUA N.A. angled 30°, N-ILSCATEV48I Slim Fit Conical Converter MUA N.A. angled 17°, N-ILSCBG375/1 Slim Fit Conical Converter MUA N.A. straight H1, N-ILSCBG375/2 Slim Fit Conical Converter MUA N.A. straight H2, N-ILSCBG375/3 Slim Fit Conical Converter MUA N.A. straight H3, N-ILSCBG375/4 Slim Fit Conical Converter MUA N.A. straight H4, N-ILSCBG3752I Slim Fit Conical Converter MUA N.A. angled 30°, N-ILSCBG375I Slim Fit Conical Converter MUA N.A. angled 17°, N-ILSCBG41/1 Slim Fit Conical Converter MUA N.A. straight H1, N-ILSCBG41/2 Slim Fit Conical Converter MUA N.A. straight H2, N-ILSCBG41/3 Slim Fit Conical Converter MUA N.A. straight H3, N-ILSCBG41/4 Slim Fit Conical Converter MUA N.A. straight H4, N-ILSCBG412I Slim Fit Conical Converter MUA N.A. angled 30°, N-ILSCBG41I Slim Fit Conical Converter MUA N.A. angled 17°, N-ILSCBG45/1 Slim Fit Conical Converter MUA N.A. straight H1, N-ILSCBG45/2 Slim Fit Conical Converter MUA N.A. straight H2, N-ILSCBG45/3 Slim Fit Conical Converter MUA N.A. straight H3, N-ILSCBG45/4 Slim Fit Conical Converter MUA N.A. straight H4, N-ILSCBG452I Slim Fit Conical Converter MUA N.A. angled 30°, N-ILSCBG45I Slim Fit Conical Converter MUA N.A. angled 17°, N-ILSCBH30/1 Slim Fit Conical Converter MUA N.A. straight H1, N-ILSCBH30/2 Slim Fit Conical Converter MUA N.A. straight H2, N-ILSCBH30/3 Slim Fit Conical Converter MUA N.A. straight H3, N-ILSCBH30/4 Slim Fit Conical Converter MUA N.A. straight H4, N-ILSCBH302I Slim Fit Conical Converter MUA N.A. angled 30°, N-ILSCBH30I Slim Fit Conical Converter MUA N.A. angled 17°, N-ILSCBH45/1 Slim Fit Conical Converter MUA N.A. straight H1, N-ILSCBH45/2 Slim Fit Conical Converter MUA N.A. straight H2, N-ILSCBH45/3 Slim Fit Conical Converter MUA N.A. straight H3, N-ILSCBH45/4 Slim Fit Conical Converter MUA N.A. straight H4, N-ILSCBH452I Slim Fit Conical Converter MUA N.A. angled 30°, N-ILSCBH45I Slim Fit Conical Converter MUA N.A. angled 17°, N-ILSCBHE37/1 Slim Fit Conical Converter MUA N.A. straight H1, N-ILSCBHE37/2 Slim Fit Conical Converter MUA N.A. straight H2, N-ILSCBHE37/3 Slim Fit Conical Converter MUA N.A. straight H3, N-ILSCBHE37/4 Slim Fit Conical Converter MUA N.A. straight H4, N-ILSCBHE37I Slim Fit Conical Converter MUA N.A. angled 17°, N-ILSCBHE42/1 Slim Fit Conical Converter MUA N.A. straight H1, N-ILSCBHE42/2 Slim Fit Conical Converter MUA N.A. straight H2, N-ILSCBHE42/3 Slim Fit Conical Converter MUA N.A. straight H3, N-ILSCBHE42/4 Slim Fit Conical Converter MUA N.A. straight H4, N-ILSCBHE422I Slim Fit Conical Converter MUA N.A. angled 30°, N-ILSCBHE42I Slim Fit Conical Converter MUA N.A. angled 17°, N-ILSCBIK/1 Slim Fit Conical Converter MUA N.A. straight H1, N-ILSCBIK/2 Slim Fit Conical Converter MUA N.A. straight H2, N-ILSCBIK/3 Slim Fit Conical Converter MUA N.A. straight H3, N-ILSCBIK/4 Slim Fit Conical Converter MUA N.A. straight H4, N-ILSCBIK2I Slim Fit Conical Converter MUA N.A. angled 30°, N-ILSCBIKI Slim Fit Conical Converter MUA N.A. angled 17°, N-ILSCBL33/1 Conical Converter MUA N.A. Slim Fit, N-ILSCBL33/2 Slim Fit Conical Converter MUA N.A. straight H2, N-ILSCBL33/4 Slim Fit Conical Converter MUA N.A. straight H4, N-ILSCBL332I Slim Fit Conical Converter MUA N.A. angled 30°, N-ILSCBL33I Slim Fit Conical Converter MUA N.A. angled 17°, N-ILSCBL41/1 Conical Converter MUA N.A. Slim Fit, N-ILSCBL41/2 Slim Fit Conical Converter MUA N.A. straight H2, N-ILSCBL41/4 Slim Fit Conical Converter MUA N.A. straight H4, N-ILSCBL412I Slim Fit Conical Converter MUA N.A. angled 30°, N-ILSCBL41I Slim Fit Conical Converter MUA N.A. angled 17°, N-ILSCBL48/2 Slim Fit Conical Converter MUA N.A. straight H2, N-ILSCBL48/4 Slim Fit Conical Converter MUA N.A. straight H4, N-ILSCBL482I Slim Fit Conical Converter MUA N.A. angled 30°, N-ILSCBL48I Slim Fit Conical Converter MUA N.A. angled 17°, N-ILSCBLXRB/1 Slim Fit Conical Converter MUA N.A. straight H1, N-ILSCBLXRB/2 Slim Fit Conical Converter MUA N.A. straight H2, N-ILSCBLXRB/3 Slim Fit Conical Converter MUA N.A. straight H3, N-ILSCBLXRB/4 Slim Fit Conical Converter MUA N.A. straight H4, N-ILSCBLXRB2I Slim Fit Conical Converter MUA N.A. angled 30°, N-ILSCBLXRBI Slim Fit Conical Converter MUA N.A. angled 17°, N-ILSCBR35/1 Slim Fit Conical Converter MUA N.A. straight H1, N-ILSCBR35/2 Slim Fit Conical Converter MUA N.A. straight H2, N-ILSCBR35/3 Slim Fit Conical Converter MUA N.A. straight H3, N-ILSCBR35/4 Slim Fit Conical Converter MUA N.A. straight H4, N-ILSCBR352I Slim Fit Conical Converter MUA N.A. angled 30°, N-ILSCBR35I Slim Fit Conical Converter MUA N.A. angled 17°, N-ILSCBR41/1 Slim Fit Conical Converter MUA N.A. straight H1, N-ILSCBR41/2 Slim Fit Conical Converter MUA N.A. straight H2, N-ILSCBR41/3 Slim Fit Conical Converter MUA N.A. straight H3, N-ILSCBR41/4 Slim Fit Conical Converter MUA N.A. straight H4, N-ILSCBR412I Slim Fit Conical Converter MUA N.A. angled 30°, N-ILSCBR41I Slim Fit Conical Converter MUA N.A. angled 17°, N-ILSCBR50/1 Slim Fit Conical Converter MUA N.A. straight H1, N-ILSCBR50/2 Slim Fit Conical Converter MUA N.A. straight H2, N-ILSCBR50/3 Slim Fit Conical Converter MUA N.A. straight H3, N-ILSCBR50/4 Slim Fit Conical Converter MUA N.A. straight H4, N-ILSCBR502I Slim Fit Conical Converter MUA N.A. angled 30°, N-ILSCBR50I Slim Fit Conical Converter MUA N.A. angled 17°, N-ILSCBS/1 Slim Fit Conical Converter MUA N.A. straight H1, N-ILSCBS/2 Slim Fit Conical Converter MUA N.A. straight H2, N-ILSCBS/3 Slim Fit Conical Converter MUA N.A. straight H3, N-ILSCBS/4 Slim Fit Conical Converter MUA N.A. straight H4, N-ILSCBS2I Slim Fit Conical Converter MUA N.A. angled 30°, N-ILSCBSCS4060/1 Slim Fit Conical Converter MUA N.A. straight H1, N-ILSCBSCS4060/2 Slim Fit Conical Converter MUA N.A. straight H2, N-ILSCBSCS4060/2I Slim Fit Conical Converter MUA N.A. Angled 30°, N-ILSCBSCS4060/I Slim Fit Conical Converter MUA N.A. Angled 17°, N-ILSCBSI Slim Fit Conical Converter MUA N.A. angled 17°, N-ILSCBTI35E/1 Slim Fit Conical Converter MUA N.A. straight H1, N-ILSCBTI35E/2 Slim Fit Conical Converter MUA N.A. straight H2, N-ILSCBTI35E/3 Slim Fit Conical Converter MUA N.A. straight H3, N-ILSCBTI35E/4 Slim Fit Conical Converter MUA N.A. straight H4, N-ILSCBTI35E2I Slim Fit Conical Converter MUA N.A. angled 30°, N-ILSCBTI35EI Slim Fit Conical Converter MUA N.A. angled 17°, N-ILSCBTI41/1 Slim Fit Conical Converter MUA N.A. straight H1, N-ILSCBTI41/2 Slim Fit Conical Converter MUA N.A. straight H2, N-ILSCBTI41/3 Slim Fit Conical Converter MUA N.A. straight H3, N-ILSCBTI41/4 Slim Fit Conical Converter MUA N.A. straight H4, N-ILSCDI45/2 Slim Fit Conical Converter MUA N.A. straight H2, N-ILSCDI45/3 Slim Fit Conical Converter MUA N.A. straight H3, N-ILSCDI45/4 Slim Fit Conical Converter MUA N.A. straight H4, N-ILSCDI452I Slim Fit Conical Converter MUA N.A. angled 30°, N-ILSCDI45I Slim Fit Conical Converter MUA N.A. angled 17°, N-ILSCDI55/1 Slim Fit Conical Converter MUA N.A. straight H1, N-ILSCDI55/2 Slim Fit Conical Converter MUA N.A. straight H2, N-ILSCDI55/3 Slim Fit Conical Converter MUA N.A. straight H3, N-ILSCDI55/4 Slim Fit Conical Converter MUA N.A. straight H4, N-ILSCDII Slim Fit Conical Converter MUA N.A. angled 17°, N-ILSCDT325/1 Slim Fit Conical Converter MUA N.A. straight H1, N-ILSCDT325/2 Slim Fit Conical Converter MUA N.A. straight H2, N-ILSCDT325/3 Slim Fit Conical Converter MUA N.A. straight H3, N-ILSCDT325/4 Slim Fit Conical Converter MUA N.A. straight H4, N-ILSCDT3252I Slim Fit Conical Converter MUA N.A. angled 30°, N-ILSCDT325I Slim Fit Conical Converter MUA N.A. angled 17°, N-ILSCDT375/1 Slim Fit Conical Converter MUA N.A. straight H1, N-ILSCDT375/2 Slim Fit Conical Converter MUA N.A. straight H2, N-ILSCDT375/3 Slim Fit Conical Converter MUA N.A. straight H3, N-ILSCDT375/4 Slim Fit Conical Converter MUA N.A. straight H4, N-ILSCDT3752I Slim Fit Conical Converter MUA N.A. angled 30°, N-ILSCDT375I Slim Fit Conical Converter MUA N.A. angled 17°, N-ILSCES240/1 Slim Fit Conical Converter MUA N.A. straight H1, N-ILSCES240/2 Slim Fit Conical Converter MUA N.A. straight H2, N-ILSCES240/3 Slim Fit Conical Converter MUA N.A. straight H3, N-ILSCES240/4 Slim Fit Conical Converter MUA N.A. straight H4, N-ILSCES2402I Slim Fit Conical Converter MUA N.A. angled 30°, N-ILSCES240I Slim Fit Conical Converter MUA N.A. angled 17°, N-ILSCES242/1 Slim Fit Conical Converter MUA N.A. straight H1, N-ILSCES242/2 Slim Fit Conical Converter MUA N.A. straight H2, N-ILSCES242/3 Slim Fit Conical Converter MUA N.A. straight H3, N-ILSCES242/4 Slim Fit Conical Converter MUA N.A. straight H4, N-ILSCES2422I Slim Fit Conical Converter MUA N.A. angled 30°, N-ILSCES242I Slim Fit Conical Converter MUA N.A. angled 17°, N-ILSCES275/1 Slim Fit Conical Converter MUA N.A. straight H1, N-ILSCES275/2 Slim Fit Conical Converter MUA N.A. straight H2, N-ILSCES275/3 Slim Fit Conical Converter MUA N.A. straight H3, N-ILSCES275/4 Slim Fit Conical Converter MUA N.A. straight H4, N-ILSCES2752I Slim Fit Conical Converter MUA N.A. angled 30°, N-ILSCES275I Slim Fit Conical Converter MUA N.A. angled 17°, N-ILSCES32/1 Slim Fit Conical Converter MUA N.A. straight H1, N-ILSCES32/2 Slim Fit Conical Converter MUA N.A. straight H2, N-ILSCES32/3 Slim Fit Conical Converter MUA N.A. straight H3, N-ILSCES32/4 Slim Fit Conical Converter MUA N.A. straight H4, N-ILSCNA35/1 Conical Converter MUA N.A. Slim Fit, N-ILSCNA35/2 Slim Fit Conical Converter MUA N.A. straight H2, N-ILSCNA35/4 Slim Fit Conical Converter MUA N.A. straight H4, N-ILSCNA352I Slim Fit Conical Converter MUA N.A. angled 30°, N-ILSCNA35I Slim Fit Conical Converter MUA N.A. angled 17°, N-ILSCNA43/1 Conical Converter MUA N.A. Slim Fit, N-ILSCNA43/2 Slim Fit Conical Converter MUA N.A. straight H2, N-ILSCNA43/4 Slim Fit Conical Converter MUA N.A. straight H4, N-ILSCNA432I Slim Fit Conical Converter MUA N.A. angled 30°, N-ILSCNA43I Slim Fit Conical Converter MUA N.A. angled 17°, N-ILSCNA50/2 Slim Fit Conical Converter MUA N.A. straight H2, N-ILSCNA50/4 Slim Fit Conical Converter MUA N.A. straight H4, N-ILSCNA502I Slim Fit Conical Converter MUA N.A. angled 30°, N-ILSCNA50I Slim Fit Conical Converter MUA N.A. angled 17°, N-ILSCND35/1 Slim Fit Conical Converter MUA N.A. straight H1, N-ILSCND35/2 Slim Fit Conical Converter MUA N.A. straight H2, N-ILSCND35/3 Slim Fit Conical Converter MUA N.A. straight H3, N-ILSCND35/4 Slim Fit Conical Converter MUA N.A. straight H4, N-ILSCND352I Slim Fit Conical Converter MUA N.A. angled 30°, N-ILSCND35E/1 Slim Fit Conical Converter MUA N.A. straight H1, N-ILSCND35E/2 Slim Fit Conical Converter MUA N.A. straight H2, N-ILSCND35E/3 Slim Fit Conical Converter MUA N.A. straight H3, N-ILSCND35E/4 Slim Fit Conical Converter MUA N.A. straight H4, N-ILSCND35E2I Slim Fit Conical Converter MUA N.A. angled 30°, N-ILSCND35EI Slim Fit Conical Converter MUA N.A. angled 17°, N-ILSCND35I Slim Fit Conical Converter MUA N.A. angled 17°, N-ILSCND37/1 Slim Fit Conical Converter MUA N.A. straight H1, N-ILSCND37/2 Slim Fit Conical Converter MUA N.A. straight H2, N-ILSCND37/3 Slim Fit Conical Converter MUA N.A. straight H3, N-ILSCND37/4 Slim Fit Conical Converter MUA N.A. straight H4, N-ILSCND372I Slim Fit Conical Converter MUA N.A. angled 30°, N-ILSCND37E/1 Slim Fit Conical Converter MUA N.A. straight H1, N-ILSCND37E/2 Slim Fit Conical Converter MUA N.A. straight H2, N-ILSCND37E/3 Slim Fit Conical Converter MUA N.A. straight H3, N-ILSCND37E/4 Slim Fit Conical Converter MUA N.A. straight H4, N-ILSCND37E2I Slim Fit Conical Converter MUA N.A. angled 30°, N-ILSCND37EI Slim Fit Conical Converter MUA N.A. angled 17°, N-ILSCND37I Slim Fit Conical Converter MUA N.A. angled 17°, N-ILSCND40/1 Slim Fit Conical Converter MUA N.A. straight H1, N-ILSCND40/2 Slim Fit Conical Converter MUA N.A. straight H2, N-ILSCND40/3 Slim Fit Conical Converter MUA N.A. straight H3, N-ILSCND40/4 Slim Fit Conical Converter MUA N.A. straight H4, N-ILSCND402I Slim Fit Conical Converter MUA N.A. angled 30°, N-ILSCND40E/1 Slim Fit Conical Converter MUA N.A. straight H1, N-ILSCND40E/2 Slim Fit Conical Converter MUA N.A. straight H2, N-ILSCES322I Slim Fit Conical Converter MUA N.A. angled 30°, N-ILSCES32I Slim Fit Conical Converter MUA N.A. angled 17°, N-ILSCES39/1 Slim Fit Conical Converter MUA N.A. straight H1, N-ILSCES39/2 Slim Fit Conical Converter MUA N.A. straight H2, N-ILSCES39/3 Slim Fit Conical Converter MUA N.A. straight H3, N-ILSCES39/4 Slim Fit Conical Converter MUA N.A. straight H4, N-ILSCES392I Slim Fit Conical Converter MUA N.A. angled 30°, N-ILSCES39I Slim Fit Conical Converter MUA N.A. angled 17°, N-ILSCESPRSM40/1 Slim Fit Conical Converter MUA N.A. straight H1, N-ILSCESPRSM40/2 Slim Fit Conical Converter MUA N.A. straight H2, N-ILSCESPRSM40/3 Slim Fit Conical Converter MUA N.A. straight H3, N-ILSCESPRSM40/4 Slim Fit Conical Converter MUA N.A. straight H4, N-ILSCESPRSM402I Slim Fit Conical Converter MUA N.A. angled 30°, N-ILSCESPRSM40I Slim Fit Conical Converter MUA N.A. angled 17°, N-ILSCESPRSM45/1 Slim Fit Conical Converter MUA N.A. straight H1, N-ILSCESPRSM45/2 Slim Fit Conical Converter MUA N.A. straight H2, N-ILSCESPRSM45/3 Slim Fit Conical Converter MUA N.A. straight H3, N-ILSCESPRSM45/4 Slim Fit Conical Converter MUA N.A. straight H4, N-ILSCESPRSM452I Slim Fit Conical Converter MUA N.A. angled 30°, N-ILSCESPRSM45I Slim Fit Conical Converter MUA N.A. angled 17°, N-ILSCFR34/1 Slim Fit Conical Converter MUA N.A. straight H1, N-ILSCFR34/2 Slim Fit Conical Converter MUA N.A. straight H2, N-ILSCFR34/3 Slim Fit Conical Converter MUA N.A. straight H3, N-ILSCFR34/4 Slim Fit Conical Converter MUA N.A. straight H4, N-ILSCFR342I Slim Fit Conical Converter MUA N.A. angled 30°, N-ILSCFR34I Slim Fit Conical Converter MUA N.A. angled 17°, N-ILSCFR38/1 Slim Fit Conical Converter MUA N.A. straight H1, N-ILSCFR38/2 Slim Fit Conical Converter MUA N.A. straight H2, N-ILSCFR38/3 Slim Fit Conical Converter MUA N.A. straight H3, N-ILSCFR38/4 Slim Fit Conical Converter MUA N.A. straight H4, N-ILSCFR382I Slim Fit Conical Converter MUA N.A. angled 30°, N-ILSCFR38I Slim Fit Conical Converter MUA N.A. angled 17°, N-ILSCFR45/1 Slim Fit Conical Converter MUA N.A. straight H1, N-ILSCFR45/2 Slim Fit Conical Converter MUA N.A. straight H2, N-ILSCFR45/3 Slim Fit Conical Converter MUA N.A. straight H3, N-ILSCFR45/4 Slim Fit Conical Converter MUA N.A. straight H4, N-ILSCFR452I Slim Fit Conical Converter MUA N.A. angled 30°, N-ILSCFR45I Slim Fit Conical Converter MUA N.A. angled 17°, N-ILSCGEWM34/1 Slim Fit Conical Converter MUA N.A. straight H1, N-ILSCGEWM34/2 Slim Fit Conical Converter MUA N.A. straight H2, N-ILSCGEWM34/3 Slim Fit Conical Converter MUA N.A. straight H3, N-ILSCGEWM34/4 Slim Fit Conical Converter MUA N.A. straight H4, N-ILSCGEWM342I Slim Fit Conical Converter MUA N.A. angled 30°, N-ILSCGEWM34I Slim Fit Conical Converter MUA N.A. angled 17°, N-ILSCGEWM45/1 Slim Fit Conical Converter MUA N.A. straight H1, N-ILSCGEWM45/2 Slim Fit Conical Converter MUA N.A. straight H2, N-ILSCGEWM45/3 Slim Fit Conical Converter MUA N.A. straight H3, N-ILSCGEWM45/4 Slim Fit Conical Converter MUA N.A. straight H4, N-ILSCGEWM452I Slim Fit Conical Converter MUA N.A. angled 30°, N-ILSCGEWM45I Slim Fit Conical Converter MUA N.A. angled 17°, N-ILSCGTB/1 Slim Fit Conical Converter MUA N.A. straight H1, N-ILSCGTB/2 Slim Fit Conical Converter MUA N.A. straight H2, N-ILSCGTB/3 Slim Fit Conical Converter MUA N.A. straight H3, N-ILSCGTB/4 Slim Fit Conical Converter MUA N.A. straight H4, N-ILSCGTB2I Slim Fit Conical Converter MUA N.A. angled 30°, N-ILSCGTBI Slim Fit Conical Converter MUA N.A. angled 17°, N-ILSCID35/1 Slim Fit Conical Converter MUA N.A. straight H1, N-ILSCID35/2 Slim Fit Conical Converter MUA N.A. straight H2, N-ILSCID35/3 Slim Fit Conical Converter MUA N.A. straight H3, N-ILSCID35/4 Slim Fit Conical Converter MUA N.A. straight H4, N-ILSCID352I Slim Fit Conical Converter MUA N.A. angled 30°, N-ILSCID35I Slim Fit Conical Converter MUA N.A. angled 17°, N-ILSCID40/1 Slim Fit Conical Converter MUA N.A. straight H1, N-ILSCID40/2 Slim Fit Conical Converter MUA N.A. straight H2, N-ILSCID40/3 Slim Fit Conical Converter MUA N.A. straight H3, N-ILSCID40/4 Slim Fit Conical Converter MUA N.A. straight H4, N-ILSCID402I Slim Fit Conical Converter MUA N.A. angled 30°, N-ILSCID40I Slim Fit Conical Converter MUA N.A. angled 17°, N-ILSCID50/1 Slim Fit Conical Converter MUA N.A. straight H1, N-ILSCID50/2 Slim Fit Conical Converter MUA N.A. straight H2, N-ILSCID50/3 Slim Fit Conical Converter MUA N.A. straight H3, N-ILSCID50/4 Slim Fit Conical Converter MUA N.A. straight H4, N-ILSCID502I Slim Fit Conical Converter MUA N.A. angled 30°, N-ILSCID50I Slim Fit Conical Converter MUA N.A. angled 17°, N-ILSCIDSN40/2 Slim Fit Conical Converter MUA N.A. straight H2, N-ILSCIL33/1 Slim Fit Conical Converter MUA N.A. straight H1, N-ILSCIL33/2 Slim Fit Conical Converter MUA N.A. straight H2, N-ILSCIL33/3 Slim Fit Conical Converter MUA N.A. straight H3, N-ILSCIL33/4 Slim Fit Conical Converter MUA N.A. straight H4, N-ILSCIL332I Slim Fit Conical Converter MUA N.A. angled 30°, N-ILSCIL33I Slim Fit Conical Converter MUA N.A. angled 17°, N-ILSCIL40/1 Slim Fit Conical Converter MUA N.A. straight H1, N-ILSCIL40/2 Slim Fit Conical Converter MUA N.A. straight H2, N-ILSCIL40/3 Slim Fit Conical Converter MUA N.A. straight H3, N-ILSCIL40/4 Slim Fit Conical Converter MUA N.A. straight H4, N-ILSCIL402I Slim Fit Conical Converter MUA N.A. angled 30°, N-ILSCIL40I Slim Fit Conical Converter MUA N.A. angled 17°, N-ILSCIL47/1 Slim Fit Conical Converter MUA N.A. straight H1, N-ILSCIL47/2 Slim Fit Conical Converter MUA N.A. straight H2, N-ILSCIL47/3 Slim Fit Conical Converter MUA N.A. straight H3, N-ILSCIL47/4 Slim Fit Conical Converter MUA N.A. straight H4, N-ILSCIL472I Slim Fit Conical Converter MUA N.A. angled 30°, N-ILSCIL47I Slim Fit Conical Converter MUA N.A. angled 17°, N-ILSCIS40/1 Slim Fit Conical Converter MUA N.A. straight H1, N-ILSCIS40/2 Slim Fit Conical Converter MUA N.A. straight H2, N-ILSCIS40/3 Slim Fit Conical Converter MUA N.A. straight H3, N-ILSCIS40/4 Slim Fit Conical Converter MUA N.A. straight H4, N-ILSCIS402I Slim Fit Conical Converter MUA N.A. angled 30°, N-ILSCIS40I Slim Fit Conical Converter MUA N.A. angled 17°, N-ILSCIS41/1 Slim Fit Conical Converter MUA N.A. straight H1, N-ILSCIS41/2 Slim Fit Conical Converter MUA N.A. straight H2, N-ILSCIS41/3 Slim Fit Conical Converter MUA N.A. straight H3, N-ILSCIS41/4 Slim Fit Conical Converter MUA N.A. straight H4, N-ILSCIS412I Slim Fit Conical Converter MUA N.A. angled 30°, N-ILSCIS41I Slim Fit Conical Converter MUA N.A. angled 17°, N-ILSCIS50/1 Slim Fit Conical Converter MUA N.A. straight H1, N-ILSCIS50/2 Slim Fit Conical Converter MUA N.A. straight H2, N-ILSCIS50/3 Slim Fit Conical Converter MUA N.A. straight H3, N-ILSCIS50/4 Slim Fit Conical Converter MUA N.A. straight H4, N-ILSCIS502I Slim Fit Conical Converter MUA N.A. angled 30°, N-ILSCIS50I Slim Fit Conical Converter MUA N.A. angled 17°, N-ILSCLC35/1 Slim Fit Conical Converter MUA N.A. straight H1, N-ILSCLC35/2 Slim Fit Conical Converter MUA N.A. straight H2, N-ILSCLC35/3 Slim Fit Conical Converter MUA N.A. straight H3, N-ILSCLC35/4 Slim Fit Conical Converter MUA N.A. straight H4, N-ILSCLC352I Slim Fit Conical Converter MUA N.A. angled 30°, N-ILSCLC35I Slim Fit Conical Converter MUA N.A. angled 17°, N-ILSCLC35I/1 Slim Fit Conical Converter MUA N.A. angled 17° H1, N-ILSCLC35I/3 Slim Fit Conical Converter MUA N.A. angled 17° H3, N-ILSCLC35I2 Slim Fit Conical Converter MUA N.A. angled 17°, N-ILSCLC41/1 Slim Fit Conical Converter MUA N.A. straight H1, N-ILSCLC41/2 Slim Fit Conical Converter MUA N.A. straight H2, N-ILSCLC41/3 Slim Fit Conical Converter MUA N.A. straight H3, N-ILSCLC41/4 Slim Fit Conical Converter MUA N.A. straight H4, N-ILSCLC412I Slim Fit Conical Converter MUA N.A. angled 30°, N-ILSCLC41I Slim Fit Conical Converter MUA N.A. angled 17°, N-ILSCLC50/1 Slim Fit Conical Converter MUA N.A. straight H1, N-ILSCLC50/2 Slim Fit Conical Converter MUA N.A. straight H2, N-ILSCLC50/4 Slim Fit Conical Converter MUA N.A. straight H4, N-ILSCLC502I Slim Fit Conical Converter MUA N.A. angled 30°, N-ILSCLC50I Slim Fit Conical Converter MUA N.A. angled 17°, N-ILSCLCR35/1 Slim Fit Conical Converter MUA N.A. straight H1, N-ILSCLCR35/2 Slim Fit Conical Converter MUA N.A. straight H2, N-ILSCLCR35/3 Slim Fit Conical Converter MUA N.A. straight H3, N-ILSCLCR35/4 Slim Fit Conical Converter MUA N.A. straight H4, N-ILSCLCR35I Slim Fit Conical Converter MUA N.A. angled 17°, N-ILSCLCR41/1 Slim Fit Conical Converter MUA N.A. straight H1, N-ILSCLCR41/2 Slim Fit Conical Converter MUA N.A. straight H2, N-ILSCLCR41/3 Slim Fit Conical Converter MUA N.A. straight H3, N-ILSCLCR41/4 Slim Fit Conical Converter MUA N.A. straight H4, N-ILSCLCR412I Slim Fit Conical Converter MUA N.A. angled 30°, N-ILSCLCR41I Slim Fit Conical Converter MUA N.A. angled 17°, N-ILSCLCR50/1 Slim Fit Conical Converter MUA N.A. straight H1, N-ILSCLCR50/2 Slim Fit Conical Converter MUA N.A. straight H2, N-ILSCLCR50/4 Slim Fit Conical Converter MUA N.A. straight H4, N-ILSCLCR502I Slim Fit Conical Converter MUA N.A. angled 30°, N-ILSCLCR50I Slim Fit Conical Converter MUA N.A. angled 17°, N-ILSCLR33/1 Slim Fit Conical Converter MUA N.A. straight H1, N-ILSCLR33/2 Slim Fit Conical Converter MUA N.A. straight H2, N-ILSCLR33/3 Slim Fit Conical Converter MUA N.A. straight H3, N-ILSCLR33/4 Slim Fit Conical Converter MUA N.A. straight H4, N-ILSCLR332I Slim Fit Conical Converter MUA N.A. angled 30°, N-ILSCLR33E/4 Slim Fit Conical Converter MUA N.A. straight H4, N-ILSCLR33E2I Slim Fit Conical Converter MUA N.A. angled 30°, N-ILSCLR33EI Slim Fit Conical Converter MUA N.A. angled 17°, N-ILSCLR33I Slim Fit Conical Converter MUA N.A. angled 17°, N-ILSCLR37/1 Slim Fit Conical Converter MUA N.A. straight H1, N-ILSCLR37/2 Slim Fit Conical Converter MUA N.A. straight H2, N-ILSCLR37/3 Slim Fit Conical Converter MUA N.A. straight H3, N-ILSCLR37/4 Slim Fit Conical Converter MUA N.A. straight H4, N-ILSCLR372I Slim Fit Conical Converter MUA N.A. angled 30°, N-ILSCLR37E/4 Slim Fit Conical Converter MUA N.A. straight H4, N-ILSCLR37E2I Slim Fit Conical Converter MUA N.A. angled 30°, N-ILSCLR37EI Slim Fit Conical Converter MUA N.A. angled 17°, N-ILSCLR37I Slim Fit Conical Converter MUA N.A. angled 17°, N-ILSCLR45/1 Slim Fit Conical Converter MUA N.A. straight H1, N-ILSCLR45/2 Slim Fit Conical Converter MUA N.A. straight H2, N-ILSCLR45/3 Slim Fit Conical Converter MUA N.A. straight H3, N-ILSCLR45/4 Slim Fit Conical Converter MUA N.A. straight H4, N-ILSCLR452I Slim Fit Conical Converter MUA N.A. angled 30°, N-ILSCLR45I Slim Fit Conical Converter MUA N.A. angled 17°, N-ILSCLR50E/4 Slim Fit Conical Converter MUA N.A. straight H4, N-ILSCLR50E2I Slim Fit Conical Converter MUA N.A. angled 30°, N-ILSCLR50EI Slim Fit Conical Converter MUA N.A. angled 17°, N-ILSCLR55/1 Slim Fit Conical Converter MUA N.A. straight H1, N-ILSCLR55/2 Slim Fit Conical Converter MUA N.A. straight H2, N-ILSCLR55/3 Slim Fit Conical Converter MUA N.A. straight H3, N-ILSCLR55/4 Slim Fit Conical Converter MUA N.A. straight H4, N-ILSCLR552I Slim Fit Conical Converter MUA N.A. angled 30°, N-ILSCLR55I Slim Fit Conical Converter MUA N.A. angled 17°, N-ILSCMG40/1 Slim Fit Conical Converter MUA N.A. straight H1, N-ILSCMG40/2 Slim Fit Conical Converter MUA N.A. straight H2, N-ILSCMG40/3 Slim Fit Conical Converter MUA N.A. straight H3, N-ILSCMG40/4 Slim Fit Conical Converter MUA N.A. straight H4, N-ILSCMG402I Slim Fit Conical Converter MUA N.A. angled 30°, N-ILSCMG40I Slim Fit Conical Converter MUA N.A. angled 17°, N-ILSCMG50/1 Slim Fit Conical Converter MUA N.A. straight H1, N-ILSCMG50/2 Slim Fit Conical Converter MUA N.A. straight H2, N-ILSCMG50/3 Slim Fit Conical Converter MUA N.A. straight H3, N-ILSCMG50/4 Slim Fit Conical Converter MUA N.A. straight H4, N-ILSCMG502I Slim Fit Conical Converter MUA N.A. angled 30°, N-ILSCMG50I Slim Fit Conical Converter MUA N.A. angled 17°, N-ILSCMGAO/15 Slim Fit Conical Converter MUA N.A. straight H1.5, N-ILSCMGAO/2 Slim Fit Conical Converter MUA N.A. straight H2, N-ILSCMGAO/2I Slim Fit Conical Converter MUA N.A. angled 30°, |  |  |  | ;UDI-DI BASE 8053876-01-024ND -Healing Cap, MU3IST41MB UCLA Abutment H0, MU3IST41MBI UCLA Abutment F.A.S. H0, MUABIH375MB UCLA Abutment H0, MUABIH375MBI UCLA Abutment F.A.S. H0, MUCE34MB UCLA Abutment H0, MUCE34MBI UCLA Abutment F.A.S. H0, MUCE41MBI UCLA Abutment F.A.S. H0, MUCMSL43MB UCLA Abutment H0, MUES242MB UCLA Abutment H0, MUMGARMB UCLA Abutment H0, MUMGARMBI UCLA Abutment F.A.S. H0, MUMSSV375MB UCLA Abutment H0, MUMSSV375MBI UCLA Abutment F.A.S. H0, MUNA35MBI UCLA Abutment F.A.S. H0, MUNA43MBI UCLA Abutment F.A.S. H0, MUNEGMMB UCLA Abutment H0, MUNEGMMBI UCLA Abutment F.A.S. H0, MUSM38MB UCLA Abutment H0, MUSMOL41MB UCLA Abutment H0, MUSMPM3350MB UCLA Abutment H0, N-ILSCBTI412I Slim Fit Conical Converter MUA N.A. angled 30°, N-ILSCBTI41E/1 Slim Fit Conical Converter MUA N.A. straight H1, N-ILSCBTI41E/2 Slim Fit Conical Converter MUA N.A. straight H2, N-ILSCBTI41E/3 Slim Fit Conical Converter MUA N.A. straight H3, N-ILSCBTI41E/4 Slim Fit Conical Converter MUA N.A. straight H4, N-ILSCBTI41E2I Slim Fit Conical Converter MUA N.A. angled 30°, N-ILSCBTI41EI Slim Fit Conical Converter MUA N.A. angled 17°, N-ILSCBTI41I Slim Fit Conical Converter MUA N.A. angled 17°, N-ILSCBTI55/1 Slim Fit Conical Converter MUA N.A. straight H1, N-ILSCBTI55/2 Slim Fit Conical Converter MUA N.A. straight H2, N-ILSCBTI55/3 Slim Fit Conical Converter MUA N.A. straight H3, N-ILSCBTI55/4 Slim Fit Conical Converter MUA N.A. straight H4, N-ILSCBTI552I Slim Fit Conical Converter MUA N.A. angled 30°, N-ILSCBTI55E/1 Slim Fit Conical Converter MUA N.A. straight H1, N-ILSCBTI55E/2 Slim Fit Conical Converter MUA N.A. straight H2, N-ILSCBTI55E/3 Slim Fit Conical Converter MUA N.A. straight H3, N-ILSCBTI55E/4 Slim Fit Conical Converter MUA N.A. straight H4, N-ILSCBTI55E2I Slim Fit Conical Converter MUA N.A. angled 30°, N-ILSCBTI55EI Slim Fit Conical Converter MUA N.A. angled 17°, N-ILSCBTI55I Slim Fit Conical Converter MUA N.A. angled 17°, N-ILSCBTKKR/1 Slim Fit Conical Converter MUA N.A. straight H1, N-ILSCBTKKR/2 Slim Fit Conical Converter MUA N.A. straight H2, N-ILSCBTKKR/3 Slim Fit Conical Converter MUA N.A. straight H3, N-ILSCBTKKR/4 Slim Fit Conical Converter MUA N.A. straight H4, N-ILSCBTKKR2I Slim Fit Conical Converter MUA N.A. angled 30°, N-ILSCBTKKRI Slim Fit Conical Converter MUA N.A. angled 17°, N-ILSCBTKSE/1 Slim Fit Conical Converter MUA N.A. straight H1, N-ILSCBTKSE/2 Slim Fit Conical Converter MUA N.A. straight H2, N-ILSCBTKSE/3 Slim Fit Conical Converter MUA N.A. straight H3, N-ILSCBTKSE/4 Slim Fit Conical Converter MUA N.A. straight H4, N-ILSCBTKSE2I Slim Fit Conical Converter MUA N.A. angled 30°, N-ILSCBTKSEI Slim Fit Conical Converter MUA N.A. angled 17°, N-ILSCCE34/1 Slim Fit Conical Converter MUA N.A. straight H1, N-ILSCCE34/2 Slim Fit Conical Converter MUA N.A. straight H2, N-ILSCCE34/3 Slim Fit Conical Converter MUA N.A. straight H3, N-ILSCCE34/4 Slim Fit Conical Converter MUA N.A. straight H4, N-ILSCCE342I Slim Fit Conical Converter MUA N.A. angled 30°, N-ILSCCE34I Slim Fit Conical Converter MUA N.A. angled 17°, N-ILSCCE41/1 Slim Fit Conical Converter MUA N.A. straight H1, N-ILSCCE41/2 Slim Fit Conical Converter MUA N.A. straight H2, N-ILSCCE41/3 Slim Fi
14150 | VENTANA anti-MLH1 (M1) Mouse Monoclonal Primary Antibody | E v i t a | 2023-05-19T00:00:00.000+02:00 | Roche Diagnostics GmbH Sandhofer Strasse 116 68305 Mannheim Germany | 08033668001 / 760-5091 | In vitro | Reagente imunohistokimie per detektimin e MLH1 ne inde | Pajisje te diagnostifikimit in vitro
14151 | VENTANA anti-MSH6 (SP93) Rabbit Monoclonal Primary Antibody | E v i t a | 2023-05-19T00:00:00.000+02:00 | Roche Diagnostics GmbH Sandhofer Strasse 116 68305 Mannheim Germany | 08033676001 / 760-5092 | In vitro | Reagente imunohistokimie per detektimin e MSH6 ne inde | Pajisje te diagnostifikimit in vitro
14154 | Dental filling materials on composite basis - smartCeram A1-3g | FUTURA-DENT | 2023-05-18T00:00:00.000+02:00 | GDF Gesellschaft für dentale Forschung und Innovationen GmbH Dieselstr. 5-6 61191 Rosbach/Germany | 435200 - 211482 | Klasa IIa | Kompozit per mbushjen e dhembit | Pajisje dentare
14207 | VITA LUMEX AC OPAQUE DENTINE, 0M3, 12 g, VITA LUMEX AC OPAQUE DENTINE, 0M3, 50 g, VITA LUMEX AC OPAQUE DENTINE, 1M1, 12 g, VITA LUMEX AC OPAQUE DENTINE, 1M1, 50 g, VITA LUMEX AC OPAQUE DENTINE, 1M2, 12 g, VITA LUMEX AC OPAQUE DENTINE, 1M2, 50 g, VITA LUMEX AC OPAQUE DENTINE, 2L1.5, 12 g, VITA LUMEX AC OPAQUE DENTINE, 2L1.5, 50 g, VITA LUMEX AC OPAQUE DENTINE, 2L2.5, 12 g, VITA LUMEX AC OPAQUE DENTINE, 2L2.5, 50 g, VITA LUMEX AC OPAQUE DENTINE, 2M1, 12 g, VITA LUMEX AC OPAQUE DENTINE, 2M1, 50 g, VITA LUMEX AC OPAQUE DENTINE, 2M2, 12 g, VITA LUMEX AC OPAQUE DENTINE, 2M2, 50 g, VITA LUMEX AC OPAQUE DENTINE, 2M3, 12 g, VITA LUMEX AC OPAQUE DENTINE, 2M3, 50 g, VITA LUMEX AC OPAQUE DENTINE, 2R1.5, 12 g, VITA LUMEX AC OPAQUE DENTINE, 2R1.5, 50 g, VITA LUMEX AC OPAQUE DENTINE, 2R2.5, 12 g, VITA LUMEX AC OPAQUE DENTINE, 2R2.5, 50 g, VITA LUMEX AC OPAQUE DENTINE, 3L1.5, 12 g, VITA LUMEX AC OPAQUE DENTINE, 3L1.5, 50 g, VITA LUMEX AC OPAQUE DENTINE, 3L2.5, 12 g, VITA LUMEX AC OPAQUE DENTINE, 3L2.5, 50 g, VITA LUMEX AC OPAQUE DENTINE, 3M1, 12 g, VITA LUMEX AC OPAQUE DENTINE, 3M1, 50 g, VITA LUMEX AC OPAQUE DENTINE, 3M2, 12 g, VITA LUMEX AC OPAQUE DENTINE, 3M2, 50 g, VITA LUMEX AC OPAQUE DENTINE, 3M3, 12 g, VITA LUMEX AC OPAQUE DENTINE, 3M3, 50 g, VITA LUMEX AC OPAQUE DENTINE, 3R1.5, 12 g, VITA LUMEX AC OPAQUE DENTINE, 3R1.5, 50 g, VITA LUMEX AC OPAQUE DENTINE, 3R2.5, 12 g, VITA LUMEX AC OPAQUE DENTINE, 3R2.5, 50 g, VITA LUMEX AC OPAQUE DENTINE, 4L1.5, 12 g, VITA LUMEX AC OPAQUE DENTINE, 4L1.5, 50 g, VITA LUMEX AC OPAQUE DENTINE, 4L2.5, 12 g, VITA LUMEX AC OPAQUE DENTINE, 4L2.5, 50 g, VITA LUMEX AC OPAQUE DENTINE, 4M1, 12 g, VITA LUMEX AC OPAQUE DENTINE, 4M1, 50 g, VITA LUMEX AC OPAQUE DENTINE, 4M2, 12 g, VITA LUMEX AC OPAQUE DENTINE, 4M2, 50 g, VITA LUMEX AC OPAQUE DENTINE, 4M3, 12 g, VITA LUMEX AC OPAQUE DENTINE, 4M3, 50 g, VITA LUMEX AC OPAQUE DENTINE, 4R1.5, 12 g, VITA LUMEX AC OPAQUE DENTINE, 4R1.5, 50 g, VITA LUMEX AC OPAQUE DENTINE, 4R2.5, 12 g, VITA LUMEX AC OPAQUE DENTINE, 4R2.5, 50 g, VITA LUMEX AC OPAQUE DENTINE, 5M1, 12 g, VITA LUMEX AC OPAQUE DENTINE, 5M1, 50 g, VITA LUMEX AC OPAQUE DENTINE, 5M2, 12 g, VITA LUMEX AC OPAQUE DENTINE, 5M2, 50 g, VITA LUMEX AC OPAQUE DENTINE, 5M3, 12 g, VITA LUMEX AC OPAQUE DENTINE, 5M3, 50 g, VITA LUMEX AC DENTINE, 0M1, 12 g, VITA LUMEX AC DENTINE, 0M1, 50 g, VITA LUMEX AC DENTINE, 0M2, 12 g, VITA LUMEX AC DENTINE, 0M2, 50 g, VITA LUMEX AC DENTINE, 0M3, 12 g, VITA LUMEX AC DENTINE, 0M3, 50 g, VITA LUMEX AC DENTINE, 1M1, 12 g, VITA LUMEX AC DENTINE, 1M1, 50 g, VITA LUMEX AC DENTINE, 1M2, 12 g, VITA LUMEX AC DENTINE, 1M2, 50 g, VITA LUMEX AC DENTINE, 2L1.5, 12 g, VITA LUMEX AC DENTINE, 2L1.5, 50 g, VITA LUMEX AC DENTINE, 2L2.5, 12 g, VITA LUMEX AC DENTINE, 2L2.5, 50 g, VITA LUMEX AC DENTINE, 2M1, 12 g, VITA LUMEX AC DENTINE, 2M1, 50 g, VITA LUMEX AC DENTINE, 2M2, 12 g, VITA LUMEX AC DENTINE, 2M2, 50 g, VITA LUMEX AC DENTINE, 2M3, 12 g, VITA LUMEX AC DENTINE, 2M3, 50 g, VITA LUMEX AC DENTINE, 2R1.5, 12 g, VITA LUMEX AC DENTINE, 2R1.5, 50 g, VITA LUMEX AC DENTINE, 2R2.5, 12 g, VITA LUMEX AC DENTINE, 2R2.5, 50 g, VITA LUMEX AC DENTINE, 3L1.5, 12 g, VITA LUMEX AC DENTINE, 3L1.5, 50 g, VITA LUMEX AC DENTINE, 3L2.5, 12 g, VITA LUMEX AC DENTINE, 3L2.5, 50 g, VITA LUMEX AC DENTINE, 3M1, 12 g, VITA LUMEX AC DENTINE, 3M1, 50 g, VITA LUMEX AC DENTINE, 3M2, 12 g, VITA LUMEX AC DENTINE, 3M2, 50 g, VITA LUMEX AC DENTINE, 3M3, 12 g, VITA LUMEX AC DENTINE, 3M3, 50 g, VITA LUMEX AC DENTINE, 3R1.5, 12 g, VITA LUMEX AC DENTINE, 3R1.5, 50 g, VITA LUMEX AC DENTINE, 3R2.5, 12 g, VITA LUMEX AC DENTINE, 3R2.5, 50 g, VITA LUMEX AC DENTINE, 4L1.5, 12 g, VITA LUMEX AC DENTINE, 4L1.5, 50 g, VITA LUMEX AC DENTINE, 4L2.5, 12 g, VITA LUMEX AC DENTINE, 4L2.5, 50 g, VITA LUMEX AC DENTINE, 4M1, 12 g, VITA LUMEX AC DENTINE, 4M1, 50 g, VITA LUMEX AC DENTINE, 4M2, 12 g, VITA LUMEX AC DENTINE, 4M2, 50 g, VITA LUMEX AC DENTINE, 4M3, 12 g, VITA LUMEX AC DENTINE, 4M3, 50 g, VITA LUMEX AC DENTINE, 4R1.5, 12 g, VITA LUMEX AC DENTINE, 4R1.5, 50 g, VITA LUMEX AC DENTINE, 4R2.5, 12 g, VITA LUMEX AC DENTINE, 4R2.5, 50 g, VITA LUMEX AC DENTINE, 5M1, 12 g, VITA LUMEX AC DENTINE, 5M1, 50 g, VITA LUMEX AC DENTINE, 5M2, 12 g, VITA LUMEX AC DENTINE, 5M2, 50 g, VITA LUMEX AC DENTINE, 5M3, 12 g, VITA LUMEX AC DENTINE, 5M3, 50 g, VITA LUMEX AC OPAQUE DENTINE, 0M1, 12 g, VITA LUMEX AC OPAQUE DENTINE, 0M1, 50 g, VITA LUMEX AC OPAQUE DENTINE, 0M2, 12 g, VITA LUMEX AC OPAQUE DENTINE, 0M2, 50 g, VITA LUMEX AC TRANSLUCENT, smoky-white, 12 g, VITA LUMEX AC TRANSLUCENT, light-blonde, 12 g, VITA LUMEX AC TRANSLUCENT, misty-rose, 12 g, VITA LUMEX AC TRANSLUCENT, sunlight, 12 g, VITA LUMEX AC TRANSLUCENT, sun-intense, 12 g, VITA LUMEX AC TRANSLUCENT, waterdrop, 12 g, VITA LUMEX AC TRANSLUCENT, deep-blue, 12 g, VITA LUMEX AC TRANSLUCENT, foggy-grey, 12 g, VITA LUMEX AC DENTINE MODIFIER, cloudy-white, 12 g, VITA LUMEX AC DENTINE MODIFIER, caramel, 12 g, VITA LUMEX AC DENTINE MODIFIER, honey, 12 g, VITA LUMEX AC DENTINE MODIFIER, copper, 12 g, VITA LUMEX AC DENTINE MODIFIER, brown, 12 g, VITA LUMEX AC FLUO INTENSE, arctic-white, 12 g, VITA LUMEX AC FLUO INTENSE, cream, 12 g, VITA LUMEX AC FLUO INTENSE, cappuccino, 12 g, VITA LUMEX AC FLUO INTENSE, sand, 12 g, VITA LUMEX AC FLUO INTENSE, sesame, 12 g, VITA LUMEX AC PEARL, shell, 12 g, VITA LUMEX AC MAMELON, saffron, 12 g, VITA LUMEX AC MAMELON, honey-melon, 12 g, VITA LUMEX AC OPAL TRANSLUCENT, opal-neutral, 12 g, VITA LUMEX AC OPAL TRANSLUCENT, opal-sky, 12 g, VITA LUMEX AC OPAL TRANSLUCENT, opal-azure, 12 g, VITA LUMEX AC ENAMEL, clear, 12 g, VITA LUMEX AC ENAMEL, clear, 50 g, VITA LUMEX AC ENAMEL, light, 12 g, VITA LUMEX AC ENAMEL, light, 50 g, VITA LUMEX AC ENAMEL, medium, 12 g, VITA LUMEX AC ENAMEL, medium, 50 g, VITA LUMEX AC ENAMEL, intense, 12 g, VITA LUMEX AC ENAMEL, intense, 50 g, VITA LUMEX AC ENAMEL, fog, 12 g, VITA LUMEX AC ENAMEL, fog, 50 g, VITA LUMEX AC CORRECTIVE, neutral, 12 g, VITA LUMEX AC CORRECTIVE, desert, 12 g, VITA LUMEX AC GINGIVA, pale-papilla, 12 g, VITA LUMEX AC GINGIVA, light-rose, 12 g, VITA LUMEX AC GINGIVA, nectarine, 12 g, VITA LUMEX AC GINGIVA, grapefruit, 12 g, VITA LUMEX AC GINGIVA, rosewood, 12 g, VITA LUMEX AC GINGIVA, purple, 12 g, VITA LUMEX AC GINGIVA, deep-red, 12 g, VITA LUMEX AC GINGIVA, dark-red, 12 g, VITA LUMEX AC OPAQUE, opaque-0, 12 g, VITA LUMEX AC OPAQUE, opaque-1, 12 g, VITA LUMEX AC OPAQUE, opaque-2, 12 g, VITA LUMEX AC OPAQUE, opaque-3, 12 g, VITA LUMEX AC OPAQUE, opaque-4, 12 g, VITA LUMEX AC OPAQUE, opaque-5, 12 g, VITA LUMEX AC MARGIN, straw-yellow, 12 g, VITA LUMEX AC MARGIN, corn-yellow, 12 g, VITA LUMEX AC OPAQUE DENTINE, A1, 12 g, VITA LUMEX AC OPAQUE DENTINE, A1, 50 g, VITA LUMEX AC OPAQUE DENTINE, A2, 12 g, VITA LUMEX AC OPAQUE DENTINE, A2, 50 g, VITA LUMEX AC OPAQUE DENTINE, A3, 12 g, VITA LUMEX AC OPAQUE DENTINE, A3, 50 g, VITA LUMEX AC OPAQUE DENTINE, A3.5, 12 g, VITA LUMEX AC OPAQUE DENTINE, A3.5, 50 g, VITA LUMEX AC OPAQUE DENTINE, A4, 12 g, VITA LUMEX AC OPAQUE DENTINE, A4, 50 g, VITA LUMEX AC OPAQUE DENTINE, B1, 12 g, VITA LUMEX AC OPAQUE DENTINE, B1, 50 g, VITA LUMEX AC OPAQUE DENTINE, B2, 12 g, VITA LUMEX AC OPAQUE DENTINE, B2, 50 g, VITA LUMEX AC OPAQUE DENTINE, B3, 12 g, VITA LUMEX AC OPAQUE DENTINE, B3, 50 g, VITA LUMEX AC OPAQUE DENTINE, B4, 12 g, VITA LUMEX AC OPAQUE DENTINE, B4, 50 g, VITA LUMEX AC OPAQUE DENTINE, C1, 12 g, VITA LUMEX AC OPAQUE DENTINE, C1, 50 g, VITA LUMEX AC OPAQUE DENTINE, C2, 12 g, VITA LUMEX AC OPAQUE DENTINE, C2, 50 g, VITA LUMEX AC OPAQUE DENTINE, C3, 12 g, VITA LUMEX AC OPAQUE DENTINE, C3, 50 g, VITA LUMEX AC OPAQUE DENTINE, C4, 12 g, VITA LUMEX AC OPAQUE DENTINE, C4, 50 g, VITA LUMEX AC OPAQUE DENTINE, D2, 12 g, VITA LUMEX AC OPAQUE DENTINE, D2, 50 g, VITA LUMEX AC OPAQUE DENTINE, D3, 12 g, VITA LUMEX AC OPAQUE DENTINE, D3, 50 g, VITA LUMEX AC OPAQUE DENTINE, D4, 12 g, VITA LUMEX AC OPAQUE DENTINE, D4, 50 g, VITA LUMEX AC DENTINE, A1, 12 g, VITA LUMEX AC DENTINE, A1, 50 g, VITA LUMEX AC DENTINE, A2, 12 g, VITA LUMEX AC DENTINE, A2, 50 g, VITA LUMEX AC DENTINE, A3, 12 g, VITA LUMEX AC DENTINE, A3, 50 g, VITA LUMEX AC DENTINE, A3.5, 12 g, VITA LUMEX AC DENTINE, A3.5, 50 g, VITA LUMEX AC DENTINE, A4, 12 g, VITA LUMEX AC DENTINE, A4, 50 g, VITA LUMEX AC DENTINE, B1, 12 g, VITA LUMEX AC DENTINE, B1, 50 g, VITA LUMEX AC DENTINE, B2, 12 g, VITA LUMEX AC DENTINE, B2, 50 g, VITA LUMEX AC DENTINE, B3, 12 g, VITA LUMEX AC DENTINE, B3, 50 g, VITA LUMEX AC DENTINE, B4, 12 g, VITA LUMEX AC DENTINE, B4, 50 g, VITA LUMEX AC DENTINE, C1, 12 g, VITA LUMEX AC DENTINE, C1, 50 g, VITA LUMEX AC DENTINE, C2, 12 g, VITA LUMEX AC DENTINE, C2, 50 g, VITA LUMEX AC DENTINE, C3, 12 g, VITA LUMEX AC DENTINE, C3, 50 g, VITA LUMEX AC DENTINE, C4, 12 g, VITA LUMEX AC DENTINE, C4, 50 g, VITA LUMEX AC DENTINE, D2, 12 g, VITA LUMEX AC DENTINE, D2, 50 g, VITA LUMEX AC DENTINE, D3, 12 g, VITA LUMEX AC DENTINE, D3, 50 g, VITA LUMEX AC DENTINE, D4, 12 g, VITA LUMEX AC DENTINE, D4, 50 g, VITA LUMEX AC POWERWASH A1, 12 g, VITA LUMEX AC POWERWASH A1, 50 g, VITA LUMEX AC POWERWASH A2, 12 g, VITA LUMEX AC POWERWASH A2, 50 g, VITA LUMEX AC POWERWASH A3, 12 g, VITA LUMEX AC POWERWASH A3, 50 g, VITA LUMEX AC POWERWASH A3.5, 12 g, VITA LUMEX AC POWERWASH A3.5, 50 g, VITA LUMEX AC POWERWASH A4, 12 g, VITA LUMEX AC POWERWASH A4, 50 g, VITA LUMEX AC POWERWASH B1, 12 g, VITA LUMEX AC POWERWASH B1, 50 g, VITA LUMEX AC POWERWASH B2, 12 g, VITA LUMEX AC POWERWASH B2, 50 g, VITA LUMEX AC POWERWASH B3, 12 g, VITA LUMEX AC POWERWASH B3, 50 g, VITA LUMEX AC POWERWASH B4, 12 g, VITA LUMEX AC POWERWASH B4, 50 g, VITA LUMEX AC POWERWASH C1, 12 g, VITA LUMEX AC POWERWASH C1, 50 g, VITA LUMEX AC POWERWASH C2, 12 g, VITA LUMEX AC POWERWASH C2, 50 g, VITA LUMEX AC POWERWASH C3, 12 g, VITA LUMEX AC POWERWASH C3, 50 g, VITA LUMEX AC POWERWASH C4, 12 g, VITA LUMEX AC POWERWASH C4, 50 g, VITA LUMEX AC POWERWASH D2, 12 g, VITA LUMEX AC POWERWASH D2, 50 g, VITA LUMEX AC POWERWASH D3, 12 g, VITA LUMEX AC POWERWASH D3, 50 g, VITA LUMEX AC POWERWASH D4, 12 g, VITA LUMEX AC POWERWASH D4, 50 g, VITA LUMEX AC CHROMA INTENSE, ivory, 12 g, VITA LUMEX AC CHROMA INTENSE, almond, 12 g, VITA LUMEX AC CHROMA INTENSE, hazelnut, 12 g, VITA LUMEX AC POWERWASH LL 0, 12 g, VITA LUMEX AC POWERWASH LL 0, 50 g, VITA LUMEX AC POWERWASH LL 1, 12 g, VITA LUMEX AC POWERWASH LL 1, 50 g, VITA LUMEX AC POWERWASH LL 2, 12 g, VITA LUMEX AC POWERWASH LL 2, 50 g, VITA LUMEX AC POWERWASH LL 3, 12 g, VITA LUMEX AC POWERWASH LL 3, 50 g, VITA LUMEX AC POWERWASH LL 4, 12 g, VITA LUMEX AC POWERWASH LL 4, 50 g, VITA LUMEX AC POWERWASH LL 5, 12 g, VITA LUMEX AC POWERWASH LL 5, 50 g, VITA AKZENT Plus POWDER FLUID, 20 ml, VITA AKZENT® Plus CHROMA STAINS KIT 3D-MASTER, VITA AKZENT® Plus CHROMA STAINS KIT classical, VITA AKZENT® Plus CHROMA STAINS PASTE KIT 3D-MASTER, VITA AKZENT® Plus CHROMA STAINS PASTE KIT classical, VITA AKZENT® Plus PASTE KIT, VITA AKZENT® PLUS MINI KIT, VITA AKZENT® Plus POWDER KIT, VITA AKZENT Plus PASTE FLUID, 15 ml, VITA AKZENT® Plus STARTER KIT SPRAY / PASTE, VITA LUMEX® AC CUT-BACK KIT, VITA LUMEX® AC EXPERT KIT, VITA LUMEX® AC GINGIVA KIT, VITA LUMEX AC MODELLING LIQUID, 250 ml, VITA LUMEX AC MODELLING LIQUID, 50 ml, VITA LUMEX AC® POWERWASH KIT VITA SYSTEM 3D-MASTER®, VITA LUMEX AC® POWERWASH KIT VITA classical A1-D4®, VITA LUMEX® AC STANDARD KIT VITA classical A1-D4®, VITA LUMEX® AC STANDARD KIT VITA SYSTEM 3D-MASTER®, VITA LUMEX® AC STARTER KIT VITA classical A1-D4®, VITA LUMEX® AC TRIAL KIT 2M2, VITA LUMEX® AC TRIAL KIT A2 | ÇENE | 2023-05-22T00:00:00.000+02:00 | VITA Zahnfabrik H. Rauter GmbH & Co. KG / Postfach 1338 D-79704 Bad Säckingen | B5306312, B5306350, B5306412, B5306450, B5306512, B5306550, B5306612, B5306650, B5306712, B5306750, B5306812, B5306850, B5306912, B5306950, B5307012, B5307050, B5307112, B5307150, B5307212, B5307250, B5307312, B5307350, B5307412, B5307450, B5307512, B5307550, B5307612, B5307650, B5307712, B5307750, B5307812, B5307850, B5307912, B5307950, B5308012, B5308050, B5308112, B5308150, B5308212, B5308250, B5308312, B5308350, B5308412, B5308450, B5308512, B5308550, B5308612, B5308650, B5308712, B5308750, B5308812, B5308850, B5308912, B5308950, B5303112, B5303150, B5303212, B5303250, B5303312, B5303350, B5303412, B5303450, B5303512, B5303550, B5303612, B5303650, B5303712, B5303750, B5303812, B5303850, B5303912, B5303950, B5304012, B5304050, B5304112, B5304150, B5304212, B5304250, B5304312, B5304350, B5304412, B5304450, B5304512, B5304550, B5304612, B5304650, B5304712, B5304750, B5304812, B5304850, B5304912, B5304950, B5305012, B5305050, B5305112, B5305150, B5305212, B5305250, B5305312, B5305350, B5305412, B5305450, B5305512, B5305550, B5305612, B5305650, B5305712, B5305750, B5305812, B5305850, B5305912, B5305950, B5306112, B5306150, B5306212, B5306250, B5309112, B5309212, B5309312, B5309412, B5309512, B5309612, B5309712, B5309812, B5312112, B5312212, B5312312, B5312412, B5312512, B5314112, B5314212, B5314312, B5314412, B5314512, B5315112, B5316112, B5316212, B5317112, B5317212, B5317312, B5318112, B5318150, B5319112, B5319150, B5319212, B5319250, B5319312, B5319350, B5320112, B5320150, B5322112, B5322212, B5323112, B5323212, B5323312, B5323412, B5323512, B5323612, B5323712, B5323812, B5325012, B5325112, B5325212, B5325312, B5325412, B5325512, B5326112, B5326212, B5343112, B5343150, B5343212, B5343250, B5343312, B5343350, B5343412, B5343450, B5343512, B5343550, B5343612, B5343650, B5343712, B5343750, B5343812, B5343850, B5343912, B5343950, B5344012, B5344050, B5344112, B5344150, B5344212, B5344250, B5344312, B5344350, B5344412, B5344450, B5344512, B5344550, B5344612, B5344650, B5345112, B5345150, B5345212, B5345250, B5345312, B5345350, B5345412, B5345450, B5345512, B5345550, B5345612, B5345650, B5345712, B5345750, B5345812, B5345850, B5345912, B5345950, B5346012, B5346050, B5346112, B5346150, B5346212, B5346250, B5346312, B5346350, B5346412, B5346450, B5346512, B5346550, B5346612, B5346650, B5346712, B5346750, B5346812, B5346850, B5346912, B5346950, B5347012, B5347050, B5347112, B5347150, B5347212, B5347250, B5347312, B5347350, B5347412, B5347450, B5347512, B5347550, B5347612, B5347650, B5347712, B5347750, B5347812, B5347850, B5347912, B5347950, B5348012, B5348050, B5348112, B5348150, B5348212, B5348250, B5351112, B5351212, B5351312, B5353012, B5353050, B5353112, B5353150, B5353212, B5353250, B5353312, B5353350, B5353412, B5353450, B5353512, B5353550, BAPF20, BAPKCS3D, BAPKCSC, BAPKPCS3D, BAPKPCSC, BAPKPV1, BAPKSKV1, BAPKV1, BAPPF15, BAPSKSM, BLCBK, BLEK, BLGK, BLML250, BLML50, BLPWK3D, BLPWKC, BLSKCV1, BLSKV1, BLSTKCV1, BLTK2M2V1, BLTKA2V1 | Klasa IIa | Porcelan dentar per struktura metali, zirkoni etj | Pajisje dentare
14212 | High Density Embolization Agent / Bioabsorbable 1 CC, High Density Embolization Agent / Bioabsorbable 1,25 CC, High Density Embolization Agent / Bioabsorbable 1,50 CC, High Density Embolization Agent / Bioabsorbable 2,00 CC, High Density Embolization Agent / Bioabsorbable 3,00 CC, High Density Embolization Agent / Bioabsorbable 5,00 CC, Peripheral Braided Micro Catheter / External Catheter 6f /90 cm, Peripheral Micro Catheter / Internal Catheter, Introducer Case / 6F, Long Guide Wire 150 cm, Short Guide Wire 6F/11 cm, Medical Gun, Seldinger Inlet Needle 18 GA X 7 CM, Injector 2,50 CC, Dilator 6F/11 cm | E v i t a | 2023-05-24T00:00:00.000+02:00 | VESTA TIBBİ CİHAZLAR İTH. İHR. SAN. TİC. LTD. ŞTİ Batı Sitesi Sanayi Mahallesi Tahsin Kahraman Cad. No: 108 Gersan-Y.Mahalle , Ankara- Türkiye | VEN0100, VEN0125, VEN0150, VEN0200, VEN0300, VEN0500, MC01, MC02, MC03, MC04, MC05, MC06, MC07, MC08, MC09 | Klasa III | Agent Embolitik i Bioabsorbueshem me densitet te larte, Kateter i jashtem qe perdoret ne procedura endovaskulare ne trajtimin e venave varikoze, Kateter i brendshem qe perdoret ne procedura endovaskulare ne trajtimin e venave varikoze, Introducer Case perdoret gjate procedurave endovaskulare per lehtesimin dhe minimizimin e demeve ne inde, Long Guide Wire perdoret ne procedura endovaskulare ne trajtimin e venave varikoze, Short Guide Wire perdoret ne procedura endovaskulare ne trajtimin e venave varikoze, Medical Gun pajisje qe perdoret ne procedura endovaskulare ne trajtimin e venave varikoze, Gjilpere injektuese Seldinger qe perdoret ne procedura endovaskulare ne trajtimin e venave varikoze, Injektor qe perdoret ne procedura endovaskulare ne trajtimin e venave varikoze, Dilatator qe perdoret ne procedura endovaskulare ne trajtimin e venave varikoze | Pajisje nje perdorimeshe
14214 | SMS | Labor Dr. Limbach Heidelberg Germany | 2023-05-23T00:00:00.000+02:00 | Roche Diagnostics GmbH, Sandhofer Strasse 116 68305 Mannheim Germany | 04489225190, 05172136190, 05172136214, 08063478190, 08063478214 | In vitro | Tretësirë larëse për sondat e reagentëve dhe qelizat e reaksionit | Pajisje te diagnostifikimit in vitro
14246 | 20ga Straight Laser Probe, 23ga Straight Laser Probe, 23ga Straight Laser Probe,Vitra™/S upra™, Stiff 25ga Straight Laser Probe, 27ga Straight Laser Probe | GEN - ALB FARMA | 2023-06-01T00:00:00.000+02:00 | Synergetics, Inc. 3845 Corporate Centre Drive, O'Fallon, Missouri 63368 USA | 55.21, 55.21.23, 55.21.231, 55.21.25S, 55.21.27 | Klasa IIa | Një pajisje sterile, e mbajtur me dorë, e ngjashme me sondë, e destinuar për t'u përdorur në lidhje me një sistem lazer okulistik gjatë operacionit okulistik për të drejtuar dhe shpërndarë në mënyrë invazive energji lazer për të trajtuar kushtet jo refraktive (p.sh., për të riparuar një çarje të retinës) | Pajisje te implantueshme aktive
14314 | S.P. Large Contour Thigh Cuff | T R I M E D | 2023-06-07T00:00:00.000+02:00 | Zimmer Surgical, Inc. 200 West Ohio Avenue Dover, Ohio, 44622 USA | 60-7600-008-00 | Klasa IIb | Pajisje mjekësore shumëpërdorimshe që përdoret për të ushtruar presion, me risk të ulët për dëmtimin e indeve. | Instrumenta shumeperdorimeshe
14158 | COLDAMARIS Nasal- and Throat Spray | REJSI FARMA | 2023-06-05T00:00:00.000+02:00 | MoNo chem-pharm Produkte GmbH, Leystrasse 129 , A- 1200, Wien, Austria | COLDAMARIS Junior Nasen- und Rachenspray 9003751000399 | Klasa I | Tretësirë fiziologjike sterile për shpëlarje(njomje) të mukozës së hundës dhe faringut. Lehtëson simptomat e tharjes. | Tjeter
14348 | PreciControl Phospho-Tau (181P), CalSet Phospho-Tau (181P) | E v i t a | 2023-06-07T00:00:00.000+02:00 | Roche Diagnostics GmbH Sandhofer Strasse 116 68305 Mannheim Germany | 07357052190, 07357044190 | In vitro | Kalibrator dhe kontoll per reagentin e Phospho-Tau | Pajisje te diagnostifikimit in vitro
14373 | LV BAR, LV CLI, LV HOR, LV VER, LV OCAD, LV CER, LV FIX, LV SP2, LV SP3, LV SAG, LV PAL, LV SFE, LV SFE 50% | ÇENE | 2023-06-12T00:00:00.000+02:00 | NOBIL METAL S.P.A. / Strada San Rocco 28 14018 VILLAFRANCA D'ASTI ITALY | n/a | Klasa IIa | Atacmente dhe sisteme ankorimi per perdorim dentar | Pajisje dentare
14493 | ORABLOC / 30G x 12 metric thread, ORABLOC / 30G x 16 metric thread, ORABLOC / 30G x 21 metric thread, ORABLOC / 30G x 25 metric thread, ORABLOC / 27G x 35 metric thread | ÇENE | 2023-06-12T00:00:00.000+02:00 | Tecnofar S.p.A. / Via della Battaglia, 17 - 23014 DELEBIO (SO) ITALIA | V17480EO - 103003012, V17481EO - 103003016, V17482EO - 103003021, V17483EO - 103003025, V17484EO - 102704035 | Klasa IIa | Age njeperdorimshe per dentistri | Pajisje nje perdorimeshe
14260 | PALATAL OSTEOTOME, 22 CM , Osteotome 45°, Nadjmi, 8 mm, 22 cm , Osteotome, Nadjmi, 15 mm, 18 cm , BSSO Splitting Osteotome acc. Arnett 7 m , BSSO Splitting Osteotome acc. Arnett 14 , INTERDENTAL OSTEOTOME ACC. ARNETT, 8 MM , BSSO 7MM ,SPLITTING ,OSTEOTOME,ACC. ARNETT , PTERYGOID OSTEOTOME ACC. ARNETT , BSSO 6MM BSSO 7MM ,SPLITTING ,OSTEOTOME,ACC. ARNETT , OSTEOTOME, MARCHAC, 4 MM, STR., 18.5 CM , OSTEOTOME, MARCHAC, 6 MM, STR., 18.5 CM , OSTEOTOME, MARCHAC, 8 MM, STR., 18.5 CM , OSTEOTOME, MARCHAC, 6 MM, CVD., 18.5 CM , CHISEL BLADE, STR., 5 MM, 8 CM , CHISEL BLADE, STR., 10 MM, 8 CM , CHISEL BLADE, STR., 16 MM, 8 CM , CHISEL BLADE, STR., 25 MM, 8 CM , OSTEOTOME BLADE, 5 MM, 8 CM , OSTEOTOME BLADE, 10 MM, 8 CM , OSTEOTOME BLADE, 16 MM, 8 CM , OSTEOTOME BLADE, 25 MM, 8 CM , KEY F. 23-130-01, 9 CM , Spongiosa gouge, str., si., 5mm, 24.5cm , Spongiosa gouge, str., si., 10mm, 24.5cm , SPONGIOSA GOUGE, STR., 10 MM, 24.5 CM , Spongiosa gouge, str., si., 15mm, 24.5cm , Spongiosa gouge, cvd., si., 5mm, 24.5cm , Spongiosa gouge, cvd., si., 10mm, 24.5cm , Spongiosa gouge, cvd., si., 15mm, 24.5cm , OSTEOTOME, MINI-LAMBOTTE, 2 MM, 12.5 CM , OSTEOTOME, MINI-LAMBOTTE, 3 MM, 12.5 CM , OSTEOTOME, MINI-LAMBOTTE, 4 MM, 12.5 CM , OSTEOTOME, MINI-LAMBOTTE, 6 MM, 12.5 CM , OSTEOTOME, MINI-LAMBOTTE, 8 MM, 12.5 CM , OSTEOTOME, MINI-LAMBOTTE, 10 MM, 12.5 CM , OSTEOTOME, MINI-LAMBOTTE, 12 MM, 12.5 CM , OSTEOTOME, MINI-LAMBOTTE, 15 MM, 12.5 CM , OSTEOTOME, MINI-LAMBOTTE, 3 MM, 17 CM , OSTEOTOME, MINI-LAMBOTTE, 4 MM, 17 CM , OSTEOTOME, MINI-LAMBOTTE, 6 MM, 17 CM , OSTEOTOME, MINI-LAMBOTTE, 8 MM, 17 CM , OSTEOTOME, MINI-LAMBOTTE, 10 MM, 17 CM , OSTEOTOME, MINI-LAMBOTTE, 12 MM, 17 CM , OSTEOTOME, MINI-LAMBOTTE, 15 MM, 17 CM , Osteotome, Lambotte, 4 mm, 24 cm , Osteotome, Lambotte, 6 mm, 24 cm , Osteotome, Lambotte, 8 mm, 24 cm , Osteotome, Lambotte, 10 mm, 24 cm , Osteotome, Lambotte, 13 mm, 24 cm , OSTEOTOME, LAMBOTTE, 15 MM, 24 CM , Osteotome, Lambotte, 18 mm, 24 cm , OSTEOTOME, LAMBOTTE, 20 MM, 24 CM , OSTEOTOME, LAMBOTTE, 25 MM, 24 CM , OSTEOTOME, LAMBOTTE, 30 MM, 24 CM , OSTEOTOME, LAMBOTTE, 38 MM, 24 CM , OSTEOTOME, LAMBOTTE, 44 MM, 24 CM , OSTEOTOME, LAMBOTTE, 50 MM, 24 CM , Osteotome, Lambotte, cvd., 4 mm, 24 cm , Osteotome, Lambotte, cvd., 6 mm, 24 cm , Osteotome, Lambotte, cvd., 8 mm, 24 cm , Osteotome, Lambotte, cvd., 10 mm, 24 cm , Osteotome, Lambotte, cvd., 13 mm, 24 cm , OSTEOTOME, LAMBOTTE, CVD., 15 MM, 24 CM , Osteotome, Lambotte, cvd., 18 mm, 24 cm , OSTEOTOME, LAMBOTTE, CVD., 20 MM, 24 CM , OSTEOTOME, LAMBOTTE, CVD., 25 MM, 24 CM , OSTEOTOME, LAMBOTTE, CVD., 30 MM, 24 CM , OSTEOTOME, LAMBOTTE, CVD., 38 MM, 24 CM , OSTEOTOME, LAMBOTTE, CVD., 44 MM, 24 CM , OSTEOTOME, LAMBOTTE, CVD., 50 MM, 24 CM , OSTEOTOME, SMITH-PET., 6 MM, 20.5 CM , OSTEOTOME, SMITH-PET., 9 MM, 20.5 CM , OSTEOTOME, SMITH-PET., 13 MM, 20.5 CM , OSTEOTOME, SMITH-PET., 16 MM, 20.5 CM , OSTEOTOME, SMITH-PET., 19 MM, 20.5 CM , OSTEOTOME, SMITH-PET., 25 MM, 20.5 CM , OSTEOTOME, SMITH-P, CVD., 6 MM, 20.5 CM , OSTEOTOME, SMITH-P, CVD., 9 MM, 20.5 CM , OSTEOTOME, SMITH-P, CVD., 13 MM, 20.5 CM , OSTEOTOME, SMITH-P, CVD., 16 MM, 20.5 CM , OSTEOTOME, SMITH-P, CVD., 19 MM, 20.5 CM , OSTEOTOME, SMITH-P, CVD., 25 MM, 20.5 CM , Gouge, Cobb, str., si., 6 mm, 28 cm , Gouge, Cobb, slight cvd., si., 6mm, 28cm , Gouge, Cobb, strong cvd., si., 6mm, 28cm , Gouge, Cobb, backw.cvd., si., 6mm, 28cm , OSTEOTOME, HOKE, 3 MM, 17 CM , OSTEOTOME, HOKE, 5 MM, 17 CM , OSTEOTOME, HOKE, 6 MM, 17 CM , OSTEOTOME, HOKE, 8 MM, 17 CM , OSTEOTOME, HOKE, 9 MM, 17 CM , OSTEOTOME, HIBBS, 6 MM, 24.5 CM , OSTEOTOME, HIBBS, 13 MM, 24.5 CM , OSTEOTOME, HIBBS, 19 MM, 24.5 CM , OSTEOTOME, HIBBS, 25 MM, 24.5 CM , OSTEOTOME, HIBBS, 32 MM, 24.5 CM , CHISEL, HIBBS, STR., 6 MM, 24.5 CM , CHISEL, HIBBS, STR., 13 MM, 24.5CM , CHISEL, HIBBS, STR., 19 MM, 24.5CM , CHISEL, HIBBS, STR., 25 MM, 24.5CM , CHISEL, HIBBS, STR., 32 MM, 24.5CM , OSTEOTOME, HIBBS, CVD., 6 MM, 24.5 CM , OSTEOTOME, HIBBS, CVD., 13 MM, 24.5 CM , OSTEOTOME, HIBBS, CVD., 19 MM, 24.5 CM , OSTEOTOME, HIBBS, CVD., 25 MM, 24.5 CM , OSTEOTOME, HIBBS, CVD., 32 MM, 24.5 CM , GOUGE, HIBBS, STR., 6 MM, 24.5 CM , GOUGE, HIBBS, STR., 13 MM, 24.5 CM , GOUGE, HIBBS, STR., 19 MM, 24.5 CM , GOUGE, HIBBS, STR., 25 MM, 24.5 CM , GOUGE, HIBBS, STR., 32 MM, 24.5 CM , GOUGE, HIBBS, CVD., 6 MM, 24.5 CM , GOUGE, HIBBS, CVD., 13 MM, 24.5 CM , GOUGE, HIBBS, CVD., 19 MM, 24.5 CM , GOUGE, HIBBS, CVD., 25 MM, 24.5 CM , GOUGE, HIBBS, CVD., 32 MM, 24.5 CM , Tamper, Caspar, si., Ø 3 mm, 22 cm , Tamper, Caspar, si., Ø 5 mm, 22 cm , Tamper, Caspar, si., Ø 8 mm, 22 cm , TAMPER, METAL, Ø 2 MM, 15.5 CM , TAMPER, METAL, Ø 3 MM, 15.5 CM , TAMPER, METAL, Ø 4 MM, 15.5 CM , TAMPER, METAL, Ø 5 MM, 15.5 CM , TAMPER, METAL, Ø 6 MM, 15.5 CM , TAMPER, METAL, Ø 8 MM, 15.5 CM , TAMPER, METAL, Ø 10 MM, 15.5 CM , Tamper, Caspar, si., Ø 12 mm, 20 cm , Tamper, Caspar, si., Ø 14 mm, 20 cm , Tamper, Caspar, si., Ø 16 mm, 20 cm , HANDLE FOR PERIOTOME TIPS , WORKING TIP FOR HANDLE NO. 23-360-01 , STERNAL CHISEL, LEBSCHE, 24.5 CM , Chisel, Tew #12, 23 cm , Chisel, Tew #12, 26 cm , CapFlex Modulator proximal, S , CapFlex Modulator proximal, M , CapFlex Modulator proximal, L , UHP explantation chisel small , UHP explantation chisel big , SEPTUM CHISEL, FREER, CVD.,4 MM, 16,5 CM , SEPTUM CHISEL, FREER, STR., 4 MM, 16.5CM , SEPTUM-GOUGE, FREER, 6 MM, 16 CM , GOUGE, BALLENGER, 2 MM, STR., 15 CM , GOUGE, BALLENGER, 4 MM, STR., 15 CM , GOUGE, BALLENGER, 6 MM, STR., 15 CM , GOUGE, BALLENGER, 8 MM, STR., 15 CM , SEPTUM-GOUGE, KILLIAN, 5 MM, 16 CM , GOUGE, KILLIAN-CLAUS, 5 MM, 16 CM , Osteotome, Cottle, gradu., 4 mm, 18,5 cm , Osteotome, Cottle, gradu., 7 mm, 18.5 cm , Osteotome, Cottle, gradu., 9 mm, 18.5 cm , Osteotome, Cottle, gradu., 12 mm, 18.5cm , Osteotome, Cottle, cvd., 6 mm, 18.5 cm , Osteotome, Cottle, cross-gr., 2mm,18.5cm , Osteotome, Cottle, cross-gr., 4mm,18.5cm , Osteotome, Cottle, cross-gr., 7mm,18.5cm , Osteotome, Cottle, cross-gr., 9mm,18.5cm , Osteotome, Cottle, cross-gr.,12mm,18.5cm , Osteotome,Cottle,cross-gr,ang,6mm,18.5cm , Osteotome, Cottle, gradu., 16 mm, 18.5cm , Osteotome, Cottle, cross-gr.,16mm,18.5cm , Osteotome, Rubin, 10 mm, 18.5 cm , Osteotome, Rubin, 12 mm, 18.5 cm , Osteotome, Rubin, 14 mm, 18.5 cm , CHISEL, WALTER, 3 MM, 19 CM , CHISEL, WALTER, 4.5 MM, 19 CM , OSTEOTOME, WALTER, 3 MM, 19 CM , OSTEOTOME, WALTER, 4 MM, 19 CM , OSTEOTOME, WALTER, 7 MM, 19 CM , OSTEOTOME, WALTER, 9 MM, 19 CM , OSTEOTOME, WALTER, 12 MM, 19 CM , CHISEL, FOMON, W. GUIDE, 4 MM, 16 CM , CHISEL, FOMON, W. GUIDE, 5 MM, 16 CM , CHISEL, FOMON, W. GUIDE, 6 MM, 16 CM , CHISEL, FOMON, W. GUIDE, 7 MM, 16 CM , OSTEOTOME, CINELLI, 10 MM, 16 CM , OSTEOTOME, CINELLI, 12 MM, 16 CM , OSTEOTOME, CINELLI, 14 MM, 16 CM , OSTEOTOME, CINELLI, 16 MM, 16 CM , OSTEOTOME, NEIVERT-ANDERSON, 7 MM, R. , OSTEOTOME, NEIVERT-ANDERSON, 7 MM, L. , OSTEOTOME, NEIVERT-ANDERSON, 7 MM, STR. , Osteotome, 3 mm, 18,5 cm , NASAL CHISEL, SILVER, STR., 5 MM, 18 CM , NASAL CHISEL, SILVER, R., 5 MM, 18 CM , NASAL CHISEL, SILVER, L., 5 MM, 18 CM , OBWEGESER OSTEOTOME FINE15CM , OBWEGESER OSTEOTOME CURVED , OBWEGESER BALL END NASAL OST , MI OS4,osteotome,thin,4mm,17.5cm , MI OS1,septum ostetome,8mm,18.5cm , MI OS2,osteotome,straight,4mm,19.5cm , MI OS3,osteotome,curved,4mm,19cm , MI OS5,wedge osteo.,blunt,16mm,22.5cm , MI OS6,blade osteotome,8mm,22.5cm , OSTEOTOME, BAUER, 6 MM, STR., 20.5 CM , OSTEOTOME, BAUER, 8 MM, STR., 20.5 CM , OSTEOTOME, BAUER, 6 MM, CVD., 20.5 CM , OSTEOTOME, BAUER, 8 MM, CVD., 20.5 CM , OSTEOTOME, EPKER-B., 8 MM, CVD., 17.5 CM , BURTON OSTEOTOME , OSTEOTOME, MUNRO-DAUTREY, 4 MM, 16 CM , OSTEOTOME, MUNRO-DAUTREY, 6 MM, 16 CM , OSTEOTOME, MUNRO-DAUTREY, 8 MM, 16 CM , OSTEOTOME, MUNRO-DAUTREY, 10 MM, 16 CM , OSTEOTOME, MUNRO-DAUTREY, 12 MM, 16 CM , OSTEOTOME, MUNRO-DAUTREY, 14 MM, 16 CM , OSTEOTOME, MUNRO-DAUTREY, 16 MM, 16 CM , OSTEOTOME, DUNN-DAUTREY, 4 MM, 16.5 CM , OSTEOTOME, DUNN-DAUTREY, 6 MM, 17 CM , OSTEOTOME, DUNN-DAUTREY, 8 MM, 17 CM , OSTEOTOME, DUNN-DAUT., 6 MM, CVD., 17 CM , OSTEOTOME, DUNN-D., 6 MM, ST. CVD., 17CM , OSTEOTOME, DUNN-D., 8 MM, CVD., 18CM , OSTEOTOME, DUNN-D., 8 MM, ST.CVD.,16,5CM , OSTEOTOME, EPKER, 4 MM, STR., 18 CM , OSTEOTOME, EPKER, 6 MM, STR., 18 CM , OSTEOTOME, EPKER, 8 MM, STR., 18 CM , OSTEOTOME, EPKER, 4 MM, CVD., 18 CM , OSTEOTOME, EPKER, 6 MM, CVD., 18 CM , OSTEOTOME, EPKER, 6 MM, STR. CVD., 18 CM , OSTEOTOME, EPKER, 8 MM, STR. CVD., 18 CM , BONE CHISEL,DR. IGLHAUT,5MM W. GRAD. , BONE CHISEL,DR. IGLHAUT,5MM W/O. GRAD. , FREIHOFER OSTEOTOME , Spatula Osteotome, Urata, 3.7 mm , Spatula Osteotome, Urata, 3.7 mm, 15 cm , Spatula Osteotome, Urata, 4.5 mm, 15 cm , Spatula Osteotome, Urata, 7 mm, 15 cm , PTERYGOID-OSTEOTOME, HARGIS, CVD., 22 CM , SEPTUM OSTEOTOME, TERRY, 19 CM , RAMUS OSTEOTOME, STEINH., 7 MM, 17 CM , RAMUS OSTEOTOME, STEINH., 10 MM, 17 CM , CHISEL, STEINHAEUSER, 7 MM, 19 CM , CHISEL, STEINHAEUSER, 11 MM, 19 CM , CHISEL, STEINHAEUSER, 15 MM, 19 CM , ORBITAL OSTEOTOME, STEINH., 5 MM, 18 CM , ORBITAL OSTEOTOME, STEINH., 8 MM, 18 CM , OSTEOTOME, WOLFORD, ANG., 6 MM, 21.5 CM , OSTEOTOME, WOLFORD, ANG., 8 MM, 21.5 CM , OCHSENBEIN CHISEL FIG 4 , RHODES-MINI-CHISEL, FIG. 36/37 , OCHSENBEIN-CHISEL, FIG. 1 , OCHSENBEIN-CHISEL, FIG. 2 , FEDI-CHISEL, FIG. 1 , FEDI-CHISEL, FIG. 2 , WEDELSTAEDT-ENAMEL-CHISEL, FIG. 1/2 , WEDELSTAEDT-ENAMEL-CHISEL, FIG. 3/4 , WEDELSTAEDT-ENAMEL-CHISEL, FIG. 5/6 , OSTEOTOM, DR.IGLHAUT,STR., 2,2 < 2,7MM , OSTEOTOM, DR.IGLHAUT,STR., 2,7 < 3,2MM , OSTEOTOM, DR.IGLHAUT,STR., 3,2 < 3,7MM , OSTEOTOM, DR.IGLHAUT,STR., 3,7 < 4,2MM , OSTEOTOM, DR.IGLHAUT,STR., 4,2 < 4,7MM , OSTEOTOM, DR.IGLHAUT,STR., 4,7 < 5,4MM , OSTEOTOM, DR.IGLHAUT,CRV., 2,2 < 2,7MM , OSTEOTOM, DR.IGLHAUT,CRV., 2,7 < 3,2MM , OSTEOTOM, DR.IGLHAUT,CRV., 3,2 < 3,7MM , OSTEOTOM, DR.IGLHAUT,CRV., 3,7 < 4,2MM , OSTEOTOM, DR.IGLHAUT,CRV., 4,2 < 4,7MM , OSTEOTOM, DR.IGLHAUT,CRV., 4,7 < 5,4MM , OCHSENBEIN-CHISEL, MOD., FIG. 1 , OCHSENBEIN-CHISEL, MOD., FIG. 2 , PIN-OSTEOTOME , OSTEOTOME, CONCAVE, FIG. 0, 17,5 CM , OSTEOTOME, CONCAVE, FIG. 1, 17,5 CM , OSTEOTOME, CONCAVE, FIG. 2, 17,5 CM , OSTEOTOME, CONCAVE, FIG. 3, 17,5 CM , SEPTUM OSTEOTOME, OBWEGESER, 4 MM, 19 CM , SEPTUM OSTEOTOME, OBWEGESER, 6 MM, 19 CM , SEPTUM OSTEOTOME, OBWEGESER, 8 MM, 19 CM , WEDGE OSTEOTOME, OBWEGES., 8 MM, 22.5 CM , WEDGE OSTEOTOME, OBWEG., 12 MM, 22.5 CM , WEDGE OSTEOTOME, OBWEG., 16 MM, 22.5 CM , Wedge Osteotome, Obweges., 8 mm, 22.5 cm , Wedge Osteotome, Obweges., 12 mm, 22.5 c , Wedge Osteotome, Obweges., 16 mm, 22.5 c , BLADE OSTEOTOME, OBWEGES., 8 MM, 22.5 CM , BLADE OSTEOTOME, OBWEG., 12 MM, 22.5 CM , BLADE OSTEOTOME, OBWEG., 16 MM, 22.5 CM , BLADE OSTEOTOME, OBWEG., 20 MM, 22.5 CM , Blade Osteotome, Obweges., 8 mm, 22.5 cm , Blade Osteotome, Obweges., 12 mm, 22.5 c , Blade Osteotome, Obweges., 16 mm, 22.5 c , Blade Osteotome, Obweges., 20 mm, 22.5 c , OSTEOTOME, OBWEGESER, CVD., 8 MM, 23 CM , OSTEOTOME, OBWEGESER, CVD., 11 MM, 23 CM , OSTEOTOME, ELASTIC, CVD., 8 MM, 21 CM , OSTEOTOME, ELASTIC, CVD., 11 MM, 21 CM , OSTEOTOME, OBWEGESER, 3 MM, 15.5 CM , OSTEOTOME, OBWEGESER, 4 MM, 15.5 CM , OSTEOTOME, OBWEGESER, 6.5 MM, 15.5 CM , MI OS7, Osteotome, lg, cvd, 10 mm, 23 cm , MAXILLARY-MOBILIZER, 12 MM, 23 CM , OSTEOTOME, TESSIER, STR., 2 MM, 16 CM , OSTEOTOME, TESSIER, STR., 3 MM, 16 CM , OSTEOTOME, TESSIER, STR., 5 MM, 16 CM , OSTEOTOME, TESSIER, STR., 7 MM, 16 CM , OSTEOTOME, TESSIER, STR., 10 MM, 16 CM , OSTEOTOME, TESSIER, STR., 14 MM, 16 CM , OSTEOTOME, TESSIER, STR., 16 MM, 16 CM , OSTEOTOME, TESSIER, CVD., 5 MM, 16 CM , OSTEOTOME, TESSIER, CVD., 7 MM, 16 CM , OSTEOTOME, TESSIER, STR., 18 MM, 16 CM , OSTEOTOME, TESSIER, STR., 10 MM, 20 CM , OSTEOTOME, TESSIER, STR., 15 MM, 20 CM , OSTEOTOME, TESSIER, STR., 20 MM, 20 CM , OSTEOTOME, TESSIER, STR., 30 MM, 20 CM , OSTEOTOME, TESSIER, CVD., 10 MM, 20 CM , OSTEOTOME, TESSIER, CVD., 15 MM, 20 CM , OSTEOTOME, TESSIER, STR., 15 MM, 16 CM , OSTEOTOME, TESSIER, CVD., 10 MM, 16 CM , OSTEOTOME, TESSIER, CVD., 15 MM, 16 CM , SEPTUM OSTEOTOME, TESSIER, STR., 19 CM , OSTEOTOME, TESSIER, CVD., 10 MM, 18 CM , TESSIER-KAWAMOTO 18CM ,OSTEOTOME, 9 MM, Gouge, Zielke, si., 5,5 mm, 23 cm , Gouge, Zielke, si., 9 mm, 23 cm , CHISEL, ALEXANDER, 4 MM, 17.5 CM , CHISEL, ALEXANDER, 6 MM, 17.5 CM , CHISEL, ALEXANDER, 8 MM, 17.5 CM , CHISEL, ALEXANDER, 10 MM, 17.5 CM , CHISEL, ALEXANDER, 12 MM, 17.5 CM , CHISEL, ALEXANDER, 14 MM, 17.5 CM , GOUGE, ALEXANDER, 4 MM, 17.5 CM , GOUGE, ALEXANDER, 6 MM, 17.5 CM , GOUGE, ALEXANDER, 8 MM, 17.5 CM , GOUGE, ALEXANDER, 10 MM, 17.5 CM , GOUGE, ALEXANDER, 12 MM, 17.5 CM , GOUGE, ALEXANDER, 14 MM, 17.5 CM , CHISEL, STILLE, 10 MM, 20.5 CM , Chisel, Stille, 12 mm, 20.5 cm , CHISEL, STILLE, 15 MM, 20.5 CM , CHISEL, STILLE, 20 MM, 20.5 CM , CHISEL, STILLE, 25 MM, 20.5 CM , Osteotome, Stille, 8 mm, 20.5 cm , OSTEOTOME, STILLE, 10 MM, 20.5 CM , Osteotome, Stille, 12 mm, 20.5 cm , OSTEOTOME, STILLE, 15 MM, 20.5 CM , OSTEOTOME, STILLE, 20 MM, 20.5 CM , OSTEOTOME, STILLE, 25 MM, 20.5 CM , Osteotome, Stille, fine, 10 mm, 20.5 cm , Osteotome, Stille, fine, 12 mm, 20.5 cm , Osteotome, Stille, fine, 15 mm, 20.5 cm , Osteotome, Stille, fine, 20 mm, 20.5 cm , Osteotome, Stille, fine, 25 mm, 20.5 cm , GOUGE, STILLE, 10 MM, 20.5 CM , Gouge, Stille, 12 mm, 20.5 cm , GOUGE, STILLE, 15 MM, 20.5 CM , GOUGE, STILLE, 20 MM, 20.5 CM , GOUGE, STILLE, 25 MM, 20.5 CM , Handle f. chisel blades, si., 18.5 cm , Osteotome, Mannerfelt, 8mm, 15.5 cm , Chisel, Papavero, 4mm, 22cm , Osteotome, Lexer, angled, 10mm, 15cm , Osteotome, Lexer, angled, 15mm, 15cm , Osteotome, Hibbs, 38mm, 24.5cm , BUCKLEY-CHISEL, 2 MM, 16 CM , BUCKLEY-CHISEL, 3 MM, 16 CM , BUCKLEY-CHISEL, 4 MM, 16 CM , BUCKLEY-GOUGES, 2 MM, 16 CM , BUCKLEY-GOUGES, 3 MM, 16 CM , BUCKLEY-GOUGES, 4 MM, 16 CM , BONE CHISEL, 4 MM, 17 CM , O.S.U. BONE CHISEL 17CM , OSTEOTOME, 8 MM, 13.5 CM , OSTEOTOME, 10 MM, 13.5 CM , OSTEOTOME, 12 MM, 13.5 CM , OSTEOTOME, 14 MM, 13.5 CM , OSTEOTOME, 16 MM, 13.5 CM , CHISEL, 8 MM, 13.5 CM , CHISEL, 10 MM, 13.5 CM , CHISEL, 12 MM, 13.5 CM , CHISEL, 14 MM, 13.5 CM , CHISEL, 16 MM, 13.5 CM , GOUGE, 8 MM, 13.5 CM , GOUGE, 10 MM, 13.5 CM , GOUGE, 12 MM, 13.5 CM , GOUGE, 14 MM, 13.5 CM , GOUGE, 16 MM, 13.5 CM , CHISEL, PARTSCH, 2 MM, 13.5 CM , CHISEL, PARTSCH, 3 MM, 13.5 CM , CHISEL, PARTSCH, 4 MM, 13.5 CM , CHISEL, PARTSCH, 5 MM, 13.5 CM , CHISEL, PARTSCH, 6 MM, 13.5 CM , CHISEL, PARTSCH, 2 MM, 17 CM , CHISEL, PARTSCH, 3 MM, 17 CM , CHISEL, PARTSCH, 4 MM, 17 CM , CHISEL, PARTSCH, 5 MM, 17 CM , CHISEL, PARTSCH, 6 MM, 17 CM , GOUGE, PARTSCH, 2 MM, 13.5 CM , GOUGE, PARTSCH, 3 MM, 13.5 CM , GOUGE, PARTSCH, 4 MM, 13.5 CM , GOUGE, PARTSCH, 5 MM, 13.5 CM , GOUGE, PARTSCH, 6 MM, 13.5 CM , GOUGE, PARTSCH, 2 MM, 16.5 CM , GOUGE, PARTSCH, 3 MM, 16.5 CM , GOUGE, PARTSCH, 4 MM, 16.5 CM , GOUGE, PARTSCH, 5 MM, 16.5 CM , GOUGE, PARTSCH, 6 MM, 16.5 CM | MSE | 2023-06-14T00:00:00.000+02:00 | Gebrüder Martin GmbH & Co. KG KLS Martin Platz 1 · 78532 Tuttlingen/Germany Martin Postfach 60 · 78501 Tuttlingen/Germany. | 48-350-24-07 , 48-572-08-04 , 48-574-15-07 , 48-724-08-04 , 48-724-15-04 , 48-725-18-07 , 48-726-08-04 , 48-728-18-07 , 48-728-19-07 , 50-440-04-07 , 50-440-06-07 , 50-440-08-07 , 50-441-06-07 , 23-130-05-07 , 23-130-10-07 , 23-130-16-07 , 23-130-25-07 , 23-130-55-07 , 23-130-60-07 , 23-130-66-07 , 23-130-85-07 , 23-130-99-07 , 23-131-05-04 , 23-131-10-04 , 23-131-10-07 , 23-131-15-04 , 23-131-55-04 , 23-131-60-04 , 23-131-65-04 , 23-136-02-07 , 23-136-03-07 , 23-136-04-07 , 23-136-06-07 , 23-136-08-07 , 23-136-10-07 , 23-136-12-07 , 23-136-15-07 , 23-136-53-07 , 23-136-54-07 , 23-136-56-07 , 23-136-58-07 , 23-136-60-07 , 23-136-62-07 , 23-136-65-07 , 23-138-04-07 , 23-138-06-07 , 23-138-08-07 , 23-138-10-07 , 23-138-13-07 , 23-138-15-07 , 23-138-18-07 , 23-138-20-07 , 23-138-25-07 , 23-138-30-07 , 23-138-38-07 , 23-138-44-07 , 23-138-50-07 , 23-139-04-07 , 23-139-06-07 , 23-139-08-07 , 23-139-10-07 , 23-139-13-07 , 23-139-15-07 , 23-139-18-07 , 23-139-20-07 , 23-139-25-07 , 23-139-30-07 , 23-139-38-07 , 23-139-44-07 , 23-139-50-07 , 23-154-06-07 , 23-154-09-07 , 23-154-13-07 , 23-154-16-07 , 23-154-19-07 , 23-154-25-07 , 23-155-06-07 , 23-155-09-07 , 23-155-13-07 , 23-155-16-07 , 23-155-19-07 , 23-155-25-07 , 23-160-01-04 , 23-160-02-04 , 23-160-03-04 , 23-160-04-04 , 23-162-03-07 , 23-162-05-07 , 23-162-06-07 , 23-162-08-07 , 23-162-09-07 , 23-170-06-07 , 23-170-13-07 , 23-170-19-07 , 23-170-25-07 , 23-170-32-07 , 23-172-06-07 , 23-172-13-07 , 23-172-19-07 , 23-172-25-07 , 23-172-32-07 , 23-173-06-07 , 23-173-13-07 , 23-173-19-07 , 23-173-25-07 , 23-173-32-07 , 23-176-06-07 , 23-176-13-07 , 23-176-19-07 , 23-176-25-07 , 23-176-32-07 , 23-177-06-07 , 23-177-13-07 , 23-177-19-07 , 23-177-25-07 , 23-177-32-07 , 23-197-03-04 , 23-197-05-04 , 23-197-08-04 , 23-198-02-07 , 23-198-03-07 , 23-198-04-07 , 23-198-05-07 , 23-198-06-07 , 23-198-08-07 , 23-198-10-07 , 23-199-12-04 , 23-199-14-04 , 23-199-16-04 , 23-360-01-07 , 23-360-02-07 , 23-360-03-07 , 23-360-04-07 , 23-360-05-07 , 23-360-06-07 , 23-360-07-07 , 24-151-24-07 , 24-844-12-07 , 24-846-12-07 , 26-101-58-07 , 26-101-59-07 , 26-101-60-07 , 26-265-35-07 , 26-265-37-07 , 37-593-16-07 , 37-594-16-07 , 37-595-15-07 , 37-597-02-07 , 37-597-04-07 , 37-597-06-07 , 37-597-08-07 , 37-601-16-07 , 37-605-16-07 , 37-606-04-07 , 37-606-07-07 , 37-606-09-07 , 37-606-12-07 , 37-607-06-07 , 37-608-02-07 , 37-608-04-07 , 37-608-07-07 , 37-608-09-07 , 37-608-12-07 , 37-609-06-07 , 37-610-16-07 , 37-612-16-07 , 37-616-10-07 , 37-616-12-07 , 37-616-14-07 , 37-620-03-07 , 37-620-04-07 , 37-622-03-07 , 37-622-04-07 , 37-622-07-07 , 37-622-09-07 , 37-622-12-07 , 37-623-04-07 , 37-623-05-07 , 37-623-06-07 , 37-623-07-07 , 37-624-10-07 , 37-624-12-07 , 37-624-14-07 , 37-624-16-07 , 37-625-01-07 , 37-625-02-07 , 37-625-03-07 , 37-627-03-04 , 37-628-01-07 , 37-628-02-07 , 37-628-03-07 , 38-650-02-07 , 38-650-04-07 , 38-656-24-07 , 38-660-19-07 , 38-684-32-07 , 38-684-33-07 , 38-684-34-07 , 38-684-35-07 , 38-684-37-04 , 38-684-38-04 , 38-780-00-07 , 38-780-01-07 , 38-781-00-07 , 38-781-01-07 , 38-783-01-07 , 38-784-23-07 , 38-786-04-07 , 38-786-06-07 , 38-786-08-07 , 38-786-10-07 , 38-786-12-07 , 38-786-14-07 , 38-786-16-07 , 38-790-04-07 , 38-790-06-07 , 38-790-08-07 , 38-791-01-07 , 38-791-03-07 , 38-793-01-07 , 38-793-03-07 , 38-796-04-07 , 38-796-06-07 , 38-796-08-07 , 38-797-04-07 , 38-797-06-07 , 38-799-06-07 , 38-799-08-07 , 38-800-04-07 , 38-800-05-07 , 38-805-08-07 , 38-810-00-07 , 38-810-01-07 , 38-810-02-07 , 38-810-03-07 , 38-841-22-07 , 38-856-19-07 , 38-881-07-07 , 38-881-10-07 , 38-883-07-07 , 38-883-11-07 , 38-883-15-07 , 38-895-05-07 , 38-895-08-07 , 38-899-06-07 , 38-899-08-07 , 43-360-04-07 , 43-363-01-07 , 43-365-01-07 , 43-365-02-07 , 43-366-01-07 , 43-366-02-07 , 43-494-02-07 , 43-494-04-07 , 43-494-06-07 , 43-600-00-07 , 43-600-01-07 , 43-600-02-07 , 43-600-03-07 , 43-600-04-07 , 43-600-05-07 , 43-601-00-07 , 43-601-01-07 , 43-601-02-07 , 43-601-03-07 , 43-601-04-07 , 43-601-05- | Klasa I | Instrumenta mjeksore per perdorim ne ortopedi | Instrumenta shumeperdorimeshe
14483 | Haemostatic Valves, Disposable Manifold Kits, MDN 1202, Control Syringes, Manifold and stopcocks, Pressure Lines, Disposable Needles | MONTAL | 2023-06-19T00:00:00.000+02:00 | Sunny Medical Device (Shenzhen) Co., Ltd. 1/F and 401, Zhongtianxin Building B, Longgang District, Shenzhen, Guangdong, China | SM-HV-7CPCW-TB, SM-HV-7CFPR-TB, SM-HV-7CPPW-TB, SM-HV-7CFLCR-TB, SM-HV-7CPLCR-TB, SM-HV-7CFSCR-TB, SM-HV-7CPSCR-TB, SM-HV-7CFLCW-TB, SM-HV-7CPLCW-TB, SM-HV-7CFSCW-TB, SM-HV-7CPSCW-TB, SM-HV-7CFLPR-TB, SM-HV-7CPLPR-TB, SM-HV-7CFSPR-TB, SM-HV-7CPSPR-TB, SM-HV-7CFLPW-TB, SM-HV-7CPLPW-TB, SM-HV-7CFSPW-TB, SM-HV-7CPSPW-TB, SM-HV-8CF-TB, SM-HV-8CP-TB, SM-HV-8CL-TB, SM-HV-8CFL-TB, SM-HV-8CPL-TB, SM-HV-8CFS-TB, SM-HV-8CPS-TB, SM-HV-8CFCR-TB, SM-HV-8CPCW-TB, SM-HV-8CFPR-TB, SM-HV-8CPPW-TB, SM-HV-8CFLCR-TB, SM-HV-8CPLCR-TB, SM-HV-8CFSCR-TB, SM-HV-8CPSCR-TB, SM-HV-8CFLCW-TB, SM-HV-8CPLCW-TB, SM-HV-8CFSCW-TB, SM-HV-8CPSCW-TB, SM-HV-9WFL-TB, SM-HV-9WPL-TB, SM-HV-9WFS-TB, SM-HV-9WPS-TB, SM-HV-9WFCR-TB, SM-HV-9WPCW-TB, SM-HV-9WFPR-TB, SM-HV-9WPPW-TB, SM-HV-9WFLCR-TB, SM-HV-9WPLCR-TB, SM-HV-9WFSCR-TB, SM-HV-9WPSCR-TB, SM-HV-9WFLCW-TB, SM-HV-9WPLCW-TB, SM-HV-9WFSCW-TB, SM-HV-9WPSCW-TB, SM-HV-9WFLPR-TB, SM-HV-9WPLPR-TB, SM-HV-9WFSPR-TB, SM-HV-9WPSPR-TB, SM-HV-9WFLPW-TB, SM-HV-9WPLPW-TB, SM-HV-9WFSPW-TB, SM-HV-9WPSPW-TB, SM-HV-10PSF-TB, SM-HV-10PSP-TB, SM-HV-10PSFL-TB, SM-HV-10PSPL-TB, SM-HV-10PSFS-TB, SM-HV-10PSPS-TB, SM-HV-10PSFCR-TB, SM-HV-10PSPCW-TB, SM-HV-10PSFPR-TB, SM-HV-10PSPPW-TB, SM-HV-10PSFLCR-TB, SM-HV-10PSPLCR-TB, SM-HV-10PSFSCR-TB, SM-HV-10PSPSCR-TB, SM-HV-10PSFLCW-TB, SM-HV-10PSPLCW-TB, SM-HV-10PSFSCW-TB, SM-HV-10PSPSCW-TB, SM-HV-10PSFLPR-TB, SM-HV-10PSPLPR-TB, SM-HV-10PSFSPR-TB, SM-HV-10PSPSPR-TB, SM-HV-10PSFLPW-TB, SM-HV-10PSPLPW-TB, SM-HV-10PSFSPW-TB, SM-HV-10PSPSPW-TB, SM-HV-10PSP050LPW-TB, SM-HV-8SSF-TB, SM-HV-8SSL-TB, SM-HV-8SSFL-TB, SM-HV-8SSLL-TB, SM-HV-8SSFS-TB, SM-HV-8SSLS-TB, SM-HV-8SSLSPW-TB, SM-HV-9SSF-TB, SM-HV-9SSL-TB, SM-HV-9SSFL-TB, SM-HV-9SSLL-TB, SM-HV-9SSFS-TB, SM-HV-9SSLS-TB, SM-HV-9SSFCR-TB, SM-HV-9SSLCW-TB, SM-HV-9SSFPR-TB, SM-HV-9SSLPW-TB, SM-HV-9SSFLCR-TB, SM-HV-9SSLLCR-TB, SM-HV-9SSFSCR-TB, SM-HV-9SSLSCR-TB, SM-HV-9SSFLCW-TB, SM-HV-9SSLLCW-TB, SM-HV-9SSFSCW-TB, SM-HV-9SSLSCW-TB, SM-HV-9SSFLPR-TB, SM-HV-9SSLLPR-TB, SM-HV-9SSFSPR-TB, SM-HV-9SSLSPR-TB, SM-HV-9SSFLPW-TB, SM-HV-9SSLLPW-TB, SM-HV-9SSFSPW-TB, SM-HV-9SSLSPW-TB, SM-HV-7APHF-TB, SM-HV-7APHP-TB, SM-HV-7APHFL-TB, SM-HV-7APHPL-TB, SM-HV-7APHFS-TB, SM-HV-7APHPS-TB, SM-HV-7APHFCR-TB, SM-HV-7APHPCW-TB, SM-HV-7APHFPR-TB, SM-HV-7APHPPW-TB, SM-HV-7APHFLCR-TB, SM-HV-8SSFCR-TB, SM-HV-8SSLCW-TB, SM-HV-8SSFPR-TB, SM-HV-8SSLPW-TB, SM-HV-8SSFLCR-TB, SM-HV-8SSLLCR-TB, SM-HV-8SSFSCR-TB, SM-HV-8SSLSCR-TB, SM-HV-8SSFLCW-TB, SM-HV-8SSLLCW-TB, SM-HV-8SSFSCW-TB, SM-HV-8SSLSCW-TB, SM-HV-8SSFLPR-TB, SM-HV-8SSLLPR-TB, SM-HV-8SSFSPR-TB, SM-HV-8SSLSPR-TB, SM-HV-8SSFLPW-TB, SM-HV-8SSLLPW-TB, SM-HV-8SSFSPW-TB, SM-HV-8CFLPR-TB, SM-HV-8CPLPR-TB, SM-HV-8CFSPR-TB, SM-HV-8CPSPR-TB, SM-HV-8CFLPW-TB, SM-HV-8CPLPW-TB, SM-HV-8CFSPW-TB, SM-HV-8CPSPW-TB, SM-HV-7CP050LCW-TB, SM-HV-8CP050LCW-TB, SM-HV-8WF-TB, SM-HV-8WP-TB, SM-HV-8WFL-TB, SM-HV-8WPL-TB, SM-HV-8WFS-TB, SM-HV-8WPS-TB, SM-HV-8WFCR-TB, SM-HV-8WPCW-TB, SM-HV-8WFPR-TB, SM-HV-8WPPW-TB, SM-HV-8WFLCR-TB, SM-HV-8WPLCR-TB, SM-HV-8WFSCR-TB, SM-HV-8WPSCR-TB, SM-HV-8WFLCW-TB, SM-HV-8WPLCW-TB, SM-HV-8WFSCW-TB, SM-HV-8WPSCW-TB, SM-HV-8WFLPR-TB, SM-HV-8WPLPR-TB, SM-HV-8WFSPR-TB, SM-HV-8WPSPR-TB, SM-HV-8WFLPW-TB, SM-HV-8WPLPW-TB, SM-HV-8WFSPW-TB, SM-HV-8WPSPW-TB, SM-HV-9WF-TB, SM-HV-9WP-TB, SM-HV-8SF-TB, SM-HV-8SP-TB, SM-HV-8SFL-TB, SM-HV-8SPL-TB, SM-HV-8SFS-TB, SM-HV-8SPS-TB, SM-HV-8SFCR-TB, SM-HV-8SPCW-TB, SM-HV-8SFPR-TB, SM-HV-8SPPW-TB, SM-HV-8SFLCR-TB, SM-HV-8SPLCR-TB, SM-HV-8SFSCR-TB, SM-HV-8SPSCR-TB, SM-HV-8SFLCW-TB, SM-HV-8SPLCW-TB, SM-HV-8SFSCW-TB, SM-HV-8SPSCW-TB, SM-HV-8SFLPR-TB, SM-HV-8SPLPR-TB, SM-HV-8SFSPR-TB, SM-HV-8SPSPR-TB, SM-HV-8SFLPW-TB, SM-HV-8SPLPW-TB, SM-HV-8SFSPW-TB, SM-HV-8SPSPW-TB, SM-HV-9SF-TB, SM-HV-9SP-TB, SM-HV-9SFL-TB, SM-HV-9SPL-TB, SM-HV-9SFS-TB, SM-HV-9SPS-TB, SM-HV-9SFCR-TB, SM-HV-9SPCW-TB, SM-HV-9SFPR-TB, SM-HV-9SPPW-TB, SM-HV-9SFLCR-TB, SM-HV-9SPLCR-TB, SM-HV-9SFSCR-TB, SM-HV-9SPSCR-TB, SM-HV-9SFLCW-TB, SM-HV-9SPLCW-TB, SM-HV-9SFSCW-TB, SM-HV-9SPSCW-TB, SM-HV-9SFLPR-TB, SM-HV-9SPLPR-TB, SM-HV-9SFSPR-TB, SM | Is, Klasa IIa | Sherbejne per te zgjatur tubin e transfuzionit, Përdoren për të vendosur lidhje midis pajisjeve të monitorimit fiziologjik, Përdoren për infuzion shumekanalesh te agjentitit te kontrastit., Përdoret për transfuzionin e medikamenteve angiografikë, Përdoret për të ndihmuar telin udhëzues të futet në trupin e pacientit në diagnostikimin e angiografisë., Janë age për injektimin e lengjeve. | Pajisje nje perdorimeshe
14481 | HybridKnife ® T-Type/HybridKnife ® I-Type/HybridKnife ® O-Type | GREEMED | 2023-06-21T00:00:00.000+02:00 | Erbe Elektromedizin GmbH, Waldhörnlestraße 17, 72072 Tübingen, Germany | 20150-060;20150-061;20150-062;20150-260;20150-261 | Klasa IIb | Thike hibride per elevimin e submukozes dhe prerjen e lezioneve | Tjeter
14361 | Fistula Brush PR, Fistula Brush | GREEMED | 2023-06-21T00:00:00.000+02:00 | Ovesco Endoscopy AG;Friedrich-Miescher-Str.9,D-72076 Tubingen, Germany | 200.62 | Is | Furce pastrimi per fistulat | Tjeter
14332 | PATIENT TROLLEY - REMOVABLE TOP | O.E.S DISTRIMED | 2023-06-27T00:00:00.000+02:00 | GIMA S.p.A. Via Marconi, 1 20060 Gessate (MI) –Italy | 27801 | Klasa I | Pajisje asistimi per pacientin | Tjeter
14419 | Bioplant 20 x 10 x 10 mm (Cancellous block), Bioplant 20 x 20 x 10 mm (Cancellous block), Bioplant 20 x 15 x 8 mm (Cancellous block), Bioplant Elasta 25 x 25 x 3 mm (Cancellous Elasta), Bioplant Elasta 40 x 40 x 3 mm (Cancellous Elasta), Bioplant Elasta 30 x 20 x 3 mm (Cancellous Elasta), Bioplant Elasta 50 x 25 x 3 mm (Cancellous Elasta), Bioplant Elasta 50 x 50 x 3 mm (Cancellous Elasta), Bioplant Elasta 10 x 10 x 10 mm (Cancellous Elasta), Osteogen 0,5-1 mm. 0.25gr (Cancellous granulate), Osteogen 0,5-1 mm. 0.5gr (Cancellous granulate), Osteogen 0,5-1 mm. 1gr (Cancellous granulate), Osteogen 0,5-1 mm. 2gr (Cancellous granulate), Osteogen 0,5-1 mm. 1cc.Gel (Cancellous Gel), Osteogen 0,5-1 mm. 1cc.Gel (Cortical Gel), Osteogen 0,5-1 mm. 0.5gr (Cortical), Osteogen 0,5-1 mm. 2gr (Cortical), Osteogen 1-2 mm. 0.5gr (Cortical), Osteogen 1-2 mm. 1gr. (Cortical), Osteogen 1-2 mm. 2gr (Cortical), Bioplant Paste 1 cc. Gel (Cancellous Gel) , Bioplant Paste 1 cc. Gel (Cancellous Gel) | LOOKDENT | 2023-06-22T00:00:00.000+02:00 | MAGGI S.R.L.-Itali, me seli ligjore: Fraz. San Pietro, 10 – 14026 Piovà Massaia (AT) Me adresë të vendit të prodhimit: Via Tetti castagno, 5/A –10020 Andezeno (TO) | OST-01B, OST-01, OST-01D, OST-FS1 , OST-FS2, OST-FS3 , OST-FS4 , OST-FS5 , OST-FS8 , OSD025S, OSD05S , OSD051S , OSD052S , OSD05SG, OSD05MG, OSD05M, OSD20M, OSD105S, OSD101S, OSD102S, OST-ACM1, OST-CRU1 | Klasa III | Mbushës kockor, biomateriale për rigjenerimin e kockës plotësisht e absorbueshme me qëllim rikthimin e funksionalitetit dhe pamjen estetike të pacientit | Pajisje te implantueshme aktive
14331 | STANDARD VIEWER | O.E.S DISTRIMED | 2023-06-27T00:00:00.000+02:00 | BIEFFE ITALIA s.r.l. Viale Lincoln 178 81 100 Caserta Italia | BFAL 43.43 OR, BFAL 43.70 OR, BFAL 43.70 OV, BFAL 43.70 VE, BFAL 43.90 OR, BFAL 43.90 OV, BFAL 43.90 VE, BFAL 43.120 OR, BFAL 43.120 OV, BFAL 43.120 VE, BFAL 43.150 OR, BFAL 43.150 OV, BFAL 43.150 VE, BFAL 86.120 OR, BFAL 86.150 OR | Klasa I | Pajisje me drite per leximin e imazheve X-Ray | Instrumenta shumeperdorimeshe
14329 | IMIBASE Light Cure Baseplates, IMISEAL Plaster Coaling Solution, POLIMO Fluoride Trays, IMIPOMZA Dental Pumice | MOTO-MANIA | 2023-06-22T00:00:00.000+02:00 | IMICRYL DIS MALZEMELERİ SANAYI ve TICARET ANONIM SIRKETI FETIH MAHALLESI MAHIR SOKAK NO: 5/201 42030 KARATAY/KONYA | IMIBASE Light Cure Baseplates, IMISEAL Plaster Coaling Solution, POLIMO Fluoride Trays, IMIPOMZA Dental Pumice | Klasa I | Bazes plate per luge individuale, Izolant allcie , Luge flourizimi, Pomice dentare | Pajisje dentare
14464 | Sterile Endotracheal Tubes | MONTAL | 2023-06-22T00:00:00.000+02:00 | Intersurgical Ltd. Crane House, Molly Millars Lane, Wokingham, Berkshire, RG41 2RZ, UK | 8040045, 8040050, 8040055, 8040060, 8040065, 8040070, 8040075, 8040080, 8040085, 8040090, 8040095, 8040100, 8050025, 8050030, 8050035, 8050040, 8050045, 8050050, 8050055, 8050060, 8050065, 8050070, 8060045, 8060050, 8060055, 8060060, 8060065, 8060070, 8060075, 8060080, 8060085, 8060090, 8060095, 8060100 | Klasa IIa | Sherbejne për mbajtjen e rrugëve të frymëmarrjes të hapura për të dhënë oksigjen, ilaç ose anestezi. | Pajisje anestezie dhe respiratore
14421 | Protemp 4 : A1, A2, A3, A3.5, B3, Bleach with the components 10:1 cartridge with base and catalyst - Temporization material | Amber Dental | 2023-06-22T00:00:00.000+02:00 | 3M Deutscheland GmbH, Carl-Schurz-Str. 1 41453 Neuss Germany | Protemp 4 : A1, A2, A3, A3.5, B3, Bleach with the components 10:1 cartridge with base and catalyst - Temporization material | Klasa IIa | material per te bere kurora provizore | Pajisje dentare
14422 | Single Bond Universal with the components vial with adhesive or L-Pop with adhesive with the accessories single use applicator brushes | Amber Dental | 2023-06-22T00:00:00.000+02:00 | 3M Deutscheland GmbH, Carl-Schurz-Str. 1 41453 Neuss Germany | Single Bond Universal with the components vial with adhesive or L-Pop with adhesive with the accessories single use applicator brushes | Klasa IIa | ngjites universal | Pajisje dentare
14461 | Bearing nsPVA®.45-150 µm.100 mg.Vial.Sterile.Gamma, Bearing nsPVA®.1000-1180 μm.100 mg.Vial.Sterile.Gamma, Bearing nsPVA®.150-250 μm.100 mg.Vial.Sterile.Gamma, Bearing nsPVA®.250-355 μm.100 mg.Vial.Sterile.Gamma, Bearing nsPVA®.355-500 μm.100 mg.Vial.Sterile.Gamma, Bearing nsPVA®.500-710 μm.100 mg.Vial.Sterile.Gamma, Bearing nsPVA®.710-1000 μm.100 mg.Vial.Sterile.Gamma | BIOMETRIC ALBANIA | 2023-06-23T00:00:00.000+02:00 | Merit Medical Systems, Inc. Adresa: 1600 West Merit Parkway,South Jordan, Utah 84095 USA | V100EP, V1100EP, V200EP, V300EP, V400EP | Klasa IIb | Grimca (sfera) qe perdoren per embolizim e bllokim vaskular. | Produkte per institucione te kujdesit shendetesor
, V600EP, V800EP
14424 | Blood Pressure Monitor, Accessories ( Cuff ) | MONTAL | 2023-06-22T00:00:00.000+02:00 | Shenzhen Viatom Technology Co., Ltd., 4E,Building 3, Tingwei Industrial Park, No.6 Liufang Road, Block 67, Xin'an Street, Baoan District, 518101 Shenzhen, P.R.China | BP1, BP1A, BP2, BP2A, CU-10 | Klasa IIa | Pajisje qe sherben per matjen e presionit te gjakut, Manshetë për aparatin e presiont të gjakut | Instrumenta shumeperdorimeshe
14425 | Spirolab | BIOMETRIC ALBANIA | 2023-06-23T00:00:00.000+02:00 | MIR - MEDICAL INTERNATIONAL RESEARCH S.p.A., Sede Legale e Operativa: Via del Maggiolino, 125 - 00155 Roma (RM) - Italia | 911080, 911080T, 911080E0, 911080E1, 911080E5, 911080I0, 911080I1, 911080I3, 911080G0, 911080GB 911081, 911081T, 911081E0, 911081E1, 911081E5, 911081I0, 911081I1, 911081I3. | Klasa IIa | Pajisja synon të testojë funksionin e mushkërive dhe: për testet spirometrike në pacientët e rritur dhe pediatrikë, me përjashtim të foshnjave dhe të sapolindurit; për analizat e oksimetrisë tek njerëzit e të gjitha moshave. | Produkte per institucione te kujdesit shendetesor
14043 | Vaginal speculum, sterile,XXS,WG-XXS ;Vaginal speculum,sterile,XS,WG-XS ;Vaginal speculum,sterile,S, WG-S ;Vaginal speculum,sterile,M,WG-M ;Vaginal speculum,sterile,L,WG-L ;Vaginal speculum,sterile,XL, WG-XL | GREEMED | 2023-05-08T00:00:00.000+02:00 | ZARYS International Group, Pod Borem 18, 41-808 Zabrze, Poland | Vaginal speculum, sterile,XXS,WG-XXS ;Vaginal speculum,sterile,XS,WG-XS ;Vaginal speculum,sterile,S, WG-S ;Vaginal speculum,sterile,M,WG-M ;Vaginal speculum,sterile,L,WG-L ;Vaginal speculum,sterile,XL, WG-XL | Is | Spekulum vaginal per ekzaminim | Pajisje nje perdorimeshe
14166 | Dental surgical drills and dental burs; Code:F1, Dental surgical drills and dental burs; Code:F1C, Dental surgical drills and dental burs; Code:F1L, Dental surgical drills and dental burs; Code:F1L-IG, Dental surgical drills and dental burs; Code:F10C, Dental surgical drills and dental burs; Code:F15C, Dental surgical drills and dental burs; Code:F17C, Dental surgical drills and dental burs; Code:F19C, Dental surgical drills and dental burs; Code:F18C-IG, Dental surgical drills and dental burs; Code:F18L-IG, Dental surgical drills and dental burs; Code:F2C-IG, Dental surgical drills and dental burs; Code:F2L-IG, Dental surgical drills and dental burs; Code:F2XL-IG, Dental surgical drills and dental burs; Code:F26C-IG, Dental surgical drills and dental burs; Code:F26L-IG, Dental surgical drills and dental burs; Code:F32C-IG, Dental surgical drills and dental burs; Code:F32L-IG, Dental surgical drills and dental burs; Code:F40C-IG, Dental surgical drills and dental burs; Code:F40L-IG, Dental surgical drills and dental burs; Code:F44C-IG, Dental surgical drills and dental burs; Code:F44L-IG, Dental surgical drills and dental burs; Code:O26, Dental surgical drills and dental burs; Code:O33, Dental surgical drills and dental burs; Code:O38, Dental surgical drills and dental burs; Code:O45, Dental surgical drills and dental burs; Code:O59, Dental surgical drills and dental burs; Code:F0, Dental surgical drills and dental burs; Code:PIN33, Dental surgical drills and dental burs; Code:PIN38, Dental surgical drills and dental burs; Code:PIN45, Dental surgical drills and dental burs; Code:F33A, Dental surgical drills and dental burs; Code:F33B, Dental surgical drills and dental burs; Code:F33C, Dental surgical drills and dental burs; Code:F38A, Dental surgical drills and dental burs; Code:F38B, Dental surgical drills and dental burs; Code:F38C, Dental surgical drills and dental burs; Code:F45A, Dental surgical drills and dental burs; Code:F45B, Dental surgical drills and dental burs; Code:F45C, Dental surgical drills and dental burs; Code:H0011028070CA, Dental surgical drills and dental burs; Code:F4230L60, Dental surgical drills and dental burs; Code:F4230L80, Dental surgical drills and dental burs; Code:F33XL-IG, Dental surgical drills and dental burs; Code:F38XL-IG, Dental surgical drills and dental burs; Code:F22PTEL, Dental surgical drills and dental burs; Code:F28PTEL, Dental surgical drills and dental burs; Code:F40PTEL, Dental surgical drills and dental burs; Code:F33CS, Dental surgical drills and dental burs; Code:F38CS, Dental surgical drills and dental burs; Code:F45CS, Dental surgical drills and dental burs; Code:F52CS, Dental surgical drills and dental burs; Code:F33CSHEX, Dental surgical drills and dental burs; Code:F38CSHEX, Dental surgical drills and dental burs; Code:F33SP, Dental surgical drills and dental burs; Code:F38SP, Dental surgical drills and dental burs; Code:F45SP, Dental surgical drills and dental burs; Code:F33M, Dental surgical drills and dental burs; Code:F38M, Dental surgical drills and dental burs; Code:F45M, Dental surgical drills and dental burs; Code:F52M, Dental surgical drills and dental burs; Code:F4232L60, Dental surgical drills and dental burs; Code:F4232L80, Dental surgical drills and dental burs; Code:F4228L60, Dental surgical drills and dental burs; Code:F4228L80, Dental surgical drills and dental burs; Code:FH42F, Dental surgical drills and dental burs; Code:FH42LF, Dental surgical drills and dental burs; Code:CMCA, Dental surgical drills and dental burs; Code:CMCA-HEX, Dental surgical drills and dental burs; Code:CPCA, Dental surgical drills and dental burs; Code:CMISCAC, Dental surgical drills and dental burs; Code:CMISCAL, Dental surgical drills and dental burs; Code:CPIVCA, Dental surgical drills and dental burs; Code:CVCA, Dental surgical drills and dental burs; Code:CVCA-L, Dental surgical drills and dental burs; Code:SCA, Dental surgical drills and dental burs; Code:CPMIS | KLINIKA ZOGU I PARE | 2023-05-26T00:00:00.000+02:00 | BIOLOGITECH S.R.L Via Nazario Sauro,9-20068 Peschiera Borromeo (MI) Italia | Dental surgical drills and dental burs; Code:F1, Dental surgical drills and dental burs; Code:F1C, Dental surgical drills and dental burs; Code:F1L, Dental surgical drills and dental burs; Code:F1L-IG, Dental surgical drills and dental burs; Code:F10C, Dental surgical drills and dental burs; Code:F15C, Dental surgical drills and dental burs; Code:F17C, Dental surgical drills and dental burs; Code:F19C, Dental surgical drills and dental burs; Code:F18C-IG, Dental surgical drills and dental burs; Code:F18L-IG, Dental surgical drills and dental burs; Code:F2C-IG, Dental surgical drills and dental burs; Code:F2L-IG, Dental surgical drills and dental burs; Code:F2XL-IG, Dental surgical drills and dental burs; Code:F26C-IG, Dental surgical drills and dental burs; Code:F26L-IG, Dental surgical drills and dental burs; Code:F32C-IG, Dental surgical drills and dental burs; Code:F32L-IG, Dental surgical drills and dental burs; Code:F40C-IG, Dental surgical drills and dental burs; Code:F40L-IG, Dental surgical drills and dental burs; Code:F44C-IG, Dental surgical drills and dental burs; Code:F44L-IG, Dental surgical drills and dental burs; Code:O26, Dental surgical drills and dental burs; Code:O33, Dental surgical drills and dental burs; Code:O38, Dental surgical drills and dental burs; Code:O45, Dental surgical drills and dental burs; Code:O59, Dental surgical drills and dental burs; Code:F0, Dental surgical drills and dental burs; Code:PIN33, Dental surgical drills and dental burs; Code:PIN38, Dental surgical drills and dental burs; Code:PIN45, Dental surgical drills and dental burs; Code:F33A, Dental surgical drills and dental burs; Code:F33B, Dental surgical drills and dental burs; Code:F33C, Dental surgical drills and dental burs; Code:F38A, Dental surgical drills and dental burs; Code:F38B, Dental surgical drills and dental burs; Code:F38C, Dental surgical drills and dental burs; Code:F45A, Dental surgical drills and dental burs; Code:F45B, Dental surgical drills and dental burs; Code:F45C, Dental surgical drills and dental burs; Code:H0011028070CA, Dental surgical drills and dental burs; Code:F4230L60, Dental surgical drills and dental burs; Code:F4230L80, Dental surgical drills and dental burs; Code:F33XL-IG, Dental surgical drills and dental burs; Code:F38XL-IG, Dental surgical drills and dental burs; Code:F22PTEL, Dental surgical drills and dental burs; Code:F28PTEL, Dental surgical drills and dental burs; Code:F40PTEL, Dental surgical drills and dental burs; Code:F33CS, Dental surgical drills and dental burs; Code:F38CS, Dental surgical drills and dental burs; Code:F45CS, Dental surgical drills and dental burs; Code:F52CS, Dental surgical drills and dental burs; Code:F33CSHEX, Dental surgical drills and dental burs; Code:F38CSHEX, Dental surgical drills and dental burs; Code:F33SP, Dental surgical drills and dental burs; Code:F38SP, Dental surgical drills and dental burs; Code:F45SP, Dental surgical drills and dental burs; Code:F33M, Dental surgical drills and dental burs; Code:F38M, Dental surgical drills and dental burs; Code:F45M, Dental surgical drills and dental burs; Code:F52M, Dental surgical drills and dental burs; Code:F4232L60, Dental surgical drills and dental burs; Code:F4232L80, Dental surgical drills and dental burs; Code:F4228L60, Dental surgical drills and dental burs; Code:F4228L80, Dental surgical drills and dental burs; Code:FH42F, Dental surgical drills and dental burs; Code:FH42LF, Dental surgical drills and dental burs; Code:CMCA, Dental surgical drills and dental burs; Code:CMCA-HEX, Dental surgical drills and dental burs; Code:CPCA, Dental surgical drills and dental burs; Code:CMISCAC, Dental surgical drills and dental burs; Code:CMISCAL, Dental surgical drills and dental burs; Code:CPIVCA, Dental surgical drills and dental burs; Code:CVCA, Dental surgical drills and dental burs; Code:CVCA-L, Dental surgical drills and dental burs; Code:SCA, Dental surgical drills and dental burs; Code:CPMIS | Klasa IIa | Dental surgical drills and dental burs jane freza qe perdoren ne procedura ipntimi dentare | Pajisje dentare
14137 | Alinity c Carbamazepine Reagent Kit | PEGASUS. | 2023-05-16T00:00:00.000+02:00 | Microgenics Corporation 46500 Kato Road Fremont CA 94538 USA | Alinity c Carbamazepine Reagent Kit 08P5820 | In vitro | Jane kite me reagente te analizes sasiore te karbamazepines ne gjak dhe plazme me aparatin analizues Alinity | Pajisje te diagnostifikimit in vitro
14103 | Alinity c Vankomycin Reagent Kit 08P5220 | LABOPHARMA SHPK | 2023-05-16T00:00:00.000+02:00 | B.R.A.H.M.S GmbH Neuendorfstraße 25, 16761 Hennigsdorf, Germany | Alinity c Vankomycin Reagent Kit 08P5220 | In vitro | Jane kite me reagente te analizes sasiore te vankomicines ne gjak dhe plazme me aparatin analizues Alinity | Pajisje te diagnostifikimit in vitro
14143 | NovaLisa® Borrrelia burgdorferi IgM (BORM0040), Microtiterplate (MTP), IgM Sample Dilution Buffer (DIL M), Stop Solution (SOLN STOP), Washing Buffer (WASH BUF 20x), Conjugate (CONJ), TMB Substrate Solution (SUB TMB), Negative Control (CONTROL -), Cut-off Control (CUT OFF), Positive Control (control +) | ALBIOMED | 2023-05-16T00:00:00.000+02:00 | NovaTec Immunodiagnostica GmbH Waldstrasse 23 A6 63128 Dietzenbach Germany | BORM0040 | In vitro | Analize per percaktimin sasior te antitrupave IgM ndaj antigjenit Borrelia Burgdorferi ne serumin human; mikrotiterplate, Diluent, stop, wash, konjugat, TMB substrat, kontroll negativ, kontroll cut-off, kontroll pozitiv. | Pajisje te diagnostifikimit in vitro
14203 | Acetaminophen | PEGASUS. | 2023-05-22T00:00:00.000+02:00 | Sekisui Diagnostics P.E.I Inc 70 Watss Avenue Charlottetown Prince Edward Island C1E 2B9 Canada | 07P5420 | In vitro | Reagent per analizen sasiore te percaktimit te acetaminofenit ne gjak | Pajisje te diagnostifikimit in vitro
14204 | VENTANA anti-MSH2 (G219-1129) Mouse Monoclonal Antibody | E v i t a | 2023-05-19T00:00:00.000+02:00 | Roche Diagnostics GmbH Sandhofer Strasse 116 68305 Mannheim Germany | 08033684001 / 760-5093 | In vitro | Reagente imunohistokimie per detektimin e MSH2 ne inde | Pajisje te diagnostifikimit in vitro
14208 | Ureteral Stent Set | MONTAL | 2023-05-26T00:00:00.000+02:00 | Bioteque Corporation, 5F-6, No.23, Sec. 1, Chang-An E. Road, Taipei 104, Taiwan R.O.C. | BT-DJ-5016-101, BT-DJ-5018-101, BT-DJ-5020-101, BT-DJ-5022-101, BT-DJ-5024-101, BT-DJ-5026-101, BT-DJ-5028-101, BT-DJ-5030-101, BT-DJ-5032-101, BT-DJ-50ML-101, BT-DJ-6012-101, BT-DJ-6014-101, BT-DJ-6016-101, BT-DJ-6018-101, BT-DJ-6020-101, BT-DJ-6022-101, BT-DJ-6024-101, BT-DJ-6026-101, BT-DJ-6028-101, BT-DJ-6030-101, BT-DJ-6032-101, BT-DJ-60ML-101, BT-DJ-7012-101, BT-DJ-7014-101, BT-DJ-7016-101, BT-DJ-6018-110, BT-DJ-6020-110, BT-DJ-6022-110, BT-DJ-6024-110, BT-DJ-6026-110, BT-DJ-6028-110, BT-DJ-6030-110, BT-DJ-6032-110, BT-DJ-60ML-110, BT-DJ-7012-110, BT-DJ-7014-110, BT-DJ-7016-110, BT-DJ-7018-110, BT-DJ-7020-110, BT-DJ-7022-110, BT-DJ-7024-110, BT-DJ-7026-110, BT-DJ-7028-110, BT-DJ-7030-110, BT-DJ-7032-110, BT-DJ-70ML-110, BT-DJ-8012-110, BT-DJ-8014-110, BT-DJ-8016-110, BT-DJ-8018-110, BT-DJ-8020-110, BT-DJ-8022-110, BT-DJ-8024-110, BT-DJ-8026-110, BT-DJ-8028-110, BT-DJ-8030-110, BT-DJ-8032-110, BT-DJ-80ML-110, BT-DJ-4812-111, BT-DJ-4814-111, BT-DJ-4816-111, BT-DJ-4818-111, BT-DJ-4820-111, BT-DJ-4822-111, BT-DJ-4824-111, BT-DJ-4826-111, BT-DJ-4828-111, BT-DJ-4830-111, BT-DJ-4832-111, BT-DJ-48ML-111, BT-DJ-5012-111, BT-DJ-5014-111, BT-DJ-5016-111, BT-DJ-5018-111, BT-DJ-5020-111, BT-DJ-5022-111, BT-DJ-5024-111, BT-DJ-5026-111, BT-DJ-5028-111, BT-DJ-5030-111, BT-DJ-5032-111, BT-DJ-50ML-111, BT-DJ-6012-111, BT-DJ-6014-111, BT-DJ-6016-111, BT-DJ-6018-111, BT-DJ-6020-111, BT-DJ-6022-111, BT-DJ-6024-111, BT-DJ-6026-111, BT-DJ-6028-111, BT-DJ-6030-111, BT-DJ-6032-111, BT-DJ-60ML-111, BT-DJ-7012-111, BT-DJ-7014-111, BT-DJ-7016-111, BT-DJ-7018-111, BT-DJ-7020-111, BT-DJ-7022-111, BT-DJ-7018-101, BT-DJ-7020-101, BT-DJ-7022-101, BT-DJ-7024-101, BT-DJ-7026-101, BT-DJ-7028-101, BT-DJ-7030-101, BT-DJ-7032-101, BT-DJ-70ML-101, BT-DJ-8012-101, BT-DJ-8014-101, BT-DJ-8016-101, BT-DJ-8018-101, BT-DJ-8020-101, BT-DJ-8022-101, BT-DJ-8024-101, BT-DJ-8026-101, BT-DJ-8028-101, BT-DJ-8030-101, BT-DJ-8032-101, BT-DJ-80ML-101, BT-DJ-4812-110, BT-DJ-4814-110, BT-DJ-4816-110, BT-DJ-4818-110, BT-DJ-4820-110, BT-DJ-4822-110, BT-DJ-4824-110, BT-DJ-4826-110, BT-DJ-4828-110, BT-DJ-4830-110, BT-DJ-4832-110, BT-DJ-48ML-110, BT-DJ-5012-110, BT-DJ-5014-110, BT-DJ-5016-110, BT-DJ-5018-110, BT-DJ-5020-110, BT-DJ-5022-110, BT-DJ-5024-110, BT-DJ-5026-110, BT-DJ-5028-110, BT-DJ-5030-110, BT-DJ-5032-110, BT-DJ-50ML-110, BT-DJ-6012-110, BT-DJ-6014-110, BT-DJ-6016-110, BT-DJ-4812-100, BT-DJ-4814-100, BT-DJ-4816-100, BT-DJ-4818-100, BT-DJ-4820-100, BT-DJ-4822-100, BT-DJ-4824-100, BT-DJ-4826-100, BT-DJ-4828-100, BT-DJ-4830-100, BT-DJ-4832-100, BT-DJ-48ML-100, BT-DJ-5012-100, BT-DJ-5014-100, BT-DJ-5016-100, BT-DJ-5018-100, BT-DJ-5020-100, BT-DJ-5022-100, BT-DJ-5024-100, BT-DJ-5026-100, BT-DJ-5028-100, BT-DJ-5030-100, BT-DJ-5032-100, BT-DJ-50ML-100, BT-DJ-6012-100, BT-DJ-6014-100, BT-DJ-6016-100, BT-DJ-6018-100, BT-DJ-6020-100, BT-DJ-6022-100, BT-DJ-6024-100, BT-DJ-6026-100, BT-DJ-6028-100, BT-DJ-6030-100, BT-DJ-6032-100, BT-DJ-60ML-100, BT-DJ-7012-100, BT-DJ-7014-100, BT-DJ-7016-100, BT-DJ-7018-100, BT-DJ-7020-100, BT-DJ-7022-100, BT-DJ-7024-100, BT-DJ-7026-100, BT-DJ-7028-100, BT-DJ-7030-100, BT-DJ-7032-100, BT-DJ-70ML-100, BT-DJ-8012-100, BT-DJ-8014-100, BT-DJ-8016-100, BT-DJ-8018-100, BT-DJ-8020-100, BT-DJ-8022-100, BT-DJ-8024-100, BT-DJ-8026-100, BT-DJ-8028-100, BT-DJ-8030-100, BT-DJ-8032-100, BT-DJ-80ML-100, BT-DJ-4812-101, BT-DJ-4814-101, BT-DJ-4816-101, BT-DJ-4818-101, BT-DJ-4820-101, BT-DJ-4822-101, BT-DJ-4824-101, BT-DJ-4826-101, BT-DJ-4828-101, BT-DJ-4830-101, BT-DJ-4832-101, BT-DJ-48ML-101, BT-DJ-5012-101, BT-DJ-5014-101, BT-DJ-6018-211, BT-DJ-6020-211, BT-DJ-6022-211, BT-DJ-6024-211, BT-DJ-6026-211, BT-DJ-6028-211, BT-DJ-6030-211, BT-DJ-6032-211, BT-DJ-60ML-211, BT-DJ-7012-211, BT-DJ-7014-211, BT-DJ-7016-211, BT-DJ-7018-211, BT-DJ-7020-211, BT-DJ-7022-211, BT-DJ-7024-211, BT-DJ-7026-211, BT-DJ-7028-211, BT-DJ-7030-211, BT-DJ-7032-211, BT-DJ-70ML-211, BT-DJ-8012-211, BT-DJ-8014-211, BT-DJ-8016-211, BT-DJ-8018-211, BT-DJ-8020-211, BT-DJ-8022-211, BT-DJ-8024-211, | Klasa IIa | Stent qe sherben per te lehtesuar rrjedhjen e urines nga veshka ne ureter | Pajisje nje perdorimeshe
14175 | Sterilizers, steam, large, series S100, model 101E-1, REF 78870 | FINSO Albania | 2023-05-25T00:00:00.000+02:00 | ANTONIO MATACHANA, Almogavers, 174 08018 BARCELONA, SPAIN | Model 101E-1, REF 78870, Series 100 | Klasa IIb | Sterilizues me avull per instrumente kirurgjikale, me nje porte, pajisje disinfektuese per tavolinat e operacionit | Pajisje elektromekanike
14284 | Misuratore di pressione ECO PRESSURE 2.0 - REF RE 520120 | FARMAWORLD | 2023-05-25T00:00:00.000+02:00 | CA-MI SRL , Via Ugo La Malfa 13 Frazione Pilastro 43013 Langhirano (PR) ITALY | ECO PRESSURE 2.0 - REF RE 520120 | Klasa IIa | Misuratore di Pressione ( Blood Pressure Monitors) eshte aparat tensioni elektronik per matjen e tensionit te gjakut dhe frekuencen kardiake. | Tjeter
14225 | Cell Wash Solution II / Acid Wash, Sample Cleaner 2, Acid Wash | Labor Dr. Limbach Heidelberg Germany | 2023-05-26T00:00:00.000+02:00 | Roche Diagnostics GmbH, Sandhofer Strasse 116 68305 Mannheim Germany | 04880307190, 05958024190, 05968828190, 08302723190 | In vitro | Pastrues qelizazh reaksioni, Pastrues, Acid | Pajisje te diagnostifikimit in vitro
14296 | ProCell | Labor Dr. Limbach Heidelberg Germany | 2023-05-29T00:00:00.000+02:00 | Roche Diagnostics GmbH, Sandhofer Strasse 116 68305 Mannheim Germany | 11662988122 | In vitro | Reagent | Pajisje te diagnostifikimit in vitro
14236 | Diluent MultiAssay | Labor Dr. Limbach Heidelberg Germany | 2023-05-29T00:00:00.000+02:00 | Roche Diagnostics GmbH, Sandhofer Strasse 116 68305 Mannheim Germany | 03609987190, 07299010190 | In vitro | Diluent per teset multi | Pajisje te diagnostifikimit in vitro
14237 | Elecsys AFP | Labor Dr. Limbach Heidelberg Germany | 2023-05-29T00:00:00.000+02:00 | Roche Diagnostics GmbH, Sandhofer Strasse 116 68305 Mannheim Germany | 04481798190, 04491742190 | In vitro | Reagent per AFP | Pajisje te diagnostifikimit in vitro
14162 | TRI® Dental Instruments, TRI® – Prosthetic Driver for Ratchet - Long, TRI® – Prosthetic Driver for Ratchet - Short, TRI® Octa– Abutment Removal Tool, TRI® – Removal Tool for Abutment, TRI® – Torque Wrench - 10-45Ncm, TRI® – Torque Wrench Adapter, TRI® – Parallel Pins - long, TRI® – Drill Stops - 10mm, TRI® – Drill Stops - 11.5mm, TRI® – Drill Stops - 13mm, TRI® – Drill Stops - 6mm, TRI® – Drill Stops - 8mm, TRI®-Guided Surgery Sleeve fot TPD, TRI®-Vent-Implant Driver Long for torque wrench, Matrix® Implant Driver Long-TW, Matrix® Implant Driver Short-TW | Dental Shop Albania | 2023-06-07T00:00:00.000+02:00 | TRI® Dental Implants Int. AG Bösch 80A CH-6331 Hünenberg Switzerland | NA, PD-L, PD-S, TORT, TRT, TW, TW-Adapter, PP-L, TDS10, TDS11, TDS13, TDS6, TDS8, TPDS, VD-L-TW, VD-S-TW, MD-L-TW, MD-S-TW | Klasa I | Aksesore per implante. | Pajisje dentare
14410 | OTSC® Proctology,OTSC Proctology clamp system set | GREEMED | 2023-06-21T00:00:00.000+02:00 | Ovesco Endoscopy AG;Friedrich-Miescher-Str.9,D-72076 Tubingen, Germany | 200.6 | Klasa IIb | Klip endoskopik per ndalimin e hemoragjise ose perforacion ne proktologji | Tjeter
14326 | Hemopill Receiver | GREEMED | 2023-06-21T00:00:00.000+02:00 | Ovesco Endoscopy AG;Friedrich-Miescher-Str.9,D-72076 Tubingen, Germany | 500.2 | Klasa I | Aparature per detektimin e gjakderdhjeve ne sitemin gastrointestinal | Tjeter
14467 | Sterile nasal oxygen cannulas:for adults,for children,for infants,length 140 cm-500 cm | GREEMED | 2023-06-23T00:00:00.000+02:00 | ZARYS International Group Spółka z ograniczoną odpowiedzialnością, spółka komandytowa ul. Pod Borem 18 41-808 Zabrze Poland | Nasal oxygen cannula for adults CTND-140/140 cm, CTND-200/200 cm, CTND-300/300 cm, CTND-500/500 cm;Nasal oxygen cannula for children CTNZ-200/200 cm;Nasal oxygen cannula for infants CTNN-200/200 cm | Klasa IIa | kanjule nazale per marrjen e oksigjenit | Tjeter
14459 | Hollow Fiber Haemodialysis Dialysers for single use, Hollow Fiber Haemodialysis Dialysers for single use | DIAL-ALB | 2023-06-26T00:00:00.000+02:00 | Jiangxi Sanxin Medtec CO.,Ltd. No.999,Fushan Road, Xiaolan Economic Development Zone, Nanchang, Jiangxi,330200,China | SM120L, SM130L, SM140L, SM150L, SM160L, SM170L, SM180L, SM190L, SM200L, SM120H, SM130H, SM140H, SM150H, SM160H, SM170H, SM180H, SM190H, SM200H | Klasa IIb | Filter per dialize njeperdorimesh | Pajisje nje perdorimeshe
14458 | Trilor disc 98x10, Trilor disc 98x12, Trilor disc 98x14, Trilor disc 98x16, Trilor disc 98x18, Trilor disc 98x20, Trilor disc 98x25, Trilor disc 98x14 pink, Trilor disc 98x16pink, Trilor disc 98x20 pink, Trilor disc 95x14, Trilor disc 95x16, Trilor disc 95x18, Trilor disc 95x20, Trilor disc 95x25, Trilor arch 3,5 mm conf 3 pz white, Trilor arch 5,5 mm conf 3 pz white, Trilor arch 7,5 mm conf 3 pz white, Trilor arch 3 pz, Trilor arch 3,5 conf 3 pink + 4 mm, Trilor arch 5,5 conf 3 pz pink+ 4 mm | MOTO-MANIA | 2023-06-27T00:00:00.000+02:00 | BIOLOREN SRL IT - 21047 SARONNO (VA) - VIA ALESSANDRO VOLTA, 59 | FDS 10, FDS12, FDS14, FDS16, FDS18, FDS20, FDS25, FDS14P, FDS16P, FDS20P, FDZ14, FDZ16, FDZ18, FDZ20, FDZ25, TA3.5, TA5.5, TA7.5, TAKIT, TA3,5NWPK, TA5.5NWPK | Klasa IIa | Trilor Disk tekno polimer / Kompozit i përforcuar me fibra xhami, TriLor® HARK tekno polimer / Kompozit i përforcuar me fibra xhami | Pajisje dentare
14364 | STAINLESS STEEL ELECTROLYTIC ABRASIVE STRIPS 2,5MM - C/ 12, STAINLESS STEEL ELECTROLYTIC ABRASIVE STRIPS 4,0MM - C/ 12, STAINLESS STEEL ELECTROLYTIC ABRASIVE STRIPS 6,0MM - C/ 12, STAINLESS STEEL ELECTROLYTIC ABRASIVE STRIPS 4,0MM – DOUBLE FACE - C/ 12, STAINLESS STEEL ELECTROLYTIC ABRASIVE STRIPS 6,0MM – DOUBLE FACE - C/ 12, STAINLESS STEEL ELECTROLYTIC ABRASIVE STRIPS 2,5MM – DOUBLE FACE - C/ 12 | Primary Dental | 2023-06-29T00:00:00.000+02:00 | 3R Indústria e Comércio LTDA Ptolomeu, 290 – CEP: 04762-040 - São Paulo – SP – Brasil | 10.304.004, 10.304.005, 10.304.006, 10.304.008, 10.304.009, 10.304.010 | Klasa I | Shirit metalik inoksidabel elektrolitike me siperfaqe abrazive per lemimin e siperfaqeve mes dhembeve ose te mbushjeve | Pajisje dentare
14457 | Vitrectomy Probes Assy ship Anterior UltraVit 20 GA 5000 CPM | PEGASUS. | 2023-07-03T00:00:00.000+02:00 | Alcon Laboratories , Inc. 6201 South Freeway Fort Worth , Texas 76134-2099 | 8065751020 | Klasa IIb | Jane sonda optike qe perdoren ne procedurat kirurgjikale me lazer te segmentit anterior dhe posterior te syrit. | Pajisje te diagnostifikimit in vitro
14532 | Ultraflow Handpieces/Tips/Ultraflow II 45° Bent Tip, 3 mm, Ultraflow Handpieces/Tips/Ultraflow II Assy Ship Ultraflow II I/A | PEGASUS. | 2023-07-03T00:00:00.000+02:00 | Alcon Laboratories , Inc. 6201 South Freeway Fort Worth , Texas 76134-2099 | 8065817201, 8065751795 | Klasa IIa | Jane pajisje kirurgjikale te perdorura ne procedurat kirurgjikale oftamlimike te kataraktit te syrit | Pajisje oftalmike dhe optike
14531 | FCR PRIMA T, FCR PRIMA T2, FCR PRIMATm | ALBAPHOTO | 2023-07-12T00:00:00.000+02:00 | FUJIFILM CORPORATION , 26-30, Nishiazabu 2-Chome Minato-Ku, Tokyo 106-8620 JAPAN | FCR PRIMA T CR-IR 392 | Klasa IIa | Radiografi e kompjuterizuar | Tjeter
14455 | Fiber optic probes 25GA Chandelier W/RFID | PEGASUS. | 2023-07-03T00:00:00.000+02:00 | Alcon Laboratories , Inc. 6201 South Freeway Fort Worth , Texas 76134-2099 | 8065751577 | Klasa IIa | Jane fibra optike pjese perberese te lazerave refraktive qe perdoren ne kirurgjine e syrit | Pajisje te diagnostifikimit in vitro
14454 | Dental Protective Materials,FISSURED NOVA, FISSURED NOVA PLUS | MOTO-MANIA | 2023-06-27T00:00:00.000+02:00 | IMICRYL DIS MALZEMELERİ SANAYI ve TICARET ANONIM SIRKETI FETIH MAHALLESI MAHIR SOKAK NO: 5/201 42030 KARATAY/KONYA | Dental Protective Materials,FISSURED NOVA, FISSURED NOVA PLUS | Klasa IIa | Silant | Pajisje dentare
14453 | Dental ceramics and bonding | ÇENE | 2023-07-03T00:00:00.000+02:00 | NOBIL METAL S.P.A. / Strada San Rocco 28 14018 VILLAFRANCA D'ASTI ITALY | BONDING | Klasa IIa | Ngjites estetik per metalet jo te cmuara | Pajisje dentare
14452 | Constellation® Vision System Constellation® LX, Constellation® Vision System Constellation® L, Constellation® Vision System Constellation® TRAY Arm Kit, Constellation® Vision System Constellation® XT, Constellation® Vision System Constellation® LT, Constellation® Vision System Constellation® LXT, Constellation® Vision System Constellation® B, Constellation® Vision System Constellation® X, Constellation® Vision System Constellation® T | PEGASUS. | 2023-07-03T00:00:00.000+02:00 | Alcon Laboratories , Inc. 6201 South Freeway Fort Worth , Texas 76134-2099 | 8065751548, 8065751549, 8065751550, 8065751551, 8065751552, 8065751553, 8065751554, 8065751558, 8065753049, 8065753042, 8065753048, 8065753045, 8065753044, 8065753046, 8065753047, 8065753043, 8065751559 | Klasa IIb | Eshte modul perberes i aparatit Constellation Vision System qe | Pajisje oftalmike dhe optike
perdoret ne procedurat kirurgjikale te syrit
14529 | Evernoa Base Device + Accesories | Unique Pharmaceuticals | 2023-07-05T00:00:00.000+02:00 | Eversens SL C/Tajonar 22 1 L4 31006 Pamplona, Navarra, Spain | 990110101 | In vitro | Pajisje portabel qe mat perqendrimin e oksidit nitrik ne rruget e frymemarrjes dhe perdoret per diagnostikimin e Asthmes Bronkiale | Pajisje te diagnostifikimit in vitro
14040 | DIAFIL (including system components and accessories | MOTO-MANIA | 2023-05-08T00:00:00.000+02:00 | DiaDent Group International 16, Osongsaenglmyeong 4- ro Osong -cup Heungdeok- gu, Cheongju-si, Chungcheongbuk do,28161,Republic of Korea | DIAFIL (including system components and accessories | Klasa IIa | MATERIAL MBUSHJE KOMPOZIT | Pajisje dentare
14056 | Accessories; Code:33TSV, Accessories; Code:38TSV, Accessories; Code:45TSV, Accessories; Code:VPS, Accessories; Code:33TDV, Accessories; Code:38TDV, Accessories; Code:45TDV, Accessories; Code:VPT, Accessories; Code:T33LV, Accessories; Code:T38LV, Accessories; Code:T45LV, Accessories; Code:T33LS, Accessories; Code:T38LS, Accessories; Code:T45LS, Accessories; Code:T-INSERT, Accessories; Code:TVL, Accessories; Code:TVLC, Accessories; Code:T-SCAN, Accessories; Code:T-SNAP 33, Accessories; Code:T-SNAP 38, Accessories; Code:T-SNAP 45, Accessories; Code:MIG38, Accessories; Code:MIG45, Accessories; Code:TV, Accessories; Code:AVC, Accessories; Code:C1, Accessories; Code:C2, Accessories; Code:C3, Accessories; Code:ADT-5, Accessories; Code:C-OR, Accessories; Code:CSVA, Accessories; Code:CSZ, Accessories; Code:PCL, Accessories; Code:BPL33TP, Accessories; Code:BPL38TP, Accessories; Code:BPL45TP, Accessories; Code:MP, Accessories; Code:S1, Accessories; Code:P1, Accessories; Code:SZ1, Accessories; Code:TRAY SMART 28, Accessories; Code:TRAY SMART , Accessories; Code:TMS, Accessories; Code:TMS-SCAN, Accessories; Code:VOL, Accessories; Code:TMIS, Accessories; Code:VPOL, Accessories; Code:TMISL, Accessories; Code:VPOXL, Accessories; Code:THEX41, Accessories; Code:V-THEX41, Accessories; Code:T26OR, Accessories; Code:T32MD, Accessories; Code:CMC, Accessories; Code:CML, Accessories; Code:CMXL, Accessories; Code:CMT, Accessories; Code:CMC-HEX, Accessories; Code:CML-HEX, Accessories; Code:CMXL-HEX, Accessories; Code:CPC, Accessories; Code:CPL, Accessories; Code:CPXL, Accessories; Code:CIG-L, Accessories; Code:CLC, Accessories; Code:CLL, Accessories; Code:CPIV, Accessories; Code:CMS, Accessories; Code:CMIS, Accessories; Code:SC, Accessories; Code:SL, Accessories; Code:CIG33, Accessories; Code:CIG38, Accessories; Code:CIG45, Accessories; Code:MIG33, Accessories; Code:TRAY IG , Accessories; Code:TRAY SLIM MD, Accessories; Code:TRAY PTE, Accessories; Code:TRAY ZYGOMA+, Accessories; Code:VASSOIO VA, Accessories; Code:TRAY VA, Accessories; Code:S2.06, Accessories; Code:S2.08, Accessories; Code:S2.10, Accessories; Code:S2.12, Accessories; Code:S2.14, Accessories; Code:S26.06, Accessories; Code:S26.08, Accessories; Code:S26.10, Accessories; Code:S26.12, Accessories; Code:S26.14, Accessories; Code:S32.06, Accessories; Code:S32.08, Accessories; Code:S32.10, Accessories; Code:S32.12, Accessories; Code:S32.14, Accessories; Code:S40.06, Accessories; Code:S40.08, Accessories; Code:S40.10, Accessories; Code:S40.12, Accessories; Code:S40.14, Accessories; Code:S44.06, Accessories; Code:S44.08, Accessories; Code:S44.10, Accessories; Code:S44.12, Accessories; Code:S44.14, Accessories; Code:IRC, Accessories; Code:IRL | KLINIKA ZOGU I PARE | 2023-05-26T00:00:00.000+02:00 | BIOLOGITECH S.R.L Via Nazario Sauro,9-20068 Peschiera Borromeo (MI) Italia | Accessories; Code:33TSV, Accessories; Code:38TSV, Accessories; Code:45TSV, Accessories; Code:VPS, Accessories; Code:33TDV, Accessories; Code:38TDV, Accessories; Code:45TDV, Accessories; Code:VPT, Accessories; Code:T33LV, Accessories; Code:T38LV, Accessories; Code:T45LV, Accessories; Code:T33LS, Accessories; Code:T38LS, Accessories; Code:T45LS, Accessories; Code:T-INSERT, Accessories; Code:TVL, Accessories; Code:TVLC, Accessories; Code:T-SCAN, Accessories; Code:T-SNAP 33, Accessories; Code:T-SNAP 38, Accessories; Code:T-SNAP 45, Accessories; Code:MIG38, Accessories; Code:MIG45, Accessories; Code:TV, Accessories; Code:AVC, Accessories; Code:C1, Accessories; Code:C2, Accessories; Code:C3, Accessories; Code:ADT-5, Accessories; Code:C-OR, Accessories; Code:CSVA, Accessories; Code:CSZ, Accessories; Code:PCL, Accessories; Code:BPL33TP, Accessories; Code:BPL38TP, Accessories; Code:BPL45TP, Accessories; Code:MP, Accessories; Code:S1, Accessories; Code:P1, Accessories; Code:SZ1, Accessories; Code:TRAY SMART 28, Accessories; Code:TRAY SMART , Accessories; Code:TMS, Accessories; Code:TMS-SCAN, Accessories; Code:VOL, Accessories; Code:TMIS, Accessories; Code:VPOL, Accessories; Code:TMISL, Accessories; Code:VPOXL, Accessories; Code:THEX41, Accessories; Code:V-THEX41, Accessories; Code:T26OR, Accessories; Code:T32MD, Accessories; Code:CMC, Accessories; Code:CML, Accessories; Code:CMXL, Accessories; Code:CMT, Accessories; Code:CMC-HEX, Accessories; Code:CML-HEX, Accessories; Code:CMXL-HEX, Accessories; Code:CPC, Accessories; Code:CPL, Accessories; Code:CPXL, Accessories; Code:CIG-L, Accessories; Code:CLC, Accessories; Code:CLL, Accessories; Code:CPIV, Accessories; Code:CMS, Accessories; Code:CMIS, Accessories; Code:SC, Accessories; Code:SL, Accessories; Code:CIG33, Accessories; Code:CIG38, Accessories; Code:CIG45, Accessories; Code:MIG33, Accessories; Code:TRAY IG , Accessories; Code:TRAY SLIM MD, Accessories; Code:TRAY PTE, Accessories; Code:TRAY ZYGOMA+, Accessories; Code:VASSOIO VA, Accessories; Code:TRAY VA, Accessories; Code:S2.06, Accessories; Code:S2.08, Accessories; Code:S2.10, Accessories; Code:S2.12, Accessories; Code:S2.14, Accessories; Code:S26.06, Accessories; Code:S26.08, Accessories; Code:S26.10, Accessories; Code:S26.12, Accessories; Code:S26.14, Accessories; Code:S32.06, Accessories; Code:S32.08, Accessories; Code:S32.10, Accessories; Code:S32.12, Accessories; Code:S32.14, Accessories; Code:S40.06, Accessories; Code:S40.08, Accessories; Code:S40.10, Accessories; Code:S40.12, Accessories; Code:S40.14, Accessories; Code:S44.06, Accessories; Code:S44.08, Accessories; Code:S44.10, Accessories; Code:S44.12, Accessories; Code:S44.14, Accessories; Code:IRC, Accessories; Code:IRL | Klasa I | Aksesore te cilat perdoren sebashku me impantet ne procedura implantimi dentare | Pajisje dentare
14200 | Alinity c Opiates Semiquant Calibrator Kit | PEGASUS. | 2023-05-15T00:00:00.000+02:00 | Microgenics Corporation 46500 Kato road Fremont CA 94538 USA | Alinity c Opiates Semiquant Calibrator Kit 09P6502 | In vitro | Jane kite me reagente mates te precizionit te analizes sasiore te opiateve ne gjak me aparatin analizues Alinity | Pajisje te diagnostifikimit in vitro
14132 | Dk-line Perfluoro-decalin Liquid, Okta-line Perfluoro-octane Liquid | GEN - ALB FARMA | 2023-05-15T00:00:00.000+02:00 | Bausch & Lomb, Incorporated 1400 N. Goodman St. Rochester, NY 14609 USA | VRL100, VRL110, VRL200 | Klasa IIa | Një lëng artificial jo i implantueshëm, gjysmë lëngu ose një substancë viskoelastike e destinuar për t'u përdorur për të zëvendësuar lëngun qelqor ose ujor brenda syrit për të ndihmuar në lehtësimin e kryerjes së operacionit okulistik | Pajisje nje perdorimeshe
14323 | Alinity c Benzodiazepines Reagent Kit, Alinity c Benzodiazepines Qual Calibrator Kit, Alinity c Benzodiazepines SemiQuant Calibrator Kit | PEGASUS. | 2023-05-16T00:00:00.000+02:00 | Microgenics Corporation 46500 Kato road Fremont CA 94538 USA | Alinity c Benzodiazepines Reagent Kit 09P5220, Alinity c Benzodiazepines Qual Calibrator Kit 09P5201, Alinity c Benzodiazepines SemiQuant Calibrator Kit 09P5202 | In vitro | Jane kite me reagente te analizes sasiore te benzodiazepines ne gjak me aparatin analizues Alinity, Jane kite me reagente mates te precizionit te analizes sasiore te benzodiazepines ne gjak me aparatin analizues Alinity, Jane kite me reagente mates te precizionit te analizes se benzodiazepines ne gjak | Pajisje te diagnostifikimit in vitro
14105 | NovaLisa® Bordetella pertussis IgM (BOPM0030), Microtiterplate (MTP), IgM Sample Dilution Buffer (DIL M), Stop Solution (SOLN STOP), Washing Buffer (WASH BUF 20x), Conjugate (CONJ), TMB Substrate Solution (SUB TMB), Negative Control (CONTROL -), Cut-off Control (CUT OFF), Positive Control (control +) | ALBIOMED | 2023-05-16T00:00:00.000+02:00 | NovaTec Immunodiagnostica GmbH Waldstrasse 23 A6 63128 Dietzenbach Germany | BOPM0030 | In vitro | Analize per percaktimin sasior te antitrupave IgM ndaj antigjenit Bordetelle Pertussis ne serumin human; mikrotiterplate, Diluent, stop, wash, konjugat, TMB substrat, kontroll negativ, kontroll cut-off, kontroll pozitiv. | Pajisje te diagnostifikimit in vitro
14112 | NovaLisa® Herpes simplex Virus 2 (HSV 2) IgG (HSV2G0540), Microtiterplate (MTP), IgG Sample Dilution Buffer (DIL G), Stop Solution (SOLN STOP), Washing Buffer (WASH BUF 20x), Conjugate (CONJ), TMB Substrate Solution (SUB TMB), Negative Control (CONTROL -), Cut-off Control (CUT OFF), Positive Control (control +) | ALBIOMED | 2023-05-16T00:00:00.000+02:00 | NovaTec Immunodiagnostica GmbH Waldstrasse 23 A6 63128 Dietzenbach Germany | HSV2G0540 | In vitro | Analize per percaktimin sasior te antitrupave IgG ndaj antigjenit Herpes simplex Virus 2 ne serumin human; mikrotiterplate, Diluent, stop, wash, konjugat, TMB substrat, kontroll negativ, kontroll cut-off, kontroll pozitiv. | Pajisje te diagnostifikimit in vitro
14145 | NovaLisa® Herpes simplex Virus 2 (HSV 2) IgM (HSV2M0540), Microtiterplate (MTP), IgM Sample Dilution Buffer (DIL M), Stop Solution (SOLN STOP), Washing Buffer (WASH BUF 20x), Conjugate (CONJ), TMB Substrate Solution (SUB TMB), Negative Control (CONTROL -), Cut-off Control (CUT OFF), Positive Control (control +) | ALBIOMED | 2023-05-16T00:00:00.000+02:00 | NovaTec Immunodiagnostica GmbH Waldstrasse 23 A6 63128 Dietzenbach Germany | HSV2M0540 | In vitro | Analize per percaktimin sasior te antitrupave IgM ndaj antigjenit Herpes simplex Virus 2 ne serumin human; mikrotiterplate, Diluent, stop, wash, konjugat, TMB substrat, kontroll negativ, kontroll cut-off, kontroll pozitiv. | Pajisje te diagnostifikimit in vitro
14051 | HIGH PRESSURE REGULATORS HF,HF86,HF/FLUX,HF/P,HF/200,MODEL FOR MEDICAL GASES. , HUMIDIFIER., HIGH PRESSURE REGULATORS GIGANT/R MODEL FOR MEDICAL GASES, HIGH PRESSURE REGULATOR EURO/A MODEL FOR MEDICAL GASES, HIGH PRESSURE REGULATORS 451 MODEL FOR MEDICAL GASES. , HIGH PRESSURE REGULATORS 451/M MODEL FOR MEDICAL GASES. , AUTOMATIC GAS STATION GIGANT/R THIRD SOURCE GIGANT/R FOURTH SOURCE GIGANT/R. , GAS STATION EURO/A ,THIRD SOURCE EURO/A. , BINORMA FR TERMINAL UNIT. , AVB AREA VALVE-P/AVB AREA PEDANT VALVE., AFNOR FR TERMINAL UNIT (SOCKET,BASE BLOCK, AND SPLITTER). , UNI PROBES. , OXYGEN DISTRIBUTION SYSTEM FOR AMBULANCE. , NIST PROBES. , MSA. , LEAF AFNOR TERMINAL UNIT. , BINORMA TERMINAL UNIT. , AMBULANCE DISTRIBUTION UNIT FOR AMBULANCE. , AFNOR TERMINAL UNIT., AFNOR PROBES., PROBE AGSS., FLOWMETERS., HIGH PRESSURE MANIFOLD AND FLEXIBLE CONNECTION. , VACUUM REGULATOR RVB. , RVB SAFETY JAR COLLECTOR., AGSS TERMINAL UNIT., UNI TERMINAL UNIT (SOCKET,BASE BLOCK, AND SPLITTER). , SECOND STAGE REGULATOR., PRESSURE REDUCER PANEL EVO/7,III SOURCE REDUCER PANEL EVO/4, IV SOURCE REDUCER PANEL EVO/4., LEAF SS TERMINAL UNIT. , LEAF DIN TERMINAL UNIT. , LEAF BS TERMINAL UNIT. , NIST TERMINAL UNIT. , LEAF NIST TERMINAL UNIT. , SHUT-OFF VALVES., LOW PRESSURE FLEXIBLE CONNECTION., DIN TERMINAL UNIT (SOCKET,BASE BLOCK, AND SPLITTER). , DIN PROBES. , PROBES BS Vac Ø 8., DOUBLE FLOWMETERS. | GTS-Gazra Teknike Shqiptare sh.p.k. | 2023-05-16T00:00:00.000+02:00 | BEHRINGER S.r.l.Via Gualco-4,16165-Genova(GE)-ITALIA | CODE : HR0xxx/HR0xxxxxxxx/HR1xxx/HR2xxx. Delivery Note No: xxxxx. Lot : xxxxxxxx, CODE: HU00x . Delivery Note No: xxxxx . Lot:xxxxxxxx, CODE : HR19xx. Delivery Note No: xxxxx. Lot : xxxxxxxx, CODE : HR01xx/HR16xxxx. Delivery Note No: xxxxx. Lot : xxxxxxxx, CODE : HR01xx/HR05xxxx. Delivery Note No: xxxxx. Lot : xxxxxxxx, CODE: HR01xx/HR027xx. Delivery Note No: xxxxx. Lot : xxxxxxxx, CODE : HQ1xx. Delivery Note No: xxxxx. Lot : xxxxxxxx, CODE: HQ09xx,HQ11xx.Delivery Note No: xxxxx. Lot : xxxxxxxx, CODE: HP290xx.Delivery Note No: xxxxx. Lot : xxxxxxxx, CODE: HG09xβ,HG09xPEβ,HG170xybcd,HG170xyPEbcd .Delivery Note No: xxxxx. Lot : xxxxxxxx, CODE: HP12xx/HP13xx /HP18xxx/HP19xxx/HP24xxx/HP25xx/ HP26x/HP292xx. Delivery Note No: xxxxx. Lot : xxxxxxxx, CODE: HI01xx/ HI02xx/ HI03x .Delivery Note No: xxxxx. Lot : xxxxxxxx, CODE: HKAMB00xx, HHAMB009abbcxxyyddef.Delivery Note No: xxxxxx. Lot : xxxxxx, CODE: HI0xx.Delivery Note No: xxxxx. Lot : xxxxxxxx, CODE: HG150xxyyy.Delivery Note No: xxxxxxx. Lot : xxxxxxxxx, CODE: HP300xxyw/HP301AFxyBEH.Delivery Note No: xxxxx. Lot : xxxxxxxx, CODE: HP01xx/HP02Axx.Delivery Note No: xxxxx. Lot : xxxxxxxx, CODE: HKAMB00xx.Delivery Note No: xxxxxx. Lot : xxxxxx, CODE: HP00xx.Delivery Note No: xxxxx. Lot : xxxxxxxx, CODE: HI00xx/HI02x/HI07xx/HI1xx.Delivery Note No: xxxxx. Lot : xxxxxxxx, CODE: HI01xxxxxx/HI116yyyyαβƳabc .Delivery Note No: xxxxx. Lot : xxxxxxxx, CODE: HFxxxxx.Delivery Note No: xxxxx. Lot : xxxxxxxx, CODE : HSxxxxxx/HS077MTxNxx. Delivery Note No: xxxxx. Lot : xxxxxxxx, CODE: HR0xxxx.Delivery Note No: xxxxx. Lot : xxxxxxxx, CODE: HR06x/HR07x/HR08x.Delivery Note No: xxxxx. Lot : xxxxxxxx, CODE: HP021x/HP108/HP30xαβƳxabc.Delivery Note No: xxxxx. Lot : xxxxxxxx, CODE: HPxxx/HP20x /HP0xxxxx .Delivery Note No: xxxxx. Lot : xxxxxxxx, CODE: HG08xβ/HG08xNAβ/HG160xybcd/HG160xyNAbcd.Delivery Note No: xxxxx. Lot : xxxxxxxx, CODE: HQ066xxyyzαβ/HQ067xxyyzβ/HQ068xxyyz.Delivery Note No: xxxxxxx. Lot : xxxxxxxxx, CODE: HP300xxyw/HP301SSxyBEH.Delivery Note No: xxxxx. Lot : xxxxxxxx, CODE: HP300xxyw/HP301DNxyBEH.Delivery Note No: xxxxx. Lot : xxxxxxxx, CODE: HP300xxyw/HP301BSxyBEH.Delivery Note No: xxxxx. Lot : xxxxxxxx, CODE: HP12xx/HP2xx/HP015x/HP020N.Delivery Note No: xxxxx. Lot : xxxxxxxx, CODE: HP300A8yw/HP301NIA8BEH.Delivery Note No: xxxxx. Lot : xxxxxxxx, CODE: H067xxxx/H121x/H129xx.Delivery Note No: xxxxx. Lot : xxxxxxxx, CODE: HTxxxxIxxxxxx.Delivery Note No: xxxxx. Lot : xxxxxxxx, CODE: HP14xx/HP09x /HP23xx/HP24x/HP25xx/HP04xx/HP06x/HP06xBAR/HP13x/HP15x.Delivery Note No: xxxxx. Lot : xxxxxxxx, CODE: HI06xx/HI07x /HI110.Delivery Note No: xxxxx. Lot : xxxxxxxx, CODE: HI041xx.Delivery Note No: xxxxx. Lot : xxxxxxxx, CODE: HFxxxx.Delivery Note No: xxxxx. Lot : xxxxxxxx | Klasa IIb, Klasa IIa | RREGULATORET E PRESIONIT TE LARTE PER GAZET MJEKESORE:HF,HF86,HF/FLUX,HF/200, LAGESHTUES, RREGULLATORET E PRESIONIT TE LARTE PER GAZET MJEKESORE:GIGANT/R, RREGULLATORET E PRESIONIT TE LARTE PER GAZET MJEKESORE:GIGANT/A, RREGULATORET E PRESIONIT TE LARTE PER GAZET MJEKESORE:451, RREGULATORET E PRESIONIT TE LARTE PER GAZET MJEKESORE:451/M, STACION GAZI AUTOMATIK:GIGANT/R TREBURIMSH, GIGANT/R KATERBURIMSH,GIGANT/R, STACION GAZI: EURO/A, TRE BURIMSH EURO/A, NJESI TERMINALE : BINORMA FR, VALVULA PEDANTI TE ZONES:AVB, AVB-P, NJESI TERMINALE :AFNOR FR(PRIZE,BLLOKUES BAZE, NDARES), SONDA UNI, SISTEM PER SHPERNDARJEN E OKSIGJENIT PER AMBULANCE, SONDA NIST, MSA, NJESI TERMINALE :LEAF AFNOR, NJESI TERMINALE: BINORMA, NJESI SHPERNDARJE PER AMBULANCE, NJESI TERMINALE :AFNOR , SONDE AFNOR, SONDE AGSS, FLUKSOMETER, LIDHJE FLEKSIBEL E SHUMEFISHTE ME PRESION TE LARTE, RREGULLATOR VAKUMI, GRUMBULLUES SIGURIE RVB, NJESI TERMINALE AGSS, NJESI TERMINALE UNI (PRIZE,BLLOKUES BAZE, NDARES, RREGULLATOR I FAZES SE DYTE, PANEL I REDUKTIMIT TE PRESIONIT : EVO/7,3-BURIMSH EVO/4, 4-BURIMSH EVO/4, NJESI TERMINALE LEAF SS, NJESI TERMINALE LEAF DIN, NJESI TERMINALE LEAF BS, NJESI TERMINALE NIST, NJESI TERMINALE LEAF NIST, VALVULA TE MBYLLJES, LIDHJE FLEKSIBEL ME PRESION TE ULET, NJESI TERMINALE DIN(PRIZA,BLLOKUES BAZE, NDARES), SONDA DIN, SIONDA BS Vac Ø8, FLUKSOMETER I DYFISHTE | Produkte per institucione te kujdesit shendetesor
14324 | Lactate Dehydrogenase2 | LABOPHARMA SHPK | 2023-05-25T00:00:00.000+02:00 | Abbott Ireland Diagnostics Division Lisnamuck Longford, Co. Longford Ireland | 04T9920, 04T9930 | In vitro | Reagent i perdorur ne analizen sasiore te laktat dehidrogjenazes ne gjak | Pajisje te diagnostifikimit in vitro
14083 | Onex 102 | EUROMED | 2023-05-31T00:00:00.000+02:00 | SternMed GmbH Schuberstraße 31 D-88214 Ravensburg Germany | Onex 102 - 3001000 | Klasa I | Shtrat Operator ne te cilen vendoset pacienti gjate ndergyrjeve kirurgjike | Pajisje elektromekanike
14291 | Alinity c b 2 Microglobulin Reagent Kit | LABOPHARMA SHPK | 2023-06-06T00:00:00.000+02:00 | Biokit SA Av Can Montcau 7 Llica dAmunt Barcelona 08186 Spain | 01R0920 | In vitro | Jane reagente qe perdoren per analizen sasiore te mikroglobulines ne gjak me sistemin Alinity | Pajisje te diagnostifikimit in vitro
14292 | Internal Standard Insert - ISE | Labor Dr. Limbach Heidelberg Germany | 2023-05-26T00:00:00.000+02:00 | Roche Diagnostics GmbH, Sandhofer Strasse 116 68305 Mannheim Germany | 5979854190 | In vitro | reagent standart | Pajisje te diagnostifikimit in vitro
14304 | Monoklonales Testreagenz Anti-B | KRIJON | 2023-06-02T00:00:00.000+02:00 | Sifin diagnostics gmbh, Berliner Allee 317-321, 13088 Berlin, Germany | Anti B | In vitro | Reagentët e testit monoklonal përdoren për të zbuluar antigjenet e grupit të gjakut B me anë të aglutinimit të qelizave e kuqe te gjakut. | Pajisje te diagnostifikimit in vitro
14249 | VENTANA Red ISH DIG Detection Kit | E v i t a | 2023-06-02T00:00:00.000+02:00 | Ventana Medical Systems, lnc. 1910 E. lnnovation Park Drive Tucson, AZ 85755 USA | 08318832001 / 760-512 | In vitro | Reagent ngjyrues RED per perdorim ne imunohistokimi | Pajisje te diagnostifikimit in vitro
14190 | STAINLESS STEEL MATRIX BAND 0,05X6X3000MM, STAINLESS STEEL MATRIX BAND 0,05X7X5000MM, STAINLESS STEEL MATRIX BAND 0,05X7X500MM, STAINLESS STEEL MATRIX BAND 0,05X7X1000MM, STAINLESS STEEL MATRIX BAND 0,05X7X3000MM, STAINLESS STEEL MATRIX BAND TOFFLEMIRE - n1 C/ 12, STAINLESS STEEL MATRIX BAND TOFFLEMIRE – n2 C/ 12, STAINLESS STEEL MATRIX BAND 0,05X5X500MM, STAINLESS STEEL MATRIX BAND 0.05X5X1000MM, STAINLESS STEEL MATRIX BAND 0,05X5X5000MM, STAINLESS STEEL MATRIX BAND 0,05X5X500M, STAINLESS STEEL MATRIX BAND 0,05X5X1000MM, STAINLESS STEEL MATRIX BAND 0,05X5X3000MM, STAINLESS STEEL MATRIX BAND 0,05X6X500MM , STAINLESS STEEL MATRIX BAND 0,05X6X1000MM, STAINLESS STEEL MATRIX BAND 0,05X6X5000MM, STAINLESS STEEL MATRIX BAND 0,05X6X500MM, STAINLESS STEEL MATRIX BAND 0,05X6X1000 | Primary Dental | 2023-06-07T00:00:00.000+02:00 | 3R Indústria e Comércio LTDA Ptolomeu, 290 – CEP: 04762-040 - São Paulo – SP – Brasil | 10.402.008, 10.402.009, 10.403.001, 10.403.002, 10.403.004, 10.403.005, 10.403.006, 10.403.007, 10.403.008, 10.403.009, 10.405.001, 10.405.002, 10.401.001, 10.401.002, 10.401.004, 10.401.005, 10.401.006, 10.401.007, 10.401.008, 10.401.009, 10.402.001, 10.402.002, 10.402.004, 10.402.005, 10.402.006, 10.402.007 | Klasa I | Shirit metalik inoksidabel per tu vendosur ne mbajteset e matricave dentare | Pajisje dentare
14263 | Retract., Langenb.-Green, 6x25 mm, 16 cm , RETRACTOR, LAHEY, 29X6 MM, 19.5 CM , RETRACTOR, LITTLE, 13X15 MM, 20.5 CM , RETRACTOR, KOCHER, 41X18 MM, 23 CM , RETRACTOR, KOCHER, 61X20 MM, 23 CM , RETRACTOR, KOCHER, 61X25 MM, 23 CM , RETRACTOR, KOCHER, 75X30 MM, 23 CM , RETRACTOR, KOCHER, 75X40 MM, 23 CM , RETRACT., KOCHER-LANG., 25X6 MM, 21.5 CM , RETRACT., KOCHER-LANG., 35X8 MM, 21.5 CM , RETRACT., KOCHER-LANG., 35X11 MM, 21.5CM , RETRACT., KOCHER-LANG., 35X15 MM, 21.5CM , RETRACT., KOCHER-LANG., 40X11 MM, 21.5CM , RETRACT., KOCHER-LANG., 55X11 MM, 21.5CM , RETRACT., KOCHER-LANG., 70X14 MM, 21.5CM , RETRACT., KOCHER-LANG., 80X12 MM, 21.5CM , RETRACT., KOCHER-LANG., 80X16 MM, 21.5CM , Endo-Condyle Unit,ramus retr.,spike,le , Endo-Condyle Unit,ramus retr.,spike,ri , RETRACT., KOCHER-LANG., 25X10 MM, 21.5CM , RETRACT., KOCHER-LANG., 40X13 MM, 21.5CM , RETRACT., KOCHER-LANG., 60X13 MM, 21.5CM , RETRACT., KOCHER-LANG., 40X18 MM, 21.5CM , RETRACT., KOCHER-LANG., 60X18 MM, 21.5CM , RETRACT., KOCHER-LANG., 85X18 MM, 21.5CM , RETRACT., KOCHER-LANG., 60X25 MM, 21.5CM , RETRACT., KOCHER-LANG., 85X25 MM, 21.5CM , RETRACTOR, ZENKER, ANG., 10X3 MM, 18 CM , RETRACTOR, ZENKER, ANG., 35X9 MM, 25 CM , RETRACT. ZENKER, ANG, 60X12 MM, 26.5 CM , RETRACTOR, ZENKER, ANG., 75X12MM, 27,5CM , RETRACTOR, KOCHER, 20X12 MM, 21.5 CM , RETRACTOR, KOCHER, 23X14 MM, 21.5 CM , RETRACTOR, KOCHER, 40X10 MM, 22 CM , RETRACTOR, KOCHER, 40X15 MM, 23 CM , RETRACTOR, KOCHER, 40X20 MM, 23 CM , RETRACTOR, MIDDELDORPF, 15X17 MM, 22 CM , RETRACTOR, MIDDELDORPF, 22X22 MM, 23 CM , RETRACTOR, MIDDELDORPF, 26X31 MM, 24 CM , RETRACT., RICHARDSON-E., NO. 1, 26 CM , RETRACT., RICHARDSON-E., NO. 2, 27.5 CM , RETRACTOR, RICHARDSON, 25X21 MM, 23.5 CM , RETRACTOR, RICHARDSON, 30X29 MM, 24 CM , RETRACTOR, RICHARDSON, 38X40 MM, 24 CM , RETRACTOR, RICHARDSON, 48X22 MM, 24 CM , RETRACTOR, KELLY, 65X50 MM, 26 CM , RETRACTOR, DOYEN-STILLE, 87X28 MM, 25 CM , RETRACTOR, DOYEN-STILLE, 97X31 MM, 26 CM , RETRACT., DOYEN-STILLE, 117X52 MM, 26 CM , RETRACTOR, HOESEL, 63X21 MM, 26 CM , RETRACTOR, HOESEL, 80X30 MM, 26 CM , RETRACTOR, HOESEL, 100X30 MM, 26 CM , RETRACTOR, HOESEL, 120X30 MM, 26 CM , RETRACTOR, HOESEL, 140X30 MM, 26 CM , RETRACTOR, HOESEL, 140X40 MM, 26 CM , RETRACTOR, MIDDELDORPF, 43X45 MM, 27 CM , RETRACTOR, MIDDELDORPF, 52X50 MM, 27 CM , RETRACTOR, MIDDELDORPF, 52X70 MM, 28 CM , RETRACTOR, FRITSCH, 35X31 MM, 23,5 CM , RETRACTOR, FRITSCH, 33X40 MM, 24 CM , RETRACTOR, FRITSCH, 39X50 MM, 25 CM , RETRACTOR, FRITSCH, 45X63 MM, 25 CM , RETRACTOR, FRITSCH, 45X75 MM, 25.5 CM , RETRACTOR, FRITSCH, 53X85 MM, 25,5 CM , Retractor, Doyen, 45x88 mm, 24 cm , RETRACTOR, KOCHER, 70X25 MM, 23.5 CM , RETRACTOR, KOCHER, 78X45 MM, 25 CM , RETRACTOR, KOCHER, 78X55 MM, 25 CM , RETRACTOR, KOCHER, 78X65 MM, 25 CM , SPATULA, MARTIN, MALLEAB., 9.5 MM, 20 CM , SPATULA, MARTIN, MALLEAB., 13 MM, 20 CM , SPATULA, MARTIN, MALLEAB., 16 MM, 20 CM , SPATULA, MARTIN, MALLEAB., 19 MM, 20 CM , SPATULA, MARTIN, MALLEAB., 25 MM, 20 CM , BONE LEVER, STRONG CVD., 6 MM, 15 CM , BONE LEVER, MINI-HOHMANN, 6 MM, 16 CM , BONE LEVER, MINI-HOHMANN, 8 MM, 16 CM , BONE LEVER, 15 MM, 16 CM , BONE LEVER, 15 MM, 12 CM , BONE LEVER, HOHMANN, 8 MM, 21.5 CM , BONE LEVER, HOHMANN, 18 MM, 23.5 CM , BONE LEVER, HOHMANN, 70 MM, 25 CM , BONE LEVER, HOHMANN, 43 MM, 23.5 CM , BONE LEVER, HOHMANN, 22 MM, 25.5 CM , BONE LEVER, HOHMANN, 35 MM, 29 CM , BONE LEVER, LONG TIP, 24 MM, 27,5 CM , BONE LEVER, LANGE-HOHMANN, 22 MM, 25 CM , BONE LEVER, BENETT, 43 MM, 24 CM , BONE LEVER, BENETT, 60 MM, 23.5 CM , BONE LEVER, BLOUNT, BLUNT, 26.5 CM , BONE LEVER, BLOUNT, 2-PR., 26.5 CM , RETRACTOR, MARTIN, 110X27 MM, 26.5 CM , RETRACTOR, SIMON, 115X22 MM, 28 CM , RETRACTOR, SIMON, 115X28 MM, 28 CM , RETRACTOR, CORYLLOS, 80X22 MM, 24 CM , RETRACTOR, CORYLLOS, 108X43 MM, 24 CM , RETRACTOR, CORYLLOS, 119X65 MM, 24 CM , SCAPULA RETRACTOR, 80X54 MM, 19 CM , SCAPULA RETRACTOR, 75X93 MM, 18.5 CM , RETR., BRUNNER, STR., 80X20 MM, 25.5 CM , RETR., BRUNNER, STR., 100X25 MM, 25.5 CM , RETR., BRUNNER, STR., 120X25 MM, 25.5 CM , RETR., BRUNNER, STR., 130X30 MM, 25.5 CM , RETR., BRUNNER, STR., 140X30 MM, 25.5 CM , RETR., BRUNNER, STR., 160X30 MM, 25.5 CM , RETR., BRUNNER, STR., 180X30 MM, 25.5 CM , RETR., BRUNNER, CVD., 80X20 MM, 25.5 CM , RETR., BRUNNER, CVD., 100X20 MM, 25.5 CM , RETR., BRUNNER, CVD., 120X25 MM, 25.5 CM , RETR., BRUNNER, CVD., 140X25 MM, 25.5 CM , RETR., BRUNNER, CVD., 160X30 MM, 25.5 CM , RETR., BRUNNER, CVD., 180X30 MM, 25.5 CM , RETRACTOR, SAUERBRUCH, 45X15 MM, 22.5 CM , RETRACTOR, SAUERBRUCH, 60X23 MM, 22.5 CM , RETRACTOR, SAUERBRUCH, 72X20 MM, 22.5 CM , Retr., Ross, Flex., No. 1, 26.5 cm , Retr., Ross, Flex., No. 2, 27 cm , Retr., Ross, Flex., No. 3, 27 cm , Retr., Ross, Flex., No. 4, 27.5 cm , Retr., Ross, Flex., No. 5, 27.5 cm , Retr., Ross, Flex., No. 6, 27.5 cm , Valve, retr., Borowski, 17x21 mm, 27 cm , Valve, retr., Borowski, 16x23 mm, 27 cm , Valve, retr., Borowski, 20x25 mm, 27 cm , Valve, retr., Borowski, 24x27 mm, 27 cm , Valve, retr., Borowski, 28x20 mm, 27 cm , Valve, retr., Borowski, 28x29 mm, 27 cm , RETRACTOR, HARRINGT., 137X44 MM, 32.5 CM , RETRACTOR, HARRINGTON, 137X65 MM, 33 CM , Retractor, Deaver, 16 mm, 18 cm , RETRACTOR, DEAVER, 19 MM WIDE, 18 CM , RETRACTOR, DEAVER, 22 MM WIDE, 21.5 CM , RETRACTOR, DEAVER, 25 MM WIDE, 26 CM , RETRACTOR, DEAVER, 25 MM WIDE, 30.5 CM , RETRACTOR, DEAVER, 25 MM WIDE, 33.5 CM , RETRACTOR, DEAVER, 25 MM WIDE, 34.5 CM , RETRACTOR, DEAVER, 38 MM WIDE, 32 CM , RETRACTOR, DEAVER, 50 MM WIDE, 31.5 CM , RETRACTOR, DEAVER, 75 MM WIDE, 31.5 CM , RETRACTOR, DEAVER-GRIP, 25 MM, 31.5 CM , RETRACTOR, DEAVER-GRIP, 38 MM, 31.5 CM , RETRACTOR, DEAVER-GRIP, 50 MM, 31.5 CM , RETRACT., DEAVER-GRIP, 100 MM, 32.5 CM , ATRIUM RETRACTOR, R., 48X48 MM, 25 CM , ATRIUM RETRACTOR, SERR., 48X48 MM, 25 CM , ATRIUMRETRACTOR, L., 30X48 MM, 27.5 CM , RETRACTOR, MIKULICZ, 90X35 MM, 25 CM , RETRACTOR, MIKULICZ, 125X50 MM, 25 CM , RETRACTOR, MIKULICZ, 160X50 MM, 25 CM , RETRACTOR, MIKULICZ, 85X55 MM, 26 CM , RETRACTOR, KELLY, 205X38 MM, 27.5 CM , RETRACTOR, KELLY, 210X57 MM, 28 CM , PELVIS RETRACTOR, 130X60 MM, 26 CM , PELVIS RETRACTOR, 180X60 MM, 23.5 CM , ST. MARKS PELVIS RETRACTOR 32 CM CURVED , PELVIS RETRACTOR, 180X60 MM, 28 CM , RETRACTOR, KUEMMEL, 100X45 MM, 31 CM , RETRACTOR, KADER, 20 MM WIDE, 28 CM , RETRACTOR, KADER, 30 MM WIDE, 28 CM , RETRACTOR, KADER, 40 MM WIDE, 28 CM , RETR. W. HAND., ZEITLIN, 55X65MM , RETR. W. HAND., ZEITLIN, REC., 55X65MM , RETR. W. HAND., ZEITLIN, 55X55MM , RETR. W. HAND., ZEITLIN, REC., 55X60MM , RETR. W. HAND., ZEITLIN, LEFT, 55X70MM , RETR. W. HAN., ZEITLIN, L., REC., 55X70M , RETR. W. HAND., ZEITLIN, RIGHT, 55X70MM , RETR. W. HAN., ZEITLIN, R., REC., 55X70M , RETR. W. HAND., ZEITLIN, SUCT., 60X65MM , RETR. W. HAND., ZEITLIN, CLAMP, 55X60MM , RETR. W/O HANDLE, ZEITLIN, 55X65MM , RETR. W/O HAND., ZEITLIN, REC., 55X65MM , RETR. W/O HANDLE, ZEITLIN, 55X55MM , RETR. W/O HAND., ZEITLIN, REC., 55X60MM , RETR. W/O HAND., ZEITLIN, LEFT, 55X70MM , RETR. W/O HAN., ZEITLIN, L., REC., 55X70 , RETR. W/O HAN., ZEITLIN, RIGHT, 55X70MM , RETR. W/O HAN., ZEITLIN, R.,REC.,55X70MM , RETR. W/O HAN., ZEITLIN, SUCT., 60X65MM , RETR. W/O HAN., ZEITLIN, CLAMP, 55X60MM , HANDLE, ZEITLIN , RETRACTOR, COLLIN-HART., 35X29 MM, 15 CM , RETRACTOR, ROUX, SET, NO. 1-3, 17 CM , RETRACTOR, DOUBLE, ROUX, NO. 1, 14,5 CM , RETRACTOR, DOUBLE, ROUX, NO. 2, 16 CM , RETRACTOR, DOUBLE, ROUX, NO. 3, 17 CM , RETRACTOR, DOUBLE, FARABEUF, SET, 12 CM , RETRACTOR, DBL., FARABEUF, SET, 15.5 CM , RETRACTOR, MINI-ROUX, 6X7 MM, 14.5 CM , RETRACTOR, DOUBLE, BABY-ROUX, 12.5 CM , RETRACTOR, PARKER, SMALL, SET, 14 CM , RETRACTOR, PARKER, LG., SET, 18.5 CM , RETRACTOR, PARKER-MOTT, SET, 16 CM , RETRACTOR, MATHIEU, SET, 20 CM , RETRACTOR, PARKER-LANG., SET, 21.5 CM , Retractor, double, Goelet, 19 cm , Endo-Condyle Unit,woundspreader,serr , Endo-Condyle Unit,woundspreader,fine , REVERDIN BAUCHSPATEL BAYON. , ABDOM. SPATULA, MALLEABLE, 30 MM, 33 CM , ABDOM. SPATULA, MALLEABLE, 40 MM, 33 CM , ABDOM. SPATULA, MALLEABLE, 50 MM, 33 CM , ABDOM. SPATULA, HABERER, 16/25 MM, 20 CM , ABDOM. SPATULA, HABERER, 25/30 MM, 28 CM , ABDOM. SPATULA, HABERER, 37/45 MM, 30 CM , SPATULA, MARTIN, MALLEAB., 6.5 MM, 20 CM , BONE HOOKLET, RASSE, 1-PR., 16 CM , VICKERS TENDON HOOK , VICKERS RETRACTOR 12 MM , VICKERS RETRACTOR 14 MM , Retractor, Cope, 18 cm , Retractor, Cope-Walter, 17,5 cm , Hooklet, Barsky, 1-t., 15 cm , Hooklet, Barsky, 2-t., 15 cm , MICRO HOOKLET, GRAEFE, SHARP, 15 CM , MICRO HOOKLET, GRAEFE, BLUNT, 15 CM , MICRO HOOK, SHARP, 1-PR., NO. 1, 16 CM , MICRO HOOK, SHARP, 1-PR., NO. 2, 16 CM , MICRO HOOK, SHARP, 1-PR., NO. 3, 16 CM , MICRO HOOK, SHARP, 1-PR., NO. 4, 16 CM , MICRO HOOKLET, RASSE, SHARP, 16 CM , HOOKLET, O'CONNOR, SHARP, 1-PR., 16 CM , HOOKLET, GUTHRIE, SHARP, 2-PR., 16 CM , HOOKLET, SHARP, 1-PR., 16.5 CM , HOOKLET, SHARP, 2-PR., 16.5 CM , HOOKLET, SHARP, 3-PR., 16.5 CM , HOOKLET, SHARP, 4-PR., 16.5 CM , HOOKLET, BLUNT, 1-PR., 16.5 CM , HOOKLET, BLUNT, 2-PR., 16.5 CM , HOOKLET, BLUNT, 3-PR., 16.5 CM , HOOKLET, BLUNT, 4-PR., 16.5 CM , HOOKLET, FLEXIBLE, SHARP, 2-PR., 15.5 CM , HOOKLET, FLEXIBLE, SHARP, 3-PR., 15.5 CM , HOOKLET, FLEXIBLE, BLUNT, 2-PR., 15.5 CM , HOOKLET, FLEXIBLE, BLUNT, 3-PR., 15.5 CM , HOOKLET, DELICATE, 4-PR., 16.5 CM , HOOKLET, DELICATE, BLUNT, 4-PR., 16.5 CM , MICRO-VASCULAR HOOKLET, BLUNT, 12 CM , HOOKLET, DESMARRES, 8 MM, 16 CM , HOOKLET, DESMARRES, 10 MM, 16 CM , HOOKLET, DESMARRES, 12 MM, 16 CM , HOOKLET, DESMARRES, 14 MM, 16 CM , HOOKLET, DESMARRES, 16 MM, 16 CM , HOOKLET, DESMARRES, 18 MM, 16 CM , HOOKLET, FENESTRATED, 18 MM, 16 CM , HOOKLET, MINI-LANGENBECK, 12X6 MM, 16 CM , HOOKLET, MINI-LANGENBECK, 18X6 MM, 16 CM , HOOKLET, MINI-LANGENBECK, 20X6 MM, 16 CM , HOOKLET, MINI-LANGENBECK, 21X8 MM, 16 CM , RETRACTOR, BLUNT, 2-PR., 14X8 MM, 16 CM , RETRACTOR, DELIC., SHARP, 1-PR., 16.5 CM , RETRACTOR, DELIC., SHARP, 2-PR., 16.5 CM , RETRACTOR, DELIC., SHARP, 3-PR., 16.5 CM , RETRACTOR, DELIC., SHARP, 4-PR., 16.5 CM , RETRACTOR, DELIC., BLUNT, 1-PR., 16.5 CM , RETRACTOR, DELIC., BLUNT, 2-PR., 16.5 CM , RETRACTOR, DELIC., BLUNT, 3-PR., 16.5 CM , RETRACTOR, DELIC., BLUNT, 4-PR., 16.5 CM , HOOKLET, MEYERDING, 18X7 MM, 18 CM , HOOKLET, MEYERDING, 16X5 MM, 18 CM , HOOKLET, MEYERDING, 7X4 MM, 18 CM , HOOKLET, MEYERDING, 12X4 MM, 18 CM , HOOKLET, MEYERDING, 8X4 MM, 18 CM , HOOKLET, MEYERDING, 7X9 MM, 18 CM , HOOKLET, SENN-GREEN, 20X6 MM, 16 CM , HOOKLET, SENN-GREEN, 10X6 MM, 16 CM , HOOKLET, DOUBLE, RAGNELL-DAVIS, 15 CM , Double Hooklet, Ragnell-D. 11x4mm/19x6mm , HOOKLET, SENN-MUELLER, SHARP, 16 CM , HOOKLET, SENN-MUELLER, BLUNT, 16 CM , RETRACTOR, CUSHING, FENESTRATED, 20,5 CM , HOOKLET, CUSHING, 8 MM, 20.5 CM , HOOKLET, CUSHING, 10 MM, 20.5 CM , HOOKLET, CUSHING, 12 MM, 20.5 CM , HOOKLET, CUSHING, 14 MM, 20.5 CM , HOOKLET, CUSHING, 16 MM, 20.5 CM , HOOKLET, CUSHING, 18 MM, 20.5 CM , HOOKLET, CUSHING, 8 MM, 24 CM , HOOKLET, CUSHING, 10 MM, 24 CM , HOOKLET, CUSHING, 12 MM, 24 CM , HOOKLET, CUSHING, 14 MM, 24 CM , HOOKLET, CUSHING, 16 MM, 24 CM , HOOKLET, CUSHING, 18 MM, 24 CM , HOOKLET, MALLEABLE SHAFT, 4 MM, 24 CM , HOOKLET, MALLEABLE SHAFT, 6 MM, 24 CM , HOOKLET, MALLEABLE SHAFT, 8 MM, 24 CM , HOOKLET, MALLEABLE SHAFT, 11 MM, 24 CM , HOOKLET, MALLEABLE SHAFT, 15 MM, 24 CM , HOOKLET, MALLEABLE SHAFT, 17 MM, 24 CM , HOOKLET, MALLEABLE SHAFT, 20 MM, 24 CM , HOOKLET, MALLEABLE SHAFT, 23 MM, 24 CM , VEIN HOOKLET, BROM, SMALL, 19 CM , VEIN HOOKLET, BROM, LARGE, 19 CM , HOOKLET, STRANDELL-STILLE, NO. 1, 19 CM , HOOKLET, STRANDELL-STILLE, NO. 2, 19 CM , RETRACTOR, KLAPP, 2-PR., BLUNT, 17.5 CM , RETRACTOR, KLAPP, 3-PR., BLUNT, 17.5 CM , RETRACTOR, KLAPP, 4-PR., BLUNT, 17.5 CM , HOOKLET, DELICATE, 4-PR., SHARP, 16.5 CM , HOOKLET, DELICATE, 4-PR., BLUNT, 16.5 CM , RETRACTOR, VOLKMANN, SH., 1-PR., 21.5 CM , RETRACTOR, VOLKMANN, SH., 2-PR., 21.5 CM , RETRACTOR, VOLKMANN, SH., 3-PR., 21.5 CM , RETRACTOR, VOLKMANN, SH., 4-PR., 21.5 CM , RETRACTOR, VOLKMANN, SH., 6-PR., 21.5 CM , RETRACTOR, VOLKMANN, BL., 2-PR., 21.5 CM , RETRACTOR, VOLKMANN, BL., 3-PR., 21.5 CM , RETRACTOR, VOLKMANN, BL., 4-PR., 21.5 CM , RETRACTOR, VOLKMANN, BL., 6-PR., 21.5 CM , RETRACTOR, VOLKMANN, SH., 1-PR., 22.5 CM , RETRACTOR, VOLKMANN, SH., 2-PR., 22.5 CM , RETRACTOR, VOLKMANN, SH., 3-PR., 22.5 CM , RETRACTOR, VOLKMANN, SH., 4-PR., 22.5 CM , RETRACTOR, VOLKMANN, SH., 6-PR., 22.5 CM , RETRACTOR, VOLKMANN, BL., 1-PR., 22.5 CM , RETRACTOR, VOLKMANN, BL., 2-PR., 22.5 CM , RETRACTOR, VOLKMANN, BL., 3-PR., 22.5 CM , RETRACTOR, VOLKMANN, BL., 4-PR., 22.5 CM , RETRACTOR, VOLKMANN, BL., 6-PR., 22.5 CM , RETR., VOLKMANN, SEMISH., 1-PR, 22.5 CM , RETR., VOLKMANN, SEMISH., 2-PR., 22.5 CM , RETR., VOLKMANN, SEMISH., 3-PR., 22.5 CM , RETR., VOLKMANN, SEMISH., 4-PR., 22.5 CM , RETR., VOLKMANN, SEMISH., 6-PR., 22.5 CM , RETRACTOR, VOLKMANN, BL., 1-PR., 21.5 CM , RETRACTOR, 1-PRONG, SHARP, 21.5 CM , RETRACTOR, KOCHER, SHARP, 1-PR., 22.5 CM , RETRACTOR, KOCHER, SHARP, 2-PR., 22.5 CM , RETRACTOR, KOCHER, SHARP, 3-PR., 22.5 CM , RETRACTOR, KOCHER, SHARP, 4-PR., 22.5 CM , RETRACTOR, KOCHER, SHARP, 6-PR., 22.5 CM , RETRACTOR, KOCHER, BLUNT, 1-PR., 22.5 CM , RETRACTOR, KOCHER, BLUNT, 2-PR., 22.5 CM , RETRACTOR, KOCHER, BLUNT, 3-PR., 22.5 CM , RETRACTOR, KOCHER, BLUNT, 4-PR., 22.5 CM , RETRACTOR, KOCHER, BLUNT, 6-PR., 22.5 CM , RETRACTOR, KOCHER, SEMISH., 1-PR., 22 CM , RETRACTOR, KOCHER, SEMISH., 2-PR., 22 CM , RETRACTOR, KOCHER, SEMISH., 3-PR., 22 CM , RETRACTOR, KOCHER, SEMISH., 4-PR., 22 CM , RETRACTOR, KOCHER, SEMISH., 6-PR., 22 CM , RETRACT., OLLIER, BL., 37X30 MM, 24.5 CM , RETRACTOR, OLLIER, BL., 39X60 MM, 23 CM , RETRACTOR, WASSMUND, 33X20 MM, 20.5 CM , RETRACTOR, KOERTE, SHARP, 8-PR., 24.5 CM , RETRACTOR, KOERTE, BLUNT, 8-PR., 24.5 CM , RETRACT., ISRAEL, BL., 40X40 MM, 24.5 CM , RETRACT., ISRAEL, BL., 45X50 MM, 24.5 CM , RETRACT., ISRAEL, BL., 50X60 MM, 24.5 CM , RETRACT., ISRAEL, BL., 70X70 MM, 24.5 CM , RETRACTOR, LANGENBECK, 30X14 MM, 22 CM , RETRACTOR, LANGENBECK, 30X15 MM, 22 CM , RETRACTOR, LANGENBECK, 40X11 MM, 22 CM , RETRACTOR, LANGENBECK, 50X11 MM, 22 CM , RETRACTOR, LANGENBECK, 30X11 MM, 22 CM , RETRACTOR, LANGENBECK, 60X20 MM, 21 CM , RETRACTOR, LANGENBECK, 85X15 MM, 22.5 CM , Retract., Langenbeck, 43x13 mm, 21 cm , Retract., Langenb.-Green, 6x16 mm, 16 cm , Retractor, Holsher, cvd., 24 cm , Retractor, Scoville, ang., 16.5 cm , Spreader, Williams, left, 5x2 cm , Spreader, Williams, left, 6x2 cm , Spreader, Williams, left, 7x2 cm , Spreader, Williams, right, 5x2 cm , Spreader, Williams, right, 6x2 cm , Spreader, Williams, right, 7x2 cm , Retractor, Volkmann, sh., 8-Pr. , Abdominal retractor, Rochard, 50x95 mm , Abdominal retractor, Rochard, 60x135 mm , Retractor, semisharp, 5x6T., 26 cm , Retractor, Mayo-Adams, 2x2T., bl., 17 cm , Saunders IUD-Hook, 32 cm , Frame, Denis-Browne, adults, 25.5 x 18cm , Blade, Denis-Browne, adult, 20x30 mm , Blade, Denis-Browne, 20x40 mm , Frame, Denis-Browne, children, 18x15 cm , Blade, Denis-Browne, children, 40x30 mm , Blade, Denis-Browne, children, 40x40 mm , Green thyroid retractor, 25x22 mm, 23 cm , Retractor, Morris, 70x40 mm, 24 cm , Retractor, Morris, 51x51 mm, 21 cm , Retractor, abd., Denis-Browne,adult,cpl. , Retractor, abd.,Denis-Browne,child.,cpl. , Spatula, Davis, malleable, 32 mm, 18 cm , Hooklet, Mannerfelt, bl., 2-pr., 15.5cm , Retractor, Harvey-Jackson, sh., 28cm , Spreader, wound, Miskimon, sharp, 22 cm , Spreader, lamina, Cloward, 13.5 cm , Retr., Langenb-Würzburg,55x6mm,21,5cm , Hook, Cloward, 18 mm, 18 cm , Hook, Cloward, 20 mm, 18 cm , Hook, Cloward, 23 mm, 18 cm , Retr., bladder, Legueu,90x35mm, 27cm , Retractor, soft palate, Nager, 24 cm , Retr., thyroid, Schoenborn, 6x13mm, 21cm , Holder, bone graft, Caspar , Bone lever, Schumacher, 35x18mm, 29cm , Bone lever,Buck-Gramko,7.5mm,tip2mm,15cm , Retractor, Hibbs, 13x25mm, 23.5cm , Retractor, Hibbs, 20x50mm, 23.5cm , Retractor, Hibbs, 25x75mm, 23.5cm , Retractor, Crile, 11cm , VICKERS SKIN HOOK , VICKERS BONE HOOK , Retractor, Kelly, 50x40 mm , Retractor, Kelly, 65x50 mm , Retractor, Kelly, 75x65 mm , Retractor, Kelly, 90x75 mm , Abdom. Spatula, malleable, 25 mm, 33 cm , Retractor, Meyerding, 50x16 mm, 25 cm , Retractor, Meyerding, 75x25 mm, 25 cm , Retractor, Meyerding, 90x50 mm, 25 cm , Hook, with probe end, blunt, 24.5 cm , Hook, sharp, 24.5 cm , Hook with probe end, 90°, 24.5 cm , Retract., Volkmann, 8 t., bl., 22 cm , Retractor, Kocher-Lang., 80x7mm, 21.5cm , Retractor, Kocher-Wagner, 67x25 mm, 28cm , Retractor, Lang.-Mann., 15x6 mm, 15.5 cm , Retractor, Mannerfeldt, mod., 12x12 mm , Retractor, lip-cheek, Hajek, 16.5 cm , Retractor, Caspar, 67x17 mm, 22.5 cm , Retractor, Dockhorn, 40x12 mm , Retractor, Canny-Ryall, 19x28 mm, 19 cm , Retractor, Czerny, s-sharped, 17.5 cm , Retractor, Morris, 70x50 mm, 24 cm , Retractor, Morris, 70x65 mm, 24,5 cm , Retractor, Hess, 3 mm, 18 cm , Retractor, Hess, 5 mm, 18 cm , Retractor, Hess, 7 mm, 18 cm , Retractor, Love, No. 1, 21.5 cm , Retractor, Love, No. 2, 17.5 cm , Retractor, Love, 4 mm, 21 cm , Retractor, Love, No. 3, 11 cm , Spatula, Olivecr., conc., 7/9 mm , Spatula, Olivecr., conc., 11/13 mm , Spatula, Olivecr., conc., 15/18 mm , Spatula, Olivecr., conc., 18/22 mm , Spatula, Olivecr., conv., 7/9 mm , Spatula, Olivecr., conv., 11/13 mm , Spatula, Olivecr., conv., 15/18 mm , Spatula, Olivecr., conv., 18/22 mm , Retractor, Scoville, str., 23.5 cm , CHEEK-LIP RETRACTOR ACC. ARNETT 10X40 MM , CHEEK-LIP RETRACTOR ACC. ARNETT 10X55 MM , CHEEK BONE RETRACTOR ACC. ARNETT 10X80 M , CHIN OSTEOTOMY RETRACTOR ACC. ARNETT , CHIN OSTEOTOMY RETRACTOR 6.5X80 MM , LFI INTERDENT. OSTEOT. RETRACTOR ARNETT , BSSO TRANSORAL RETRACTOR ACC. ARNETT , MIDLINE FLAP RETRACTOR ACC. ARNETT , NASAL MUCOSA RETRACTOR ARNETT 18,5 CM , CHEEK HOLDER FOR 2,7 MM C/D SCREWS SET , BONE HOOK, MARCHAC, SHARP, 20 CM , Nexos Hooklet, sharp, 30cm , Nexos P. hook, Kocher-Langenb.,25x115mm , Nexos P. hook, Kocher-Langenb.,25x145mm , Nexos P. hook, Kocher-Langenb.,40x115mm , Nexos P. hook, Kocher-Langenb.,40x145mm , Nexos P. Spatula, malleable, 40mm, 33cm , Instrument f. sag. mandible split, right , Instrument f. sag. mandible split, left , Hülse 5MM,verlängert,53,5MM,wie92-251-12 , HOOKLET, COTTLE, SHARP, NO. 1, 14.5 CM , HOOKLET, COTTLE, SHARP, NO. 2, 14.5 CM , HOOKLET, COTTLE, SHARP, NO. 3, 14.5 CM , ALAR RETRACTOR, LANGE, BLUNT, 23 CM , ALAR RETRACTOR, FOMON, BLUNT, 17 CM , NASAL RETRACT., AUFRICHT, 45X11 MM, 19CM , ALAR RETRACTOR, KILNER, SHARP, 8 CM , RETRACTOR, CONVERSE, 44X11 MM, 10.5 CM , ALAR RETRACTOR, SHARP, DOUBLE, 11.5 CM , Mucosa-Hooklet, Freer, 2-Pr., sharp,15cm , SKIN HOOKLET, JOSEPH, 2-PR., 2 MM, 16 CM , SKIN HOOKLET, JOSEPH, 2-PR., 5 MM, 16 CM , SKIN HOOKLET, JOSEPH, 2-PR., 7 MM, 16 CM , SKIN HOOKLET, JOSEPH, 2-PR., 10 MM , ALAR RETRACTOR, FOMON, BL., 2-PR., 16 CM , RETRACTOR, COTTLE-NEIV., GROOVE, 19.5 CM , HOOKLET, SHARP, 2-PR., 14.5 CM , HOOKLET, BLUNT/SHARP, 2-PR., 14.5 CM , HOOKLET, SHARP/BLUNT, 2-PR., 14.5 CM , HOOKLET, COTTLE, BLUNT, 4-PR., 14 CM , RETRACTOR, NEIVERT, W. GROOVE, 17 CM , ALAR RETRACTOR, COTTLE, 14 CM , ALAR RETRACTOR, COTTLE, ANG., 16 CM , NASAL RETRACTOR, AUFRICHT, DBL., 12 CM , HENAHAN THIRD MOLAR TISSUS RETRACTOR F.1 , HENAHAN THIRD MOLAR TISSUS RETRACTOR N.2 , HENAHAN THIRD MOLAR TISSUS RETRACTOR N.3 , HENAHAN THIRD MOLAR TISSUS RETRACTOR , HENAHAN THIRD MOLAR TISSUS TETRACTOR , AUSTIN SOFT TISSUE RETRACTOR, SHORT , AUSTIN SOFT TISSUE RETRACTOR, LONG , INTRAORAL-RETRACTOR, 25.5 MM, 23 CM , INTRAORAL-RETRACTOR, 25.5 MM, 26 CM, FO , INTRAORAL-RETRACTOR, RIGHT, 21 CM , INTRAORAL-RETRACTOR, LEFT, 21 CM , INTRAORAL-RETRACTOR, RIGHT, 24.5 CM, FO , INTRAORAL-RETRACTOR, LEFT, 24.5 CM, FO , INTRAORAL-RETRACTOR, L&M, 25 CM , INTRAORAL-RETRACTOR, L&M, 28 CM, FO , Retractor acc. to Ishi fig. 1 , Retractor acc. to Ishi fig. 3 , Retractor acc. to Ishi fig. 4 , Intraoral-Retractor, L&M, 28cm, FO, fen. , RETRACTOR, SHEA, 14.5 MM, 23.5 CM, FO , LINDORF SIDE STEP RETRACTOR, LEFT , LINDORF SIDE STEP RETRACTOR, RIGHT , LINDORF RAMUS CLAW RETRACTOR, LEFT , LINDORF RAMUS CLAW RETRACTOR, RIGHT , LINDORF SINUS CLAW RETRACTOR,LEFT , LINDORF SINUS CLAW RETRACTOR,RIGHT , SOFT TISSUE RETR., 43X11 MM, 22.5 CM , SOFT TISSUE RETR., 57X11 MM, 23 CM , SOFT TISSUE RETR., 80X16 MM, 23 CM , SPINA NASALIS-RETRACT., OBWEGESER, 22 CM , RAMUS RETRACTOR, OBWEGESER, 22 CM , CHIN RETRACTOR, OBWEGESER, 16.5 CM , CHANNEL RETRACT., OBWEGESER, 8 MM, 16 CM , CHANNEL RETRACT., OBWEG., 10 MM, 16 CM , PROGENY RETRACT., SCHUCHARDT, 18 CM , OUTER PROGENY RETRACTOR, LAUER, 15 CM , INNER PROGENY RETRACTOR, LAUER, 15 CM , OUT. PROGENY RETRACTOR, LAUER, 15 CM, FO , INN. PROGENY RETRACTOR, LAUER, 15 CM, FO , OUT. PROGENY RETRACTOR, LAUER, 20 CM, FO , INN. PROGENY RETR., LAUER, 20.5 CM, F.O. , CONDYLAR REPOSITIONER, NO. 11, 24.5 CM , CONDYLAR REPOSITIONER, NO. 12, 24.5 CM , Endo-Condyle Unit,ramus retr.,sharp , Endo-Condyle Unit,ramus retr.,straight , MOBILIZATION LEVER, TESSIER, R., 9 MM , MOBILIZATION LEVER, TESSIER, L., 9 MM , MARCHAC DURA PROTECT. 18 CM , RAMUS RET., STEINBERG, 50X8/11 MM, 22 CM , RAMUS RET., STEINBERG, 60X9/13 MM, 22 CM , BSSO Space Maintainer, Nadjmi , Retractor only for 48-555-00-07 , Mandib. Border Retractor, Nadjmi, 8 mm , Mandib. Border Retractor, Nadjmi, 10 mm , Multipurpose Retractor, Nadjmi , Ramus Retractor, Nadjmi, curved, 24 cm , Retractor, Nadjmi, 48 mm, 14.5 cm , LeFort I Hook, Nadjmi, sharp, 22 cm , BSSO LINGUAL RETRACTOR ACC. ARNETT , MANDIBULAR BODY RETRACTOR ACC. ARNETT , CORONOID RETRACTOR ACC. ARNETT , LFI POSTERIOR RETRACTOR ACC. ARNETT , BSSO/LFI NERVE DISS. ACC. ARNETT, 22.5CM , ALVEOLAR NERV DISSECTOR ACC. ARNETT , RETRACTOR F. BSSO INCISION CLOSURE ARNET , MENTAL NERVE RETRACTOR , UPPER LIP RETRACTOR ACC. ARNETT , Endo-Condyle Unit,Metz retr.,modif.,ri , Endo-Condyle Unit,Metz retr.,modif.,le , MI Mx1,retractor,doubled,14cm , MI Mx2L,hook,twisted,left,16.5cm , MI Mx2R,hook,twisted,right,16.5cm , MI Mx3,spatula,curved,16cm , MI Mx4S,bone expander,short,18cm , MI Mx4L,bone expander,long,18.5cm , MI Md1,channel retractor,16cm , MI Md2,ramus hook,23cm , MI Ch1,chin holder,23cm , MI Retractor, small, 13cm , MI RT1,retractor,curved,13.5cm , MI RT2,retractor,large,16.5cm , MI HK3,hooklet,sharp,18cm , MI HK1,skin hooklet,doubled,15.5cm , MI HK2,hooklet,curved,blunt,18cm , ORBITAL RETRACTOR, ROWE, RIGHT, 19 CM , ORBITAL RETRACTOR, ROWE, LEFT, 19 CM , ORBITAL RIM RETRACTOR, 20 CM , ORBITAL RIM RETRACTOR, DONOVAN, 19.5 CM , ORBITAL RETRACTOR LEFT , L1 Midface orbital retractor, left , ORBITAL RETRACTOR RIGHT , L1 Midface orbital retractor, right , SPATULA ORBITAL STRAIGHT MALLEABLE , SPATULA ORBITAL STRAIGHT MALLEAB. GRADU. , MAXILLARY MOBILIZER, TESSIER, LEFT , MAXILLARY MOBILIZER, TESSIER, RIGHT , HOOK, DINGMANN-WILK, SHARP, 20 CM , PLATE HOLDING INSTRUMENT, ECKELT, 20 CM , Endo-Condyle Unit,ramus retr.,angled , Zygoma Hook, Dingmann, 10 mm , RETRACTOR,POST., DUNN-DAUTREY, 6.5X50 MM , RETRACTOR,ANTER., DUNN-DAUTREY,6.5X60 MM , RETRACTOR,SUPERI.,DUNN-DAUTREY,8.0X50 MM , RETRACTOR,SUPERI.,DUNN-DAUTREY,6.5X50 MM , TMJ LATERAL RETRACT 13,5 CM , TMJ-CONDYLE RTERACTOR, DOLWICK, 14.5 CM , ARNHEM-LEFORT HOOK RIGHT , Palatalretractor, Burton, 28 cm , BURTON MED. RAMUS RETR. 8 MM , RAMUS RETRACTOR, HARGIS, LEFT, 19.5 CM , RAMUS RETRACTOR, HARGIS, RIGHT, 19.5 CM , MANDIB. RETRACTOR, HARGIS, CVD., 17.5 CM , PIRIFORM RIM RETRACTOR, HARGIS, 18.5 CM , SEPARATOR, SMITH, RIGHT, 18.5 CM , SEPARATOR, SMITH, LEFT, 18.5 CM , CHANNEL RETRACTOR, TERRY, 16.5 CM , RAMUS PUSHER, TERRY, 24 CM , DUCT RETRACTOR, TERRY, RIGHT, 14 CM , DUCT RETRACTOR, TERRY, LEFT, 14 CM , PALATAL EXPANDER, TURVEY, 17 CM , CHANNEL RETRACTOR, STEINHAEUSER, 27 CM , CLEFT PALATE RETRACTOR, SHORT, 18 CM , CLEFT PALATE RETRACTOR, LONG, 18 CM , BONE-SPREADER, FIG. 1B, 1,6/2,2 MM , BONE-SPREADER, FIG. 2B, 2,2/2,8 MM , BONE-SPREADER, FIG. 3B, 2,8/3,4 MM , BONE-SPREADER, FIG. 4B, 3,4/4,0 MM , RETRACTOR, OBWEG., UPW., 16X5 MM, 21.5CM , RETRACTOR, OBWEG., UPW., 25X7 MM, 21 CM , RETRACTOR, OBWEG., UPW., 35X10 MM, 23 CM , RETRACTOR, OBWEG., UPW., 42X10 MM, 23 CM , RETRACTOR,OBWEG.,UPW., 57X12,5MM, 23.5CM , RETRACTOR, OBWEG., UPW., 72X15MM, 23.5CM , RETRACTOR, OBWEG., UPW., 87X16MM, 23,5CM , OBWEGESER RETRACTOR 10X35 MM , RETRACTOR, OBWEG., DOWN, 16X5 MM, 21 CM , RETRACTOR, OBWEG., DOWN, 25X7 MM, 21 CM , RETRACTOR, OBWEG., DOWN, 35X10 MM, 23 CM , RETRACTOR, OBWEG., DOWN, 42X10 MM, 23 CM , RETRACT., OBWEG., DOWN, 55X12 MM, 23.5CM , RETRACT., OBWEG., DOWN, 72X15 MM, 23.5CM , RETRACT., OBWEG., DOWN, 86X17 MM, 23.5CM , MANDIB.-RETR., OBWEG., 30X9/12 MM, 21 CM , MANDIB.-RETR., OBWEG., 45X9/12 MM, 21 CM , MANDIB.-RETR., OBWEG., 60X9/12 MM, 21 CM , RAMUS RETR., OBWEG., 75X11/15 MM, 24 CM , RAMUS RETR., OBWEG., 75X12/22 MM, 24 CM , ALVEOLAR-RETRACTOR, OBWEGESER, 24 CM , SPINA NASALIS-RETRACT., OBWEGESER, 24 CM , CHANNEL RETR., OBWEGESER, 9 MM, 16.5 CM , CHANNEL RETR., OBWEGESER, 10 MM, 16.5 CM , RASSE CHANNEL RETRACTOR 165 MM , CHIN RETRACTOR, OBWEGES., 16.5 MM, 16 CM , OBWEGESER ILIAC CREST RETRAC , SKIN HOOK, TESSIER, SHARP, 19 CM , TESSIER NASAL DILATOR CHILD , THORAX RET., TESSIER, 90X22 MM, 21 CM , THOR. RETR., TESSIER, 120X28 MM, 26.5 CM , ILIAC CREST RETRACTOR, TESSIER, 36X50 MM , ILIAC CREST RETRACTOR, TESSIER, 52X50 MM , ILIAC CREST RETRACTOR, TESSIER, 59X50 MM , ILIAC CREST RETRACTOR, TESSIER, 66X50 MM , SPATULA, TESSIER, MALL., 10/12 MM, 22 CM , SPATULA, TESSIER, MALL., 15/17 MM, 22 CM , SPATULA, TESSIER, MALL., 20/22 MM, 22 CM , SOFT TISS. RETR., TESSIER, 19X7/29X10 MM , SOFT TISS. RET., TESSIER, 20X13/30X15 MM , SOFT TISS. RET., TESSIER, 28X13/36X15 MM , SOFT TISS. RET., TESSIER, 33X12/43X15 MM , SOFT TISS. RET., TESSIER, 50X12/68X16 MM , SOFT TISS. RET., TESSIER, 30X12/38X16 MM , SOFT TISS. RET., TESSIER, 35X12/45X16 MM , SOFT TISS. RET., TESSIER, 50X12/70X16 MM , SOFT TISSUE RETR., TESSIER, NO. 1, 8 MM , SOFT TISSUE RETR., TESSIER, NO. 2, 10 MM , SOFT TISSUE RETR., TESSIER, NO. 3, 7 MM , SOFT TISSUE RETR., TESSIER, NO. 4, 10 MM , SOFT TISSUE RETR., TESSIER, NO. 5, 8 MM , SOFT TISSUE RETR., TESSIER, NO. 6, 12 MM , RETRACTOR, TESSIER, 10 MM, 15 CM , MI RT3, Retractor, small, 13 cm , KNEE RETRACTOR, BLOUNT, 17.5 CM , SPINE RETRACTOR, TAYLOR, 95X30 MM, 16 CM , SPINE RETRACT., TAYLOR, 115X30 MM, 16 CM , RETRACTOR, PERCY, F. AMPUTATION , Valv. hook, Dzemeshkevich, 90°,5mm,27cm , Valv. hook, Dzemeshkevich, 90°,7mm,27cm , Valv. hook, Dzemeshkevich, 90°,10mm,27cm , Valv. hook, Dzemeshkevich, 120°,7mm,27cm , Atrial retr., Dzemeshkevich, 50mm,26cm , Atrial retr., Dzemeshkevich, 70mm,26cm , Ventricular retr., Dzemeshkevich, 25 cm , LUNG SPATULA, ALLISON, 29.5 CM , LUNG SPATULA, ALLISON, 33 CM , LUNG SPATULA, EXTRA WIDE, 29.5 CM , INTIMA SPATULA, BLUNT, 3 MM, 18.5 CM , INTIMA SPATULA, BLUNT, 3 MM, 21.5 CM , INTIMA SPATULA, SLIM, BLUNT, 14 CM , INTIMA SPATULA, WIDE, BLUNT, 23.5 CM , Hook, Crile, 90°, 20 cm , Hook, Crile, 45°, 20.5 cm , Hook, marCore, 5 mm, 26 cm , Hook, marCore, 5 mm, 36 cm , Hook, marCore, 5 mm, w. button, 26 cm , Hook, marCore, 5 mm, w. button, 36 cm , Hook, marCore, 10 mm, 26 cm , Hook, marCore, 10 mm, 36 cm , Hook, marCore, 10 mm, w. button, 26 cm , Hook, marCore, 10 mm, w. button, 36 cm , Hook, marCore, 120°, 5 mm, 26 cm , Hook, marCore, 120°, 5 mm, 36 cm , Hook, marCore, 120°, 10 mm, 26 cm , Hook, marCore, 120°, 10 mm, 36 cm , Spatula, Heifetz, malleable, 8x155 mm , Spatula, Heifetz, malleable, 11x155 mm , Spatula, Heifetz, malleable, 14x155 mm , Spatula, Heifetz, malleable, 17x155 mm , Spatula, Heifetz, mall., rd, 14x200 mm , Spatula, Heifetz, mall., rd, 17x200 mm , Spatula, Heifetz, mall., rd, 20x200 mm , Hook, Groningen, angled 26.5 cm , Hook, Groningen, curved 26.5 cm , Hook, Cushing, # 1, 19 cm , Hook, Cushing, # 1, 28 cm , Hook, Cushing, # 2, 19 cm , Hook, Cushing, # 2, 28 cm , Hook, Smithwick, curved, 16.5 cm , Hook, Smithwick, curved, 21 cm , Hook, Adson, blunt, angled, 20 cm , Hook, Adson, sharp, angled, 20 cm , Hook, Graham, blunt, curved, 16.5 cm , Hook, Sachs, sharp, curved, 17 cm , Hook, 90°, sharp, curved, 19 cm , Hook, 90°, sharp, angled dwn., 19 cm , Hook, Frazier, sharp, 13 cm , Hook, Frazier, sharp, 18 cm , Hook, Mikaeel #1, 45°, bay., 23 cm , Hook, Mikaeel #2, 45°, bay., 23 cm , Hook, Mikaeel #11, bay., 23 cm , Hook, Tew #7, button end, 23 cm , Hook, Mikaeel #2, 45°, bay., 26 cm , Wax applicator, Mikaeel #13, bay., 26 cm , Hook, Tew #7, button end, 26 cm , Hook, Rhoton, #9, semisharp, 19 cm , Hook, Rhoton, #10, blunt, 19 cm , Hook, Rhoton, #11, semisharp, 19 cm , Hooklet, micro, sharp, 23 cm , Hooklet, micro,blunt, 23 cm , Hook, Krayenbuehl, # 1, 19 cm , Hook, Krayenbuehl, # 2, 19 cm , Hook, Krayenbuehl, # 3, 19 cm , Hook, Krayenbuehl, # 4, 19 cm , Hooklet, Caspar, 90°, 5 mm, 24.5 cm , Hooklet, Caspar, 90°, 7 mm, 24.5 cm , Hooklet, Caspar, 90°, 9 mm, 24.5 cm , Hooklet, Caspar, 45°, 11 mm, 24.5 cm , SHARP HOOK , SOFT TISSUE RETRACTOR, SET , Soft tissue retractor for 25-472-00-07 , RASSE MOD.SOFT TISSUE RETRACTOR,SET , SOFT TISSUE RETRACTOR , SOFT TISSUE RETRACTOR,ONLY , RASSE MOD.SOFT TISSUE RETRACT.SET, 2,0MM , Handly only for Tissue Retract.25-479-00 , UHP soft tissue retractor right , UHP soft tissue retractor left , TRACHEA RETRACTOR, ITERSON, SHARP, 17 CM , TRACHEA RETRACTOR, ITERSON, BLUNT, 17 CM , TRACHEA RETRACTOR, ROSE, DBL., 15.5 CM , TRACHEA RETRACTOR, LUER, DOUBLE, 11 CM , THYMUS-RETRACTOR, LUKENS, DBL., 17.5 CM , TRACHEA RETRACTOR, JACKSON, DBL., 18 CM , Retractor, breast, 125x30 mm, 27 cm , Retractor, breast, 140x30 mm, 27 cm , Elevator, Breast, f. Mammaplasty, 28 cm , SKIN HOOKLET, KILNER, GRACILE, 14.5 CM , SKIN HOOKLET, GILLIES, NO. 1, 18 CM , SKIN HOOKLET, GILLIES, NO. 2, 18 CM , FACE-LIFT HOOKLET, KAYE, 4-PR., 13 CM , FACE-LIFT HOOKLET, KAYE, 5-PR., 13 CM , PROSTATE RETRACTOR, YOUNG, SLIM, 22 CM , PROSTATE RETRACT., YOUNG, BULB, 22 CM , PROSTATE RETRACTOR, YOUNG, FORKED, 23 CM , AMNIOTOME, BEACHAM, 26 CM , Screw, Myoma, Doyen, spiral Ø15 mm, 17cm , FISTULA HOOK, EMMETT, NO. 3, ANG., 23 CM , FISTULA HOOK, SIMON, 1-PRONG, 21.5 CM , HOOKLET, BARBARA, 25°, 0.3 MM, 16 CM , HOOKLET, BARBARA, 25°, 0.6 MM, 16 CM , HOOKLET, BARBARA, 25°, 1.0 MM, 16 CM , HOOKLET, BARBARA, 45°, 0.3 MM, 16 CM , HOOKLET, BARBARA, 45°, 0.6 MM, 16 CM , HOOKLET, BARBARA, 45°, 1.0 MM, 16 CM , HOOKLET, BARBARA, 45°, 1.2 MM, 16 CM , HOOKLET, BARBARA, 45°, 1.5 MM, 16 CM , HOOKLET, BARBARA, 45°, 2.0 MM, 16 CM , HOOKLET, BARBARA, 45°, 2.5 MM, 16 CM , HOOKLET, BARBARA, 90°, 0.3 MM, 16 CM , HOOKLET, BARBARA, 90°, 0.6 MM, 16 CM , HOOKLET, BARBARA, 90°, 1.0 MM, 16 CM , HOOKLET, BARBARA, 90°, 1.2 MM, 16 CM , HOOKLET, BARBARA, 90°, 1.5 MM, 16 CM , HOOKLET, BARBARA, 90°, 2.0 MM, 16 CM , HOOKLET, BARBARA, 90°, 2.5 MM, 16 CM , HOOKLET, BARBARA, CVD., 0.5 MM, 16 CM , HOOKLET, BARBARA, CVD., 1.0 MM, 16 CM , HOOKLET, 0.3 MM, 90° CVD. UP, 15.5 CM , HOOKLET, 0.6 MM, 90° CVD. UP, 15.5 CM , HOOKLET, 1.0 MM, 90° CVD. UP, 15.5 CM , HOOKLET, 0.3 MM, 90° CVD. DOWN, 15.5 CM , HOOKLET, 0.6 MM, 90° CVD. DOWN, 15.5 CM , HOOKLET, 1.0 MM, 90° CVD. DOWN, 15.5 CM , HOOKLET, 0.5 MM, CVD. UP, 15.5 CM , HOOKLET, 1.0 MM, CVD. UP, 15.5 CM , HOOKLET, 0.5 MM, CVD. DOWN, 15.5 CM , HOOKLET, 1.0 MM, CVD. DOWN, 15.5 CM , MICRO EAR HOOK, 25°, 0.3 MM, 15 CM , MICRO EAR HOOK, 25°, 0.6 MM, 15 CM , MICRO EAR HOOK, SHAMB., 1.0 MM, 15 CM , MICRO EAR HOOK, 45°, 0.3 MM, 15 CM , MICRO EAR HOOK, 45°, 0.6 MM, 15 CM , MICRO EAR HOOK, SHAMBAUGH, 1.0 MM, 15 CM , EXPLORING HOOK, SHEA, 45°, 2.0 MM, 15 CM , EAR HOOKLET, HARTMANN, SHARP, 16 CM , HOOKLET, PROBE-END, LUCAE, NO. 1, 14 CM , HOOKLET, PROBE-END, LUCAE, NO. 2, 14 CM , HOOKLET, PROBE-END, LUCAE, NO. 3, 14 CM , HOOK, PROBE-END, WAGENER, NO. 1, 14 CM , HOOK, PROBE-END, WAGENER, NO. 2, 14 CM , HOOK, PROBE-END, WAGENER, NO. 3, 14 CM , HOOK, PROBE-END, WAGENER, NO. 4, 14 CM , HOOK, PROBE-END, WAGENER, NO. 5, 14 CM , HOOKLET WAGENER, CVD., SH., NO. 6, 14 CM , HOOKLET WAGENER, CVD., BL., NO. 7, 14 CM , EAR HOOKLET, DAY, LONG HOOK, 17 CM , EAR HOOKLET, DAY, SHORT HOOK, 17 CM , MUCOUS HOOKLET, JOSEPH, SHARP, 15.5 CM , TENACULUM HOOKLET, COTTLE, SHARP, 17 CM , Tenaculum hooklet, Cottle, sh,180°, 17cm | MSE | 2023-06-14T00:00:00.000+02:00 | Gebrüder Martin GmbH & Co. KG KLS Martin Platz 1 · 78532 Tuttlingen/Germany Martin Postfach 60 · 78501 Tuttlingen/Germany. | 15-301-25-07 , 15-307-19-07 , 15-313-20-07 , 15-315-18-07 , 15-315-20-07 , 15-315-25-07 , 15-315-30-07 , 15-315-40-07 , 15-317-01-07 , 15-317-02-07 , 15-317-03-07 , 15-317-04-07 , 15-317-05-07 , 15-317-06-07 , 15-317-07-07 , 15-317-08-07 , 15-317-09-07 , 15-318-01-07 , 15-318-02-07 , 15-319-01-07 , 15-319-02-07 , 15-319-03-07 , 15-319-04-07 , 15-319-05-07 , 15-319-06-07 , 15-319-07-07 , 15-319-08-07 , 15-321-00-07 , 15-321-01-07 , 15-321-02-07 , 15-321-03-07 , 15-325-01-07 , 15-325-02-07 , 15-351-01-07 , 15-351-02-07 , 15-351-03-07 , 15-361-01-07 , 15-361-02-07 , 15-361-03-07 , 15-381-01-01 , 15-381-02-01 , 15-391-01-01 , 15-391-02-01 , 15-391-03-01 , 15-395-24-01 , 15-397-26-01 , 15-401-01-07 , 15-401-02-07 , 15-401-03-07 , 15-405-01-07 , 15-405-02-07 , 15-405-03-07 , 15-405-04-07 , 15-405-05-07 , 15-405-06-07 , 15-441-01-07 , 15-441-02-07 , 15-441-03-07 , 15-452-00-07 , 15-452-01-07 , 15-452-02-07 , 15-452-03-07 , 15-452-04-07 , 15-452-05-07 , 15-461-25-01 , 15-469-22-07 , 15-471-01-07 , 15-471-02-07 , 15-471-03-07 , 15-975-09-01 , 15-975-13-01 , 15-975-16-01 , 15-975-19-01 , 15-975-25-01 , 23-537-06-07 , 23-539-06-07 , 23-539-08-07 , 23-539-15-07 , 23-539-16-07 , 23-541-08-07 , 23-541-18-07 , 23-541-43-07 , 23-541-70-07 , 23-543-43-07 , 23-545-22-07 , 23-545-35-07 , 23-547-24-07 , 23-549-22-07 , 23-559-24-01 , 23-561-24-01 , 23-563-26-07 , 23-565-26-07 , 15-501-25-07 , 15-505-28-07 , 15-507-28-07 , 15-537-01-07 , 15-537-02-07 , 15-537-03-07 , 15-545-01-07 , 15-545-02-07 , 15-558-08-07 , 15-558-10-07 , 15-558-12-07 , 15-558-13-07 , 15-558-14-07 , 15-558-16-07 , 15-558-18-07 , 15-559-08-07 , 15-559-10-07 , 15-559-12-07 , 15-559-14-07 , 15-559-16-07 , 15-559-18-07 , 15-561-01-07 , 15-561-02-07 , 15-561-03-07 , 15-563-01-07 , 15-563-02-07 , 15-563-03-07 , 15-563-04-07 , 15-563-05-07 , 15-563-06-07 , 15-564-01-07 , 15-564-02-07 , 15-564-03-07 , 15-564-04-07 , 15-564-05-07 , 15-564-06-07 , 15-581-01-07 , 15-581-02-07 , 15-591-00-07 , 15-591-01-07 , 15-591-02-07 , 15-591-03-07 , 15-591-04-07 , 15-591-05-07 , 15-591-06-07 , 15-591-07-07 , 15-591-08-07 , 15-591-09-07 , 15-592-04-07 , 15-592-07-07 , 15-592-08-07 , 15-592-10-07 , 15-593-01-01 , 15-593-02-01 , 15-593-03-01 , 15-603-01-07 , 15-603-02-07 , 15-603-03-07 , 15-607-26-07 , 15-611-01-07 , 15-611-02-07 , 15-615-01-01 , 15-615-02-01 , 15-615-02-21 , 15-615-03-01 , 15-621-28-07 , 15-623-20-07 , 15-623-30-07 , 15-623-40-07 , 15-630-01-07 , 15-630-02-07 , 15-630-03-07 , 15-630-04-07 , 15-630-05-07 , 15-630-06-07 , 15-630-07-07 , 15-630-08-07 , 15-630-09-07 , 15-630-10-07 , 15-630-11-07 , 15-630-12-07 , 15-630-13-07 , 15-630-14-07 , 15-630-15-07 , 15-630-16-07 , 15-630-17-07 , 15-630-18-07 , 15-630-19-07 , 15-630-20-07 , 15-630-21-07 , 15-652-01-01 , 15-655-00-01 , 15-655-01-01 , 15-655-02-01 , 15-655-03-01 , 15-663-00-07 , 15-665-00-07 , 15-667-06-01 , 15-669-13-01 , 15-673-01-07 , 15-673-02-07 , 15-675-00-07 , 15-683-00-07 , 15-687-00-07 , 15-695-00-01 , 15-716-01-07 , 15-716-03-07 , 15-953-28-07 , 15-963-01-01 , 15-963-02-01 , 15-963-03-01 , 15-971-00-01 , 15-971-01-01 , 15-971-02-01 , 15-975-06-01 , 15-006-10-07 , 15-011-01-07 , 15-030-12-07 , 15-030-14-07 , 15-055-01-07 , 15-055-02-07 , 15-056-01-07 , 15-056-02-07 , 15-066-01-07 , 15-066-02-07 , 15-068-01-07 , 15-068-02-07 , 15-068-03-07 , 15-068-04-07 , 15-068-05-07 , 15-070-16-07 , 15-072-01-07 , 15-072-02-07 , 15-074-01-07 , 15-074-02-07 , 15-074-03-07 , 15-074-04-07 , 15-075-01-07 , 15-075-02-07 , 15-075-03-07 , 15-075-04-07 , 15-078-02-07 , 15-078-03-07 , 15-079-02-07 , 15-079-03-07 , 15-086-04-07 , 15-087-04-07 , 15-088-12-07 , 15-091-08-07 , 15-091-10-07 , 15-091-12-07 , 15-091-14-07 , 15-091-16-07 , 15-091-18-07 , 15-093-18-07 , 15-095-10-07 , 15-095-17-07 , 15-095-20-07 , 15-095-22-07 , 15-099-16-07 , 15-100-01-07 , 15-100-02-07 , 15-100-03-07 , 15-100-04-07 , 15-101-01-07 , 15-101-02-07 , 15-101-03-07 , 15-101-04-07 , 15-151-01-07 , 15-151-02-07 , 15-151-03-07 , 15-151-04-07 , 15-151-05-07 , 15-151-06-07 , 15-161-01- | Klasa I | Instrumenta shumeperdorimeshe mjekesore per kirurgji | Instrumenta shumeperdorimeshe
14279 | EXAMINATION COUCH - white painted, grey mattress | MONTAL | 2023-06-19T00:00:00.000+02:00 | GIMA S.p.A Via Marconi, 1, 20060 Gessate (MI)- Italy | 27402 | Klasa I | Shtrat egzaminimi | Pajisje mobilim spitalor
14330 | Height meter, Baby measuring meter | O.E.S DISTRIMED | 2023-06-27T00:00:00.000+02:00 | GIMA S.p.A. Via Marconi, 1 20060 Gessate (MI) –Italy | 27335, 27331 | Im | Mates gjatesie, Mates gjatesie per bebe | Instrumenta shumeperdorimeshe
14423 | Vital Signs Monitor /iM3 | MSE | 2023-06-26T00:00:00.000+02:00 | Edan Instruments, Inc. #15 Jinhui Road,Jinsha Community, Kengzi Sub-District . Pingshan District, 518122 Shenzhen, P.R.China. | Vital Signs Monitoring Instruments / Z120302 | Klasa IIb | Monitor Pacienti, për monitorimin, shfaqjen dhe transferimin e parametrave të shumtë fiziologjikë jetesore. | Tjeter
14630 | Blood glucose Monitoring System rightest GM550 | DELTA PHARMA - AL | 2023-06-29T00:00:00.000+02:00 | Bionime Corporation No. 100 Sec. 2, Daqing St. South Dist., Taichung City 40242 Taiwan | Blood glucose Monitoring System Rightest GM550 | In vitro | Pajisje për matjen e nivele tësheqerit nëgjak. Me teknologjinë e kodimit automatik, një ekran me ndriçim të pasëm për të lexuar në errësirë dhe funksione të tjera të avancuara, GM550 u ofron përdoruesve rezultate të sakta dhe një përvojë pa probleme për menaxhimin optimal të diabetit. | Pajisje te diagnostifikimit in vitro
14528 | Endo Motors, Rooter X300 Endo Motor, Motor hanpiece-Demo, Motor handpiece, Contra-angle (4.7/1), Charging base | Rodio Pharma | 2023-06-30T00:00:00.000+02:00 | Guilin Woodpecker Medical Instrument Co., Ltd. Information Industrial Park, GuiLin National High-tech Zone, GuiLin, GuangXi, 541004, P.R.China | Rooter X3000, 30.08.45.120-08.971.00.000.FK, 30.08.45.120-08.971.00.012.FK, 31.09.02.031-08.971.00.001.FK, 31.09.03.022-08.971.00.003.FK, 31.09.09.017-08.971.00.002.FK | Klasa IIa | Endo motor eshte nje pajisje qe perdoret per perpunimin e kanaleve te dhembeve. | Pajisje dentare
14450 | TotalFill BC Sealer 2g 1P, TotalFill BC Sealer HiFlow 1.5g 1P, TotalFill BC RRM 1g 1P, TotalFill BC RRM Putty 2.5g 1P, TotalFill BC RRM fast Set Putty 1P, TotalFill BC Tips 15P | Rodio Pharma | 2023-06-30T00:00:00.000+02:00 | Innovative BioCeramix Inc. 101-8218 North Fraser Way Burnaby, BC V3N 0E9 Canada | 5025859EU, 5027126EU, 5023104EU, 5023105EU, 5024962EU, 5023103EU | Klasa IIa | Materiale dentare qe perdoren per mbushjen e rrenjeve, mbulimin e pulpes etj., Kanjula per aplikimin e materialit dentar. | Pajisje dentare
14449 | TotalFill BC Sealer 2g 1P, TotalFill BC Sealer HiFlow 1.5g 1P, TotalFill BC RRM 1g 1P, TotalFill BC RRM Putty 2.5g 1P, TotalFill BC RRM fast Set Putty 1P, TotalFill BC Tips 15P | Rodio Pharma | 2023-06-30T00:00:00.000+02:00 | Innovative BioCeramix Inc. 101-8218 North Fraser Way Burnaby, BC V3N 0E9 Canada | 5025859EU, 5027126EU, 5023104EU, 5023105EU, 5024962EU, 5023103EU | Klasa IIa | Materiale dentare qe perdoren per mbushjen e rrenjeve, mbulimin e pulpes etj., Kanjula per aplikimin e materialit dentar. | Pajisje dentare
14386 | Strata II Adjustment Kit (locator, indicator and adjustment tools | O.E.S DISTRIMED | 2023-07-03T00:00:00.000+02:00 | Medtronic Inc. 710 Medtronic Parkway Minneapolis, MN 55432 USA | 45805 | Klasa I | Instrument per identifikim te performances se valvules Strata ne menyre jo invazive,perdorim ne neurokirurgji | Instrumenta shumeperdorimeshe
14527 | Kadermin powder spray, Kadermin cream | ITALMED-DISTRIBUTION | 2023-07-03T00:00:00.000+02:00 | PAVIA FARMACEUTICI SRL, Via Vistarino, 14/F – 27010 COPIANO (PV) - ITALY | Kadermin powder spray, Kadermin cream | Klasa IIb | Pajisje mjekësore për përdorim lokal për trajtimin e lëkurës së plagosur. Kadermin rekomandohet ose për trajtimin e lëndimeve të lehta, prerjeve, djegieve të lehta dhe gërvishtjet (p.sh. gërvishtjet) ose ulcerat dhe plagët e shtratit. Kadermin krijon një mbrojtje efektive barrierë kundër mikrobeve dhe nxit proceset natyrore të rigjenerimit të indeve, duke ndihmuar plagët te shërohen më shpejt. Aci | Tjeter
14526 | lALOCLEAN soluzione da nebulizzare, sterile | ITALMED-DISTRIBUTION | 2023-07-03T00:00:00.000+02:00 | FARMA DERMA S.R.L ,Via dell'Artigiano, n. 6-8-40010, Sala Bolognese (BO) ITALIA | lALOCLEAN soluzione da nebulizzare, sterile, codice 14YZ | Klasa IIa | Solucioni IALOCLEAN për nebulizim indikohet në trajtimin ndihmës të sëmundjeve të rrugëve të frymëmarrjes si: tonsiliti, laringiti, faringiti, riniti, trakeo-bronkiti dhe bronkiti, si në fazën akute ashtu edhe në atë kronike; ngjirja e zërit; inflamacion i kordave vokale me ose pa disfoni; kollë e natyrës irrituese, postvirale ose për shkak të ndotësve të mjedisit; sindromat e gripit ose të ftohti | Tjeter
14524 | QuantiFERON®-TB Gold Plus (QFT®-Plus) Blood Collection Tubes | BIOMETRIC ALBANIA | 2023-07-03T00:00:00.000+02:00 | QIAGEN GmbH - QIAGEN Str. 1, 40724 Hilden, Germany | 622423 (OFT-Plus Dispenser Pack (25ct)), 622526 (OFT-Plus tubes (50x TB1/TB2/Nil/Mitogen) , 622222 (OFT-Plus Single Patient Pack (Pack of 10)) , 623423 (OFT-Plus HA Dispenser Pack (25ct)), 623526 (OFT-Plus HA tubes (50x TB1/TB2/Nil/Mitogen)) , 623222 (OFT-Plus HA Single Patient Pack (Pack of 10)) | In vitro | Tuba për mbledhjen, ruajtjen, inkubimin, stimulimin dhe transportin e gjakut të njeriut për përdorim me QuantiFERON®-TB Gold Plus (QFT®-Plus) ELISA ose LIAISON® QuantiFERON-TB Gold Plus System. | Pajisje te diagnostifikimit in vitro
14550 | CELLCLEAN AUTO | SWISSMED | 2023-07-14T00:00:00.000+02:00 | Sysmex Corporation, 1-5-1 Wakinohama - Kaigandori, Chuo-Ku, Kobe 651 -0073 Japan | BQ095093 | In vitro | Solucion pastrimi per perdorimi ne aparatura mjekesore | Pajisje te diagnostifikimit in vitro
14567 | Salvit Laxavit | DELTA PHARMA - AL | 2023-07-06T00:00:00.000+02:00 | INPHARMA SpA Viale Liguria 20/22 – 20143 Milano | Salvit Laxavit | Klasa IIa | Salvit Laxavit përdoret në rastet e konstipacionit kronik dhe zbrazjes së parregullt të zorrëve. Falë efektit osmotik të makrogolit 3350, i cili ka një afinitet të lartë për lidhjen e ujit dhe zbutjen e jashtëqitjes, përshpejton punën e zorrëve dhe lehtëson zbrazjen e zorrëve në mënyrë natyrale. Nuk absorbohet ose metabolizohet në zorrë, nuk fermentohet në zorrë, nuk irriton mukozën dhe elimino | Tjeter
14523 | U0001 HOSPITAL BED 4 MOTORS COLUMNS WITH SCALE MATTRESS | FEDOS | 2023-07-20T00:00:00.000+02:00 | IHC MEDİKAL A.Ş. ADDRESS : BAHCELIEVLER DISTRICT YAVUZ ROAD NO 31HASANOGLAN ELMADAG ANKARA TURKEYTEL: | U0001 | Klasa I | shtrat spitalor me kater kollona motorrike qe ngre dhe ul dyshekun | Pajisje mobilim spitalor
14522 | U700 series | FEDOS | 2023-07-20T00:00:00.000+02:00 | Shenzhen Upnmed Equipment Co.,Ltd. 4th Floor, Building #1 East, Huihuang Industrial Area, Xitian Community, Gongming Town, Guangming New District, Shenzhen,518107, Guangdong, China | Resuable spo2 extension cable | Klasa I | Kabell zgjatues monitori per pacient | Tjeter
14541 | Diagnostic Ultrasound Imaging System (With Diagnostic Ultra Sound Probe, applicable transducer of the respective Ultra Sound Imaging System) | BIOMETRIC ALBANIA | 2023-07-05T00:00:00.000+02:00 | ALPINION MEDICAL SYSTEMS Co., Ltd. - Adresa: 4F, 15, Magokjungang 14-ro, Gangseo-gu, Seoul, 07789, Republic of Korea | X-CUBE 90 and X-CUBE 70 - With following probes/ transducers: | Klasa IIa | Sisteme Ultrasonike Imazherike per Egzaminime Ekografike me Sondat dhe aksesoret perkates | Pajisje elektromekanike
SC1-7H, L4-18H, L3-15H, 107-18, C5-8NT, MP1-5X, SVC1-8H,
EC2-11H, SC2-8H, SP3-8T, EV3-10X, EC3-10X, VE3-10H, CW2.0, CW5.0, L3-8H, L3-12X, SC2-9H, CW8.0, TEE3-7, SP4-12, L10- 25H, SL3-19H, P1-5CT, EV2-11H, SL3-19X, SC2-11H
, X-CUBE 60 - With following probes/ transducers :
SC1-7H, SC2-11H, SVC1-8H, P1-5CT, L3-15H, L3-8H, L3-12X, EC2- 11H, EV2-11H, VE3-10H , CW2.0, CW5.0, CW8.0, SL3-19X, L10-
25H, C1-6C, C1-6CT
, X-CUBE 50 - With following probes/ transducers:
SC2-11H, C1-6C, SVC1-8H, P1-5CT, L3-15H, L3-8H, L3-12HWD, EC3-10T, EV3-10T, VE3-10H, CW2.0, CW5.0, CW8.0, C1-6CT
, X-CUBE i8 and X-CUBE i9 - With following probes/ transducers:
L3-8H, L3-12T, L3-12HWD, SL3-19H, L10-25H, 107-18, SC1-7H, C1- 6C, SC2-9H, MP1-5X, P1-5CT, EV3-10T, EC3-10T, EC2-11H, EV2-
11H, CW2.0, CW5.0 , TEE3-7
, E-CUBE 15 - With following probes/ transducers:
SC1-4H, SC1-6H, SC1-4HS, SC1-4M, C5-8, C5-8N, SVC1-6, SVC1- 6H, SP1-5X, SP3-8, SPN1-5X, MP1-5X, L3-8, L3-12H, L3-12X, L8-
17X, 103-12, 108-17, L3-8H, E3-10H, EV3-10H, EC3-10H, EV3-10X, EC3-10X, VE3-10H, VE3-10HN, CW2.0, CW5.0, TEE3-7
, E-CUBE 12 - With following probes/ transducers:
SC1-6H, SC1-4HS, C1-6CT, SVC1-6H, C5-8NT, P1-5CT, SP3-8T, L3-12H, L3-12HWD, L8-17H, L3-8H, L3-12X, L8-17X, 108-17T, 103- 12, EV3-10H, EC3-10H, EV3-10X, EC3-10X, VE3-10H, CW2.0, CW5.0
, E-CUBE 8, E-CUBE 8 LE, E-CUBE 8 Diamond - With following probes/ transducers : SC1-6H, SC1-4H, SC1-4HS, C1-6CT, C5-8NT, VC1-6T, P1-5CT, SP3-8T, L3-12T, L3-12H, L3-12HWD, 108-17T, 103-12, L8-17H, EC3- 10T, EV3-10T, VE3-10H, CW2.0, CW5.0
, E-CUBE 5, E-CUBE SW - With following probes/ transducers:
C1-6T, C5-8NT, L3-12T, EV3-10T, EC3-10T
, E-CUBE i7 - With following probes/ transducers:
SP1-5T, SP3-8T, C1-6T, C5-8NT, VC1-6T, L3-12T, 108-17T, L3-8H, L3-12HWD. L8-17H, 103-12, EC3-10T, EV3-10T, CW2.0, CW5.0
, Minisono C1-6 and Minisono L3-12
14042 | Disposable Blood Pressure Transducer, DP-BB | MONTAL | 2023-05-08T00:00:00.000+02:00 | Unimed Medical Supplies, Inc, Bld#8, Nangang 3rd Industrial Park, Tangtou,Shiyan 518108 Shenzhen PEOPLE'S REPUBLIC OF CHINA | Disposable Blood Pressure Transducer, DP-BB | Klasa IIb | Disposable Blood Pressure Transducer, DP-BB eshte pajisje per monitorimin e presionit te gjakut, njeperdorimshe | Pajisje nje perdorimeshe
14099 | NovaLisa® Epstein-Barr Virus (VCA) IgG (EBVG0150), Microtiterplate (MTP), IgG Sample Dilution Buffer (DIL G), Stop Solution (SOLN STOP), Washing Buffer (WASH BUF 20x), Conjugate (CONJ), TMB Substrate Solution (SUB TMB), Negative Control (CONTROL -), Cut-off Control (CUT OFF), Positive Control (control +) | ALBIOMED | 2023-05-16T00:00:00.000+02:00 | Novatec Immunodiagnostica GmbH Waldstrasse 23 A6 63128 Dietzenbach Germany | NovaLisa® Epstein-Barr Virus (VCA) IgG (EBVG0150), Microtiterplate (MTP), IgG Sample Dilution Buffer (DIL G), Stop Solution (SOLN STOP), Washing Buffer (WASH BUF 20x), Conjugate (CONJ), TMB Substrate Solution (SUB TMB), Negative Control (CONTROL -), Cut-off Control (CUT OFF), Positive Control (control +) | In vitro | Analize per percaktimin sasior te antitrupava IgG ndaj antigjenit Epstein-Barr Virus ne serumin human; mikrotiterplate, Diluent, stop, wash, konjugat, TMB substrat, kontroll negativ, kontroll cut-off, kontroll pozitiv. | Pajisje te diagnostifikimit in vitro
14100 | NovaLisa® Epstein-Barr Virus (VCA) IgG (EBVG0150), Microtiterplate (MTP), IgG Sample Dilution Buffer (DIL G), Stop Solution (SOLN STOP), Washing Buffer (WASH BUF 20x), Conjugate (CONJ), TMB Substrate Solution (SUB TMB), Negative Control (CONTROL -), Cut-off Control (CUT OFF), Positive Control (control +) | ALBIOMED | 2023-05-16T00:00:00.000+02:00 | Novatec Immunodiagnostica GmbH Waldstrasse 23 A6 63128 Dietzenbach Germany | NovaLisa® Epstein-Barr Virus (VCA) IgG (EBVG0150), Microtiterplate (MTP), IgG Sample Dilution Buffer (DIL G), Stop Solution (SOLN STOP), Washing Buffer (WASH BUF 20x), Conjugate (CONJ), TMB Substrate Solution (SUB TMB), Negative Control (CONTROL -), Cut-off Control (CUT OFF), Positive Control (control +) | In vitro | Analize per percaktimin sasior te antitrupava IgG ndaj antigjenit Epstein-Barr Virus ne serumin human; mikrotiterplate, Diluent, stop, wash, konjugat, TMB substrat, kontroll negativ, kontroll cut-off, kontroll pozitiv. | Pajisje te diagnostifikimit in vitro
14494 | Alinity c Creatinine (Enzymatic) Reagent Kit | PEGASUS. | 2023-05-16T00:00:00.000+02:00 | Sentinel Ch. SpA, Via Robert Koch 2 Milan Italy | Alinity c Creatinine (Enzymatic) Reagent Kit 08P0130 | In vitro | Jane kite me reagente te analizes sasiore te kreatinines ne gjak ose plazme me aparatin analizues Alinity | Pajisje te diagnostifikimit in vitro
14647 | Alinity c Carbamazepine Reagent Kit | LABOPHARMA SHPK | 2023-05-16T00:00:00.000+02:00 | Microgenics Corporation 46500 Kato Road ,Fremont, CA 94538 USA | Alinity c Carbamazepine Reagent Kit 08P5820 | In vitro | Jane kite me reagente te analizes sasiore te karbamazepines ne gjak dhe plazme me aparatin analizues Alinity | Pajisje te diagnostifikimit in vitro
14139 | ISPAN Sulfur Hexafluoride (SF6) 20 g tank | PEGASUS. | 2023-05-16T00:00:00.000+02:00 | Alcon Laboratories , Inc. 6201 South Freeway Fort Worth , Texas 76134, USA | ISPAN Sulfur Hexafluoride (SF6) 20 g tank 8065-7970-03 | Klasa IIa | Eshte nje gas i perdorur ne kirurgjine e syrit ne procedurat e shkeputjes se retines | Pajisje te diagnostifikimit in vitro
14114 | NovaLisa® Mycoplasma pneumoniae IgG (MYCG0350), Microtiterplate (MTP), IgG Sample Dilution Buffer (DIL G), Stop Solution (SOLN STOP), Washing Buffer (WASH BUF 20x), Conjugate (CONJ), TMB Substrate Solution (SUB TMB), Negative Control (CONTROL -), Cut-off Control (CUT OFF), Positive Control (control +) | ALBIOMED | 2023-05-16T00:00:00.000+02:00 | NovaTec Immunodiagnostica GmbH Waldstrasse 23 A6 63128 Dietzenbach Germany | MYCG0350 | In vitro | Analize per percaktimin sasior te antitrupave IgG ndaj antigjenit Mycoplasma pneumoniae ne serumin human; mikrotiterplate, Diluent, stop, wash, konjugat, TMB substrat, kontroll negativ, kontroll cut-off, kontroll pozitiv. | Pajisje te diagnostifikimit in vitro
14115 | NovaLisa® Mycoplasma pneumoniae IgM (MYCM0350), Microtiterplate (MTP), IgM Sample Dilution Buffer (DIL M), Stop Solution (SOLN STOP), Washing Buffer (WASH BUF 20x), Conjugate (CONJ), TMB Substrate Solution (SUB TMB), Negative Control (CONTROL -), Cut-off Control (CUT OFF), Positive Control (control +) | ALBIOMED | 2023-05-16T00:00:00.000+02:00 | NovaTec Immunodiagnostica GmbH Waldstrasse 23 A6 63128 Dietzenbach Germany | MYCM0350 | In vitro | Analize per percaktimin sasior te antitrupave IgM ndaj antigjenit Mycoplasma pneumoniae ne serumin human; mikrotiterplate, Diluent, stop, wash, konjugat, TMB substrat, kontroll negativ, kontroll cut-off, kontroll pozitiv. | Pajisje te diagnostifikimit in vitro
14169 | Cardioline touchECG | BIOMETRIC ALBANIA | 2023-05-19T00:00:00.000+02:00 | CARDIOLINE S.p.A., headquarters in Via Linz 151 – 38121 Trento - Italy | 81019582 | Klasa IIa | Elektrokardiogaf interpretues | Pajisje elektromekanike
14171 | Total Bilirubin2 | LABOPHARMA SHPK | 2023-05-23T00:00:00.000+02:00 | Abbott Ireland Diagnostics Division Lisnamuck Longford, Co. Longford Ireland | 04U0520 | In vitro | Reagent i perdorur ne analizen sasiore te bilirubines totale ne gjak me aparatin analizues Architect. | Pajisje te diagnostifikimit in vitro
14045 | EXCOM hybrid 1s, EXCOM hybrid 1s mit Steuerung, EXCOM hybrid 1s mit Abdeckung, EXCOM hybrid 1s mit Steuerung 1s mit Abdeckung, EXCOM hybrid A1 - ECO II, EXCOM hybrid 1, EXCOM hybrid A2 - ECO II, EXCOM hybrid A2 - ECO II D, EXCOM hybrid 2, EXCOM hybrid A5 - ECO II, 230V, EXCOM hybrid A5 - ECO II, 400V, EXCOM hybrid A5 - ECO II Tandem D, 230V, EXCOM hybrid A5 - ECO II Tandem D, 400V, EXCOM hybrid 5 3-5-Platz, 230V, EXCOM hybrid 5 3-5-Platz, 400V, HYBRID 1S, HYBRID 1S CB (control box), HYBRID 1S CS (cover), HYBRID 1S CB CS (control box and cover), HYBRID A1S (with ECO II), HYBRID A1S CB (with ECO II and control box), HYBRID 1, HYBRID A1 (with ECO II), HYBRID 2, HYBRID A2 (with ECO II), HYBRID 5, 230V, HYBRID 5, 400V, HYBRID A5, 230V (with ECO II Tandem) | SERVICE DENTAL ALBANIA | 2023-05-24T00:00:00.000+02:00 | METASYS Medizintechnik GmbH Florianstrasse 3, 6063 Rum, Austri | 2010153, 2010154, 2010155, 2010156, 2010251, 2010311, 2010221, 2010227, 2010312, 2010222, 2010224, 2010228, 2010230, 2010313, 2010314, 2010160, 2010161, 2010162, 2010163, 2010260, 2010261, 2010262, 2010320, 2010263, 2010322, 2010323, 2010264, 2010265 | Klasa I | Aspirator, Sistem aspirimi qendror perdorur ne praktiken dentare per prodhim vakuumi dhe ndarjen e lengjeve nga therrmijat e ngurta | Pajisje dentare
14215 | Ultrasound scanner, SW Option | PEGASUS. | 2023-05-25T00:00:00.000+02:00 | Samsung Medison Co., Ltd 3360 Hanseo-ro, Nam-myein, Hongcheon-gun, Gangwon-do 25108 Republic of Korea | V8, V8 2D Follicle™, V8 5D CNS+™, V8 5D Follicle™, V8 5D Heart Color™, V8 5D LB™, V8 5D Limb Vol. ™, V8 5D NT™, V8 ADVR™, V8 ArterialAnalysis™, V8 AutoIMT+, V8 AutoEF, V8 BiometryAssist™, V8 Cardiac Measurement, V8 CEUS+, V8 CrystalVue, V8 CrystalVue Flow™, V8 CW Function, V8 DICOM, V8 E-Cervix™, V8 E-Strain™, V8 ElastoScan+™, V8 Expended Storage (1TB), V8 EzExam+ ™, V8 EzHRI™, V8 HeartAssist™, V8 HDVI™, V8 HQ-Vision™, V8 IOTA-ADNEX, V8 LaborAssist™, V8 LumiFlow™, V8 Mobile Export, V8 MPI+, V8 MV-Flow™, V8 NeedleMate+™, V8 NerveTrack™, V8 Panoramic+, V8 QUS™ (TAI™ , TSI™), V8 RealisticVue ™, V8 S-Detect ™ for Breast, V8 S-Detect ™ for Thyroid, V8 S-Fusion ™, V8 S-Shearwave Imaging ™, V8 Smart 4D, V8 SonoSync ™, V8 Strain+, V8 StressEcho, V8 System Activation, V8 UterineAssist ™, V8 ViewAssist ™, V8 XI STIC, V8 SEE Stream | Klasa IIa | Eshte skaner me ultratinguj qe perdoret ne nje game te gjere ekzaminimesh klinike., Eshte sonde e skanerit me ultratinguj Ultrasound scanner V8. | Pajisje diagnostikuese dhe terapeutike me rezatim
14538 | Alinity c IgE Reagent Kit, Alinity c IgE Standard | LABOPHARMA SHPK | 2023-06-06T00:00:00.000+02:00 | Biokit SA Av Can Montcau 7 Llica dAmunt Barcelona 08186 Spain | 01R1322, 01R1301 | In vitro | Jane reagente qe perdoren per analizen sasiore te IgE ne gjak me sistemin Alinity, Jane reagente qe perdoren per precizionin e analizes sasiore te IgE ne gjak me sistemin Alinity | Pajisje te diagnostifikimit in vitro
14290 | NaOHD | Labor Dr. Limbach Heidelberg Germany | 2023-05-26T00:00:00.000+02:00 | Roche Diagnostics GmbH, Sandhofer Strasse 116 68305 Mannheim Germany | 04489241190, 05172128190, 05172128214, 08063451190, 08063451214 | In vitro | Tretësirë larëse për sondat e reagentëve dhe qelizat e reaksionit në sistemet cobas | Pajisje te diagnostifikimit in vitro
14086 | LATEX POWDERED EXAMINATION GLOVES SMALL - MUMU, LATEX POWDERED EXAMINATION GLOVES LARGE - MUMU, LATEX POWDERED EXAMINATION GLOVES MEDIUM - MUMU | Diamant Pharma | 2023-05-30T00:00:00.000+02:00 | MY TiCARET VE MEDiKAL ANONiM SiRKETi" Omerli Mh. Genral Sukru Kora/ti Cd. No:33/2 ARNAVUTKOY iSTANBUL | MLP02, MPL02 | Klasa I | Doreza ekzaminimi latex me puder | Pajisje nje perdorimeshe
14088 | Modeli: 1. SANKOM PATENT BRA SAN-071AV; SAN-071CL; SAN-071BM, Modeli: 2. SANKOM PATENT SHAPERS SAN-054AV; SAN-054CL; SAN-054BM, Modeli: 3. SANKOM PATENT SOCKS SAN-045CBL; SAN-045CWH; SAN-045CGR; SAN-045ABU | VINIPHARMA | 2023-06-01T00:00:00.000+02:00 | SANKOM SA - SANKOM Building Rue de la Molière 2, CH-2800 Delémont, Switzerland | SAN-071AV; SAN-071CL; SAN-071BM, SAN-054AV; SAN-054CL; SAN-054BM, SAN-045CBL; SAN-045CWH; SAN-045CGR; SAN-045ABU | Klasa I | SANKOM PATENT BRA - janë çorape që përdoren për përmirësimin e qarkullimit të gjakut dhe parandalimin e venave varikoze., SANKOM PATENT SHAPERS - janë korse që përdoren për rregullimin e posturës dhe reduktimin e dhimbjes së mesit., SANKOM PATENT SOCKS - janë çorape që përdoren për përmirësimin e qarkullimit të gjakut dhe parandalimin e venave varikoze | Tjeter
14243 | Elecsys Anti-HCV II | Labor Dr. Limbach Heidelberg Germany | 2023-05-29T00:00:00.000+02:00 | Roche Diagnostics GmbH, Sandhofer Strasse 116 68305 Mannheim Germany | 6368921190 | In vitro | Reagent Anti-HCV II | Pajisje te diagnostifikimit in vitro
14355 | Monoklonales Testreagenz Anti-AB | KRIJON | 2023-06-02T00:00:00.000+02:00 | Sifin diagnostics gmbh, Berliner Allee 317-321, 13088 Berlin, Germany | Anti AB | In vitro | Reagentët e testit monoklonal përdoren për të zbuluar antigjenet e grupit të gjakut AB me anë të aglutinimit të qelizave e kuqe te gjakut. | Pajisje te diagnostifikimit in vitro
14306 | PrimeTaper Drill 3 Ø2.95 9-11 GS, PrimeTaper Drill 3 Ø2.95 13-15 GS, PrimeTaper Drill 4 Ø3.55 6.5-8 GS, PrimeTaper Drill 4 Ø3.55 9-11 GS, PrimeTaper Drill 4 Ø3.55 13-15 GS, PrimeTaper Drill 5 Ø4.15 6.5-8 GS, PrimeTaper Drill 5 Ø4.15 9-11 GS, PrimeTaper Drill 5 Ø4.15 13-15 GS, PrimeTaper Drill 6 Ø4.75 6.5-8 GS, PrimeTaper Drill 2½ Ø2.65 6.5-8 GS, PrimeTaper Drill 2½ Ø2.65 9-11 GS, PrimeTaper Drill 2½ Ø2.65 13-15 GS, PrimeTaper Drill 3½ Ø3.25 6.5-8 GS, PrimeTaper Drill 3½ Ø3.25 9-11 GS, PrimeTaper Drill 3½ Ø3.25 13-15 GS, PrimeTaper Drill 4½ Ø3.85 6.5-8 GS, PrimeTaper Drill 4½ Ø3.85 9-11 GS, PrimeTaper Drill 4½ Ø3.85 13-15 GS, PrimeTaper Drill 5½ Ø4.45 6.5-8 GS, PrimeTaper Drill 5½ Ø4.45 9-11 GS, PrimeTaper Drill 5½ Ø4.45 13-15 GS, PrimeTaper Drill Sleeve 2 ND GS, PrimeTaper Drill Sleeve 3 ND GS, PrimeTaper Drill Sleeve 3 WD GS, PrimeTaper Drill Sleeve 4 ND GS, PrimeTaper Drill Sleeve 4 WD GS, PrimeTaper Drill Sleeve 5 ND GS, PrimeTaper Drill Sleeve 5 WD GS, PrimeTaper Drill Sleeve 6 WD GS, PrimeTaper Drill Sleeve 2½ ND GS, PrimeTaper Drill Sleeve 3½ ND GS, PrimeTaper Drill Sleeve 4½ ND GS, PrimeTaper Drill Sleeve 4½ WD GS, PrimeTaper Drill Sleeve 5½ WD GS, PrimeTaper Drill 2 Ø2.35 short, PrimeTaper Drill 3 Ø2.95 short, PrimeTaper Drill 4 Ø3.55 short, PrimeTaper Drill 5 Ø4.15 short, PrimeTaper Drill 6 Ø4.75 short, PrimeTaper Drill 7 Ø5.35 short, PrimeTaper Drill 2 Ø2.35 long, PrimeTaper Drill 3 Ø2.95 long, PrimeTaper Drill 4 Ø3.55 long, PrimeTaper Drill 5 Ø4.15 long, PrimeTaper Drill 6 Ø4.75 long, PrimeTaper Drill 2½ Ø2.65 short, PrimeTaper Drill 3½ Ø3.25 short, PrimeTaper Drill 4½ Ø3.85 short, PrimeTaper Drill 5½ Ø4.45 short, PrimeTaper Drill 6½ Ø5.05 short, PrimeTaper Drill 2½ Ø2.65 long, PrimeTaper Drill 3½ Ø3.25 long, PrimeTaper Drill 4½ Ø3.85 long, PrimeTaper Drill 5½ Ø4.45 long, PrimeTaper Drill 6½ Ø5.05 long, PrimeTaper Tap Ø3.0, PrimeTaper Tap Ø3.6, PrimeTaper Tap Ø4.2, PrimeTaper Tap Ø4.8, PrimeTaper Tap Ø5.4, PrimeTaper Direction Indicator, PrimeTaper Tap Ø3.6 ND GS, PrimeTaper Tap Ø4.2 ND GS, PrimeTaper Tap Ø4.8 WD GS, PrimeTaper Drill 2 Ø2.35 6.5-8 GS, PrimeTaper Drill 2 Ø2.35 9-11 GS, PrimeTaper Drill 2 Ø2.35 13-15 GS, PrimeTaper Drill 3 Ø2.95 6.5-8 GS | BORA DENTAL ALBANIA | 2023-06-02T00:00:00.000+02:00 | DENTSPLY Implants Manufacturing GmbH Rodenbacher Chaussee 4, 63457 Hanau, Germany | 68017233, 68017234, 68017235, 68017236, 68017237, 68017238, 68017239, 68017240, 68017241, 68017242, 68017243, 68017244, 68017245, 68017246, 68017247, 68017248, 68017249, 68017250, 68017251, 68017252, 68017253, 68017254, 68017255, 68017256, 68017257, 68017258, 68017259, 68017260, 68017261, 68017262, 68017263, 68017264, 68017265, 68017266, 68015325, 68015326, 68015327, 68015328, 68015329, 68015330, 68015332, 68015333, 68015334, 68015335, 68015336, 68015337, 68015338, 68015339, 68015340, 68015341, 68015342, 68015343, 68015344, 68015345, 68015346, 68015347, 68015348, 68015349, 68015350, 68015351, 68015352, 68017226, 68017227, 68017228, 68017229, 68017230, 68017231, 68017232 | Klasa IIa | Implante dentare | Pajisje dentare
14091 | Thomas Subretinal 30ga Needle, Chang Perfluorocarbon Cannula, Horizontal Subretlnal Forceps, Diamonized, 23ga Tano Asymmetrical Forceps, 2Sga Tano Asymmetrical Forceps, Tano 25ga Asymmetrical Micro Forceps, Tano Asymmetrical Membrane Peeling Forceps, 23ga Low Mass Pick Forceps, 2Sga Low Mass Pick Forceps, Low Mass Pick Forceps, 23ga Apte Corset Forceps, 25ga Apte Corset Forceps, 23ga Eckardt Forceps, 25ga Eckardt Forceps, Asymmetrical Pincer End Gripping Forceps, 23ga Kryptonite Fine Tip Eckardt Forceps, 23ga Fine Tip Eckardt Forceps, 23ga Kryptonite Eckardt Fine Tip, 25ga Kryptonite Fine Tip Eckardt Forceps, 25ga Fine Tip Eckardt Forceps, 25ga Kryptonite Eckardt Fine Tip, Kryptonite Low Mass Pick Forceps, 23ga Kryptonite Low Mass Pick Forceps, 25ga Kryptonite Low Mass Pick Forceps, 20ga Kryptonite Low Mass Pick Forceps, Diamond Black Lambert ILM Forceps, 20ga Diamond Black Lambert ILM Forceps, Black Morris/Witherspoon Full View ILM Forceps, Kryptonite Morris/Witherspoon Full View ILM Forceps, 25ga Black Morris/Witherspoon Full View ILM Forceps, 25ga Morris/Witherspoon Full View ILM Forceps, Morris/Witherspoon Full View ILM Forceps, 25ga Tips, Vertical Scissors, Tana Vertical Scissors, 23ga Morris Vertical Scissors, 25ga Morris Vertical Scissors, Morris Vertical Scissors, Witherspoon Vertical Scissors, Diamond Black Vertical Scissors, 20ga Diamond Black Vertical Scissors, Diamond Black Tana Vertical Scissors, 20ga Diamond Black Tana Vertical Scissors, Diamond Black Morris Vertical Scissors, 23ga Diamond Black Morris Vertical Scissors, 25ga Diamond Black Morris Vertical Scissors, 20ga Diamond Black Morris Vertical Scissors, Diamond Black Witherspoon Vertical Scissors, 20ga Diamond Black Witherspoon Vertical Scissors, End Grip Forceps, Diamonized, Serrated Pick Forceps, Diamonized, 23ga Micro Forceps, Diamonized, Micro Forceps, 25ga, Diamonized, Pyramid Tip Forceps, Diamonized, Serrated Jaw End Gripping Forceps, Dlamonized, Chang 25ga IOL Forceps, Negative Action, Diamonized, Pincer End Grip Forceps, Diamonized, Foreign Body Forceps, Diamonized, Kryptonite End Grip Forceps, Diamonized, Kryptonite de Juan/rano Pick Forceps, Dlamonized, Kryptonite Pick Forceps, Diamonlzed, Black Micro Forceps, 25ga, Diamonlzed, 23ga Kryptonite Micro Forceps, 25ga Tips, Diamonized, Kryptonite Micro Forceps, 2Sga, Diamonized, Kryptonite Pyramid Tip Forceps, Diamonized, Kryptonite Serrated Jaw End Gripping Forceps, Diamonized, Chang 25ga, IOL Forceps, Negative Action, Kryptonite Pincer End Grip Forceps, Oiamonized, 23ga Kryptonite Pincer End Grip Forceps, Diamonized, Kryptonite Pincer End Grip Forceps, Joseph/Meredith BB Removal Forceps, 23ga Vertical Forceps, Thomas Subretlnal Sharp Bent Cannula (33ga), lntraocular Foreign Body Magnet, lntraocular Foreign Body Magnet, Small Handle, Scleral Plug, 20ga, Scleral Plug, 19ga, Thomas Subretlnal 33ga Needle, Lewis Subretlnal TPA Needle (135 degrees), Lewis Subretinal TPA Needle (90 degrees), Three-Way Infusion Tubing Set, Lewis Subretinal Irrigating/Aspirating Handpiece (135 degrees), Thomas Subretinal Perforator/Spatula (36ga), Rice ILM Elevator (Internal Limiting Membrane), 23ga Rice ILM Elevator, 25ga Rice ILM Elevator (Internal Limiting Membrane), Thomas Hyaloid Lifter, Diamond Black Giannetti 90 degree Pick, Blunt 36ga Subretinal Perforator/Spatula, Shiraga ILM Pick, Awh Serrated Pick, 23ga Awh Serrated Pick, 25ga Awh Serrated Pick, Morris Pick, Vertical Subretinal Forceps, Diamonized, Diamond Black Thomas Vertical Subretinal Forceps, Horizontal Scissors, Curved, Horizontal Scissors, 2.5mm Blades, 55°, Horizontal Subretinal Scissors, Horizontal Scissors, 1.3mm Blades, 55°, 23ga Horizontal Scissors, Medium Curved, 25ga Horizontal Scissors, Medium Curved, Horizontal Scissors, Medium Curved, Horizontal Scissors, Small Curved, Tip, Straight Scissors, Diamond Black Horizontal Scissors, Curved, Diamond Black Horizontal Scissors, 2.5mm Blades, 55°, Diamond Black Horizontal Subretinal Scissors, Diamond Black Horizontal Subretinal Sweeper Scissors, Diamond Black Horizontal Scissors, 1.3mm Blades, 55°, Diamond Black Horizontal Scissors, 1.3mm Blades 55°, Diamond Black Horizontal Scissors, Medium Curved, 23ga Diamond Black Horizontal Scissors, Medium Curved, 25ga Diamond Black Horizontal Scissors, Medium Curved, Diamond Black Horizontal Scissors, Small Curved, Diamond Black Sweeper Scissors, 55°, 1.7mm, Diamond Black Sweeper Scissors, 1.7mm Blades, 55°, 23ga Diamond Black Straight Scissors, Diamond Black Straight Scissors, Diamond Black Microserrated Curved No-Slip Scissors, 23ga Diamond Black Horizontal Microserrated Curved Scissors, 25ga Diamond Black Serrated Horizontal Scissors, Curved, 25ga Diamond Black Horizontal Microserrated Curved Scissors, Diamond Black Horizontal Microserrated Curved Scissors, Thomas Vertical Subretinal Scissors, Lewis Subretinal Pick (90 degree), Subretinal Pick (135 degree), Membrane Pick (110 degree), Membrane Pick (130 degree), Membrane Pick (150 degree), Membrane Peeler, Spherical Tip (110 degree), Membrane Rake, Flat Tip, Membrane Rake, Curved Tip, Rounded Tip Spatula, Michel's 90° Hook, Michels Spatula, TPV Irrigating Spatula, 23ga Irrigating Trese Spatula, 23ga Ducournau Serrated Forceps, Ducournau Serrated Forceps, Atraumatic Forceps with 2 Tips, Kryptonlte Ducournau Serrated ILM Forceps, 23ga Kryptonite Ducournau Serrated Forceps, 20ga Blunt Extrusion Needle, 27ga Tapered Blunt Extrusion Needle, Brush Tip Cannula, Straight, Brush Tip Cannula, Curved, 20ga Soft Tip Cannula, Resnick 2Sga Subretinal Fluid Drainage Needle, Universal Soft Tip Needle, 23ga Universal Soft Tip Needle, 23ga Fenestrated Universal Soft Tip, 2.Smm 20ga Infusion Cannula High Viscosity/High Flow, 4.0mm 20ga Infusion Cannula High Viscosity/High Flow, Infusion Cannula, 6.0mm 20ga High Viscosity/High Flow, Reflux Handpiece, Delamination Knife, Illuminated Micro Forceps, Diamonized, Illuminated End Grip Forceps, Diamonized, Kryptonite Illuminated Micro Forceps, Diamonized, Kryptonite Illuminated End Grip Forceps, Diamonized, Kryptonite Illuminated End Grip Forceps, Diamonlzed, Diamond Black Illuminated Horizontal Scissors, Diamond Black Illuminated Small Curved Horizontal Scissors, Diamond Black Mlcroserrated Thomas Horizontal Subretinal Forceps, Diamond Black Microserrated Horizontal Subretinal Forceps, Kryptonite Micro Serrated Tano 25ga Asymmetrical Forceps, 23ga Kryptonite Microserrated Tano Asymmetrical Forceps, 25ga Kryptonite Micro Serrated Tano Asymmetrical Forceps, 25ga Kryptonite Microserrated Tano Asymmetrical Forceps, 2Sga Kryptonite Microserrated Tano Asymmetrical Forceps, Kryptonite Micro Serrated Tano Asymmetrical Forceps, Microserrated Kryptonite Tano Asymmetrical Peeling Forceps, 23ga Apte Corset Forceps, Diamond Black, Microserrated, 25ga Apte Corset Forceps, Diamond Black, Microserrated, 23ga Kryptonite Microserrated Eckardt Forceps, 25ga Kryptonite Eckardt Microserrated Forceps, 25ga Kryptonite Microserrated Eckardt Forceps, Kryptonite Microserrated Eckardt Forceps, Autoclavable Flexible Translimbal Iris Retractors, Awh Sutureless Scleral Marker, Chow Scleral Marker, Awh Scleral Marker, Awh Horseshoe Marker, BRVO Sheathotomy Knife, Opremcak CRVO Knife, Fiber Uniport Adapter, (FUA) Alcon Xenon, Synerfit Adapter For DORC Associate, Synerfit Single Port Adapter for DORC Brlghtstar, Synerfit Single Port Adapter for Alcon Constellation, Photon, Synerfit Single Port Adapter for Alcon Constellation, Yellow, Synerfit Single Port Adapter for B&L Stellaris, Photon, Synerfit Single Port Adapter for B&L Stellaris, Black, Kryptonite Microserrated Illuminated End Grip Forceps, Kryptonite Microserrated Illuminated End Grip Forceps 25ga Tip, Syntrifugal Handle, Syntrifugal Handle, Small, Horizontal Scissors, Medium Curve, Fine Tip, 23ga Horizontal Scissors, Medium Curve, Fine Tip, Conversion Sleeve (Converts 25ga Instruments to 20ga), Conversion Sleeve (Converts 25ga Instruments to 23ga), Viscous Fluid Injection Hand Piece, Viscous Fluid Injection Module | GEN - ALB FARMA | 2023-06-01T00:00:00.000+02:00 | Synergetics, Inc. 3845 Corporate Centre Drive, O'Fallon, Missouri 63368 USA | 2.03, 8.01, 09.01A, 09.03.23A, 09.03.25A, 09.03A, 09.04A, 09.0S.23A, 09.05.25A, 09.0SA, 09.07.23A, 09.07.25A, 09.08.23A, 09.08.25A, 09.08A, 09.10.23, 09.10.23A, 09.10.23S, 09.10.25, 09.10.25A, 09.10.25S, 9.25, 09.25.23, 09.25.235, 09.25.25, 09.25.25S, 09.25S, 9.26, 09.26S, 9.5, 09.50.20, 09.50.25, 09.50.25A, 09.50A, 10.01A, 10.03A, 10.04.23A, 10.04.25A, 10.04A, 10.05A, 10.21, 10.21S, 10.23, 10.23S, 10.24, 10.24.23, 10.24.23S, 10.24.25, 10.24.25S, 10.24S, 10.25, 10.25S, 11.01A, 11.02A, 11.03.23A, 11.03A, 11.04A, 11.06A, 11.07A, 11.0BA, 11.2, 11.20S, 11.21, 11.21S, 11.22, 11.225, 11.23, 11.23.23, 11.23S, 11.24, 11.24S, 11.26, 11.26S, 11.27, 11.28, 11.28.23, 11.28S, 11.4, 11.40S, 11.41.23, 12.01, 12.21, 12.21S, 12.4, 12.41, 13.01, 14.01, 15.01, 16579, 19.01, 20.01, 20.02, 20.02.23, 20.02.25, 20.03, 20.22, 20.3, 20.31, 20.41, 20.41.23, 20.41.25, 20.51, 21.0lA, 21.21, 23.0lA, 23.02A, 23.03A, 23.05A, 23.06.23A, 23.06.25A, 23.06A, 23.07A, 23.09A, 23.21, 23.21S, 23.22, 23.22S, 23.23, 23.23S, 23.24, 23.24S, 23.25, 23.25S, 23.26, 23.26.23, 23.26.23S, 23.26.25, 23.26S, 23.27, 23.27S, 23.28, 23.28S, 23.29, 23.29.23, 23.29S, 23.56, 23.56.23, 23.56.23S, 23.56.25, 23.56.25S, 23.56S, 24.01A, 26.01, 27.01, 28.01, 28.02, 28.03, 28.04, 28.05, 28.06, 28.07, 28.21, 28.22, 28.3, 28.30.23, 29.02.23A, 29.02A, 29.05A, 29.22, 29.22.23, 30.01, 30.02, 30.06, 30.07, 30.08, 30.09, 30.1, 30.10.23, 30.11.23, 30.2, 30.21, 30.22, 31, 33.01, 34.01A, 34.02A, 34.21, 34.215, 34.22, 34.22S, 35.22, 35.22S, 35.26, 39.21, 39.21S, 39.23, 39.23.23, 39.23.23S, 39.23.25, 39.23.255, 39.235, 39.24, 39.24S, 39.27.23, 39.27.25, 39.28, 39.28.23, 39.28.23S, 39.28.25, 39.28.25S, 39.28S, 40.01-2, 40.01-6, 51.2, 51.25, 51.35, 51.45, 52, 52.2, 57.2, 57.26, 57.27, 57.3, 57.31, 57.4, 57.41, 64.22, 64.22S, D00.01SL, D00.01SS, D23.76, D23.76.23, D25-20, D25-23, VFIHP, VFIMOO | Klasa I | Pajisje per perdorim manual pergjate kirurgjise okulistike, me nje perdorim. | Pajisje nje perdorimeshe
14309 | Venous Blood collection Needles for single use RJ, ZT, KJ | 2 A - PHARMA | 2023-06-13T00:00:00.000+02:00 | Chengdu Puth Medical Plastics Packaging Co.,Ltd No.6 Kexin Road ,Westem Hi-tech zone 611731 Chengdu China | 12736 | Klasa IIa | Paisje njeperdorimshe , age per marrjen e gjakut | Pajisje nje perdorimeshe
14316 | TRI® Dental Instruments, TRI® ISO Prosthetic Driver - Long, TRI® ISO Prosthetic Driver - Short, TRI® – Prosthetic Driver Angled-Long, TV 3,75 Dense Bone Drill - Long - Ø 2,9 - Ø 3,6mm, TV 3,75 Dense Bone Drill - Medium - Ø 2,9 - Ø 3,6mm, TV 4,1 Dense Bone Drill - Long - Ø 3,2 - Ø 3,9mm, TV 4,1 Dense Bone Drill - Medium - Ø 3,2 - Ø 3,9mm, TV 4,7 Dense Bone Drill - Long - Ø 3,8 - Ø 4,5mm, TV 4,7 Dense Bone Drill - Medium - Ø 3,8 - Ø 4,5mm, Lance Drill, TRI® Narrow Implant Driver Long, TRI® Narrow Implant Driver Short, TRI® Octa Implant Driver Long, TRI® Octa Implant Driver Short, TV 3,75 Soft Bone Drill - Long - Ø 2,7 - Ø 3,1mm, TV 3,75 Soft Bone Drill - Medium - Ø 2,7 - Ø 3,1mm, TV 3,75 Soft Bone Drill - Short - Ø 2,7 - Ø 3,1mm, TV 4,1 Soft Bone Drill - Long - Ø 3 - Ø 3,4mm, TV 4,1 Soft Bone Drill - Medium - Ø 3 - Ø 3,4mm, TV 4,1 Soft Bone Drill - Short - Ø 3 - Ø 3,4mm, TV 4,7 Soft Bone Drill - Long - Ø 3,6 - Ø 4,0mm, TV 4,7 Soft Bone Drill - Medium - Ø 3,6 - Ø 4,0mm, TV 4,7 Soft Bone Drill - Short - Ø 3,6 - Ø 4,0mm, TRI-Narrow Tap Drill - Ø 3.3mm , TRI-Vent TAP Drill - Ø 3,75mm, TRI-Vent TAP Drill - Ø 4,1mm, TRI-Vent Tap Drill - Ø 4.7mm, TRI-Narrow Final Drill - Ø 2.4 - Ø 2.8mm, TRI-Narrow Final Drill - Medium - Ø 2.4 - Ø 2.8mm, Pilot Drill - Ø 2.3 - long, Pilot Drill - Ø 2.3 - medium, Pilot Drill - Ø 2.3 - short, TRI® Vent Implant Driver Long, TRI® Vent Implant Driver Short, Matrix® Implant Driver Long, Matrix® Implant Driver Short, Roundbur for Handpiece | Dental Shop Albania | 2023-06-07T00:00:00.000+02:00 | TRI® Dental Implants Int. AG Bösch 80A CH-6331 Hünenberg Switzerland | na, PD-ISO-L, PD-ISO-S, PD-ISO-L-Ang, DBD-3.7L, DBD-3.7M, DBD-4.1L, DBD-4.1m, DBD-4.7L, DBD-4.7M, LD, ND-L, ND-S, OD-L, OD-S, SBD-3.7L, SBD-3.7M, SBD-3.7S, SBD-4.1L, SBD-4.1M, SBD-4.1S, SBD-4.7L, SBD-4.7M, SBD-4.7S, TAP3.3, TAP3.7, TAP4.1, TAP4.7, TND-3.3L, TND-3.3M, TPD-2.3L, TPD-2.3M, TPD-2.3S, VD-L, VD-S, MD-L-ISO, MD-S-ISO, RB-2.3 | Klasa IIa | Aksesore te ndryshem per implante. | Pajisje dentare
14358 | Portable Ureterorenoscope, Hot Hemostasis Forceps, Halogen Light Source, Single Use Suction Control Valve, Water Bottle Assembly, Video Naso-Pharyngo-Laryngoscope, Video Small Bowel Enteroscope, Video Colonoscope, Video Cystoscope, Video Duodenoscope, Single Use Sterile Distal End Cap with Elevator, Video Esophagoscope, Video Upper GI Scope, Video Processor, Broncho Fiberscope, GI Fiberscope, Choledocho-Nephro Fiberscope, Peroral Choledocho Fiberscope, Portable Cystoscope, Portable Hysteroscope, Portable Intubation Scope, Naso-Pharyngo-Laryngoscope, Electro-Surgical Knife, Snare, Video Bronchoscope | MONTAL | 2023-06-06T00:00:00.000+02:00 | HOYA Corporation, 6-10-1 Nishi-shinjuku, Shinjuku-ku, Tokyo, 160-0023, Japan | FNL-7RP3, FS-34V, FUR-9RBS, HS-D2618, HS-D2622, LH-150PC, 0F-B130, 0F-B194, 0F-B205, 0F-G11, 0S-H4, 0S-H5, VNL-1190STK, VNL-1070STK, VNL-1570STK, VNL11-J10, VNL-1590STi, VNL15-J10, VNL8-J10, VSB-2990i, EC34-i10TL, EC34-i10TM, EC38-i10cL, EC38-i10cF, EC38-i10cF2, EC38-i10cM, EC34-i10cL, EC34-i10cF, EC34-i10cM, EC-3890Fi, EC-3890Fi2, EC-3890FK, EC-3890FK2, EC-3890FZi, EC-3890Li, EC-3890LK, EC-3890LZi, EC-3890MK, EC-3890MZi, EC-3890TLK, EC38-i10F, EC38-i10F2, EC38-i10L, EC38-i10M, EC38-i10M2, EC38-i10NF, EC38-i10NL, ECY-1575K, ED-3490TK, ED34-i10T, ED34-i10T2, OE-A63, ED32-i10, OE-A65, EE17-J10, EG16-K10, EG17-J10, EG-1690K, EG-2490K, EG-2790K, EG27-i10, EG-2990i, EG-2990K, EG-2990Zi, EG29-i10, EG29-i10N, EG29-i10c, EG-3490K, EG34-i10, EG-3890TK, EPK-3000, EPK-i5000, EPK-i5500c, EPK-i7010, FB-10V, FB-15RBS, FB-15V, FB-18RBS, FB-18V, FB-19TV, FB-8V, FC-38FV, FC-38LV, FCN-15X, FCP-9P, FCY-15RBS, FD-34V2, FG-16V, FG-24V, FG-29V, FHY-10RBS, FHY-15RBS, FI-10RBS, FI-13RBS, FI-16RBS, FI-7RBS, FI-9RBS, FNL-10RBS, FNL-10RP3, FNL-15RP3, DN-D2718B, DN-D2722B, DO-D2618, DO-D2622, DP-D2518, DP-D2622, EB-1170K, EB15-J10, EB-1970TK, EB-1990i, EB19-J10, EB11-J10, EB11-S01, EB15-S01, EC-2990Li, EC-3490FK, EC-3490LK, EC-3490MK, EC-3490TFi, EC-3490TLi, EC-3490TMi, EC34-i10F, EC34-i10L, EC34-i10M, EC34-i10NL, EC34-i10NF, EC34-i10TF | Klasa IIa, Klasa IIb | Endoskope, videoprocesore dhe aksesoret e tyre | Tjeter
14346 | cobas® TV/MG Positive Control Kit, cobas® TV/MG | E v i t a | 2023-06-08T00:00:00.000+02:00 | Roche Molecular Systems, Inc. 1080 US Highway 202 South Branchburg, NJ 08876 USA | 09040641190, 09040633190 | In vitro | Kontroll pozitiv per reagentin e CT/NG, Reagent per percaktimin e Trikonomasit dhe mykoplazmes me metoden PCR | Pajisje te diagnostifikimit in vitro
14163 | ULTRASOUND GEL, KONIX | MONTAL | 2023-06-07T00:00:00.000+02:00 | TURKUAZ SAGLIK Hizmetleri Medikal Temizlik Kimyasal, Ürünler San.ve Tic. Ltd.Şti., Yakuplu Mah. Sitesi Birlik Cad. No:34/3 Beylikdüzü / ISTANBUL-TURKEY | 60ML, 250ML, 500ML, 1000ML, 5000ML | Klasa I | Xhel per pajisje ekografike ultrasound | Pajisje nje perdorimeshe
14191 | ECG GEL, KONIX | MONTAL | 2023-06-09T00:00:00.000+02:00 | TURKUAZ SAGLIK Hizmetleri Medikal Temizlik Kimyasal, Ürünler San.ve Tic. Ltd.Şti., Yakuplu Mah. Sitesi Birlik Cad. No:34/3 Beylikdüzü / ISTANBUL-TURKEY | 250ML, 500ML, 1000ML, 5000ML | Klasa I | Xhel per pajisje elektrokardiografike | Pajisje nje perdorimeshe
14548 | Auto Coagulation Analyzer | O3 LAB | 2023-07-12T00:00:00.000+02:00 | Beijing Mindray Medical Instrument Co., Ltd. 1F,2F,4F&5F, Building 3, No. 18 Science Park Road, Life Science Park, Changping District, Beijing 102206, China | C3100 | In vitro | analizator automatik per matjen e parametrave te koagulimit te gjakut ne trupin e njeriut | Pajisje te diagnostifikimit in vitro
14371 | Dia-PROSEAL (including system components and accesories ) | MOTO-MANIA | 2023-06-08T00:00:00.000+02:00 | DiaDent Group International 16, Osongsaenglmyeong 4- ro Osong -cup Heungdeok- gu, Cheongju-si, Chungcheongbuk do,28161,Republic of Korea | DIA PROSEAL Root canal sealing material) | Klasa IIa | Dia PROSEAL Paste per mbushjen e kanalit | Pajisje dentare
14372 | Disposable sterile pencil for electrosurgery | O.E.S DISTRIMED | 2023-06-12T00:00:00.000+02:00 | Fiab SpA via P.Costoli,4-50039 Vicchio (FI) Italy | F4797, F4797/A, F4797/AL, F4797/FR, F4797/L, F4797/P, F4797/PL, F4797/WB, F4797/5, F4797/5/FR, F4797/5A, F4797/5L, F4797/5WB, F4797T, F4797TEF, F4797TEF/FR, F4797/5TEF, F4797/5TEF/FR, F4797/ATEF, F4797/AS | Klasa IIb | Elektrode ne forme lapsi njeperdorimshe per elektrokirurgji | Pajisje nje perdorimeshe
14193 | Adapters for electrosurgery | O.E.S DISTRIMED | 2023-06-12T00:00:00.000+02:00 | Fiab SpA via P.Costoli,4-50039 Vicchio (FI) Italy | F4826, F4828, F4829, F4830, F4831, F4832, F4833, F4834, F4835, F4836, F4837, F4838 | Klasa I | Adaptore per elektrokirurgji | Instrumenta shumeperdorimeshe
14356 | Cleaning Solution I | O3 LAB | 2023-06-15T00:00:00.000+02:00 | Shanghai Long Island Biotec. Co., Ltd No.839, Gaofeng Road, Fengxian District, 201401 Shanghai, P.R. China | CLI1015 | In vitro | Solucion Lares(I) I aparatit te koagulimit | Pajisje te diagnostifikimit in vitro
14319 | Ti-oss® Syringe,Octabone® Syringe,ANGI-OSS Syringe,Zion Syringe,TITAN-X Syringe,Trabe Syringe,Mega-oss Bovine Syringe,Xenogain Syringe,Xenogain plus Syringe,Xenomaix Syringe,Xenoform Syringe,Rebomaix Syringe,Alpha™ xenobone Syringe,SyringeAlpha-Bio Tec™ xenobone(Syringe Type) S25-0512, Ti-oss® Syringe,Octabone® Syringe,ANGI-OSS Syringe,Zion Syringe,TITAN-X Syringe,Trabe Syringe,Mega-oss Bovine Syringe,Xenogain Syringe,Xenogain plus Syringe,Xenomaix Syringe,Xenoform Syringe,Rebomaix Syringe,Alpha™ xenobone Syringe,SyringeAlpha-Bio Tec™ xenobone(Syringe Type) S05-0512, Ti-oss® Syringe,Octabone® Syringe,ANGI-OSS Syringe,Zion Syringe,TITAN-X Syringe,Trabe Syringe,Mega-oss Bovine Syringe,Xenogain Syringe,Xenogain plus Syringe,Xenomaix Syringe,Xenoform Syringe,Rebomaix Syringe,Alpha™ xenobone Syringe,SyringeAlpha-Bio Tec™ xenobone(Syringe Type) S25-1217, Ti-oss® Syringe,Octabone® Syringe,ANGI-OSS Syringe,Zion Syringe,TITAN-X Syringe,Trabe Syringe,Mega-oss Bovine Syringe,Xenogain Syringe,Xenogain plus Syringe,Xenomaix Syringe,Xenoform Syringe,Rebomaix Syringe,Alpha™ xenobone Syringe,SyringeAlpha-Bio Tec™ xenobone(Syringe Type)S05-1217, Iceberg·oss™ (Granule Type) IO250210, Iceberg·oss™ (Granule Type) IO050210, Iceberg·oss™ (Granule Type) IO100210, Iceberg·oss™ (Granule Type) IO200210, Iceberg·oss™ (Granule Type) IO010512, Iceberg·oss™ (Granule Type) IO250512, Iceberg·oss™ (Granule Type) IO050512, Iceberg·oss™ (Granule Type) IO100512, Iceberg·oss™ (Granule Type) IO200512, Iceberg·oss™ (Granule Type) IO011217, Iceberg·oss™ (Granule Type) IO251217, Iceberg·oss™ (Granule Type) IO051217, Iceberg·oss™ (Granule Type) IO101217, Iceberg·oss™ (Granule Type) IO201217, Iceberg ·oss™ Block (Block Type) IOB6612, Iceberg ·oss™ Block (Block Type) IOB6625, Iceberg ·oss™ Block (Block Type) IOB8812, Iceberg ·oss™ Block (Block Type) IOB8825, Iceberg·oss™ Syringe (Syringe Type) IOS250512, Iceberg·oss™ Syringe (Syringe Type) IOS050512, Iceberg·oss™ Syringe (Syringe Type) IOS251217, Iceberg·oss™ Syringe (Syringe Type) IOS051217, CompactBone®B⁺(Granule Type) BOV04P, CompactBone®B⁺(Granule Type) BOV08P, CompactBone®B⁺(Granule Type) BOV15P, CompactBone®B⁺(Granule Type) BOV30P, CompactBone®B⁺(Granule Type) BOV06S, CompactBone®B⁺(Granule Type) BOV12S, CompactBone®B⁺(Granule Type) BOV23S, CompactBone®B⁺(Granule Type) BOV48S, CompactBone®B⁺(Granule Type) BOV08L, CompactBone®B⁺(Granule Type) BOV15L, CompactBone®B⁺(Granule Type) BOV30L, CompactBone®B⁺(Granule Type) BOV60L, CompactBone® B⁺(Block Type) BOV8812-BLK, CompactBone® B⁺(Syringe Type) BOV05P-SY, CompactBone® B⁺(Syringe Type) BOV10P-SY, CompactBone® B⁺(Syringe Type) BOV06S-SY, CompactBone® B⁺(Syringe Type) BOV12S-SY, CompactBone® B⁺(Syringe Type) BOV08L-SY, CompactBone® B⁺(Syringe Type) BOV15L-SY, Dental bone matrix implant, animal derived Ti-oss®, Octabone®, ANGI-OSS, | BRIANZA DENT | 2023-06-14T00:00:00.000+02:00 | CHIYEWON CO., LTD. 6F, 192, GYEONGCHUN-RO, GURI-SI, GYEONGGI-DO, REPUBLIC OF KOREA, 11927 | S25-0512, S05-0512, S25-1217, S05-1217, IO250210, IO050210, IO100210, IO200210, IO010512, IO250512, IO050512, IO100512, IO200512, IO011217, IO251217, IO051217, IO101217, IO201217, IOB6612, IOB6625, IOB8812, IOB8825, IOS250512, IOS050512, IOS251217, IOS051217, BOV04P, BOV08P, BOV15P, BOV30P, BOV06S, BOV12S, BOV23S, BOV48S, BOV08L, BOV15L, BOV30L, BOV60L, BOV8812-BLK, BOV05P-SY, BOV10P-SY, BOV06S-SY, BOV12S-SY, BOV08L-SY, BOV15L-SY, 25-0210, 05-0210, 10-0210, 20-0210, 01-0512, 25-0512, 05-0512, 10-0512, 20-0512, 01-1217, 25-1217, 05-1217, 10-1217, 20-1217, BLK6612, BLK6625, BLK8812, BLK8825, S01-0210, S25-0210, S05-0210 | Klasa III | Kocke artificiale dentare Chiyewon | Pajisje dentare
Zion,
TITAN-X,
Trabe, Mega-oss Bovine,
Xenogain, Xenogain plus, Xenoform, Xenomaix, Rebomaix, Alpha™ xenobone, Alpha-Bio Tec™ xenobone Ti-oss®,Octabone®,ANGI-OSS,Zion,TITAN-X,Trabe,Mega-oss Bovine,Xenogain,Xenogain plus,Xenomaix,Xenoform,Rebomaix,Alpha™ xenobone,Alpha-Bio Tec™ xenobone(Granule Type) 25-0210, Ti-oss®,Octabone®,ANGI-OSS,Zion,TITAN-X,Trabe,Mega-oss Bovine,Xenogain,Xenogain plus,Xenomaix,Xenoform,Rebomaix,Alpha™ xenobone,Alpha-Bio Tec™ xenobone(Granule Type) 05-0210, Ti-oss®,Octabone®,ANGI-OSS,Zion,TITAN-X,Trabe,Mega-oss Bovine,Xenogain,Xenogain plus,Xenomaix,Xenoform,Rebomaix,Alpha™ xenobone,Alpha-Bio Tec™ xenobone(Granule Type)10-0210, Ti-oss®,Octabone®,ANGI-OSS,Zion,TITAN-X,Trabe,Mega-oss Bovine,Xenogain,Xenogain plus,Xenomaix,Xenoform,Rebomaix,Alpha™ xenobone,Alpha-Bio Tec™ xenobone(Granule Type) 20-0210, Ti-oss®,Octabone®,ANGI-OSS,Zion,TITAN-X,Trabe,Mega-oss Bovine,Xenogain,Xenogain plus,Xenomaix,Xenoform,Rebomaix,Alpha™ xenobone,Alpha-Bio Tec™ xenobone(Granule Type) 01-0512, Ti-oss®,Octabone®,ANGI-OSS,Zion,TITAN-X,Trabe,Mega-oss Bovine,Xenogain,Xenogain plus,Xenomaix,Xenoform,Rebomaix,Alpha™ xenobone,Alpha-Bio Tec™ xenobone(Granule Type) 25-0512, Ti-oss®,Octabone®,ANGI-OSS,Zion,TITAN-X,Trabe,Mega-oss Bovine,Xenogain,Xenogain plus,Xenomaix,Xenoform,Rebomaix,Alpha™ xenobone,Alpha-Bio Tec™ xenobone(Granule Type) 05-0512, Ti-oss®,Octabone®,ANGI-OSS,Zion,TITAN-X,Trabe,Mega-oss Bovine,Xenogain,Xenogain plus,Xenomaix,Xenoform,Rebomaix,Alpha™ xenobone,Alpha-Bio Tec™ xenobone(Granule Type) 10-0512, Ti-oss®,Octabone®,ANGI-OSS,Zion,TITAN-X,Trabe,Mega-oss Bovine,Xenogain,Xenogain plus,Xenomaix,Xenoform,Rebomaix,Alpha™ xenobone,Alpha-Bio Tec™ xenobone(Granule Type) 20-0512, Ti-oss®,Octabone®,ANGI-OSS,Zion,TITAN-X,Trabe,Mega-oss Bovine,Xenogain,Xenogain plus,Xenomaix,Xenoform,Rebomaix,Alpha™ xenobone,Alpha-Bio Tec™ xenobone(Granule Type) 01-1217, Ti-oss®,Octabone®,ANGI-OSS,Zion,TITAN-X,Trabe,Mega-oss Bovine,Xenogain,Xenogain plus,Xenomaix,Xenoform,Rebomaix,Alpha™ xenobone,Alpha-Bio Tec™ xenobone(Granule Type) 25-1217, Ti-oss®,Octabone®,ANGI-OSS,Zion,TITAN-X,Trabe,Mega-oss Bovine,Xenogain,Xenogain plus,Xenomaix,Xenoform,Rebomaix,Alpha™ xenobone,Alpha-Bio Tec™ xenobone(Granule Type) 05-1217, Ti-oss®,Octabone®,ANGI-OSS,Zion,TITAN-X,Trabe,Mega-oss Bovine,Xenogain,Xenogain plus,Xenomaix,Xenoform,Rebomaix,Alpha™ xenobone,Alpha-Bio Tec™ xenobone(Granule Type) 10-1217, Ti-oss®,Octabone®,ANGI-OSS,Zion,TITAN-X,Trabe,Mega-oss Bovine,Xenogain,Xenogain plus,Xenomaix,Xenoform,Rebomaix,Alpha™ xenobone,Alpha-Bio Tec™ xenobone(Granule Type) 20-1217, Ti-oss® Block,Octabone® Block,ANGI-OSS Block,Zion Block,TITAN-X Block,Trabe Block,Mega-oss Bovine Block,Xenogain Block,Xenogain plus Block, Xenoform Block, Xenomaix Block, Rebomaix Block,Alpha™ xenobone Block,BlockAlpha-Bio Tec™ xenobone(Block Type)BLK6612, Ti-oss® Block,Octabone® Block,ANGI-OSS Block,Zion Block,TITAN-X Block,Trabe Block,Mega-oss Bovine Block,Xenogain Block,Xenogain plus Block, Xenoform Block, Xenomaix Block, Rebomaix Block,Alpha™ xenobone Block,BlockAlpha-Bio Tec™ xenobone(Block Type) BLK6625, Ti-oss® Block,Octabone® Block,ANGI-OSS Block,Zion Block,TITAN-X Block,Trabe Block,Mega-oss Bovine Block,Xenogain Block,Xenogain plus Block, Xenoform Block, Xenomaix Block, Rebomaix Block,Alpha™ xenobone Block,BlockAlpha-Bio Tec™ xenobone(Block Type)BLK8812, Ti-oss® Block,Octabone® Block,ANGI-OSS Block,Zion Block,TITAN-X Block,Trabe Block,Mega-oss Bovine Block,Xenogain Block,Xenogain plus Block, Xenoform Block, Xenomaix Block, Rebomaix Block,Alpha™ xenobone Block,BlockAlpha-Bio Tec™ xenobone(Block Type)BLK8825, Ti-oss® Syringe,Octabone® Syringe,ANGI-OSS Syringe,Zion Syringe,TITAN-X Syringe,Trabe Syringe,Mega-oss Bovine Syringe,Xenogain Syringe,Xenogain plus Syringe,Xenomaix Syringe,Xenoform Syringe,Rebomaix Syringe,Alpha™ xenobone Syringe,SyringeAlpha-Bio Tec™ xenobone(Syringe Type) S01-0210, Ti-oss® Syringe,Octabone® Syringe,ANGI-OSS Syringe,Zion Syringe,TITAN-X Syringe,Trabe Syringe,Mega-oss Bovine Syringe,Xenogain Syringe,Xenogain plus Syringe,Xenomaix Syringe,Xenoform Syringe,Rebomaix Syringe,Alpha™ xenobone Syringe,SyringeAlpha-Bio Tec™ xenobone(Syringe Type) S25-0210, Ti-oss® Syringe,Octabone® Syringe,ANGI-OSS Syringe,Zion Syringe,TITAN-X Syringe,Trabe Syringe,Mega-oss Bovine Syringe,Xenogain Syringe,Xenogain plus Syringe,Xenomaix Syringe,Xenoform Syringe,Rebomaix Syringe,Alpha™ xenobone Syringe,SyringeAlpha-Bio Tec™ xenobone(Syringe Type) S05-0210
14344 | Cobalt™ XT HF Quad CRT-D MRI SureScan™ , Cobalt™ XT HF Quad CRT-D MRI SureScan™, Cobalt™ XT HF CRT-D MRI SureScan™ , CobaltTM HF Quad CRT-D MRI SureScanTM , Cobalt™ HF Quad CRT-D MRI SureScan™ , Cobalt™ HF CRT-D MRI SureScan™ , Crome™ HF Quad CRT-D MRI SureScan™ , Crome™ HF Quad CRT-D MRI SureScan™, Crome™ HF CRT-D MRI SureScan™ , Cobalt™ XT DR MRI SureScan™ , Cobalt™ DR MRI SureScan™ , Crome™ DR MRI SureScan™ , Crome™ DR MRI SureScan™, Cobalt™ XT VR MRI SureScan™, Cobalt™ XT VR MRI SureScan™ , Cobalt™ VR MRI SureScan™ , Crome™ VR MRI SureScan™, Crome™ VR MRI SureScan™ , Cobalt Crome SW (external) Application | O.E.S DISTRIMED | 2023-06-14T00:00:00.000+02:00 | Medtronic Inc. 710 Medtronic Parkway Minneapolis, MN 55432 USA | DTPA2QQ , DTPA2Q1 , DTPA2D4 , DTPA2D1 , DTPB2QQ , DTPB2Q1 , DTPB2D4 , DTPB2D1 , DTPC2QQ , DTPC2Q1 , DTPC2D4 , DTPC2D1 , DDPA2D1 , DDPA2D4 , DDPB3D1 , DDPB3D4 , DDPC3D1 , DDPC3D4 , DVPA2D1 , DVPA2D4 , DVPB3D1 , DVPB3D4 , DVPC3D1 , DVPC3D4 , D00U005 | Te implantueshme aktive | Sistem kardiovertuesi/defibrilatori i implantueshëm | Pajisje te implantueshme aktive
14257 | Scanbody Dental Surgical Tool Non sterile, Impression Coping, Multi Plastic Cast Cylinder, Ball Abutment O-ring Set, Scanbody Screw, Guide Pin, Multi Cylinder Screw, Scanbody, Lab Analog, Impression Coping Guide Pin | BRIANZA DENT | 2023-06-14T00:00:00.000+02:00 | 1, 2Dong, 26-32, Suworam 4-gil, Seotan-myeon, Pyeongtaek-si, Gyeonggi-do, Republic of Korea |  | Klasa I | Scanbody, Aksesore dentare, Analog , Vide dentare, oring instrumenta kirurgjikal, kunja dentare | Pajisje dentare
ISBM4014, ISBR4310
ISBM4014S, ISBR4310S, [Single item : Coping]
TISXH40S, TISXH40L, TISXN40S, TISXN40L, TISRH40S, TISRH45S, TISRH52S, TISRH57S, TISRH65S, TISRH40L, TISRH45L, TISRH52L, TISRH57L, TISRH65L, TISRN40S, TISRN45S, TISRN52S, TISRN57S, TISRN65S, TISRN40L,
TISRN45L, TISRN52L, TISRN57L, TISRN65L, PISXH40S, PISXH40L, PISXN40S, PISXN40L, PISRH40S, PISRH45S, PISRH52S, PISRH57S, PISRH65S,
PISRH40L, PISRH45L, PISRH52L, PISRH57L, PISRH65L, PISRN40S, PISRN45S, PISRN52S, PISRN57S, PISRN65S, PISRN40L, PISRN45L,
PISRN52L, PISRN57L, PISRN65L, MPICSR48, MTICSR48
[Set item : Coping + Coping Guide Pin]
TISXH40SS, TISXH40LS, TISXN40SS, TISXN40LS, TISRH40SS, TISRH45SS, TISRH52SS, TISRH57SS, TISRH65SS, TISRH40LS, TISRH45LS, TISRH52LS, TISRH57LS, TISRH65LS, TISRN40SS, TISRN45SS, TISRN52SS, TISRN57SS, TISRN65SS, TISRN40LS, TISRN45LS, TISRN52LS, TISRN57LS, TISRN65LS, PISXH40SS, PISXH40LS, PISXN40SS, PISXN40LS, PISRH40SS, PISRH45SS, PISRH52SS, PISRH57SS, PISRH65SS, PISRH40LS, PISRH45LS,
PISRH52LS, PISRH57LS, PISRH65LS, PISRN40SS, PISRN45SS, PISRN52SS,
PISRN57SS, PISRN65SS, PISRN40LS, PISRN45LS, PISRN52LS, PISRN57LS, PISRN65LS, MPICSR48S, [Single item]
FLASX300, FLASN300, FLASM350, FLASR400, BAALA, MLASR48, [Single item]
MPCCSRN48
[Set item : Multi Plastic Cast Cylinder + Screw]
MPCCSRN48S, BASROS, ISBSM4014, ISBSR4310, MPICSRGP, TIGPSXS, TIGPSXL, TIGPSRS, TIGPSRL, PIGPSXS, PIGPSXL, PIGPSRS, PIGPSRL, MTCSR23, [Single item]
TSBM4014, TSBR4310
[Set item : Scanbody Body + Screw]
TSBM4014S, TSBR4310S, [Single item : Coping]
TITMH40S, TITMH45S, TITMH40L, TITMH45L, TITMN40S, TITMN45S,
TITMN40L, TITMN45L TITRH40S, TITRH45S, TITRH50S, TITRH60S, TITRH70S, TITRH40L, TITRH45L, TITRH50L TITRH60L, TITRH70L, TITRN40S, TITRN45S,
TITRN50S, TITRN60S, TITRN70S, TITRN40L TITRN45L, TITRN50L, TITRN60L, TITRN70L, PITMH40S, PITMH45S, PITMH40L, PITMH45L PITMN40S,, PITMN45S, PITMN40L, PITMN45L, PITRH40S, PITRH45S, PITRH50S,
PITRH60S, PITRH70S, PITRH40L, PITRH45L, PITRH50L, PITRH60L, PITRH70L, PITRN40S PITRN45S, PITRN50S, PITRN60S, PITRN70S, PITRN40L,
PITRN45L, PITRN50L, PITRN60L, PITRN70L
[Set item : Coping + Coping Guide Pin]
TITMH40SS, TITMH45SS, TITMH40LS, TITMH45LS, TITMN40SS, TITMN45SS, TITMN40LS TITMN45LS, TITRH40SS, TITRH45SS, TITRH50SS, TITRH60SS, TITRH70SS, TITRH40LS TITRH45LS, TITRH50LS, TITRH60LS, TITRH70LS,
TITRN40SS, TITRN45SS, TITRN50SS TITRN60SS, TITRN70SS, TITRN40LS, TITRN45LS, TITRN50LS, TITRN60LS, TITRN70LS PITMH40SS, PITMH45SS, PITMH40LS, PITMH45LS, PITMN40SS, PITMN45SS, PITMN40LS PITMN45LS, PITRH40SS, PITRH45SS, PITRH50SS, PITRH60SS, PITRH70SS, PITRH40LS PITRH45LS, PITRH50LS, PITRH60LS, PITRH70LS, PITRN40SS, PITRN45SS,
PITRN50SS PITRN60SS, PITRN70SS, PITRN40LS, PITRN45LS, PITRN50LS, PITRN60LS, PITRN70LS, [Single item]
FLATM350, FLATR400, TSBSM4014, TSBSR4310, TIGPTMS, TIGPTML, TIGPTRS, TIGPTRL, PIGPTMS, PIGPTML, PIGPTRS, PIGPTRL
14259 | Raspatory, Cobbs, 10 mm, 23 cm , Raspatory, Cobbs, 13 mm, 23 cm , Raspatory, Cobbs, 19 mm, 23 cm , Raspatory, Cobbs, 25 mm, 23 cm , RASPATORY, SEDILLOT, CVD., 23 CM , Raspatory, str., str., si., 20 cm , Raspatory, str., round, si., 20 cm , Raspatory, cvd., round, si., 20 cm , Raspatory, cvd., str., si., 20 CM , Raspatory, str., round, 6 mm, 12.5 cm , PRICHARD-PERIOSTEAL ELEVATOR, 17 CM , EMONS-MICRO-RETRACTOR, 17,5 CM , RASPATORY, KAHRE-WILLIGER, CVD., 4 MM , RASPATORY, KAHRE-WILLIGER, CVD., 5 MM , RASPATORY, WILLIGER, CVD., 7 MM, 16 CM , RASPATORY, WILLIGER, CVD., 5 MM, 16 CM , PERIOSTEAL ELEVATOR 3 MM, RETRACTOR 30° , PERIOSTEAL ELEVATOR 4 MM, RETRACTOR 20° , Raspatory, str., si., 20 mm, 19 cm , RASPATORY, CVD., 8 MM, 17 CM , RIB RASPATORY, DOYEN, R., ADULT, 17 CM , RIB RASPATORY, DOYEN, L., ADULT, 17 CM , RIB RASPATORY, DOYEN, L., CHILD, 18 CM , WEST-ELEVATOR, 18,5 CM , WEST 2 PERIOSTEAL 19 CM , PERIOSTEAL ELEVATOR, HOWARTH, 21,5 CM , RIB RASPATORY, DOYEN, R., CHILD, 18 CM , MINI-DISSECTOR - TISSUE PUSHER, TITANIUM , MINI-DISSECTOR - TISSUE PUSHER, 18/8 , PERIOSTEAL ELEV./MIRROR HANDLE, 16,5 CM , RASPATORY, ALEXANDER, DOUBLE, 21 CM , PERIOST.ELEV. WOODSON, 17,5 CM , OHL-ELEVATOR, 17,5 CM , RASPATORY, SEMB, NO. 1, 12 MM, 19 CM , RASPATORY, SEMB, NO. 2, 12 MM, 22 CM , RASPATORY, SEMB, NO. 3, 13 MM, 19 CM , RASPATORY, SEMB, NO. 4, 13 MM, 22 CM , RASPATORY, SEMB, NO. 5, 15 MM, 23 CM , MOLT-PERIOSTEAL ELEVATOR, FIG.9 , MOLT-PERIOSTEAL ELEVATOR, FIG.851, 18CM , MOLT-PERIOSTEAL ELEVATOR, FIG.854, 18CM , ALIJBERG-PERIOSTEAL ELEVATOR, 19CM , Raspatory, Lambotte, 5 mm, 21.5 cm , RASPATORY, LAMBOTTE, 10 MM, 21.5 CM , RASPATORY, LAMBOTTE, 15 MM, 21.5 CM , RASPATORY, LAMBOTTE, 20 MM, 21.5 CM , RASPATORY, LAMBOTTE, 25 MM, 21.5 CM , BONE FILE, BAYONET SHAPE, 13 MM, 25 CM , BONE FILE, FLAT, 20 MM, 22 CM , ELEVATOR, ADSON, STR., 17 CM , ELEVATOR, ADSON, CVD., ROUND, 17.5 CM , ELEVATOR, ADSON, STR., ROUND, 17.5 CM , ELEVATOR, ADSON, CVD., ROUND, 17 CM , BONE FILE, MILLER-COLBURN, NO. 1, 18 CM , BONE FILE, MILLER-COLBURN, NO. 2, 18 CM , BONE FILE, MILLER-COLBURN, NO. 3, 18 CM , BONE FILE, MILLER-COLBURN, NO. 4, 18 CM , BONE FILE, MILLER-COLBURN, NO. 5, 18 CM , BONE FILE, CROSS SERRATION, NO. 1, 18 CM , BONE FILE, CROSS SERRATION, NO. 2, 18 CM , BONE FILE, CROSS SERRATION, NO. 3, 18 CM , BONE FILE, CROSS SERRATION, NO. 4, 18 CM , TC-BONE FILE, MILLER, COARSE, 19 CM , TC-BONE FILE, MILLER, FINE, 19 CM , ELEVATOR, LANGENBECK, 7 MM, 19.5 CM , ELEVATOR, LANGENBECK, 10 MM, 19.5 CM , ELEVATOR, MARTIN-LANGENB., 5 MM, 17 CM , ELEVATOR, MARTIN-LANGENB., 7 MM, 17 CM , ELEVATOR, MARTIN-LANGENB., 8 MM, 19.5 CM , ELEVATOR, MARTIN-LANGEN., 10 MM, 19.5 CM , MINI-PERIOST./MEMBR. PLAC. INST., 18 CM , ELEVATOR, WILLIGER, 7 MM, 17 CM , ELEVATOR, WILLIGER, 4 MM, 16 CM , SELDIN RASPATORY ,FIG 23 , Elevator, Sebileau, 5 mm, 17.5 cm , Elevator, Quervain, 6 mm, 19.5 cm , DISSECTOR, ALDERDYCE, DOUBLE, 21 CM , DOUBLE CM ,DISSECTOR, WATSON-CHEYNE, 17.5, DISSECTOR, MCDONALD, DOUBLE, 18.5 CM , Curette, cerv., forw.str., 21.5cm, No.1 , Curette, cerv., forw.str., 21.5cm, No.2 , Curette, cerv., forw.str., 21.5cm, No.3 , Curette, cerv., forw.str., 21.5cm, No.4 , Curette, cerv., forw.cvd., 21.5cm, No.1 , Curette, cerv., forw.cvd., 21.5cm, No.2 , Curette, cerv., forw.cvd., 21.5cm, No.3 , Curette, cerv., forw.cvd., 21.5cm, No.4 , Curette, cerv., backw.str., 21.5cm, No.1 , Curette, cerv., backw.str., 21.5cm, No.2 , Curette, cerv., backw.str., 21.5cm, No.3 , Curette, cerv., backw.str., 21.5cm, No.4 , Curette, cerv., backw.cvd., 21.5cm, No.1 , Curette, cerv., backw.cvd., 21.5cm, No.2 , Curette, cerv., backw.cvd., 21.5cm, No.3 , Curette, cerv., backw.cvd., 21.5cm, No.4 , Curette, cerv., forw.str., 24cm, No.1 , Curette, cerv., forw.str., 24cm, No.2 , Curette, cerv., forw.str., 24cm, No.3 , Curette, cerv., forw.str., 24cm, No.4 , Curette, cerv., forw.cvd., 24cm, No.1 , Curette, cerv., forw.cvd., 24cm, No.2 , Curette, cerv., forw.cvd., 24cm, No.3 , Curette, cerv., forw.cvd., 24cm, No.4 , Curette, cerv., backw.str., 24cm, No.1 , Curette, cerv., backw.str., 24cm, No.2 , Curette, cerv., backw.str., 24cm, No.3 , Curette, cerv., backw.str., 24cm, No.4 , Curette, cerv., backw.cvd., 24cm, No.1 , Curette, cerv., backw.cvd., 24cm, No.2 , Curette, cerv., backw.cvd., 24cm, No.3 , Curette, cerv., backw.cvd., 24cm, No.4 , Curette, lumb., forw.str., 24cm, No.0 , Curette, lumb., forw.str., 24cm, No.1 , Curette, lumb., forw.str., 24cm, No.2 , Curette, lumb., forw.cvd., 24cm, No.0 , Curette, lumb., forw.cvd., 24cm, No.1 , Curette, lumb., forw.cvd., 24cm, No.2 , Mayo gallstone scoop, 27.5 cm , Gourdet uterine curette, bl., 6 mm, 28cm , Gourdet uterine curette, bl., 8 mm, 28cm , Gourdet uterine curette, bl., 12mm, 28cm , Miniatur grasping fcps., 4mm, str., 23cm , Miniatur grasping fcps., 4mm, upw., 23cm , Miniatur grasp. fcps. 4mm, cvd.rt., 23cm , Miniatur grasp. fcps. 4mm, cvd.le., 23cm , Tonsillotome,Sluder-Ballanger,#1-3,m.Gr. , Bone curette, Bruns, cvd., Fig.000, 23cm , Bone curette, Bruns, cvd., Fig.00, 23 cm , Bone curette, Bruns, cvd., Fig.0, 23 cm , Bone curette, Bruns, cvd., Fig.1, 23 cm , Bone curette, Bruns, cvd., Fig.2, 23 cm , Bone curette, Bruns, cvd., Fig.3, 23 cm , Bone curette, Bruns, cvd., Fig.4, 23 cm , Bone curette, Bruns, cvd., Fig.5, 23 cm , Bone curette, Bruns, cvd., Fig.6, 23 cm , Bone curette, Bruns, cvd., Fig.0000,23cm , Elevator, Freer-Yasargil, sharp, 18 cm , Elevator, Langenbeck, 11 mm, 23 cm , Elevator, Lempert, blunt, 19 cm , Elevator, Bristow, 23 cm , Raspatory, Caspar, cvd., 6.2 mm, 18 cm , Raspatory, Lempert, 3.0 mm, 17 cm , Raspatory, Büchs, 9.5 mm, 19 cm , Dissector, Watson-Cheyne, 2.0/2.7mm,19cm , Dissector, Watson-Cheyne, 1.6/3.2mm,13cm , Saw, plaster, Engel, 15.5 cm , Spoon, secret, uterine, Asch, 20 cm , Rasp, antrum, Wiener, Ø 3.5 mm, 19.5 cm , Knife, round, across oval, 24.5 cm , Dissector,vertebr.body, Caspar, 20,5 cm , RING STRIPPER, ROUND, Ø 2.0 MM, 50 CM , RING STRIPPER, ROUND, Ø 3.0 MM, 50 CM , RING STRIPPER, ROUND, Ø 4.0 MM, 50 CM , RING STRIPPER, ROUND, Ø 6.0 MM, 50 CM , RING STRIPPER, ROUND, Ø 7.0 MM, 50 CM , RING STRIPPER, ROUND, Ø 8 MM, 50 CM , RING STRIPPER, ROUND, Ø 10.0 MM, 50 CM , RING STRIPPER, ROUND, Ø 14.0 MM, 50 CM , HANDLE F. STRIPPERS, ROUND, 11.5 CM , GUIDE NEEDLE, ANG., KNIFE SHAPE, 8 CH , GUIDE NEEDLE, ANG., KNIFE SHAPE, 10 CH , GUIDE NEEDLE, ANG., KNIFE SHAPE, 12 CH , GUIDE NEEDLE, ANG., KNIFE SHAPE, 14 CH , GUIDE NEEDLE, ANG., KNIFE SHAPE, 16 CH , GUIDE NEEDLE, CVD., KNIFE SHAPE, 8 CH , GUIDE NEEDLE, CVD., KNIFE SHAPE, 10 CH , GUIDE NEEDLE, CVD., KNIFE SHAPE, 12 CH , GUIDE NEEDLE, CVD., KNIFE SHAPE, 14 CH , GUIDE NEEDLE, CVD., KNIFE SHAPE, 16 CH , GUIDE NEEDLE, ANG., LANCET SHAPE, 8 CH , GUIDE NEEDLE, ANG., LANCET SHAPE, 10 CH , GUIDE NEEDLE, ANG., LANCET SHAPE, 12 CH , GUIDE NEEDLE, ANG., LANCET SHAPE, 14 CH , GUIDE NEEDLE, ANG., LANCET SHAPE, 16 CH , GUIDE NEEDLE, ANG., TRIANGULAR, 8 CH , GUIDE NEEDLE, ANG., TRIANGULAR, 10 CH , GUIDE NEEDLE, ANG., TRIANGULAR, 12 CH , GUIDE NEEDLE, ANG., TRIANGULAR, 14 CH , GUIDE NEEDLE, ANG., TRIANGULAR, 16 CH , Reamer, square, 13 cm , BONE RASP, PUTTI, ROUND, 30 CM , BONE RASP, PUTTI, FLAT, 27 CM , BONE BIOPSY-INSTRUMENT, CHAMPY-O.S.U. , BONE BIOPSY-INSTRUMENT, CHAMPY, 8 MM , BONE BIOPSY-INSTRUMENT, CHAMPY, 5 MM , SPONGIOSA-GRAFT REMOVER, 16 MM, 22.5 CM , SPONGIOSA-GRAFT REMOVER, 21 MM/ 22.5 CM , Bone curette, Volkm., no.1, si., 17cm , Bone curette, Volkm., no.2, si., 17cm , Bone curette, Volkm., no.3, si., 17cm , Bone curette, Volkm., no.4, si., 17cm , Bone curette, Volkm., no.5, si., 17cm , Bone curette, Volkm., no.6, si., 17cm , Bone curette, Volkm., no.0, si., 17cm , Bone curette, Volkm., no.00, si., 17cm , Bone curette, Volkm., no.000, si., 17cm , Bone curette, Volkm., no.0000, si., 17cm , Bone curette, Volkmann, no.1, si., 27cm , Bone curette, Volkmann, no.2, si., 27cm , Bone curette, Volkmann, no.3, si., 27cm , Bone curette, Volkmann, no.4, si., 27cm , Bone curette, Volkmann, no.0, si., 27cm , BONE CURETTE, SCHEDE, OVAL, NO. 0, 17 CM , BONE CUR., SCHEDE, OVAL, NO. 00, 17 CM , BONE CUR., SCHEDE, OVAL, NO. 000, 17 CM , BONE CURETTE, SCHEDE, OVAL, NO. 1, 17 CM , BONE CURETTE, SCHEDE, OVAL, NO. 2, 17 CM , BONE CURETTE, SCHEDE, OVAL, NO. 3, 17 CM , BONE CURETTE, SCHEDE, OVAL, NO. 4, 17 CM , BONE CURETTE, VOLKM., OVAL, NO. 0, 17 CM , BONE CUR., VOLKM., OVAL NO. 00, 17 CM , BONE CUR., VOLKM., OVAL, NO. 000, 17 CM , LOEFFEL, VOLKMANN, OVAL, NO. 0000, 17 CM , BONE CURETTE, VOLKM., OVAL, NO. 1, 17 CM , BONE CURETTE, VOLKM., OVAL, NO. 2, 17 CM , BONE CURETTE, VOLKM., OVAL, NO. 3, 17 CM , BONE CURETTE, VOLKM., OVAL, NO. 4, 17 CM , BONE CURETTE, VOLKM., OVAL, NO. 5, 17 CM , BONE CURETTE, VOLKM., OVAL, NO. 6, 17 CM , Bone curette, Daubenspeck, No. 0 , Bone Curette, Daubenspeck, No. 00 , Bone curette, Daubenspeck, No. 000 , Bone curette, Daubenspeck, No. 0000 , BONE CURETTE, BRUNS, ROUND, NO. 0, 17 CM , BONE CUR., BRUNS, ROUND, NO. 00, 17 CM , BONE CUR., BRUNS, ROUND, NO. 000, 17 CM , BONE CUR., BRUNS, ROUND, NO. 0000, 17 CM , BONE CURETTE, BRUNS, ROUND, NO. 1, 17 CM , BONE CURETTE, BRUNS, ROUND, NO. 2, 17 CM , BONE CURETTE, BRUNS, ROUND, NO. 3, 17 CM , BONE CURETTE, BRUNS, ROUND, NO. 4, 17 CM , BONE CURETTE, BRUNS, ROUND, NO. 5, 17 CM , BONE CURETTE, BRUNS, ROUND, NO. 6, 17 CM , BONE CURETTE, SPRATT, OVAL, NO. 0, 17 CM , BONE CUR., SPRATT, OVAL, NO. 00, 17 CM , BONE CUR., SPRATT, OVAL, NO. 000, 17 CM , BONE CUR., SPRATT, OVAL, NO. 0000, 17 CM , BONE CURETTE, SPRATT, OVAL, NO. 1, 17 CM , BONE CURETTE, SPRATT, OVAL, NO. 2, 17 CM , BONE CURETTE, SPRATT, OVAL, NO. 3, 17 CM , BONE CURETTE, SPRATT, OVAL, NO. 4, 17 CM , BONE CURETTE, SPRATT, OVAL, NO. 5, 17 CM , BONE CURETT., DR. IGLHAUT , WILLIGER CURETTE OVAL FIG 2 , BONE CURETTE, BRUNS, OVAL, NO. 0, 23 CM , BONE CURETTE, BRUNS, OVAL, NO. 00, 23 CM , BONE CUR., BRUNS, OVAL, NO. 000, 23 CM , BONE CURETTE, BRUNS, OVAL, NO. 1, 23 CM , BONE CURETTE, BRUNS, OVAL, NO. 2, 23 CM , BONE CURETTE, BRUNS, OVAL, NO. 3, 23 CM , BONE CURETTE, BRUNS, OVAL, NO. 4, 23 CM , BONE CURETTE, BRUNS, OVAL, NO. 5, 23 CM , BONE CURETTE, BRUNS, OVAL, NO. 6, 23 CM , BONE CURETTE, SCOVILLE, STR., 25 CM , BONE CURETTE, SCOVILLE, ANG. DOWN, 25 CM , BONE CURETTE, SCOVILLE, ANG. UP, 25 CM , BONE CURETTE, SIMON, OV., NO. 1, 22.5 CM , BONE CURETTE, SIMON, OV., NO. 2, 22.5 CM , BONE CURETTE, SIMON, OV., NO. 3, 22.5 CM , BONE CURETTE, SIMON, OV., NO. 4, 22.5 CM , BONE CURETTE, SIMON, OV., NO. 5, 22.5 CM , BONE CURETTE, SIMON, OV., NO. 6, 22.5 CM , Bone curette, ang. down, No. 1, 25 cm , Bone curette, ang. down, No. 0, 25 cm , Bone curette, ang. down, No. 00, 25 cm , Bone curette, ang. down, No. 000, 25 cm , BONE CURETTE, US-TYPE, NO. 1, 16.5 CM , BONE CURETTE, US-TYPE, NO. 2, 16.5 CM , BONE CURETTE, US-TYPE, NO. 3, 16.5 CM , BONE CURETTE, US-TYPE, NO. 4, 16.5 CM , BONE CURETTE, US-TYPE, NO. 5, 16.5 CM , BONE CURETTE, US-TYPE, NO. 6, 16.5 CM , BONE CURETTE, HALLE, MALL., NO. 1, 21 CM , BONE CURETTE, HALLE, MALL., NO. 2, 21 CM , BONE CURETTE, HALLE, MALL., NO. 3, 21 CM , Bone curette, double, Jacobson, 14 cm , BONE CURETTE, VOLKMANN, OV./OV., 12.5 CM , BONE CURETTE, VOLKMANN, OV./OV., 14.5 CM , BONE CURETTE, VOLKMANN, OV./OV., 17 CM , BONE CURETTE, VOLKMANN, OVAL/RD., 13 CM , BONE CURETTE, VOLKMANN, OVAL/RD., 16 CM , BONE CURETTE, VOLKMANN, OVAL/RD., 20 CM , BONE CURETTE, OVAL/ROUND, 21 CM , BONE CURETTE, WILLIGER, 00/0, 14 CM , BONE CURETTE, WILLIGER, NO. 0/1, 14 CM , BONE CURETTE, WILLIGER, NO. 1/2, 14 CM , BONE CURETTE, OVAL, NO. 00/00, 16,5 CM , BONE CURETTE, OVAL, NO. 0/0, 16,5 CM , BONE CURETTE, OVAL, NO. 1/1, 16,5 CM , HEMMINGWAY BONE CURETTE, FIG. 0/0 , HEMMINGWAY BONE CURETTE, FIG. 1/1 , HEMMINGWAY BONE CURETTE, FIG. 2/2 , HEMMINGWAY BONE CURETTE, FIG. 3/3 , HEMMINGWAY BONE CURETTE, FIG. 4/4 , LUCAS-MARTIN BONE CURETTE,FIG 0/0 , LUCAS-MARTIN BONE CURETTE, FIG. 1/1 , LUCAS-MARTIN BONE CURETTE, FIG. 2/2 , LUCAS-MARTIN BONE CURETTE, FIG. 3/3 , MILLER-COLBURN BONE CURETTE, FIG. 0 , MILLER-COLBURN BONE CURETTE, FIG. 1 , MILLER-COLBURN BONE CURETTE, FIG. 2 , MILLER-COLBURN BONE CURETTE, FIG. 3 , MILLER-COLBURN BONE CURETTE, FIG. 4 , HEMINGWAY DE BONE CUR.F 1/1 , CURETTE, DIA. 1,5 MM, GREY , CURETTE, DIA. 2,5 MM, GREY , BONE CURETTES, DOUBLE-ENDED, GREY , BONE CURETTE, MOLT, DOUBLE, 19 CM , RASPATORY, MARTIN-LANGENBECK, 16 MM , RASPATORY, MARTIN-LANGEN., ANG., 12 MM , RASPATORY, MARTIN-HOEN, 7 MM, 16 CM , RASPATORY, MARTIN-HOEN, 15 MM, 18.5 CM , RASPATORY, MARTIN-HOEN, 20 MM, 19 CM , FREER SEPTUM ELEVATOR, HANDLE , RASPATORY, MARTIN-CUSH., 4 MM, 17.5 CM , RASPATORY, MARTIN-CUSH., 6 MM, 17.5 CM , RASPATORY, MARTIN-CUSH., 5 MM, 19.5 CM , RASPATORY, MARTIN-CUSH., 7 MM, 19.5 CM , RASPATORY, MARTIN-CUSHING, 8 MM, 17 CM , RASPATORY, LANGENBECK, ANG., 18 CM , PERIOSTEAL ELEVATOR DR.IGLHAUT, 18 CM , RASPATORY, LANGENBECK, CVD., 19 CM , Raspatory, Landolt, 4.5 MM , Raspatory, König, 15.5 cm , Micro Elevator Papilla acc. to Akiyama , Micro Elev. Envelope acc. to Akiyama F.1 , Papilla Elevator acc. to Akiyama NEW , PERIOST.ELEVATOR, MICRO, 5D , Raspatory, Cottle, cvd., 19.5 cm , Raspatory, Sedillot, 18 mm, 18.5 cm , Raspatory, Farab.-Collin, str., 11 mm , Raspatory, Farab.-Collin, cvd., 11 mm , RASPATORY, FARABEUF, STR., 15.5 CM , RASPATORY, FARABEUF, CVD., 15.5 CM , Raspatory, Key, 6.5 MM , Raspatory, Key, 9.5 mm, 19 cm , Raspatory, Key, 12.5 MM , Raspatory, Key, 19 mm, 20 cm , Raspatory, Key, 25.5 mm, 21,5 cm , Raspatory, Key, 3 mm, 18 cm , Raspatory, Key, 16 mm, 20 cm , Raspatory, Cobbs, 6 mm, 28 cm , Raspatory, Cobbs, 10 mm, 28 cm , Raspatory, Cobbs, 13 mm, 28 cm , Raspatory, Cobbs, 19 mm, 28 cm , Raspatory, Cobbs, 25 mm, 28 cm , Raspatory, Cobbs, 6 mm, 23 cm , TESSIER AWL FOR ILIAC CREST , RASPATORY, TESSIER, 30°, 6 MM, 18 CM , RASPATORY, TESSIER, 60°, 6 MM, 18 CM , RASPATORY, TESSIER, 12 MM, 20.5 CM , RASPATORY, TESSIER, 14 MM, 20.5 CM , NASAL AWL, TESSIER, Ø 2.5 MM, 21 CM , PERFORATOR, TESSIER, Ø 4.5 MM, 16.5 CM , ELEVATOR, MARCHAC, 7.5 MM, 16 CM , ELEVATOR, MARCHAC, 12 MM, 16 CM , ELEVATOR, MARCHAC, 2 MM, 17 CM , ELEVATOR, MARCHAC, 3.5 MM, 17 CM , ELEVATOR, MARCHAC, 5 MM, 17 CM , ELEVATOR, STEINBERG, DOUBLE, 18 CM , ELEVATOR, STEINBERG, DOUBLE, 19.5 CM , ELEVATOR, STEINBERG, ATR./SH., 22.5 CM , ELEVATOR, STEINBERG, 4 MM, 18.5 CM , Double Elevator, Nadjmi, 6/4 mm , Double Evelator, Nadjmi, 6/7 mm , Ramus Stripper, Nadjmi, 18 cm , ASC. RAMUS ELEVATOR ACC. ARNETT, 22 CM , Asc. Ramus Elevator acc. Arnett, 22 cm , LFI INTERDENTAL ELEVATROR ACC. ARNETT , BSSO CONDYLAR SEATING INST. ACC. ARNETT , MAXILLARY SINUS CURETTE ACC. ARNETT , ALVEOLAR NERV DISSECTOR ACC. ARNETT , SEPTUM ELEVATOR ACC. ARNETT, 20 CM , PERIOSTEAL ELEVATOR ACC. ARNETT, 21 CM , PERIOSTEAL ELEVATOR ACC. ARNETT, 24 CM , Nexos P. Raspatory, Cobb, 12mm, 34cm , Nexos P. Raspatory, Cobb, 19mm, 34cm , Dissector, Dierks, 14 cm, 01-051-25 , Dissector, Dierks, 14 cm, 01-051-26 , ROWE ZYGOMA ELEVATOR 00-101-67 , Dissector, Dierks, 20 cm, 01-051-35 , Dissector, Dierks, 20 cm, 01-051-36 , Dissector, Dierks, 20 cm, 01-051-37 , Elevator, septum, straight, 5 mm, 17 cm , ELEVATOR, MASING, 2 MM, 19.5 CM , ELEVATOR, COTTLE, 4.5 MM, 22 CM , PERIOST ELEVATOR, JOSEPH, 6.5 MM, 18 CM , Rasp, Maltz, draw, 34x7 mm, 17 cm , Rasp, Maltz, push, 34x7 mm, 17 cm , BONE FILE, JOSEPH, FINE, 16 CM , Nasal Rasp, Fomon, Coarse, 20.5cm , Nasal Rasp, Parkes, Fine, 19.5cm , Raspatory, curved, 5 mm, 18 cm , NASAL RASP, COTTLE, 30X8 MM, 21 CM , GLABELLUM RASP, AUFRICHT, PUSH, 21 CM , GLABELLUM RASP, AUFRICHT, DRAW, 21 CM , NASAL RASP, LEWIS, FINE, 15X8MM, 19 CM , NASAL RASP, LEWIS, COARSE, 15X8MM, 19 CM , Nasal Rasp, Diamond, Rnd., 19cm , Nasal Rasp, Diamond, Crvd., 19cm , TC-MALTZ NASAL RASP, NO. 1, 21 CM , TC-MALTZ NASAL RASP, NO. 2, 21 CM , TC-MALTZ NASAL RASP, NO. 3, 21 CM , TC-MALTZ NASAL RASP, NO. 4, 21 CM , TC-MALTZ NASAL RASP, NO. 5, 21 CM , TC-MALTZ NASAL RASP, NO. 6, 21 CM , TC-MALTZ NASAL RASP, NO. 7, 21 CM , TC-MALTZ NASAL RASP, NO. 8, 21 CM , TC-MALTZ NASAL RASP, NO. 9, 21 CM , TC-MALTZ NASAL RASP, NO. 10, 21 CM , NASAL RASP, FOMON, DOUBLE-ENDED, 20.5 CM , TC Insert, # 1 , TC Insert, # 2 , TC Insert, # 3 , TC Insert, # 4 , TC Insert, # 5 , TC Insert, # 6 , TC Insert, # 7 , TC Insert, # 8 , TC Insert, # 9 , TC Insert, # 10 , Handle f. TC Inserts, 14cm , Handle f. TC Inserts, double, 15cm , Key for handle , TC-NASAL RASP, FOMON, NO. 1/2, 20.5 CM , TC-NASAL RASP, FOMON, NO. 3/4, 20.5 CM , TC-NASAL RASP, FOMON, NO. 5/6, 20.5 CM , TC-NASAL RASP, FOMON, NO. 7/8, 20.5 CM , TC-NASAL RASP, FOMON, NO. 9/10, 20.5 CM , TC-NASAL RASP, FOMON, NO. 2/5, 20.5 CM , CURETTE, DOUBLE, FAULKNER, 21 CM , CURETTE, SHARP, COAKLEY, NO. 1, 17 CM , CURETTE, SHARP, COAKLEY, NO. 2, 17 CM , CURETTE, SHARP, COAKLEY, NO. 3, 17 CM , CURETTE, SHARP, COAKLEY, NO. 4, 17 CM , CURETTE, SHARP, COAKLEY, NO. 5, 17 CM , CURETTE, SHARP, COAKLEY, NO. 6, 17 CM , ADENOID CURETTE, BECKMANN, 13 MM, 22 CM , ADENOID CURETTE, BECKMANN, 15 MM, 22 CM , ADENOID CURETTE, BECKMANN, 17 MM, 22 CM , ADENOID CURETTE, BECKMANN, 19 MM, 22 CM , ADENOID CURETTE, BECKMANN, 21 MM, 22 CM , ADENOID CURETTE, BECKMANN, 23 MM, 22 CM , ADENOID CURETTE, CVD., 13 MM, 21.5 CM , ADENOID CURETTE, CVD., 15 MM, 21.5 CM , ADENOID CURETTE, CVD., 17 MM, 21.5 CM , ADENOID CURETTE, CVD., 19 MM, 21.5 CM , ADENOID CURETTE, CVD., 21 MM, 21.5 CM , ADENOID CURETTE, CVD., 23 MM, 21.5 CM , ELEVATOR, TERRY, 5.0/8.0 MM, 17 CM , GRAFT PACKER, TERRY, 11.5 CM , ELEVATOR, TERRY, 3.0/7.0 MM, 18 CM , SINUS-LIFT ELEVATOR FIG. 1 , SINUS-LIFT ELEVATOR FIG. 2 , SINUS-LIFT ELEVATOR FIG. 3 , SINUS-LIFT ELEVATOR FIG. 4 , SINUS-LIFT ELEVATOR FIG. 5 , SINUS-LIFT ELEVATOR FIG. 6 , SINUS-LIFT ELEVATOR FIG. 7 , SINUS-LIFT ELEVATOR FIG. 8 , SINUS-LIFT ELEVATOR FIG. 9 , SINUS-LIFT ELEVATOR FIG.10 , SINUSLIFT CURETTE FIG. 2 , SINUSLIFT CURETTE FIG. 3 , SINUSLIFT-CURETTE FIG. 4 , SINUSLIFT-CURETTE FIG. 5 , SINUS-LIFT-CURETTE, FIG. 1, 19 CM , SINUS-LIFT-CURETTE, FIG.2, 19 CM , SINUS-LIFT-CURETTE, FIG.3, 19 CM , SINUS-LIFT-CURETTE, FIG.4, 17.5 CM , SINUS-LIFT-CURETTE, FIG.5, 18 CM , SINUS-LIFT-INSTRUMENT, FIG. 1 , SINUS-LIFT-INSTRUMENT, FIG. 2 , SINUS-LIFT-INSTRUMENT, FIG. 3 , SINUS-LIFT-INSTRUMENT, FIG. 4 , Mini Sinus Curette acc. to Horiuchi , SINUS LIFT INSTRUMENT, DR. IGLHAUT , PERIOSTEAL ELEVATOR, ALLEN, 2MM , PERIOSTEAL ELEVATOR, ALLEN, 3MM , TUNNELINSTRUMENT, DR. IGLHAUT FIG 2 , TUNNELINSTRUMENT, DR. IGLHAUT FIG 3 , RASPATORY, OBWEGESER, 6 MM, 17.5 CM , RASPATORY, OBWEGESER, 7 MM, 17.5 CM , RASPATORY, OBWEGESER, 9 MM, 17.5 CM , RASPATORY, OBWEGESER, 11 MM, 17.5 CM , RASPATORY, OBWEGESER, CVD., 5 MM, 20 CM , RASPATORY, OBWEGESER, CVD., 7 MM, 20 CM , RASPATORY, OBWEGES., CVD., 9 MM, 20 CM , RASPATORY, OBWEGESER, V-SHAPE, 17.5 CM , RASPATORY, DEEP V-SHAPE, 17.5 CM , PERIOSTEAL ELEVATOR, SL. CVD., 24.5 CM , PERIOSTEAL ELEVATOR, STR. CVD., 24.5 CM , ELEVATOR, OBWEGESER, DOUBLE, 20.5 CM , OBWEGESER MAXILLARY AWL , OBWEGESER MANDIBULAR AWL , OBWEGESER AWL,ZYGOMATIC ARCH , KELSEY-FRY MANDIBULAR AWL , KELSEY-FRY MAXILLARY AWL , MI MI1,raspatory,double-sided,18.5cm , MI MI2,elevator,double-sided,18.5cm , MI MI3,elevator,twisted,18.5cm , MI MI4,elevator,v-shaped,20cm , MI Luniatschek,double-sided,18cm , Zygoma Elevator, Rowe, 26 cm , ZYGOMA ELEVATOR, GILLIES, ANG., 25 CM , ZYGOMA ELEVATOR, DINGMANN, Ø 5 MM , TMJ-ELEVATOR, DOLWICK, STR. CVD., 17 CM , TMJ-RASP, DOLWICK, HOLLOW, 4.5 MM, 15 CM , TMJ-RASP, DOLWICK, FLAT, 4.5 MM, 15 CM , TMJ-RASP, DOLWICK, STR. CVD., 17.5 CM , ANTER. BORDER STRIPPER, HARGIS, 18.5 CM , STRIPPER, HARGIS, 6.5 MM, RIGHT, 23.5 CM , STRIPPER, HARGIS, 9.0 MM, RIGHT, 23 CM , STRIPPER, HARGIS, 6.5 MM, LEFT, 23.5 CM , STRIPPER, HARGIS, 9.0 MM, LEFT, 23 CM , ELEVATOR, STEINH., STR. CVD., 18.5 CM , REPOSTION FORCEPS, STEINHAEUSER, 18 CM , ORBITA ELEVATOR, 4 MM, 17 CM , DISSECTOR, SALYER, ANG., SHORT, 18 CM , DISSECTOR, SALYER, ANG., LONG, 18 CM , ELEVATOR, SALYER, SLIGHT CVD., 18 CM , ELEVATOR, SALYER, STRONG CVD., 18 CM , ELEVATOR, SALYER, ANGLED, GRADU., 18 CM , CLEFT PALATE RASPATORY, JABOMA, 17 CM , PALATAL RASPATORY, CVD. L., 4 MM, 14 CM , PALATAL RASPATORY, CVD. R., 4 MM, 14 CM , TONSIL KNIFE, BRUENINGS, 23 CM , DISSECTOR & RETRACTOR, HURD, 22.5 CM , ELEVATOR, HENKE, 11.5X5 MM, 24.5 CM , ELEVATOR, HENKE, 16.5X5 MM, 24.5 CM , GAUZE PACKER, LUNIATSCHEK, 3 MM, 17.5 CM , GAUZE PACKER, LUNIATSCHEK, 2 MM, 17.5 CM , GAUZE PACKER, ROUND HDL., 2 MM, 17.5 CM , TONSIL SNARE, EVE, W/O RATCHET, 28.5CM , TONSIL SNARE, EVE, W. RATCHET, 28.5CM , TONSIL SNARE, BRUENINGS, 29 CM , SNARE LOOP F. TONSILS, 40X0.3 MM , SNARE LOOP F. TONSILS, 50X0.3 MM , SNARE WIRE, Ø 0.3 MM, BUNDLE OF 100 PCS. , TONSIL SNARE, TYDING, W. 1 TIP , MITCHELL SCALER , COLUMBIA-CURETTE, FIG.13/14, BLUE , COLUMBIA-CURETTE, FIG.2R/2L, BLUE , COLUMBIA-CURETTE, FIG.4R/4L, BLUE , LANGER-CURETTE, FIG. 3/4, BLACK , LANGER-CURETTE, FIG. 1/2, TITAN, GREY , LANGER-CURETTE, FIG. 3/4, TITAN, BLACK , LANGER-CURETTE, FIG. 5/6, TITAN, YELLOW , LANGER SCALER 5-6 , MC CALL SCALER 13S/14S , SCALER FIG 6-7 , HIRSCHFELD-FILE, FIG. 3/7 , HIRSCHFELD-FILE, FIG. 5/11 , GRACEY PERIOD INST FIG 3/4 , GRACEY PERIOD INST FIG 11/12 , KIRKLAND PERIODONT IN FG 1 , GRACEY TITAN MINI FIG. 5/6 , GRACEY TITAN MINI FIG. 7/8 , GRACEY TITAN MINI FIG. 11/12 , GRACEY TITAN MINI FIG. 13/14 , GRACEY TITAN MINI SET , GRACEY TITAN STANDARD FIG. 5/6 , GRACEY TITAN STANDARD FIG. 7/8 , GRACEY TITAN STANDARD FIG. 11/12 , GRACEY TITAN STANDARD FIG. 13/14 , GRACEY-MINI 1/2, YELLOW , GRACEY-MINI 3/4, YELLOW , GRACEY-MINI 5/6, YELLOW , GRACEY-MINI 7/8, GREY , GRACEY-MINI 9/1O, GREY , GRACEY-MINI 11/12, PURPLE , GRACEY-MINI 13/14, BLUE , GRACEY-MINI 15/16, PURPLE , GRACEY-MINI 17/18, BLUE , GRACEY-CURETTE 1/2, YELLOW , GRACEY-CURETTE 3/4, YELLOW , GRACEY-CURETTE 5/6, YELLOW , GRACEY-CURETTE 7/8, GREY , GRACEY-CURETTE 9/10, GREY , GRACEY-CURETTE 11/12, PURPLE , GRACEY-CURETTE 13/14, BLUE , GRACEY-CURETTE 15/16, PURPLE , GRACEY-CURETTE 17/18, BLUE , GRACEY-RIGID 1/2, YELLOW , GRACEY-RIGID 3/4, YELLOW , GRACEY-RIGID 5/6, YELLOW , GRACEY-RIGID 7/8, GREY , GRACEY-RIGID 9/10, GREY , GRACEY-RIGID 11/12, PURPLE , GRACEY-RIGID 13/14, BLUE , GRACEY-RIGID 15/16, PURPLE , GRACEY-RIGID 17/18, BLUE , GRACEY-CURETTE, 10 MM, 1/2, YELLOW , GRACEY-CURETTE, 10 MM, 3/4, YELLOW , GRACEY-CURETTE, 10 MM, 5/6, YELLOW , GRACEY-CURETTE, 10 MM, 7/8, GREY , GRACEY-CURETTE, 10 MM, 9/10, GREY , GRACEY-CURETTE, 10 MM,11/12, PUR. , GRACEY-CURETTE, 10 MM,13/14, BLUE , GRACEY-CURETTE, 10 MM,15/16, PUR. , GRACEY-CURETTE, 10 MM,17/18, BLUE , MICRO CURETTE ACC. TO AKIYAMA, FIG. 1 , MICRO CURETTE ACC. TO AKIYAMA, FIG. 2 , FURKATION-CURETTE, FIG. 1, 0,9 MM , FURKATION-CURETTE, FIG. 2, 1,3 MM , FURKATION-CURETTE, FIG. 3, 0,9 MM , FURKATION-CURETTE, FIG. 4, 1,3 MM , FURKATION-CURETTE, FIG. 5, 0,9 MM , PRICHARD-CURETTE , PLUGGER FIG. ISO 30; ROUND; BLUE , BACKACTION, DR. IGLHAUT, FIG.1 , BACKACTION, DR. IGLHAUT, FIG.2 , BACKACTION, DR. IGLHAUT, FIG.3 , BACKACTION, DR. IGLHAUT, FIG.4 , MCCALL-CURETTE, FIG. 17S/18S, BLUE , RONCATI CURETTE MICRO CVD , RONCATI FEILE GERADE/DIAMANTIERT , RONCATI FILE CURVED/DIAMOND , RONCATI TITAN KUERETTE MICRO , BACK-ACTION, PERIOSTEAL ELEVATOR, SLIM , PERIOST.ELEVATOR, BACKACTION, 5D , PERIODONTAL FILE , SUGARMAN-PERIODONTAL FILE, FIG. 3-4S , ORBAN-PERIODONTAL FILE, FIG. 10-11 , ORBAN-PERIODONTAL FILE, FIG. 12-13 , WOODSON FILL INSTR OCT FG 3 , FILLING INSTRUMENT, DOUBLE, FIG. 1D , FILLING INSTRUMENT, DOUBLE, FIG. M3 , MICRO-CARVING-INSTR., BLACK , RASPATORY, OBWEGESER, 6 MM, 18 CM , RASPATORY, OBWEGESER, 7 MM, 18 CM , RASPATORY, OBWEGESER, 9 MM, 18 CM , RASPATORY, OBWEGESER, 11 MM, 18 CM , RASPATORY 18CM, WORKING PART 3MM, 0° , RASPATORY, OBWEGES., ROUND, 6 MM, 18 CM , RASPATORY, OBWEGES., ROUND, 7 MM, 18 CM , RASPATORY, OBWEGES., ROUND, 9 MM, 18 CM , RASPATORY, OBWEGES., ROUND, 11 MM, 18CM , ELEVATOR, OBWEGESER, 6 MM, 21 CM , RASPATORY, OBWEGESER, 6 MM, 21 CM , STRIPPER, OBWEGESER, 10 MM, LEFT, 18 CM , STRIPPER, OBWEGESER, 10 MM, RIGHT, 18 CM , RAMUS STRIPPER, OBWEG., 7.5 MM, 17.5 CM , RAMUS STRIPPER, OBWEG., 11 MM, 17.5 CM , RAMUS RASPATORY, OBWEG., 5 MM, 21 CM , RAMUS RASPATORY, OBWEG., 7 MM, 21 CM , RAMUS RASPATORY, OBWEG., 9 MM, 21 CM , MANDIBULA-AWL, OBWEGESER, 15 CM , MANDIBULA-AWL, OBWEGESER, 17.5 CM , ZYGOMATIC AWL, OBWEGESER, 24 CM , OBWEGESER MAXILLARY AWL 18CM , OBWEGESER RASP, CHANN. MED. , UTER. CURETTE, 7 MM, SH., MALL., 30.5 CM , UTER. CURETTE, 8 MM, SH., MALL., 30.5 CM , UTER. CURETTE, 9 MM, SH., MALL., 31 CM , UTER. CURETTE, 11 MM, SH., MALL, 31.5 CM , UTER. CURETTE, 12 MM, SH., MALL, 31.5 CM , UTER. CURETTE, 14 MM, SH., MALL, 31.5 CM , UTER. CURETTE, 15 MM, SH., MALL., 32 CM , UTER. CURETTE, 16 MM, SH., MALL., 32 CM , UTER. CURETTE, 19 MM, SH., MALL., 32 CM , UTER. CURETTE, 20 MM, SH., MALL., 32 CM , UTER. CURETTE, 21 MM, SH., MALL., 32 CM , UTER. CURETTE, 23 MM, SH., MALL., 32 CM , UTER. CURETTE, 25 MM, SH., MALL., 34 CM , UTER. CURETTE, 30 MM, SH., MALL, 34.5 CM , UTER. CURETTE, 35 MM, SH., MALL, 34.5 CM , UTER. CURETTE, 40 MM, SH., MALL., 35 CM , UTER. CURETTE, GREENE, 10 MM, 28 CM , UTERINE CURETTE, GREENE, 12 MM, 28 CM , UTERINE CURETTE, GREENE, 14 MM, 28 CM , UTER. CURETTE, 5 MM, BL., RIG., 30 CM , UTER. CURETTE, 6 MM, BL., RIG., 30.5 CM , UTER. CURETTE, 7 MM, BL., RIG., 30.5 CM , UTER. CURETTE, 8 MM, BL., RIG., 30.5 CM , UTER. CURETTE, 9 MM, BL., RIG., 31 CM , UTER. CURETTE, 11 MM, BL., RIG., 31 CM , UTER. CURETTE, 12 MM, BL., RIG., 31 CM , UTER. CURETTE, 14 MM, BL., RIG., 31 CM , UTER. CURETTE, 15 MM, BL., RIG., 31 CM , UTER. CURETTE, 16 MM, BL., RIG., 31 CM , UTER. CURETTE, 19 MM, BL., RIG., 31 CM , UTER. CURETTE, 20 MM, BL., RIG., 31 CM , UTER. CURETTE, 21 MM, BL., RIG., 31 CM , UTER. CURETTE, 23 MM, BL., RIG., 31 CM , UTER. CURETTE, 25 MM, BL., RIG., 33.5 CM , UTER. CURETTE, 30 MM, BL., RIG., 33.5 CM , UTER. CURETTE, 35 MM, BL., RIG., 34.5 CM , UTER. CURETTE, 40 MM, BL., RIG., 35.5 CM , UTER. CURETTE, 5 MM, BL., MALL., 30 CM , UTER. CURETTE, 6 MM, BL., MALL., 30.5 CM , UTER. CURETTE, 7 MM, BL., MALL., 30.5 CM , UTER. CURETTE, 8 MM, BL., MALL., 30.5 CM , UTER. CURETTE, 9 MM, BL., MALL., 31 CM , UTER. CURETTE, 11 MM, BL., MALL., 31 CM , UTER. CURETTE, 12 MM, BL, MALL., 31.5 CM , UTER. CURETTE, 14 MM, BL, MALL., 31.5 CM , UTER. CURETTE, 15 MM, BL., MALL., 32 CM , UTER. CURETTE, 16 MM, BL., MALL., 31 CM , UTER. CURETTE, 19 MM, BL., MALL., 31 CM , UTER. CURETTE, 20 MM, BL., MALL., 31 CM , UTER. CURETTE, 21 MM, BL., MALL., 31 CM , UTER. CURETTE, 23 MM, BL., MALL., 33 CM , UTER. CURETTE, 25 MM, BL, MALL., 33.5 CM , UTER. CURETTE, 30 MM, BL., MALL., 34 CM , UTER. CURETTE, 35 MM, BL, MALL., 34.5 CM , UTER. CURETTE, 40 MM, BL, MALL., 35.5 CM , OBSTETRIC LEVER, SELLHEIM, 32 CM , OVUM CURETTE, CUZZI, 17 MM, 30 CM , OVUM CURETTE, CUZZI, 20 MM, 30 CM , OVUM CURETTE, CUZZI, 23 MM, 30 CM , OVUM CURETTE, PESTALOZZA, 30.5 CM , NEEDLE, BARBARA, STR., 16 CM , NEEDLE, BARBARA, CVD., BLUNT, 16 CM , NEEDLE, BARBARA, SLIGHT CVD., 16 CM , NEEDLE, ROSEN, STRONG CVD., 16 CM , NEEDLE, BARBARA, ANG., 15.5 CM , NEEDLE, BARBARA, ANG., CVD., 15.5 CM , ATTICUS DISSECTOR, AUSTIN, 3.0 MM, 15 CM , DISSECTOR, FISCH, RIGHT, CVD., 15 CM , DISSECTOR, FISCH, LEFT, CVD., 15 CM , DISSECTOR, FISCH, RIGHT, ANG., 15.5 CM , DISSECTOR, FISCH, LEFT, ANG., 15.5 CM , MICRO RASPATORY, ROSEN, CVD. 1.2 MM , EAR CURETTE, HOUSE, 1.5/1.8 MM, 14.5 CM , EAR CURETTE, HOUSE, 1.0/1.2 MM, 14.5 CM , EAR POLYPUS SNARE, KRAUSE, 18.5 CM , EAR POLYPUS SNARE, KRAUSE-VOSS, 18.5 CM , EAR CURETTE, DOUBLE, JANSEN, SH., 16 CM , CURETTE/HOOKLET, LARGE, BL., 13 CM , FOREIGN BODY LEVER, ZAUFAL, 15 CM , TYMPANUM PERFORATOR, STR., 17.5 CM , TYMPANUM PERFORATOR, VERTICAL, 15.5 CM , TYMPANUM CM ,PERFORATOR, HORIZONTAL, 16, TYMPANUM PERFOR., LUCAE, VERTIC., 18 CM , TYMPANUM PERFOR., LUCAE, HORIZ., 17.5 CM , RASPATORY, LEMPERT, CVD., 20.5 CM , RASPATORY, LEMPERT, STR. CVD., 18 CM , CURETTE, SHARP, LEMPERT, NO. 1, 21.5 CM , CURETTE, SHARP, LEMPERT. NO. 2, 21.5 CM , CURETTE, SHARP, LEMPERT, NO. 3, 21.5 CM , CURETTE, SHARP, LEMPERT, NO. 4, 21.5 CM , CURETTE, SHARP, LEMPERT, NO. 5, 21.5 CM , NASAL POLYPUS SNARE, KRAUSE, 26 CM , NASAL POLYPUS SNARE, KRAUSE-VOSS, 26 CM , SNARE WIRE, Ø 0.3 MM, BUNDEL OF 12 PCS. , SEPTUM ELEVATOR, MCKENTY, 4 MM, 15 CM , SEPTUM ELEVATOR, MCKENTY, 5 MM, 15 CM , SEPTUM ELEVATOR, HALLE, 3.5 MM, 16 CM , SEPTUM ELEVATOR, JOSEPH, 4 MM, 16.5 CM , SEPTUM ELEVATOR, FREER, SH., 19 CM , SEPTUM ELEVATOR, FREER, BL., 19 CM , PALATAL RASPATORY, SLIGHT CVD., 24.5 CM , PALATAL RASPATORY, STRONG CVD., 24 CM , Endo-Condyle Unit,elevator,large,le , Endo-Condyle Unit,elevator,large,ri , Endo-Condyle Unit,elevator,small,le , Endo-Condyle Unit,elevator,small,ri , ELEVATOR, FREER, SH/BL, W/O PIN, 18 CM , SEPTUM ELEVATOR, FREER, SH/BL, 18 CM , SEPTUM ELEVATOR, FREER, DOUBLE, 21 CM , ELEVATOR, MCKENTY, 4 MM, 20.5 CM , ELEVATOR, BALLENGER-HAJEK, 6 MM, 19 CM , Elevator, Howarth, 21.5 cm , ELEVATOR, COTTLE, 5 MM, 23.5 CM , SEPTUM ELEVATOR, KILLIAN, 4 MM, 18 CM , SEPTUM ELEVATOR, KILLIAN, 23.5 CM , SEPTUM ELEVATOR, PENNINGTON, 21.5 CM , SEPTUM ELEVATOR, ROGER, 4 MM, 20 CM , ELEVATOR, BAYONET-SHAPED, 4 MM, 21.5 CM , SEPTUM ELEVATOR, COTTLE, 3.7 MM, 23 CM , Curette, lumb., forw.downw., 24cm, No.0 , Curette, lumb., forw.downw., 24cm, No.1 , Curette, lumb., forw.downw., 24cm, No.2 , Curette, lumb., backw.str., 24cm, No.0 , Curette, lumb., backw.str., 24cm, No.1 , Curette, lumb., backw.str., 24cm, No.2 , Curette, lumb., backw.cvd., 24cm, No.0 , Curette, lumb., backw.cvd., 24cm, No.1 , Curette, lumb., backw.cvd., 24cm, No.2 , Curette, lumb., backw.downw., 24cm, No.0 , Curette, lumb., backw.downw., 24cm, No.1 , Curette, lumb., backw.downw., 24cm, No.2 , Endart. rasp., Dzemeshkevich, 27 cm , TUNNELER-SET, MARTIN, COMPLETE , TUNNELER-HANDLE, F. 24-502-00 , TUNNELER SHAFT, CVD., 24.5 CM , TUNNELER SHAFT, STR., 24.5 CM , TUNNELER SHAFT, CVD., 55.5 CM , DISSECTOR, Robb, DOUBLE, NO. 1, 24 CM , DISSECTOR, Robb, DOUBLE, NO. 2, 24 CM , DISSECTOR, Robb, DOUBLE, NO. 3, 24 CM , DISSECTOR, Robb, DOUBLE, NO. 4, 24 CM , Dissector, Toennis, dbl-ended, 24 cm , Dissector, Olivecrona, dbl-ended, 18 cm , Dissector, Olivecrona, dbl-ended, 24 cm , Dissector, Olivecrona, dbl-ended, 20 cm , Separator, Sachs, sharp, 20.5 cm , Separator, Milligan, dbl.-ended 21.5 cm , Separator, Davis, semi-sharp, 21.5 cm , Dissector, double-ended, 22 cm , Dissector, Penfield, # 1, 17.5 cm , Dissector, Penfield, # 2, 19.5 cm , Dissector, Penfield, # 3, 19.5 cm , Dissector, Penfield, # 4, 20.5 cm , Dissector, Penfield, 29 cm, #5 , Dissector, Davis, double-ended, 24.5 cm , Dissector, Mikaeel #3, bay., 23 cm , Dissector, Mikaeel #4, bay., 23 cm , Dissector, Mikaeel #5, bay., 23 cm , Dissector, Mikaeel #6, bay., ang., 23 cm , Dissector, Mikaeel #7, bay., right, 23cm , Dissector, Mikaeel #8, bay., left, 23 cm , Curette, Mikaeel #12, bay., 23 cm , Wax applicator, Mikaeel #13, bay., 23 cm , Curette, Mikaeel #14, 45°, bay., 23 cm , Curette, Mikaeel #15, 90°, bay., 23 cm , Curette, Mikaeel #16, 45°, bay., 23 cm , Curette, Mikaeel #17, 90°, bay., 23 cm , Curette, Mikaeel #18, backw.bay., 23 cm , Set, Mikaeel Instr. #1-18, bay., 23 cm , Handle f. Tew instruments , Pick, Tew #1, sharp, 23 cm , Pick, Tew #2, blunt, 23 cm , Pick, Tew #3, sharp, cvd. down, 23 cm , Pick, Tew #4, sharp, cvd. up, 23 cm , Dissector, Tew #5, Mod. Penfield, 23 cm , Cup dissector, Tew #6, 23 cm , Dissector, Tew #8, 2 mm, 23 cm , Dissector, Tew #9, 4 mm, 23 cm , Curette, Tew #10, 90°, 23 cm , Curette, Tew #11, 45°, 23 cm , Curette, Tew #13, sharp, 90° up, 23cm , Curette, Tew #14, sharp, 45°, up, 23cm , Curette, Tew #15, sharp, 45°, down, 23cm , Curette, Tew #16, sharp, 90°, up, 23cm , Curette, Tew #17, sharp, 45°, up, 23cm , Curette, Tew #18, sharp, 45°, down, 23cm , Curette, Tew #19, blunt, 90°, up, 23cm , Curette, Tew #20, blunt, 45°, up, 23cm , Curette, Tew #21, blunt, 45°, down, 23cm , Curette, Tew #22, blunt, 90°, up, 23cm , Curette, Tew #23, blunt, 45°, up, 23cm , Curette, Tew #24, blunt, 45°, down, 23cm , Micro fork, Tew #25, 23 cm , Enucleator, Tew #26, right, 23 cm , Enucleator, Tew #27, left, 23 cm , Set, Tew Instr. #1-28, baj., 23 cm , Dissector, Mikaeel #3, bay., 26 cm , Dissector, Mikaeel #4, bay., 26 cm , Dissector, Mikaeel #5, bay., 26 cm , Dissector, Mikaeel #6, bay., ang., 26 cm , Curette, Mikaeel #15, 90°, bay., 26 cm , Curette, Mikaeel #16, 45°, bay., 26 cm , Curette, Mikaeel #17, 90°, bay., 26 cm , Curette, Mikaeel #18, backw.bay., 26 cm , Set, Mikaeel instr. #1-18, baj., 26 cm , Pick, Tew #1, sharp, 26 cm , Pick, Tew #2, blunt, 26 cm , Pick, Tew #3, sharp, cvd. down, 26 cm , Pick, Tew #4, sharp, cvd. up, 26 cm , Dissector, Tew #5, Mod. Penfield, 26 cm , Cup dissector, Tew #6, 26 cm , Dissector, Tew #9, 4 mm, 26 cm , Curette, Tew #10, 90°, 26 cm , Curette, Tew #11, 45°, 26 cm , Curette, Tew #13, sharp, 90° up, 26cm , Curette, Tew #14, sharp, 45°, up, 26cm , Curette, Tew #15, sharp, 45°, down | MSE | 2023-06-14T00:00:00.000+02:00 | Gebrüder Martin GmbH & Co. KG KLS Martin Platz 1 · 78532 Tuttlingen/Germany Martin Postfach 60 · 78501 Tuttlingen/Germany. | 23-426-10-07 , 23-426-13-07 , 23-426-19-07 , 23-426-25-07 , 23-427-21-07 , 23-428-06-04 , 23-429-14-04 , 23-432-14-04 , 23-432-18-04 , 23-433-03-04 , 23-433-13-04 , 23-433-18-04 , 23-434-13-07 , 23-435-17-07 , 23-435-19-07 , 23-436-04-07 , 23-436-05-07 , 23-436-07-07 , 23-436-16-07 , 23-436-22-07 , 23-436-23-07 , 23-437-20-04 , 23-439-08-07 , 23-441-17-07 , 23-443-17-07 , 23-445-17-07 , 23-446-18-07 , 23-446-19-07 , 23-446-20-07 , 23-447-17-07 , 23-448-01-09 , 23-448-02-07 , 23-448-11-07 , 23-448-21-07 , 23-449-00-07 , 23-449-18-07 , 23-450-01-07 , 23-450-02-07 , 23-450-03-07 , 23-450-04-07 , 23-450-05-07 , 23-452-09-07 , 23-452-51-07 , 23-452-54-07 , 23-454-19-07 , 23-461-05-07 , 23-461-10-07 , 23-461-15-07 , 23-461-20-07 , 23-461-25-07 , 23-481-24-07 , 23-482-22-07 , 23-484-17-07 , 23-485-17-07 , 23-486-17-07 , 23-487-17-07 , 23-490-01-07 , 23-490-02-07 , 23-490-03-07 , 23-490-04-07 , 23-490-05-07 , 23-491-01-07 , 23-491-02-07 , 23-491-03-07 , 23-491-04-07 , 23-492-01-07 , 23-493-01-07 , 23-495-20-07 , 23-497-20-07 , 23-499-01-07 , 23-499-02-07 , 23-499-03-07 , 23-499-04-07 , 23-500-02-07 , 23-510-17-07 , 23-513-16-07 , 23-515-23-07 , 23-516-18-07 , 23-517-20-07 , 23-525-21-07 , 23-526-18-07 , 23-527-19-07 , 23-997-01-07 , 23-997-02-07 , 23-997-03-07 , 23-997-04-07 , 23-997-10-07 , 23-997-11-07 , 23-997-12-07 , 23-997-13-07 , 23-997-20-07 , 23-997-21-07 , 23-997-22-07 , 23-997-23-07 , 23-997-30-07 , 23-997-31-07 , 23-997-32-07 , 23-997-33-07 , 23-997-40-07 , 23-997-41-07 , 23-997-42-07 , 23-997-43-07 , 23-997-50-07 , 23-997-51-07 , 23-997-52-07 , 23-997-53-07 , 23-997-60-07 , 23-997-61-07 , 23-997-62-07 , 23-997-63-07 , 23-997-70-07 , 23-997-71-07 , 23-997-72-07 , 23-997-73-07 , 23-998-01-07 , 23-998-02-07 , 23-998-03-07 , 23-998-10-07 , 23-998-11-07 , 23-998-12-07 , 09-006-29-07 , 09-006-36-07 , 09-006-37-07 , 09-006-39-07 , 09-006-82-07 , 09-006-83-07 , 09-006-84-07 , 09-006-85-07 , 09-007-09-07 , 09-007-19-07 , 09-007-20-07 , 09-007-21-07 , 09-007-22-07 , 09-007-23-07 , 09-007-24-07 , 09-007-25-07 , 09-007-26-07 , 09-007-27-07 , 09-007-28-07 , 09-008-40-07 , 09-008-41-07 , 09-008-42-07 , 09-008-43-07 , 09-008-46-07 , 09-008-47-07 , 09-008-48-07 , 09-008-52-07 , 09-008-53-07 , 09-008-57-07 , 09-009-46-07 , 09-009-74-07 , 09-009-79-07 , 09-010-61-07 , 16-251-02-01 , 16-251-03-01 , 16-251-04-01 , 16-251-06-01 , 16-251-07-01 , 16-251-08-01 , 16-251-10-01 , 16-251-14-01 , 16-251-30-01 , 18-580-08-07 , 18-580-10-07 , 18-580-12-07 , 18-580-14-07 , 18-580-16-07 , 18-581-08-07 , 18-581-10-07 , 18-581-12-07 , 18-581-14-07 , 18-581-16-07 , 18-583-08-07 , 18-583-10-07 , 18-583-12-07 , 18-583-14-07 , 18-583-16-07 , 18-584-08-07 , 18-584-10-07 , 18-584-12-07 , 18-584-14-07 , 18-584-16-07 , 22-130-14-07 , 23-181-30-07 , 23-183-27-07 , 23-188-00-07 , 23-190-01-01 , 23-190-02-01 , 23-190-05-07 , 23-190-06-07 , 23-280-01-04 , 23-280-02-04 , 23-280-03-04 , 23-280-04-04 , 23-280-05-04 , 23-280-06-04 , 23-280-10-04 , 23-280-20-04 , 23-280-30-04 , 23-280-40-04 , 23-282-01-04 , 23-282-02-04 , 23-282-03-04 , 23-282-04-04 , 23-282-10-04 , 23-300-10-07 , 23-300-20-07 , 23-300-30-07 , 23-301-01-07 , 23-301-02-07 , 23-301-03-07 , 23-301-04-07 , 23-304-10-07 , 23-304-20-07 , 23-304-30-07 , 23-304-40-07 , 23-305-01-07 , 23-305-02-07 , 23-305-03-07 , 23-305-04-07 , 23-305-05-07 , 23-305-06-07 , 23-306-10-07 , 23-306-20-07 , 23-306-30-07 , 23-306-40-07 , 23-308-10-07 , 23-308-20-07 , 23-308-30-07 , 23-308-40-07 , 23-309-01-07 , 23-309-02-07 , 23-309-03-07 , 23-309-04-07 , 23-309-05-07 , 23-309-06-07 , 23-312-10-07 , 23-312-20-07 , 23-312-30-07 , 23-312-40-07 , 23-313-01-07 , 23-313-02-07 , 23-313-03-07 , 23-313-04-07 , 23-313-05-07 , 23-320-01-07 , 23-321-02-07 , 23-334-10-07 , 23-334-20-07 , 23-334-30-07 , 23-335-01-07 , 23-335-02-07 , 23-335-03-07 , 23-335-04-07 , 23-335-05-07 , 23-335-06-07 , 23-336-25-07 , 23-337-25-07 , 23-339-25-07 , 23-340-01-07 , 23-340-02-07 , 23-340-03-07 , 23-340-04-07 , 23-340-05-07 , 23-340-06-07 , 23-342-01-07 , 23-342-10- | Klasa I | Instrumenta shumeperdorimesh mjekesor | Instrumenta shumeperdorimeshe
14262 | TI-FORCEPS, SUBRAMANIAN, LEFT, 15.5 CM , TI-FORCEPS, SUBRAMANIAN, RIGHT, 15.5 CM , TI-FORCEPS, SUBRAMANIAN, 135°, 16.5 CM , TI-FORCEPS, BECK, DBL. CVD., 16 CM , TI-FORCEPS, DEBAKEY-DERRA, 16.5 CM , TI-FORCEPS, DEBAKEY-SATINSKY, 23.5 CM , TI-FORCEPS, DEBAKEY-SATINSKY, 24 CM , TI-FORCEPS, DEBAKEY-SATINSKY, 24.5 CM , TI-FORCEPS, DEBAKEY-SATINSKY, 25 CM , TI-FORCEPS, DEBAKEY-SATINSKY, 28.5 CM , TI-FORCEPS, LAMBERT-KAY, 19.5 CM , TI-AORTIC-FORCEPS, DEBAKEY, 26 CM , TI-AORTIC-FORCEPS, DEBAKEY, 31 CM , TI-AORTIC-FORCEPS, DEBAKEY, 33 CM , Atr. forceps, Cooley, 90°, 11.5 cm , ATR. FORCEPS, COOLEY, STR., 14.5 CM , ATR. FORCEPS, COOLEY, ANGLED, 14.5 CM , ATR. FORCEPS, COOLEY, DBL. CVD., 14 CM , ATR. FORCEPS, COOLEY, SPOON SH., 14.5 CM , Atr. forceps, Cooley, cvd., 14.5 cm , ATR. ILIACA FORCEPS, COOLEY, ANG., 22 CM , ATR. FORCEPS, COOLEY, STR., 17 CM , Atr. vasc. forceps, Cooley-Parry, 18 cm , ATR. CAROTIS FORCEPS, COOLEY, ANG., 20CM , Atr. vasc. forceps, Cooley-Parry, 26 cm , ATR. FORCEPS, COOLEY, CVD. SIDEW., 17 CM , ATR. FORCEPS, COOLEY, DBL. CVD., 16 CM , ATR. FORCEPS, COOLEY, STR. ANG., 14.5 CM , ATR. FORCEPS, COOLEY, MEDIUM ANG., 16 CM , ATR. FORCEPS, COOLEY, SLIGHT ANG.,16,5CM , ATR. FORCEPS, COOLEY, ANG., 17 CM , ATR. FORCEPS, COOLEY, CVD., 17 CM , Atr. vascular forceps, Cooley, 26.5 cm , Atr. vascular forceps, Cooley, 27.5 cm , ATR. FORCEPS, COOLEY, SPOON-SH., 17.5 CM , ATR. FORCEPS, COOLEY, STR. CVD., 16.5 CM , ANASTOM. FORCEPS, COOLEY-DERRA, 16.5 CM , ANASTOM. FORCEPS, COOLEY-DERRA, 17 CM , ANASTOM. FORCEPS, COOLEY-DERRA, 17.5 CM , Anastom. Forceps, Colley-Derra, 21 cm , ATR. FORCEPS, COOLEY-BECK, ANG., 17 CM , Atr.vasc.fcps., Allenberg-Cobra, 23.5 cm , Atr.vasc.fcps., Allenberg-Cobra, 26,5 cm , ATR. SUBRAMANIAN-FORCEPS, 135°, 16 CM , ATR. SUBRAMANIAN-FORCEPS, RIGHT, 16 CM , ATR. SUBRAMANIAN-FORCEPS, LEFT, 16 CM , ATR. FORCEPS, PEDIATRIC, STR., 14 CM , ATR. FORCEPS, PEDIATRIC, 14 CM , ATR. FORCEPS, PEDIATRIC, CVD, 14 CM , ATR. FORCEPS, PEDIATRIC, DB. ANG., 13 CM , ATR. FORCEPS, PEDIATRIC, ST. CVD., 14 CM , ATR. FORCEPS, PEDIATRIC, ST. CVD., 13 CM , Atr. fcps., pediatric, left ang., 14 cm , Atr. fcps., pediatric, right ang., 14 cm , Atr. forceps, pediatric, db. ang., 14 cm , Atr. forceps, pediatric, spoon., 14 cm , Atr. forceps, ped., str., 13,5 cm , Atr. forceps, ped., cvd., 13 cm , Atr. forceps, ped., ang. 90°, 10,5 cm , Atr. forceps, ped., ang. 30°, 12 cm , Atr. forceps, ped., spoon-sh., 13 cm , Ti-forceps, neonatal, 10,5 cm , Ti-forceps, neonatal, ang. 60°, 10,5 cm , Ti-forceps, neonatal, spoon-sh., 10,5 cm , Ti-forceps, neonatal, anast., 10,5 cm , ATR. FORCEPS, PEDIATRIC, STR., 16.5 CM , ATR. FORCEPS, PEDIATRIC, ANG., 16.5 CM , ATR. FORCEPS, PEDI., MED. ANG., 15.5 CM , ATR. FORCEPS, PEDI., DBL. CVD., 15.5 CM , ATR. FORCEPS, PEDI., DBL. CVD., 16 CM , Atr. neonatal forceps, str., 13 cm , ATR. NEONATAL FORCEPS, 30° ANG., 12.5CM , ATR. NEONATAL FORCEPS, 45° ANG., 12 CM , ATR. NEONATAL FORCEPS, 90° ANG., 11 CM , ATR. NEONATAL FORCEPS, CVD., 12 CM , Aortic fcps., marCore, transth., 31 cm , Aortic fcps., marCore, transth., 33 cm , Aortic fcps., marCore, transth., 36 cm , Forceps, Aiach, str., 5 mm, 16 cm , FACE-LIFT FORCEPS, D'ASSUMPCAO, 16 CM , Facelift marker, Pitanguy, 5 mm, 16 cm , INTESTINAL FORCEPS, DOYEN, STR., 21.5 CM , INTESTINAL FORCEPS, DOYEN, STR., 23.5 CM , INTESTINAL FORCEPS, DOYEN, CVD., 21 CM , INTESTINAL FORCEPS, DOYEN, CVD., 23 CM , INTEST. FORCEPS, DOYEN-BABY, STR., 18 CM , INTEST. FCPS., DOYEN-BABY, CVD., 17.5 CM , INTEST. FCPS., MAYO-ROBS., STR., 21.5 CM , INTEST. FCPS., MAYO-ROBS., STR., 23.5 CM , INTEST. FCPS., MAYO-ROBSON, CVD., 21 CM , INTEST. FCPS., MAYO-ROBSON, CVD., 23 CM , INTEST. FCPS., MAYO-ROBS., STR., 25.5 CM , INTEST. FCPS., MAYO-ROBS., CVD., 24.5 CM , INT. FCPS., KOCHER, SOFT, STR., 22.5 CM , INTEST. FCPS., KOCHER, SOFT, STR., 25 CM , INTEST. FCPS., KOCHER, SOFT, STR., 28 CM , INTEST. FCPS., KOCHER, SOFT, CVD., 22 CM , INTEST. FCPS., KOCHER, SOFT,CVD.,24,5 CM , INTEST. FCPS., KOCHER, SOFT,CVD.,27,5 CM , INT. FCPS., ALLEN, CHILDE, STR., 16 CM , INTESTINAL CLAMP, PAYR-BABY, 15 CM , INTESTINAL CLAMP, PAYR, 21 CM , INTESTINAL CLAMP, PAYR, 29 CM , INTESTINAL CLAMP, PAYR, 34 CM , INTESTINAL ANASTOM. FORCEPS, 65 MM, SET , INTESTINAL ANASTOM. FORCEPS, 80 MM, SET , INTESTINAL ANASTOM. FORCEPS, 110 MM, SET , INTESTINAL CLAMP, STONE-WATT, 11 CM , LOCKING DEVICE, F. STONE-WATT CLAMPS , LOCKING FORCEPS, STONE-WATT, 16 CM , STOMACHTWIN CLAMP, LANE, STR., 30 CM , STOMACHTWIN CLAMP, LANE, CVD., 30 CM , ATR. INT. FCPS., DOYEN-BABY, STR., 14 CM , ATR. INTEST. FCPS., DOYEN, STR., 17 CM , ATR. INTEST. FCPS., DOYEN, STR., 18.5 CM , ATR. INTEST. FCPS., DOYEN, STR., 21.5 CM , ATR. INTEST. FCPS., DOYEN, STR., 23.5 CM , ATR. INT. FCPS., DOYEN-B., CVD., 13.5 CM , ATR. INTEST. FCPS., DOYEN, CVD., 17 CM , ATR. INTEST. FCPS., DOYEN, CVD., 18 CM , ATR. INTEST. FCPS., DOYEN, CVD., 21 CM , ATR. INTEST. FCPS., DOYEN, CVD., 23 CM , ATR. INT. FCPS., MAYO-ROBS., STR., 26 CM , ATR. INT. FCPS., MAYO-ROBS., CVD., 25 CM , ATR. INT. FCPS., KOCHER, STR., 22.5 CM , ATR. INTEST. FCPS., KOCHER, STR., 25 CM , ATR. INTEST. FCPS., KOCHER, STR., 28 CM , ATR. INTEST. FCPS., KOCHER, CVD., 22 CM , ATR. INTEST. FCPS., KOCHER, CVD.,24,5 CM , ATR. INTEST. FCPS., KOCHER, CVD., 27 CM , ATR. INT. FCPS., SCUDDER, STR., 33.5 CM , ATR. INT. FCPS., SCUDDER, CVD., 32.5 CM , ATR. INT. FCPS., BRUNNER, BAYON., 27 CM , ATR. RECTUM FORCEPS, HAYES, ANG., 27 CM , ATR. RECTUM FORCEPS, HAYES, ANG., 28 CM , ATR. RECTUM FORCEPS, VEIDENHEIMER, 25 CM , ATR. RESECTION FORCEPS, FEHLAND, 24 CM , ATR. RECTUM FORCEPS, RESANO, 28 CM , UMBILICAL CORD CLAMP, COLLIN, 8.5 CM , MI BI3,clamp,18cm , TMJ-DISC FORCEPS, DOLWICK, 12.5 CM , TMJ-FORCEPS, DOLWICK, SMALL, 16 CM , TMJ-FORCEPS, DOLWICK, LARGE, 16.5 CM , CORONOID RETR., HARGIS, W. CHAIN, 19 CM , ATR. MUSCLE FORCEPS, TERRY, LEFT, 17 CM , ATR. MUSCLE FORCEPS, TERRY, RIGHT, 17 CM , RAMUS FORCEPS, STEINHAEUSER, L., 16 CM , RAMUS FORCEPS, STEINHAEUSER, R., 16 CM , TONSIL FORCEPS, SCHNIDT, CVD., 19 CM , TONSIL FORCEPS, SCHNIDT, CVD., 18.5 CM , RAMUS FCPS., OBWEG., SMALL, R., 16.5 CM , RAMUS FCPS., OBWEG., SMALL, L., 16.5 CM , RAMUS FCPS., OBWEG., LARGE, R., 17 CM , RAMUS FCPS., OBWEG., LARGE, L., 17 CM , FRAGMENT FORCEPS, OBWEGESER, L., 21 CM , FRAGMENT FORCEPS, OBWEGESER, R., 21 CM , ATR. SCALP FORCEPS, TESSIER, 13.5 CM , Ramus Clamp, Nadjmi, 11 cm , FORCEPS ACC. ARNETT, 1X2 T., STRAIGHT , Endo-Condyle Unit,reduction clamp , FRACTURE REDUCTION CLAMP 15CM , ECKELT TMJ CLAMP LEFT , ECKELT TMJ CLAMP RIGHT , JVS PLATEHOLDER 19 CM , DISTRACTOR BODY HOLDING INSTRUMENT , JOSEPH CORONOID CLAMP , HULKA UTERUS KLEMME 28CM , ATR. FORCEPS, DE BAKEY, ANG., 26 CM , ATR. FORCEPS, DE BAKEY, ANG., 31.5 CM , ATR. FORCEPS, MOSQUITO, STR., 12.5 CM , ATR. FORCEPS, PEAN, STR., 14.5 CM , ATR. FORCEPS, PEAN, STR., 16.5 CM , ATR. FORCEPS, PEAN, STR., 18.5 CM , ATR. FORCEPS, PEAN, STR., 20.5 CM , ATR. FORCEPS, MOSQUITO, CVD., 12.5 CM , ATR. FORCEPS, DE BAKEY, CVD., 14.5 CM , ATR. FORCEPS, DE BAKEY, CVD., 16.5 CM , ATR. FORCEPS, DE BAKEY, CVD., 18.5 CM , ATR. FORCEPS, DE BAKEY, CVD., 20 CM , ATR. FORCEPS, DE BAKEY, STR., 17.5 CM , ATR. FORCEPS, DE BAKEY, ANG., 16.5 CM , ATR. FORCEPS, DE BAKEY, MED. ANG., 16 CM , ATR. FORCEPS, DE BAKEY, ST. ANG., 15 CM , ATR. FORCEPS, DE BAKEY ANG., 16.5 CM , ATR. FORCEPS, GLOVER, CVD., 17 CM , ATR. FORCEPS, GLOVER, SPOON-SH., 17.5 CM , Atr. forceps, Glover, spoon-sh., 21 cm , Atr. forceps, Glover, spoon-sh., 26 cm , Anas. forceps, DeBakey-Reynolds, 16.5 cm , Anas. forceps, DeBakey-Reynolds, 17.5 cm , ATR. FCPS., DE BAKEY, STR. CVD., 16.5 CM , ANASTOM. FORCEPS, DERRA, NO. 1, 16.5 CM , ANASTOM. FORCEPS, DERRA, NO. 2, 17 CM , ANASTOM. FORCEPS, DERRA, NO. 3, 17.5 CM , ATR. FORCEPS, BECK, DOUBLE CVD., 17 CM , Atr. forceps, Beck, double cvd., 19 cm , ATR. FORCEPS, DE BAKEY, 90° ANG., 10 CM , ATR. FORCEPS, DE BAKEY, CVD., 13 CM , ATR. FORCEPS, DE BAKEY, STR., 13 CM , ATR. FORCEPS, DE BAKEY, S-SHAPE, 12.5 CM , ATR. FORCEPS, DE BAKEY, ANG., 12.5 CM , TI-FORCEPS, NEONATAL, STR., 13 CM , TI-FORCEPS, NEONATAL, 30°, 12.5 CM , TI-FORCEPS, NEONATAL, 50°, 12 CM , TI-FORCEPS, NEONATAL, 70°, 12 CM , TI-FORCEPS, NEONATAL, 90°, 11 CM , TI-FORCEPS, NEON., STRONG. CVD., 15 CM , TI-FORCEPS, NEON., STRONG. CVD., 12 CM , TI-FORCEPS, NEON., DBL. ANG., 15 CM , TI-FORCEPS, PED., STR., 13.5 CM , TI-FORCEPS, PED., 20°, 13.5 CM , TI-FORCEPS, PED., 30°, 13 CM , TI-FORCEPS, PED., 55°, 12.5 CM , TI-FORCEPS, PED., CVD., 13.5 CM , TI-FORCEPS, PED., DBL. ANG., 12 CM , TI-FORCEPS, PED., STRONG. CVD., 12.5 CM , TI-FORCEPS, PED., STRONG. CVD., 13 CM , TI-FORCEPS, PED., ANG., LEFT, 14 CM , TI-FORCEPS, PED., ANG., RIGHT, 14 CM , TI-FORCEPS, COOLEY, STR., 14 CM , TI-FORCEPS, COOLEY, ANG., 14 CM , TI-FORCEPS, COOLEY, SPOON-SHAPE, 13.5 CM , TI-FORCEPS, COOLEY, DBL. CVD., 13.5 CM , TI-FORCEPS, COOLEY, 90°, 11.5 CM , TI-FORCEPS, PEDIATRIC, STR., 16.5 CM , TI-FORCEPS, PEDIATRIC, ANG., 16 CM , TI-FORCEPS, PEDIATRIC, ANG., 15 CM , TI-FORCEPS, PEDIATRIC, DBL. CVD., 15 CM , ATR. FORCEPS, RANKIN, CVD., 16 CM , ATR. FORCEPS, MOSQUITO, STR., 15 CM , ATR. FORCEPS, MOSQUITO, CVD., 15 CM , ATR. FORCEPS, OCHSNER, CVD., 22 CM , ATR. FORCEPS, DIETHRICH, CVD., 21 CM , ATR. VASC. FORCEPS, DARDIK, STR., 16 CM , ATR. VASC. FORCEPS, DARDIK, 15°, 15.5 CM , ATR. VASC. FORCEPS, DARDIK, 30°, 15.5 CM , ATR. VASC. FORCEPS, DARDIK, 45°, 15 CM , ATR. VASC. FORCEPS, DARDIK, 90°, 13.5 CM , ATR. VASC. FORCEPS, DARDIK, STR., 17 CM , ATR. VASC. FORCEPS, DARDIK, 15°, 16.5 CM , ATR. VASC. FORCEPS, DARDIK, 30°, 16 CM , ATR. VASC. FORCEPS, DARDIK, 45°, 16 CM , ATR. VASC. FORCEPS, DARDIK, 90°, 14 CM , ATR. FORCEPS, DALE, CVD., 18 CM , ATR. FORCEPS, DALE, SMALL, 17.5 CM , ATR. FORCEPS, DALE, MEDIUM, 18 CM , ATR. FORCEPS, DALE, LARGE, 18.5 CM , ATR. PROFUNDA CLAMP, GREGORY, 13.5 CM , ATR. PROFUNDA CLAMP, GREGORY, 16 CM , ATR. PROFUNDA CLAMP, GREGORY, 18 CM , CAROTIS CLAMP, JAVID, SHORT, 17.5 CM , CAROTIS CLAMP, JAVID, LONG, 18.5 CM , ATR. FORCEPS, MARTIN-PERIPHERAL, 16 CM , ATR. FORCEPS, MARTIN-PERIPHERAL, 17 CM , ATR. FORCEPS, MARTIN-PERIPHERAL, 18 CM , ATR. FORCEPS, MARTIN-PERIPHERAL, 19.5 CM , ATR. AORTA FORCEPS, WYLIE, 24 CM , ATR. AORTA FORCEPS, WYLIE, 27 CM , ATR. AORTA FORCEPS, DE BAKEY, 30 CM , ATR. FORCEPS, HUSFELDT-PERIPHER, 16.5 CM , ATR. FORCEPS, HUSFELDT-PERIPHER, 18 CM , ATR. FORCEPS, HUSFELDT-PERIPHER, 17 CM , Atr.-subclavian forceps, Henly, 20 cm , Catheter forceps, Cooley, 20 CH, 17 cm , CATHETER FORCEPS, COOLEY, 24 CH, 17 CM , CATHETER FORCEPS, COOLEY, 28 CH, 20 CM , CATHETER FORCEPS, COOLEY, 30 CH, 20 CM , CATHETER FORCEPS, COOLEY, 32 CH, 20 CM , CATHETER FORCEPS, COOLEY, 36 CH, 20 CM , Catheter forceps, Cooley, 38 CH, 20 cm , Catheter forceps, Cooley, 40 CH, 20 cm , Atr. abd. aortic fcps., Zanger, 21.5 cm , ATR. FORCEPS, BAINBRIDGE, CVD., 15 CM , ATR. FORCEPS, BAINBRIDGE, CVD., 18.5 CM , ATR. FORCEPS, DE BAKEY, ANG., 20 CM , Atr.abd.aortic clamp,Kowalski,Fig.1,26cm , Atr.abd.aortic clamp,Kowalski,Fig.2,27cm , Atr.abd.aortic clamp,Kowalski,Fig.3,28cm , Clamp, aorta, Kowalski, atr., #4, 26 cm , Clamp, aorta, Kowalski, atr., #5, 27 cm , Clamp, aorta, Kowalski, atr., #6, 28 cm , ATR. ANEURYSM FORCEPS, DE BAKEY, 26 CM , ATR. ANEURYSM FORCEPS, DE BAKEY, 27 CM , ATR. ANEURYSM FORCEPS, DE BAKEY, 31 CM , ATR. ANEURYSM FORCEPS, DE BAKEY, 33 CM , ATR. ANEURYSM FORCEPS, DE BAKEY, 28 CM , ANEURYSM FORCEPS, DE BAKEY, S-SH., 30 CM , ATR. AORTA FORCEPS, COOLEY, 25 CM , ATR. AORTA FORCEPS, DE BAKEY, 27 CM , LIGATURE FCPS., DE BAKEY, S-SH., 24.5 CM , LIGATURE FORCEPS, DE BAKEY, S-SH, 27 CM , ATR. AORTA FORCEPS, WEBER, L., 24 CM , ATR. AORTA FORCEPS, WEBER, R., 24 CM , ATR. AORTA FORCEPS, WYLIE, 23 CM , ATR. VENA CAVA FORCEPS, CALNE, 27 CM , ATR. KIDNEY/PANCR. FORCEPS, 40 MM, 20 CM , ATR. KIDNEY/PANCR. FORCEPS, 50 MM, 20 CM , ATR. KIDNEY/PANCR. FORCEPS, 60 MM, 20 CM , ATR. VASCULAR FORCEPS, SATINSKY, 15.5 CM , ATR. TANGENTIAL FORCEPS, SATINSKY, 22 CM , ATR. TANGENTIAL FORCEPS, SATINSKY, 26 CM , ATR. TANGENT. FORCEPS, SATINSKY, 26.5 CM , ATR. TANGENT. FORCEPS, SATINSKY, 27.5 CM , ATR. TANGENT. FORCEPS, SATINSKY, 28.5 CM , AURICLE FORCEPS, HARKEN, CVD., 23 CM , ATR. BRONCHUS FCPS., LEES, ANG., 23 CM , ATR. BRONCHUS FCPS., LEES, ANG., 25.5 CM , ATR. BRONC. FCPS., LEES, CVD/ANG., 26 CM , ATR. ANASTOM. FORCEPS, GLOVER, 18 CM , ATR. ANASTOM. FORCEPS, GLOVER, 22 CM , ATR. ANAST. FCPS., LAMBERT KAY, 22.5 CM , ATR. ANAST. FCPS., LAMBERT KAY, 20.5 CM , ATR. ANASTOM. FORCEPS, DE BAKEY, 16.5 CM , ATR. AORTA FCPS., MORRIS, ANG., 18.5 CM , ATR. AORTA FCPS., MORRIS, ANG., 20 CM , ATR. AORTA FCPS., MORRIS, ANG., 26 CM , ATR. AORTA FCPS., MORRIS, ANG., 27.5 CM , ATR. AORTA FCPS., BAHNSON, CVD., 23.5 CM , ATR. AORTA FCPS., BAHNSON, CVD., 24.5 CM , ATR. AORTA FCPS., BAHNSON, CVD., 25.5 CM , Atr. aortic forceps, Bahnson, 26.5 cm , ATR. FORCEPS, POTTS, STR., 21.5 CM , ATR. FORCEPS, POTTS, STR., 23.5 CM , ATR. FORCEPS, POTTS, STR., 27 CM , ATR. FORCEPS, POTTS, STR., 31.5 CM , ATR. FORCEPS, POTTS, CVD., 21 CM , ATR. FORCEPS, POTTS, CVD., 23 CM , ATR. FORCEPS, POTTS, CVD., 26 CM , ATR. FORCEPS, POTTS, CVD., 31 CM , ATR. FORCEPS, DE BAKEY, ANG., 19 CM , ATR. FORCEPS, DE BAKEY, 20 CM , ATR. FORCEPS, DE BAKEY, 23 CM , ATR. FORCEPS, DE BAKEY, ANG., 27.5 CM , Forceps, DeBakey, atr., ang., 18 cm , ATR. FORCEPS, DE BAKEY, ANG., 21 CM , ATR. FORCEPS, DE BAKEY, ANG., 22 CM , Atr. abd. aortic fcps., Zanger, 25 cm , Atr. abd. aortic fcps., Zanger, 30.5 cm , Atr. abd. aortic fcps., Grant, 24.5 cm , Atr. aortic forceps, Cooley, 19 cm , Atr. aortic forceps, Cooley, 26 cm , Atr. aortic forceps, Cooley, 26.5 cm , Atr. aortic forceps, Cooley, 31.5 cm , Atr. aortic forceps, Cooley, 33.5 cm , BULLDOG CLAMP, DE BAKEY, STR., 8 cm , BULLDOG CLAMP, DE BAKEY, STR., 9 CM , BULLDOG CLAMP, DE BAKEY, STR., 10,5 CM , BULLDOG CLAMP, DE BAKEY, STR., 12,5 CM , BULLDOG CLAMP, DE BAKEY, CVD., 8 CM , BULLDOG CLAMP, DE BAKEY, CVD., 9 CM , BULLDOG CLAMP, DE BAKEY, CVD., 10 CM , BULLDOG CLAMP, DE BAKEY, CVD., 11,5 CM , Bulldog clamp, marCore, right, 9,5 cm , Bulldog clamp, marCore, left, 9,5 cm , BULLDOG CLAMP, GLOVER, STR., 7 CM , BULLDOG CLAMP, GLOVER, STR., 8 CM , BULLDOG CLAMP, GLOVER, STR., 9.5 CM , Clamp, Bulldog, Glover, str., 11 cm , BULLDOG CLAMP, GLOVER, CVD., 6.5 CM , BULLDOG CLAMP, GLOVER, CVD., 7.5 CM , BULLDOG CLAMP, GLOVER, CVD., 9 CM , BULLDOG CLAMP, GLOVER, CVD., 10.5 CM , ATR. FORCEPS, POTTS, STR., 30 MM, 21 CM , ATR. FCPS., POTTS, STR., 55 MM, 22.5 CM , ATR. FCPS., POTTS, ANG., 30 MM, 20.5 CM , ATR. FORCEPS, POTTS, ANG., 55 MM, 22 CM , ATR. FCPS., POTTS, CVD., 55 MM, 21.5 CM , ATR. FORCEPS, POTTS, CVD., 55 MM, 22 CM , ATR. LIGATURE FORCEPS, DE BAKEY, 19 CM , ATR. LIGATURE FORCEPS, DE BAKEY, 24 CM , ATR. FORCEPS, DE BAKEY, CVD., 16 CM , ATR. FORCEPS, DE BAKEY, S-SHAPE, 19 CM , ATR. FORCEPS, DE BAKEY, S-SHAPE, 20 CM , ATR. FORCEPS, LELAND-JONES, ANG., 18 CM , ATR. FORCEPS, LELAND-JONES, ANG., 19 CM , ATR. FORCEPS, LELAND-JONES, ANG., 20 CM , ATR. FORCEPS, BAINBRIDGE, STR., 15 CM , ATR. FORCEPS, BAINBRIDGE, STR., 18.5 CM , HAEMOSTATIC FORCEPS, PEAN, CVD., 14 CM , HAEMOSTATIC FORCEPS, PEAN, CVD., 16,5 CM , HAEMOSTATIC FORCEPS, PEAN, CRV., 18.5 CM , HAEMOSTATIC FORCEPS, PEAN, CRV., 20.5 CM , HAEMOSTATIC FORCEPS, PEAN, CRV., 22 CM , HAEMOSTATIC FORCEPS, PEAN, CRV., 24 CM , HAEMOSTATIC FORCEPS, PEAN, CRV.., 26 CM , HAEMOSTATIC FORCEPS, PEAN, CRV., 30,5 CM , FORCEPS, KOCHER, 1X2 T., STR., 14.5 CM , FORCEPS, KOCHER, 1X2 T., STR., 16.5 CM , FORCEPS, KOCHER, 1X2 T., STR., 18.5 CM , FORCEPS, KOCHER, 1X2 T., STR., 20,5 CM , FORCEPS, KOCHER, 1X2 T., STR., 22.5 CM , FORCEPS, KOCHER, 1X2 T., STR., 24 CM , FORCEPS, KOCHER, 1X2 T., STR., 26 CM , FORCEPS, KOCHER, 1X2 T., STR., 31 CM , FORCEPS, KOCHER, 1X2 T., CVD., 16,5 CM , FORCEPS, KOCHER, 1X2 T., CVD., 18,5 CM , FORCEPS, KOCHER, 1X2 T., CVD., 20 CM , FORCEPS, KOCHER, 1X2 T., CVD., 22,5 CM , FORCEPS, KOCHER, 1X2 T., CVD., 24 CM , FORCEPS, KOCHER, 1X2 T., CVD., 26 CM , FORCEPS, KOCHER, 1X2 T., CVD., 30 CM , DISS. FORCEPS, OVERH.-MARTIN, S, 18.5 CM , DISS. FORCEPS, OVERH.-MARTIN, S, 20.5 CM , DISS. FORCEPS, OVERH.-MARTIN, S, 21 CM , DISS. FORCEPS, OVERH.-MARTIN, S, 21.5 CM , DISS. FORCEPS, OVERH.-MARTIN, S, 24.5 CM , DISS. FORCEPS, BABY-MIXTER, CVD., 18.5CM , DISS. FORCEPS, BABY-ADSON, CVD., 14.5 CM , DISS. FORCEPS, BABY-ADSON, CVD., 18 CM , DISS. FORCEPS, HEISS, STR., 21 CM , DISS. FORCEPS, HEISS, SLIGHT CVD., 20 CM , DISS. FORCEPS, HEISS, STRONG CVD., 21 CM , DISS. FORCEPS, OVERH.-MIXT., CVD., 22 CM , FORCEPS, ROBERTS, STR., 22.5 CM , FORCEPS, ROBERTS, CVD., 22 CM , FORCEPS, SAROT, STR., 25 CM , FORCEPS, SAROT, CVD., 24.5 CM , FORCEPS, CRAFOORD, CVD., 18.5 CM , FORCEPS, CRAFOORD, CVD., 24.5 CM , DISS. FORCEPS, OVERHOLT, NO. 1, 20.5 CM , DISS. FORCEPS, OVERHOLT, NO. 2, 20 CM , DISS. FORCEPS, OVERHOLT, NO. 3, 21.5 CM , DISS. FORCEPS, OVERHOLT, NO. 4, 22 CM , DISS. FORCEPS, OVERHOLT, NO. 5, 21.5 CM , DISS. FORCEPS, OVERHOLT, NO. 6, 21.5 CM , DISS. FORCEPS, OVERHOLT, NO. 7, 22 CM , DISS. FORCEPS, OVERHOLT, NO. 1, 27 CM , DISS. FORCEPS, OVERHOLT, NO. 2, 26.5 CM , DISS. FORCEPS, OVERHOLT, NO. 3, 27.5 CM , DISS. FORCEPS, OVERHOLT, NO. 4, 28 CM , DISS. FORCEPS, OVERHOLT, NO. 5, 27.5 CM , DISS. FORCEPS, OVERHOLT, NO. 6, 28 CM , DISS. FORCEPS, OVERHOLT, NO. 7, 27.5 CM , FORCEPS, OVERHOLT, FINE, CVD., 21.5 CM , FORCEPS, OVERHOLT, FINE, CVD., 22 CM , FORCEPS, OVERHOLT, FINE, CVD., 22.5 CM , FORCEPS, OVERHOLT, FINE, CVD., 23 CM , FORCEPS, OVERHOLT, FINE, CVD., 29.5 CM , FORCEPS, OVERHOLT, FINE, CVD., 30 CM , FORCEPS, OVERHOLT-MINI, S-SHAPE, 15 CM , FORCEPS, OVERHOLT-MINI, 20 CM , DISS. FORCEPS, GEMINI, STR. CVD., 13 CM , DISS. FORCEPS, GEMINI, STR. CVD., 16 CM , DISS. FORCEPS, GEMINI, STR. CVD., 18 CM , DISS. FORCEPS, GEMINI, STR. CVD., 21 CM , DISS. FORCEPS, GEMINI, STR. CVD., 23 CM , DISS. FORCEPS, GEMINI, STR. CVD., 25 CM , DISS. FORCEPS, GEMINI, STR. CVD., 28 CM , DISS. FORCEPS, MINI-GEMINI, CVD., 18 CM , DISS. FORCEPS, MINI-GEMINI, CVD., 23 CM , DISS. FORCEPS, MINI-GEMINI, CVD., 25 CM , DISS. FCPS., MINI-GEMINI, CVD., 28.5 CM , DISSECTING FORCEPS, RUMEL, NO. 1, 24 CM , DISSECTING FORCEPS, RUMEL, NO. 2, 24 CM , DISSECT. FORCEPS, RUMEL, NO. 3, 23.5 CM , DISSECTING FORCEPS, RUMEL, NO. 4, 24 CM , DISSECTING FORCEPS, RUMEL, NO. 5, 24 CM , DISS. FORCEPS, ZENKER, SL. CVD., 29.5 CM , DISS. FORCEPS, ZENKER, ST. CVD., 28.5 CM , DISS. FORCEPS, MIXTER-BABY, CVD., 13 CM , DISSECTING FORCEPS, MIXTER, ANG., 16 CM , DISS. FORCEPS, MIXTER, ANG., 17.5 CM , DISSECTING FORCEPS, O'SHAUGNESSY, 15 CM , DISSECTING FORCEPS, O'SHAUGNESSY, 18 CM , DISSECT. FORCEPS, O'SHAUGNESSY, 18.5 CM , DISSECTING FORCEPS, O'SHAUGNESSY, 20 CM , DISSECTING FORCEPS, O'SHAUGNESSY, 23 CM , DISSECTING FORCEPS, O'SHAUGNESSY, 26 CM , DISSECT. FORCEPS, MIXTER, CVD., 22.5 CM , DISS. FORCEPS, MIXTER, STR. CVD., 23 CM , FORCEPS, WICKSTROEM, ANGELD, 21 CM , FORCEPS, WICKSTROEM, ANGELD, 24.5 CM , FORCEPS, MIXTER, ANG., LONGIT., 22.5 CM , FORCEPS, MIXTER, ANG., LONGIT., 26 CM , FORCEPS, MIXTER, ANG., LONGIT., 28 CM , DISSECT. FORCEPS, MCQUIGG, ANG., 23.5 CM , FORCEPS, LOWER, LONGITUD., ANG., 18,5 CM , FORCEPS, LAHEY, LONGIT., CVD., 19.5 CM , FORCEPS, LAHEY, LONGITUD., CVD., 22.5 CM , FORCEPS, FINOCCHIETTO, ANG., 24.5 CM , ATR. URO-TANGENTIAL FCPS., NO. 1, 25 CM , ATR. URO-TANGENTIAL FCPS., NO. 2, 26 CM , ATR. KIDNEY PEDI. FORCEPS, GUYON, 23 CM , ATR. KIDNEY PEDI. FORCEPS, GUYON, 24 CM , KIDNEY PEDICLE FORCEPS, GUYON, 19.5 CM , KIDNEY PEDICLE FORCEPS, GUYON, 21.5 CM , KIDNEY PEDICLE FORCEPS, GUYON, 24.5 CM , KIDNEY PEDI. FORCEPS, GUYON, LONG, 24 CM , GALL DUCT FORCEPS, DESJARDINS, 21 CM , DISS. FORCEPS, KELLY, SLIGHT CVD., 19 CM , DISS. FORCEPS, KELLY, SL. CVD., 22.5 CM , Diss. forceps, Kelly, slight cvd., 23 cm , DISS. FORCEPS, KELLY, MEDIUM CVD., 19 CM , DISS. FORCEPS, KELLY, MEDIUM CVD., 22 CM , DISS. FORCEPS, KELLY, MED. CVD., 23.5 CM , DISS. FORCEPS, KELLY, STR. CVD., 18.5 CM , DISS. FORCEPS, KELLY, STR. CVD., 21.5 CM , DISS. FORCEPS, KELLY, STR. CVD., 23 CM , DISSECTING FORCEPS, LAWRENCE, 28 CM , DISSECTING FORCEPS, MEEKER, ANG., 28 CM , FORCEPS, NEGUS, WIDE CVD., 19.5 CM , FORCEPS, NEGUS, NARROW CVD., 20 CM , FORCEPS, PHANEUF, 1X2 T., STR., 20.5 CM , FORCEPS, PHANEUF, 1X2 T., ANG., 20 CM , CLAMP FCPS., HEANEY, 1 T., CVD., 19.5 CM , CLAMP FCPS., HEANEY, 1 T., CVD., 21.5 CM , CLAMP FCPS., HEANEY, 1 T., CVD., 24 CM , CLAMP FCPS., HEANEY, 2 T., CVD., 19.5 CM , CLAMP FCPS., HEANEY, 2 T., CVD., 21.5 CM , CLAMP FCPS., HEANEY, 2 T., CVD., 24 CM , CLAMP FCPS., WERTHEIM-CULLEN, 21 CM , PARAMETRIUM FORCEPS, NO. 1, 21.5 CM , PARAMETRIUM FORCEPS, NO. 2, 21 CM , PARAMETRIUM FORCEPS, NO. 3, 21 CM , PARAMETRIUM FORCEPS, NO. 4, 20.5 CM , PARAMETRIUM FORCEPS, NO. 1, 25.5 CM , PARAMETRIUM FORCEPS, NO. 2, 25 CM , PARAMETRIUM FORCEPS, NO. 3, 24.5 CM , PARAMETRIUM FCPS., NO. 4, 24.5CM , CLAMP FORCEPS, MOYNIHAN, CVD., 23 CM , CLAMP FORCEPS, MOYNIHAN, CVD., 23.5 CM , CLAMP FORCEPS, WERTHEIM, CVD., 26 CM , FORCEPS, WERTHEIM, 1X2 T., CVD., 22.5 CM , PERITON. FORCEPS, BABY-MIKULICZ, 14.5 CM , PERITONEAL FORCEPS, MIKULICZ, 18.5 CM , PERITONEAL FORCEPS, MIKULICZ, 20 CM , PERITON. FORCEPS, MIKULICZ, HEAVY, 20 CM , PERITONEAL FORCEPS, MIKULICZ, 20.5 CM , PERITON. FORCEPS, FAURE, SL. CVD., 21 CM , PERIT. FORCEPS, FAURE, STR. CVD., 21 CM , SINUS FORCEPS, LISTER, STR., 13 CM , SINUS FORCEPS, LISTER, STR., 16 CM , SINUS FORCEPS, LISTER, STR., 18.5 CM , CLAMP, ZEITLIN , TENDON WEAVING FORCEPS, STR., 15 CM , TENDON WEAVING FORCEPS, CVD., 15 CM , SL-BAND REPO.FORCEPS,LONG RATCHET,13CM , BRONCHUS FORCEPS, PRICE-THOMAS, 22 CM , BRONCHUS FORCEPS, PRICE-THOMAS, NO. 1 , BRONCHUS FORCEPS, PRICE-THOMAS, NO. 2 , BRONCHUS FORCEPS, SEMB, SL. CVD., 25 CM , BRONCHUS FCPS., SEMB, STR. CVD., 24.5 CM , Ti-shunt-bulld. clamp, 10°, 10 CH, 75 mm , Ti-shunt-bulld. clamp, 25°, 10 CH, 75 mm , Ti-shunt-bulld. clamp, 45°, 10 CH, 70 mm , Ti-shunt-bulld. clamp, 60°, 10 CH, 65 mm , Ti-shunt-bulld. clamp, 10°, 12 CH, 75 mm , Ti-shunt-bulld. clamp, 25°, 12 CH, 75 mm , Ti-shunt-bulld. clamp, 45°, 12 CH, 70 mm , Ti-shunt-bulld. clamp, 60°, 12 CH, 65 mm , Ti-shunt-bulld. clamp, 10°, 14 CH, 75 mm , Ti-shunt-bulld. clamp, 25°, 14 CH, 75 mm , Ti-shunt-bulld. clamp, 45°, 14 CH, 70 mm , Ti-shunt-bulld. clamp, 60°, 14 CH, 65 mm , Ti-bulldog clamp, DeBakey, str., 8 cm , Ti-bulldog clamp, DeBakey, str., 9 cm , Ti-bulldog clamp, DeBakey, str., 11 cm , Ti-bulldog clamp, DeBakey, str., 13 cm , Ti-bulldog clamp, DeBakey, cvd., 8 cm , Ti-bulldog clamp, DeBakey, cvd., 9 cm , Ti-bulldog clamp, DeBakey, cvd., 10 cm , Ti-bulldog clamp, DeBakey, cvd., 11,5 cm , BULLDOG CLAMP, DE BAKEY-SATINSKY, 7 CM , BULLDOG CLAMP, DE BAKEY-SATINSKY, 9 CM , BULLDOG CLAMP, DE BAKEY-SATINSKY, 10 CM , BULLDOG CLAMP, GLOVER, ANGLED, 6.5 CM , BULLDOG CLAMP, SANTULLI, ANGLED, 7 CM , BULLDOG CLAMP, GREGORY-SOFT, 9 CM , BULLDOG CLAMP, GREGORY-SOFT, 11 CM , BULLDOG CLAMP, GREGORY, LEFT, 11 CM , BULLDOG CLAMP, GREGORY, RIGHT, 11 CM , ATR. FORCEPS, RANKIN, STR., 16 CM , FORCEPS, PEAN, STR., SHORT JAW, 14.5 CM , FORCEPS, PEAN, STR., SHORT JAW, 16 CM , FORCEPS, SPENCER-WELLS, STR., 13 CM , FORCEPS, SPENCER-WELLS, STR., 14.5 CM , FORCEPS, SPENCER-WELLS, STR., 15.5 CM , FORCEPS, SPENCER-WELLS, STR., 18.5 CM , FORCEPS, SPENCER-WELLS, STR., 20 CM , FORCEPS, SPENCER-WELLS, CVD., 13 CM , FORCEPS, SPENCER-WELLS, CVD., 14 CM , FORCEPS, SPENCER-WELLS, CVD., 15 CM , FORCEPS, SPENCER-WELLS, CVD., 18 CM , FORCEPS, SPENCER-WELLS, CVD., 20 CM , FORCEPS, CHAPUT, STR., 2X3 T., 12.5 CM , FORCEPS, TUFFIER, STR., 5X6 T., 12.5 CM , FORCEPS, COLLIN, TRIANGLE JAW, 14 CM , FORCEPS, PENNINGT., TRIANG. JAW, 15.5 CM , FORCEPS, PENNINGT., TRIANG. JAW, 21 CM , FORCEPS, PRATT, T-SHAPED JAW, 15 CM , FACE-LIFT FORCEPS, MARTEL-REES, 13.5 CM , FORCEPS, MIXTER-BABY, SL. CVD., 13.5 CM , FORCEPS, MIXTER-BABY, STR. CVD., 13 CM , Hemost. forceps, Micro-Adson, 14 cm , Hemost. forceps, Baby-Adson, 18 cm , HAEM. FORCEPS, HARTMANN, STR., 10 CM , HAEM. FORCEPS, HARTMANN, CVD., 10 CM , LIGATURE FORCEPS, SERR., CVD., 12 CM , HAEM. FORCEPS, MOSQUITO, STR., 12.5 CM , HAEM. FORCEPS, MOSQUITO, STR., 14.5 CM , TI-FORCEPS, MOSQUITO,STR., 12.5 CM , HAEM. FORCEPS, MOSQUITO, CVD., 12 CM , HAEM. FORCEPS, MOSQUITO, CVD., 14 CM , Haem. Forceps, Mosquito, cvd. 14 cm , TI-FORCEPS, MOSQUITO, CVD., 12 CM , FORCEPS, MOSQUITO, 1X2 T., STR., 12.5 CM , FORCEPS, MOSQUITO, 1X2 T., STR., 14.5 CM , TI-FORCEPS, MOSQUITO,1X2 T., STR., 12 CM , FORCEPS, MOSQUITO, 1X2 T., CVD., 12.5 CM , FORCEPS, MOSQUITO, 1X2 T., CVD., 14.5 CM , TI-FORCEPS, MOSQUITO,1X2 T., CVD., 12 CM , HAEM. FORCEPS, MOSQUITO, STR., 18.5 CM , HAEM. FORCEPS, MOSQUITO, STR., 21 CM , HAEM. FORCEPS, MOSQUITO, CVD., 18 CM , HAEM. FORCEPS, MOSQUITO, CVD., 20.5 CM , FORCEPS, MOSQUITO, 1X2 T., STR., 18.5 CM , HAEM. FORCEPS, DUNHILL, CVD., 18.5 CM , HAEM. FORCEPS, KELLY-RANKIN, STR., 16 CM , HAEM. FCPS., KELLY-RANKIN, CVD., 16 CM , OBWEGESER WIRE CATCHING FORC , DISS. FORCEPS, OVERHOLT, CVD., 13.5 CM , HAEMOST. FORCEPS, CRILE, STR., 14.5 CM , TI-HAEM. FORCEPS, CRILE, STR., 14.5 CM , HAEMOST. FORCEPS, CRILE, CVD., 14,5 CM , FORCEPS, CRILE, 1X2 T., STR., 14.5 CM , FORCEPS, CRILE, 1X2 T., CVD., 14.5 CM , FORCEPS, CRILE-RANKIN, STR., 16 CM , FORCEPS, CRILE-RANKIN, CVD., 16 CM , FORCEPS, LOVELACE, STR., 16 CM , FORCEPS, LOVELACE, 1X2 T., STR., 16 CM , FORCEPS, DANDY-MOSQUITO, CVD., 12 CM , FORCEPS, DANDY, CVD. SIDEW., 14.5 CM , FORCEPS, DANDY, 1X2 T., CVD., 14 CM , FORCEPS, SCHNIDT, STRONG CVD., 18.5 CM , FORCEPS, SCHNIDT, SLIGHT CVD., 19 CM , HAEM. FORCEPS, ADSON, STR., 19 CM , HAEM. FORCEPS, ADSON, CVD., 18.5 CM , FORCEPS, MARTIN-FUCHSIG, CVD., 20.5 CM , Forceps, Rochester-Carmalt, str., 17 cm , Forceps, Rochest.-Carmalt, str., 20.5 cm , FORCEPS, ROCHEST.-CARMALT, CVD., 16.5 CM , FORCEPS, ROCHESTER-CARMALT, CVD., 20 CM , FORCEPS, PEAN, DELICATE, STR., 13,5 CM , FORCEPS, PEAN, DELICATE, STR., 14.5 CM , FORCEPS, PEAN, DELICATE, STR., 17 CM , FORCEPS, PEAN, DELICATE, CVD., 13 CM , FORCEPS, PEAN, DELICATE, CVD., 14 CM , FORCEPS, PEAN, DELICATE, CVD., 16.5 CM , FORCEPS, PEAN-NIPPON, STR., 14.5 CM , FORCEPS, PEAN-NIPPON, STR., 16.5 CM , FORCEPS, PEAN-NIPPON, STR., 18.5 CM , FORCEPS, PEAN-NIPPON, CVD., 14 CM , FORCEPS, PEAN-NIPPON, CVD., 16 CM , FORCEPS, PEAN-NIPPON, CVD., 18 CM , FCPS., KOCHER-NIP. 1X2 T., STR., 14.5 CM , FCPS., KOCHER-NIP. 1X2 T., STR., 16.5 CM , FCPS., KOCHER-NIP. 1X2 T., STR., 18.5 CM , FCPS., KOCHER-NIP. 1X2 T., CVD., 14 CM , FCPS., KOCHER-NIP. 1X2 T., CVD., 16 CM , FCPS., KOCHER-NIP. 1X2 T., CVD., 18 CM , FORCEPS, KOCHER, 1X2 T., STR., 13 CM , FORCEPS, KOCHER, 1X2 T., STR., 14 CM , FORCEPS, KOCHER, 1X2 T., STR., 16 CM , FORCEPS, KOCHER, 1X2 T., CVD., 13 CM , FORCEPS, KOCHER, 1X2 T., CVD., 14 CM , FORCEPS, KOCHER, 1X2 T., CVD., 16 CM , FORCEPS, BENGOLEA, STR., 21.5 CM , FORCEPS, BENGOLEA, STR., 26 CM , FORCEPS, BENGOLEA, CVD., 21.5 CM , FORCEPS, BENGOLEA, CVD., 26 CM , FORCEPS, BENGOLEA, 1X2 T., STR., 21.5 CM , FORCEPS, BENGOLEA, 1X2 T., STR., 26 CM , FORCEPS, BENGOLEA, 1X2 T., CVD., 21.5 CM , FORCEPS, BENGOLEA, 1X2 T., CVD., 26 CM , HAEMOSTATIC FORCEPS, PEAN, STR., 14.5 CM , HAEMOSTATIC FORCEPS, PEAN, STR., 16.5 CM , HAEMOSTATIC FORCEPS, PEAN, STR., 18.5 CM , HAEMOSTATIC FORCEPS, PEAN, STR., 20.5 CM , HAEMOSTATIC FORCEPS, PEAN, STR., 22.5 CM , HAEMOSTATIC FORCEPS, PEAN, STR., 24 CM , HAEMOSTATIC FORCEPS, PEAN, STR., 26 CM , HAEMOSTATIC FORCEPS, PEAN, STR., 31 CM , FORCEPS, MOSQUITO, 1X2 T., STR., 21 CM , FORCEPS, MOSQUITO, 1X2 T., CVD., 18 CM , FORCEPS, MOSQUITO, 1X2 T., CVD., 20.5 CM , FORCEPS MICRO-MOSQUITO, STR., 10 CM , FORCEPS MICRO-MOSQUITO, STR., 12 CM , FORCEPS MICRO-MOSQUITO, CVD., 10 CM , FORCEPS MICRO-MOSQUITO, CVD., 12 CM , FCPS. MIC. MOSQUITO, 1X2 T., STR., 10 CM , FCPS. MIC. MOSQUITO, 1X2 T., STR., 12 CM , FCPS. MIC. MOSQUITO, 1X2 T., CVD., 10 CM , FCPS. MIC. MOSQUITO, 1X2 T., CVD., 12 CM , HAEM. FORCEPS, PROV.-HOSP., STR., 14 CM , HAEM. FORCEPS, PROV.-HOSP., CVD., 13,5CM , HAEM. FORCEPS, LERICHE, STR., 15.5 CM , HAEM. FORCEPS, LERICHE, CVD., 15 CM , FORCEPS, LERICHE, 1X2 T., STR., 15.5 CM , FORCEPS, LERICHE, 1X2 T., CVD., 15 CM , HAEM. FORCEPS, KELLY, STR., 14.5 CM , TI-HAEM. FORCEPS, KELLY, STR., 14.5 CM , HAEM. FORCEPS, KELLY, CVD., 14 CM , TI-HAEM. FORCEPS, KELLY, CVD., 14 CM , HAEM. FORCEPS, DUNHILL, STR., 12.5 CM , Hysterect.fcps., Maingot,cvd.,1x2T.,25cm , Artery Clamp, Heiss, 1x2xT., str., 20cm , Artery Clamp, Heiss, 1x2xT., cvd., 20cm , Forceps, Moynihan, curved, 15 cm , Artery Clamp, Sarot, 1x2T, str., 24 cm , Haesmost. Fcps, Spencer Wells, cvd.,23cm , Haesmost. Fcps, Spencer Wells, str.,23cm , Forceps, Fergusson, str., 20 cm , Willet scalp flap forceps, 19 cm , Hysterectomy Fcps., Gwilliam, cvd., 1x2T , Dissect./Ligature fcps, Kantrowitz, 20cm , Dissect./Ligature fcps, Kantrowitz, 24cm , Dissect./Ligature fcps, Kantrowitz, 28cm , Forceps, intest.,Moynihan,fen.,str.,28cm , Forceps, Fergusson, cvd., 20 cm , Fcps., dissecting, Zenker, sl. cvd.,35cm , Fcps., dissecting, Zenker, med.cvd.,35cm , Fcps., dissecting, Zenker, st. cvd.,35cm , Forceps, artery, Jacob.-Hals., cvd, 13cm , Forceps, vasect., Mosquito, cvd., 14 cm , Forceps, vasectomy, str., 14 cm , Forceps, atr., Müller, s-shape, 37 cm , Forceps, Meeker, cvd., 18 cm , Clamps, bulldog, De Bakey-Hess, 20 mm , Forceps, bronchus, tip 6 cm, 23 cm , Forceps, bronchus, tip 8 cm, 23 cm , Fcps., renal pedicle, Herrick, 23 cm , Fcps., cholecystectomy, Gray, # 2, 22 cm , Fcps., cholecystectomy, Gray, # 1, 22 cm , Forceps, peritoneum, Mikulicz, 1x2t,24cm , Forceps, f. spermatic cord, 14.5 cm , Fcps.,rectal-anast., Lloyd-Davis, 31.5cm , Forceps, tonsil, Birkett, cvd., 19cm , Forceps, tonsil, Birkett, str., 18.5 cm , VASCULAR CLIP, BIEMER, 6 MM , VASCULAR CLIP, BIEMER, 9 MM , VASCULAR CLIP, BIEMER, 9 MM, SLIM , APPROXIMATOR, BIEMER-MUELLER, STR. , APPROXIMATOR, BIEMER-MUELLER, 4.5 MM , APPROXIMATOR, BIEMER-MUELLER, 9 MM , APPROXIMATOR, BIEMER-MUELLER, ANG., 9 MM , APPROXIMATOR F. DEEP AREAS , KEY F. APPROXIMATORS , APPROXIMATOR, ONLY , MINI-VASCULAR CLIP, JAW 4.0X0.75 MM , MINI-VASCULAR CLIP, JAW 6.0X1.0 MM , MINI-VASCULAR CLIP, JAW 8.0X2.0 MM , MINI-VASCULAR CLIP, JAW 10.0X2.0 MM , BULLDOG CLAMP, LIGHTWEIGHT, STR., 31 MM , BULLDOG CLAMP, LIGHTWEIGHT, STR., 35 MM , BULLDOG CLAMP, LIGHTWEIGHT, STR., 39 MM , BULLDOG CLAMP, LIGHTWEIGHT, ANG., 30 MM , BULLDOG CLAMP, LIGHTWEIGHT, ANG., 33 MM , BULLDOG CLAMP, LIGHTWEIGHT, ANG., 36 MM , BULLDOG CLAMP, DIEFFENBACH, STR., 60 MM , BULLDOG CLAMP, DIEFFENBACH, CVD., 60 MM , BULLDOG CLAMP, DIEFFENBACH, STR., 35 MM , BULLDOG CLAMP, DIEFFENBACH, STR., 50 MM , BULLDOG CLAMP, DIEFFENBACH, CVD., 35 MM , BULLDOG CLAMP, DIEFFENBACH, CVD., 50 MM , BULLDOG CLAMP, JOHNS-HOPKINS STR., 38 MM , BULLDOG CLAMP, JOHNS-HOPKINS STR., 45 MM , BULLDOG CLAMP, JOHNS-HOPKINS STR., 55 MM , BULLDOG CLAMP, JOHNS-HOPKINS STR., 65 MM , BULLDOG CLAMP, JOHNS-HOPKINS STR., 75 MM , BULLDOG CLAMP, JOHNS-HOPKINS STR., 90 MM , BULLDOG CLAMP, JOHNS-HOPKINS CVD., 38 MM , BULLDOG CLAMP, JOHNS-HOPKINS CVD., 45 MM , BULLDOG CLAMP, JOHNS-HOPKINS CVD., 55 MM , BULLDOG CLAMP, JOHNS-HOPKINS CVD., 65 MM , BULLDOG CLAMP, JOHNS-HOPKINS CVD., 75 MM , BULLDOG CLAMP, JOHNS-HOPKINS CVD., 90 MM , BULLDOG CLAMP, DIETHRICH, STR., 8 MM , BULLDOG CLAMP, DIETHRICH, STR., 12 MM , BULLDOG CLAMP, DIETHRICH, STR., 20 MM , BULLDOG CLAMP, DIETHRICH, CVD., 8 MM , BULLDOG CLAMP, DIETHRICH, CVD., 12 MM , BULLDOG CLAMP, DIETHRICH, CVD., 20 MM , ATR. BULLDOG CLAMP, STR., 10 MM , ATR. BULLDOG CLAMP, STR., 14 MM , ATR. BULLDOG CLAMP, STR., 20 MM , ATR. BULLDOG CLAMP, ANG., 10 MM , ATR. BULLDOG CLAMP, ANG., 14 MM , ATR. BULLDOG CLAMP, ANG., 20 MM , Atr. bulldog clamp, cvd., 10 mm , Atr. bulldog clamp, cvd., 14 mm , Atr. bulldog clamp, cvd., 20 mm , Ti-atr. bulldog clamp, str., 10 mm , Ti-atr. bulldog clamp, str., 14 mm , Ti-atr. bulldog clamp, str., 20 mm , Ti-atr. bulldog clamp, ang., 10 mm , Ti-atr. bulldog clamp, ang., 14 mm , Ti-atr. bulldog clamp, ang., 20 mm , Ti-atr. bulldog clamp, cvd., 10 mm , Ti-atr. bulldog clamp, cvd., 20 mm , TI-BULLDOG CLAMP, VEINS, STR., 30 MM , TI-BULLDOG CLAMP, VEINS, STR., 35 MM , TI-BULLDOG CLAMP, VEINS, STR., 40 MM , TI-BULLDOG CLAMP, VEINS, STR., 50 MM , TI-BULLDOG CLAMP, VEINS, CVD., 30 MM , TI-BULLDOG CLAMP, VEINS, CVD., 35 MM , TI-BULLDOG CLAMP, VEINS, CVD., 40 MM , TI-BULLDOG CLAMP, VEINS, CVD., 50 MM , TI-BULLDOG CLAMP, VEINS, ST. CVD., 30 MM , TI-BULLDOG CLAMP, VEINS, ST. CVD., 35 MM , TI-BULLDOG CLAMP, VEINS, ST. CVD., 40 MM , TI-BULLDOG CLAMP, VEINS, ST. CVD., 50 MM , TI-BULLDOG CLAMP, ARTERIES, STR., 30 MM , TI-BULLDOG CLAMP, ARTERIES, STR., 35 MM , TI-BULLDOG CLAMP, ARTERIES, STR., 40 MM , TI-BULLDOG CLAMP, ARTERIES, STR., 50 MM , TI-BULLDOG CLAMP, ARTERIES, CVD., 30 MM , TI-BULLDOG CLAMP, ARTERIES, CVD., 35 MM , TI-BULLDOG CLAMP, ARTERIES, CVD., 40 MM , TI-BULLDOG CLAMP, ARTERIES, CVD., 50 MM , TI-BULLDOG CLAMP, ART., ST. CVD., 30 MM , TI-BULLDOG CLAMP, ART., ST. CVD., 35 MM , TI-BULLDOG CLAMP, ART., ST. CVD., 40 | MSE | 2023-06-14T00:00:00.000+02:00 | Gebrüder Martin GmbH & Co. KG KLS Martin Platz 1 · 78532 Tuttlingen/Germany Martin Postfach 60 · 78501 Tuttlingen/Germany. | 24-462-20-09 , 24-462-21-09 , 24-462-22-09 , 24-462-23-09 , 24-462-40-09 , 24-462-41-09 , 24-462-42-09 , 24-462-43-09 , 24-462-44-09 , 24-462-45-09 , 24-462-46-09 , 24-462-47-09 , 24-462-48-09 , 24-462-60-09 , 24-462-62-09 , 24-462-63-09 , 24-466-00-07 , 24-466-01-07 , 24-466-02-07 , 24-466-03-07 , 24-466-04-07 , 24-466-05-07 , 24-466-06-07 , 24-467-21-07 , 24-468-17-07 , 24-469-18-07 , 24-469-20-07 , 24-469-26-07 , 24-470-17-07 , 24-471-16-07 , 24-472-15-07 , 24-472-16-07 , 24-472-17-07 , 24-473-17-07 , 24-474-17-07 , 24-475-26-07 , 24-475-27-07 , 24-475-28-07 , 24-476-17-07 , 24-477-16-07 , 24-477-17-07 , 24-478-16-07 , 24-478-17-07 , 24-478-18-07 , 24-478-21-07 , 24-479-17-07 , 24-480-23-07 , 24-480-25-07 , 24-559-15-07 , 24-561-16-07 , 24-563-16-07 , 24-573-01-07 , 24-573-02-07 , 24-573-03-07 , 24-573-04-07 , 24-573-05-07 , 24-573-06-07 , 24-573-07-07 , 24-573-08-07 , 24-573-09-07 , 24-573-10-07 , 24-573-11-07 , 24-573-12-07 , 24-573-13-07 , 24-573-14-07 , 24-573-15-07 , 24-580-01-07 , 24-580-02-07 , 24-580-03-07 , 24-580-04-07 , 24-580-05-07 , 24-581-01-09 , 24-581-02-09 , 24-581-03-09 , 24-581-04-09 , 24-581-05-09 , 24-588-16-07 , 24-589-16-07 , 24-590-16-07 , 24-591-15-07 , 24-592-16-07 , 24-593-00-07 , 24-593-01-07 , 24-593-02-07 , 24-593-03-07 , 24-595-01-07 , 24-595-02-07 , 24-595-03-07 , 24-597-12-07 , 24-599-91-07 , 24-599-92-07 , 24-599-93-07 , 28-298-16-07 , 28-300-15-07 , 28-372-16-07 , 30-274-21-07 , 30-274-23-07 , 30-275-21-07 , 30-275-23-07 , 30-276-18-07 , 30-277-18-07 , 30-286-21-07 , 30-286-23-07 , 30-287-21-07 , 30-287-23-07 , 30-288-25-07 , 30-289-25-07 , 30-304-22-07 , 30-304-25-07 , 30-304-28-07 , 30-305-22-07 , 30-305-25-07 , 30-305-28-07 , 30-398-16-07 , 30-415-15-07 , 30-419-21-07 , 30-425-29-07 , 30-433-35-07 , 30-496-05-07 , 30-496-07-07 , 30-496-10-07 , 30-520-10-07 , 30-522-00-07 , 30-524-15-07 , 30-534-30-07 , 30-535-30-07 , 30-550-13-07 , 30-550-16-07 , 30-550-18-07 , 30-550-21-07 , 30-550-23-07 , 30-551-13-07 , 30-551-16-07 , 30-551-18-07 , 30-551-21-07 , 30-551-23-07 , 30-554-25-07 , 30-555-25-07 , 30-560-22-07 , 30-560-25-07 , 30-560-28-07 , 30-561-22-07 , 30-561-25-07 , 30-561-28-07 , 30-570-33-07 , 30-571-33-07 , 30-580-24-07 , 30-581-26-07 , 30-581-28-07 , 30-583-23-07 , 30-585-24-07 , 30-587-30-07 , 33-465-09-07 , 38-684-36-07 , 38-731-12-07 , 38-745-01-07 , 38-745-02-07 , 38-843-19-07 , 38-850-01-07 , 38-850-02-07 , 38-878-01-07 , 38-878-02-07 , 39-443-19-07 , 39-445-19-07 , 39-447-19-07 , 39-449-19-07 , 48-115-01-07 , 48-115-02-07 , 48-117-01-07 , 48-117-02-07 , 48-163-01-07 , 48-163-02-07 , 48-252-13-07 , 48-569-17-07 , 48-708-14-07 , 50-242-12-07 , 50-325-01-07 , 50-325-11-07 , 50-325-12-07 , 50-905-19-07 , 51-400-03-07 , 92-130-05-07 , 96-304-44-07 , 24-437-25-07 , 24-437-29-07 , 24-438-12-07 , 24-438-14-07 , 24-438-16-07 , 24-438-18-07 , 24-438-20-07 , 24-439-12-07 , 24-439-14-07 , 24-439-16-07 , 24-439-18-07 , 24-439-20-07 , 24-440-17-07 , 24-441-16-07 , 24-443-15-07 , 24-445-15-07 , 24-447-17-07 , 24-449-17-07 , 24-451-17-07 , 24-451-21-07 , 24-451-26-07 , 24-453-16-07 , 24-454-16-07 , 24-454-17-07 , 24-455-17-07 , 24-456-16-07 , 24-456-17-07 , 24-456-18-07 , 24-457-17-07 , 24-457-19-07 , 24-458-10-07 , 24-458-11-07 , 24-458-12-07 , 24-459-12-07 , 24-459-13-07 , 24-460-01-09 , 24-460-02-09 , 24-460-03-09 , 24-460-04-09 , 24-460-05-09 , 24-460-06-09 , 24-460-07-09 , 24-460-08-09 , 24-460-09-09 , 24-461-01-09 , 24-461-02-09 , 24-461-03-09 , 24-461-04-09 , 24-461-05-09 , 24-461-06-09 , 24-461-07-09 , 24-461-08-09 , 24-461-09-09 , 24-461-10-09 , 24-461-11-09 , 24-461-30-09 , 24-461-31-09 , 24-461-32-09 , 24-461-33-09 , 24-461-34-09 , 24-461-37-09 , 24-461-50-09 , 24-461-51-09 , 24-461-52-09 , 24-461-53-09 , 24-461-54-09 , 24-301-16-07 , 24-302-15-07 , 24-303-15-07 , 24-317-23-07 , 24-319-21-07 , 24-336-00-07 , 24-336-15-07 , 24-336-30-07 , 24-336-45-07 , 24-336-90-07 , 24-338-00-07 , 24-338-15-07 , 24-338-30-07 , 24-338-45-07 , 24-338-90-07 , 24-340-18-07 , 24-341-17-07 , 24-341-18- | Klasa I | Instrumenta shumeperdorimeshe mjekesore (kapse dhe aksesore) | Instrumenta shumeperdorimeshe
14198 | SILICONE PAD 276X125X18MM | O.E.S DISTRIMED | 2023-06-14T00:00:00.000+02:00 | AESCULAP AG AM AESCULAP-PLATZ 78532 TUTTLINGEN GERMANY | JF934 | Klasa I | Meshe silikoni per instrumenta | Instrumenta shumeperdorimeshe
14265 | Dilator, DeBakey, Ø 1.5 mm, 14 cm , Dilator, DeBakey, Ø 2.0 mm, 14 cm , Dilator, DeBakey, Ø 2.5 mm, 14 cm , Dilator, DeBakey, Ø 3.0 mm, 14 cm , Dilator, DeBakey, Ø 3.5 mm, 14 cm , Dilator, DeBakey, Ø 4.0 mm, 14 cm , Dilator, DeBakey, Ø 4.5 mm, 14 cm , Dilator, DeBakey, Ø 5.0 mm, 14 cm , OLIVE TIP, F. 24-502-00, Ø 5 MM , OLIVE TIP, F. 24-502-00, Ø 6 MM , OLIVE TIP, F. 24-502-00, Ø 7 MM , OLIVE TIP, F. 24-502-00, Ø 8 MM , OLIVE TIP, F. 24-502-00, Ø 10 MM , OLIVE TIP, F. 24-502-00, Ø 12 MM , VEIN-TIP, F. 24-502-00, (LUER/LOCK) , Dilator, Cooley, Ø 0.5 mm, 14 cm , Dilator, Cooley, Ø 1.0 mm, 14 cm , Dilator, Cooley, Ø 1.5 mm, 14 cm , Dilator, Cooley, Ø 2.0 mm, 14 cm , Dilator, Cooley, Ø 2.5 mm, 14 cm , Dilator, Cooley, Ø 3.0 mm, 14 cm , Dilator, Cooley, Ø 0.5 mm, 19 cm , Dilator, Cooley, Ø 1.0 mm, 19 cm , Dilator, Cooley, Ø 1.5 mm, 19 cm , Dilator, Cooley, Ø 2.0 mm, 19 cm , Dilator, Cooley, Ø 2.5 mm, 19 cm , Dilator, Cooley, Ø 3.0 mm, 19 cm , Dilator, DeBakey, Ø 0.5 mm, 14 cm, nit. , Dilator, DeBakey, Ø 1.0 mm, 14 cm, nit. , Dilator, DeBakey, Ø 1.5 mm, 14 cm, nit. , Dilator, DeBakey, Ø 2.0 mm, 14 cm, nit. , Dilator, DeBakey, Ø 2.5 mm, 14 cm, nit. , Dilator, DeBakey, Ø 3.0 mm, 14 cm, nit. , Dilator, DeBakey, Ø 3.5 mm, 14 cm, nit. , Dilator, DeBakey, Ø 4.0 mm, 14 cm, nit. , Dilator, DeBakey, Ø 4.5 mm, 14 cm, nit. , Dilator, DeBakey, Ø 5.0 mm, 14 cm, nit. , Dilator, DeBakey, Ø 0.5 mm, 19 cm, nit. , Dilator, DeBakey, Ø 1.0 mm, 19 cm, nit. , Dilator, DeBakey, Ø 1.5 mm, 19 cm, nit. , Dilator, DeBakey, Ø 2.0 mm, 19 cm, nit. , Dilator, DeBakey, Ø 2.5 mm, 19 cm, nit. , Dilator, DeBakey, Ø 3.0 mm, 19 cm, nit. , Dilator, DeBakey, Ø 3.5 mm, 19 cm, nit. , Dilator, DeBakey, Ø 4.0 mm, 19 cm, nit. , Dilator, DeBakey, Ø 4.5 mm, 19 cm, nit. , Dilator, DeBakey, Ø 5.0 mm, 19 cm, nit. , Dilator, DeBakey, Ø 7.0 mm, 19 cm, nit. , Dilator, DeBakey, Ø 9.0 mm, 19 cm, nit. , Dilator, Cooley, Ø 0.5 mm, 14 cm, nit. , Dilator, Cooley, Ø 1.0 mm, 14 cm, nit. , Dilator, Cooley, Ø 1.5 mm, 14 cm, nit. , Dilator, Cooley, Ø 2.0 mm, 14 cm, nit. , Dilator, Cooley, Ø 2.5 mm, 14 cm, nit. , Dilator, Cooley, Ø 3.0 mm, 14 cm, nit. , Dilator, Cooley, Ø 0.5 mm, 19 cm, nit. , Dilator, Cooley, Ø 1.0 mm, 19 cm, nit. , Dilator, Cooley, Ø 1.5 mm, 19 cm, nit. , Dilator, Cooley, Ø 2.0 mm, 19 cm, nit. , Dilator, Cooley, Ø 2.5 mm, 19 cm, nit. , Dilator, Cooley, Ø 3.0 mm, 19 cm, nit. , Probe, Tew #28, 23 cm , Button probe, Jacobson,ang. dwn, 18.5 cm , Double probe,Jacobson,button end.,18.5cm , TRACHEAL DILATOR, LABORDE, 14 CM , LABORDE TRACHEAL DILATOR , TRACHEAL DILATOR, TROUSSEAU, 14.5 CM , GOITRE PROBE, KOCHER, W/O HOLE, 15.5 CM , GOITRE PROBE, KOCHER, W. HOLE, 15.5 CM , BILE DUCT DILATOR, BAKES, 1 MM, 32 CM , BILE DUCT DILATOR, BAKES, 2 MM, 32 CM , BILE DUCT DILATOR, BAKES, 3 MM, 32 CM , BILE DUCT DILATOR, BAKES, 4 MM, 32 CM , BILE DUCT DILATOR, BAKES, 5 MM, 32 CM , BILE DUCT DILATOR, BAKES, 6 MM, 32 CM , Probe, Bowman, button Fig. 1/2 , Probe, Bowman, button Fig. 2/3 , Probe, Bowman, button Fig. 3/4 , Probe, Bowman, button Fig. 4/5 , Probe, Bowman, button Fig. 5/6 , Probe, Bowman, button Fig. 6/7 , Probe, Bowman, button Fig. 7/8 , MEASURING PROBE, UP TO 3.5 MM, 15.5 CM , MEASURING PROBE, UP TO 4.0 MM, 15.5 CM , MEASURING PROBE, UP TO 4.5 MM, 15.5 CM , DILAT.PROBE RITTER HALLE 3,0 MM , DILAT.PROBE RITTER HALLE 4,0 MM , MI Md4,spacer 0.5mm , MI Md5,spacer 1.0mm , MI Md6,spacer 1.5mm , MI Md7,spacer 2.0mm , MI Md8,spacer 2.5mm , MI Md9,spacer 3.0mm , WIRE PUSHER, DOUBLE-ENDED, 17 CM , WIRE PUSHER, ROWE, 15 CM , WIRE INTRODUCER, TERRY, 17 CM , MEASURING PROBE FIG 10 , DILATOR,DR. IGLHAUT, 3,8X13MM,W/O.GRAD , DILATOR,DR. IGLHAUT, 4,0X11MM,W.GRAD , DILATOR,DR. IGLHAUT, 5X13MM,W/O.GRAD , DILATOR,DR. IGLHAUT, 6X13MM,W.GRAD , BAKES GALLENKANALDIL. 21CM,Ø3MM , BILE DUCT DILATOR, BAKES, 7 MM, 32 CM , BILE DUCT DILATOR, BAKES, 8 MM, 32 CM , BILE DUCT DILATOR, BAKES, 9 MM, 32 CM , BILE DUCT DILATOR, BAKES, 10 MM, 32 CM , BILE DUCT DILATOR, BAKES, 11 MM, 32 CM , BILE DUCT DILATOR, BAKES, 12 MM, 32 CM , BILE DUCT DILATOR, BAKES, 13 MM, 32 CM , CATHETER F. WOMEN, CVD., 12 CH, 15 CM , CATHETER F. WOMEN, CVD., 14 CH, 15 CM , FEMALE CATHETER 15 CM 16CH , UTERINE DEPRESSOR, BRAUN, 27 CM , BOWMAN LACR PROBE STERL 1/1 , Probe, Bowman, cyl., Fig. 00/0 , Probe, Bowman, cyl., Fig. 0/1 , Probe, Bowman, cyl., Fig. 1/2 , Probe, Bowman, cyl., Fig. 2/3 , Probe, Bowman, cyl., Fig. 3/4 , Probe, Bowman, cyl., Fig. 4/5 , Probe, Bowman, cyl., Fig. 5/6 , Probe, Bowman, cyl., Fig. 6/7 , Probe, Bowman, cyl., Fig. 7/8 , Probe, Bowman, cyl., Fig. 0000/000 , Probe, Bowman, button Fig. 00/0 , Probe, Bowman, button Fig. 0/1 , Probe with eye, Ø 2.0 mm, 20 cm , Cotton Applicator, Jobson-Horne, 14 cm , Grooved director, Brodie, 3,5 mm, 20 cm , Crypt. hook, Pratt, small, 21.5 cm , Crypt. hook, Pratt, med., 21.5 cm , Crypt. hook, Pratt, large, 21.5 cm , Guyon catheter guide, cvd., 36 cm , Probe, double ended, mall, Ø 3,0mm, 25cm , Probe, double ended, mall, Ø 3,0mm, 40cm , Cotton Applicator, Jobson-Horne, 18 cm , Probe, dissector, Pennybaker, 23 cm , Guide, catheter, Guyon, str. , Probe, gall duct, Moynihan, 34 cm , Dilator, bile duct, Dittel,str.,6CH,22cm , Dilator, bile duct, Dittel,str.,7CH,22cm , Dilator, bile duct, Dittel,str.,8CH,22cm , Dilator, bile duct, Dittel,str.,9CH,22cm , Dilator, bile duct,Dittel,str.,10CH,22cm , Dilator, bile duct, Dittel, 11 CH, 22 cm , Dilator, bile duct,Dittel,str.,12CH,22cm , Dilator, bile duct,Dittel,str.,13CH,22cm , Dilator, bile duct,Dittel,str.,14CH,22cm , Dilator, bile duct,Dittel,str.,15CH,22cm , Dilator, bile duct,Dittel,str.,16CH,22cm , Dilator, bile duct,Dittel,str.,17CH,22cm , Dilator, bile duct,Dittel,str.,18CH,22cm , Dilator, bile duct,Dittel,str.,19CH,22cm , Dilator, bile duct,Dittel,str.,20CH,22cm , Dilator, bile duct,Dittel,str.,21CH,22cm , Dilator, bile duct,Dittel,str.,22CH,22cm , Dilator, bile duct,Dittel,str.,24CH,22cm , Dilator, bile duct,Dittel,str.,25CH,22cm , Dilator, bile duct,Dittel,str.,26CH,22cm , Dilator, bile duct,Dittel,str.,27CH,22cm , Dilator, bile duct,Dittel,str.,28CH,22cm , Dilator, bile duct,Dittel,str.,29CH,22cm , Dilator, bile duct,Dittel,str.,30CH,22cm , Dilator, bile duct,Dittel,str.,31CH,22cm , Dilator, bile duct,Dittel,str.,32CH,22cm , Dilator, bile duct,Dittel,str.,33CH,22cm , Dilator, bile duct,Dittel,str.,34CH,22cm , Dilator, bile duct,Dittel,str.,35CH,22cm , Dilator, bile duct,Dittel,str.,36CH,22cm , Dilator,bile duct,Dittel,cvd.,6CH,34.5cm , Dilator,bile duct,Dittel,cvd.,7CH,34.5cm , Dilator,bile duct,Dittel,cvd.,8CH,34.5cm , Dilator,bile duct,Dittel,cvd.,9CH,34.5cm , Dilator,bile duct,Dittel,cvd,10CH,34.5cm , Dilator,bile duct,Dittel,cvd,11CH,34.5cm , Dilator,bile duct,Dittel,cvd,12CH,34.5cm , Dilator,bile duct,Dittel,cvd,13CH,34.5cm , Dilator,bile duct,Dittel,cvd,14CH,34.5cm , Dilator,bile duct,Dittel,cvd,15CH,34.5cm , Dilator,bile duct,Dittel,cvd,16CH,34.5cm , Dilator,bile duct,Dittel,cvd,17CH,34.5cm , Dilator,bile duct,Dittel,cvd,18CH,34.5cm , Dilator,bile duct,Dittel,cvd,19CH,34.5cm , Dilator,bile duct,Dittel,cvd,20CH,34.5cm , Dilator,bile duct,Dittel,cvd,21CH,34.5cm , Dilator,bile duct,Dittel,cvd,22CH,34.5cm , Dilator,bile duct,Dittel,cvd,23CH,34.5cm , Dilator,bile duct,Dittel,cvd,24CH,34.5cm , Dilator,bile duct,Dittel,cvd,25CH,34.5cm , Dilator,bile duct,Dittel,cvd,26CH,34.5cm , Dilator,bile duct,Dittel,cvd,27CH,34.5cm , Dilator,bile duct,Dittel,cvd,28CH,34.5cm , Dilator,bile duct,Dittel,cvd,29CH,34.5cm , Dilator,bile duct,Dittel,cvd,30CH,34.5cm , Dilator,bile duct,Dittel,cvd,31CH,34.5cm , Dilator,bile duct,Dittel,cvd,32CH,34.5cm , Dilator,bile duct,Dittel,cvd,33CH,34.5cm , Dilator,bile duct,Dittel,cvd,34CH,34.5cm , Dilator,bile duct,Dittel,cvd,35CH,34.5cm , Dilator,bile duct,Dittel,cvd,36CH,34.5cm , Spreader, vascular, Biemer, 16 cm , PROBE, BUTTON END, Ø 2.0/2.0 MM, 11 CM , PROBE, BUTTON END, Ø 2.0/2.0 MM, 13 CM , PROBE, BUTTON END, Ø 2.0/2.0 MM, 14.5 CM , PROBE, BUTTON END, Ø 2.0/2.0 MM, 16 CM , PROBE, BUTTON END, Ø 2.0/2.0 MM, 18 CM , PROBE, BUTTON END, Ø 2.0/2.0 MM, 20 CM , PROBE, BUTTON END, Ø 2.0/2.0 MM, 25 CM , PROBE, BUTTON END, Ø 2.0/2.0 MM, 30 CM , PROBE, BUTTON END, Ø 1.0/1.0 MM, 11.5 CM , PROBE, BUTTON END, Ø 1.0/1.0 MM, 13 CM , PROBE, BUTTON END, Ø 1.0/1.0 MM, 14.5 CM , PROBE, BUTTON END, Ø 1.0/1.0 MM, 16 CM , PROBE, BUTTON END, Ø 1.0/1.0 MM, 18 CM , PROBE, BUTTON END, Ø 1.0/1.0 MM, 20 CM , PROBE, BUTTON END, Ø 1.5/1.5 MM, 13 CM , PROBE, BUTTON END, Ø 1.5/1.5 MM, 14.5 CM , PROBE, BUTTON END, Ø 1.5/1.5 MM, 16 CM , PROBE, BUTTON END, Ø 1.5/1.5 MM, 18 CM , PROBE, BUTTON END, Ø 1.5/1.5 MM, 20 CM , PROBE, BUTTON END, Ø 1.5/1.5 MM, 25 CM , PROBE WITH EYE, Ø 2.0 MM, 13 CM , PROBE WITH EYE, Ø 2.0 MM, 14.5 CM , PROBE WITH EYE, Ø 2.0 MM, 16 CM , MYRTLE LEAF PROBE, Ø 2.0 MM, 13 CM , MYRTLE LEAF PROBE, Ø 2.0 MM, 14.5 CM , MYRTLE LEAF PROBE, Ø 2.0 MM, 16 CM , MYRTLE LEAF PROBE, Ø 2.0 MM, 18 CM , MYRTLE LEAF PROBE, Ø 2.0 MM, 20 CM , GROOVED DIRECTOR, STR., 13 CM , GROOVED DIRECTOR, STR., 14.5 CM , GROOVED DIRECTOR, STR., 16 CM , GROOVED DIRECTOR, BUTTON ENDED, 13 CM , GROOVED DIRECTOR, BUTTON ENDED, 14.5 CM , GROOVED DIRECTOR, BUTTON ENDED, 16 CM , GROOVED DIRECTOR, BUTTON ENDED, 18 CM , GROOVED DIRECTOR, DOYEN, CVD., 14.5 CM , GROOVED DIRECTOR, NELATON, CVD., 16 CM , FISTULA PROBE, STR., 16.5 CM , FISTULA PROBE, SLIGHT CVD., 16.5 CM , FISTULA PROBE, 90° CVD., 16.5 CM , Tip, only, f. 16-248-00, Ø 3 mm , PHLEBODISSECTOR, VARADY, 18 CM , PHLEBEXTRACTOR, VARADY, 18 CM , MICRODISSECTOR, VARADY, 17 CM , VARADY-MICRO-PHLEBEXTRACTOR, 17 CM , MINI-PHLEBEXTRACTOR, VARADY, 17 CM , VARICOSE VEIN SET, NABATOFF, COMPLETE , PLASTIC TIP, ONLY, F. 16-250-00 , TIP, ONLY, F. 16-250-00, Ø 3 MM , TIP, ONLY, F. 16-250-00, Ø 6 MM , TIP, ONLY, F. 16-250-00, Ø 9 MM , TIP, ONLY, F. 16-250-00, Ø 12 MM , TIP, ONLY, F. 16-250-00, Ø 15 MM , T-HANDLE, F. 16-250-01 , Tract. cable, flex., f. 16-250-00, 90 cm , RING STRIPPER, ROUND, Ø 12.0 MM, 50 CM , COTTON APPLIC., FARELL, Ø 0.9 MM, 12 CM , COTTON APPLIC., FARELL, Ø 0.9 MM, 14 CM , COTTON APPLIC., FARELL, Ø 0.9 MM, 16 CM , COTTON APPLIC., FARELL, Ø 1.2 MM, 16 CM , Guide, catheter, Dittel, 46 cm , GROOVED DIRECTOR, BRUNNER, NO. 1, 30 CM , GROOVED DIRECTOR, BRUNNER, NO. 2, 30 CM , HERNIA DIRECTOR, MARTIN-TYPE, 19.5 CM , GROOVED DIRECTOR, SCHMIEDEN, 18 CM , GROOVED DIRECTOR, SCHMIEDEN-PAYR, 18 CM , GROOVED DIRECTOR, KOENIG, NO. 1, 20 CM , GROOVED DIRECTOR, KOENIG, NO. 2, 20 CM , GROOVED DIRECTOR, KOENIG, NO. 3, 20 CM , GROOVED DIRECTOR, PAYR, CVD., 22 CM , GROOVED DIRECTOR, PAYR, STR., 22 CM , TENDON STRIPPER, FLEXIBLE, 4 MM, 23 CM , TENDON STRIPPER, FLEXIBLE, 4.5 MM, 23 CM , TENDON STRIPPER, FLEXIBLE, 5.5 MM, 23 CM , TENDON PULLING INSTRUMENT, 33.5 CM , TENDON STRIPPER, 28.5 CM , DILATOR, TUBBS, SPREADING 8-42 MM , VASC. DILATOR, DE BAKEY, Ø 0.5 MM, 19 CM , VASC. DILATOR, DE BAKEY, Ø 1.0 MM, 19 CM , VASC. DILATOR, DE BAKEY, Ø 1.5 MM, 19 CM , VASC. DILATOR, DE BAKEY, Ø 2.0 MM, 19 CM , VASC. DILATOR, DE BAKEY, Ø 2.5 MM, 19 CM , VASC. DILATOR, DE BAKEY, Ø 3.0 MM, 19 CM , VASC. DILATOR, DE BAKEY, Ø 3.5 MM, 19 CM , VASC. DILATOR, DE BAKEY, Ø 4.0 MM, 19 CM , VASC. DILATOR, DE BAKEY, Ø 4.5 MM, 19 CM , VASC. DILATOR, DE BAKEY, Ø 5.0 MM, 19 CM , VASC. DILATOR, DE BAKEY, Ø 7.0 MM, 19 CM , VASC. DILATOR, DE BAKEY, Ø 9.0 MM, 19 CM , Dilator, DeBakey, Ø 0.5 mm, 14 cm , Dilator, DeBakey, Ø 1.0 mm, 14 cm | MSE | 2023-06-14T00:00:00.000+02:00 | Gebrüder Martin GmbH & Co. KG KLS Martin Platz 1 · 78532 Tuttlingen/Germany Martin Postfach 60 · 78501 Tuttlingen/Germany. | 24-493-15-01 , 24-493-20-01 , 24-493-25-01 , 24-493-30-01 , 24-493-35-01 , 24-493-40-01 , 24-493-45-01 , 24-493-50-01 , 24-502-55-01 , 24-502-56-01 , 24-502-57-01 , 24-502-58-01 , 24-502-60-01 , 24-502-62-01 , 24-502-65-01 , 24-506-05-01 , 24-506-10-01 , 24-506-15-01 , 24-506-20-01 , 24-506-25-01 , 24-506-30-01 , 24-507-05-01 , 24-507-10-01 , 24-507-15-01 , 24-507-20-01 , 24-507-25-01 , 24-507-30-01 , 24-509-05-04 , 24-509-10-04 , 24-509-15-04 , 24-509-20-04 , 24-509-25-04 , 24-509-30-04 , 24-509-35-04 , 24-509-40-04 , 24-509-45-04 , 24-509-50-04 , 24-510-05-04 , 24-510-10-04 , 24-510-15-04 , 24-510-20-04 , 24-510-25-04 , 24-510-30-04 , 24-510-35-04 , 24-510-40-04 , 24-510-45-04 , 24-510-50-04 , 24-510-70-04 , 24-510-90-04 , 24-515-05-04 , 24-515-10-04 , 24-515-15-04 , 24-515-20-04 , 24-515-25-04 , 24-515-30-04 , 24-516-05-04 , 24-516-10-04 , 24-516-15-04 , 24-516-20-04 , 24-516-25-04 , 24-516-30-04 , 24-844-28-07 , 24-864-01-07 , 24-864-02-07 , 27-113-14-07 , 27-113-14-50 , 27-115-14-07 , 27-411-15-07 , 27-413-15-07 , 31-170-01-01 , 31-170-02-01 , 31-170-03-01 , 31-170-04-01 , 31-170-05-01 , 31-170-06-01 , 35-226-12-07 , 35-226-23-07 , 35-226-34-07 , 35-226-45-07 , 35-226-56-07 , 35-226-67-07 , 35-226-78-07 , 36-038-01-07 , 36-038-02-07 , 36-038-03-07 , 37-842-30-01 , 37-842-40-01 , 38-684-15-07 , 38-684-16-07 , 38-684-17-07 , 38-684-18-07 , 38-684-19-07 , 38-684-20-07 , 38-685-00-07 , 38-688-15-07 , 38-855-17-07 , 43-352-10-07 , 43-610-01-07 , 43-610-02-07 , 43-611-01-07 , 43-611-02-07 , 98-606-90-01 , 31-170-07-01 , 31-170-08-01 , 31-170-09-01 , 31-170-10-01 , 31-170-11-01 , 31-170-12-01 , 31-170-13-01 , 31-721-12-01 , 31-721-14-01 , 31-721-16-01 , 32-595-26-07 , 35-220-11-18 , 35-224-00-07 , 35-224-01-07 , 35-224-12-07 , 35-224-23-07 , 35-224-34-07 , 35-224-45-07 , 35-224-56-07 , 35-224-67-07 , 35-224-78-07 , 35-224-99-07 , 35-226-00-07 , 35-226-01-07 , 09-005-85-07 , 09-005-86-07 , 09-005-87-07 , 09-005-88-07 , 09-005-89-07 , 09-006-28-07 , 09-006-76-07 , 09-008-33-07 , 09-008-35-07 , 09-008-64-07 , 09-008-65-07 , 09-008-66-07 , 09-008-67-07 , 09-008-68-07 , 09-008-69-07 , 09-008-70-07 , 09-008-71-07 , 09-008-72-07 , 09-008-73-07 , 09-008-74-07 , 09-008-75-07 , 09-008-76-07 , 09-008-77-07 , 09-008-78-07 , 09-008-79-07 , 09-008-80-07 , 09-008-81-07 , 09-008-82-07 , 09-008-83-07 , 09-008-84-07 , 09-008-85-07 , 09-008-86-07 , 09-008-87-07 , 09-008-88-07 , 09-008-89-07 , 09-008-90-07 , 09-008-91-07 , 09-008-92-07 , 09-008-93-07 , 09-008-94-07 , 09-008-95-07 , 09-008-96-07 , 09-008-97-07 , 09-008-98-07 , 09-008-99-07 , 09-009-01-07 , 09-009-02-07 , 09-009-03-07 , 09-009-04-07 , 09-009-05-07 , 09-009-06-07 , 09-009-07-07 , 09-009-08-07 , 09-009-09-07 , 09-009-10-07 , 09-009-11-07 , 09-009-12-07 , 09-009-13-07 , 09-009-14-07 , 09-009-15-07 , 09-009-16-07 , 09-009-17-07 , 09-009-18-07 , 09-009-19-07 , 09-009-20-07 , 09-009-21-07 , 09-009-22-07 , 09-009-23-07 , 09-009-24-07 , 09-009-25-07 , 09-009-26-07 , 09-009-27-07 , 09-009-28-07 , 09-009-29-07 , 13-010-00-07 , 16-100-11-01 , 16-100-13-01 , 16-100-14-01 , 16-100-16-01 , 16-100-18-01 , 16-100-20-01 , 16-100-25-01 , 16-100-30-01 , 16-102-11-01 , 16-102-13-01 , 16-102-14-01 , 16-102-16-01 , 16-102-18-01 , 16-102-20-01 , 16-103-13-01 , 16-103-14-01 , 16-103-16-01 , 16-103-18-01 , 16-103-20-01 , 16-103-25-01 , 16-108-13-01 , 16-108-14-01 , 16-108-16-01 , 16-150-13-07 , 16-150-14-07 , 16-150-16-07 , 16-150-18-07 , 16-150-20-07 , 16-160-13-01 , 16-160-14-01 , 16-160-16-01 , 16-170-13-01 , 16-170-14-01 , 16-170-16-01 , 16-170-18-01 , 16-175-14-01 , 16-185-16-01 , 16-186-16-07 , 16-187-16-07 , 16-189-16-07 , 16-248-01-07 , 16-249-01-07 , 16-249-02-07 , 16-249-03-07 , 16-249-04-07 , 16-249-05-07 , 16-249-06-07 , 16-250-00-01 , 16-250-02-04 , 16-250-03-07 , 16-250-06-07 , 16-250-09-07 , 16-250-12-07 , 16-250-15-07 , 16-250-80-07 , 16-250-90-07 , 16-251-12-01 , 16-420-12-01 , 16-420-14-01 , 16-420-16-01 , 16-425-16-07 , 19-305-46-07 , 20-863-30-07 , 20-864-30-07 , 20-867-25-07 , 20-871-19- | Klasa I | Instrumenta shumeperdorimeshe mjekesore | Instrumenta shumeperdorimeshe
13995 | Vanguard™ Tibial Stylus (32-485560), Vanguard™ 1/4" Universal Drill (32-486000), Vanguard™ 1/4" Universal Drill (32-486100), Vanguard™ Hex Driver (32-486120), Vanguard™ Tibial Locking Bar Inserter (32-486125), Vanguard™ Tibial Trial Handle / Alignment Tower (32-486130), Vanguard™ Alignment Rod w/ Stop (32-486135), Vanguard™ Posterior Osteophyte Chisel (32-486150), Vanguard™ Universal Impactor (32-486201), Vanguard™ Tibial Poly Impactor (32-486202), Vanguard ™ Microplasty™ Femoral Inserter (32-486205), Vanguard™ Control Impactor (32-486209), Vanguard™ Slap Hammer (32-486210), Vanguard™ Bone Nail – Small (32-486250), Vanguard™ Bone Nail – Medium (32-486252), Vanguard™ Bone Nail – Large (32-486253), Vanguard™ Quick Release Trocar Pin ⅛ (32-486255), Vanguard™ 1/8" Drill with Stop (32-486257) | T R I M E D | 2023-05-16T00:00:00.000+02:00 | Biomet Orthopedics 56 East Bell Drive P.O. Box 587 Warsaw, IN 46581 USA | Vanguard™ Tibial Stylus (32-485560), Vanguard™ 1/4" Universal Drill (32-486000), Vanguard™ 1/4" Universal Drill (32-486100), Vanguard™ Hex Driver (32-486120), Vanguard™ Tibial Locking Bar Inserter (32-486125), Vanguard™ Tibial Trial Handle / Alignment Tower (32-486130), Vanguard™ Alignment Rod w/ Stop (32-486135), Vanguard™ Posterior Osteophyte Chisel (32-486150), Vanguard™ Universal Impactor (32-486201), Vanguard™ Tibial Poly Impactor (32-486202), Vanguard ™ Microplasty™ Femoral Inserter (32-486205), Vanguard™ Control Impactor (32-486209), Vanguard™ Slap Hammer (32-486210), Vanguard™ Bone Nail – Small (32-486250), Vanguard™ Bone Nail – Medium (32-486252), Vanguard™ Bone Nail – Large (32-486253), Vanguard™ Quick Release Trocar Pin ⅛ (32-486255), Vanguard™ 1/8" Drill with Stop (32-486257) | Klasa IIa, Klasa I | Janë instrumenta mjekësore që përdoren për lehtësimin e implantimit dhe eksplantimit të implanteve koresponduese të Vanguard Knee System | Instrumenta shumeperdorimeshe
14155 | Filling materials - Light - curing dental restorative composite - Evetric | FUTURA-DENT | 2023-05-18T00:00:00.000+02:00 | Ivoclar Vivadent AG Benderer Strasse 2 9494 Schaan Liechtenstein | Evetric | Klasa IIa | Kompozit per mbushjen e dhembit | Pajisje dentare
14359 | cobas® CMV – 192T (Quantitative nucleic acid test for use on the cobas® 6800/8800 Systems), cobas® CMV Control Kit (Quantitative nucleic acid test for use on the cobas® 6800/8800 Systems) | E v i t a | 2023-06-08T00:00:00.000+02:00 | Roche Molecular Systems, Inc. 1080 US Highway 202 South Branchburg, NJ 08876 USA | 09040897190, 09040919190 | In vitro | Reagent per percaktimin e citomegalovirusit me metoden PCR, Kontrolli i reagentit te citomegalovirusit | Pajisje te diagnostifikimit in vitro
14391 | ANT. CERV. PLATE ASS'Y 52.5MM, ANT. CERV. PLATE ASS'Y 55MM, ANT. CERV. PLATE ASS'Y 57.5MM, ANT. CERV. PLATE ASS'Y 60MM, ANT. CERV. PLATE ASS'Y 62.5MM, ANT. CERV. PLATE ASS'Y 65MM, ANT. CERV. PLATE ASS'Y 67.5MM, ANT. CERV. PLATE ASS'Y 70MM, ANT. CERV. PLATE ASS'Y 72.5MM, ANT. CERV. PLATE ASS'Y 75MM, ANT. CERV. PLATE ASS'Y 77.5MM, ANT. CERV. PLATE ASS'Y 80MM, ANT. CERV. PLATE ASS'Y 82.5MM, ANT. CERV. PLATE ASS'Y 85MM, ANT. CERV. PLATE ASS'Y 87.5MM, ANT. CERV. PLATE ASS'Y 90MM, ANT. CERV. PLATE ASS'Y 95MM, ANT. CERV. PLATE ASS'Y 100MM, ANT. CERV. PLATE ASS'Y 105MM, ANT. CERV. PLATE ASS'Y 110MM, 4.0 X 11 SELF-TAP FIX SCREW, 4.0 X 13 SELF-TAP FIX SCREW, 4.0 X 15 SELF-TAP FIX SCREW, 4.0 X 17 SELF-TAP FIX SCREW, 4.0 X 19 SELF-TAP FIX SCREW, 4.0 X 11 SELF-TAP VAR SCREW, 4.0 X 13 SELF-TAP VAR SCREW, 4.0 X 15 SELF-TAP VAR SCREW, 4.0 X 17 SELF-TAP VAR SCREW, 4.0 X 19 SELF-TAP VAR SCREW, ANT CER PLATE ASS'Y 30MM TRANS, ANT CER PLATE ASS'Y 50MM TRANS, 4.0 X 11 SELF-DRILL FIX SCREW, 4.0 X 13 SELF-DRILL FIX SCREW, 4.0 X 14 SELF-DRILL FIX SCREW, 4.0 X 15 SELF-DRILL FIX SCREW, 4.0 X 17 SELF-DRILL FIX SCREW, 4.0 X 11 SELF-DRILL VAR SCREW, 4.0 X 13 SELF-DRILL VAR SCREW, 4.0 X 14 SELF-DRILL VAR SCREW, 4.0 X 15 SELF-DRILL VAR SCREW, 4.0 X 17 SELF-DRILL VAR SCREW, 4.5 X 11 SELF-TAP FIX SCREW, 4.5 X 13 SELF-TAP FIX SCREW, 4.5 X 15 SELF-TAP FIX SCREW, 4.5 X 17 SELF-TAP FIX SCREW, 4.5 X 19 SELF-TAP FIX SCREW, 4.5 X 11 SELF-DRILL FIX SCREW, 4.5 X 13 SELF-DRILL FIX SCREW, 4.5 X 15 SELF-DRILL FIX SCREW, 4.5 X 17 SELF-DRILL FIX SCREW, 4.5 X 19 SELF-DRILL FIX SCREW, 4.5 X 11 SELF-TAP VAR SCREW, 4.5 X 13 SELF-TAP VAR SCREW, 4.5 X 15 SELF-TAP VAR SCREW, 4.5 X 17 SELF-TAP VAR SCREW, 4.5 X 19 SELF-TAP VAR SCREW, 4.5 X 11 SELF-DRILL VAR SCREW, 4.5 X 13 SELF-DRILL VAR SCREW, 4.5 X 15 SELF-DRILL VAR SCREW, 4.5 X 17 SELF-DRILL VAR SCREW, 4.5 X 19 SELF-DRILL VAR SCREW, ANT CERV PLATE ASS'Y 19MM, STERILE, ANT CER PLATE ASS'Y 21MM,STERILE, ANT CER PLATE ASS'Y 23MM,STERILE, ANT CER PLATE ASS'Y 25MM,STERILE, ANT CER PLATE ASS'Y 27.5MM,STERILE, ANT CER PLATE ASS'Y 30MM,STERILE, ANT CER PLATE ASS'Y 32.5MM,STERILE, ANT CER PLATE ASS'Y 35MM,STERILE, ANT CER PLATE ASS'Y 37.5MM,STERILE, ANT CER PLATE ASS'Y 40MM,STERILE, ANT CER PLATE ASS'Y 42.5MM,STERILE, ANT CERV PLATE ASS'Y 45MM,STERILE, ANT CER PLATE ASS'Y 47.5MM,STERILE, ANT CER PLATE ASS'Y 50MM,STERILE, ANT CER PLATE ASS'Y 52.5MM,STERILE, ANT CER PLATE ASS'Y 55MM,STERILE, ANT CER PLATE ASS'Y 57.5MM,STERILE, ANT CER PLATE ASS'Y 60MM,STERILE, ANT CER PLATE ASS'Y 62.5MM,STERILE, ANT CER PLATE ASS'Y 65MM,STERILE, ANT CER PLATE ASS'Y 67.5MM,STERILE, ANT CER PLATE ASS'Y 70MM,STERILE, ANT CER PLATE ASS'Y 72.5MM,STERILE, ANT CER PLATE ASS'Y 75MM,STERILE, 4.0 X 11 SELF-TAP FIX SCREW, STERILE, 4.0 X 13 SELF-TAP FIX SCREW, STERILE, 4.0 X 15 SELF-TAP FIX SCREW, STERILE, 4.0 X 11 SELF-TAP VAR SCREW, STERILE, 4.0 X 13 SELF-TAP VAR SCREW, STERILE, 4.0 X 15 SELF-TAP VAR SCREW, STERILE, 4.0 X 17 SELF-TAP VAR SCREW, STERILE, 4.0 X 19 SELF-TAP VAR SCREW, STERILE, 4.0 X 13 SELF-DRILL FIX SCREW, STERILE, 4.0 X 15 SELF-DRILL FIX SCREW, STERILE, 4.0 X 13 SELF-DRILL VAR SCREW, STERILE, 4.0 X 15 SELF-DRILL VAR SCREW, STERILE, 4.5 X 13 SELF-TAP FIX SCREW, STERILE, 4.5 X 15 SELF-TAP FIX SCREW, STERILE, 4.5 X 13 SELF-TAP VAR SCREW, STERILE, 4.5 X 15 SELF-TAP VAR SCREW, STERILE, ANT. CERV. PLATE ASS'Y 19MM, ANT. CERV. PLATE ASS'Y 21MM, ANT. CERV. PLATE ASS'Y 23MM, ANT. CERV. PLATE ASS'Y 25MM, ANT. CERV. PLATE ASS'Y 27.5MM, ANT. CERV. PLATE ASS'Y 30MM, ANT. CERV. PLATE ASS'Y 32.5MM, ANT. CERV. PLATE ASS'Y 35MM, ANT. CERV. PLATE ASS'Y 37.5MM, ANT. CERV. PLATE ASS'Y 40MM, ANT. CERV. PLATE ASS'Y 42.5MM, ANT. CERV. PLATE ASS'Y 45MM, ANT. CERV. PLATE ASS'Y 47.5MM, ANT. CERV. PLATE ASS'Y 50MM | O.E.S DISTRIMED | 2023-06-14T00:00:00.000+02:00 | Medtronic Sofamor Danek USA Inc,1800 Pyramid Place Memphis,Tennessee 38132 USA | 9790052, 9790055, 9790057, 9790060, 9790062, 9790065, 9790067, 9790070, 9790072, 9790075, 9790077, 9790080, 9790082, 9790085, 9790087, 9790090, 9790095, 9790100, 9790105, 9790110, 9790211, 9790213, 9790215, 9790217, 9790219, 9790311, 9790313, 9790315, 9790317, 9790319, 9791030, 9791150, 9791221, 9791223, 9791224, 9791225, 9791227, 9791321, 9791323, 9791324, 9791325, 9791327, 9795211, 9795213, 9795215, 9795217, 9795219, 9795221, 9795223, 9795225, 9795227, 9795229, 9795311, 9795313, 9795315, 9795317, 9795319, 9795321, 9795323, 9795325, 9795327, 9795329, G9790019, G9790021, G9790023, G9790025, G9790027, G9790030, G9790032, G9790035, G9790037, G9790040, G9790042, G9790045, G9790047, G9790050, G9790052, G9790055, G9790057, G9790060, G9790062, G9790065, G9790067, G9790070, G9790072, G9790075, G9790211, G9790213, G9790215, G9790311, G9790313, G9790315, G9790317, G9790319, G9791223, G9791225, G9791323, G9791325, G9795213, G9795215, G9795313, G9795315, 9790019, 9790021, 9790023, 9790025, 9790027, 9790030, 9790032, 9790035, 9790037, 9790040, 9790042, 9790045, 9790047, 9790050 | Klasa IIb | Implante cervikale | Pajisje te implantueshme jo aktive
14266 | EAR SPECULUM, TOYNBEE, NO. 4, Ø 7.5 MM , EAR SPECULA-SET, TOYNBEE, NO. 1-4 , EAR SPECULUM, ZOELLNER, N. 2, 6.5X7.5 MM , EAR SPECULUM, ZOELLNER, N. 3, 7.5X8.5 MM , EAR SPECULUM, FARRIOR, NO. 1, Ø 5.5 MM , EAR SPECULUM, FARRIOR, NO. 2, Ø 6.5 MM , EAR SPECULUM, FARRIOR, NO. 3, Ø 7.5 MM , EAR SPECULUM, FARRIOR, NO. 4, Ø 8.5 MM , EAR SPECULUM, FARRIOR, NO. 5, Ø 9.5 MM , EAR SPECULUM, FARRIOR, NO. 6, Ø 10.5 MM , EAR SPECULUM, FARRIOR, NO. 7, Ø 11.5 MM , EUSTACH. CATHET., HARTMANN, NO. 1, 15 CM , EUSTACH. CATHET., HARTMANN, NO. 2, 15 CM , EUSTACH. CATHET., HARTMANN, NO. 3, 15 CM , NASAL SPECULUM, GOLDSMITH, NO. 1, 6.5 CM , NASAL SPECULUM, GOLDSMITH, NO. 2, 6.5 CM , NASAL SPECULUM, GOLDSMITH, NO. 3, 6.5 CM , NASAL SPECULUM, HARTMANN-HALLE, NO. 1 , NASAL SPECULUM, HARTMANN-HALLE, NO. 2 , NASAL SPECULUM, HARTMANN-HALLE, NO. 3 , NASAL SPECULUM, MARTIN, CHILD, 13 CM , NASAL SPEC., TIECK-HALLE, 16 MM, 13 CM , Speculum, nasal, Killian, 36 mm, #1 , Speculum, nasal, Killian, 50 mm, #2 , Speculum, nasal, Killian, 75 mm, #3 , Speculum, nasal, Killian, 90 mm, #4 , NASAL SPEC., VIENNA-TYPE, 30 MM, 13.5 CM , NASAL SPECULUM, COTTLE, 35 MM, NO. 1 , NASAL SPECULUM, COTTLE, 50 MM, NO. 2 , NASAL SPECULUM, COTTLE, 75 MM, NO. 3 , NASAL SPECULUM, COTTLE, 85 MM, NO. 4 , Speculum, Nasal, Cottle, 45 mm , NASAL SPECULUM, COTTLE, 75 MM , ORAL SCREW, MAUNDER, WOOD, CONIC, 9.5 CM , MOUTH PROP, MCKESSON, XXL, F. TEEHTLESS , MOUTH PROP, MCKESSON, XL, F. ADULTS , MOUTH PROP, MCKESSON, L, F. ADULTS , MOUTH PROP, MCKESSON, S, F. CHILDES , MOUTH PROP, MCKESSON, S, F. INFANTS , MOUTH GAG, HEISTER, 13 CM , MOUTH GAG, MOLT, F. CHILDREN, 11 CM , MOUTH GAG, MOLT, F. ADULTS, 13 CM , MOUTH GAG, DENHART, 13 CM , MOUTH GAG, ROSER-KOENIG, 16 CM , MOUTH GAG, ROSER-KOENIG, 19 CM , MOUTH GAG, KILNER-DOUGHTY, COMPLETE , TONGUE DEPRESSOR, NO. 1, F. 38-198-00 , TONGUE DEPRESSOR, NO. 2, F. 38-198-00 , TONGUE DEPRESSOR, NO. 3, F. 38-198-00 , FRAME ONLY, F. 38-198-00 , TONGUE DEPRESSOR F. 38-208-00, 65X25,5MM , TONGUE DEPRESSOR F. 38-208-00, 73X28,5MM , TONGUE DEPRESSOR F. 38-208-00, 71X30 MM , FRAME ONLY, F. 38-208-00 , MOUTH GAG, DAVIS BOYLE, COMPLETE , TONGUE DEPRESSOR, NO. 1, F. 38-212-00 , TONGUE DEPRESSOR, NO. 2, F. 38-212-00 , TONGUE DEPRESSOR, NO. 3, F. 38-212-00 , TONGUE DEPRESSOR, NO. 4, F. 38-212-00 , TONGUE DEPRESSOR, NO. 5, F. 38-212-00 , FRAME ONLY, F. 38-212-00 , MOUTH GAG, MCIVOR, COMPLETE , TONGUE DEPRESSOR, NO. 1, F. 38-222-00 , TONGUE DEPRESSOR, NO. 2, F. 38-222-00 , TONGUE DEPRESSOR, NO. 3, F. 38-222-00 , FRAME ONLY, F. 38-222-00 , MOUTH GAG, DINGMANN, COMPLETE , TONGUE DEPRESSOR, NO. 1, F. 38-224-00 , TONGUE DEPRESSOR, NO. 2, F. 38-224-00 , TONGUE DEPRESSOR, NO. 3, F. 38-224-00 , Mouth Gag, compl. w. tongue depress. , MOUTH GAG, JENNINGS, 10.5 CM , MOUTH GAG, JENNINGS, 12.5 CM , MOUTH GAG, JENNINGS, 14.5 CM , MOUTH GAG, JENNINGS, 16.5 CM , LIP RETRACTOR, ORINGER, NO. 0, 9.5 CM , LIP RETRACTOR, ORINGER, NO. 1, 10 CM , LIP RETRACTOR, ORINGER, NO. 2, 10.5 CM , LIP RETRACTOR, ORINGER, NO. 3, 11 CM , LIP RETRACTOR, ORINGER, SET, NO. 1-3 , NASAL SPECULUM, TESSIER, 35 MM, 13.5 CM , NASAL SPECULUM, TESSIER, 45 MM, 14 CM , NASAL SPECULUM, TESSIER, 70 MM, 15.5 CM , Specula, ear, oblique ended, 4.0x5.4 mm , Specula, ear, oblique ended, 5.0x7.3 mm , Specula, ear, oblique ended, 5.8x8.3 mm , Pituit. specula, Papav.-Caspar, 80x13mm , Pituit. specula, Papav.-Caspar, 90x13mm , Pituit. specula, Papav.-Caspar, 100x13mm , Pituit. specula, Cush.-Landolt, 70x16 mm , Pituit. specula, Cush.-Landolt, 90x16 mm , Pituit. specula, Cush.-Landolt, 110x16mm , EAR SPECULA-SET, HARTMANN, NO. 0 - 2 , EAR SPECULUM, HARTMANN, NO. 0, Ø 3.0 MM , EAR SPECULUM, HARTMANN, NO. 1, Ø 4.0 MM , EAR SPECULUM, HARTMANN, NO. 2, Ø 5.0 MM , EAR SPECULUM, HARTMANN, NO. 3, Ø 6.0 MM , EAR SPECULUM, HARTMANN, NO. 4, Ø 7.5 MM , EAR SPECULA-SET, HARTMANN, NO. 2 - 4 , EAR SPECULA-SET, HARTMANN, NO. 1 - 4 , EAR SPECULA-SET, TOYNBEE, NO. 2 - 4 , EAR SPECULUM, TOYNBEE, NO. 1, Ø 4.0 MM , EAR SPECULUM, TOYNBEE, NO. 2, Ø 5.0 MM , EAR SPECULUM, TOYNBEE, NO. 3, Ø 6.0 MM | MSE | 2023-06-14T00:00:00.000+02:00 | Gebrüder Martin GmbH & Co. KG KLS Martin Platz 1 · 78532 Tuttlingen/Germany Martin Postfach 60 · 78501 Tuttlingen/Germany. | 36-118-14-01 , 36-119-04-01 , 36-132-02-04 , 36-132-03-04 , 36-134-01-07 , 36-134-02-07 , 36-134-03-07 , 36-134-04-07 , 36-134-05-07 , 36-134-06-07 , 36-134-07-07 , 36-321-01-01 , 36-321-02-01 , 36-321-03-01 , 36-817-01-01 , 36-817-02-01 , 36-817-03-01 , 36-845-01-07 , 36-845-02-07 , 36-845-03-07 , 36-848-13-07 , 36-852-13-07 , 36-856-01-07 , 36-856-02-07 , 36-856-03-07 , 36-856-04-07 , 36-858-14-07 , 36-859-35-07 , 36-859-50-07 , 36-859-75-07 , 36-859-90-07 , 36-861-45-07 , 36-861-75-07 , 38-120-10-04 , 38-130-50-07 , 38-130-52-07 , 38-130-54-07 , 38-130-56-07 , 38-130-58-07 , 38-140-13-07 , 38-161-11-07 , 38-161-14-07 , 38-171-12-07 , 38-179-16-07 , 38-179-20-07 , 38-198-00-07 , 38-198-01-07 , 38-198-02-07 , 38-198-03-07 , 38-198-10-07 , 38-208-01-07 , 38-208-02-07 , 38-208-03-07 , 38-208-10-07 , 38-212-00-07 , 38-212-01-07 , 38-212-02-07 , 38-212-03-07 , 38-212-04-07 , 38-212-05-07 , 38-212-10-07 , 38-222-00-07 , 38-222-01-07 , 38-222-02-07 , 38-222-03-07 , 38-222-10-07 , 38-224-00-07 , 38-224-01-07 , 38-224-02-07 , 38-224-03-07 , 38-228-00-07 , 38-237-09-07 , 38-237-11-07 , 38-237-13-07 , 38-237-15-07 , 38-240-00-07 , 38-240-01-07 , 38-240-02-07 , 38-240-03-07 , 38-240-13-07 , 48-261-30-07 , 48-261-45-07 , 48-261-70-07 , 09-009-57-07 , 09-009-58-07 , 09-009-59-07 , 24-998-08-07 , 24-998-09-07 , 24-998-10-07 , 24-999-07-07 , 24-999-09-07 , 24-999-11-07 , 36-112-03-01 , 36-112-10-01 , 36-112-11-01 , 36-112-12-01 , 36-112-13-01 , 36-112-14-01 , 36-114-03-01 , 36-115-04-01 , 36-118-03-01 , 36-118-11-01 , 36-118-12-01 , 36-118-13-01 | Klasa I | Instrumenta shumeperdorimeshe mjekesore | Instrumenta shumeperdorimeshe
14268 | TRAY, WIRE MESH, 260X165X28 MM , TRAY, WIRE MESH, 260X165X47 MM , TRAY, WIRE MESH, 240X240X50 MM , TRAY, WIRE MESH, 480X240X50 MM , TRAY, WIRE MESH, 410X240X50 MM , TRAY, WIRE MESH, 410X240X70 MM , TRAY, WIRE MESH, 500X245X75 MM , TRAY, WIRE MESH, 500X245X100 MM , TRAY, PERFOR./WIRE MESH, 240X250X60 MM , TRAY, PERFOR./WIRE MESH, 240X250X75 MM , TRAY, PERFOR./WIRE MESH, 240X250X100 MM , TRAY, PERFOR./WIRE MESH, 410X250X60 MM , TRAY, PERFOR./WIRE MESH, 410X250X75 MM , TRAY, PERFOR./WIRE MESH, 410X250X100 MM , TRAY, PERFOR./WIRE MESH, 480X250X60 MM , TRAY, PERFOR./WIRE MESH, 480X250X75 MM , TRAY, PERFOR./WIRE MESH, 480X250X100 MM , TRAY, PERFOR./WIRE MESH, 510X250X60 MM , TRAY, PERFOR./WIRE MESH, 510X250X75 MM , TRAY, PERFOR./WIRE MESH, 510X250X100 MM , BOWL, METAL, H = 19, Ø 40 MM, 0.02 L , BOWL, METAL, H = 30, Ø 61 MM, 0.07 L , BOWL, METAL, H = 40, Ø 80 MM, 0.14 L , BOWL, METAL, H = 50, Ø 116 MM, 0.25 L , BOWL, METAL, H = 55, Ø 128 MM, 0.35 L , BOWL, METAL, H = 65, Ø 147 MM, 0.50L , BOWL, METAL, H = 75, Ø 167 MM, 0.9 L , BOWL, METAL, H = 85, Ø 187 MM, 1.3 L , BOWL, FLAT, H = 35, Ø 116 MM, 0.2 L , BOWL, FLAT, H = 38, Ø 128 MM, 0.3 L , BOWL, FLAT, H = 38, Ø 147 MM, 0.4 L , BOWL, FLAT, H = 45, Ø 167 MM, 0.5 L , BOWL, FLAT, H = 45, Ø 187 MM, 0.6 L , MEASURING CUP, GRADUATED, 250 CCM , MEASURING CUP, GRADUATED, 500 CCM , MEASURING CUP, GRADUATED, 1000 CCM , MEASURING CUP, GRADUATED, 2000 CCM , DISH, SQUARE, 230X155X30 MM , DISH, SQUARE, 300X175X30 MM , DISH, SQUARE, 300X175X40 MM , DISH, SQUARE, 350X240X40 MM , DISH, SQUARE, 470X320X50 MM | MSE | 2023-06-14T00:00:00.000+02:00 | Gebrüder Martin GmbH & Co. KG KLS Martin Platz 1 · 78532 Tuttlingen/Germany Martin Postfach 60 · 78501 Tuttlingen/Germany. | 55-808-20-01 , 55-808-21-01 , 55-808-24-01 , 55-808-48-01 , 55-808-50-01 , 55-808-70-01 , 55-808-75-01 , 55-808-99-01 , 55-811-24-01 , 55-811-25-01 , 55-811-26-01 , 55-811-41-01 , 55-811-42-01 , 55-811-43-01 , 55-811-48-01 , 55-811-49-01 , 55-811-50-01 , 55-811-51-01 , 55-811-52-01 , 55-811-53-01 , 56-231-04-01 , 56-231-06-01 , 56-231-08-01 , 56-231-11-01 , 56-231-12-01 , 56-231-14-01 , 56-231-16-01 , 56-231-18-01 , 56-235-11-01 , 56-235-12-01 , 56-235-14-01 , 56-235-16-01 , 56-235-18-01 , 56-256-02-01 , 56-256-05-01 , 56-256-10-01 , 56-256-20-01 , 56-321-23-01 , 56-321-30-01 , 56-321-31-01 , 56-321-35-01 , 56-321-40-01 | Klasa I | Instrumenta shumeperdorimeshe mjekesore (aksesore) | Instrumenta shumeperdorimeshe
14269 | Accessories for Dental Materials, MIXING TIPS BROWN FOR DUAL BARREL SYRINGE TEMP CEMENT (50/PK), MIXING TIPS BLUE FOR DUAL BARREL SYRINGE RESIN CEMENT (50/PK), NEEDLE TIPS BLACK, ANGLED 19 GAUGE (100/PK), NEEDLE TIPS BLUE, ANGLED 25 GAUGE (20/PK), NEEDLE TIPS BLUE, ANGLED 25 GAUGE (100/PK), MASTER-DENT EMPTY 3ml SYRINGES ONLY (50/pk), MASTER-DENT PLASTIC SYRINGE TIPS FOR 18-100, ANGLED DISPOSABLE | Rodio Pharma | 2023-06-14T00:00:00.000+02:00 | Dentonics, Inc.2833 Tophill Road, Monroe, NC 28110 USA | na, 10-827, 10-828, 11-256, 11-258, 11-259, 18-106, 18-200, 19-411, 20-000, 20-005, 20-127, 20-128, 20-129, 20-137, 20-138, 20-139, 20-227, 20-228, 20-229, 20-237, 20-238, 20-239, 20-327, 20-328, 20-329, 20-337, 20-338, 20-339, 20-427, 20-428, 20-437, 20-438, 20-442, 20-448, 20-505, 20-505-Y, 20-515, 20-516, 20-517, 20-518, 20-528, 20-530, 20-531, 20-538, 20-548, 20-555, 20-557, 20-558, 20-600, 20-605, 20-610, 20-612, 20-750, 21-401-F, 21-401-R, 21-406, 21-407, 22-000, 22-100-BG, 22-100-CH, 22-100-FP, 22-100-GR, 22-100-LE, 22-100-MI, 22-100-OR, 22-100-PC, 22-100-RA, 22-100-ST, 22-100-VA, 22-100-WM, 24-000, 24-100, 24-200, 24-300, 24-400, 25-000, 25-001, 25-112, 25-212, 25-312, 25-412, 25-512, 25-612, 25-712P, 25-812P, 25-912P, 26-012P, 26-112S, 26-212S, 26-312S, 26-412S, 30-030, 30-031, 30-050, 30-160, 30-160-36, 30-161, 30-183, 30-184, 30-186, 30-201, 32-500, 32-510, 34-000, 34-001, 34-100, 34-101, 34-200, 34-201, 34-205, 34-206, 34-300, 34-301, 34-400, 34-401, 35-000, 35-100, 35-105, 35-200, 35-250, 35-300, 35-400, 36-000, 36-050, 36-100, 36-200, 37-000, 37-305, 41-150, 41-151, 41-157, 41-160, 42-100, 42-101, 42-102, 42-103, 42-108, 42-121, 42-122, 42-123, 42-124, 42-128, 42-300, 42-300-B, 42-303, 42-304, 42-306, 42-307, 42-308, 42-308-B, 49-000, 49-002, 49-004, 49-018, 49-227 | Klasa I | Aksesore te ndryshem te materialeve dentare. | Pajisje dentare
(50/PK), MASTER-DENT FLOW COMPOSITE APPLICATOR TIPS (100/PK), MASTER-DENT VPS PUTTY REGULAR SET (300ml CATALYST/300ml BASE), MASTER-DENT VPS PUTTY FAST SET (300ml CATALYST/300ml BASE), MASTER-DENT VPS LIGHT BODY REG SET HP (50ml CART.), MASTER-DENT VPS LIGHT BODY REG SET HP (2 X 50ml CART., 6 TIPS), MASTER-DENT VPS LIGHT BODY REG SET HP (4 X 50ml CART.), MASTER-DENT VPS LIGHT BODY FAST SET HP (50ml CART.), MASTER-DENT VPS LIGHT BODY FAST SET HP (2 X 50ml CART., 6 TIPS), MASTER-DENT VPS LIGHT BODY FAST SET HP (4 X 50ml CART.), MASTER-DENT VPS MEDIUM BODY REG SET HP (50ml CART.), MASTER-DENT VPS MEDIUM BODY REG SET HP (2 X 50ml CART., 6 TIPS), MASTER-DENT VPS MEDIUM BODY REG SET HP (4 X 50ml CART.), MASTER-DENT VPS MEDIUM BODY FAST SET HP (50 ml CART.), MASTER-DENT VPS MEDIUM BODY FAST SET HP (2 X 50ml CART., 6 TIPS), MASTER-DENT VPS MEDIUM BODY FAST SET HP (4 X 50ml CART.), MASTER-DENT VPS HEAVY BODY REG SET HP (50 ml CART.), MASTER-DENT VPS HEAVY BODY REG SET HP (2 X 50ml CART., 6 TIPS), MASTER-DENT VPS HEAVY BODY REG SET HP (4 X 50ml CART.), MASTER-DENT VPS HEAVY BODY FAST SET HP (50ml CART.), MASTER-DENT VPS HEAVY BODY FAST SET HP (2 X 50ml CART., 6 TIPS), MASTER-DENT VPS HEAVY BODY FAST SET HP (4 X 50ml CART.), MASTER-DENT VPS BITE REGISTR. REG SET HP (50ml CART.), MASTER-DENT VPS BITE REGISTR. REG SET HP (2 X 50ml CART., 6 TIPS), MASTER-DENT VPS BITE REGISTR. FAST SET HP (50ml CART.), MASTER-DENT VPS BITE REGISTR. FAST SET HP (2 X 50ml CART., 6 TIPS), MASTER-DENT VPS BITE REGISTR. SUPER FAST SET HP (2 X 50ml CART., 6 TIPS), MASTER-DENT UNIVERSAL MIXING TIPS CLEAR (48/PK), MASTER-DENT INTRA-ORAL TIPS CLEAR/PLASTIC (100/PK), MASTER-DENT INTRA-ORAL TIPS YELLOW 100/pk), MASTER-DENT HP CARTRIDGE DISPENSER 1:1 / 2:1, 50ml), MASTER-DENT HP MIXING GUN, 1:1/2:1, 50ml (P), MASTER-DENT HP MIXING GUN, 1:1 or 2:1, 25ml), MASTER-DENT HP MIXING TIPS AQUA/6.5MM (48/PK), MASTER-DENT HP MIXING TIPS YELLOW/4.2MM (48/PK), MASTER-DENT INTRA-ORAL TIPS YELLOW/METAL (100/PK), MASTER-DENT HP INTRA-ORAL TIPS YELLOW/PLASTIC/4.2MM (100/PK), MASTER-DENT HP MIXING TIPS PINK/5.0MM (48/PK), MASTER-DENT HP MIXING TIPS PURPLE/7.5MM (48/PK), MASTER-DENT HP MIXING TIPS BLUE/CLEAR (25/PK), MASTER-DENT HP MIXING TIPS BLUE/ORANGE (25/PK), RED MIXING TIPS PENTA (50/PK), MASTER-DENT PRESSURE INDICATOR PASTE (2.25 oz), MASTER-DENT PRESSURE INDICATOR PASTE (4 oz), MASTER-DENT PRESSURE INDICATOR PASTE (8 oz), MASTER-DENT PRESSURE INDICATOR PASTE BRUSHES (12/PK), MASTER-DENT VPS MONOPHASE REG SET HP (2 X 50ml CART., 6 TIPS), MASTER-DENT ALGINATE PLUS FAST SET MINT (1lb/454g), MASTER-DENT ALGINATE PLUS REG SET MINT (1lb/454g), MASTER-DENT ALGINATE PLUS FAST SET MINT (25lb/11.3Kg), MASTER-DENT ALGINATE PLUS REG SET MINT (25lb/11.3Kg), MASTER-DENT TRAY CLEANER, 1# (454g), MASTER-DENT ALGINATE FLAVORING BUBBLEGUM (2oz), MASTER-DENT ALGINATE FLAVORING CHERRY (2oz), MASTER-DENT ALGINATE FLAVORING FRUIT PUNCH (2oz), MASTER-DENT ALGINATE FLAVORING GRAPE (2oz), MASTER-DENT ALGINATE FLAVORING LEMON (2oz), MASTER-DENT ALGINATE FLAVORING MINT (2oz), MASTER-DENT ALGINATE FLAVORING ORANGE (2oz), MASTER-DENT ALGINATE FLAVORING PINA COLADA (2oz), MASTER-DENT ALGINATE FLAVORING RASPBERRY (2oz), MASTER-DENT ALGINATE FLAVORING STRAWBERRY (2oz), MASTER-DENT ALGINATE FLAVORING VANILLA (2oz), MASTER-DENT ALGINATE FLAVORING WATERMELON 2oz), MASTER-DENT TRAYS 1-2-3 ANTERIOR (35/BOX), MASTER-DENT TRAYS 1-2-3 POSTERIOR (50/BOX), MASTER-DENT TRAYS 1-2-3 POSTERIOR BITE REG (50/BOX), MASTER-DENT TRAYS 1-2-3 QUADRANT (35/BOX), MASTER-DENT TRAYS 1-2-3 FULL ARCH (30/BOX), MASTER-DENT TRAY ADHESIVE (1 oz), MASTER-DENT TRAY ADHESIVE (8 oz), MASTER-DENT TRAY (PERF.) #1, LARGE UPPER (12), MASTER-DENT TRAY (PERF.) #2, LARGE LOWER (12), MASTER-DENT TRAY (PERF.) #3, MEDIUM UPPER (12), MASTER-DENT TRAY (PERF.) #4, MEDIUM LOWER (12), MASTER-DENT TRAY (PERF.) #5, SMALL UPPER (12), MASTER-DENT TRAY (PERF.) #6, SMALL LOWER (12), MASTER-DENT TRAY (PERF.) #7, QUADRANT (12), MASTER-DENT TRAY (PERF.) #8, QUADRANT (12), MASTER-DENT TRAY (PERF.) #9, ANTERIOR UPPER (12), MASTER-DENT TRAY (PERF.) #10, ANTERIOR LOWER (12), MASTER-DENT TRAY (SOLID) #7, QUADRANT (12), MASTER-DENT TRAY (SOLID) #8, QUADRANT (12), MASTER-DENT TRAY (SOLID) #9, ANTERIOR UPPER (12), MASTER-DENT TRAY (SOLID) #10, ANTERIOR LOWER (12), MASTER-DENT WHITENING TRAYS (12/PK), MASTER-DENT WHITENING TRAYS PREFORMED (2/PK), MASTER-DENT WHITENING TRAY SHEETS 5X5 (.040") 12.7MM X 12.7MM X
1MM (50 SHEETS), MASTER-DENT SYNERGY DUAL COMPONENT WHITENING SYSTEM (PATIENT
KIT) (4 X 6.6g SYR W/ TRAY SHEETS), MASTER-DENT SYNERGY DUAL COMPONENT WHITENING SYSTEM BULK
PACK (36 X 6.6g SYR), MASTER-DENT SYNERGY DUAL COMPONENT WHITENING SYSTEM (HOME
KIT) (W/ PREFORMED TRAYS), MASTER-DENT VIVACITY WHITENING 16% (4 X 3 ml SYR W/ 30 ml RINSE), MASTER-DENT VIVACITY WHITENING 10% (12g SYR.), MASTER-DENT VIVACITY WHITENING 16% (12g SYR.), MASTER-DENT LIGHT CURE BLUE BLOCK OUT RESIN KIT (4 X 1 g SYRINGES
W/ TIPS), MASTER-DENT DIAMOND POLISHING PASTE (3g SYR), MASTER-DENT POLISHING PASTE (5g SYR), MASTER-DENT MIXING PADS (1 1/4 X 1 1/2), MASTER-DENT MIXING PADS (1 1/4 X 1 1/2) (12/PK), MASTER-DENT MIXING PADS (1 1/2 X 2 3/4), MASTER-DENT MIXING PADS (1 1/2 X 2 3/4) (6/PK), MASTER-DENT MIXING PADS (2 3/8 X 2 3/8), MASTER-DENT MIXING PADS (2 3/8 X 2 3/8) (6/PK), MASTER-DENT MIXING PADS (3 X 3), MASTER-DENT MIXING PADS (3 X 3) (6/PK), MASTER-DENT MIXING PADS (3 X 5), MASTER-DENT MIXING PADS (3 X 5) (6/PK), MASTER-DENT MIXING PADS (5 X 7), MASTER-DENT MIXING PADS (5 X 7) (6/PK), MASTER-DENT BRUSH KIT (2 HLDRS/100 BRUSHES), MASTER-DENT SHORT BRUSHES (100/PK), MASTER-DENT SHORT BRUSHES (1,000/BOX), MASTER-DENT BRUSH HOLDERS (5/pk), MASTER-DENT BRUSH HOLDERS (100/pk), MASTER-DENT LONG BRUSHES (50/PK), MASTER-DENT LONG BRUSHES 2 1/8 IN. (400/BOX), MASTER-DENT MIXING KIT (2 PADS/100 SPATULAS), MASTER-DENT SPATULAS (50/PK), MASTER-DENT SPATULAS (100/PK), MASTER-DENT SPATULAS (1000/PK), MASTER-DENT MINI SPONGES (200/JAR), MASTER-DENT COMPULE DISPENSING GUN, MASTER-DENT ENZYMATIC ULTRASONIC CLEANER CONCENTRATE (32
oz/960 ml), MASTER-DENT ENZYMATIC EVACUATION SYSTEM CLEANER CONCENTRATE
(32 oz/960 ml), MASTER-DENT ULTRASONIC ENZYMATIC CLEANING POWDER (20PK/BOX), MASTER-DENT AUTOCLAVE CLEANER (1 lb), MASTER-DENT PROPHY PASTE COARSE GRIT MINT (200 X 2g CUPS), MASTER-DENT PROPHY PASTE COARSE GRIT RASPBERRY (200 X 2g CUPS), MASTER-DENT PROPHY PASTE COARSE GRIT CHERRY (200 X 2g CUPS), MASTER-DENT PROPHY PASTE COARSE GRIT BUBBLEGUM (200 X 2g CUPS), MASTER-DENT PROPHY PASTE COARSE GRIT ASSORTED (200 X 2g CUPS), MASTER-DENT PROPHY PASTE MEDIUM GRIT RASPBERRY (200 X 2g CUPS), MASTER-DENT PROPHY PASTE MEDIUM GRIT CHERRY (200 X 2g CUPS), MASTER-DENT PROPHY PASTE MEDIUM GRIT BUBBLEGUM (200 X 2g CUPS), MASTER-DENT PROPHY PASTE MEDIUM GRIT MINT (200 X 2g CUPS), MASTER-DENT PROPHY PASTE MEDIUM GRIT ASSORTED (200 X 2g CUPS), MASTER-DENT PROPHY JET POWDER MINT (10 lb JAR), MASTER-DENT PROPHY JET POWDER MINT BULK (50lb/22.7Kg), MASTER-DENT PROPHY JET POWDER MINT (300g), MASTER-DENT PROPHY JET POWDER LEMON (300g), MASTER-DENT PROPHY JET POWDER MINT (600g), MASTER-DENT PROPHY JET POWDER LEMON (600g), MASTER-DENT PROPHY JET POWDER LEMON (10 lb/4.5Kg JAR), MASTER-DENT PROPHY JET POWDER LEMON BULK (50lb/22.7Kg), MASTER-DENT RC LUBE (12g SYRINGE), MASTER-DENT RC LUBE (2 X 12g SYRINGE), MASTER-DENT RC LUBE (5 X 3cc SYRINGE W/ 50 TIPS), MASTER-DENT RC LUBE (18g JAR), MASTER-DENT RC LUBE (227g JAR)
14376 | MASTER-DENT TEMP C&B MATERIAL A2 (50ml CARTR. W/10 TIPS), MASTER-DENT TEMP C&B MATERIAL A3 (50ml CARTR. W/10 TIPS), MASTER-DENT TEMP C&B MATERIAL B1 (50ml CARTR. W/10 TIPS), MASTER-DENT TEMP C&B MATERIAL A1 (50ml CARTR. W/10 TIPS), MASTER-DENT MASTER-FIL MICRO HYBRID A2 (4.5g SYR.), MASTER-DENT MASTER-FIL MICRO HYBRID CAPSULES A2 (20 X 0.25g), MASTER-DENT MASTER-FIL MICRO HYBRID A3 (4.5g SYR.), MASTER-DENT MASTER-FIL MICRO HYBRID CAPSULES A3 (20 X 0.25g), MASTER-DENT MASTER-FIL MICRO HYBRID A3.5 (4.5g SYR.), MASTER-DENT MASTER-FIL MICRO HYBRID CAPSULES A3.5 (20 X 0.25g), MASTER-DENT MASTER-FIL MICRO HYBRID B1 (4.5g SYR.), MASTER-DENT MASTER-FIL MICRO HYBRID CAPSULES B1 (20 X 0.25g), MASTER-DENT MASTER-FIL MICRO HYBRID B2 (4.5g SYR.), MASTER-DENT MASTER-FIL MICRO HYBRID CAPSULES B2 (20 X 0.25g), MASTER-DENT FLOW COMPOSITE A1 (2 X 2g W/TIPS, POUCH), MASTER-DENT FLOW COMPOSITE A2 (2 X 2g W/TIPS, POUCH), MASTER-DENT FLOW COMPOSITE A3 (2 X 2g W/TIPS, POUCH), MASTER-DENT FLOW COMPOSITE A3.5 (2 X 2g W/TIPS, POUCH), MASTER-DENT FLOW COMPOSITE B1 (2 X 2g W/TIPS, POUCH), MASTER-DENT FLOW COMPOSITE B2 (2 X 2g W/TIPS, POUCH), MASTER-DENT FLOW COMPOSITE C3 (2 X 2g W/TIPS, POUCH), MASTER-DENT FLOW COMPOSITE D3 (2 X 2g W/TIPS, POUCH), MASTER-DENT FLOW COMPOSITE GINGIVAL (2 X 2g W/TIPS, POUCH), MASTER-DENT FLOW COMPOSITE OPAQUE (2 X 2g W/TIPS, POUCH), MASTER-DENT FLOW COMPOSITE (A1 4 X 2g W/TIPS), MASTER-DENT FLOW COMPOSITE (A2 4 X 2g W/TIPS), MASTER-DENT FLOW COMPOSITE (A3 4 X 2g W/TIPS), MASTER-DENT FLOW COMPOSITE (A3.5 4 X 2g W/TIPS), MASTER-DENT FLOW COMPOSITE (1 EA. A1, A2, A3, C3) (4 X 2 g W/TIPS, | Rodio Pharma | 2023-06-14T00:00:00.000+02:00 | Dentonics, Inc.2833 Tophill Road, Monroe, NC 28110 USA | 60-200, 60-201, 60-202, 60-203, 19-382, 19-382-C, 19-383, 19-383-C, 19-384, 19-384-C, 19-386, 19-386-C, 19-387, 19-387-C, 19-412-A1, 19-412-A2, 19-412-A3, 19-412-A3.5, 19-412-B1, 19-412-B2, 19-412-C3, 19-412-D3, 19-412-G, 19-412-O, 19-414-A1, 19-414-A2, 19-414-A3, 19-414-A3.5, 19-414-AS, 19-414-B1, 19-414-B2, 19-414-C3, 19-414-D3, 19-414-G, 19-414-O, 19-501, 19-501-C, 19-502, 19-502-C, 19-503, 19-503-C, 19-602, 27-001, 27-001SP, 27-002, 27-003, 27-004, 27-004SP, 27-200, 27-225, 27-340, 27-355, 27-500, 27-600, 32-600, na, 10-000-KW, 10-000-KY, 10-058, 10-200, 10-300, 10-304, 10-400, 10-470, 10-500, 10-700, 10-770, 10-775, 10-820, 10-830, 10-900, 10-910, 10-912, 10-920, 10-922, 10-928, 10-932, 11-000, 11-050, 11-200N, 11-254N, 11-275, 11-276, 11-280, 11-300, 11-301, 11-302, 11-402, 11-405, 11-500, 12-103, 12-104, 12-155, 12-156, 12-651, 12-655, 12-675, 12-677, 12-685, 12-695, 12-700, 12-750, 12-800, 12-900, 12-901, 14-275, 14-300, 14-400, 15-421, 15-422, 15-500, 15-501, 15-600, 18-100, 18-105, 18-114, 18-120, 18-124, 18-125, 18-130, 18-400-L, 18-400-V, 18-500-L, 18-500-V, 18-600-L, 18-600-V, 18-650-L, 18-650-V, 18-700-L, 18-700-V, 19-000-N, 19-152, 19-155, 19-215, 19-215-B, 19-280, 19-380, 19-381, 19-381-C | Klasa IIa | Materiale dentare te ndryshme per mbushjen e dhembit, ngjitjen e dhembeve, mbushjen e rrenjeve etj. | Pajisje dentare
BOXED), MASTER-DENT FLOW COMPOSITE B1 (4 X 2g W/TIPS), MASTER-DENT FLOW COMPOSITE B2 (4 X 2g W/TIPS), MASTER-DENT FLOW COMPOSITE C3 (4 X 2g W/TIPS), MASTER-DENT FLOW COMPOSITE D3 (4 X 2g W/TIPS), MASTER-DENT FLOW COMPOSITE GINGIVAL (4 X 2g W/TIPS), MASTER-DENT FLOW COMPOSITE OPAQUER (4 X 2g W/TIPS), MASTER-DENT MASTER-FIL NANO HYBRID A1 (4.5g SYR.), MASTER-DENT MASTER-FIL NANO HYBRID CAPSULES A1 (20 X 0.25g), MASTER-DENT MASTER-FIL NANO HYBRID A2 (4.5g SYR.), MASTER-DENT MASTER-FIL NANO HYBRID CAPSULES A2 (20 X 0.25g), MASTER-DENT MASTER-FIL NANO HYBRID A3 (4.5g SYR.), MASTER-DENT MASTER-FIL NANO HYBRID CAPSULES A3 (20 X 0.25g), MASTER-DENT MASTER-FIL BULKFILL (4.5g SYR.), MASTER-DENT ORTHO ADHESIVE LIGHT CURE PASTE (5g SYR.), MASTER-DENT ORTHO ADHESIVE LIGHT CURE PASTE, 5g *PUSH SYRINGE*), MASTER-DENT ORTHO ADHESIVE LIGHT CURE PRIMER REFILL (7g), MASTER-DENT ORTHO ADHESIVE LIGHT CURE ETCH REFILL (15ml), MASTER-DENT ORTHO ADHESIVE LIGHT CURE KIT (4 X 5g SYR.), MASTER-DENT ORTHO ADHESIVE LIGHT CURE KIT (4 X 5g *PUSH
SYRINGES*), MASTER-DENT ORTHO ADHESIVE LIGHT CURE TRIAL KIT (5g), MASTER-DENT ORTHO BAND CEMENT LIGHT CURE SYRINGE (5g), MASTER-DENT ORTHO ADHESIVE NO-MIX PRIMER (6ml), MASTER-DENT ORTHO ADHESIVE NO-MIX (5g SYR), MASTER-DENT ORTHO ADHESIVE NO-MIX TRIAL KIT (1 X 5g), MASTER-DENT ORTHO ADHESIVE NO-MIX PRIMER (16 ml), MASTER-DENT PORCELAIN PRIMER (15ml), Dental Material, MASTER-DENT ZINC PHOS CEMENT WHITE (32g/17.5ml), MASTER-DENT ZINC PHOS CEMENT YELLOW (32g/17.5ml), MASTER-DENT ZINC PHOS CEMENT YELLOW (80g/55g), MASTER-DENT POLYCARBOXYLATE CEMENT (25g/15ml), MASTER-DENT POLYCARBOXYLATE CEMENT (60g/40g), MASTER-DENT POLYCARBOXYLATE CEMENT (80g/40g), MASTER-DENT GLASS IONOMER CEMENT (15g/15ml), MASTER-DENT GLASS IONOMER LUTING CEMENT (35g/35ml), MASTER-DENT GLASS IONOMER CEMENT (50g/55ml), MASTER-DENT GLASS IONOMER CEMENT (100g/60ml), MASTER-CEM GLASS IONOMER CEMENT (15g/15ml), MASTER-DENT GLASS IONOMER CEMENT/LINER ONE-COMPONENT LIGHT
CURE (5g SYR.), MASTER-DENT RESIN CEMENT SELF CURE AUTOMIX (7ml SYR. W/ 6 TIPS), MASTER-DENT RESIN CEMENT DUAL CURE AUTOMIX (10g SYR. W/ 6 TIPS), MASTER-DENT ZOE CEMENT (21g/7.5ml), MASTER-DENT REINFORCED ZOE CEMENT (50g/15ml), MASTER-DENT REINFORCED ZOE CEMENT (20g/10ml), MASTER-DENT TEMPORARY CEMENT NON-EUGENOL XS (5g SYR. PART A, 5g
SYR. PART B, ACCESSORIES), MASTER-DENT TEMPORARY CEMENT NON-EUGENOL AUTOMIX (7g SYR. W/
6 TIPS), MASTER-DENT TEMPORARY CEMENT ZINC OXIDE EUGENOL AUTOMIX (7ml
SYR. W/ 6 TIPS), MASTER-DENT TEMPORARY CEMENT NON-EUGENOL XS AUTOMIX (8g SYR.
W/ 6 TIPS), MASTER-DENT GLASS IONOMER LINER/BASE (15g/15ml), MASTER-DENT GLASS IONOMER LINER/BASE LIGHT CURE RESIN MODIFIED
(15g/7ml), MASTER-DENT CAVITY LINER LIGHT CURE (8g SYR.), MASTER-DENT CAVITY LINER LIGHT CURE (4 X 1.5g SYR W/20 TIPS), MASTER-DENT CALCIUM HYDROXIDE POWDER (45g), MASTER-DENT CALCIUM HYDROXIDE POWDER (1 lb/454g), MASTER-DENT CALCIUM HYDROXIDE PASTE KIT (4x1g SYR W/8 TIPS), MASTER-DENT COPAL-PLUS CAVITY VARNISH (15ml), MASTER-DENT COPAL-PLUS SOLVENT (15ml), MASTER-DENT COPAL-PLUS CAVITY VARNISH (15ML) & COPAL VARNISH
SOLVENT (15ML), MASTER-DENT TEMPORARY FILLING MAT. (38g JAR), MASTER-DENT TEMPORARY FILLING MAT. (28g JAR), MASTER-DENT TEMPORARY FILLING MAT. LIGHT CURE (4g SYR.), MASTER-DENT PIT & FISSURE SEALANT LC CLEAR KIT (2x7ml BOTTLES), MASTER-DENT PIT & FISSURE SEALANT LC OPAQUE KIT (2x7ml BOTTLES), MASTER-DENT PIT & FISSURE SEALANT LC CLEAR (4 X 1.2gM SYR. & 1 X 9
gM ETCH), MASTER-DENT PIT & FISSURE SEALANT LC OPAQUE (4 X 1.2gM SYR. & 1 X 9
gM ETCH), MASTER-DENT EUGENOL USP GRADE (1oz/30ml), MASTER-DENT EUGENOL USP GRADE (4oz/120ml), MASTER-DENT ROOT CANAL SEALER/CEMENT (40g/15ml), MASTER-DENT ROOT CANAL SEALER/CEMENT (10g/6ml), MASTER-DENT N-METHASONE ROOT CANAL SEALER (14g/10ml), MASTER-DENT ROTH ROOT CANAL SEALER POWDER (20G), MASTER-DENT ZINC OXIDE POWDER (454g), MASTER-DENT EDTA SOLUTION, 17% (2 oz/60ml), MASTER-DENT EDTA SOLUTION, 17% (8 oz/240ml), MASTER-DENT MTA ROOT & PULP TREATMENT MATERIAL (2g KIT), MASTER-DENT MTA ROOT & PULP TREATMENT MATERIAL (1g KIT), MASTER-DENT PASTE-PASTE COMPOSITE KIT WITH ETCH/BONDING (7g/7g), MASTER-DENT PASTE-PASTE COMPOSITE STANDARD KIT (14g/14g), MASTER-DENT PASTE-PASTE COMPOSITE KIT WITH ETCH/BONDING
(14g/14g), MASTER-DENT GLASS IONOMER RESTORATIVE A2 (15g/10ml), MASTER-DENT GLASS IONOMER RESTORATIVE A3 (15g/10ml), MASTER-DENT GLASS IONOMER RESTORATIVE LIGHT CURE RESIN
REINFORCED A2 (15g/7ml), MASTER-DENT GLASS IONOMER RESTORATIVE LIGHT CURE RESIN
REINFORCED A3 (15g/7ml), MASTER-DENT GLASS IONOMER RESTORATIVE POSTERIOR (15g/7ml), MASTER-DENT ETCH GEL GREEN (12g W/ TIPS), MASTER-DENT ETCH GEL GREEN (60g SYR. W/5 EMPTY 3ml SYRINGES AND
50 TIPS), MASTER-DENT ETCH GEL GREEN (12g SYR. W/ 20 LUER LOCK TIPS), MASTER-DENT ETCH GEL BLUE (12g SYR. W/ 20 LUER LOCK TIPS), MASTER-DENT ETCH GEL BLUE (4 x 3ml SYR. W/ 20 LUER LOCK TIPS), MASTER-DENT ETCH GEL BLUE (4 x 1.2ml SYR. W/ 20 LUER LOCK TIPS), MASTER-DENT ETCH GEL BLUE (60g SYR. W/5 EMPTY 3ml SYRINGES W/ 50
LUER LOCK TIPS), MASTER-DENT LIQUID ETCH (9g), MASTER-DENT VISCOUS ETCH (9g), MASTER-DENT LIQUID ETCH (1oz/30ml), MASTER-DENT VISCOUS ETCH (1oz/30ml), MASTER-DENT LIQUID ETCH (2oz/60ml), MASTER-DENT VISCOUS ETCH (2oz/60ml), MASTER-DENT LIQUID ETCH (8oz/240ml), MASTER-DENT VISCOUS ETCH 8oz/240ml), MASTER-DENT LIQUID ETCH (12oz/360ml), MASTER-DENT VISCOUS ETCH (12oz/360ml), MASTER-DENT CORE BUILD-UP MATERIAL CHEMICAL CURE, NATURAL
(14g/14g), MASTER-DENT CORE BUILD-UP MATERIAL DUAL CURE A2 (25ml CART., W/3
TIPS), MASTER-DENT CORE BUILD-UP MATERIAL CHEMICAL CURE, NATURAL (50ml
CART. W/ 10 TIPS), MASTER-DENT ULTIMATE BOND LC (7g), MASTER-DENT ULTIMATE DENTIN/ENAMEL BOND BULK (KG), MASTER-DENT ULTIMATE SE BOND LC (7g), MASTER-DENT MASTER-FIL MICRO HYBRID KIT (4X4.5g,A1,A2,A3,B2 &
ULTIMATE BOND 7g, 3ml ETCH GEL SYR.), MASTER-DENT MASTER-FIL MICRO HYBRID A1 (4.5g SYR.), MASTER-DENT MASTER-FIL MICRO HYBRID CAPSULES A1 (20 X 0.25g)
14271 | Mir Serrilhado - S/ Diam. - Cx C/10 - Branco, Mir Colméia - D. Face 4mm – Extra fina - C/10 - Amarelo, Mir Colméia - D. Face 4mm - Fina - C/10 - Vermelho, Mir Colméia - D. Face 4mm - Mídia - C/10 - Azul, MIR Colméia Dupla Face 4mm Verde Grosso C/10, MIR Colméia Dupla Face 4mm Extra Grosso Roxo C/10, MIR Colméia Um lado 4mm Amarelo Extra Fino C/10, MIR Colméia Um lado 4mm Vermelho Fino C/10, MIR Colméia Um lado 4mm Azul Médio C/10, MIR Colméia Um lado 4mm Verde Grosso C/10, MIR Colméia Um lado 4mm Extra Grosso Roxo C/10, MIR Colméia Lado Direito Simples 4mm Amarelo Extra Fino C/10, MIR Colméia Lado Direito Simples 4mm Vermelho Fino C/10, MIR Colméia Lado Direito Simples 4mm Azul Médio C/10, MIR Colméia Lado Direito Simples 4mm Verde Grosso C/10, MIR Colméia Esquerdo Simples 4mm Amarelo Extra Fino C/10, MIR Colméia Esquerdo Simples 4mm Vermelho Fino C/10, MIR Colméia Esquerdo Simples 4mm Azul Médio C/10, MIR Colmeia Letf De Um Lado 4mm Verde Grosso C/10, Mir – Serra – Sem Diam. - Branco, Mir - Colméia - Dupla Face 4mm – Extra Fino - Amarelo, Mir - Colméia - Dupla Face 4mm - Fino - Vermelho, Mir - Colméia - Dupla Face 4mm - Médio - Azul, Mir - Colméia - Dupla Face 4mm - Grosso - Verde, Mir - Colmeia - Dupla Face 4mm – Extra Grosso - Roxo, MIR Colméia Um lado 4mm Amarelo Extra Fino, MIR Colméia Um lado 4mm Vermelho Fino, MIR Colméia Um lado 4mm Azul Médio, MIR Colméia Um lado 4mm Verde Grosso, MIR Colméia Um lado 4mm Extra Grosso Roxo, MIR Colméia Lado Direito Simples 4mm Amarelo Extra Fino, MIR Colméia Lado Direito 4mm Vermelho Fino, MIR Colméia Lado Direito 4mm Azul Médio, MIR Colméia Lado Direito 4mm Verde Grosso, MIR Colméia Esquerdo Simples 4mm Amarelo Extra Fino, MIR Colméia Esquerdo Um lado 4mm Vermelho Fino, MIR Colméia Esquerdo Simples 4mm Azul Médio, MIR Colmeia Letf De Um Lado 4mm Verde Grosso, Serra MIR Manual S/ Diamante Branco C/10, MIR Colméia Manual Dupla Face 7,5mm Amarelo Extra Fino C/10, MIR Colméia Manual Dupla Face 7,5mm Azul Médio C/10, MIR Colméia Dupla Face Manual 7,5mm Verde Grosso C/10, MIR Colméia Dupla Face Manual 7,5mm Extra Grosso Roxo C/10, Serra Manual S/ Diamante Branco MIR, MIR Colméia Manual Dupla Face 7,5mm Amarelo Extra Fino, MIR Colméia Manual Dupla Face 7,5mm Vermelho Fino, MIR Colméia Manual Dupla Face 7,5mm Azul Médio, MIR Colméia Manual Dupla Face 7,5mm Verde Grosso, MIR Colméia Dupla Face Manual 7,5mm Extra Grosso Roxo, MIR Colméia Manual Um lado 7,5mm Vermelho Fino - C/ 10, MIR Colméia Manual Simples 7,5mm Azul Médio - C/ 10, MIR Colméia Manual Simples 7,5mm Verde Grosso - C/ 10, MIR Colméia Manual Simples 7,5mm Extra Grosso Roxo – C/10, MIR Colméia Manual Um lado 7,5mm Amarelo Extra Fino, MIR Colméia Manual Um lado 7,5mm Vermelho Fino, MIR Colméia Manual Simples 7,5mm Azul Médio, MIR Colméia Manual Simples 7,5mm Verde Grosso, MIR Colméia Manual Simples 7,5mm Extra Grosso Roxo, Serra MIR Manual S/ Diamante Branco - C/10, MIR Colméia Manual Dupla Face 7,5mm Amarelo Extra Fino - C/10, MIR Colméia Manual Dupla Face 7,5mm Vermelho Fino C/10, MIR Colméia Manual Dupla Face 7,5mm Azul Médio - C/10, MIR Colméia Manual Dupla Face 7,5mm Verde Grosso – C/10, MIR Colméia Manual Um lado 7,5mm Amarelo Extra Fino C/10, MIR Colméia Single Sided Manual 7,5mm Green Coarse - W/ 10, Kit Prime Mir 1.0 – 6 Models, Kit Mir 1.0 - 12 Models, Kit Mir Manual 2.0 - 8 Models, Kit Mir Single Sided Manual 2.0 - W/10, Kit Mir Double Sided Manual 2.0 - W/10 | Primary Dental | 2023-06-19T00:00:00.000+02:00 | 3R Indústria E Comércio LTDA, Ptolomeu, 290 – CEP: 04762-040 - São Paulo – SP – Brasil | 10.323.001, 10.323.002, 10.323.003, 10.323.004, 10.323.005, 10.323.006, 10.323.007, 10.323.008, 10.323.009, 10.323.010, 10.323.011, 10.323.012, 10.323.013, 10.323.014, 10.323.015, 10.323.016, 10.323.017, 10.323.018, 10.323.019, 10.323.100, 10.323.101, 10.323.102, 10.323.103, 10.323.104, 10.323.105, 10.323.106, 10.323.107, 10.323.108, 10.323.109, 10.323.110, 10.323.111, 10.323.112, 10.323.113, 10.323.114, 10.323.115, 10.323.116, 10.323.117, 10.323.118, 10.323.201, 10.323.202, 10.323.203, 10.323.204, 10.323.205, 10.323.206, 10.323.207, 10.323.208, 10.323.209, 10.323.210, 10.323.211, 10.323.212, 10.323.213, 10.323.214, 10.323.215, 10.323.216, 10.323.217, 10.323.218, 10.323.219, 10.323.220, 10.323.221, 10.323.222, 10.323.231, 10.323.232, 10.323.233, 10.323.234, 10.323.235, 10.323.242, 10.323.243, 10.323.244, 10.323.245, 10.329.001, 10.329.002, 10.329.003, 10.329.008, 10.329.009 | Klasa I | Shirit metalik abraziv per lemimin dhe zgjerimin e hapesires interproksimale dentare te montuara ne mbajtese plastike | Pajisje dentare
14393 | Trocar, Catheter passer,disposable, Catheter passer,38cm,DDB,CE, Catheter passer,60cm,DDB,CE | O.E.S DISTRIMED | 2023-06-19T00:00:00.000+02:00 | Medtronic Inc. 710 Medtronic Parkway Minneapolis, MN 55432 USA | 25123, 48407, 48409, 8591-38, 8591-60 | Klasa IIa | Trokare per perdorim ne Neurokirurgji, Kateter pasues per perdorim ne Neurokirurgji | Pajisje nje perdorimeshe
14272 | HD+ DONGLE (CARDIOLINE) | BIOMETRIC ALBANIA | 2023-06-15T00:00:00.000+02:00 | CARDIOLINE S.p.A., headquarters in Via Linz 151 – 38121 Trento - Italy | 81018229 | Klasa I | Konektor njesie me software (USB) | Pajisje elektromekanike
14378 | CUBE SUITE, medical software (CARDIOLINE) | BIOMETRIC ALBANIA | 2023-06-15T00:00:00.000+02:00 | CARDIOLINE S.p.A., headquarters in Via Linz 151 – 38121 Trento - Italy | 81019557 | Klasa IIa | Software per interpretimin e EKG | Pajisje elektromekanike
14379 | ECGWebApp, Software for exams archiving, measurements and review (CARDIOLINE) | BIOMETRIC ALBANIA | 2023-06-15T00:00:00.000+02:00 | CARDIOLINE S.p.A., headquarters in Via Linz 151 – 38121 Trento - Italy | 81019560 | Klasa IIa | SOFTWARE Aplikacioni per arshivimin e matjeve (EKG) | Pajisje elektromekanike
14275 | Radiolucent 5 Lead Electrode Set, IEC / 989803156271 | Health & Light | 2023-06-19T00:00:00.000+02:00 | Philips Medical Systems 3000 Minuteman Road Andover, Massachusetts 01810‐1099 USA | 989803156271 | Klasa I | Set njeperdorimesh me 5 Elektrodash EKG radioapake sipas IEC | Pajisje nje perdorimeshe
14396 | Reliant™ Stent Graft Balloon Catheter | O.E.S DISTRIMED | 2023-06-19T00:00:00.000+02:00 | Medtronic Inc. 710 Medtronic Parkway Minneapolis, MN 55432 USA | AB46 | Klasa III | Kateter me ballon per stenta graft, per perdorim ne procedurat endovaskulare | Pajisje nje perdorimeshe
14397 | CLICKECG-HD 12, electrocardiogrph / Accessories: HD+ Safety shell (CARDIOLINE) | BIOMETRIC ALBANIA | 2023-06-15T00:00:00.000+02:00 | CARDIOLINE S.p.A., headquarters in Via Linz 151 – 38121 Trento - Italy | 81018431 / 67040212 | Klasa IIa | ELEKTROKARDIOGRAFI | Pajisje elektromekanike
14398 | Valve Handle | O.E.S DISTRIMED | 2023-06-19T00:00:00.000+02:00 | Medtronic Inc. 710 Medtronic Parkway Minneapolis, MN 55432 USA | 7420 (7420) | Klasa IIa | Aksesor (mbajtese ) per implantimin e valvulave ne zemer,perdorim ne kardiologji | Pajisje nje perdorimeshe
14338 | Spectral CT / 728333, Spectral CT System Upgrade / 728335 | Health & Light | 2023-06-19T00:00:00.000+02:00 | Philips Medical Systems Nederland B.V. Veenpluis 6 5684 PC Best The Netherlands SRN ID.: NL-MF-000001489 | 728333, 728335 | Klasa IIb | Sistem Spektral i Kompiuterizuar Tomografik me Reze X (CT Scaner) Spectral CT / 728333, Perditesim Sistem Spektral i Kompiuterizuar Tomografik me Reze X (CT Scaner) Spectral CT Systems Upgrade / 728335 | Pajisje diagnostikuese dhe terapeutike me rezatim
14277 | SCOPE-CLEANER SC10, Accessories (Connection set for endoscope) | MONTAL | 2023-06-19T00:00:00.000+02:00 | Creo-Medical GmbH, Hans-Bockler-Strasse 29, 40764 Langenfeld, Germany | REF 7000-S10 SCOPE-CLEANER SC10, REF 7501-NSO Olympus I Fujifilm, REF 7501-NS1 Pentax, REF 7501-NS2 Huger | Klasa I | Pompë pastruese per endoskopë, Aksesor per SCOPE-CLEANER SC10 | Pajisje elektromekanike
14383 | TouchECG System - electrocardiograph (CARDIOLINE) | BIOMETRIC ALBANIA | 2023-06-19T00:00:00.000+02:00 | CARDIOLINE S.p.A., headquarters in Via Linz 151 – 38121 Trento - Italy | TCH&XXYZ-@ | Klasa IIa | Elektrokardiografi per matjen & monitorimin e aktiviteit te Zemres | Pajisje elektromekanike
14400 | ChromoQuant STaR Optima 1 QF-PCR kit for detection of aneuploidy in chromosomes 13, 18, 21 and XY, ChromoQuant STaR Optima 2 QF-PCR kit for detection of aneuploidy in chromosomes 13, 18, 21 and XY, ChromoQuant SuperSTaR Optima QF-PCR kit for detection of aneuploidy in chromosomes 13, 18, 21 and XY, ChromoQuant Optima PLUS QF-PCR kit for detection of aneuploidy in chromosomes 15, 16 and 22, ChromoQuant Optima 13 QF-PCR kit for detection of aneuploidy in chromosome 13, ChromoQuant Optima 18 QF-PCR kit for detection of aneuploidy in chromosome 18, ChromoQuant Optima 21 QF-PCR kit for detection of aneuploidy in chromosome 21, ChromoQuant Optima XY QF-PCR kit for detection of aneuploidy in chromosome X and Y | KRIJON | 2023-06-21T00:00:00.000+02:00 | CyberGene AB, Banvaktsvägen 22, 171 48 Solna, Sweden | 514.100, 514.201, 514.301, 531.001, 514.601, 514.602, 514.603, 514.604 | In vitro | Kite te diagnostifikimit in vitro me tekniken QF-PCR per dedektimin e aneuploidise ne kromozome | Pajisje te diagnostifikimit in vitro
14320 | Sterilization rolls-Secureline | O.E.S DISTRIMED | 2023-06-21T00:00:00.000+02:00 | ELINE S.R.L VIA SONCINO SNC 24050 TORRE PALLAVICINA BERGAMO ITALY | Flar rolls and Gusseted rolls-Medical Paper+Plastic film (PET/PP) | Klasa I | Leter rulon per sterilizim | Pajisje nje perdorimeshe
14336 | Surgical aspirators | MONTAL | 2023-06-19T00:00:00.000+02:00 | GIMA S.p.A Via Marconi, 1, 20060 Gessate (MI)- Italy | 28182, 28183, 28190, 28191, 28192, 28193, 28194, 28196, 28198, 28200, 28201, 28202, 28203, 28204, 28208, 28209, 28210, 28211, 28212, 28214, 28215, 28216, 28220, 28222, 28224, 28231, 28232, 28233, 28234, 28243 | Klasa IIa | Projektuar për aspirim profesional të lëngjeve trupore të pacientëve gjatë ose pas operacionit. | Pajisje elektromekanike
14405 | APCaplicator ™ | GREEMED | 2023-06-21T00:00:00.000+02:00 | Erbe Elektromedizin GmbH, Waldhörnlestraße 17, 72072 Tübingen, Germany | 20132-250;20132-251;20132-252;20132-253,20132-254;20132-255;20132-256 | Klasa IIb | Aplikator per prerje dhe koagulim me ane te gazit argon | Tjeter
14407 | Bipolar coagulation clamp | GREEMED | 2023-06-21T00:00:00.000+02:00 | Erbe Elektromedizin GmbH, Waldhörnlestraße 17, 72072 Tübingen, Germany | 20195-202;20195-203 | Klasa IIb | Pince per koagulim bipolar dhe termofuzion | Tjeter
14321 | Connecting cable | GREEMED | 2023-06-21T00:00:00.000+02:00 | Erbe Elektromedizin GmbH, Waldhörnlestraße 17, 72072 Tübingen, Germany | 20194-080 | Klasa I | Kabell lidhes per instrumente te ndryshem ne kirurgji | Tjeter
14408 | MASTERGRAFT Strip 10cm (12cc), MASTERGRAFT Strip 2 X 10cm (24cc), MASTERGRAFT Strip 36cm (43cc) | O.E.S DISTRIMED | 2023-06-21T00:00:00.000+02:00 | Medtronic Sofamor Danek USA Inc,1800 Pyramid Place Memphis,Tennessee 38132 USA | 7800310, 7800320, 7800336 | Klasa III | Mbushes ,zgjatues i graftit kockor ,për stabilitetin e strukturës kockore | Pajisje te implantueshme jo aktive
14322 | Connecting cable | GREEMED | 2023-06-21T00:00:00.000+02:00 | Erbe Elektromedizin GmbH, Waldhörnlestraße 17, 72072 Tübingen, Germany | 20192-104;20192-119;20194-080;20196-061 | Klasa I | Kabell lidhes per instrumente te ndryshme ne kirurgji | Tjeter
14409 | NCTF 135; NCTF 135 HA | Rodio Pharma | 2023-06-21T00:00:00.000+02:00 | Laboratoires FILL-MED 2-4 rue de Lisbonne 75008 Paris France | - | Klasa III | Eshtë një solucion i lirë i acidit hialuronik që injektohet në dermë me mesoterapi në fytyrë, qafë dhe dekolte. | Tjeter
14411 | TD CHROME (Composite Restorative Material kits,Dental,Light curing ) | MOTO-MANIA | 2023-06-20T00:00:00.000+02:00 | First Scientific Dental GMBH.Add Robert-Bosch.Str,26 25335 Elmshorn Germany | 1970 | Klasa IIa | MATERIAL RESTAURUES KOMPOZIT | Pajisje dentare
14412 | Alinity c Cocaine Reagent kit | PEGASUS. | 2023-06-21T00:00:00.000+02:00 | Microgenics Corporation 46500 Kato road Fremont CA 94538 USA | 09P5520 | In vitro | Jane reagente qe perdoren per analizen sasiore te kokaines ne gjak me sistemin Alinity | Pajisje te diagnostifikimit in vitro
14477 | Hemo Control, Hemo Control Manager, Control Cuvette Set, Cleaner, Add Pack Hemo Control OM, Printer cable for MCP 1880, Data cable USB interface, Data Cable D-Sub 9, 3-fold Adapter, Software HemoConnect_HC | GEN - ALB FARMA | 2023-06-20T00:00:00.000+02:00 | EKF-diagnostic GmbH Ebendorfer Chaussee 3, 39179 Barleben, Germany | 3040-0010-0218, 3041-0010-0229, 3000-6138, 3000-6232, 3040-7201-0099, 3040-7021-0463, 3000-7051-0028, 3005-7011-0039, 3005-7086-0201, 3040-7231-0132 | In vitro | Një standard referimi i fazës së ngurtë ose të lëngët me karakteristika të njohura optike dhe fizike të destinuara për t'u përdorur për të verifikuar dhe/ose optimizuar performancën e një instrumenti laboratorik optik (p.sh., spektrofotometri, nefelometri, lexuesi i mikropllakës)., Një substancë (p.sh., lëng, xhel, shkumë, pluhur) me një pH neutral ose alkalik që synohet të aplikohet në pajisjet diagnostikuese in vitro (p.sh., analizuesit, instrumentet laboratorike, llojet e tjera të pajisjeve laboratorike) për pastrim paraprak dhe/ose pastrim për të hequr komponimet organike si proteinat e gjakut, shpesh përpara dezinfektimit ose sterilizimit, Një program softuerësh diagnostikues in vitro që synohet të përdoret me një instrument/analizues (p.sh., skaner imazhi dixhital i rrëshqitjes së mikroskopit, analizues imunoassay, makinë PCR në kohë reale), ose një pajisje për menaxhimin e të dhënave të lidhur me instrumentin/analizuesin,, Një instrument me rrymë elektrike (me energji elektrike AC), i cili mund të përfshijë bateri të brendshme të rikarikueshme, të destinuara për t'u përdorur nga profesionistët e shëndetit në pikën e kujdesit dhe shpesh edhe në laborator, për të përcaktuar përqendrimin e hemoglobinës në një ekzemplar klinik, duke përdorur teknologji që mund të përfshijë kolorimetrinë, elektrometrinë ose fotometrinë. | Pajisje elektromekanike
14476 | TD UNIVERSAL BOND (adhesives,Liquid) | MOTO-MANIA | 2023-06-20T00:00:00.000+02:00 | First Scientific Dental GMBH.Add Robert-Bosch.Str,26 25335 Elmshorn Germany | TD Universal Bond Ref;1971 | Klasa IIa | TD UNIVERSAL BOND NGJITES LIKID | Pajisje dentare
14474 | Finisher and Finisher R ( Sterile rotative instruments for root canal preparation during endodontic treatment, according to attached list) | Rodio Pharma | 2023-06-22T00:00:00.000+02:00 | FKG Dentaire Sarl Le cret-du-Locle 4 2322 Le Cret-du-Locle Switzerland | Finisher, no 25, 21mm, STERILE - S1.XB0.00.0AX.FK; , Finisher, no 25, 25mm, STERILE - S1.XB0.00.0AY.FK, Finisher, no 25, 31mm, STERILE - S1.XB0.00.0AZ.FK, Finisher R, no 30, 21mm, STERILE - S1.XB0.00.0BA.FK, Finisher R, no 30, 25mm, STERILE - S1.XB0.00.0BB.FK, Finisher R, no 30, 31mm, STERILE - S1.XB0.00.0BC.FK; | Klasa IIa | Instrumenta rotator per perpunimin e kanaleve te dhmbeve gjate procedurate endodontike., Instrumenta rotator per perpunimin e kanaleve te dhembeve gjate procedurate endodontike. | Pajisje dentare
14473 | Dental Air Polishing Handpiece AP-H,AP-H PLUS,AP-H MINI ,AP-H MINI+ | MOTO-MANIA | 2023-06-21T00:00:00.000+02:00 | Guilin Woodpecker Medical Instrument Co.,Ltd.Add , Information Industrial Park,Guilin National High-Tech Zone,Guilin,Guangxi, 541004 P.R.China | Dental Air Polishing Handpiece AP-H,AP-H PLUS,AP-H MINI ,AP-H MINI+ | Klasa IIa | AP-H,AP-PLUS,AP-H MINI,AP-H MINI+ Pjesament pastrimi, llustrimi me ajer | Pajisje dentare
14414 | Holter Recorder | MONTAL | 2023-06-21T00:00:00.000+02:00 | Shenzhen Carewell Electronics Co., Ltd., Floor 4, BLD 9, BaiWangxin High-Tech Industrial Park, Songbai Road, Xili Street, Nanshan District, 518108 Shenzhen, PEOPLE'S REPUBLIC OF CHINA | TH3, TH12 | Klasa IIa | Pajisje qe regjistron ritmin e zemres | Instrumenta shumeperdorimeshe
14041 | DIA-PT FILE (Endodontic Files) | MOTO-MANIA | 2023-05-08T00:00:00.000+02:00 | DiaDent Group International 16, Osongsaenglmyeong 4- ro Osong -cup Heungdeok- gu, Cheongju-si, Chungcheongbuk do,28161,Republic of Korea | DIA-PT FILE (Endodontic Files) | Klasa IIa | Instrumenta rrotullues endodontik | Pajisje dentare
13987 | easyCARE Nitrile Examination gloves, powder-free, pink XS RNBR03XS, easyCARE Nitrile Examination gloves, powder-free, pink S RNBR03S, easyCARE Nitrile Examination gloves, powder-free, pink M RNBR03M, easyCARE Nitrile Examination gloves, powder-free, pink L RNBR03L, easyCARE Nitrile Examination gloves, powder-free, black XS RNBC03XS, easyCARE Nitrile Examination gloves, powder-free, black S RNBC03S, easyCARE Nitrile Examination gloves, powder-free, black M RNBC03M, easyCARE Nitrile Examination gloves, powder-free, black L RNBC03L, easyCARE Nitrile Examination gloves, powder-free, black XL RNBC03XL, easyCARE Nitrile Examination gloves, powder-free, blue XS RNB-XS-100, easyCARE Nitrile Examination gloves, powder-free, blue S RNB-S-100, easyCARE Nitrile Examination gloves, powder-free, blue M RNB-M-100, easyCARE Nitrile Examination gloves, powder-free, blue L RNB-L-100, easyCARE Nitrile Examination gloves, powder-free, blue XL RNB-XL-100, easyCARE Nitrile Examination gloves, powder-free, blue XS RNB-XS-200, easyCARE Nitrile Examination gloves, powder-free, blue S RNB-S-200, easyCARE Nitrile Examination gloves, powder-free, blue L RNB-L-200, easyCARE Nitrile Examination gloves, powder-free, blue XL RNB-XL-200 | DIAL-ALB | 2023-05-15T00:00:00.000+02:00 | ZARYS International Group sp. z o.o. sp.k. ul Pod Borem 18, 41-808 Zabrze, Poland | easyCARE Nitrile Examination gloves, powder-free, pink XS RNBR03XS, easyCARE Nitrile Examination gloves, powder-free, pink S RNBR03S, easyCARE Nitrile Examination gloves, powder-free, pink M RNBR03M, easyCARE Nitrile Examination gloves, powder-free, pink L RNBR03L, easyCARE Nitrile Examination gloves, powder-free, black XS RNBC03XS, easyCARE Nitrile Examination gloves, powder-free, black S RNBC03S, easyCARE Nitrile Examination gloves, powder-free, black M RNBC03M, easyCARE Nitrile Examination gloves, powder-free, black L RNBC03L, easyCARE Nitrile Examination gloves, powder-free, black XL RNBC03XL, easyCARE Nitrile Examination gloves, powder-free, blue XS RNB-XS-100, easyCARE Nitrile Examination gloves, powder-free, blue S RNB-S-100, easyCARE Nitrile Examination gloves, powder-free, blue M RNB-M-100, easyCARE Nitrile Examination gloves, powder-free, blue L RNB-L-100, easyCARE Nitrile Examination gloves, powder-free, blue XL RNB-XL-100, easyCARE Nitrile Examination gloves, powder-free, blue XS RNB-XS-200, easyCARE Nitrile Examination gloves, powder-free, blue S RNB-S-200, easyCARE Nitrile Examination gloves, powder-free, blue L RNB-L-200, easyCARE Nitrile Examination gloves, powder-free, blue XL RNB-XL-200 | Klasa I | Doreza nitrili pa puder | Pajisje nje perdorimeshe
14134 | One Step LH Urine Ovulation Test | T R I M E D | 2023-05-15T00:00:00.000+02:00 | Blue Cross Bio-Medical (Beijing) Co., Ltd Beiqijia Industry Zone, Changping District, Beijing, P.R. China 102209 | Strip, Cassette and Midstream | In vitro | One Step LH Urine Ovulation Test është një test për vetë-perdorim, i dizenjuar për përcaktimin cilësor të hormonit luteinizues në urinë, për të zbuluar nëse ovulimi do të ndodh në 24-48 orët pasardhëse. | Pajisje te diagnostifikimit in vitro
14136 | HI-TORQUE BALANCE MIDDLEWEIGHT Guide Wire with MICROGLIDE Coating 1001780, HI-TORQUE BALANCE MIDDLEWEIGHT Guide Wire with MICROGLIDE Coating 1001782, HI-TORQUE BALANCE MIDDLEWEIGHT Guide Wire with MICROGLIDE Coating 1001780J, HI-TORQUE BALANCE MIDDLEWEIGHT Guide Wire with MICROGLIDE Coating 1001782J, HI-TORQUE BALANCE MIDDLEWEIGHT Guide Wire with HYDROCOAT Hydrophilic Coating 1001780-HC, HI-TORQUE BALANCE MIDDLEWEIGHT Guide Wire with HYDROCOAT Hydrophilic Coating 1001782-HC, HI-TORQUE BALANCE MIDDLEWEIGHT Guide Wire with HYDROCOAT Hydrophilic Coating 1001780J-HC, HI-TORQUE BALANCE MIDDLEWEIGHT Guide Wire with HYDROCOAT Hydrophilic Coating 1001782J-HC | DIAL-ALB | 2023-05-16T00:00:00.000+02:00 | Abbott Medical, 3200 Lakeside Drive, Santa Clara, California 95054, USA | HI-TORQUE BALANCE MIDDLEWEIGHT Guide Wire with MICROGLIDE Coating 1001780, HI-TORQUE BALANCE MIDDLEWEIGHT Guide Wire with MICROGLIDE Coating 1001782, HI-TORQUE BALANCE MIDDLEWEIGHT Guide Wire with MICROGLIDE Coating 1001780J, HI-TORQUE BALANCE MIDDLEWEIGHT Guide Wire with MICROGLIDE Coating 1001782J, HI-TORQUE BALANCE MIDDLEWEIGHT Guide Wire with HYDROCOAT Hydrophilic Coating 1001780-HC, HI-TORQUE BALANCE MIDDLEWEIGHT Guide Wire with HYDROCOAT Hydrophilic Coating 1001782-HC, HI-TORQUE BALANCE MIDDLEWEIGHT Guide Wire with HYDROCOAT Hydrophilic Coating 1001780J-HC, HI-TORQUE BALANCE MIDDLEWEIGHT Guide Wire with HYDROCOAT Hydrophilic Coating 1001782J-HC | Klasa III | Tel udhezues per koronarografi | Pajisje nje perdorimeshe
14201 | Alinity c Vankomycin Reagent Kit | PEGASUS. | 2023-05-16T00:00:00.000+02:00 | B.R.A.H.M.S GmbH Neuendorfstraße 25, 16761 Hennigsdorf, Germany | Alinity c Vankomycin Reagent Kit 08P5220 | In vitro | Jane kite me reagente te analizes sasiore te vankomicines ne gjak me aparatin analizues Alinity | Pajisje te diagnostifikimit in vitro
14140 | Woop - Incision Protector Retractor , Woop - Incision Protector Retractor with Cover | E v i t a | 2023-05-16T00:00:00.000+02:00 | Anka Sağlık Gereçleri Sanayi İç ve Dış Ticaret Ltd. Şti, Esenşehir Mah. Haseki Sok. No:36 Ümraniye / İstanbul / TURKEY | AIPXXS-HR, AIPXS-HR, AIPS-HR, AIPM-HR, AIPL-HR, AIPXL-HR, AIPXXL-HR, AIPXXS-SR, AIPXS-SR, AIPS-SR, AIPM-SR, AIPL-SR, AIPXL-SR, AIPXXL-SR, AIPXXS-HS, AIPXS-HS, AIPS-HS, AIPM-HS, AIPL-HS, AIPXL-HS, AIPXXL-HS, AIPXXS-SS, AIPXS-SS, AIPS-SS, AIPM-SS, AIPL-SS, AIPXL-SS, AIPXXL-SS, AIPXS-HR/C, AIPS-HR/C, AIPM-HR/C, AIPXS-HS/C, AIPS-HS/C, AIPM-HS/C | Klasa IIa | Pajisje qe perdoren per te krijuar nje mekanizem mbrojtes dhe mbajtes per te ekspozuar indet/organet e brendshme gjate procedurave kirugjikale | Pajisje nje perdorimeshe
14152 | Chloride Electrode | E v i t a | 2023-05-19T00:00:00.000+02:00 | Roche Diagnostics GmbH Sandhofer Strasse 116 68305 Mannheim Germany | 3003523001 | In vitro | Elektrode per matjen e klorit ne serum | Pajisje te diagnostifikimit in vitro
14205 | MoonStar Gynecological Retractor Set, MoonStar Square 4 Piece Set, MoonStar Square 6 Piece Set, MoonStar Square 8 Piece Set, MoonStar Circle 13cm 1 Piece Set, MoonStar Circle 25cm 1 Piece Set, MoonStar Circle 32cm 1 Piece Set, MoonStar Circle 25cm 2 Piece Set, MoonStar Circle 32cm 2 Piece Set, MoonStar Double Round Large Set, MoonStar Double Round Medium Set, MoonStar Double Round Smiall Set, MoonStar CV Set Large, MoonStar CV Set Small, MoonStar Double V Set, Circle section oval Hook 15mm-05mm Sharp Tip, Circle section oval Hook 15mm-08mm Sharp Tip, Circle section oval Hook 15mm-12mm Sharp Tip, Circle cross section oval Hook 15mm-05mm Blunt, Circle cross section oval Hook 15mm-08mm Blunt, Circle section oval Hook 15mm-12 mm Blunt Tip, Circle Section Angular Hook 15mm-05 mm Sharp, Circle Section Angular Hook 15mm-08 mm Sharp, Circle section Angular Hook 15mm-12mm Sharp, Circle section Angular Hook 15 mm-05mm Blunt, Circle section Angular Hook l5mm-08mm Blunt, Circle section Angular Hook 15mm-12mm Blunt, Flat Section Oval Hook 15mm-05mm Sharp Tip, Flat Section Oval Hook 15mm-08mm Sharp Tip, Flat Section Oval Hook 15mm-12mm Sharp Tip, Flat Section Oval Hook 15mm-05mm Blunt Tip, Flat Section Oval Hook 15mm-08mm Blunt Tip, Flat Section Oval Hook 15mm-12mm Blunt Tip, Flat Section Angular Hook 15mm-05mm Sharp Tip, Flat Section Angle Hook 15mm-08mm Sharp Tip, Flat Section Angle Hook 15mm-12 mm Sharp Tip, Flat Section Angle Hook 15mm-05 mm Blunt Tip, Flat Section Angle Hook 15mm-08 mm Blunt Tip, Flat Section Angle Hook 15mm-12 mm Blunt Tip | E v i t a | 2023-05-19T00:00:00.000+02:00 | Anka Sağlık Gereçleri Sanayi İç ve Dış Ticaret Ltd. Şti Esenşehir Mah. Haseki Sok. No:36 Ümraniye / İstanbul / TURKEY | C-116-D, SR-414-D, SR-614-D, SR-814-D, R-13-D, R-25-D, R-32-D, R-225-D, R-232-D, CC-3618-D, Cc-3218-D, SC2-2511-D, CV-3211-D, SCV-2211-D, VV-2211-D, R1-1505-S, RI-1508-S, R1-1512-S, R1-1505-B, R1-1508-B, R1-1512-B, R2-1505-S, R2-1508-S, R2-1512-S, R2-1505-B, R2-1508-B, R2-1512-B, FR-1505-S, FR-1508-S, FR-1512-S, FR-1505-B, FR-1508-B, FR-1512-B, FS-1505-S, FS-1508-S, FS-1512-S, FS-1505-B, FS-1508-B, FS-1512-B | Klasa IIa | Retraktore dhe aksesoret e tyre (Retractor ring & Hooks) qe perdoren per te krijuar nje mekanizem mbajtes per te ekspozuar indet/organet e brendshme gjate procedurave kirugjikale , Instrument kiurgjikal steril qe perdoret per te mbajtur skajet e incisionit duke krijuar nje mekanizem te palevizshem, ne menyre qe te ekspzohen indet dhe organet e brendshme | Pajisje nje perdorimeshe
13997 | PRONTIXTE (POCOM) TWIN 10 | FARMAWORLD | 2023-05-18T00:00:00.000+02:00 | INDUSTRIE OTTICHE ITALIANE , Corso Fiume 4 - 10133 TORINO,ITALY | PRONTIXTE (POCOM) TWIN 10 | Klasa I | L'occhiale premontato , Syze te montuara paraprakisht janë pajisje mjekësore të klases I që përdoren për korrigjimin e problemeve të shikimit. | Pajisje laboratori
14049 | Hysan® Hyaluronspray | ITALMED-DISTRIBUTION | 2023-05-22T00:00:00.000+02:00 | URSAPHARM Arzneimittel GmbH, Industriestraße 35, 66129 SAARBRÜCKEN | Hysan® Hyaluronspray, nasal spray x 10 ml, sterile nasal preparations, 55.0787 | Klasa I | Hysan hyaluronspray sprej për hundë mundëson hidratim afatgjatë dhe lehtësim të pastrimit të mukozës së hundës dhe kështu lehtëson frymëmarrjen përmes hundës. Gjithashtu në rast të ftohjes, duhet të aplikohet si masë mbrojtëse. Përbërja e veçantë e tretësirës, e bazuar në përbërës natyral është posaçërisht e dobishme për këtë qëllim. 1 ml hysan® acid hialuronik sprej pёrmban 0.4mg natrium hialuron | Tjeter
14084 | Terumo Recording & Automatic Blood Collector T-RAC II | EUROMED | 2023-05-31T00:00:00.000+02:00 | Terumo BCT, Inc 10811 W. Collins Ave. Lakewood, CO 80215 USA | ME-TRAC2 | Klasa I | Peshore dhe tundes per qeset e gjakut e cila perdoret ne qendrat e transfuzionit te gjakut | Pajisje elektromekanike
14219 | Alinity c Lp (a) Calibrators, Alinity c Lp (a) Control Kit | LABOPHARMA SHPK | 2023-06-06T00:00:00.000+02:00 | Biokit SA Av Can Montcau 7 Llica dAmunt Barcelona 08186 Spain | 01R1401, 01R1410 | In vitro | Jane reagente qe perdoren per precizionin e analizes sasiore te lipazes ne gjak me sistemin Alinity, Jane reagente qe perdoren per kontrollin e analizes sasiore te lipazes ne gjak me sistemin Alinity | Pajisje te diagnostifikimit in vitro
14222 | ISE Diluent Gen.2 | Labor Dr. Limbach Heidelberg Germany | 2023-05-26T00:00:00.000+02:00 | Roche Diagnostics GmbH, Sandhofer Strasse 116 68305 Mannheim Germany | 04522630190, 04880480190 | In vitro | Diluenti përdoret si tretës i mostrës së bashku me reagentët e analizës në sistemin cobas, Diluenti përdoret si tretës i mostrës së bashku me reagentët e analizës në sistemin cobas | Pajisje te diagnostifikimit in vitro
14229 | Elecsys SysWash | Labor Dr. Limbach Heidelberg Germany | 2023-05-29T00:00:00.000+02:00 | Roche Diagnostics GmbH, Sandhofer Strasse 116 68305 Mannheim Germany | 11930346122 | In vitro | Lares per sistemin | Pajisje te diagnostifikimit in vitro
14234 | PreClean M | Labor Dr. Limbach Heidelberg Germany | 2023-05-29T00:00:00.000+02:00 | Roche Diagnostics GmbH, Sandhofer Strasse 116 68305 Mannheim Germany | 3004899190 | In vitro | Paralares M | Pajisje te diagnostifikimit in vitro
14184 | PreciControl Toxo IgG | Labor Dr. Limbach Heidelberg Germany | 2023-05-29T00:00:00.000+02:00 | Roche Diagnostics GmbH, Sandhofer Strasse 116 68305 Mannheim Germany | 4618823190 | In vitro | Kontroll per Toxo igG | Pajisje te diagnostifikimit in vitro
14187 | PreciControl Syphilis | Labor Dr. Limbach Heidelberg Germany | 2023-05-29T00:00:00.000+02:00 | Roche Diagnostics GmbH, Sandhofer Strasse 116 68305 Mannheim Germany | 6923364190 | In vitro | Kontroll syphilis | Pajisje te diagnostifikimit in vitro
14303 | Pasteur pipettes- P.E- 3ml- box, Pasteur pipettes- P.E- 3ml- gamma sterile, Pasteur pipettes- P.E- 1ml- box, Pasteur pipettes- P.E- 1ml- gamma sterile | KRIJON | 2023-06-02T00:00:00.000+02:00 | ISOLAB Laborgeräte GmbH, Am Dillhof 2 - 63863 Eschau ,GERMANY | 084.02.001, 084.22.001, 084.02.003, 084.22.003 | In vitro | Pipeta paster per perdorim laboratorik | Pajisje te diagnostifikimit in vitro
14188 | COLLECTION CONTAINERS FOR THE MEASUREMENT OF ASPIRATED BODY FLUIDS" MAK SERIES (1000, 2000, 4000) | 2 A - PHARMA | 2023-06-13T00:00:00.000+02:00 | FLOW METER S.p.A. Via del Lino 6 - 24040 Levate (BG) - Italia | 000110000 (Suction jar MAK/1000 complete) ;000030000( Suction jar MAK/2000 complete ) | Klasa I | Kontenitor per matjen e lengjeve te aspiruara te trupit, SERIA MAK | Instrumenta shumeperdorimeshe
14353 | anti-ERG (EPR3864) Rabbit Monoclonal Primary Antibody | E v i t a | 2023-06-02T00:00:00.000+02:00 | Ventana Medical Systems, lnc. 1910 E. lnnovation Park Drive Tucson, AZ 85755 USA | 06478450001 / 790-4576 | In vitro | Reagent monoklonal per detektimin e ERG ne imunohistokimi | Pajisje te diagnostifikimit in vitro
14159 | Adapter for Other's Fiber to P-Light, Light Source Adapter, SOAKING CAP, Cleaning Brush, PENTAX Medical PROFILE Single Use Endoscope Cleaning Brush Kits, PENTAX LEAKAGE TESTER, PENTAX Medical Cleaning Adapter, PENTAX Adapter For Ultrasound Endoscope, Water Jet Channel Cleaning Adapter, LIGHT GUIDE PLUG CAP, Soaking Cap, PENTAX Medical Ventilating Connector Adapter, AIR/WATER, SUCTION CHANNEL & DISINFECTION ADAPTER, Suction Nipple Cleaning Adapter, PVE Soaking Cap, Soaking Cap for US Connector, Scanning Unit Connector Soaking Cap, Suction Channel Cleaning & Disinfection Adapter, A /W, Suction Channel Cleaning Adapter, A /W, Suction Channel Cleaning A dapter, Cleaning Adapter, PENTAX Medical Cleaning Adapter, Cleaning Cap for Instrument Channel inlet, Channel Cleaning Adapter, ETO VENTING CA P, EYESHIELD, Air/Water Channel Cleaning & Disinfection Adapter, Bite Block, Water bottle Cleaning Adapter for Water bottle OS-H5, PENTAX Medical Air/Water Channel Cleaning Adapter, PENTAX Medical Cylinder Cleaning Adapter, PENTAX Medical Water Jet Channel Cleaning Adapter | MONTAL | 2023-06-05T00:00:00.000+02:00 | HOYA Corporation, 6-10-1 Nishi-shinjuku, Shinjuku-ku, Tokyo, 160-0023, Japan | AL-SF2, AL-SL, BS-B1, CS2010A, CS2022A, CS2037A, CS3010S, CS3022A, CS3025S, CS4010A, CS5503A, CS5522A, CS5530A, CS6002SN, CS6015ST, CS6021SN, CS6021T, CS6030SN, CS-C11A, CS-C12A, CS-C13A, CS-C3S, CS-C5S, CS-C9S, SHA-P5, OE-B1O, OE-B11, OE-B5, OE-C20, OE-C23, OE-C27, OE-C29, OE-G1, OE-C5, OE-C8, OE-C9, OE-U1, OE-U4, OF-B103, OF-B115, OF-B153, OF-B155, OF-B162, OF-B166, OF-B212, OF-B218, OF-B75, OF-C5, OF-D3, OF-G17, OF-Z5, OS-A63, OE-B15, OE-B16, OE-C31 | Klasa I | Aksesore per endoskope dhe video procesore | Tjeter
14256 | CREP2 | E v i t a | 2023-06-07T00:00:00.000+02:00 | Roche Diagnostics GmbH Sandhofer Strasse 116 68305 Mannheim Germany | 03263991190, 05168589190, 05401470190, 08057524190 | In vitro | Reagent per percaktimin e kreatit ne serum/plazem | Pajisje te diagnostifikimit in vitro
14192 | Gasflaschenhalterung ITD 400052, Quertraverse für B500 400934, Normschiene 400757, Abtropfbecher an ITD-Stange 400760, Abtropfbecher an ITD-Tragsäule 400761, Adapterkabel 0,3m Schuko an KG 400766, Schlauchklemmen 400770, Doppelendoskophalterung 400786, Wandhalterung für Monitor 400832, Potenzialausgleichs-Leitung POAG, 1m 400840, Gerätewagen vexio-cart 35U 400897, ITD Videowagen classic cart 400900, ITD Videowagen classic cart 400901, ITD Videowagen classic cart 400905, Seitenboden rechts komplett B300 400960, Flexion-port 400, Schwenkarm ITD- Profil, 400963, Griff für DSE mit Federunterstützung 400964, Gerätewagen für VIVIDEO mit Transformator 400970, VIVIDEO cart ohne Transformator 400971, PENTAX SVS Trolley 400974, PENTAX SVS flexion port Schwenkarm 400975, Flexion Port 400, Schwenkarm Traverse 400976, ITD Uni -cart Discovery 400986-1, Endoskophalter Vivideo 401001, Monitorhalterung ITD 401949, PENTAX PREMIUM CART 401950, PENTAX Medical FGU Stand for SCOPE PILOT 401969, [UNICART-ONE] uni-cart Trolley, for ONE Pulmo 300566, [ONE-M-ARM] Supporting Arm, for ONE-M with Universal Adapter 90° (Standard Rail / Round Tube) 306400, [ONE-M-BOARD] VESA 75 Adapter Board, for ONE-M for Universal Adapter 306401, classic-cart Trolley, Including Flexion-Port Arm for Monitor 300642, classic-cart Trolley, With Isolation Transformer, Including Flexion-Port Arm for Monitor 300641, classic-cart Trolley, With Isolation Transformer, With ISO Guard, Including Flexion-Port Arm for Monitor 300637 | MONTAL | 2023-06-09T00:00:00.000+02:00 | ITD GmbH, Sportplatzstrasse 3, 84381 Johanniskirchen, Germany | GW.0160.991 , HA.5011.991, GW.9801.991, ZV.9986.800, ZV.9963.991 , ZV.9959.799, GW.9882.999, GW.0870.991, TS.6359.991, ZV.9943.999, KU.2342.903, KD.7840.800, KD.7841.800, KD.7839.800, GW.0239.903, HA.2219.903 , TS.0808.991, KU.3094.800, KU.3645.800, KU.5214.903, HA.2237.903, HA.2235.903, KU.7717.903, KU.3097.991, TS.0838.991, KU.6181.903, KU.5813.800, KU.9308.903, KU.9242.991, KU.9240.100, KN.0540.800, KN.0539.800, KN.0532.800 | Klasa I | Aksesor per karroca te pajisjeve te levizshme, Aksesor per karroca dhe sisteme bartese, Karroca te pajisjeve te levizshme, Aksesor per sisteme bartese stacionare, Sisteme bartese stacionare | Pajisje elektromekanike
14345 | BIOPTRON MedAll | PARTNERS PHARMA | 2023-06-09T00:00:00.000+02:00 | Bioptron AG Sihleggstr.23 8832 Wollerau Switzerland | BIOPTRON MedAll PAG-960 | Klasa IIa | Terapia hiperdrite BIOPTRON® ngadalëson procesin natyral të plakjes së lëkurës. Hulumtimet klinike kanë treguar se BIOPTRON ka një efekt stimulues pozitiv në qelizat specifike të lëkurës të njohura si fibroblaste, gjë që rezulton në prodhimin e kolagjenit dhe elastinës. Trajtimi i sigurt dhe joinvaziv me BIOPTRON për vetëm dhjetë minuta në ditë redukton rrudhat, pa as | Tjeter
14390 | Provisional 28 Mm I.D. For Use With 50/52/54 Mm O.D. Shells, Provisional 32 Mm I.D. For Use With 56 Mm O.D. Shell, Provisional 32 Mm I.D. For Use With 58 Mm O.D. Shell, Provisional 36 Mm I.D. For Use With 60 Mm O.D. Shell, Provisional 36 Mm I.D. For Use With 62 Mm O.D. Shell, Provisional 36 Mm I.D. For Use With 64 Mm O.D. Shell, Provisional 36 Mm I.D. For Use With 66 Mm O.D. Shell, Provisional 36 Mm I.D. For Use With 68 Mm O.D. Shell, Provisional 36 Mm I.D. For Use With 70 Mm O.D. Shell, Provisional 36 Mm I.D. For Use With 72 Mm O.D. Shell, Provisional 36 Mm I.D. For Use With 74 Mm O.D. Shell, Provisional 36 Mm I.D. For Use With 76 Mm O.D. Shell, Provisional 36 Mm I.D. For Use With 78 Mm O.D. Shell, Provisional 36 Mm I.D. For Use With 80 Mm O.D. Shell, Shell Provisional 36 Mm O.D., Shell Provisional 38 Mm O.D., Shell Provisional 40 Mm O.D., Shell Provisional 42 Mm O.D., Shell Provisional 44 Mm O.D., Shell Provisional 46 Mm O.D., Shell Provisional 48 Mm O.D., Shell Provisional 50 Mm O.D., Shell Provisional 52 Mm O.D., Shell Provisional 56 Mm O.D., Shell Provisional 64 Mm O.D., Shell Provisional 66 Mm O.D., Shell Provisional 70 Mm O.D., Shell Provisional 72 Mm O.D., Shell Provisional 76 Mm O.D., Shell Provisional 78 Mm O.D., Shell Provisional 80 Mm O.D., Standard Liner Provisional 22 Mm I.D. For Use With 36 Mm | T R I M E D | 2023-06-16T00:00:00.000+02:00 | Zimmer, Inc. 1800 W. Center Street Warsaw, Indiana 46580 USA | 00-6144-050-28, 00-6144-056-32, 00-6144-058-32, 00-6144-060-36, 00-6144-062-36, 00-6144-064-36, 00-6144-066-36, 00-6144-068-36, 00-6144-070-36, 00-6144-072-36, 00-6144-074-36, 00-6144-076-36, 00-6144-078-36, 00-6144-080-36, 00-6240-036-00, 00-6240-038-00, 00-6240-040-00, 00-6240-078-00, 00-6240-080-00, 00-6242-038-00, 00-6242-040-00, 00-6242-042-00, 00-6242-044-00, 00-6242-046-00, 00-6242-048-00, 00-6242-050-00, 00-6242-052-00, 00-6242-054-00, 00-6242-056-00, 00-6242-058-00, 00-6242-060-00, 00-6242-062-00, 00-6242-064-00, 00-6242-066-00, 00-6242-068-00, 00-6242-070-00, 00-6242-072-00, 00-6242-074-00, 00-6242-076-00, 00-6242-078-00, 00-6242-080-00, 00-6270-036-22, 00-6270-038-22, 00-6240-042-00, 00-6240-044-00, 00-6240-046-00, 00-6240-048-00, 00-6240-050-00, 00-6240-052-00, 00-6240-054-00, 00-6240-056-00, 00-6240-058-00, 00-6240-060-00, 00-6240-062-00, 00-6240-064-00, 00-6240-066-00, 00-6240-068-00, 00-6240-070-00, 00-6240-072-00, 00-6240-074-00, 00-6240-076-00, 00-8835-015-36, 00-8835-016-36, 00-8835-017-36, 00-8835-018-36, 00-8835-019-36, 00-8835-020-36, 00-8835-021-36, 00-8835-022-36, 00-8835-023-36, 00-8838-009-28, 00-8838-010-28, 00-8838-011-28, 00-8838-012-28, 00-8838-013-28, 00-8838-012-32, 00-8838-013-32, 00-8838-014-32, 00-8838-015-32, 00-8838-016-32, 00-8838-017-32, 00-8838-018-32, 00-8838-019-32, 00-8838-020-32, 00-8838-021-32, 00-8838-022-32, 00-8838-023-32, 00-8838-014-36, 00-8838-015-36, 00-8838-016-36, 00-8838-017-36, 00-8838-018-36, 00-8838-019-36, 00-8838-020-36, 00-8838-021-36, 00-8838-022-36, 00-8838-023-36, 00-8931-006-28, 00-8931-007-28, 00-8931-008-28, 00-8931-009-28, 00-8931-010-28, 00-8931-011-28, 00-8931-012-28, 00-8931-013-28, 00-8931-014-28, 00-8931-015-28, 00-8931-016-28, 00-8931-017-28, 00-8931-018-28, 00-8931-008-32, 00-8931-009-32, 00-8931-010-32, 00-8931-011-32, 00-8931-012-32, 00-8931-013-32, 00-8931-014-32, 00-8931-015-32, 00-8931-016-32, 00-8931-017-32, 00-8931-018-32, 00-8931-019-32, 00-8931-020-32, 00-8931-021-32, 00-8931-010-36, 00-8931-011-36, 00-8931-012-36, 00-8931-013-36, 00-8931-014-36, 00-8931-015-36, 00-8931-016-36, 00-8931-017-36, 00-8931-018-36, 00-8931-019-36, 00-8931-020-36, 00-8931-021-36, 00-8931-012-40, 00-8931-013-40, 00-8931-014-40, 00-8931-015-40, 00-8931-016-40, 00-8931-017-40, 00-8931-018-40, 00-8931-019-40, 00-8931-020-40, 00-8931-021-40, 00-8932-005-22, 00-8932-006-22, 00-8932-007-22, 00-8932-006-28, 00-8932-007-28, 00-8932-008-28, 00-8932-009-28, 00-8932-010-28, 00-8932-011-28, 00-8932-012-28, 00-8932-013-28, 00-8932-014-28, 00-8932-015-28, 00-8932-016-28, 00-8932-017-28, 00-8932-018-28, 00-8932-008-32, 00-8932-009-32, 00-8932-010-32, 00-8932-011-32, 00-8932-012-32, 00-8932-013-32, 00-8932-014-32, 00-8932-015-32, 00-8932-016-32, 00-8932-017-32, 00-8932-018-32, 00-8932-019-32, 00-8932-020-32, 00-8932-021-32, 00-8932-010-36, 00-8932-011-36, 00-8932-012-36, 00-8932-013-36, 00-8932-014-36, 00-8932-015-36, 00-8932-016-36, 00-8932-017-36, 00-8932-018-36, 00-8932-019-36, 00-8932-020-36, 00-8932-021-36, 00-8934-005-28, 00-8934-006-28, 00-8934-007-28, 00-8934-008-28, 00-8934-009-28, 00-8934-010-28, 00-8934-011-28, 00-8934-012-28, 00-8934-013-28, 00-8934-014-28, 00-8934-015-28, 00-8934-016-28, 00-8934-017-28, 00-8934-018-28, 00-8934-006-32, 00-8934-007-32, 00-8934-008-32, 00-8934-009-32, 00-8934-010-32, 00-8934-011-32, 00-8934-012-32, 00-8934-013-32, 00-8934-014-32, 00-8934-015-32, 00-8934-016-32, 00-8934-017-32, 00-8934-018-32, 00-8934-019-32, 00-8934-020-32, 00-8934-021-32, 00-8934-009-36, 00-8934-010-36, 00-8934-011-36, 00-8934-012-36, 00-8934-013-36, 00-8934-014-36, 00-8934-015-36, 00-8934-016-36, 00-8934-017-36, 00-8934-018-36, 00-8934-019-36, 00-8934-020-36, 00-8934-021-36, 00-8935-006-28, 00-8935-007-28, 00-8935-008-28, 00-8935-009-28, 00-8935-010-28, 00-8935-008-32, 00-8935-009-32, 00-8935-010-32, 00-8935-011-32, 00-8935-012-32, 00-8935-013-32, 00-8935-014-32, 00-8935-015-32, 00-8935-016-32, 00-8935-017-32, 00-8935-018-32, 00-8935-019-32, 00-8935-020-32, 00-8935-021-32, | Klasa IIa | Set instrumentash që përdoren për sisteme të ndryshme protezimi, në artroplastikën kokso-femorale | Instrumenta shumeperdorimeshe
Shell Provisional, Standard Liner Provisional 22 Mm I.D. For Use With 38 Mm
Shell Provisional, Shell Provisional 54 Mm O.D., Shell Provisional 58 Mm O.D., Shell Provisional 60 Mm O.D., Shell Provisional 62 Mm O.D., Shell Provisional 68 Mm O.D., Shell Provisional 74 Mm O.D., Oblique Liner Provisional 36 Mm I.D. Size Pp For Use With
Shell Provisional 66 Mm O.D. Size Pp, Oblique Liner Provisional 36 Mm I.D. Size Qu For Use With
Shell Provisional 68 Mm O.D. Size Qu, Oblique Liner Provisional 36 Mm I.D. Size Rr For Use With
Shell Provisional 70 Mm O.D. Size Rr, Oblique Liner Provisional 36 Mm I.D. Size Ss For Use With Shell Provisional 72 Mm O.D. Size Ss, Oblique Liner Provisional 36 Mm I.D. Size Tt For Use With
Shell Provisional 74 Mm O.D. Size Tt, Oblique Liner Provisional 36 Mm I.D. Size Uu For Use With
Shell Provisional 76 Mm O.D. Size Uu, Oblique Liner Provisional 36 Mm I.D. Size V V For Use With
Shell Provisionals 78,80 Mm O.D. Size V V, Liner Provisional Constrained 28 Mm I.D. Size Hh For Use With Shell Provisional 50 Mm O.D. Size Hh, Liner Provisional Constrained 28 Mm I.D. Size Ii For Use With
Shell Provisional 52 Mm O.D. Size Ii, Liner Provisional Constrained 28 Mm I.D. Size Ll For Use With
Shell Provisional 58 Mm O.D. Size Ll, Liner Provisional Constrained 32 Mm I.D. Size Kk For Use With
Shell Provisional 56 Mm O.D. Size Kk, Liner Provisional Constrained 32 Mm I.D. Size Oo For Use With Shell Provisional 64 Mm O.D. Size Oo, Liner Provisional Constrained 32 Mm I.D. Size Pp For Use With
Shell Provisional 66 Mm O.D. Size Pp, Liner Provisional Constrained 32 Mm I.D. Size Qu For Use With
Shell Provisional 68 Mm O.D. Size Qu, Liner Provisional Constrained 32 Mm I.D. Size Ss For Use With Shell Provisional 72 Mm O.D. Size Ss, Liner Provisional Constrained 32 Mm I.D. Size Tt For Use With
Shell Provisional 74 Mm O.D. Size Tt, Liner Provisional Constrained 32 Mm I.D. Size V V For Use
With Shell Provisionals 78,80 Mm O.D. Size V V, Liner Provisional Constrained 36 Mm I.D. Size Mm For Use
With Shell Provisional 60 Mm O.D. Size Mm, Liner Provisional Constrained 36 Mm I.D. Size Oo For Use With
Shell Provisional 64 Mm O.D. Size Oo, Liner Provisional Constrained 36 Mm I.D. Size Pp For Use With
Shell Provisional 66 Mm O.D. Size Pp, Liner Provisional Constrained 36 Mm I.D. Size Qu For Use With
Shell Provisional 68 Mm O.D. Size Qu, Liner Provisional Constrained 36 Mm I.D. Size Ss For Use With
Shell Provisional 72 Mm O.D. Size Ss, Liner Provisional Constrained 36 Mm I.D. Size Uu For Use With
Shell Provisional 76 Mm O.D. Size Uu, Liner Provisional Constrained 36 Mm I.D. Size V V For Use With Shell Provisionals 78,80 Mm O.D. Size V V, Liner Provisional Neutral 28 Mm I.D. Size Ee For Use With 44
Mm O.D. Size Ee Shell, Liner Provisional Neutral 28 Mm I.D. Size Ff For Use With 46
Mm O.D. Size Ff Shell, Liner Provisional Neutral 28 Mm I.D. Size Gg For Use With 48
Mm O.D. Size Gg Shell, Liner Provisional Neutral 28 Mm I.D. Size Hh For Use With 50
Mm O.D. Size Hh Shell, Liner Provisional Neutral 28 Mm I.D. Size Ii For Use With 52
Mm O.D. Size Ii Shell, Liner Provisional Neutral 28 Mm I.D. Size Jj For Use With 54
Mm O.D. Size Jj Shell, Liner Provisional Neutral 28 Mm I.D. Size Kk For Use With 56
Mm O.D. Size Kk Shell, Liner Provisional Neutral 28 Mm I.D. Size Ll For Use With 58
Mm O.D. Size Ll Shell, Liner Provisional Neutral 28 Mm I.D. Size Mm For Use With 60 Mm O.D. Size Mm Shell, Liner Provisional Neutral 28 Mm I.D. Size Nn For Use With 62
Mm O.D. Size Nn Shell, Liner Provisional Neutral 28 Mm I.D. Size Oo For Use With 64
Mm O.D. Size Oo Shell, Liner Provisional Neutral 28 Mm I.D. Size Pp For Use With 66
Mm O.D. Size Pp Shell, Liner Provisional Neutral 28 Mm I.D. Size Qu For Use With 68 Mm O.D. Size Qu Shell, Liner Provisional Neutral 32 Mm I.D. Size Gg For Use With 48
Mm O.D. Size Gg Shell, Liner Provisional Neutral 32 Mm I.D. Size Hh For Use With 50
Mm O.D. Size Hh Shell, Liner Provisional Neutral 32 Mm I.D. Size Ii For Use With 52
Mm O.D. Size Ii Shell, Liner Provisional Neutral 32 Mm I.D. Size Jj For Use With 54
Mm O.D. Size Jj Shell, Liner Provisional Neutral 32 Mm I.D. Size Kk For Use With 56
Mm O.D. Size Kk Shell, Liner Provisional Neutral 32 Mm I.D. Size Ll For Use With 58
Mm O.D. Size Ll Shell, Liner Provisional Neutral 32 Mm I.D. Size Mm For Use With
60 Mm O.D. Size Mm Shell, Liner Provisional Neutral 32 Mm I.D. Size Nn For Use With 62
Mm O.D. Size Nn Shell, Liner Provisional Neutral 32 Mm I.D. Size Oo For Use With 64 Mm O.D. Size Oo Shell, Liner Provisional Neutral 32 Mm I.D. Size Pp For Use With 66
Mm O.D. Size Pp Shell, Liner Provisional Neutral 32 Mm I.D. Size Qu For Use With 68
Mm O.D. Size Qu Shell, Liner Provisional Neutral 32 Mm I.D. Size Rr For Use With 70
Mm O.D. Size Rr Shell, Liner Provisional Neutral 32 Mm I.D. Size Ss For Use With 72 Mm O.D. Size Ss Shell, Liner Provisional Neutral 32 Mm I.D. Size Tt For Use With 74
Mm O.D. Size Tt Shell, Liner Provisional Neutral 36 Mm I.D. Size Ii For Use With 52
Mm O.D. Size Ii Shell, Liner Provisional Neutral 36 Mm I.D. Size Jj For Use With 54
Mm O.D. Size Jj Shell, Liner Provisional Neutral 36 Mm I.D. Size Kk For Use With 56
Mm O.D. Size Kk Shell, Liner Provisional Neutral 36 Mm I.D. Size Ll For Use With 58
Mm O.D. Size Ll Shell, Liner Provisional Neutral 36 Mm I.D. Size Mm For Use With
60 Mm O.D. Size Mm Shell, Liner Provisional Neutral 36 Mm I.D. Size Nn For Use With 62
Mm O.D. Size Nn Shell, Liner Provisional Neutral 36 Mm I.D. Size Oo For Use With 64
Mm O.D. Size Oo Shell, Liner Provisional Neutral 36 Mm I.D. Size Pp For Use With 66 Mm O.D. Size Pp Shell, Liner Provisional Neutral 36 Mm I.D. Size Qu For Use With 68
Mm O.D. Size Qu Shell, Liner Provisional Neutral 36 Mm I.D. Size Rr For Use With 70
Mm O.D. Size Rr Shell, Liner Provisional Neutral 36 Mm I.D. Size Ss For Use With 72
Mm O.D. Size Ss Shell, Liner Provisional Neutral 36 Mm I.D. Size Tt For Use With 74 Mm O.D. Size Tt Shell, Liner Provisional Neutral 40 Mm I.D. Size Kk For Use With 56
Mm O.D. Size Kk Shell, Liner Provisional Neutral 40 Mm I.D. Size Ll For Use With 58
Mm O.D. Size Ll Shell, Liner Provisional Neutral 40 Mm I.D. Size Mm For Use With
60 Mm O.D. Size Mm Shell, Liner Provisional Neutral 40 Mm I.D. Size Nn For Use With 62
Mm O.D. Size Nn Shell, Liner Provisional Neutral 40 Mm I.D. Size Oo For Use With 64
Mm O.D. Size Oo Shell, Liner Provisional Neutral 40 Mm I.D. Size Pp For Use With 66
Mm O.D. Size Pp Shell, Liner Provisional Neutral 40 Mm I.D. Size Qu For Use With 68
Mm O.D. Size Qu Shell, Liner Provisional Neutral 40 Mm I.D. Size Rr For Use With 70
Mm O.D. Size Rr Shell, Liner Provisional Neutral 40 Mm I.D. Size Ss For Use With 72 Mm O.D. Size Ss Shell, Liner Provisional Neutral 40 Mm I.D. Size Tt For Use With 74
Mm O.D. Size Tt Shell, Liner Provisional Elevated Rim 22 Mm I.D. Size Dd For Use
With 42 Mm O.D. Size Dd Shell, Liner Provisional Elevated Rim 22 Mm I.D. Size Ee For Use
With 44 Mm O.D. Size Ee Shell, Liner Provisional Elevated Rim 22 Mm I.D. Size Ff For Use With 46 Mm O.D. Size Ff Shell, Liner Provisional Elevated Rim 28 Mm I.D. Size Ee For Use
With 44 Mm O.D. Size Ee Shell, Liner Provisional Elevated Rim 28 Mm I.D. Size Ff For Use
With 46 Mm O.D. Size Ff Shell, Liner Provisional Elevated Rim 28 Mm I.D. Size Gg For Use
With 48 Mm O.D. Size Gg Shell, Liner Provisional Elevated Rim 28 Mm I.D. Size Hh For Use
With 50 Mm O.D. Size Hh Shell, Liner Provisional Elevated Rim 28 Mm I.D. Size Ii For Use With
52 Mm O.D. Size Ii Shell, Liner Provisional Elevated Rim 28 Mm I.D. Size Jj For Use
With 54 Mm O.D. Size Jj Shell, Liner Provisional Elevated Rim 28 Mm I.D. Size Kk For Use
With 56 Mm O.D. Size Kk Shell, Liner Provisional Elevated Rim 28 Mm I.D. Size Ll For Use
With 58 Mm O.D. Size Ll Shell, Liner Provisional Elevated Rim 28 Mm I.D. Size Mm For Use With 60 Mm O.D. Size Mm Shell, Liner Provisional Elevated Rim 28 Mm I.D. Size Nn For Use
With 62 Mm O.D. Size Nn Shell, Liner Provisional Elevated Rim 28 Mm I.D. Size Oo For Use
With 64 Mm O.D. Size Oo Shell, Liner Provisional Elevated Rim 28 Mm I.D. Size Pp For Use
With 66 Mm O.D. Size Pp Shell, Liner Provisional Elevated Rim 28 Mm I.D. Size Qu For Use With 68 Mm O.D. Size Qu Shell, Liner Provisional Elevated Rim 32 Mm I.D. Size Gg For Use
With 48 Mm O.D. Size Gg Shell, Liner Provisional Elevated Rim 32 Mm I.D. Size Hh For Use
With 50 Mm O.D. Size Hh Shell, Liner Provisional Elevated Rim 32 Mm I.D. Size Ii For Use With
52 Mm O.D. Size Ii Shell, Liner Provisional Elevated Rim 32 Mm I.D. Size Jj For Use
With 54 Mm O.D. Size Jj Shell, Liner Provisional Elevated Rim 32 Mm I.D. Size Kk For Use
With 56 Mm O.D. Size Kk Shell, Liner Provisional Elevated Rim 32 Mm I.D. Size Ll For Use
With 58 Mm O.D. Size Ll Shell, Liner Provisional Elevated Rim 32 Mm I.D. Size Mm For Use
With 60 Mm O.D. Size Mm Shell, Liner Provisional Elevated Rim 32 Mm I.D. Size Nn For Use
With 62 Mm O.D. Size Nn Shell, Liner Provisional Elevated Rim 32 Mm I.D. Size Oo For Use With 64 Mm O.D. Size Oo Shell, Liner Provisional Elevated Rim 32 Mm I.D. Size Pp For Use
With 66 Mm O.D. Size Pp Shell, Liner Provisional Elevated Rim 32 Mm I.D. Size Qu For Use
With 68 Mm O.D. Size Qu Shell, Liner Provisional Elevated Rim 32 Mm I.D. Size Rr For Use
With 70 Mm O.D. Size Rr Shell, Liner Provisional Elevated Rim 32 Mm I.D. Size Ss For Use With 72 Mm O.D. Size Ss Shell, Liner Provisional Elevated Rim 32 Mm I.D. Size Tt For Use
With 74 Mm O.D. Size Tt Shell, Liner Provisional Elevated Rim 36 Mm I.D. Size Ii For Use With
52 Mm O.D. Size Ii Shell, Liner Provisional Elevated Rim 36 Mm I.D. Size Jj For Use
With 54 Mm O.D. Size Jj Shell, Liner Provisional Elevated Rim 36 Mm I.D. Size Kk For Use
With 56 Mm O.D. Size Kk Shell, Liner Provisional Elevated Rim 36 Mm I.D. Size Ll For Use
With 58 Mm O.D. Size Ll Shell, Liner Provisional Elevated Rim 36 Mm I.D. Size Mm For Use
With 60 Mm O.D. Size Mm Shell, Liner Provisional Elevated Rim 36 Mm I.D. Size Nn For Use
With 62 Mm O.D. Size Nn Shell, Liner Provisional Elevated Rim 36 Mm I.D. Size Oo For Use
With 64 Mm O.D. Size Oo Shell, Liner Provisional Elevated Rim 36 Mm I.D. Size Pp For Use With 66 Mm O.D. Size Pp Shell, Liner Provisional Elevated Rim 36 Mm I.D. Size Qu For Use
With 68 Mm O.D. Size Qu Shell, Liner Provisional Elevated Rim 36 Mm I.D. Size Rr For Use
With 70 Mm O.D. Size Rr Shell, Liner Provisional Elevated Rim 36 Mm I.D. Size Ss For Use
With 72 Mm O.D. Size Ss Shell, Liner Provisional Elevated Rim 36 Mm I.D. Size Tt For Use With 74 Mm O.D. Size Tt Shell, Liner Provisional 7 Mm Offset 28 Mm I.D. Size Dd For Use
With 42 Mm O.D. Size Dd Shell, Liner Provisional 7 Mm Offset 28 Mm I.D. Size Ee For Use
With 44 Mm O.D. Size Ee Shell, Liner Provisional 7 Mm Offset 28 Mm I.D. Size Ff For Use With
46 Mm O.D. Size Ff Shell, Liner Provisional 7 Mm Offset 28 Mm I.D. Size Gg For Use
With 48 Mm O.D. Size Gg Shell, Liner Provisional 7 Mm Offset 28 Mm I.D. Size Hh For Use
With 50 Mm O.D. Size Hh Shell, Liner Provisional 7 Mm Offset 28 Mm I.D. Size Ii For Use With
52 Mm O.D. Size Ii Shell, Liner Provisional 7 Mm Offset 28 Mm I.D. Size Jj For Use With
54 Mm O.D. Size Jj Shell, Liner Provisional 7 Mm Offset 28 Mm I.D. Size Kk For Use
With 56 Mm O.D. Size Kk Shell, Liner Provisional 7 Mm Offset 28 Mm I.D. Size Ll For Use With 58 Mm O.D. Size Ll Shell, Liner Provisional 7 Mm Offset 28 Mm I.D. Size Mm For Use
With 60 Mm O.D. Size Mm Shell, Liner Provisional 7 Mm Offset 28 Mm I.D. Size Nn For Use
With 62 Mm O.D. Size Nn Shell, Liner Provisional 7 Mm Offset 28 Mm I.D. Size Oo For Use
With 64 Mm O.D. Size Oo Shell, Liner Provisional 7 Mm Offset 28 Mm I.D. Size Pp For Use With 66 Mm O.D. Size Pp Shell, Liner Provisional 7 Mm Offset 28 Mm I.D. Size Qu For Use
With 68 Mm O.D. Size Qu Shell, Liner Provisional 7 Mm Offset 32 Mm I.D. Size Ee For Use
With 44 Mm O.D. Size Ee Shell, Liner Provisional 7 Mm Offset 32 Mm I.D. Size Ff For Use With
46 Mm O.D. Size Ff Shell, Liner Provisional 7 Mm Offset 32 Mm I.D. Size Gg For Use
With 48 Mm O.D. Size Gg Shell, Liner Provisional 7 Mm Offset 32 Mm I.D. Size Hh For Use
With 50 Mm O.D. Size Hh Shell, Liner Provisional 7 Mm Offset 32 Mm I.D. Size Ii For Use With
52 Mm O.D. Size Ii Shell, Liner Provisional 7 Mm Offset 32 Mm I.D. Size Jj For Use With
54 Mm O.D. Size Jj Shell, Liner Provisional 7 Mm Offset 32 Mm I.D. Size Kk For Use
With 56 Mm O.D. Size Kk Shell, Liner Provisional 7 Mm Offset 32 Mm I.D. Size Ll For Use With 58 Mm O.D. Size Ll Shell, Liner Provisional 7 Mm Offset 32 Mm I.D. Size Mm For Use
With 60 Mm O.D. Size Mm Shell, Liner Provisional 7 Mm Offset 32 Mm I.D. Size Nn For Use
With 62 Mm O.D. Size Nn Shell, Liner Provisional 7 Mm Offset 32 Mm I.D. Size Oo For Use
With 64 Mm O.D. Size Oo Shell, Liner Provisional 7 Mm Offset 32 Mm I.D. Size Pp For Use With 66 Mm O.D. Size Pp Shell, Liner Provisional 7 Mm Offset 32 Mm I.D. Size Qu For Use
With 68 Mm O.D. Size Qu Shell, Liner Provisional 7 Mm Offset 32 Mm I.D. Size Rr For Use With
70 Mm O.D. Size Rr Shell, Liner Provisional 7 Mm Offset 32 Mm I.D. Size Ss For Use With
72 Mm O.D. Size Ss Shell, Liner Provisional 7 Mm Offset 32 Mm I.D. Size Tt For Use With
74 Mm O.D. Size Tt Shell, Liner Provisional 7 Mm Offset 36 Mm I.D. Size Hh For Use
With 50 Mm O.D. Size Hh Shell, Liner Provisional 7 Mm Offset 36 Mm I.D. Size Ii For Use With
52 Mm O.D. Size Ii Shell, Liner Provisional 7 Mm Offset 36 Mm I.D. Size Jj For Use With
54 Mm O.D. Size Jj Shell, Liner Provisional 7 Mm Offset 36 Mm I.D. Size Kk For Use
With 56 Mm O.D. Size Kk Shell, Liner Provisional 7 Mm Offset 36 Mm I.D. Size Ll For Use With 58 Mm O.D. Size Ll Shell, Liner Provisional 7 Mm Offset 36 Mm I.D. Size Mm For Use
With 60 Mm O.D. Size Mm Shell, Liner Provisional 7 Mm Offset 36 Mm I.D. Size Nn For Use
With 62 Mm O.D. Size Nn Shell, Liner Provisional 7 Mm Offset 36 Mm I.D. Size Oo For Use
With 64 Mm O.D. Size Oo Shell, Liner Provisional 7 Mm Offset 36 Mm I.D. Size Pp For Use With 66 Mm O.D. Size Pp Shell, Liner Provisional 7 Mm Offset 36 Mm I.D. Size Qu For Use
With 68 Mm O.D. Size Qu Shell, Liner Provisional 7 Mm Offset 36 Mm I.D. Size Rr For Use With
70 Mm O.D. Size Rr Shell, Liner Provisional 7 Mm Offset 36 Mm I.D. Size Ss For Use With
72 Mm O.D. Size Ss Shell, Liner Provisional 7 Mm Offset 36 Mm I.D. Size Tt For Use With
74 Mm O.D. Size Tt Shell, Oblique Liner Provisional 28 Mm I.D. Size Ee For Use With 44
Mm O.D. Size Ee Shell, Oblique Liner Provisional 28 Mm I.D. Size Ff For Use With 46
Mm O.D. Size Ff Shell, Oblique Liner Provisional 28 Mm I.D. Size Gg For Use With 48
Mm O.D. Size Gg Shell, Oblique Liner Provisional 28 Mm I.D. Size Hh For Use With 50
Mm O.D. Size Hh Shell, Oblique Liner Provisional 28 Mm I.D. Size Ii For Use With 52 Mm O.D. Size Ii Shell, Oblique Liner Provisional 32 Mm I.D. Size Gg For Use With 48
Mm O.D. Size Gg Shell, Oblique Liner Provisional 32 Mm I.D. Size Hh For Use With 50
Mm O.D. Size Hh Shell, Oblique Liner Provisional 32 Mm I.D. Size Ii For Use With 52
Mm O.D. Size Ii Shell, Oblique Liner Provisional 32 Mm I.D. Size Jj For Use With 54 Mm O.D. Size Jj Shell, Oblique Liner Provisional 32 Mm I.D. Size Kk For Use With 56
Mm O.D. Size Kk Shell, Oblique Liner Provisional 32 Mm I.D. Size Ll For Use With 58
Mm O.D. Size Ll Shell, Oblique Liner Provisional 32 Mm I.D. Size Mm For Use With
60 Mm O.D. Size Mm Shell, Oblique Liner Provisional 32 Mm I.D. Size Nn For Use With 62
Mm O.D. Size Nn Shell, Oblique Liner Provisional 32 Mm I.D. Size Oo For Use With 64
Mm O.D. Size Oo Shell, Oblique Liner Provisional 32 Mm I.D. Size Pp For Use With 66
Mm O.D. Size Pp Shell, Oblique Liner Provisional 32 Mm I.D. Size Qu For Use With 68
Mm O.D. Size Qu Shell, Oblique Liner Provisional 32 Mm I.D. Size Rr For Use With 70
Mm O.D. Size Rr Shell, Oblique Liner Provisional 32 Mm I.D. Size Ss For Use With 72 Mm O.D. Size Ss Shell, Oblique Liner Provisional 32 Mm I.D. Size Tt For Use With 74
Mm O.D. Size Tt Shell, Oblique Liner Provisional 36 Mm I.D. Size Ii For Use With 52
Mm O.D. Size Ii Shell, Oblique Liner Provisional 36 Mm I.D. Size Jj For Use With 54
Mm O.D. Size Jj Shell, Oblique Liner Provisional 36 Mm I.D. Size Kk For Use With 56 Mm O.D. Size Kk Shell, Oblique Liner Provisional 36 Mm I.D. Size Ll For Use With 58
Mm O.D. Size Ll Shell, Oblique Liner Provisional 36 Mm I.D. Size Mm For Use With
60 Mm O.D. Size Mm Shell, Oblique Liner Provisional 36 Mm I.D. Size Nn For Use With 62
Mm O.D. Size Nn Shell, Oblique Liner Provisional 36 Mm I.D. Size Oo For Use With 64
Mm O.D. Size Oo Shell, Oblique Liner Provisional 36 Mm I.D. Size Pp For Use With 66
Mm O.D. Size Pp Shell, Oblique Liner Provisional 36 Mm I.D. Size Qu For Use With 68
Mm O.D. Size Qu Shell, Oblique Liner Provisional 36 Mm I.D. Size Rr For Use With 70
Mm O.D. Size Rr Shell, Oblique Liner Provisional 36 Mm I.D. Size Ss For Use With 72
Mm O.D. Size Ss Shell, Oblique Liner Provisional 36 Mm I.D. Size Tt For Use With 74 Mm O.D. Size Tt Shell, Liner Provisional Constrained 28 Mm I.D. Size Hh For Use With
50 Mm O.D. Size Hh Shell, Liner Provisional Constrained 28 Mm I.D. Size Ii For Use With
52 Mm O.D. Size Ii Shell, Liner Provisional Constrained 28 Mm I.D. Size Jj For Use With
54 Mm O.D. Size Jj Shell, Liner Provisional Constrained 28 Mm I.D. Size Kk For Use With 56 Mm O.D. Size Kk Shell, Liner Provisional Constrained 28 Mm I.D. Size Ll For Use With
58 Mm O.D. Size Ll Shell, Liner Provisional Constrained 32 Mm I.D. Size Kk For Use With
56 Mm O.D. Size Kk Shell, Liner Provisional Constrained 32 Mm I.D. Size Ll For Use With
58 Mm O.D. Size Ll Shell, Liner Provisional Constrained 32 Mm I.D. Size Mm For Use
With 60 Mm O.D. Size Mm Shell, Liner Provisional Constrained 32 Mm I.D. Size Nn For Use With
62 Mm O.D. Size Nn Shell, Liner Provisional Constrained 32 Mm I.D. Size Oo For Use With
64 Mm O.D. Size Oo Shell, Liner Provisional Constrained 32 Mm I.D. Size Pp For Use With
66 Mm O.D. Size Pp Shell, Liner Provisional Constrained 32 Mm I.D. Size Qu For Use With
68 Mm O.D. Size Qu Shell, Liner Provisional Constrained 32 Mm I.D. Size Rr For Use With 70 Mm O.D. Size Rr Shell, Liner Provisional Constrained 32 Mm I.D. Size Ss For Use With
72 Mm O.D. Size Ss Shell, Liner Provisional Constrained 32 Mm I.D. Size Tt For Use With
74 Mm O.D. Size Tt Shell, Liner Provisional Constrained 36 Mm I.D. Size Mm For Use
With 60 Mm O.D. Size Mm Shell, Liner Provisional Constrained 36 Mm I.D. Size Nn For Use With 62 Mm O.D. Size Nn Shell, Liner Provisional Constrained 36 Mm I.D. Size Oo For Use With
64 Mm O.D. Size Oo Shell, Liner Provisional Constrained 36 Mm I.D. Size Pp For Use With
66 Mm O.D. Size Pp Shell, Liner Provisional Constrained 36 Mm I.D. Size Qu For Use With
68 Mm O.D. Size Qu Shell, Liner Provisional Constrained 36 Mm I.D. Size Rr For Use With
70 Mm O.D. Size Rr Shell, Liner Provisional Constrained 36 Mm I.D. Size Ss For Use With
72 Mm O.D. Size Ss Shell, Liner Provisional Constrained 36 Mm I.D. Size Tt For Use With
74 Mm O.D. Size Tt Shell, Liner Provisional 7 Mm Offset 36 Mm I.D. Size Hh For Use With Shell Provisional 50 Mm O.D. Size Hh, Liner Provisional 7 Mm Offset 28 Mm I.D. Size Ii For Use With
Shell Provisional 52 Mm O.D. Size Ii, Liner Provisional 7 Mm Offset 32 Mm I.D. Size Jj For Use With
Shell Provisional 54 Mm O.D. Size Jj, Liner Provisional 7 Mm Offset 36 Mm I.D. Size Jj For Use With
Shell Provisional 54 Mm O.D. Size Jj, Liner Provisional 7 Mm Offset 28 Mm I.D. Size Kk For Use
With Shell Provisional 56 Mm O.D. Size Kk, Liner Provisional 7 Mm Offset 32 Mm I.D. Size Kk For Use
With Shell Provisional 56 Mm O.D. Size Kk, Liner Provisional 7 Mm Offset 36 Mm I.D. Size Kk For Use With Shell Provisional 56 Mm O.D. Size Kk, Liner Provisional 7 Mm Offset 32 Mm I.D. Size Ll For Use With
Shell Provisional 58 Mm O.D. Size Ll, Liner Provisional 7 Mm Offset 28 Mm I.D. Size Mm For Use With Shell Provisional 60 Mm O.D. Size Mm, Liner Provisional 7 Mm Offset 32 Mm I.D. Size Mm For Use
With Shell Provisional 60 Mm O.D. Size Mm, Liner Provisional 7 Mm Offset 36 Mm I.D. Size Mm For Use
With Shell Provisional 60 Mm O.D. Size Mm, Liner Provisional 7 Mm Offset 28 Mm I.D. Size Nn For Use
With Shell Provisional 62 Mm O.D. Size Nn, Liner Provisional 7 Mm Offset 32 Mm I.D. Size Nn For Use
With Shell Provisional 62 Mm O.D. Size Nn, Liner Provisional 7 Mm Offset 36 Mm I.D. Size Nn For Use
With Shell Provisional 62 Mm O.D. Size Nn, Liner Provisional 7 Mm Offset 28 Mm I.D. Size Oo For Use
With Shell Provisional 64 Mm O.D. Size Oo, Liner Provisional 7 Mm Offset 36 Mm I.D. Size Oo For Use
With Shell Provisional 64 Mm O.D. Size Oo, Liner Provisional 7 Mm Offset 28 Mm I.D. Size Pp For Use With Shell Provisional 66 Mm O.D. Size Pp, Liner Provisional 7 Mm Offset 36 Mm I.D. Size Pp For Use
With Shell Provisional 66 Mm O.D. Size Pp, Liner Provisional 7 Mm Offset 28 Mm I.D. Size Qu For Use
With Shell Provisional 68 Mm O.D. Size Qu, Liner Provisional 7 Mm Offset 32 Mm I.D. Size Qu For Use With Shell Provisional 68 Mm O.D. Size Qu, Liner Provisional 7 Mm Offset 32 Mm I.D. Size Rr For Use With
Shell Provisional 70 Mm O.D. Size Rr, Liner Provisional 7 Mm Offset 36 Mm I.D. Size Rr For Use With
Shell Provisional 70 Mm O.D. Size Rr, Liner Provisional 7 Mm Offset 32 Mm I.D. Size Ss For Use With
Shell Provisional 72 Mm O.D. Size Ss, Liner Provisional 7 Mm Offset 36 Mm I.D. Size Ss For Use With
Shell Provisional 72 Mm O.D. Size Ss, Liner Provisional 7 Mm Offset 32 Mm I.D. Size Uu For Use
With Shell Provisional 76 Mm O.D. Size Uu, Liner Provisional 7 Mm Offset 36 Mm I.D. Size Uu For Use With Shell Provisional 76 Mm O.D. Size Uu, Liner Provisional 7 Mm Offset 36 Mm I.D. Size V V For Use
With Shell Provisionals 78,80 Mm O.D. Size V V, Oblique Liner Provisional 28 Mm I.D. Size Ee For Use With
Shell Provisional 44 Mm O.D. Size Ee, Oblique Liner Provisional 28 Mm I.D. Size Ff For Use With Shell Provisional 46 Mm O.D. Size Ff, Oblique Liner Provisional 32 Mm I.D. Size Gg For Use With
Shell Provisional 48 Mm O.D. Size Gg, Liner Provisional 7 Mm Offset 32 Mm I.D. Size V V For Use
With Shell Provisionals 78,80 Mm O.D. Size V V, Liner Provisional 7 Mm Offset 36 Mm I.D. Size Hh For Use
With Shell Provisional 50 Mm O.D. Size Hh, Liner Provisional 7 Mm Offset 36 Mm I.D. Size Ii For Use With
Shell Provisional 52 Mm O.D. Size Ii, Liner Provisional 7 Mm Offset 36 Mm I.D. Size Kk For Use
With Shell Provisional 56 Mm O.D. Size Kk, Liner Provisional 7 Mm Offset 36 Mm I.D. Size Ll For Use With
Shell Provisional 58 Mm O.D. Size Ll, Liner Provisional 7 Mm Offset 36 Mm I.D. Size Oo For Use With Shell Provisional 64 Mm O.D. Size Oo, Liner Provisional 7 Mm Offset 36 Mm I.D. Size Pp For Use
With Shell Provisional 66 Mm O.D. Size Pp, Liner Provisional 7 Mm Offset 36 Mm I.D. Size Qu For Use
With Shell Provisional 68 Mm O.D. Size Qu, Liner Provisional 7 Mm Offset 36 Mm I.D. Size Ss For Use With Shell Provisional 72 Mm O.D. Size Ss, Liner Provisional 7 Mm Offset 36 Mm I.D. Size Tt For Use With
Shell Provisional 74 Mm O.D. Size Tt, Liner Provisional 7 Mm Offset 36 Mm I.D. Size Uu For Use
With Shell Provisional 76 Mm O.D. Size Uu, Oblique Liner Provisional 28 Mm I.D. Size Ee For Use With
Shell Provisional 44 Mm O.D. Size Ee, Oblique Liner Provisional 28 Mm I.D. Size Ff For Use With
Shell Provisional 46 Mm O.D. Size Ff, Oblique Liner Provisional 28 Mm I.D. Size Gg For Use With
Shell Provisional 48 Mm O.D. Size Gg, Oblique Liner Provisional 28 Mm I.D. Size Ii For Use With
Shell Provisional 52 Mm O.D. Size Ii, Oblique Liner Provisional 32 Mm I.D. Size Gg For Use With Shell Provisional 48 Mm O.D. Size Gg, Oblique Liner Provisional 32 Mm I.D. Size Hh For Use With
Shell Provisional 50 Mm O.D. Size Hh, Oblique Liner Provisional 32 Mm I.D. Size Ii For Use With
Shell Provisional 52 Mm O.D. Size Ii, Oblique Liner Provisional 32 Mm I.D. Size Jj For Use With
Shell Provisional 54 Mm O.D. Size Jj, Oblique Liner Provisional 32 Mm I.D. Size Kk For Use With Shell Provisional 56 Mm O.D. Size Kk, Oblique Liner Provisional 32 Mm I.D. Size Ll For Use With
Shell Provisional 58 Mm O.D. Size Ll, Oblique Liner Provisional 32 Mm I.D. Size Oo For Use With
Shell Provisional 64 Mm O.D. Size Oo, Oblique Liner Provisional 32 Mm I.D. Size Qu For Use With
Shell Provisional 68 Mm O.D. Size Qu, Oblique Liner Provisional 32 Mm I.D. Size Rr For Use With
Shell Provisional 70 Mm O.D. Size Rr, Oblique Liner Provisional 32 Mm I.D. Size Ss For Use With
Shell Provisional 72 Mm O.D. Size Ss, Oblique Liner Provisional 32 Mm I.D. Size Tt For Use With Shell Provisional 74 Mm O.D. Size Tt, Oblique Liner Provisional 32 Mm I.D. Size Uu For Use With
Shell Provisional 76 Mm O.D. Size Uu, Oblique Liner Provisional 32 Mm I.D. Size V V For Use With
Shell Provisionals 78,80 Mm O.D. Size V V, Oblique Liner Provisional 36 Mm I.D. Size Ii For Use With
Shell Provisional 52 Mm O.D. Size Ii, Oblique Liner Provisional 36 Mm I.D. Size Jj For Use With Shell Provisional 54 Mm O.D. Size Jj, Oblique Liner Provisional 36 Mm I.D. Size Kk For Use With
Shell Provisional 56 Mm O.D. Size Kk, Oblique Liner Provisional 28 Mm I.D. Size Hh For Use With
Shell Provisional 50 Mm O.D. Size Hh, Oblique Liner Provisional 32 Mm I.D. Size Mm For Use With
Shell Provisional 60 Mm O.D. Size Mm, Oblique Liner Provisional 32 Mm I.D. Size Nn For Use With
Shell Provisional 62 Mm O.D. Size Nn, Oblique Liner Provisional 32 Mm I.D. Size Oo For Use With Shell Provisional 64 Mm O.D. Size Oo, Oblique Liner Provisional 32 Mm I.D. Size Pp For Use With
Shell Provisional 66 Mm O.D. Size Pp, Oblique Liner Provisional 36 Mm I.D. Size Jj For Use With
Shell Provisional 54 Mm O.D. Size Jj, Oblique Liner Provisional 36 Mm I.D. Size Ll For Use With
Shell Provisional 58 Mm O.D. Size Ll, Oblique Liner Provisional 36 Mm I.D. Size Mm For Use With
Shell Provisional 60 Mm O.D. Size Mm, Oblique Liner Provisional 36 Mm I.D. Size Nn For Use With
Shell Provisional 62 Mm O.D. Size Nn, Oblique Liner Provisional 36 Mm I.D. Size Oo For Use With
Shell Provisional 64 Mm O.D. Size Oo, Oblique Liner Provisional 32 Mm I.D. Size Qu For Use With Shell Provisional 68 Mm O.D. Size Qu, Oblique Liner Provisional 32 Mm I.D. Size Ss For Use With Shell Provisional 72 Mm O.D. Size Ss, Oblique Liner Provisional 36 Mm I.D. Size Ss For Use With
Shell Provisional 72 Mm O.D. Size Ss, Oblique Liner Provisional 32 Mm I.D. Size Tt For Use With
Shell Provisional 74 Mm O.D. Size Tt, Liner Provisional Constrained 28 Mm I.D. Size Hh For Use With
Shell Provisional 50 Mm O.D. Size Hh, Liner Provisional Constrained 28 Mm I.D. Size Ii For Use With Shell Provisional 52 Mm O.D. Size Ii, Liner Provisional Constrained 28 Mm I.D. Size Jj For Use With
Shell Provisional 54 Mm O.D. Size Jj, Liner Provisional Constrained 28 Mm I.D. Size Kk For Use With
Shell Provisional 56 Mm O.D. Size Kk, Liner Provisional Constrained 28 Mm I.D. Size Ll For Use With Shell Provisional 58 Mm O.D. Size Ll, Liner Provisional Constrained 32 Mm I.D. Size Ll For Use With
Shell Provisional 58 Mm O.D. Size Ll, Liner Provisional Constrained 32 Mm I.D. Size Mm For Use
With Shell Provisional 60 Mm O.D. Size Mm, Liner Provisional Constrained 32 Mm I.D. Size Nn For Use With
Shell Provisional 62 Mm O.D. Size Nn, Liner Provisional Constrained 32 Mm I.D. Size Oo For Use With
Shell Provisional 64 Mm O.D. Size Oo, Liner Provisional Constrained 36 Mm I.D. Size Nn For Use With
Shell Provisional 62 Mm O.D. Size Nn, Liner Provisional Constrained 36 Mm I.D. Size Pp For Use With Shell Provisional 66 Mm O.D. Size Pp, Liner Provisional Constrained 32 Mm I.D. Size Rr For Use With
Shell Provisional 70 Mm O.D. Size Rr, Liner Provisional Constrained 36 Mm I.D. Size Rr For Use With Shell Provisional 70 Mm O.D. Size Rr, Liner Provisional Constrained 32 Mm I.D. Size Ss For Use With
Shell Provisional 72 Mm O.D. Size Ss, Liner Provisional Constrained 36 Mm I.D. Size Tt For Use With
Shell Provisional 74 Mm O.D. Size Tt, Liner Provisional Constrained 32 Mm I.D. Size Uu For Use With
Shell Provisional 76 Mm O.D. Size Uu, Liner Provisional Constrained 32 Mm I.D. Size V V For Use
With Shell Provisionals 78,80 Mm O.D. Size V V, Liner Provisional Constrained 36 Mm I.D. Size V V For Use
With Shell Provisionals 78,80 Mm O.D. Size V V, Shell Sizer 38 Mm O.D., Shell Provisional 40 Mm O.D. Size Cc, Shell Provisional 42 Mm O.D. Size Dd, Shell Provisional 44 Mm O.D. Size Ee, Shell Provisional 46 Mm O.D. Size Ff, Shell Provisional 48 Mm O.D. Size Gg, Shell Provisional 50 Mm O.D. Size Hh, Shell Provisional 52 Mm O.D. Size Ii, Shell Provisional 54 Mm O.D. Size Jj, Shell Provisional 56 Mm O.D. Size Kk, Shell Provisional 58 Mm O.D. Size Ll, Shell Provisional 60 Mm O.D. Size Mm, Shell Provisional 62 Mm O.D. Size Nn, Shell Provisional 64 Mm O.D. Size Oo, Shell Provisional 66 Mm O.D. Size Pp, Shell Provisional 68 Mm O.D. Size Qu, Shell Provisional 70 Mm O.D. Size Rr, Shell Provisional 72 Mm O.D. Size Ss, Shell Provisional 74 Mm O.D. Size Tt, Shell Provisional 76 Mm O.D. Size Uu, Shell Provisional 78 Mm O.D. Size V V, Shell Provisional 80 Mm O.D. Size V V, Liner Provisional Neutral 28 Mm I.D. Size Ee For Use With
Shell Provisional 44 Mm O.D. Size Ee, Liner Provisional Neutral 28 Mm I.D. Size Gg For Use With Shell Provisional 48 Mm O.D. Size Gg, Liner Provisional Neutral 32 Mm I.D. Size Gg For Use With
Shell Provisional 48 Mm O.D. Size Gg, Liner Provisional Neutral 28 Mm I.D. Size Hh For Use With
Shell Provisional 50 Mm O.D. Size Hh, Liner Provisional Neutral 32 Mm I.D. Size Hh For Use With
Shell Provisional 50 Mm O.D. Size Hh, Liner Provisional Neutral 28 Mm I.D. Size Ii For Use With Shell Provisional 52 Mm O.D. Size Ii, Liner Provisional Neutral 32 Mm I.D. Size Jj For Use With Shell
Provisional 54 Mm O.D. Size Jj, Liner Provisional Neutral 32 Mm I.D. Size Kk For Use With
Shell Provisional 56 Mm O.D. Size Kk, Liner Provisional Neutral 36 Mm I.D. Size Kk For Use With
Shell Provisional 56 Mm O.D. Size Kk, Liner Provisional Neutral 28 Mm I.D. Size Ll For Use With Shell Provisional 58 Mm O.D. Size Ll, Liner Provisional Neutral 32 Mm I.D. Size Ll For Use With
Shell Provisional 58 Mm O.D. Size Ll, Liner Provisional Neutral 36 Mm I.D. Size Ll For Use With
Shell Provisional 58 Mm O.D. Size Ll, Liner Provisional Neutral 28 Mm I.D. Size Mm For Use With
Shell Provisional 60 Mm O.D. Size Mm, Liner Provisional Neutral 32 Mm I.D. Size Mm For Use With
Shell Provisional 60 Mm O.D. Size Mm, Liner Provisional Neutral 36 Mm I.D. Size Mm For Use With
Shell Provisional 60 Mm O.D. Size Mm, Liner Provisional Neutral 28 Mm I.D. Size Nn For Use With
Shell Provisional 62 Mm O.D. Size Nn, Liner Provisional Neutral 32 Mm I.D. Size Nn For Use With
Shell Provisional 62 Mm O.D. Size Nn, Liner Provisional Neutral 36 Mm I.D. Size Nn For Use With Shell Provisional 62 Mm O.D. Size Nn, Liner Provisional Neutral 40 Mm I.D. Size Nn For Use With
Shell Provisional 62 Mm O.D. Size Nn, Liner Provisional Neutral 32 Mm I.D. Size Oo For Use With
Shell Provisional 64 Mm O.D. Size Oo, Liner Provisional Neutral 36 Mm I.D. Size Oo For Use With Shell Provisional 64 Mm O.D. Size Oo, Liner Provisional Neutral 40 Mm I.D. Size Oo For Use With
Shell Provisional 64 Mm O.D. Size Oo, Liner Provisional Neutral 28 Mm I.D. Size Pp For Use With
Shell Provisional 66 Mm O.D. Size Pp, Liner Provisional Neutral 36 Mm I.D. Size Pp For Use With
Shell Provisional 66 Mm O.D. Size Pp, Liner Provisional Neutral 40 Mm I.D. Size Pp For Use With
Shell Provisional 66 Mm O.D. Size Pp, Liner Provisional Neutral 36 Mm I.D. Size Qu For Use With
Shell Provisional 68 Mm O.D. Size Qu, Liner Provisional Neutral 40 Mm I.D. Size Qu For Use With Shell Provisional 68 Mm O.D. Size Qu, Liner Provisional Neutral 36 Mm I.D. Size Rr For Use With
Shell Provisional 70 Mm O.D. Size Rr, Liner Provisional Neutral 40 Mm I.D. Size Rr For Use With
Shell Provisional 70 Mm O.D. Size Rr, Liner Provisional Neutral 36 Mm I.D. Size Ss For Use With
Shell Provisional 72 Mm O.D. Size Ss, Liner Provisional Neutral 40 Mm I.D. Size Ss For Use With
Shell Provisional 72 Mm O.D. Size Ss, Liner Provisional Neutral 32 Mm I.D. Size Tt For Use With
Shell Provisional 74 Mm O.D. Size Tt, Liner Provisional Neutral 36 Mm I.D. Size Tt For Use With
Shell Provisional 74 Mm O.D. Size Tt, Liner Provisional Neutral 40 Mm I.D. Size Tt For Use With
Shell Provisional 74 Mm O.D. Size Tt, Liner Provisional Neutral 36 Mm I.D. Size Uu For Use With
Shell Provisional 76 Mm O.D. Size Uu, Liner Provisional Neutral 32 Mm I.D. Size V V For Use With Shell Provisionals 78,80 Mm O.D. Size V V, Liner Provisional Neutral 36 Mm I.D. Size V V For Use With
Shell Provisionals 78,80 Mm O.D. Size V V, Liner Provisional Neutral 40 Mm I.D. Size V V For Use With
Shell Provisionals 78,80 Mm O.D. Size V V, Liner Provisional Elevated Rim 22 Mm I.D. Size Cc For Use With Shell Provisional 40 Mm O.D. Size Cc, Liner Provisional Elevated Rim 22 Mm I.D. Size Dd For Use
With Shell Provisional 42 Mm O.D. Size Dd, Liner Provisional Elevated Rim 22 Mm I.D. Size Ee For Use
With Shell Provisional 44 Mm O.D. Size Ee, Liner Provisional Elevated Rim 28 Mm I.D. Size Ff For Use
With Shell Provisional 46 Mm O.D. Size Ff, Liner Provisional Elevated Rim 28 Mm I.D. Size Gg For Use
With Shell Provisional 48 Mm O.D. Size Gg, Liner Provisional Elevated Rim 28 Mm I.D. Size Hh For Use
With Shell Provisional 50 Mm O.D. Size Hh, Liner Provisional Elevated Rim 28 Mm I.D. Size Ii For Use With
Shell Provisional 52 Mm O.D. Size Ii, Liner Provisional Elevated Rim 28 Mm I.D. Size Jj For Use With Shell Provisional 54 Mm O.D. Size Jj, Liner Provisional Elevated Rim 28 Mm I.D. Size Nn For Use With Shell Provisional 62 Mm O.D. Size Nn, Liner Provisional Elevated Rim 28 Mm I.D. Size Pp For Use
With Shell Provisional 66 Mm O.D. Size Pp, Liner Provisional Elevated Rim 28 Mm I.D. Size Qu For Use
With Shell Provisional 68 Mm O.D. Size Qu, Liner Provisional Elevated Rim 32 Mm I.D. Size Gg For Use
With Shell Provisional 48 Mm O.D. Size Gg, Liner Provisional Elevated Rim 32 Mm I.D. Size Ii For Use With
Shell Provisional 52 Mm O.D. Size Ii, Liner Provisional Elevated Rim 32 Mm I.D. Size Jj For Use
With Shell Provisional 54 Mm O.D. Size Jj, Liner Provisional Elevated Rim 32 Mm I.D. Size Ll For Use With Shell Provisional 58 Mm O.D. Size Ll, Liner Provisional Elevated Rim 32 Mm I.D. Size Mm For Use
With Shell Provisional 60 Mm O.D. Size Mm, Liner Provisional Elevated Rim 32 Mm I.D. Size Pp For Use With Shell Provisional 66 Mm O.D. Size Pp, Liner Provisional Elevated Rim 32 Mm I.D. Size Qu For Use
With Shell Provisional 68 Mm O.D. Size Qu, Liner Provisional Elevated Rim 32 Mm I.D. Size Tt For Use
With Shell Provisional 74 Mm O.D. Size Tt, Liner Provisional Elevated Rim 32 Mm I.D. Size V V For Use
With Shell Provisionals 78,80 Mm O.D. Size V V, Liner Provisional Elevated Rim 36 Mm I.D. Size Ii For Use With
Shell Provisional 52 Mm O.D. Size Ii, Liner Provisional Elevated Rim 36 Mm I.D. Size Jj For Use
With Shell Provisional 54 Mm O.D. Size Jj, Liner Provisional Elevated Rim 36 Mm I.D. Size Mm For Use
With Shell Provisional 60 Mm O.D. Size Mm, Liner Provisional Elevated Rim 36 Mm I.D. Size Nn For Use
With Shell Provisional 62 Mm O.D. Size Nn, Liner Provisional Elevated Rim 36 Mm I.D. Size Oo For Use With Shell Provisional 64 Mm O.D. Size Oo, Liner Provisional Elevated Rim 36 Mm I.D. Size Ss For Use
With Shell Provisional 72 Mm O.D. Size Ss, Liner Provisional Elevated Rim 36 Mm I.D. Size Uu For Use
With Shell Provisional 76 Mm O.D. Size Uu, Liner Provisional Elevated Rim 36 Mm I.D. Size V V For Use
With Shell Provisionals 78,80 Mm O.D. Size V V, Liner Provisional 7 Mm Offset 28 Mm I.D. Size Dd For Use With Shell Provisional 42 Mm O.D. Size Dd, Liner Provisional 7 Mm Offset 28 Mm I.D. Size Gg For Use
With Shell Provisional 48 Mm O.D. Size Gg, Liner Provisional 7 Mm Offset 28 Mm I.D. Size Hh For Use With Shell Provisional 50 Mm O.D. Size Hh, Liner Provisional 7 Mm Offset 28 Mm I.D. Size Jj For Use With
Shell Provisional 54 Mm O.D. Size Jj, Liner Provisional 7 Mm Offset 28 Mm I.D. Size Kk For Use
With Shell Provisional 56 Mm O.D. Size Kk, Liner Provisional 7 Mm Offset 28 Mm I.D. Size Ll For Use With
Shell Provisional 58 Mm O.D. Size Ll, Liner Provisional 7 Mm Offset 28 Mm I.D. Size Mm For Use
With Shell Provisional 60 Mm O.D. Size Mm, Liner Provisional 7 Mm Offset 28 Mm I.D. Size Pp For Use
With Shell Provisional 66 Mm O.D. Size Pp, Liner Provisional 7 Mm Offset 28 Mm I.D. Size Qu For Use With Shell Provisional 68 Mm O.D. Size Qu, Liner Provisional 7 Mm Offset 32 Mm I.D. Size Gg For Use
With Shell Provisional 48 Mm O.D. Size Gg, Liner Provisional 7 Mm Offset 32 Mm I.D. Size Hh For Use With Shell Provisional 50 Mm O.D. Size Hh, Liner Provisional 7 Mm Offset 32 Mm I.D. Size Ii For Use With
Shell Provisional 52 Mm O.D. Size Ii, Liner Provisional 7 Mm Offset 32 Mm I.D. Size Nn For Use
With Shell Provisional 62 Mm O.D. Size Nn, Liner Provisional 7 Mm Offset 32 Mm I.D. Size Oo For Use
With Shell Provisional 64 Mm O.D. Size Oo, Liner Provisional 7 Mm Offset 32 Mm I.D. Size Pp For Use
With Shell Provisional 66 Mm O.D. Size Pp, Liner Provisional 7 Mm Offset 32 Mm I.D. Size Tt For Use With
Shell Provisional 74 Mm O.D. Size Tt, Liner Provisional 7 Mm Offset 32 Mm I.D. Size Uu For Use With Shell Provisional 76 Mm O.D. Size Uu, Liner Provisional Elevated Rim 28 Mm I.D. Size Kk For Use
With Shell Provisional 56 Mm O.D. Size Kk, Liner Provisional Elevated Rim 32 Mm I.D. Size Kk For Use
With Shell Provisional 56 Mm O.D. Size Kk, Liner Provisional Elevated Rim 36 Mm I.D. Size Kk For Use With Shell Provisional 56 Mm O.D. Size Kk, Liner Provisional Elevated Rim 28 Mm I.D. Size Ll For Use
With Shell Provisional 58 Mm O.D. Size Ll, Liner Provisional Elevated Rim 32 Mm I.D. Size Ll For Use
With Shell Provisional 58 Mm O.D. Size Ll, Liner Provisional Elevated Rim 36 Mm I.D. Size Ll For Use
With Shell Provisional 58 Mm O.D. Size Ll, Liner Provisional Elevated Rim 28 Mm I.D. Size Mm For Use
With Shell Provisional 60 Mm O.D. Size Mm, Liner Provisional Elevated Rim 28 Mm I.D. Size Nn For Use
With Shell Provisional 62 Mm O.D. Size Nn, Liner Provisional Elevated Rim 32 Mm I.D. Size Nn For Use
With Shell Provisional 62 Mm O.D. Size Nn, Liner Provisional Elevated Rim 36 Mm I.D. Size Nn For Use With Shell Provisional 62 Mm O.D. Size Nn, Liner Provisional Elevated Rim 28 Mm I.D. Size Oo For Use
With Shell Provisional 64 Mm O.D. Size Oo, Liner Provisional Elevated Rim 32 Mm I.D. Size Oo For Use
With Shell Provisional 64 Mm O.D. Size Oo, Liner Provisional Elevated Rim 36 Mm I.D. Size Oo For Use
With Shell Provisional 64 Mm O.D. Size Oo, Liner Provisional Elevated Rim 28 Mm I.D. Size Pp For Use With Shell Provisional 66 Mm O.D. Size Pp, Liner Provisional Elevated Rim 32 Mm I.D. Size Pp For Use
With Shell Provisional 66 Mm O.D. Size Pp, Liner Provisional Elevated Rim 36 Mm I.D. Size Pp For Use
With Shell Provisional 66 Mm O.D. Size Pp, Liner Provisional Elevated Rim 36 Mm I.D. Size Qu For Use
With Shell Provisional 68 Mm O.D. Size Qu, Liner Provisional Elevated Rim 32 Mm I.D. Size Rr For Use
With Shell Provisional 70 Mm O.D. Size Rr, Liner Provisional Elevated Rim 36 Mm I.D. Size Rr For Use
With Shell Provisional 70 Mm O.D. Size Rr, Liner Provisional Elevated Rim 32 Mm I.D. Size Ss For Use
With Shell Provisional 72 Mm O.D. Size Ss, Liner Provisional Elevated Rim 36 Mm I.D. Size Ss For Use With Shell Provisional 72 Mm O.D. Size Ss, Liner Provisional Elevated Rim 36 Mm I.D. Size Tt For Use
With Shell Provisional 74 Mm O.D. Size Tt, Liner Provisional Elevated Rim 32 Mm I.D. Size Uu For Use
With Shell Provisional 76 Mm O.D. Size Uu, Liner Provisional Elevated Rim 36 Mm I.D. Size Uu For Use With Shell Provisional 76 Mm O.D. Size Uu, Liner Provisional Elevated Rim 32 Mm I.D. Size V V For Use
With Shell Provisional 78,80 Mm O.D. Size V V, Liner Provisional Elevated Rim 36 Mm I.D. Size V V For Use
With Shell Provisional 78,80 Mm O.D. Size V V, Liner Provisional 7 Mm Offset 28 Mm I.D. Size Cc For Use
With Shell Provisional 40 Mm O.D. Size Cc, Liner Provisional 7 Mm Offset 28 Mm I.D. Size Dd For Use
With Shell Provisional 42 Mm O.D. Size Dd, Liner Provisional 7 Mm Offset 28 Mm I.D. Size Ee For Use
With Shell Provisional 44 Mm O.D. Size Ee, Liner Provisional 7 Mm Offset 32 Mm I.D. Size Ee For Use
With Shell Provisional 44 Mm O.D. Size Ee, Liner Provisional 7 Mm Offset 28 Mm I.D. Size Ff For Use With
Shell Provisional 46 Mm O.D. Size Ff, Liner Provisional 7 Mm Offset 32 Mm I.D. Size Ff For Use With
Shell Provisional 46 Mm O.D. Size Ff, Liner Provisional 7 Mm Offset 28 Mm I.D. Size Gg For Use With Shell Provisional 48 Mm O.D. Size Gg, Liner Provisional 7 Mm Offset 28 Mm I.D. Size Hh For Use
With Shell Provisional 50 Mm O.D. Size Hh, Liner Provisional 7 Mm Offset 32 Mm I.D. Size Hh For Use
With Shell Provisional 50 Mm O.D. Size Hh, Standard Liner Provisional 40 Mm I.D. For Use With 64 Mm Shell Provisional, Standard Liner Provisional 22 Mm I.D. For Use With 66 Mm
Shell Provisional, Standard Liner Provisional 28 Mm I.D. For Use With 66 Mm
Shell Provisional, Standard Liner Provisional 32 Mm I.D. For Use With 66 Mm
Shell Provisional, Standard Liner Provisional 28 Mm I.D. For Use With 68 Mm Shell Provisional, Standard Liner Provisional 32 Mm I.D. For Use With 68 Mm
Shell Provisional, Standard Liner Provisional 36 Mm I.D. For Use With 68 Mm
Shell Provisional, Standard Liner Provisional 28 Mm I.D. For Use With 70 Mm
Shell Provisional, Standard Liner Provisional 32 Mm I.D. For Use With 70 Mm
Shell Provisional, Standard Liner Provisional 36 Mm I.D. For Use With 70 Mm
Shell Provisional, Standard Liner Provisional 40 Mm I.D. For Use With 70 Mm
Shell Provisional, Standard Liner Provisional 22 Mm I.D. For Use With 72 Mm
Shell Provisional, Standard Liner Provisional 26 Mm I.D. For Use With 72 Mm
Shell Provisional, Standard Liner Provisional 28 Mm I.D. For Use With 72 Mm
Shell Provisional, Standard Liner Provisional 32 Mm I.D. For Use With 72 Mm Shell Provisional, Standard Liner Provisional 36 Mm I.D. For Use With 72 Mm
Shell Provisional, Standard Liner Provisional 40 Mm I.D. For Use With 72 Mm
Shell Provisional, Standard Liner Provisional 22 Mm I.D. For Use With 74 Mm
Shell Provisional, Standard Liner Provisional 26 Mm I.D. For Use With 74 Mm Shell Provisional, Standard Liner Provisional 28 Mm I.D. For Use With 74 Mm
Shell Provisional, Standard Liner Provisional 32 Mm I.D. For Use With 74 Mm
Shell Provisional, Standard Liner Provisional 36 Mm I.D. For Use With 74 Mm
Shell Provisional, Standard Liner Provisional 40 Mm I.D. For Use With 74 Mm
Shell Provisional, Standard Liner Provisional 22 Mm I.D. For Use With 76 Mm
Shell Provisional, Standard Liner Provisional 26 Mm I.D. For Use With 76 Mm
Shell Provisional, Standard Liner Provisional 28 Mm I.D. For Use With 76 Mm
Shell Provisional, Standard Liner Provisional 32 Mm I.D. For Use With 76 Mm
Shell Provisional, Standard Liner Provisional 36 Mm I.D. For Use With 76 Mm Shell Provisional, Standard Liner Provisional 40 Mm I.D. For Use With 76 Mm
Shell Provisional, Standard Liner Provisional 22 Mm I.D. For Use With 78 Mm
Shell Provisional, Standard Liner Provisional 26 Mm I.D. For Use With 78 Mm
Shell Provisional, Standard Liner Provisional 28 Mm I.D. For Use With 78 Mm Shell Provisional, Standard Liner Provisional 32 Mm I.D. For Use With 78 Mm
Shell Provisional, Standard Liner Provisional 36 Mm I.D. For Use With 78 Mm
Shell Provisional, Standard Liner Provisional 40 Mm I.D. For Use With 78 Mm
Shell Provisional, Standard Liner Provisional 22 Mm I.D. For Use With 80 Mm
Shell Provisional, Standard Liner Provisional 26 Mm I.D. For Use With 80 Mm
Shell Provisional, Standard Liner Provisional 28 Mm I.D. For Use With 80 Mm
Shell Provisional, Liner Provisional Neutral 28 Mm I.D. Size Oo For Use With
Shell Provisional 64 Mm O.D. Size Oo, Liner Provisional Neutral 32 Mm I.D. Size Pp For Use With
Shell Provisional 66 Mm O.D. Size Pp, Liner Provisional Neutral 36 Mm I.D. Size Pp For Use With Shell Provisional 66 Mm O.D. Size Pp, Liner Provisional Neutral 40 Mm I.D. Size Pp For Use With
Shell Provisional 66 Mm O.D. Size Pp, Liner Provisional Neutral 28 Mm I.D. Size Qu For Use With
Shell Provisional 68 Mm O.D. Size Qu, Liner Provisional Neutral 32 Mm I.D. Size Qu For Use With
Shell Provisional 68 Mm O.D. Size Qu, Liner Provisional Neutral 40 Mm I.D. Size Qu For Use With
Shell Provisional 68 Mm O.D. Size Qu, Liner Provisional Neutral 32 Mm I.D. Size Rr For Use With
Shell Provisional 70 Mm O.D. Size Rr, Liner Provisional Neutral 40 Mm I.D. Size Rr For Use With
Shell Provisional 70 Mm O.D. Size Rr, Liner Provisional Neutral 32 Mm I.D. Size Ss For Use With Shell Provisional 72 Mm O.D. Size Ss, Liner Provisional Neutral 36 Mm I.D. Size Tt For Use With Shell Provisional 74 Mm O.D. Size Tt, Liner Provisional Neutral 32 Mm I.D. Size Uu For Use With
Shell Provisional 76 Mm O.D. Size Uu, Liner Provisional Neutral 36 Mm I.D. Size Uu For Use With
Shell Provisional 76 Mm O.D. Size Uu, Liner Provisional Neutral 40 Mm I.D. Size Uu For Use With
Shell Provisional 76 Mm O.D. Size Uu, Liner Provisional Neutral 32 Mm I.D. Size V V For Use
With Shell Provisional 78,80 Mm O.D. Size V V, Liner Provisional Neutral 36 Mm I.D. Size V V For Use With
Shell Provisional 78,80 Mm O.D. Size V V, Liner Provisional Neutral 40 Mm I.D. Size V V For Use With
Shell Provisional 78,80 Mm O.D. Size V V, Liner Provisional Elevated Rim 22 Mm I.D. Size Cc For Use
With Shell Provisional 40 Mm O.D. Size Cc, Liner Provisional Elevated Rim 22 Mm I.D. Size Dd For Use With Shell Provisional 42 Mm O.D. Size Dd, Liner Provisional Elevated Rim 28 Mm I.D. Size Ee For Use
With Shell Provisional 44 Mm O.D. Size Ee, Liner Provisional Elevated Rim 22 Mm I.D. Size Ff For Use
With Shell Provisional 46 Mm O.D. Size Ff, Liner Provisional Elevated Rim 28 Mm I.D. Size Ff For Use With Shell Provisional 46 Mm O.D. Size Ff, Liner Provisional Elevated Rim 32 Mm I.D. Size Hh For Use
With Shell Provisional 50 Mm O.D. Size Hh, Liner Provisional Elevated Rim 28 Mm I.D. Size Jj For Use
With Shell Provisional 54 Mm O.D. Size Jj, Liner Provisional Elevated Rim 32 Mm I.D. Size Jj For Use With Shell Provisional 54 Mm O.D. Size Jj, Standard Liner Provisional 32 Mm I.D. For Use With 80 Mm
Shell Provisional, Standard Liner Provisional 36 Mm I.D. For Use With 80 Mm
Shell Provisional, Standard Liner Provisional 40 Mm I.D. For Use With 80 Mm Shell Provisional, Liner Provisional - 10 Degree Elevated Rim 22 Mm I.D. For Use
With 36 Mm Shell Provisional, Liner Provisional - 10 Degree Elevated Rim 22 Mm I.D. For Use
With 38 Mm Shell Provisional, Liner Provisional - 10 Degree Elevated Rim 22 Mm I.D. For Use
With 40 Mm Shell Provisional, Liner Provisional - 10 Degree Elevated Rim 22 Mm I.D. For Use With 42 Mm Shell Provisional, Liner Provisional - 10 Degree Elevated Rim 26 Mm I.D. For Use
With 42 Mm Shell Provisional, Liner Provisional - 10 Degree Elevated Rim 22 Mm I.D. For Use
With 44 Mm Shell Provisional, Liner Provisional - 10 Degree Elevated Rim 26 Mm I.D. For Use
With 44 Mm Shell Provisional, Liner Provisional - 10 Degree Elevated Rim 28 Mm I.D. For Use
With 44 Mm Shell Provisional, Liner Provisional - 10 Degree Elevated Rim 22 Mm I.D. For Use
With 46 Mm Shell Provisional, Liner Provisional - 10 Degree Elevated Rim 26 Mm I.D. For Use
With 46 Mm Shell Provisional, Liner Provisional - 10 Degree Elevated Rim 28 Mm I.D. For Use
With 46 Mm Shell Provisional, Liner Provisional - 10 Degree Elevated Rim 22 Mm I.D. For Use
With 48 Mm Shell Provisional, Liner Provisional - 10 Degree Elevated Rim 26 Mm I.D. For Use With 48 Mm Shell Provisional, Liner Provisional - 10 Degree Elevated Rim 28 Mm I.D. For Use
With 48 Mm Shell Provisional, Liner Provisional - 10 Degree Elevated Rim 32 Mm I.D. For Use
With 48 Mm Shell Provisional, Liner Provisional - 10 Degree Elevated Rim 22 Mm I.D. For Use
With 50/52/54 Mm Shell Provisionals, Liner Provisional - 10 Degree Elevated Rim 26 Mm I.D. For Use With 50/52/54 Mm Shell Provisionals, Liner Provisional - 10 Degree Elevated Rim 28 Mm I.D. For Use
With 50/52/54 Mm Shell Provisionals, Liner Provisional - 10 Degree Elevated Rim 32 Mm I.D. For Use
With 50/52/54 Mm Shell Provisionals, Liner Provisional - 10 Degree Elevated Rim 22 Mm I.D. For Use
With 56 Mm Shell Provisional, Liner Provisional - 10 Degree Elevated Rim 26 Mm I.D. For Use
With 56 Mm Shell Provisional, Liner Provisional - 10 Degree Elevated Rim 28 Mm I.D. For Use
With 56 Mm Shell Provisional, Liner Provisional - 10 Degree Elevated Rim 32 Mm I.D. For Use
With 56 Mm Shell Provisional, Liner Provisional - 10 Degree Elevated Rim 22 Mm I.D. For Use
With 58 Mm Shell Provisional, Liner Provisional - 10 Degree Elevated Rim 26 Mm I.D. For Use
With 58 Mm Shell Provisional, Liner Provisional - 10 Degree Elevated Rim 28 Mm I.D. For Use With 58 Mm Shell Provisional, Liner Provisional - 10 Degree Elevated Rim 32 Mm I.D. For Use
With 58 Mm Shell Provisional, Liner Provisional - 10 Degree Elevated Rim 36 Mm I.D. For Use
With 58 Mm Shell Provisional, Liner Provisional - 10 Degree Elevated Rim 22 Mm I.D. For Use
With 60 Mm Shell Provisional, Liner Provisional - 10 Degree Elevated Rim 26 Mm I.D. For Use With 60 Mm Shell Provisional, Liner Provisional - 10 Degree Elevated Rim 28 Mm I.D. For Use
With 60 Mm Shell Provisional, Liner Provisional - 10 Degree Elevated Rim 32 Mm I.D. For Use
With 60 Mm Shell Provisional, Liner Provisional - 10 Degree Elevated Rim 36 Mm I.D. For Use
With 60 Mm Shell Provisional, Liner Provisional - 10 Degree Elevated Rim 22 Mm I.D. For Use
With 62 Mm Shell Provisional, Liner Provisional - 10 Degree Elevated Rim 26 Mm I.D. For Use
With 62 Mm Shell Provisional, Liner Provisional - 10 Degree Elevated Rim 28 Mm I.D. For Use
With 62 Mm Shell Provisional, Liner Provisional - 10 Degree Elevated Rim 32 Mm I.D. For Use
With 62 Mm Shell Provisional, Liner Provisional - 10 Degree Elevated Rim 36 Mm I.D. For Use
With 62 Mm Shell Provisional, Liner Provisional - 10 Degree Elevated Rim 22 Mm I.D. For Use With 64 Mm Shell Provisional, Liner Provisional - 10 Degree Elevated Rim 26 Mm I.D. For Use
With 64 Mm Shell Provisional, Liner Provisional - 10 Degree Elevated Rim 28 Mm I.D. For Use
With 64 Mm Shell Provisional, Liner Provisional - 10 Degree Elevated Rim 32 Mm I.D. For Use
With 64 Mm Shell Provisional, Liner Provisional - 10 Degree Elevated Rim 36 Mm I.D. For Use With 64 Mm Shell Provisional, Liner Provisional - 10 Degree Elevated Rim 22 Mm I.D. For Use
With 66 Mm Shell Provisional, Liner Provisional - 10 Degree Elevated Rim 26 Mm I.D. For Use
With 66 Mm Shell Provisional, Liner Provisional - 10 Degree Elevated Rim 28 Mm I.D. For Use
With 66 Mm Shell Provisional, Liner Provisional - 10 Degree Elevated Rim 32 Mm I.D. For Use
With 66 Mm Shell Provisional, Liner Provisional - 10 Degree Elevated Rim 36 Mm I.D. For Use
With 66 Mm Shell Provisional, Liner Provisional - 10 Degree Elevated Rim 22 Mm I.D. For Use
With 68 Mm Shell Provisional, Liner Provisional - 10 Degree Elevated Rim 26 Mm I.D. For Use
With 68 Mm Shell Provisional, Liner Provisional - 10 Degree Elevated Rim 28 Mm I.D. For Use
With 68 Mm Shell Provisional, Liner Provisional - 10 Degree Elevated Rim 32 Mm I.D. For Use With 68 Mm Shell Provisional, Liner Provisional - 10 Degree Elevated Rim 36 Mm I.D. For Use
With 68 Mm Shell Provisional, Liner Provisional - 10 Degree Elevated Rim 22 Mm I.D. For Use
With 70 Mm Shell Provisional, Liner Provisional - 10 Degree Elevated Rim 26 Mm I.D. For Use
With 70 Mm Shell Provisional, Liner Provisional - 10 Degree Elevated Rim 28 Mm I.D. For Use With 70 Mm Shell Provisional, Liner Provisional - 10 Degree Elevated Rim 32 Mm I.D. For Use
With 70 Mm Shell Provisional, Liner Provisional - 10 Degree Elevated Rim 36 Mm I.D. For Use
With 70 Mm Shell Provisional, Liner Provisional - 10 Degree Elevated Rim 22 Mm I.D. For Use
With 72 Mm Shell Provisional, Liner Provisional - 10 Degree Elevated Rim 26 Mm I.D. For Use
With 72 Mm Shell Provisional, Liner Provisional - 10 Degree Elevated Rim 28 Mm I.D. For Use
With 72 Mm Shell Provisional, Liner Provisional - 10 Degree Elevated Rim 32 Mm I.D. For Use
With 72 Mm Shell Provisional, Liner Provisional - 10 Degree Elevated Rim 36 Mm I.D. For Use
With 72 Mm Shell Provisional, Liner Provisional - 10 Degree Elevated Rim 22 Mm I.D. For Use
With 74 Mm Shell Provisional, Liner Provisional - 10 Degree Elevated Rim 26 Mm I.D. For Use With 74 Mm Shell Provisional, Liner Provisional - 10 Degree Elevated Rim 28 Mm I.D. For Use
With 74 Mm Shell Provisional, Liner Provisional - 10 Degree Elevated Rim 32 Mm I.D. For Use
With 74 Mm Shell Provisional, Liner Provisional - 10 Degree Elevated Rim 36 Mm I.D. For Use
With 74 Mm Shell Provisional, Liner Provisional - 10 Degree Elevated Rim 22 Mm I.D. For Use With 76 Mm Shell Provisional, Liner Provisional - 10 Degree Elevated Rim 26 Mm I.D. For Use
With 76 Mm Shell Provisional, Liner Provisional - 10 Degree Elevated Rim 28 Mm I.D. For Use
With 76 Mm Shell Provisional, Liner Provisional - 10 Degree Elevated Rim 32 Mm I.D. For Use
With 76 Mm Shell Provisional, Liner Provisional - 10 Degree Elevated Rim 36 Mm I.D. For Use
With 76 Mm Shell Provisional, Liner Provisional - 10 Degree Elevated Rim 22 Mm I.D. For Use
With 78 Mm Shell Provisional, Liner Provisional - 10 Degree Elevated Rim 26 Mm I.D. For Use
With 78 Mm Shell Provisional, Liner Provisional - 10 Degree Elevated Rim 28 Mm I.D. For Use
With 78 Mm Shell Provisional, Liner Provisional - 10 Degree Elevated Rim 32 Mm I.D. For Use
With 78 Mm Shell Provisional, Liner Provisional - 10 Degree Elevated Rim 36 Mm I.D. For Use With 78 Mm Shell Provisional, Liner Provisional - 10 Degree Elevated Rim 22 Mm I.D. For Use
With 80 Mm Shell Provisional, Liner Provisional - 10 Degree Elevated Rim 26 Mm I.D. For Use
With 80 Mm Shell Provisional, Liner Provisional - 10 Degree Elevated Rim 28 Mm I.D. For Use
With 80 Mm Shell Provisional, Liner Provisional - 10 Degree Elevated Rim 32 Mm I.D. For Use With 80 Mm Shell Provisional, Liner Provisional - 10 Degree Elevated Rim 36 Mm I.D. For Use
With 80 Mm Shell Provisional, Revision Shell Liner Provisional 0 Degree Liner Face Angle 28
Mm I.D. For Use With 48 Mm O.D. Provisional Shell, Revision Shell Liner Provisional 0 Degree Liner Face Angle 28
Mm I.D. For Use With 50 Mm O.D. Provisional Shell, Revision Shell Liner Provisional 0 Degree Liner Face Angle 28
Mm I.D. For Use With 52 Mm O.D. Provisional Shell, Revision Shell Liner Provisional 0 Degree Liner Face Angle 28
Mm I.D. For Use With 54 Mm O.D. Provisional Shell, Revision Shell Liner Provisional 0 Degree Liner Face Angle 32 Mm I.D. For Use With 54 Mm O.D. Provisional Shell, Revision Shell Liner Provisional 0 Degree Liner Face Angle 28
Mm I.D. For Use With 56 Mm O.D. Provisional Shell, Revision Shell Liner Provisional 0 Degree Liner Face Angle 32
Mm I.D. For Use With 56 Mm O.D. Provisional Shell, Revision Shell Liner Provisional 0 Degree Liner Face Angle 28
MM I.D. For Use With 58 Mm O.D. Provisional Shell, Revision Shell Liner Provisional 0 Degree Liner Face Angle 32 Mm I.D. For Use With 58 Mm O.D. Provisional Shell, Revision Shell Liner Provisional 0 Degree Liner Face Angle 36
Mm I.D. For Use With 58 Mm O.D. Provisional Shell, Revision Shell Liner Provisional 0 Degree Liner Face Angle 28
Mm I.D. For Use With 60 Mm O.D. Provisional Shell, Revision Shell Liner Provisional 0 Degree Liner Face Angle 32
Mm I.D. For Use With 60 Mm O.D. Provisional Shell, Revision Shell Liner Provisional 0 Degree Liner Face Angle 36
Mm I.D. For Use With 60 Mm O.D. Provisional Shell, Revision Shell Liner Provisional 0 Degree Liner Face Angle 28
Mm I.D. For Use With 62/64 Mm O.D. Provisional Shell, Revision Shell Liner Provisional 0 Degree Liner Face Angle 32
Mm I.D. For Use With 62/64 Mm O.D. Provisional Shell, Revision Shell Liner Provisional 0 Degree Liner Face Angle 36
Mm I.D. For Use With 62/64 Mm O.D. Provisional Shell, Revision Shell Liner Provisional 0 Degree Liner Face Angle 40
Mm I.D. For Use With 62/64 Mm O.D. Provisional Shell, Revision Shell Liner Provisional 0 Degree Liner Face Angle 28 Mm I.D. For Use With 66/68/70 Mm O.D. Provisional Shell, Revision Shell Liner Provisional 0 Degree Liner Face Angle 32
Mm I.D. For Use With 66/68/70 Mm O.D. Provisional Shell, Revision Shell Liner Provisional 0 Degree Liner Face Angle 36
Mm I.D. For Use With 66/68/70 Mm O.D. Provisional Shell, Revision Shell Liner Provisional 0 Degree Liner Face Angle 40
Mm I.D. For Use With 66/68/70 Mm O.D. Provisional Shell, Revision Shell Liner Provisional 0 Degree Liner Face Angle 28 Mm I.D. For Use With 72/74 Mm O.D. Provisional Shell, Revision Shell Liner Provisional 0 Degree Liner Face Angle 32
Mm I.D. For Use With 72/74 Mm O.D. Provisional Shell, Revision Shell Liner Provisional 0 Degree Liner Face Angle 36
Mm I.D. For Use With 72/74 Mm O.D. Provisional Shell, Revision Shell Liner Provisional 0 Degree Liner Face Angle 40
Mm I.D. For Use With 72/74 Mm O.D. Provisional Shell, Revision Shell Liner Provisional 0 Degree Liner Face Angle 28
Mm I.D. For Use With 76/78/80 Mm O.D. Provisional Shell, Revision Shell Liner Provisional 0 Degree Liner Face Angle 32
Mm I.D. For Use With 76/78/80 Mm O.D. Provisional Shell, Revision Shell Liner Provisional 0 Degree Liner Face Angle 36
Mm I.D. For Use With 76/78/80 Mm O.D. Provisional Shell, Revision Shell Liner Provisional 0 Degree Liner Face Angle 40
Mm I.D. For Use With 76/78/80 Mm O.D. Provisional Shell, Revision Shell Liner Provisional 10 Degree Liner Face Angle
Oblique 28mm I.D. For Use With 48 Mm O.D. Provisional Shell, Revision Shell Liner Provisional 10 Degree Liner Face Angle Oblique 28 Mm I.D. For Use With 50 Mm O.D. Provisional Shell, Revision Shell Liner Provisional 10 Degree Liner Face Angle
Oblique 28 Mm I.D. For Use With 52 Mm O.D. Provisional Shell, Revision Shell Liner Provisional 10 Degree Liner Face Angle
Oblique 28 Mm I.D. For Use With 54 Mm O.D. Provisional Shell, Revision Shell Liner Provisional 10 Degree Liner Face Angle
Oblique 32 Mm I.D. For Use With 54 Mm O.D. Provisional Shell, Revision Shell Liner Provisional 10 Degree Liner Face Angle Oblique 28 Mm I.D. For Use With 56 Mm O.D. Provisional Shell, Revision Shell Liner Provisional 10 Degree Liner Face Angle
Oblique 32 Mm I.D. For Use With 56 Mm O.D. Provisional Shell, Revision Shell Liner Provisional 10 Degree Liner Face Angle
Oblique 28 Mm I.D. For Use With 58 Mm O.D. Provisional Shell, Revision Shell Liner Provisional 10 Degree Liner Face Angle
Oblique 32 Mm I.D. For Use With 58 Mm O.D. Provisional Shell, Revision Shell Liner Provisional 10 Degree Liner Face Angle
Oblique 36 Mm I.D. For Use With 58 Mm O.D. Provisional Shell, Revision Shell Liner Provisional 10 Degree Liner Face Angle
Oblique 28 Mm I.D. For Use With 60 Mm O.D. Provisional Shell, Revision Shell Liner Provisional 10 Degree Liner Face Angle
Oblique 32 Mm I.D. For Use With 60 Mm O.D. Provisional Shell, Revision Shell Liner Provisional 10 Degree Liner Face Angle
Oblique 36 Mm I.D. For Use With 60 Mm O.D. Provisional Shell, Revision Shell Liner Provisional 10 Degree Liner Face Angle Oblique 28 Mm I.D. For Use With 62/64 Mm O.D. Provisional
Shell, Revision Shell Liner Provisional 10 Degree Liner Face Angle Oblique 32 Mm I.D. For Use With 62/64 Mm O.D. Provisional
Shell, Revision Shell Liner Provisional 10 Degree Liner Face Angle Oblique 36 Mm I.D. For Use With 62/64 Mm O.D. Provisional
Shell, Revision Shell Liner Provisional 10 Degree Liner Face Angle Oblique 40 Mm I.D. For Use With 62/64 Mm O.D. Provisional
Shell, Revision Shell Liner Provisional 10 Degree Liner Face Angle Oblique 28 Mm I.D. For Use With 66/68/70 Mm O.D.
Provisional Shell, Revision Shell Liner Provisional 10 Degree Liner Face Angle Oblique 32 Mm I.D. For Use With 66/68/70 Mm O.D.
Provisional Shell, Revision Shell Liner Provisional 10 Degree Liner Face Angle Oblique 36 Mm I.D. For Use With 66/68/70 Mm O.D. Provisional Shell, Revision Shell Liner Provisional 10 Degree Liner Face Angle Oblique 40 Mm I.D. For Use With 66/68/70 Mm O.D.
Provisional Shell, Revision Shell Liner Provisional 10 Degree Liner Face Angle Oblique 28 Mm I.D. For Use With 72/74 Mm O.D. Provisional
Shell, Revision Shell Liner Provisional 10 Degree Liner Face Angle Oblique 32 Mm I.D. For Use With 72/74 Mm O.D. Provisional
Shell, Revision Shell Liner Provisional 10 Degree Liner Face Angle Oblique 36 Mm I.D. For Use With 72/74 Mm O.D. Provisional Shell, Revision Shell Liner Provisional 10 Degree Liner Face Angle Oblique 40 Mm I.D. For Use With 72/74 Mm O.D. Provisional
Shell, Revision Shell Liner Provisional 10 Degree Liner Face Angle Oblique 28 Mm I.D. For Use With 76/78/80 Mm O.D.
Provisional Shell, Revision Shell Liner Provisional 10 Degree Liner Face Angle Oblique 32 Mm I.D. For Use With 76/78/80 Mm O.D.
Provisional Shell, Revision Shell Liner Provisional 10 Degree Liner Face Angle Oblique 36 Mm I.D. For Use With 76/78/80 Mm O.D. Provisional Shell, Revision Shell Liner Provisional 10 Degree Liner Face Angle Oblique 40 Mm I.D. For Use With 76/78/80 Mm O.D.
Provisional Shell, Cemented Constrained Liner Provisional 28 Mm I.D. For Use
With 50 Mm O.D. Shell, Cemented Constrained Liner Provisional 28 Mm I.D. For Use
With 52 Mm O.D. Shell, Cemented Constrained Liner Provisional 32 Mm I.D. For Use With 54 Mm O.D. Shell, Cemented Constrained Liner Provisional 32 Mm I.D. For Use
With 56 Mm O.D. Shell, Cemented Constrained Liner Provisional 36 Mm I.D. For Use
With 58 Mm O.D. Shell, Cemented Constrained Liner Provisional 36 Mm I.D. For Use
With 60 Mm O.D. Shell, Cemented Constrained Liner Provisional 36 Mm I.D. For Use With 62/64 Mm O.D. Shells, Cemented Constrained Liner Provisional 36 Mm I.D. For Use
With 66/68/70 Mm O.D. Shells, Cemented Constrained Liner Provisional 36 Mm I.D. For Use
With 72/74 Mm O.D. Shells, Cemented Constrained Liner Provisional 36 Mm I.D. For Use
With 76/78/80 Mm O.D. Shells, Cup Provisional 43 Mm Diameter, Cup Provisional 45 Mm Diameter, Cup Provisional 47 Mm Diameter, Cup Provisional 49 Mm Diameter, Cup Provisional 51 Mm Diameter, Cup Provisional 53 Mm Diameter, Cup Provisional 55 Mm Diameter, Cup Provisional 57 Mm Diameter, Cup Provisional 59 Mm Diameter, Cup Provisional 61 Mm Diameter, Cone Provisional 12/14 Taper Instrumentation Standard Offset
Size 0, Cone Provisional 12/14 Taper Instrumentation Standard Offset
Size 1, Cone Provisional 12/14 Taper Instrumentation Standard Offset Size 2, Cone Provisional 12/14 Taper Instrumentation Standard Offset
Size 3, Cone Provisional 12/14 Taper Instrumentation Standard Offset
Size 4, Cone Provisional 12/14 Taper Instrumentation Standard Offset
Size 5, Stem Provisional 12/14 Taper Instrumentation Extra Small, Stem Provisional 12/14 Taper Instrumentation Small, Cone Provisional 12/14 Taper Instrumentation Extended Offset Size 0, Cone Provisional 12/14 Taper Instrumentation Extended Offset
Size 1, Cone Provisional 12/14 Taper Instrumentation Extended Offset
Size 2, Cone Provisional 12/14 Taper Instrumentation Extended Offset
Size 3, Cone Provisional 12/14 Taper Instrumentation Extended Offset
Size 4, Cone Provisional 12/14 Taper Instrumentation Extended Offset
Size 5, Cone Provisional 12/14 Taper Instrumentation Extra Extended
Offset Size 2, Cone Provisional 12/14 Taper Instrumentation Extra Extended
Offset Size 3, Cone Provisional 12/14 Taper Instrumentation Extra Extended
Offset Size 4, Cone Provisional 12/14 Taper Instrumentation Extra Extended Offset Size 5, Cone Provisional Valgus Neck (Vn) 12/14 Taper
Instrumentation Size 2, Cone Provisional Valgus Neck (Vn) 12/14 Taper
Instrumentation Size 3, Stem Provisional Extended Offset 12/14 Taper Instrumentation
Size 4 230 Mm Stem Length, Stem Provisional Extended Offset 12/14 Taper Instrumentation Size 4 260 Mm Stem Length, Liner Provisional Neutral 28 Mm I.D. Size Ee For Use With
Shell Provisional 44 Mm O.D. Size Ee, Liner Provisional Neutral 28 Mm I.D. Size Ff For Use With
Shell Provisional 46 Mm O.D. Size Ff, Liner Provisional Neutral 28 Mm I.D. Size Gg For Use With
Shell Provisional 48 Mm O.D. Size Gg, Liner Provisional Neutral 32 Mm I.D. Size Gg For Use With Shell Provisional 48 Mm O.D. Size Gg, Liner Provisional Neutral 32 Mm I.D. Size Hh For Use With
Shell Provisional 50 Mm O.D. Size Hh, Liner Provisional Neutral 28 Mm I.D. Size Ii For Use With Shell
Provisional 52 Mm O.D. Size Ii, Liner Provisional Neutral 32 Mm I.D. Size Ii For Use With Shell
Provisional 52 Mm O.D. Size Ii, Liner Provisional Neutral 36 Mm I.D. Size Ii For Use With Shell
Provisional 52 Mm O.D. Size Ii, Liner Provisional Neutral 28 Mm I.D. Size Jj For Use With Shell
Provisional 54 Mm O.D. Size Jj, Liner Provisional Neutral 36 Mm I.D. Size Jj For Use With Shell
Provisional 54 Mm O.D. Size Jj, Liner Provisional Neutral 28 Mm I.D. Size Kk For Use With
Shell Provisional 56 Mm O.D. Size Kk, Liner Provisional Neutral 36 Mm I.D. Size Kk For Use With
Shell Provisional 56 Mm O.D. Size Kk, Liner Provisional Neutral 40 Mm I.D. Size Kk For Use With
Shell Provisional 56 Mm O.D. Size Kk, Liner Provisional Neutral 28 Mm I.D. Size Ll For Use With
Shell Provisional 58 Mm O.D. Size Ll, Liner Provisional Neutral 32 Mm I.D. Size Ll For Use With Shell Provisional 58 Mm O.D. Size Ll, Liner Provisional Neutral 40 Mm I.D. Size Ll For Use With
Shell Provisional 58 Mm O.D. Size Ll, Liner Provisional Neutral 32 Mm I.D. Size Mm For Use With Shell Provisional 60 Mm O.D. Size Mm, Liner Provisional Neutral 40 Mm I.D. Size Mm For Use With
Shell Provisional 60 Mm O.D. Size Mm, Liner Provisional Neutral 28 Mm I.D. Size Nn For Use With
Shell Provisional 62 Mm O.D. Size Nn, Liner Provisional Neutral 36 Mm I.D. Size Nn For Use With
Shell Provisional 62 Mm O.D. Size Nn, Liner Provisional Neutral 40 Mm I.D. Size Nn For Use With
Shell Provisional 62 Mm O.D. Size Nn, Standard Liner Provisional 22 Mm I.D. For Use With 40 Mm
Shell Provisional, Standard Liner Provisional 22 Mm I.D. For Use With 42 Mm
Shell Provisional, Standard Liner Provisional 26 Mm I.D. For Use With 42 Mm
Shell Provisional, Standard Liner Provisional 22 Mm I.D. For Use With 44 Mm
Shell Provisional, Standard Liner Provisional 26 Mm I.D. For Use With 44 Mm
Shell Provisional, Standard Liner Provisional 28 Mm I.D. For Use With 44 Mm Shell Provisional, Standard Liner Provisional 22 Mm I.D. For Use With 46 Mm
Shell Provisional, Standard Liner Provisional 26 Mm I.D. For Use With 46 Mm
Shell Provisional, Standard Liner Provisional 28 Mm I.D. For Use With 46 Mm
Shell Provisional, Standard Liner Provisional 26 Mm I.D. For Use With 62 Mm
Shell Provisional, Standard Liner Provisional 28 Mm I.D. For Use With 62 Mm
Shell Provisional, Standard Liner Provisional 26 Mm I.D. For Use With 64 Mm Shell Provisional, Standard Liner Provisional 28 Mm I.D. For Use With 64 Mm
Shell Provisional, Standard Liner Provisional 26 Mm I.D. For Use With 66 Mm
Shell Provisional, Standard Liner Provisional 36 Mm I.D. For Use With 66 Mm
Shell Provisional, Standard Liner Provisional 40 Mm I.D. For Use With 66 Mm
Shell Provisional, Standard Liner Provisional 22 Mm I.D. For Use With 68 Mm
Shell Provisional, Standard Liner Provisional 26 Mm I.D. For Use With 68 Mm
Shell Provisional, Standard Liner Provisional 40 Mm I.D. For Use With 68 Mm
Shell Provisional, Standard Liner Provisional 22 Mm I.D. For Use With 70 Mm Shell Provisional, Standard Liner Provisional 26 Mm I.D. For Use With 70 Mm
Shell Provisional, Standard Liner Provisional 22 Mm I.D. For Use With 62 Mm
Shell Provisional, Standard Liner Provisional 32 Mm I.D. For Use With 62 Mm
Shell Provisional, Standard Liner Provisional 36 Mm I.D. For Use With 62 Mm
Shell Provisional, Standard Liner Provisional 40 Mm I.D. For Use With 62 Mm
Shell Provisional, Standard Liner Provisional 22 Mm I.D. For Use With 64 Mm
Shell Provisional, Standard Liner Provisional 32 Mm I.D. For Use With 64 Mm
Shell Provisional, Standard Liner Provisional 36 Mm I.D. For Use With 64 Mm
Shell Provisional
14392 | Mechanical Pipettes | O3 LAB | 2023-06-15T00:00:00.000+02:00 | DLAB Scientific Co., Ltd Add: Yu An Road 31, Airport Economic core zone,Shun yi District, Beijing, 101318 P.R.China | TopPette, MicroPette, MicroPette Plus, HiPette, Pipette with Switch, Mini Pipette | In vitro | TopPette, pipete me nje kanal dhe me mundesi ndryshimi te volumit, Pipete me nje kanal dhe me mundesi ndryshimi te volumit | Pajisje te diagnostifikimit in vitro
14080 | Alinity c Myoglobin Reagent Kit 01R1522, Alinity c Myoglobin Standard 01R1501 | LABOPHARMA SHPK | 2023-05-15T00:00:00.000+02:00 | Biokit SA Av Can Montcau 7 Llica dAmunt Barcelona 08186 Spain | Alinity c Myoglobin Reagent Kit 01R1522, Alinity c Myoglobin Standard 01R1501 | In vitro | Jane kite me reagente qe perdoren ne analizen sasiore te mioglobines ne gjak me aparatin analizues Alinity, Jane kite me reagente mates te precizionit qe perdoren ne analizen sasiore te mioglobines ne gjak me aparatin analizues Alinity | Pajisje te diagnostifikimit in vitro
14096 | Alinity c Digitoxin Reagent Kit 01R1122, Alinity c Digitoxin Standard 01R1101, Alinity c Digitoxin Controls 01R1110 | PEGASUS. | 2023-05-15T00:00:00.000+02:00 | Biokit SA Av Can Montcau 7 Llica dAmunt Barcelona 08186 Spain | Alinity c Digitoxin Reagent Kit 01R1122, Alinity c Digitoxin Standard 01R1101, Alinity c Digitoxin Controls 01R1110 | In vitro | Jane kite me reagente te analizes sasiore te digitoxines ne gjak me aparatin analizues Alinity, Jane kite me reagente mates te precizionit te analizes se digitoksines ne gjak | Pajisje te diagnostifikimit in vitro
14133 | Hemodialysis Powders SXG-F with composition SXG-F-A weight 1284.5g, Hemodialysis Powders SXG-F with composition SXG-F-A weight 1751.6g, Hemodialysis Powders SXG-F with composition SXG-F-A weight 2335.2g, Hemodialysis Powders SXG-F with composition SXG-F-A weight 5838.6g, Hemodialysis Powders SXG-F with composition SXG-F-A weight 11677.3g, Hemodialysis Powders SXG-F with composition SXG-F-B weight 588g, Hemodialysis Powders SXG-F with composition SXG-F-B weight 700g, Hemodialysis Powders SXG-F with composition SXG-F-B weight 1008g, Hemodialysis Powders SXG-F with composition SXG-F-B weight 2520g, Hemodialysis Powders SXG-F with composition SXG-F-B weight 5040g | DIAL-ALB | 2023-05-16T00:00:00.000+02:00 | Jiangxi Sanxin Medtec CO. LTD, No.999 Fushan Road, Xiaolan Economic Development Zone, Nanchang, Jiangxi, 330200, China | Hemodialysis Powders SXG-F with composition SXG-F-A weight 1284.5g, Hemodialysis Powders SXG-F with composition SXG-F-A weight 1751.6g, Hemodialysis Powders SXG-F with composition SXG-F-A weight 2335.2g, Hemodialysis Powders SXG-F with composition SXG-F-A weight 5838.6g, Hemodialysis Powders SXG-F with composition SXG-F-A weight 11677.3g, Hemodialysis Powders SXG-F with composition SXG-F-B weight 588g, Hemodialysis Powders SXG-F with composition SXG-F-B weight 700g, Hemodialysis Powders SXG-F with composition SXG-F-B weight 1008g, Hemodialysis Powders SXG-F with composition SXG-F-B weight 2520g, Hemodialysis Powders SXG-F with composition SXG-F-B weight 5040g | Klasa IIb | Puder per dialize | Pajisje nje perdorimeshe
14082 | Alinity c A1-Antitrypsin Reagent Kit 01R0720 | LABOPHARMA SHPK | 2023-05-15T00:00:00.000+02:00 | Biokit SA Av Can Montcau 7 Llica dAmunt Barcelona 08186 Spain | Alinity c A1-Antitrypsin Reagent Kit 01R0720 | In vitro | Jane kite me reagente te analizes sasiore te antitripsines ne gjak me aparatin analizues Alinity | Pajisje te diagnostifikimit in vitro
14562 | Alinity c Cannabinoids Control 1 Kit, Alinity c Cannabinoids Control 2 Kit | LABOPHARMA SHPK | 2023-05-15T00:00:00.000+02:00 | Microgenics Corporation 46500 Kato road Fremont CA 94538 USA | Alinity c Cannabinoids Control 1 Kit 09P54-10, Alinity c Cannabinoids Control 2 Kit 09P54-11 | In vitro | Jane kite me reagente mates te precizionit te analizes sasiore te substancave kanabinoide ne gjak me aparatin analizues Alinity | Pajisje te diagnostifikimit in vitro
14167 | Patient Monitor / X8, X10, X12 | MSE | 2023-05-16T00:00:00.000+02:00 | Edan Instruments, Inc. #15 Jinhui Road,Jinsha Community, Kengzi Sub-District . Pingshan District, 518122 Shenzhen, P.R.China. | Vital Signs Monitoring Instruments | Klasa IIb | Monitor Pacienti, për monitorimin, shfaqjen dhe transferimin e parametrave të shumtë fiziologjikë jetesore. | Tjeter
14288 | Monolisa™ HBe Ag-Ab Plus | DIAHEM | 2023-06-05T00:00:00.000+02:00 | BIO-RAD 3 boulevard Raymond Poincare 92430 Marnes la Coquette, France | 72396 | In vitro | Pajisje mjekesore e diagnostikimit in vitro per detektimin e markuesve te hepatitit B | Pajisje te diagnostifikimit in vitro
14220 | Système numérique de radiologie Radiological digital system | SERVICE DENTAL ALBANIA | 2023-05-30T00:00:00.000+02:00 | SOPRO A Company of ACTEON Group - ZAC Athélia IV, Avenue des Genévriers, 13705 LA CIOTAT CEDEX - FRANCE | SOPIX PLUG-IN, SOPIX2 PLUG-IN, SOPIX, SOPIX2, XGENUS DIGITAL CM | Klasa IIa | Sistem digjital sensor per marrjen e rrezeve X per konvertim ne digjital | Pajisje dentare
14228 | AssayTip/AssayCup | Labor Dr. Limbach Heidelberg Germany | 2023-05-29T00:00:00.000+02:00 | Roche Diagnostics GmbH, Sandhofer Strasse 116 68305 Mannheim Germany | 12102137001 | In vitro | Maja per teste | Pajisje te diagnostifikimit in vitro
14241 | ProCell M | Labor Dr. Limbach Heidelberg Germany | 2023-05-29T00:00:00.000+02:00 | Roche Diagnostics GmbH, Sandhofer Strasse 116 68305 Mannheim Germany | 4880340190 | In vitro | Reagent | Pajisje te diagnostifikimit in vitro
14186 | PreciControl MaternalCare | Labor Dr. Limbach Heidelberg Germany | 2023-05-29T00:00:00.000+02:00 | Roche Diagnostics GmbH, Sandhofer Strasse 116 68305 Mannheim Germany |  | In vitro | Kontroll Maternal | Pajisje te diagnostifikimit in vitro
4899881200
14301 | Elecsys Anti-HCV II | Labor Dr. Limbach Heidelberg Germany | 2023-05-29T00:00:00.000+02:00 | Roche Diagnostics GmbH, Sandhofer Strasse 116 68305 Mannheim Germany | 08836981190, 08837031190, 08837058190 | In vitro | Reagent Anti-HCV II | Pajisje te diagnostifikimit in vitro
14242 | Elecsys HBsAg II | Labor Dr. Limbach Heidelberg Germany | 2023-05-29T00:00:00.000+02:00 | Roche Diagnostics GmbH, Sandhofer Strasse 116 68305 Mannheim Germany | 8814856190 | In vitro | Reagent HBsAg II | Pajisje te diagnostifikimit in vitro
14156 | Osteotome, Mannerfelt, 8mm, 15.5 cm , Chisel, Papavero, 4mm, 22cm , Osteotome, Lexer, angled, 10mm, 15cm , Osteotome, Lexer, angled, 15mm, 15cm , Osteotome, Hibbs, 38mm, 24.5cm , BUCKLEY-CHISEL, 2 MM, 16 CM , BUCKLEY-CHISEL, 3 MM, 16 CM , BUCKLEY-CHISEL, 4 MM, 16 CM , BUCKLEY-GOUGES, 2 MM, 16 CM , BUCKLEY-GOUGES, 3 MM, 16 CM , BUCKLEY-GOUGES, 4 MM, 16 CM , BONE CHISEL, 4 MM, 17 CM , O.S.U. BONE CHISEL 17CM , OSTEOTOME, 8 MM, 13.5 CM , OSTEOTOME, 10 MM, 13.5 CM , OSTEOTOME, 12 MM, 13.5 CM , OSTEOTOME, 14 MM, 13.5 CM , OSTEOTOME, 16 MM, 13.5 CM , CHISEL, 8 MM, 13.5 CM , CHISEL, 10 MM, 13.5 CM , CHISEL, 12 MM, 13.5 CM , CHISEL, 14 MM, 13.5 CM , CHISEL, 16 MM, 13.5 CM , GOUGE, 8 MM, 13.5 CM , GOUGE, 10 MM, 13.5 CM , GOUGE, 12 MM, 13.5 CM , MI OS4,osteotome,thin,4mm,17.5cm , MI OS1,septum ostetome,8mm,18.5cm , MI OS2,osteotome,straight,4mm,19.5cm , MI OS3,osteotome,curved,4mm,19cm , MI OS5,wedge osteo.,blunt,16mm,22.5cm , MI OS6,blade osteotome,8mm,22.5cm , OSTEOTOME, BAUER, 6 MM, STR., 20.5 CM , OSTEOTOME, BAUER, 8 MM, STR., 20.5 CM , OSTEOTOME, BAUER, 6 MM, CVD., 20.5 CM , OSTEOTOME, BAUER, 8 MM, CVD., 20.5 CM , OSTEOTOME, EPKER-B., 8 MM, CVD., 17.5 CM , BURTON OSTEOTOME , OSTEOTOME, MUNRO-DAUTREY, 4 MM, 16 CM , OSTEOTOME, MUNRO-DAUTREY, 6 MM, 16 CM , OSTEOTOME, MUNRO-DAUTREY, 8 MM, 16 CM , OSTEOTOME, MUNRO-DAUTREY, 10 MM, 16 CM , OSTEOTOME, MUNRO-DAUTREY, 12 MM, 16 CM , OSTEOTOME, MUNRO-DAUTREY, 14 MM, 16 CM , OSTEOTOME, MUNRO-DAUTREY, 16 MM, 16 CM , OSTEOTOME, DUNN-DAUTREY, 4 MM, 16.5 CM , OSTEOTOME, DUNN-DAUTREY, 6 MM, 17 CM , OSTEOTOME, DUNN-DAUTREY, 8 MM, 17 CM , OSTEOTOME, DUNN-DAUT., 6 MM, CVD., 17 CM , OSTEOTOME, DUNN-D., 6 MM, ST. CVD., 17CM , OSTEOTOME, DUNN-D., 8 MM, CVD., 18CM , OSTEOTOME, DUNN-D., 8 MM, ST.CVD.,16,5CM , OSTEOTOME, EPKER, 4 MM, STR., 18 CM , OSTEOTOME, EPKER, 6 MM, STR., 18 CM , OSTEOTOME, EPKER, 8 MM, STR., 18 CM , OSTEOTOME, EPKER, 4 MM, CVD., 18 CM , OSTEOTOME, EPKER, 6 MM, CVD., 18 CM , OSTEOTOME, EPKER, 6 MM, STR. CVD., 18 CM , OSTEOTOME, EPKER, 8 MM, STR. CVD., 18 CM , BONE CHISEL,DR. IGLHAUT,5MM W. GRAD. , BONE CHISEL,DR. IGLHAUT,5MM W/O. GRAD. , FREIHOFER OSTEOTOME , Spatula Osteotome, Urata, 3.7 mm , Spatula Osteotome, Urata, 3.7 mm, 15 cm , Spatula Osteotome, Urata, 4.5 mm, 15 cm , Spatula Osteotome, Urata, 7 mm, 15 cm , PTERYGOID-OSTEOTOME, HARGIS, CVD., 22 CM , SEPTUM OSTEOTOME, TERRY, 19 CM , RAMUS OSTEOTOME, STEINH., 7 MM, 17 CM , RAMUS OSTEOTOME, STEINH., 10 MM, 17 CM , CHISEL, STEINHAEUSER, 7 MM, 19 CM , CHISEL, STEINHAEUSER, 11 MM, 19 CM , CHISEL, STEINHAEUSER, 15 MM, 19 CM , ORBITAL OSTEOTOME, STEINH., 5 MM, 18 CM , ORBITAL OSTEOTOME, STEINH., 8 MM, 18 CM , OSTEOTOME, WOLFORD, ANG., 6 MM, 21.5 CM , OSTEOTOME, WOLFORD, ANG., 8 MM, 21.5 CM , OCHSENBEIN CHISEL FIG 4 , RHODES-MINI-CHISEL, FIG. 36/37 , OCHSENBEIN-CHISEL, FIG. 1 , OCHSENBEIN-CHISEL, FIG. 2 , FEDI-CHISEL, FIG. 1 , FEDI-CHISEL, FIG. 2 , WEDELSTAEDT-ENAMEL-CHISEL, FIG. 1/2 , WEDELSTAEDT-ENAMEL-CHISEL, FIG. 3/4 , WEDELSTAEDT-ENAMEL-CHISEL, FIG. 5/6 , OSTEOTOM, DR.IGLHAUT,STR., 2,2 < 2,7MM , OSTEOTOM, DR.IGLHAUT,STR., 2,7 < 3,2MM , OSTEOTOM, DR.IGLHAUT,STR., 3,2 < 3,7MM , OSTEOTOM, DR.IGLHAUT,STR., 3,7 < 4,2MM , OSTEOTOM, DR.IGLHAUT,STR., 4,2 < 4,7MM , OSTEOTOM, DR.IGLHAUT,STR., 4,7 < 5,4MM , OSTEOTOM, DR.IGLHAUT,CRV., 2,2 < 2,7MM , OSTEOTOM, DR.IGLHAUT,CRV., 2,7 < 3,2MM , OSTEOTOM, DR.IGLHAUT,CRV., 3,2 < 3,7MM , OSTEOTOM, DR.IGLHAUT,CRV., 3,7 < 4,2MM , OSTEOTOM, DR.IGLHAUT,CRV., 4,2 < 4,7MM , OSTEOTOM, DR.IGLHAUT,CRV., 4,7 < 5,4MM , OCHSENBEIN-CHISEL, MOD., FIG. 1 , OCHSENBEIN-CHISEL, MOD., FIG. 2 , PIN-OSTEOTOME , OSTEOTOME, CONCAVE, FIG. 0, 17,5 CM , OSTEOTOME, CONCAVE, FIG. 1, 17,5 CM , OSTEOTOME, CONCAVE, FIG. 2, 17,5 CM , OSTEOTOME, CONCAVE, FIG. 3, 17,5 CM , SEPTUM OSTEOTOME, OBWEGESER, 4 MM, 19 CM , SEPTUM OSTEOTOME, OBWEGESER, 6 MM, 19 CM , SEPTUM OSTEOTOME, OBWEGESER, 8 MM, 19 CM , WEDGE OSTEOTOME, OBWEGES., 8 MM, 22.5 CM , WEDGE OSTEOTOME, OBWEG., 12 MM, 22.5 CM , WEDGE OSTEOTOME, OBWEG., 16 MM, 22.5 CM , Wedge Osteotome, Obweges., 8 mm, 22.5 cm , Wedge Osteotome, Obweges., 12 mm, 22.5 c , Wedge Osteotome, Obweges., 16 mm, 22.5 c , BLADE OSTEOTOME, OBWEGES., 8 MM, 22.5 CM , BLADE OSTEOTOME, OBWEG., 12 MM, 22.5 CM , BLADE OSTEOTOME, OBWEG., 16 MM, 22.5 CM , BLADE OSTEOTOME, OBWEG., 20 MM, 22.5 CM , Blade Osteotome, Obweges., 8 mm, 22.5 cm , Blade Osteotome, Obweges., 12 mm, 22.5 c , Blade Osteotome, Obweges., 16 mm, 22.5 c , Blade Osteotome, Obweges., 20 mm, 22.5 c , OSTEOTOME, OBWEGESER, CVD., 8 MM, 23 CM , OSTEOTOME, OBWEGESER, CVD., 11 MM, 23 CM , OSTEOTOME, ELASTIC, CVD., 8 MM, 21 CM , OSTEOTOME, ELASTIC, CVD., 11 MM, 21 CM , OSTEOTOME, OBWEGESER, 3 MM, 15.5 CM , OSTEOTOME, OBWEGESER, 4 MM, 15.5 CM , OSTEOTOME, OBWEGESER, 6.5 MM, 15.5 CM , MI OS7, Osteotome, lg, cvd, 10 mm, 23 cm , MAXILLARY-MOBILIZER, 12 MM, 23 CM , OSTEOTOME, TESSIER, STR., 2 MM, 16 CM , OSTEOTOME, TESSIER, STR., 3 MM, 16 CM , OSTEOTOME, TESSIER, STR., 5 MM, 16 CM , OSTEOTOME, TESSIER, STR., 7 MM, 16 CM , OSTEOTOME, TESSIER, STR., 10 MM, 16 CM , OSTEOTOME, TESSIER, STR., 14 MM, 16 CM , OSTEOTOME, TESSIER, STR., 16 MM, 16 CM , OSTEOTOME, TESSIER, CVD., 5 MM, 16 CM , OSTEOTOME, TESSIER, CVD., 7 MM, 16 CM , OSTEOTOME, TESSIER, STR., 18 MM, 16 CM , OSTEOTOME, TESSIER, STR., 10 MM, 20 CM , OSTEOTOME, TESSIER, STR., 15 MM, 20 CM , OSTEOTOME, TESSIER, STR., 20 MM, 20 CM , OSTEOTOME, TESSIER, STR., 30 MM, 20 CM , OSTEOTOME, TESSIER, CVD., 10 MM, 20 CM , OSTEOTOME, TESSIER, CVD., 15 MM, 20 CM , OSTEOTOME, TESSIER, STR., 15 MM, 16 CM , OSTEOTOME, TESSIER, CVD., 10 MM, 16 CM , OSTEOTOME, TESSIER, CVD., 15 MM, 16 CM , SEPTUM OSTEOTOME, TESSIER, STR., 19 CM , OSTEOTOME, TESSIER, CVD., 10 MM, 18 CM , TESSIER-KAWAMOTO 18CM ,OSTEOTOME, 9 MM, PALATAL OSTEOTOME, 22 CM , Osteotome 45°, Nadjmi, 8 mm, 22 cm , Osteotome, Nadjmi, 15 mm, 18 cm , BSSO Splitting Osteotome acc. Arnett 7 m , BSSO Splitting Osteotome acc. Arnett 14 , INTERDENTAL OSTEOTOME ACC. ARNETT, 8 MM , BSSO 7MM ,SPLITTING ,OSTEOTOME,ACC. ARNETT , PTERYGOID OSTEOTOME ACC. ARNETT , BSSO 6MM BSSO 7MM ,SPLITTING ,OSTEOTOME,ACC. ARNETT , OSTEOTOME, MARCHAC, 4 MM, STR., 18.5 CM , OSTEOTOME, MARCHAC, 6 MM, STR., 18.5 CM , OSTEOTOME, MARCHAC, 8 MM, STR., 18.5 CM , OSTEOTOME, MARCHAC, 6 MM, CVD., 18.5 CM , GOUGE, 14 MM, 13.5 CM , GOUGE, 16 MM, 13.5 CM , CHISEL, PARTSCH, 2 MM, 13.5 CM , CHISEL, PARTSCH, 3 MM, 13.5 CM , CHISEL, PARTSCH, 4 MM, 13.5 CM , CHISEL, PARTSCH, 5 MM, 13.5 CM , CHISEL, PARTSCH, 6 MM, 13.5 CM , CHISEL, PARTSCH, 2 MM, 17 CM , CHISEL, PARTSCH, 3 MM, 17 CM , CHISEL, PARTSCH, 4 MM, 17 CM , CHISEL, PARTSCH, 5 MM, 17 CM , CHISEL, PARTSCH, 6 MM, 17 CM , GOUGE, PARTSCH, 2 MM, 13.5 CM , GOUGE, PARTSCH, 3 MM, 13.5 CM , GOUGE, PARTSCH, 4 MM, 13.5 CM , GOUGE, PARTSCH, 5 MM, 13.5 CM , GOUGE, PARTSCH, 6 MM, 13.5 CM , GOUGE, PARTSCH, 2 MM, 16.5 CM , GOUGE, PARTSCH, 3 MM, 16.5 CM , GOUGE, PARTSCH, 4 MM, 16.5 CM , GOUGE, PARTSCH, 5 MM, 16.5 CM , GOUGE, PARTSCH, 6 MM, 16.5 CM , Gouge, Zielke, si., 5,5 mm, 23 cm , Gouge, Zielke, si., 9 mm, 23 cm , CHISEL, ALEXANDER, 4 MM, 17.5 CM , CHISEL, ALEXANDER, 6 MM, 17.5 CM , CHISEL, ALEXANDER, 8 MM, 17.5 CM , CHISEL, ALEXANDER, 10 MM, 17.5 CM , CHISEL, ALEXANDER, 12 MM, 17.5 CM , CHISEL, ALEXANDER, 14 MM, 17.5 CM , GOUGE, ALEXANDER, 4 MM, 17.5 CM , GOUGE, ALEXANDER, 6 MM, 17.5 CM , GOUGE, ALEXANDER, 8 MM, 17.5 CM , GOUGE, ALEXANDER, 10 MM, 17.5 CM , GOUGE, ALEXANDER, 12 MM, 17.5 CM , GOUGE, ALEXANDER, 14 MM, 17.5 CM , CHISEL, STILLE, 10 MM, 20.5 CM , Chisel, Stille, 12 mm, 20.5 cm , CHISEL, STILLE, 15 MM, 20.5 CM , CHISEL, STILLE, 20 MM, 20.5 CM , CHISEL, STILLE, 25 MM, 20.5 CM , Osteotome, Stille, 8 mm, 20.5 cm , OSTEOTOME, STILLE, 10 MM, 20.5 CM , Osteotome, Stille, 12 mm, 20.5 cm , OSTEOTOME, STILLE, 15 MM, 20.5 CM , OSTEOTOME, STILLE, 20 MM, 20.5 CM , OSTEOTOME, STILLE, 25 MM, 20.5 CM , Osteotome, Stille, fine, 10 mm, 20.5 cm , Osteotome, Stille, fine, 12 mm, 20.5 cm , Osteotome, Stille, fine, 15 mm, 20.5 cm , Osteotome, Stille, fine, 20 mm, 20.5 cm , Osteotome, Stille, fine, 25 mm, 20.5 cm , GOUGE, STILLE, 10 MM, 20.5 CM , Gouge, Stille, 12 mm, 20.5 cm , GOUGE, STILLE, 15 MM, 20.5 CM , GOUGE, STILLE, 20 MM, 20.5 CM , GOUGE, STILLE, 25 MM, 20.5 CM , Handle f. chisel blades, si., 18.5 cm , CHISEL BLADE, STR., 5 MM, 8 CM , CHISEL BLADE, STR., 10 MM, 8 CM , CHISEL BLADE, STR., 16 MM, 8 CM , CHISEL BLADE, STR., 25 MM, 8 CM , OSTEOTOME BLADE, 5 MM, 8 CM , OSTEOTOME BLADE, 10 MM, 8 CM , OSTEOTOME BLADE, 16 MM, 8 CM , OSTEOTOME BLADE, 25 MM, 8 CM , KEY F. 23-130-01, 9 CM , Spongiosa gouge, str., si., 5mm, 24.5cm , Spongiosa gouge, str., si., 10mm, 24.5cm , SPONGIOSA GOUGE, STR., 10 MM, 24.5 CM , Spongiosa gouge, str., si., 15mm, 24.5cm , Spongiosa gouge, cvd., si., 5mm, 24.5cm , Spongiosa gouge, cvd., si., 10mm, 24.5cm , Spongiosa gouge, cvd., si., 15mm, 24.5cm , OSTEOTOME, MINI-LAMBOTTE, 2 MM, 12.5 CM , OSTEOTOME, MINI-LAMBOTTE, 3 MM, 12.5 CM , OSTEOTOME, MINI-LAMBOTTE, 4 MM, 12.5 CM , OSTEOTOME, MINI-LAMBOTTE, 6 MM, 12.5 CM , OSTEOTOME, MINI-LAMBOTTE, 8 MM, 12.5 CM , OSTEOTOME, MINI-LAMBOTTE, 10 MM, 12.5 CM , OSTEOTOME, MINI-LAMBOTTE, 12 MM, 12.5 CM , OSTEOTOME, MINI-LAMBOTTE, 15 MM, 12.5 CM , OSTEOTOME, MINI-LAMBOTTE, 3 MM, 17 CM , OSTEOTOME, MINI-LAMBOTTE, 4 MM, 17 CM , OSTEOTOME, MINI-LAMBOTTE, 6 MM, 17 CM , OSTEOTOME, MINI-LAMBOTTE, 8 MM, 17 CM , OSTEOTOME, MINI-LAMBOTTE, 10 MM, 17 CM , OSTEOTOME, MINI-LAMBOTTE, 12 MM, 17 CM , OSTEOTOME, MINI-LAMBOTTE, 15 MM, 17 CM , Osteotome, Lambotte, 4 mm, 24 cm , Osteotome, Lambotte, 6 mm, 24 cm , Osteotome, Lambotte, 8 mm, 24 cm , Osteotome, Lambotte, 10 mm, 24 cm , Osteotome, Lambotte, 13 mm, 24 cm , OSTEOTOME, LAMBOTTE, 15 MM, 24 CM , Osteotome, Lambotte, 18 mm, 24 cm , OSTEOTOME, LAMBOTTE, 20 MM, 24 CM , OSTEOTOME, LAMBOTTE, 25 MM, 24 CM , OSTEOTOME, LAMBOTTE, 30 MM, 24 CM , OSTEOTOME, LAMBOTTE, 38 MM, 24 CM , OSTEOTOME, LAMBOTTE, 44 MM, 24 CM , OSTEOTOME, LAMBOTTE, 50 MM, 24 CM , Osteotome, Lambotte, cvd., 4 mm, 24 cm , Osteotome, Lambotte, cvd., 6 mm, 24 cm , Osteotome, Lambotte, cvd., 8 mm, 24 cm , Osteotome, Lambotte, cvd., 10 mm, 24 cm , Osteotome, Lambotte, cvd., 13 mm, 24 cm , OSTEOTOME, LAMBOTTE, CVD., 15 MM, 24 CM , Osteotome, Lambotte, cvd., 18 mm, 24 cm , OSTEOTOME, LAMBOTTE, CVD., 20 MM, 24 CM , OSTEOTOME, LAMBOTTE, CVD., 25 MM, 24 CM , OSTEOTOME, LAMBOTTE, CVD., 30 MM, 24 CM , OSTEOTOME, LAMBOTTE, CVD., 38 MM, 24 CM , OSTEOTOME, LAMBOTTE, CVD., 44 MM, 24 CM , OSTEOTOME, LAMBOTTE, CVD., 50 MM, 24 CM , OSTEOTOME, SMITH-PET., 6 MM, 20.5 CM , OSTEOTOME, SMITH-PET., 9 MM, 20.5 CM , OSTEOTOME, SMITH-PET., 13 MM, 20.5 CM , OSTEOTOME, SMITH-PET., 16 MM, 20.5 CM , OSTEOTOME, SMITH-PET., 19 MM, 20.5 CM , OSTEOTOME, SMITH-PET., 25 MM, 20.5 CM , OSTEOTOME, SMITH-P, CVD., 6 MM, 20.5 CM , OSTEOTOME, SMITH-P, CVD., 9 MM, 20.5 CM , OSTEOTOME, SMITH-P, CVD., 13 MM, 20.5 CM , OSTEOTOME, SMITH-P, CVD., 16 MM, 20.5 CM , OSTEOTOME, SMITH-P, CVD., 19 MM, 20.5 CM , OSTEOTOME, SMITH-P, CVD., 25 MM, 20.5 CM , Gouge, Cobb, str., si., 6 mm, 28 cm , Gouge, Cobb, slight cvd., si., 6mm, 28cm , Gouge, Cobb, strong cvd., si., 6mm, 28cm , Gouge, Cobb, backw.cvd., si., 6mm, 28cm , OSTEOTOME, HOKE, 3 MM, 17 CM , OSTEOTOME, HOKE, 5 MM, 17 CM , OSTEOTOME, HOKE, 6 MM, 17 CM , OSTEOTOME, HOKE, 8 MM, 17 CM , OSTEOTOME, HOKE, 9 MM, 17 CM , OSTEOTOME, HIBBS, 6 MM, 24.5 CM , OSTEOTOME, HIBBS, 13 MM, 24.5 CM , OSTEOTOME, HIBBS, 19 MM, 24.5 CM , OSTEOTOME, HIBBS, 25 MM, 24.5 CM , OSTEOTOME, HIBBS, 32 MM, 24.5 CM , CHISEL, HIBBS, STR., 6 MM, 24.5 CM , CHISEL, HIBBS, STR., 13 MM, 24.5CM , CHISEL, HIBBS, STR., 19 MM, 24.5CM , CHISEL, HIBBS, STR., 25 MM, 24.5CM , CHISEL, HIBBS, STR., 32 MM, 24.5CM , OSTEOTOME, HIBBS, CVD., 6 MM, 24.5 CM , OSTEOTOME, HIBBS, CVD., 13 MM, 24.5 CM , OSTEOTOME, HIBBS, CVD., 19 MM, 24.5 CM , OSTEOTOME, HIBBS, CVD., 25 MM, 24.5 CM , OSTEOTOME, HIBBS, CVD., 32 MM, 24.5 CM , GOUGE, HIBBS, STR., 6 MM, 24.5 CM , GOUGE, HIBBS, STR., 13 MM, 24.5 CM , GOUGE, HIBBS, STR., 19 MM, 24.5 CM , GOUGE, HIBBS, STR., 25 MM, 24.5 CM , GOUGE, HIBBS, STR., 32 MM, 24.5 CM , GOUGE, HIBBS, CVD., 6 MM, 24.5 CM , GOUGE, HIBBS, CVD., 13 MM, 24.5 CM , GOUGE, HIBBS, CVD., 19 MM, 24.5 CM , GOUGE, HIBBS, CVD., 25 MM, 24.5 CM , GOUGE, HIBBS, CVD., 32 MM, 24.5 CM , Tamper, Caspar, si., Ø 3 mm, 22 cm , Tamper, Caspar, si., Ø 5 mm, 22 cm , Tamper, Caspar, si., Ø 8 mm, 22 cm , TAMPER, METAL, Ø 2 MM, 15.5 CM , TAMPER, METAL, Ø 3 MM, 15.5 CM , TAMPER, METAL, Ø 4 MM, 15.5 CM , TAMPER, METAL, Ø 5 MM, 15.5 CM , TAMPER, METAL, Ø 6 MM, 15.5 CM , TAMPER, METAL, Ø 8 MM, 15.5 CM , TAMPER, METAL, Ø 10 MM, 15.5 CM , Tamper, Caspar, si., Ø 12 mm, 20 cm , Tamper, Caspar, si., Ø 14 mm, 20 cm , Tamper, Caspar, si., Ø 16 mm, 20 cm , HANDLE FOR PERIOTOME TIPS , WORKING TIP FOR HANDLE NO. 23-360-01 , STERNAL CHISEL, LEBSCHE, 24.5 CM , Chisel, Tew #12, 23 cm , Chisel, Tew #12, 26 cm , CapFlex Modulator proximal, S , CapFlex Modulator proximal, M , CapFlex Modulator proximal, L , UHP explantation chisel small , UHP explantation chisel big , SEPTUM CHISEL, FREER, CVD.,4 MM, 16,5 CM , SEPTUM CHISEL, FREER, STR., 4 MM, 16.5CM , SEPTUM-GOUGE, FREER, 6 MM, 16 CM , GOUGE, BALLENGER, 2 MM, STR., 15 CM , GOUGE, BALLENGER, 4 MM, STR., 15 CM , GOUGE, BALLENGER, 6 MM, STR., 15 CM , GOUGE, BALLENGER, 8 MM, STR., 15 CM , SEPTUM-GOUGE, KILLIAN, 5 MM, 16 CM , GOUGE, KILLIAN-CLAUS, 5 MM, 16 CM , Osteotome, Cottle, gradu., 4 mm, 18,5 cm , Osteotome, Cottle, gradu., 7 mm, 18.5 cm , Osteotome, Cottle, gradu., 9 mm, 18.5 cm , Osteotome, Cottle, gradu., 12 mm, 18.5cm , Osteotome, Cottle, cvd., 6 mm, 18.5 cm , Osteotome, Cottle, cross-gr., 2mm,18.5cm , Osteotome, Cottle, cross-gr., 4mm,18.5cm , Osteotome, Cottle, cross-gr., 7mm,18.5cm , Osteotome, Cottle, cross-gr., 9mm,18.5cm , Osteotome, Cottle, cross-gr.,12mm,18.5cm , Osteotome,Cottle,cross-gr,ang,6mm,18.5cm , Osteotome, Cottle, gradu., 16 mm, 18.5cm , Osteotome, Cottle, cross-gr.,16mm,18.5cm , Osteotome, Rubin, 10 mm, 18.5 cm , Osteotome, Rubin, 12 mm, 18.5 cm , Osteotome, Rubin, 14 mm, 18.5 cm , CHISEL, WALTER, 3 MM, 19 CM , CHISEL, WALTER, 4.5 MM, 19 CM , OSTEOTOME, WALTER, 3 MM, 19 CM , OSTEOTOME, WALTER, 4 MM, 19 CM , OSTEOTOME, WALTER, 7 MM, 19 CM , OSTEOTOME, WALTER, 9 MM, 19 CM , OSTEOTOME, WALTER, 12 MM, 19 CM , CHISEL, FOMON, W. GUIDE, 4 MM, 16 CM , CHISEL, FOMON, W. GUIDE, 5 MM, 16 CM , CHISEL, FOMON, W. GUIDE, 6 MM, 16 CM , CHISEL, FOMON, W. GUIDE, 7 MM, 16 CM , OSTEOTOME, CINELLI, 10 MM, 16 CM , OSTEOTOME, CINELLI, 12 MM, 16 CM , OSTEOTOME, CINELLI, 14 MM, 16 CM , OSTEOTOME, CINELLI, 16 MM, 16 CM , OSTEOTOME, NEIVERT-ANDERSON, 7 MM, R. , OSTEOTOME, NEIVERT-ANDERSON, 7 MM, L. , OSTEOTOME, NEIVERT-ANDERSON, 7 MM, STR. , Osteotome, 3 mm, 18,5 cm , NASAL CHISEL, SILVER, STR., 5 MM, 18 CM , NASAL CHISEL, SILVER, R., 5 MM, 18 CM , NASAL CHISEL, SILVER, L., 5 MM, 18 CM , OBWEGESER OSTEOTOME FINE15CM , OBWEGESER OSTEOTOME CURVED , OBWEGESER BALL END NASAL OST | MSE | 2023-06-06T00:00:00.000+02:00 | Gebrüder Martin GmbH & Co. KG KLS Martin Platz 1 · 78532 Tuttlingen/Germany Martin Postfach 60 · 78501 Tuttlingen/Germany. | 09-008-44-07 , 09-008-45-07 , 09-010-62-07 , 09-010-63-07 , 09-010-64-07 , 23-060-20-07 , 23-060-30-07 , 23-060-40-07 , 23-061-20-07 , 23-061-30-07 , 23-061-40-07 , 23-072-04-07 , 23-074-04-07 , 23-082-01-07 , 23-084-01-07 , 23-100-08-07 , 23-100-10-07 , 23-100-12-07 , 23-100-14-07 , 23-100-16-07 , 23-101-08-07 , 23-101-10-07 , 23-101-12-07 , 23-101-14-07 , 23-101-16-07 , 23-102-08-07 , 23-102-10-07 , 23-102-12-07 , 38-684-32-07 , 38-684-33-07 , 38-684-34-07 , 38-684-35-07 , 38-684-37-04 , 38-684-38-04 , 38-780-00-07 , 38-780-01-07 , 38-781-00-07 , 38-781-01-07 , 38-783-01-07 , 38-784-23-07 , 38-786-04-07 , 38-786-06-07 , 38-786-08-07 , 38-786-10-07 , 38-786-12-07 , 38-786-14-07 , 38-786-16-07 , 38-790-04-07 , 38-790-06-07 , 38-790-08-07 , 38-791-01-07 , 38-791-03-07 , 38-793-01-07 , 38-793-03-07 , 38-796-04-07 , 38-796-06-07 , 38-796-08-07 , 38-797-04-07 , 38-797-06-07 , 38-799-06-07 , 38-799-08-07 , 38-800-04-07 , 38-800-05-07 , 38-805-08-07 , 38-810-00-07 , 38-810-01-07 , 38-810-02-07 , 38-810-03-07 , 38-841-22-07 , 38-856-19-07 , 38-881-07-07 , 38-881-10-07 , 38-883-07-07 , 38-883-11-07 , 38-883-15-07 , 38-895-05-07 , 38-895-08-07 , 38-899-06-07 , 38-899-08-07 , 43-360-04-07 , 43-363-01-07 , 43-365-01-07 , 43-365-02-07 , 43-366-01-07 , 43-366-02-07 , 43-494-02-07 , 43-494-04-07 , 43-494-06-07 , 43-600-00-07 , 43-600-01-07 , 43-600-02-07 , 43-600-03-07 , 43-600-04-07 , 43-600-05-07 , 43-601-00-07 , 43-601-01-07 , 43-601-02-07 , 43-601-03-07 , 43-601-04-07 , 43-601-05-07 , 43-884-03-07 , 43-885-03-07 , 43-894-01-07 , 43-896-00-07 , 43-896-01-07 , 43-896-02-07 , 43-896-03-07 , 48-156-04-07 , 48-156-06-07 , 48-156-08-07 , 48-160-08-04 , 48-160-12-04 , 48-160-16-04 , 48-161-08-04 , 48-161-12-04 , 48-161-16-04 , 48-162-08-04 , 48-162-12-04 , 48-162-16-04 , 48-162-20-04 , 48-165-08-04 , 48-165-12-04 , 48-165-16-04 , 48-165-20-04 , 48-166-08-07 , 48-166-11-07 , 48-167-08-07 , 48-167-11-07 , 48-168-03-07 , 48-168-04-07 , 48-168-06-07 , 48-169-10-07 , 48-170-23-07 , 48-270-02-07 , 48-270-03-07 , 48-270-05-07 , 48-270-07-07 , 48-270-10-07 , 48-270-14-07 , 48-270-16-07 , 48-271-05-07 , 48-271-07-07 , 48-271-10-07 , 48-272-18-07 , 48-273-10-07 , 48-274-10-07 , 48-274-15-07 , 48-274-20-07 , 48-274-30-07 , 48-275-10-07 , 48-275-15-07 , 48-276-10-07 , 48-276-15-07 , 48-277-10-07 , 48-277-15-07 , 48-340-18-07 , 48-341-18-07 , 48-345-18-07 , 48-350-24-07 , 48-572-08-04 , 48-574-15-07 , 48-724-08-04 , 48-724-15-04 , 48-725-18-07 , 48-726-08-04 , 48-728-18-07 , 48-728-19-07 , 50-440-04-07 , 50-440-06-07 , 50-440-08-07 , 50-441-06-07 , 23-102-14-07 , 23-102-16-07 , 23-105-02-07 , 23-105-03-07 , 23-105-04-07 , 23-105-05-07 , 23-105-06-07 , 23-106-02-07 , 23-106-03-07 , 23-106-04-07 , 23-106-05-07 , 23-106-06-07 , 23-109-02-07 , 23-109-03-07 , 23-109-04-07 , 23-109-05-07 , 23-109-06-07 , 23-110-02-07 , 23-110-03-07 , 23-110-04-07 , 23-110-05-07 , 23-110-06-07 , 23-112-05-04 , 23-112-09-04 , 23-118-04-07 , 23-118-06-07 , 23-118-08-07 , 23-118-10-07 , 23-118-12-07 , 23-118-14-07 , 23-119-04-07 , 23-119-06-07 , 23-119-08-07 , 23-119-10-07 , 23-119-12-07 , 23-119-14-07 , 23-123-10-07 , 23-123-12-07 , 23-123-15-07 , 23-123-20-07 , 23-123-25-07 , 23-124-08-07 , 23-124-10-07 , 23-124-12-07 , 23-124-15-07 , 23-124-20-07 , 23-124-25-07 , 23-125-10-07 , 23-125-12-07 , 23-125-15-07 , 23-125-20-07 , 23-125-25-07 , 23-127-10-07 , 23-127-12-07 , 23-127-15-07 , 23-127-20-07 , 23-127-25-07 , 23-130-00-04 , 23-130-05-07 , 23-130-10-07 , 23-130-16-07 , 23-130-25-07 , 23-130-55-07 , 23-130-60-07 , 23-130-66-07 , 23-130-85-07 , 23-130-99-07 , 23-131-05-04 , 23-131-10-04 , 23-131-10-07 , 23-131-15-04 , 23-131-55-04 , 23-131-60-04 , 23-131-65-04 , 23-136-02-07 , 23-136-03-07 , 23-136-04-07 , 23-136-06-07 , 23-136-08-07 , 23-136-10-07 , 23-136-12-07 , 23-136-15-07 , 23-136-53-07 , 23-136-54-07 , 23-136-56-07 , 23-136-58-07 , 23-136-60-07 , 23-136-62-07 , 23-136-65-07 , 23-138-04-07 , 23-138-06-07 , 23-138-08-07 , 23-138-10-07 , 23-138-13-07 , 23-138-15-07 , 23-138-18- | Klasa I | Instrumenta mjeksore per perdorim ne ortopedi | Instrumenta shumeperdorimeshe
14189 | ECG cable TLC9803-C; Blood pressure cuffs DB211NA; Blood pressure hose J0120 | 2 A - PHARMA | 2023-06-13T00:00:00.000+02:00 | Shenzhen City Teveik Technology Co.,Ltd, : B601,No.21, Shiwei Pinggang Industrial Road, Shiwei Community, MatianSub-district, Guangming District, Shenzhen City, Guangdong Province, China, 518106 | 35562; 34978; | Klasa I | kabull ekg, kabull per matjen e presionit te gjakut | Instrumenta shumeperdorimeshe
14308 | Rigid Injection Cannula, 42ga Rigid Micro Injection Cannula,Stra ight, 25ga DeJuan/Awh Subretinal Injection Cannula, Rigid Injection Cannula, Angled, Rigid Injection Cannula, Angled, 105 micron, 23ga Soft Tip Cannula, 25ga Soft Tip Cannula, 27ga Soft Tip Cannula, 23ga Slotted Soft Tip Cannula, 20ga Disposable Infusion Cannula, 23ga Disposable 6mm Self Retaining Infusion Cannula, 25ga Disposa ble 6mm Self Retaining Infusion Cannula, FREEFLOW™ Infusion Line, 25ga Transconjunctival Chow Silicone Oil Injection Cannula, One-Step™ Sutureless Cannula System, One-Step™ Sutureless Cannula System,6 per box, One-Step™ Sutureless Cannula System with Va lves, 23ga One-Step™Sutureless Cannula System, 23ga One-Step™Cannula System-Stainless, 23ga One-Step™ Cannula System - Va lved, 23ga Stealth Port Entry System, 23ga Valved Stea lt h Port Entry System, 23ga Valved T3 Port Entry System, 25ga One-Step™ Sutureless Cannula System, 23ga One-Step™ Cannula Systems-Stainless, 25ga Valved One-Step™ Port Entry System, 25ga Port Entry System, 25ga Valved Stealth Port Entry System, 25ga Valved T3 Port Entry System, 27ga Port Entry System-Stainless, 27ga Valved One-Step™ Port Entry System, 27ga Valved Entry Site Alignment System, 20ga Viscous Fluid Injection Cannula, 23ga Viscous Fluid Injection Cannula, 25ga Viscous Fluid Injection Cannula | GEN - ALB FARMA | 2023-06-01T00:00:00.000+02:00 | Synergetics, Inc. 3845 Corporate Centre Drive, O'Fallon, Missouri 63368 USA | 12.02, 12.03, 12.03 .25, 12.12, 12.13, 30.08.23, 30.08.25, 30.08.27, 30.18.23, 30.18.25, 30.32, 30.32.23, 30.32.25, 30.35, 30.80.25, 58.2, 58.20-6, 58.20V, 58.23, 58.23S, 58.23SV, 58.23STH, 58.23STHV, 58.23T3V, 58.25, 58.255, 58.25SV, 58.25STH, 58.25STHV, 58 .25T3V, 58.27S, 58.27SV, BL5240, BL5241, BL7620, BL7623, BL7625 | Klasa IIa | Një tub i ngurtë ose gjysmë i ngurtë (jo ndriçues) i projektuar për t'u futur në sy për të lehtësuar infuzionin, ujitjen dhe/ose aspirimin e lëngjeve/gazeve gjatë operacionit okulist (p.sh., fakoemulsifikimi, kirurgjia vitreoretinale, anestezi sub-Tenon, kapsula lustrim). | Pajisje nje perdorimeshe
14311 | anti-c-MYC (Y69) Rabbit Monoclonal Primary Antibody | E v i t a | 2023-06-02T00:00:00.000+02:00 | Ventana Medical Systems, lnc. 1910 E. lnnovation Park Drive Tucson, AZ 85755 USA | 06504612001 / 790-4628 | In vitro | Reagent per detektimin e c-Myc ne imunohistokimi | Pajisje te diagnostifikimit in vitro
14367 | CONFIRM anti-EMA (E29) Mouse Monoclonal Primary Antibody | E v i t a | 2023-06-02T00:00:00.000+02:00 | Ventana Medical Systems, lnc. 1910 E. lnnovation Park Drive Tucson, AZ 85755 USA | 05878900001 / 790-4463 | In vitro | Reagent monoklonal per detektimin e EMA ne imunohistokimi | Pajisje te diagnostifikimit in vitro
14254 | Scan Abutment AQ ADV-A154, Scan Abutment AQ ADV-A155, Scan Abutment AQ ADV-A156, Scan Abutment AQ ADV-A157, Scan Abutment AQ ADV-A158, Scan Abutment AQ ADV-A159, Scan Abutment AQ ADV-A160, Scan Abutment AQ ADV-A161, Scan Abutment AQ ADV-A162, Scan Abutment AQ ADV-A163, Scan Abutment AQ ADV-A164, Scan Abutment AQ ADV-A165, Scan Abutment AQ ADV-A166, Scan Abutment AQ ADV-A167, Scan Abutment AQ ADV-A168, Scan Abutment AQ ADV-A169, Scan Abutment AQ ADV-A170, Scan Abutment AQ ADV-A171, Scan Abutment AQ ADV-A172, Scan Abutment AQ ADV-A173, Scan Abutment AQ ADV-A174, Scan Abutment AQ ADV-A175, Scan Abutment AQ ADV-A176, Scan Abutment AQ ADV-A177, Scan Abutment AQ ADV-A178, Scan Abutment AQ ADV-A179, Scan Abutment AQ ADV-A180, Scan Abutment AQ ADV-A181, Scan Abutment AQ ADV-A182, Scan Abutment AQ ADV-A183, Scan Abutment AQ ADV-A184, Scan Abutment AQ ADV-A185, Scan Abutment AQ ADV-A186, Scan Abutment AQ ADV-A450, Scan Abutment AQ ADV-A451, Scan Abutment AQ ADV-A452, Scan Abutment AQ ADV-A453, Scan Abutment AQ ADV-A454, Scan Abutment AQ ADV-A455, Scan Abutment AQ ADV-A456, Scan Abutment AQ ADV-A457, Scan Abutment AQ ADV-A458, Scan Abutment AQ ADV-A459, Scan Abutment AQ ADV-A460, Scan Abutment AQ ADV-A461, Scan Abutment AQ ADV-A462, Scan Abutment AQ ADV-A463, Scan Abutment AQ ADV-A464, Scan Abutment AQ ADV-A465, Scan Abutment AQ ADV-A466, Scan Abutment AQ ADV-A467, Scan Abutment AQ ADV-A468, Scan Abutment AQ ADV-A469, Scan Abutment AQ ADV-A470, Scan Abutment AQ ADV-A471, Scan Abutment AQ ADV-A472, Scan Abutment AQ ADV-A473, Scan Abutment AQ ADV-A474, Scan Abutment AQ ADV-A475, Scan Abutment AQ ADV-A476, Scan Abutment AQ ADV-A477, Scan Abutment AQ ADV-A478, Scan Abutment AQ ADV-A479, Scan Abutment AQ ADV-A480, Scan Abutment AQ ADV-A481, Scan Abutment AQ ADV-A482, Scan Abutment AQ ADV-A483, Scan Abutment AQ ADV-A484, Scan Abutment AQ ADV-A485, Scan Abutment AQ ADV-A486, Scan Abutment AQ ADV-A487, Scan Abutment AQ ADV-A488, Scan Abutment AQ ADV-A489, Scan Abutment AQ ADV-A490, Scan Abutment AQ ADV-A491, Scan Abutment AQ ADV-A492, Scan Abutment AQ ADV-A493, Scan Abutment AQ ADV-A494, Scan Abutment AQ ADV-A495, Scan Abutment AQ ADV-A496, Scan Abutment AQ ADV-A497, Scan Abutment AQ ADV-A498, Scan Abutment AQ ADV-A499, Scan Abutment AQ ADV-A4MY, Scan Abutment AQ ADV-A6MY, Scan Abutment ONE SHOT, Scan Abutment SQ-Laboratory-135, Scan Abutment SQ-Laboratory-136, Scan Abutment SQ-Laboratory-137, Scan Abutment AQ ADV-A187, Scan Abutment AQ ADV-A188, Scan Abutment AQ ADV-A189, Scan Abutment AQ ADV-A190, Scan Abutment AQ ADV-A191, Scan Abutment AQ ADV-A192, Scan Abutment AQ ADV-A193, Scan Abutment AQ ADV-A194, Scan Abutment AQ ADV-A195, Scan Abutment AQ ADV-A196, Scan Abutment AQ ADV-A197, Scan Abutment AQ ADV-A198, Scan Abutment AQ ADV-A199, Scan Abutment AQ ADV-A200, Scan Abutment AQ ADV-A201, Scan Abutment AQ ADV-A201t, Scan Abutment AQ ADV-A202, Scan Abutment AQ ADV-A203, Scan Abutment AQ ADV-A204, Scan Abutment AQ ADV-A205, Scan Abutment AQ ADV-A206, Scan Abutment AQ ADV-A207, Scan Abutment AQ ADV-A208, Scan Abutment AQ ADV-A209, Scan Abutment AQ ADV-A210, Scan Abutment AQ ADV-A211, Scan Abutment AQ ADV-A212, Scan Abutment AQ ADV-A213, Scan Abutment AQ ADV-A214, Scan Abutment AQ ADV-A215, Scan Abutment AQ ADV-A216, Scan Abutment AQ ADV-A217, Scan Abutment AQ ADV-A218, Scan Abutment AQ ADV-A219, Scan Abutment AQ ADV-A220, Scan Abutment AQ ADV-A221, Scan Abutment AQ ADV-A222, Scan Abutment AQ ADV-A223, Scan Abutment AQ ADV-A224, Scan Abutment AQ ADV-A225, Scan Abutment AQ ADV-A226, Scan Abutment AQ ADV-A227, Scan Abutment AQ ADV-A228, Scan Abutment AQ ADV-A229, Scan Abutment AQ ADV-A230, Scan Abutment AQ ADV-A231, Scan Abutment AQ ADV-A232, Scan Abutment AQ ADV-A233, Scan Abutment AQ ADV-A234, Scan Abutment AQ ADV-A235, Scan Abutment AQ ADV-A236, Scan Abutment AQ ADV-A237, Scan Abutment AQ ADV-A238, Scan Abutment AQ ADV-A239, Scan Abutment AQ ADV-A240, Scan Abutment AQ ADV-A241, Scan Abutment AQ ADV-A242, Scan Abutment AQ ADV-A243, Scan Abutment AQ ADV-A244, Scan Abutment AQ ADV-A245, Scan Abutment AQ ADV-A246, Scan Abutment AQ ADV-A247, Scan Abutment AQ ADV-A248, Scan Abutment AQ ADV-A249, Scan Abutment AQ ADV-A250, Scan Abutment AQ ADV-A251, Scan Abutment AQ ADV-A252, Scan Abutment AQ ADV-A253, Scan Abutment AQ ADV-A254, Scan Abutment AQ ADV-A255, Scan Abutment AQ ADV-A256, Scan Abutment AQ ADV-A257, Scan Abutment AQ ADV-A258, Scan Abutment AQ ADV-A259, Scan Abutment AQ ADV-A260, Scan Abutment AQ ADV-A261, Scan Abutment AQ ADV-A262, Scan Abutment AQ ADV-A263, Scan Abutment AQ ADV-A264, Scan Abutment AQ ADV-A265, Scan Abutment AQ ADV-A266, Scan Abutment AQ ADV-A267, Scan Abutment AQ ADV-A268, Scan Abutment AQ ADV-A269, Scan Abutment AQ ADV-A270, Scan Abutment AQ ADV-A271, Scan Abutment AQ ADV-A272, Scan Abutment AQ ADV-A273, Scan Abutment AQ ADV-A274, Scan Abutment AQ ADV-A275, Scan Abutment AQ ADV-A276, Scan Abutment AQ ADV-A277, Scan Abutment AQ ADV-A278, Scan Abutment AQ ADV-A279, Scan Abutment AQ ADV-A280, Scan Abutment AQ ADV-A281, Scan Abutment AQ ADV-A282, Scan Abutment AQ ADV-A283, Scan Abutment AQ ADV-A284, Scan Abutment AQ ADV-A285, Scan Abutment AQ ADV-A286, Scan Abutment AQ ADV-A287, Scan Abutment AQ ADV-A288, Scan Abutment AQ ADV-A289, Scan Abutment AQ ADV-A290, Scan Abutment AQ ADV-A291, Scan Abutment AQ ADV-A292, Scan Abutment AQ ADV-A293, Scan Abutment AQ ADV-A294, Scan Abutment AQ ADV-A295, Scan Abutment AQ ADV-A296, Scan Abutment AQ ADV-A297, Scan Abutment AQ ADV-A298, Scan Abutment AQ ADV-A299, Scan Abutment AQ ADV-A300, Scan Abutment AQ ADV-A301, Scan Abutment AQ ADV-A302, Scan Abutment AQ ADV-A303, Scan Abutment AQ ADV-A304, Scan Abutment AQ ADV-A305, Scan Abutment AQ ADV-A306, Scan Abutment AQ ADV-A307, Scan Abutment AQ ADV-A308, Scan Abutment AQ ADV-A309, Scan Abutment AQ ADV-A310, Scan Abutment AQ ADV-A311, Scan Abutment AQ ADV-A312, Scan Abutment AQ ADV-A313, Scan Abutment AQ ADV-A314, Scan Abutment AQ ADV-A315, Scan Abutment AQ ADV-A316, Scan Abutment AQ ADV-A317, Scan Abutment AQ ADV-A318, Scan Abutment AQ ADV-A319, Scan Abutment AQ ADV-A320, Scan Abutment AQ ADV-A321, Scan Abutment AQ ADV-A322, Scan Abutment AQ ADV-A323, Scan Abutment AQ ADV-A324, Scan Abutment AQ ADV-A325, Scan Abutment AQ ADV-A326, Scan Abutment AQ ADV-A327, Scan Abutment AQ ADV-A328, Scan Abutment AQ ADV-A329, Scan Abutment AQ ADV-A330, Scan Abutment AQ ADV-A331, Scan Abutment AQ ADV-A332, Scan Abutment AQ ADV-A333, Scan Abutment AQ ADV-A334, Scan Abutment AQ ADV-A335, Scan Abutment AQ ADV-A336, Scan Abutment AQ ADV-A337, Scan Abutment AQ ADV-A338, Scan Abutment AQ ADV-A339, Scan Abutment AQ ADV-A340, Scan Abutment AQ ADV-A341, Scan Abutment AQ ADV-A342, Scan Abutment AQ ADV-A343, Scan Abutment AQ ADV-A344, Scan Abutment AQ ADV-A345, Scan Abutment AQ ADV-A346, Scan Abutment AQ ADV-A347, Scan Abutment AQ ADV-A348, Scan Abutment AQ ADV-A349, Scan Abutment AQ ADV-A350, Scan Abutment AQ ADV-A351, Scan Abutment AQ ADV-A352, Scan Abutment AQ ADV-A353, Scan Abutment AQ ADV-A354, Scan Abutment AQ ADV-A355, Scan Abutment AQ ADV-A356, Scan Abutment AQ ADV-A357, Scan Abutment AQ ADV-A358, Scan Abutment AQ ADV-A359, Scan Abutment AQ ADV-A360, Scan Abutment AQ ADV-A361, Scan Abutment AQ ADV-A362, Scan Abutment AQ ADV-A363, Scan Abutment AQ ADV-A364, Scan Abutment AQ ADV-A365, Scan Abutment AQ ADV-A366, Scan Abutment AQ ADV-A367, Scan Abutment AQ ADV-A368, Scan Abutment AQ ADV-A369, Scan Abutment AQ ADV-A370, Scan Abutment AQ ADV-A371, Scan Abutment AQ ADV-A372, Scan Abutment AQ ADV-A373, Scan Abutment AQ ADV-A374, Scan Abutment AQ ADV-A375, Scan Abutment AQ ADV-A376, Scan Abutment AQ ADV-A377, Scan Abutment AQ ADV-A378, Scan Abutment AQ ADV-A379, Scan Abutment AQ ADV-A380, Scan Abutment AQ ADV-A381, Scan Abutment AQ ADV-A382, Scan Abutment AQ ADV-A383, Scan Abutment AQ ADV-A384, Scan Abutment AQ ADV-A385, Scan Abutment AQ ADV-A386, Scan Abutment AQ ADV-A387, Scan Abutment AQ ADV-A388, Scan Abutment AQ ADV-A389, Scan Abutment AQ ADV-A390, Scan Abutment AQ ADV-A391, Scan Abutment AQ ADV-A392, Scan Abutment AQ ADV-A393, Scan Abutment AQ ADV-A394, Scan Abutment AQ ADV-A395, Scan Abutment AQ ADV-A396, Scan Abutment AQ ADV-A397, Scan Abutment AQ ADV-A398, Scan Abutment AQ ADV-A399, Scan Abutment AQ ADV-A400, Scan Abutment AQ ADV-A401, Scan Abutment AQ ADV-A402, Scan Abutment AQ ADV-A403, Scan Abutment AQ ADV-A404, Scan Abutment AQ ADV-A405, Scan Abutment AQ ADV-A406, Scan Abutment AQ ADV-A407, Scan Abutment AQ ADV-A408, Scan Abutment AQ ADV-A409, Scan Abutment AQ ADV-A410, Scan Abutment AQ ADV-A411, Scan Abutment AQ ADV-A412, Scan Abutment AQ ADV-A413, Scan Abutment AQ ADV-A414, Scan Abutment AQ ADV-A415, Scan Abutment AQ ADV-A416, Scan Abutment AQ ADV-A417, Scan Abutment AQ ADV-A418, Scan Abutment AQ ADV-A419, Scan Abutment AQ ADV-A420, Scan Abutment AQ ADV-A421, Scan Abutment AQ ADV-A422, Scan Abutment AQ ADV-A423, Scan Abutment AQ ADV-A424, Scan Abutment AQ ADV-A425, Scan Abutment AQ ADV-A426, Scan Abutment AQ ADV-A427, Scan Abutment AQ ADV-A428, Scan Abutment AQ ADV-A429, Scan Abutment AQ ADV-A430, Scan Abutment AQ ADV-A431, Scan Abutment AQ ADV-A432, Scan Abutment AQ ADV-A433, Scan Abutment AQ ADV-A434, Scan Abutment AQ ADV-A435, Scan Abutment AQ ADV-A436, Scan Abutment AQ ADV-A437, Scan Abutment AQ ADV-A438, Scan Abutment AQ ADV-A439, Scan Abutment AQ ADV-A440, Scan Abutment AQ ADV-A441, Scan Abutment AQ ADV-A442, Scan Abutment AQ ADV-A443, Scan Abutment AQ ADV-A444, Scan Abutment AQ ADV-A445, Scan Abutment AQ ADV-A446, Scan Abutment AQ ADV-A447, Scan Abutment AQ ADV-A448, Scan Abutment AQ ADV-A449, Scan Abutment AQ ADV SMALL-A830, Scan Abutment AQ ADV SMALL-A831, Scan Abutment AQ ADV SMALL-A832, Scan Abutment AQ ADV SMALL-A833, Scan Abutment AQ ADV SMALL-A834, Scan Abutment AQ ADV SMALL-A835, Scan Abutment AQ ADV SMALL-A836, Scan Abutment AQ ADV SMALL-A837, Scan Abutment AQ ADV SMALL-A838, Scan Abutment AQ ADV SMALL-A839, Scan Abutment AQ ADV SMALL-A840, Scan Abutment AQ ADV SMALL-A841, Scan Abutment AQ ADV SMALL-A842, Scan Abutment AQ ADV SMALL-A843, Scan Abutment AQ ADV SMALL-A844, Scan Abutment AQ ADV SMALL-A845, Scan Abutment AQ ADV SMALL-A846, Scan Abutment AQ ADV SMALL-A847, Scan Abutment AQ ADV SMALL-A848, Scan Abutment AQ ADV SMALL-A849, Scan Abutment AQ ADV SMALL-A850, Scan Abutment AQ ADV SMALL-A851, Scan Abutment AQ ADV SMALL-A852, Scan Abutment AQ ADV SMALL-A853, Scan Abutment AQ ADV SMALL-A854, Scan Abutment AQ ADV SMALL-A855, Scan Abutment AQ ADV SMALL-A856, Scan Abutment AQ ADV SMALL-A857, Scan Abutment AQ ADV SMALL-A858, Scan Abutment AQ ADV SMALL-A859, Scan Abutment AQ ADV SMALL-A860, Scan Abutment AQ ADV SMALL-A861, Scan Abutment AQ ADV SMALL-A862, Scan Abutment AQ ADV SMALL-A863, Scan Abutment AQ ADV SMALL-A864, Scan Abutment AQ ADV SMALL-A865, Scan Abutment AQ ADV SMALL-A866, Scan Abutment AQ ADV SMALL-A867, Scan Abutment AQ ADV SMALL-A868, Scan Abutment AQ ADV SMALL-A869, Scan Abutment AQ ADV SMALL-A870, Scan Abutment AQ ADV SMALL-A871, Scan Abutment AQ ADV SMALL-A872, Scan Abutment AQ ADV SMALL-A873, Scan Abutment AQ ADV SMALL-A874, Scan Abutment AQ ADV SMALL-A875, Scan Abutment AQ ADV SMALL-A876, Scan Abutment AQ ADV SMALL-A877, Scan Abutment AQ ADV SMALL-A878, Scan Abutment AQ ADV SMALL-A879, Scan Abutment AQ ADV SMALL-A880, Scan Abutment AQ ADV SMALL-A881, Scan Abutment AQ ADV SMALL-A882, Scan Abutment AQ ADV SMALL-A883, Scan Abutment AQ ADV SMALL-A884, Scan Abutment AQ ADV SMALL-A885, Scan Abutment AQ ADV SMALL-A886, Scan Abutment AQ ADV SMALL-A887, Scan Abutment AQ ADV SMALL-A888, Scan Abutment AQ ADV SMALL-A889, Scan Abutment AQ ADV SMALL-A890, Scan Abutment AQ ADV SMALL-A891, Scan Abutment AQ ADV SMALL-A892, Scan Abutment AQ ADV SMALL-A893, Scan Abutment AQ ADV SMALL-A958, Scan Abutment AQ ADV SMALL-A959, Scan Abutment AQ ADV SMALL-A960, Scan Abutment AQ ADV SMALL-A961, Scan Abutment AQ ADV SMALL-A962, Scan Abutment AQ ADV SMALL-A963, Scan Abutment AQ ADV SMALL-A964, Scan Abutment AQ ADV SMALL-A965, Scan Abutment AQ ADV SMALL-A966, Scan Abutment AQ ADV SMALL-A967, Scan Abutment AQ ADV SMALL-A968, Scan Abutment AQ ADV SMALL-A969, Scan Abutment AQ ADV SMALL-A970, Scan Abutment AQ ADV SMALL-A971, Scan Abutment AQ ADV SMALL-A972, Scan Abutment AQ ADV SMALL-A973, Scan Abutment AQ ADV SMALL-A974, Scan Abutment AQ ADV SMALL-A975, Scan Abutment AQ ADV SMALL-A976, Scan Abutment AQ ADV SMALL-A977, Scan Abutment AQ ADV SMALL-A978, Scan Abutment AQ ADV SMALL-A979, Scan Abutment AQ ADV SMALL-A980, Scan Abutment AQ ADV SMALL-A981, Scan Abutment AQ ADV SMALL-A982, Scan Abutment AQ ADV SMALL-A983, Scan Abutment AQ ADV SMALL-A984, Scan Abutment AQ ADV SMALL-A985, Scan Abutment AQ ADV SMALL-A986, Scan Abutment AQ ADV SMALL-A987, Scan Abutment AQ ADV SMALL-A988, Scan Abutment AQ ADV SMALL-A989, Scan Abutment AQ ADV SMALL-A990, Scan Abutment AQ ADV SMALL-A991, Scan Abutment AQ ADV SMALL-A992, Scan Abutment AQ ADV SMALL-A993, Scan Abutment AQ ADV SMALL-A994, Scan Abutment AQ ADV SMALL-A995, Scan Abutment AQ ADV SMALL-A996, Scan Abutment AQ ADV SMALL-A997, Scan Abutment AQ ADV SMALL-A998, Scan Abutment AQ ADV SMALL-A999, Scan Abutment AQ ADV -STANDARD, Scan Abutment AQ ADV-A001, Scan Abutment AQ ADV-A002, Scan Abutment AQ ADV-A003, Scan Abutment AQ ADV-A004, Scan Abutment AQ ADV-A005, Scan Abutment AQ ADV-A006, Scan Abutment AQ ADV-A007, Scan Abutment AQ ADV-A008, Scan Abutment AQ ADV-A009, Scan Abutment AQ ADV-A010, Scan Abutment AQ ADV-A011, Scan Abutment AQ ADV-A012, Scan Abutment AQ ADV-A013, Scan Abutment AQ ADV-A014, Scan Abutment AQ ADV-A015, Scan Abutment AQ ADV-A016, Scan Abutment AQ ADV-A017, Scan Abutment AQ ADV-A018, Scan Abutment AQ ADV-A019, Scan Abutment AQ ADV-A020, Scan Abutment AQ ADV-A021, Scan Abutment AQ ADV-A022, Scan Abutment AQ ADV-A023, Scan Abutment AQ ADV-A024, Scan Abutment AQ ADV-A025, Scan Abutment AQ ADV-A026, Scan Abutment AQ ADV-A027, Scan Abutment AQ ADV-A028, Scan Abutment AQ ADV-A029, Scan Abutment AQ ADV-A030, Scan Abutment AQ ADV-A031, Scan Abutment AQ ADV-A032, Scan Abutment AQ ADV-A033, Scan Abutment AQ ADV-A034, Scan Abutment AQ ADV-A035, Scan Abutment AQ ADV-A036, Scan Abutment AQ ADV-A037, Scan Abutment AQ ADV-A038, Scan Abutment AQ ADV-A039, Scan Abutment AQ ADV-A040, Scan Abutment AQ ADV-A041, Scan Abutment AQ ADV-A042, Scan Abutment AQ ADV-A043, Scan Abutment AQ ADV-A044, Scan Abutment AQ ADV-A045, Scan Abutment AQ ADV-A046, Scan Abutment AQ ADV-A047, Scan Abutment AQ ADV-A048, Scan Abutment AQ ADV-A049, Scan Abutment AQ ADV-A050, Scan Abutment AQ ADV-A051, Scan Abutment AQ ADV-A052, Scan Abutment AQ ADV-A053, Scan Abutment AQ ADV-A054, Scan Abutment AQ ADV-A088, Scan Abutment AQ ADV-A089, Scan Abutment AQ ADV-A090, Scan Abutment AQ ADV-A091, Scan Abutment AQ ADV-A092, Scan Abutment AQ ADV-A093, Scan Abutment AQ ADV-A094, Scan Abutment AQ ADV-A095, Scan Abutment AQ ADV-A096, Scan Abutment AQ ADV-A097, Scan Abutment AQ ADV-A098, Scan Abutment AQ ADV-A099, Scan Abutment AQ ADV-A100, Scan Abutment AQ ADV-A101, Scan Abutment AQ ADV-A102, Scan Abutment AQ ADV-A103, Scan Abutment AQ ADV-A104, Scan Abutment AQ ADV-A105, Scan Abutment AQ ADV-A106, Scan Abutment AQ ADV-A107, Scan Abutment AQ ADV-A108, Scan Abutment AQ ADV-A109, Scan Abutment AQ ADV-A110, Scan Abutment AQ ADV-A111, Scan Abutment AQ ADV-A112, Scan Abutment AQ ADV-A113, Scan Abutment AQ ADV-A114, Scan Abutment AQ ADV-A115, Scan Abutment AQ ADV-A116, Scan Abutment AQ ADV-A117, Scan Abutment AQ ADV-A118, Scan Abutment AQ ADV-A119, Scan Abutment AQ ADV-A120, Scan Abutment AQ ADV-A121, Scan Abutment AQ ADV-A122, Scan Abutment AQ ADV-A123, Scan Abutment AQ ADV-A124, Scan Abutment AQ ADV-A125, Scan Abutment AQ ADV-A126, Scan Abutment AQ ADV-A127, Scan Abutment AQ ADV-A128, Scan Abutment AQ ADV-A129, Scan Abutment AQ ADV-A130, Scan Abutment AQ ADV-A131, Scan Abutment AQ ADV-A132, Scan Abutment AQ ADV-A133, Scan Abutment AQ ADV-A134, Scan Abutment AQ ADV-A135, Scan Abutment AQ ADV-A136, Scan Abutment AQ ADV-A137, Scan Abutment AQ ADV-A138, Scan Abutment AQ ADV-A139, Scan Abutment AQ ADV-A140, Scan Abutment AQ ADV-A141, Scan Abutment AQ ADV-A142, Scan Abutment AQ ADV-A143, Scan Abutment AQ ADV-A144, Scan Abutment AQ ADV-A145, Scan Abutment AQ ADV-A146, Scan Abutment AQ ADV-A147, Scan Abutment AQ ADV-A148, Scan Abutment AQ ADV-A149, Scan Abutment AQ ADV-A150, Scan Abutment AQ ADV-A151, Scan Abutment AQ ADV-A152, Scan Abutment AQ ADV-A153, Scan Abutment AQ ADV-A055, Scan Abutment AQ ADV-A056, Scan Abutment AQ ADV-A057, Scan Abutment AQ ADV-A058, Scan Abutment AQ ADV-A059, Scan Abutment AQ ADV-A060, Scan Abutment AQ ADV-A061, Scan Abutment AQ ADV-A062, Scan Abutment AQ ADV-A063, Scan Abutment AQ ADV-A064, Scan Abutment AQ ADV-A065, Scan Abutment AQ ADV-A066, Scan Abutment AQ ADV-A067, Scan Abutment AQ ADV-A068, Scan Abutment AQ ADV-A069, Scan Abutment AQ ADV-A070, Scan Abutment AQ ADV-A071, Scan Abutment AQ ADV-A072, Scan Abutment AQ ADV-A073, Scan Abutment AQ ADV-A074, Scan Abutment AQ ADV-A075, Scan Abutment AQ ADV-A076, Scan Abutment AQ ADV-A077, Scan Abutment AQ ADV-A078, Scan Abutment AQ ADV-A079, Scan Abutment AQ ADV-A080, Scan Abutment AQ ADV-A081, Scan Abutment AQ ADV-A082, Scan Abutment AQ ADV-A083, Scan Abutment AQ ADV-A084, Scan Abutment AQ ADV-A085, Scan Abutment AQ ADV-A086, Scan Abutment AQ ADV-A087, Scan Abutment AQ ADV SMALL-A894, Scan Abutment AQ ADV SMALL-A895, Scan Abutment AQ ADV SMALL-A896, Scan Abutment AQ ADV SMALL-A897, Scan Abutment AQ ADV SMALL-A898, Scan Abutment AQ ADV SMALL-A899, Scan Abutment AQ ADV SMALL-A900, Scan Abutment AQ ADV SMALL-A901, Scan Abutment AQ ADV SMALL-A902, Scan Abutment AQ ADV SMALL-A903, Scan Abutment AQ ADV SMALL-A904, Scan Abutment AQ ADV SMALL-A905, Scan Abutment AQ ADV SMALL-A906, Scan Abutment AQ ADV SMALL-A907, Scan Abutment AQ ADV SMALL-A908, Scan Abutment AQ ADV SMALL-A909, Scan Abutment AQ ADV SMALL-A910, Scan Abutment AQ ADV SMALL-A911, Scan Abutment AQ ADV SMALL-A912, Scan Abutment AQ ADV SMALL-A913, Scan Abutment AQ ADV SMALL-A914, Scan Abutment AQ ADV SMALL-A915, Scan Abutment AQ ADV SMALL-A916, Scan Abutment AQ ADV SMALL-A917, Scan Abutment AQ ADV SMALL-A918, Scan Abutment AQ ADV SMALL-A919, Scan Abutment AQ ADV SMALL-A920, Scan Abutment AQ ADV SMALL-A921, Scan Abutment AQ ADV SMALL-A922, Scan Abutment AQ ADV SMALL-A923, Scan Abutment AQ ADV SMALL-A924, Scan Abutment AQ ADV SMALL-A925, Scan Abutment AQ ADV SMALL-A926, Scan Abutment AQ ADV SMALL-A927, Scan Abutment AQ ADV SMALL-A928, Scan Abutment AQ ADV SMALL-A929, Scan Abutment AQ ADV SMALL-A930, Scan Abutment AQ ADV SMALL-A931, Scan Abutment AQ ADV SMALL-A932, Scan Abutment AQ ADV SMALL-A933, Scan Abutment AQ ADV SMALL-A934, Scan Abutment AQ ADV SMALL-A935, Scan Abutment AQ ADV SMALL-A936, Scan Abutment AQ ADV SMALL-A937, Scan Abutment AQ ADV SMALL-A938, Scan Abutment AQ ADV SMALL-A939, Scan Abutment AQ ADV SMALL-A940, Scan Abutment AQ ADV SMALL-A941, Scan Abutment AQ ADV SMALL-A942, Scan Abutment AQ ADV SMALL-A943, Scan Abutment AQ ADV SMALL-A944, Scan Abutment AQ ADV SMALL-A945, Scan Abutment AQ ADV SMALL-A946, Scan Abutment AQ ADV SMALL-A947, Scan Abutment AQ ADV SMALL-A948, Scan Abutment AQ ADV SMALL-A949, Scan Abutment AQ ADV SMALL-A950, Scan Abutment AQ ADV SMALL-A951, Scan Abutment AQ ADV SMALL-A952, Scan Abutment AQ ADV SMALL-A953, Scan Abutment AQ ADV SMALL-A954, Scan Abutment AQ ADV SMALL-A955, Scan Abutment AQ ADV SMALL-A956, Scan Abutment AQ ADV SMALL-A957, Scan Abutment AQ ADV SMALL-A638, Scan Abutment AQ ADV SMALL-A639, Scan Abutment AQ ADV SMALL-A640, Scan Abutment AQ ADV SMALL-A641, Scan Abutment AQ ADV SMALL-A642, Scan Abutment AQ ADV SMALL-A643, Scan Abutment AQ ADV SMALL-A644, Scan Abutment AQ ADV SMALL-A645, Scan Abutment AQ ADV SMALL-A646, Scan Abutment AQ ADV SMALL-A647, Scan Abutment AQ ADV SMALL-A648, Scan Abutment AQ ADV SMALL-A649, Scan Abutment AQ ADV SMALL-A650, Scan Abutment AQ ADV SMALL-A651, Scan Abutment AQ ADV SMALL-A652, Scan Abutment AQ ADV SMALL-A653, Scan Abutment AQ ADV SMALL-A654, Scan Abutment AQ ADV SMALL-A655, Scan Abutment AQ ADV SMALL-A656, Scan Abutment AQ ADV SMALL-A657, Scan Abutment AQ ADV SMALL-A658, Scan Abutment AQ ADV SMALL-A659, Scan Abutment AQ ADV SMALL-A660, Scan Abutment AQ ADV SMALL-A661, Scan Abutment AQ ADV SMALL-A662, Scan Abutment AQ ADV SMALL-A663, Scan Abutment AQ ADV SMALL-A664, Scan Abutment AQ ADV SMALL-A665, Scan Abutment AQ ADV SMALL-A666, Scan Abutment AQ ADV SMALL-A667, Scan Abutment AQ ADV SMALL-A668, Scan Abutment AQ ADV SMALL-A669, Scan Abutment AQ ADV SMALL-A670, Scan Abutment AQ ADV SMALL-A671, Scan Abutment AQ ADV SMALL-A672, Scan Abutment AQ ADV SMALL-A673, Scan Abutment AQ ADV SMALL-A674, Scan Abutment AQ ADV SMALL-A675, Scan Abutment AQ ADV SMALL-A676, Scan Abutment AQ ADV SMALL-A677, Scan Abutment AQ ADV SMALL-A678, Scan Abutment AQ ADV SMALL-A679, Scan Abutment AQ ADV SMALL-A680, Scan Abutment AQ ADV SMALL-A681, Scan Abutment AQ ADV SMALL-A682, Scan Abutment AQ ADV SMALL-A683, Scan Abutment AQ ADV SMALL-A684, Scan Abutment AQ ADV SMALL-A685, Scan Abutment AQ ADV SMALL-A686, Scan Abutment AQ ADV SMALL-A687, Scan Abutment AQ ADV SMALL-A688, Scan Abutment AQ ADV SMALL-A689, Scan Abutment AQ ADV SMALL-A690, Scan Abutment AQ ADV SMALL-A691, Scan Abutment AQ ADV SMALL-A692, Scan Abutment AQ ADV SMALL-A693, Scan Abutment AQ ADV SMALL-A694, Scan Abutment AQ ADV SMALL-A695, Scan Abutment AQ ADV SMALL-A696, Scan Abutment AQ ADV SMALL-A697, Scan Abutment AQ ADV SMALL-A698, Scan Abutment AQ ADV SMALL-A699, Scan Abutment AQ ADV SMALL-A700, Scan Abutment AQ ADV SMALL-A701, Scan Abutment AQ ADV SMALL-A702, Scan Abutment AQ ADV SMALL-A703, Scan Abutment AQ ADV SMALL-A704, Scan Abutment AQ ADV SMALL-A705, Scan Abutment AQ ADV SMALL-A706, Scan Abutment AQ ADV SMALL-A707, Scan Abutment AQ ADV SMALL-A708, Scan Abutment AQ ADV SMALL-A709, Scan Abutment AQ ADV SMALL-A710, Scan Abutment AQ ADV SMALL-A711, Scan Abutment AQ ADV SMALL-A712, Scan Abutment AQ ADV SMALL-A713, Scan Abutment AQ ADV SMALL-A714, Scan Abutment AQ ADV SMALL-A715, Scan Abutment AQ ADV SMALL-A716, Scan Abutment AQ ADV SMALL-A717, Scan Abutment AQ ADV SMALL-A718, Scan Abutment AQ ADV SMALL-A719, Scan Abutment AQ ADV SMALL-A720, Scan Abutment AQ ADV SMALL-A721, Scan Abutment AQ ADV SMALL-A722, Scan Abutment AQ ADV SMALL-A723, Scan Abutment AQ ADV SMALL-A724, Scan Abutment AQ ADV SMALL-A725, Scan Abutment AQ ADV SMALL-A726, Scan Abutment AQ ADV SMALL-A727, Scan Abutment AQ ADV SMALL-A728, Scan Abutment AQ ADV SMALL-A729, Scan Abutment AQ ADV SMALL-A730, Scan Abutment AQ ADV SMALL-A731, Scan Abutment AQ ADV SMALL-A732, Scan Abutment AQ ADV SMALL-A733, Scan Abutment AQ ADV SMALL-A734, Scan Abutment AQ ADV SMALL-A735, Scan Abutment AQ ADV SMALL-A736, Scan Abutment AQ ADV SMALL-A737, Scan Abutment AQ ADV SMALL-A738, Scan Abutment AQ ADV SMALL-A739, Scan Abutment AQ ADV SMALL-A740, Scan Abutment AQ ADV SMALL-A741, Scan Abutment AQ ADV SMALL-A742, Scan Abutment AQ ADV SMALL-A743, Scan Abutment AQ ADV SMALL-A744, Scan Abutment AQ ADV SMALL-A745, Scan Abutment AQ ADV SMALL-A746, Scan Abutment AQ ADV SMALL-A747, Scan Abutment AQ ADV SMALL-A748, Scan Abutment AQ ADV SMALL-A749, Scan Abutment AQ ADV SMALL-A750, Scan Abutment AQ ADV SMALL-A751, Scan Abutment AQ ADV SMALL-A752, Scan Abutment AQ ADV SMALL-A753, Scan Abutment AQ ADV SMALL-A754, Scan Abutment AQ ADV SMALL-A755, Scan Abutment AQ ADV SMALL-A756, Scan Abutment AQ ADV SMALL-A757, Scan Abutment AQ ADV SMALL-A758, Scan Abutment AQ ADV SMALL-A759, Scan Abutment AQ ADV SMALL-A760, Scan Abutment AQ ADV SMALL-A761, Scan Abutment AQ ADV SMALL-A762, Scan Abutment AQ ADV SMALL-A763, Scan Abutment AQ ADV SMALL-A764, Scan Abutment AQ ADV SMALL-A765, Scan Abutment AQ ADV SMALL-A766, Scan Abutment AQ ADV SMALL-A767, Scan Abutment AQ ADV SMALL-A768, Scan Abutment AQ ADV SMALL-A769, Scan Abutment AQ ADV SMALL-A770, Scan Abutment AQ ADV SMALL-A771, Scan Abutment AQ ADV SMALL-A772, Scan Abutment AQ ADV SMALL-A773, Scan Abutment AQ ADV SMALL-A774, Scan Abutment AQ ADV SMALL-A775, Scan Abutment AQ ADV SMALL-A776, Scan Abutment AQ ADV SMALL-A777, Scan Abutment AQ ADV SMALL-A778, Scan Abutment AQ ADV SMALL-A779, Scan Abutment AQ ADV SMALL-A780, Scan Abutment AQ ADV SMALL-A781, Scan Abutment AQ ADV SMALL-A782, Scan Abutment AQ ADV SMALL-A783, Scan Abutment AQ ADV SMALL-A784, Scan Abutment AQ ADV SMALL-A785, Scan Abutment AQ ADV SMALL-A786, Scan Abutment AQ ADV SMALL-A787, Scan Abutment AQ ADV SMALL-A788, Scan Abutment AQ ADV SMALL-A789, Scan Abutment AQ ADV SMALL-A790, Scan Abutment AQ ADV SMALL-A791, Scan Abutment AQ ADV SMALL-A792, Scan Abutment AQ ADV SMALL-A793, Scan Abutment AQ ADV SMALL-A794, Scan Abutment AQ ADV SMALL-A795, Scan Abutment AQ ADV SMALL-A796, Scan Abutment AQ ADV SMALL-A797, Scan Abutment AQ ADV SMALL-A798, Scan Abutment AQ ADV SMALL-A799, Scan Abutment AQ ADV SMALL-A800, Scan Abutment AQ ADV SMALL-A801, Scan Abutment AQ ADV SMALL-A802, Scan Abutment AQ ADV SMALL-A803, Scan Abutment AQ ADV SMALL-A804, Scan Abutment AQ ADV SMALL-A805, Scan Abutment AQ ADV SMALL-A806, Scan Abutment AQ ADV SMALL-A807, Scan Abutment AQ ADV SMALL-A808, Scan Abutment AQ ADV SMALL-A809, Scan Abutment AQ ADV SMALL-A810, Scan Abutment AQ ADV SMALL-A811, Scan Abutment AQ ADV SMALL-A812, Scan Abutment AQ ADV SMALL-A813, Scan Abutment AQ ADV SMALL-A814, Scan Abutment AQ ADV SMALL-A815, Scan Abutment AQ ADV SMALL-A816, Scan Abutment AQ ADV SMALL-A817, Scan Abutment AQ ADV SMALL-A818, Scan Abutment AQ ADV SMALL-A819, Scan Abutment AQ ADV SMALL-A820, Scan Abutment AQ ADV SMALL-A821, Scan Abutment AQ ADV SMALL-A822, Scan Abutment AQ ADV SMALL-A823, Scan Abutment AQ ADV SMALL-A824, Scan Abutment AQ ADV SMALL-A825, Scan Abutment AQ ADV SMALL-A826, Scan Abutment AQ ADV SMALL-A827, Scan Abutment AQ ADV SMALL-A828, Scan Abutment AQ ADV SMALL-A829, ANALOGUE FOR DIGITAL MODEL, Analogue for Digital Model, Scan Abutment, Scan Abutment AQ ADV SMALL, Scan Abutment AQ ADV SMALL-A500, Scan Abutment AQ ADV SMALL-A501, Scan Abutment AQ ADV SMALL-A502, Scan Abutment AQ ADV SMALL-A503, Scan Abutment AQ ADV SMALL-A504, Scan Abutment AQ ADV SMALL-A505, Scan Abutment AQ ADV SMALL-A506, Scan Abutment AQ ADV SMALL-A507, Scan Abutment AQ ADV SMALL-A508, Scan Abutment AQ ADV SMALL-A509, Scan Abutment AQ ADV SMALL-A510, Scan Abutment AQ ADV SMALL-A511, Scan Abutment AQ ADV SMALL-A512, Scan Abutment AQ ADV SMALL-A513, Scan Abutment AQ ADV SMALL-A514, Scan Abutment AQ ADV SMALL-A515, Scan Abutment AQ ADV SMALL-A516, Scan Abutment AQ ADV SMALL-A517, Scan Abutment AQ ADV SMALL-A518, Scan Abutment AQ ADV SMALL-A519, Scan Abutment AQ ADV SMALL-A520, Scan Abutment AQ ADV SMALL-A521, Scan Abutment AQ ADV SMALL-A522, Scan Abutment AQ ADV SMALL-A523, Scan Abutment AQ ADV SMALL-A524, Scan Abutment AQ ADV SMALL-A525, Scan Abutment AQ ADV SMALL-A526, Scan Abutment AQ ADV SMALL-A527, Scan Abutment AQ ADV SMALL-A528, Scan Abutment AQ ADV SMALL-A529, Scan Abutment AQ ADV SMALL-A530, Scan Abutment AQ ADV SMALL-A531, Scan Abutment AQ ADV SMALL-A532, Scan Abutment AQ ADV SMALL-A533, Scan Abutment AQ ADV SMALL-A534, Scan Abutment AQ ADV SMALL-A535, Scan Abutment AQ ADV SMALL-A536, Scan Abutment AQ ADV SMALL-A537, Scan Abutment AQ ADV SMALL-A538, Scan Abutment AQ ADV SMALL-A539, Scan Abutment AQ ADV SMALL-A540, Scan Abutment AQ ADV SMALL-A541, Scan Abutment AQ ADV SMALL-A542, Scan Abutment AQ ADV SMALL-A543, Scan Abutment AQ ADV SMALL-A544, Scan Abutment AQ ADV SMALL-A545, Scan Abutment AQ ADV SMALL-A546, Scan Abutment AQ ADV SMALL-A547, Scan Abutment AQ ADV SMALL-A548, Scan Abutment AQ ADV SMALL-A549, Scan Abutment AQ ADV SMALL-A550, Scan Abutment AQ ADV SMALL-A551, Scan Abutment AQ ADV SMALL-A552, Scan Abutment AQ ADV SMALL-A553, Scan Abutment AQ ADV SMALL-A554, Scan Abutment AQ ADV SMALL-A555, Scan Abutment AQ ADV SMALL-A556, Scan Abutment AQ ADV SMALL-A557, Scan Abutment AQ ADV SMALL-A574, Scan Abutment AQ ADV SMALL-A575, Scan Abutment AQ ADV SMALL-A576, Scan Abutment AQ ADV SMALL-A577, Scan Abutment AQ ADV SMALL-A578, Scan Abutment AQ ADV SMALL-A579, Scan Abutment AQ ADV SMALL-A580, Scan Abutment AQ ADV SMALL-A581, Scan Abutment AQ ADV SMALL-A582, Scan Abutment AQ ADV SMALL-A583, Scan Abutment AQ ADV SMALL-A584, Scan Abutment AQ ADV SMALL-A585, Scan Abutment AQ ADV SMALL-A586, Scan Abutment AQ ADV SMALL-A587, Scan Abutment AQ ADV SMALL-A588, Scan Abutment AQ ADV SMALL-A589, Scan Abutment AQ ADV SMALL-A590, Scan Abutment AQ ADV SMALL-A591, Scan Abutment AQ ADV SMALL-A592, Scan Abutment AQ ADV SMALL-A593, Scan Abutment AQ ADV SMALL-A594, Scan Abutment AQ ADV SMALL-A595, Scan Abutment AQ ADV SMALL-A596, Scan Abutment AQ ADV SMALL-A597, Scan Abutment AQ ADV SMALL-A598, Scan Abutment AQ ADV SMALL-A599, Scan Abutment AQ ADV SMALL-A600, Scan Abutment AQ ADV SMALL-A601, Scan Abutment AQ ADV SMALL-A602, Scan Abutment AQ ADV SMALL-A603, Scan Abutment AQ ADV SMALL-A604, Scan Abutment AQ ADV SMALL-A605, Scan Abutment AQ ADV SMALL-A606, Scan Abutment AQ ADV SMALL-A607, Scan Abutment AQ ADV SMALL-A608, Scan Abutment AQ ADV SMALL-A609, Scan Abutment AQ ADV SMALL-A610, Scan Abutment AQ ADV SMALL-A611, Scan Abutment AQ ADV SMALL-A612, Scan Abutment AQ ADV SMALL-A613, Scan Abutment AQ ADV SMALL-A614, Scan Abutment AQ ADV SMALL-A615, Scan Abutment AQ ADV SMALL-A616, Scan Abutment AQ ADV SMALL-A617, Scan Abutment AQ ADV SMALL-A618, Scan Abutment AQ ADV SMALL-A619, Scan Abutment AQ ADV SMALL-A620, Scan Abutment AQ ADV SMALL-A621, Scan Abutment AQ ADV SMALL-A622, Scan Abutment AQ ADV SMALL-A623, Scan Abutment AQ ADV SMALL-A624, Scan Abutment AQ ADV SMALL-A625, Scan Abutment AQ ADV SMALL-A626, Scan Abutment AQ ADV SMALL-A627, Scan Abutment AQ ADV SMALL-A628, Scan Abutment AQ ADV SMALL-A629, Scan Abutment AQ ADV SMALL-A630, Scan Abutment AQ ADV SMALL-A631, Scan Abutment AQ ADV SMALL-A632, Scan Abutment AQ ADV SMALL-A633, Scan Abutment AQ ADV SMALL-A634, Scan Abutment AQ ADV SMALL-A635, Scan Abutment AQ ADV SMALL-A636, Scan Abutment AQ ADV SMALL-A637, Scan Abutment AQ ADV SMALL-A558, Scan Abutment AQ ADV SMALL-A559, Scan Abutment AQ ADV SMALL-A560, Scan Abutment AQ ADV SMALL-A561, Scan Abutment AQ ADV SMALL-A562, Scan Abutment AQ ADV SMALL-A563, Scan Abutment AQ ADV SMALL-A564, Scan Abutment AQ ADV SMALL-A565, Scan Abutment AQ ADV SMALL-A566, Scan Abutment AQ ADV SMALL-A567, Scan Abutment AQ ADV SMALL-A568, Scan Abutment AQ ADV SMALL-A569, Scan Abutment AQ ADV SMALL-A570, Scan Abutment AQ ADV SMALL-A571, Scan Abutment AQ ADV SMALL-A572, Scan Abutment AQ ADV SMALL-A573, Linea Gemini – Transfer da Impronta, Linea Gemini – Analoghi, Linea Gemini – cilindri calcinabili, Linea Gemini – Scan Abutment, Linea Gemini – Viti protesiche per DM classe I, Analogue for Plaster Model | Dental Shop Albania | 2023-06-07T00:00:00.000+02:00 | NEW ANCORVIS SRL Via dell'Industria 15 40012 Bargellino -Calderara di Reno (BO) Italy | SMARTADV-A154, SMARTADV-A155, SMARTADV-A156, SMARTADV-A157, SMARTADV-A158, SMARTADV-A159, SMARTADV-A160, SMARTADV-A161, SMARTADV-A162, SMARTADV-A163, SMARTADV-A164, SMARTADV-A165, SMARTADV-A166, SMARTADV-A167, SMARTADV-A168, SMARTADV-A169, SMARTADV-A170, SMARTADV-A171, SMARTADV-A172, SMARTADV-A173, SMARTADV-A174, SMARTADV-A175, SMARTADV-A176, SMARTADV-A177, SMARTADV-A178, SMARTADV-A179, SMARTADV-A180, SMARTADV-A181, SMARTADV-A182, SMARTADV-A183, SMARTADV-A184, SMARTADV-A185, SMARTADV-A186, SMARTADV-A450, SMARTADV-A451, SMARTADV-A452, SMARTADV-A453, SMARTADV-A454, SMARTADV-A455, SMARTADV-A456, SMARTADV-A457, SMARTADV-A458, SMARTADV-A459, SMARTADV-A460, SMARTADV-A461, SMARTADV-A462, SMARTADV-A463, SMARTADV-A464, SMARTADV-A465, SMARTADV-A466, SMARTADV-A467, SMARTADV-A468, SMARTADV-A469, SMARTADV-A470, SMARTADV-A471, SMARTADV-A472, SMARTADV-A473, SMARTADV-A474, SMARTADV-A475, SMARTADV-A476, SMARTADV-A477, SMARTADV-A478, SMARTADV-A479, SMARTADV-A480, SMARTADV-A481, SMARTADV-A482, SMARTADV-A483, SMARTADV-A484, SMARTADV-A485, SMARTADV-A486, SMARTADV-A487, SMARTADV-A488, SMARTADV-A489, SMARTADV-A490, SMARTADV-A491, SMARTADV-A492, SMARTADV-A493, SMARTADV-A494, SMARTADV-A495, SMARTADV-A496, SMARTADV-A497, SMARTADV-A498, SMARTADV-A499, SMARTADV-A4MY, SMARTADV-A6MY, SMARTADV-OS092, SMARTADV-OS027, SMARTADV-OS936, SMARTKB-135, SMARTKB-136, SMARTKB-137, SMARTADV-A187, SMARTADV-A188, SMARTADV-A189, SMARTADV-A190, SMARTADV-A191, SMARTADV-A192, SMARTADV-A193, SMARTADV-A194, SMARTADV-A195, SMARTADV-A196, SMARTADV-A197, SMARTADV-A198, SMARTADV-A199, SMARTADV-A200, SMARTADV-A201, SMARTADV-A201T, SMARTADV-A202, SMARTADV-A203, SMARTADV-A204, SMARTADV-A205, SMARTADV-A206, SMARTADV-A207, SMARTADV-A208, SMARTADV-A209, SMARTADV-A210, SMARTADV-A211, SMARTADV-A212, SMARTADV-A213, SMARTADV-A214, SMARTADV-A215, SMARTADV-A216, SMARTADV-A217, SMARTADV-A218, SMARTADV-A219, SMARTADV-A220, SMARTADV-A221, SMARTADV-A222, SMARTADV-A223, SMARTADV-A224, SMARTADV-A225, SMARTADV-A226, SMARTADV-A227, SMARTADV-A228, SMARTADV-A229, SMARTADV-A230, SMARTADV-A231, SMARTADV-A232, SMARTADV-A233, SMARTADV-A234, SMARTADV-A235, SMARTADV-A236, SMARTADV-A237, SMARTADV-A238, SMARTADV-A239, SMARTADV-A240, SMARTADV-A241, SMARTADV-A242, SMARTADV-A243, SMARTADV-A244, SMARTADV-A245, SMARTADV-A246, SMARTADV-A247, SMARTADV-A248, SMARTADV-A249, SMARTADV-A250, SMARTADV-A251, SMARTADV-A252, SMARTADV-A253, SMARTADV-A254, SMARTADV-A255, SMARTADV-A256, SMARTADV-A257, SMARTADV-A258, SMARTADV-A259, SMARTADV-A260, SMARTADV-A261, SMARTADV-A262, SMARTADV-A263, SMARTADV-A264, SMARTADV-A265, SMARTADV-A266, SMARTADV-A267, SMARTADV-A268, SMARTADV-A269, SMARTADV-A270, SMARTADV-A271, SMARTADV-A272, SMARTADV-A273, SMARTADV-A274, SMARTADV-A275, SMARTADV-A276, SMARTADV-A277, SMARTADV-A278, SMARTADV-A279, SMARTADV-A280, SMARTADV-A281, SMARTADV-A282, SMARTADV-A283, SMARTADV-A284, SMARTADV-A285, SMARTADV-A286, SMARTADV-A287, SMARTADV-A288, SMARTADV-A289, SMARTADV-A290, SMARTADV-A291, SMARTADV-A292, SMARTADV-A293, SMARTADV-A294, SMARTADV-A295, SMARTADV-A296, SMARTADV-A297, SMARTADV-A298, SMARTADV-A299, SMARTADV-A300, SMARTADV-A301, SMARTADV-A302, SMARTADV-A303, SMARTADV-A304, SMARTADV-A305, SMARTADV-A306, SMARTADV-A307, SMARTADV-A308, SMARTADV-A309, SMARTADV-A310, SMARTADV-A311, SMARTADV-A312, SMARTADV-A313, SMARTADV-A314, SMARTADV-A315, SMARTADV-A316, SMARTADV-A317, SMARTADV-A318, SMARTADV-A319, SMARTADV-A320, SMARTADV-A321, SMARTADV-A322, SMARTADV-A323, SMARTADV-A324, SMARTADV-A325, SMARTADV-A326, SMARTADV-A327, SMARTADV-A328, SMARTADV-A329, SMARTADV-A330, SMARTADV-A331, SMARTADV-A332, SMARTADV-A333, SMARTADV-A334, SMARTADV-A335, SMARTADV-A336, SMARTADV-A337, SMARTADV-A338, SMARTADV-A339, SMARTADV-A340, SMARTADV-A341, SMARTADV-A342, SMARTADV-A343, SMARTADV-A344, SMARTADV-A345, SMARTADV-A346, SMARTADV-A347, SMARTADV-A348, SMARTADV-A349, SMARTADV-A350, SMARTADV-A351, SMARTADV-A352, SMARTADV-A353, SMARTADV-A354, SMARTADV-A355, SMARTADV-A356, SMARTADV-A357, SMARTADV-A358, SMARTADV-A359, SMARTADV-A360, SMARTADV-A36 | Klasa I | Aksesore te ndryshem per implante. | Pajisje dentare
14349 | Folate RBC Hemolyzing Reagent | E v i t a | 2023-06-07T00:00:00.000+02:00 | Roche Diagnostics GmbH Sandhofer Strasse 116 68305 Mannheim Germany | 5944317190 | In vitro | Reagent hollues per reagentin e Folates | Pajisje te diagnostifikimit in vitro
14537 | Calcium Chloride Solution | O3 LAB | 2023-06-15T00:00:00.000+02:00 | Shanghai Long Island Biotec. Co., Ltd No.839, Gaofeng Road, Fengxian District, 201401 Shanghai, P.R. China | Calcium Chloride Solution | In vitro | Reagent Klorur Kalciumi aktivator I matjes se koagulimit te gjakut ne trupin e njeriut | Pajisje te diagnostifikimit in vitro
14195 | Navident Procedure Kit, Navident Accessory Kit, Navident Training Kit | AMBROSE DENTAL INSTITUTE | 2023-06-14T00:00:00.000+02:00 | ClaroNav Inc. 1140 Sheppard Ave West, Unit 10 Toronto, Ontario, Canada M3K 2A2 | 955‐ND‐PRK, 955‐ND‐ACCK, 955‐ND‐NVTK | Klasa I | Sistem navigimi dentar që synon të ndihmojë planifikimin paraoperativ dhe pozicionimin në kohë reale te mjeteve gjatë procedurave dentare. | Pajisje dentare
14199 | SILICONE BASKET LINER DIN SIZE | O.E.S DISTRIMED | 2023-06-14T00:00:00.000+02:00 | AESCULAP AG AM AESCULAP-PLATZ 78532 TUTTLINGEN GERMANY | JF939 | Klasa I | KOSH SILIKONI LINER DIN | Instrumenta shumeperdorimeshe
14394 | Opraclean | GEN - ALB FARMA | 2023-06-15T00:00:00.000+02:00 | Lohmann & Rauscher International GmbH & Co. KG Westerwaldstrase 4 56579 Rengsdorf GERMANY | 13580, 13581, 13582, 13583, 13584, 13585 | Klasa III | Një gjatësi e hollë e materialit të endur (p.sh., pambuku, celuloza) që është e mbarsur me një agjent antimikrobik (p.sh., jodoform) dhe i projektuar kryesisht për të mbushur plagët kulluese për të thithur eksudat. Mund të ngjyhet me medikamente të tjera (të pa përfshira) përpara aplikimit. | Pajisje nje perdorimeshe
14382 | ECGxxx(z)(+) - Electrocardiograph (CARDIOLINE) | BIOMETRIC ALBANIA | 2023-06-19T00:00:00.000+02:00 | CARDIOLINE S.p.A., headquarters in Via Linz 151 – 38121 Trento - Italy | ECG100+: 80508095 / 8050959X / 8050929X / 80508195 / 8050939X, ECG200+: 80608068 / 80608068S / 8060957X / 8060927X / 80608168 / 8060957X, ECG100S: 80508096 / 8050959X / 8050929X / 80508196 / 8050939X, ECG200S: 80608069 / 80608069S / 8060957X / 8060927X / 80608169 / 8060957X | Klasa IIa | Electrocardiograph (EKG) | Pajisje elektromekanike
14337 | Walk400h - Holter recorder (CARDIOLINE) | BIOMETRIC ALBANIA | 2023-06-19T00:00:00.000+02:00 | CARDIOLINE S.p.A., headquarters in Via Linz 151 – 38121 Trento - Italy | 81018030 / 8101012X | Klasa IIa | Rregjistrues HolterI per EKG | Pajisje elektromekanike
14488 | Thoracic and Post-Operative Drainage Systems, Blood Recovery and Auto-Transfusion Systems | MONTAL | 2023-06-19T00:00:00.000+02:00 | Redax S.p. A. Via Galileo Galilei 18, 46025 Poggio Rusco (MN), ITALY | 10149, 10161, 10162, 10171, 10181, 10182, 10186, 10187, 10190, 10191, 10400, 10401, 10402, 10403, 10404, 10410, 10411, 10420, 10442, 10444, 10445, 10500, 10501, 10502, 10503, 10504, 10507, 10508, 10509, 10510, 10511, 10512, 10513, 10514, 10515, 10516, 10518, 10519, 10520, 10521, 10522, 10524, 10525, 10526, 10101, 10102, 10105, 10112, 10113, 10116, 10119, 10125, 10128, 10129, 10137, 10140, 10141, 24424, 24601, 24602, 24603, 24604, 24605, 24607, 24608, 24609, 24610, 24612, 24615, 24619, 24620, 24621, 24622, 24623, 24624, 24625, 24629, 24630, 24631, 24702, 24703, 24704, 24705, 24710, 24712, 24715, 24719, 24724, 24725, 24726, 24727, 24728, 24729, 24732, 24902, 24903, 24904, 24905, 25019, 25024, 22040, 22206, 22208, 22210, 22212, 22214, 22216, 22240, 22606, 22615, 22616, 22621, 22622, 22623, 22626, 22627, 22634, 22637, 22639, 22641, 22673, 22674, 22675, 22678, 22679, 22680, 22681, 22824, 22828, 22830, 22833, 22836, 22852, 24006, 24007, 24010, 24013, 24014, 24017, 24018, 24020, 24022, 24032, 24042, 24047, 24057, 24060, 24100, 24101, 24110, 24111, 24120, 24121, 24130, 24131, 24140, 24141, 24200, 24201, 24210, 24211, 24220, 24221, 24230, 24231, 24242, 24243, 24252, 24253, 24309, 24312, 24315, 24318, 24321, 24324, 24328, 24330, 24333, 24336, 24409, 24412, 24415, 24418, 24421, 10527, 10528, 10529, 10530, 10531, 10532, 10535, 10536, 10537, 10538, 10539, 10540, 10541, 10545, 10546, 10547, 10548, 10549, 10551, 10559, 10563, 10564, 10566, 10570, 10600, 10705, 10710, 10715, 10721, 10722, 10723, 10725, 10726, 10730, 10731, 10737, 10738, 10739, 10808, 12000, 12002, 12003, 12004, 12005, 12006, 12007, 12008, 12009, 12010, 12012, 12014, 12015, 12016, 12017, 12018, 12019, 12020, 12021, 12023, 12024, 12025, 20000, 20200, 20225, 20253, 20260, 20261, 20540, 20620, 20660, 20661, 20663, 20700, 21200, 21215, 21216, 21230, 21260, 21290, 22600, 22601, 22610, 22620, 22630, 22636, 22645, 27380, 28329, 28340, 28342, 28343, 28350, 10407, 10809, 10811, 23002, 23003, 23004, 23006, 23024, 23035, 23045, 23050, 23060, 10455, 10456, 10461, 10462, 10466, 10478, 10479, 10480, 10490, 10495, 10610, 10615, 10619, 10800, 10801, 10802, 10803, 10804, 10805, 10810, 10812, 10813, 10815, 10816, 10817, 10818, 10819, 10820, 10821, 10822, 10823, 10824, 10825, 10830, 10831, 11216, 11220, 11224, 11228, 11232, 20050, 20055, 20056, 20057, 20058, 20060, 20101, 20103, 20107, 20110, 20114, 20209, 20220, 20248, 20502, 20510, 20513, 20514, 20517, 20518, 20550, 20560, 20570, 20574, 20580, 20590, 20602, 20604, 20610, 20614, 20631, 20632, 20633, 20635, 20703, 20710, 20713, 20714, 20717, 20742, 20812, 20815, 20818, 20821, 20824, 20828, 20830, 20833, 20836, 20865, 20916, 20920, 20924, 20928, 20930, 20932, 20936, 20940, 21016, 21020, 21024, 21028, 21030, 21032, 21036, 21040, 21108, 21110, 21112, 21116, 21118, 21120, 21124, 21251, 21252, 21256, 21293, 21295, 21409, 21412, 21415, 21418, 21420, 21424, 21426, 21428, 21430, 21433, 21436, 21601, 21607, 21619, 21656, 21801, 21824, 21828, 21830, 21833, 21836, 22006, 21128, 21132, 21250, 22008, 22010, 22012, 22014, 22016 | Klasa IIa | Sisteme drenimi pas operative te kraharorit, Sisteme transfuzioni automatik dhe te mbledhjes se gjakut | Pajisje nje perdorimeshe
14478 | M-HA 10 | Rodio Pharma | 2023-06-21T00:00:00.000+02:00 | Laboratoires FILL-MED 2-4 Rue de Lisbonne 75008 Paris, FRANCE | - | Klasa III | Eshtë një solucion i lirë i acidit hialuronik që injektohet në dermë me mesoterapi në fytyrë, qafë dhe dekolte. | Tjeter
14471 | Normal Type, Screw Type, Normal Type, Double Screw Type, Normal Type, Jamber I Type, Normal Type, Double Type, Normal Type, Jamber F Type, Cog Type. Cog Screw Type, Cog Type. SPR(S6N3R1) Type, Cog Type. Cog Screw 2 Type, Cog Type. Anchoring Cog Type, Cog Type. Cavern Anchoring Cog Type, Cog Type. SPR(S6N1R1) Type, Cog Type. Cleoko 2 Type, Normal Type, Mono Type, Sterile Single Use Absorbable Polydioxanone Suture with Needle, Brand Name: Dr,Perfect V-Line; Neo Line; Henry C; FOX2660; FOX2638; Magic Face; Bidan Energy; Nubelline; Dr.Cavern; Novacutan; Vifiny; Beauligne; Rhanchor; Tanxing Caverna; Jamber; Reborn; Deric; epiticon Jamber, ReMedium Line., Normal Type, Jamber Tanxing Two Pitch Type, Normal Type, Jamber Tanxing Type, Cog Type. SPR(S3N3R1) Type, Cog Type. SPK Type, Cog Type. Cleoko Type, Cog Type. SPR(S3N1R1) Type, Cog Type. SPR(S4N1R1) Type, Cog Type. SPR(S2N3R1) Type, Normal Type, Jamber Reverse Type, Normal Type, Cavern Screw Type, Normal Type, Multi Thread Type, Cog Type, NEO Type, Cog Type, BDST Type, Cog Type, BDS Type, Cog Type, MDT Type, Cog Type. MD Type, Cog Type SPR(S2N1R1) Type, Cog Type, 4D Type, Cog Type, SPR(S4N3R1) Type, Cog Type, ORG Type, Normal Type, Triple Type | SI. MAC. ALBANIA | 2023-06-23T00:00:00.000+02:00 | NEO Dr. INC.#2-204, 205, Medical Industry Complex, 42-10, Taejanggongdan-gil, Wonju-si, Gangwon-do, Republic of KOREA | CD2509050S, CD2602550S, CD2603850S, CD2605050S, CD2606050S, CD2609050S, CD2702550S, CD2703850S, CD2705050S, CD2706050S, CD2902560S, CD2903860S, CD2905060S, CD2906060S, CD3002560S, CD3003860S, CD3002570S, CD3003870S, CL2303830S, CL2305030S, CL2306030S, CL2309030S, CL2303840S, CL2305040S, CL2306040S, CL2309040S, CL2503840S, ND2605050CVS-20, ND2606050CVS-30, ND2609050CVS-30, ND2609050CVS-40, ND2609050CVS-50, ND2609050CVS-60, ND2703850CVS-10, ND2705050CVS-20, ND2706050CVS-30, ND2703860CVS-10, ND2705060CVS-20, ND2706060CVS-30, ND2903860CVS-10, ND2905060CVS-20, ND2906060CVS-30, ND3003860CVS-10, ND3003870CVS-10, CB2103820CVS-10, CB2106020CVS-20, CB2106020CVS-25, CB2106020CVS-30, CB2106020CVS-35, CB2107020CVS-20, CB2107020CVS-25, CB2107020CVS-30, CB2107020CVS-35, CB2107020CVS-40, CB2109020CVS-30, CB2109020CVS-40, CB2109020CVS-50, CB2109020CVS-60, CB2103830CVS-10, CB2106030CVS-20, CB2106030CVS-25, CB2106030CVS-30, CB2106030CVS-35, CB2107030CVS-20, CB2107030CVS-40, CB2109030CVS-30, CB2109030CVS-40, CB2109030CVS-50, CB2109030CVS-60, CB2103840CVS-10, CB2106040CVS-20, CB2106040CVS-25, CB2106040CVS-30, CB2106040CVS-35, CB2107040CVS-20, CB2107040CVS-25, CB2107040CVS-30, CB2107040CVS-35, CB2107040CVS-40, CB2109040CVS-30, CB2109040CVS-40, CB2109040CVS-50, CB2303830CVS-10, CB2306030CVS-20, CB2307030CVS-40, CB2309030CVS-30, CB2309030CVS-40, CB2309030CVS-50, CB2309030CVS-60, CB2303840CVS-10, CB2306040CVS-20, CB2306040CVS-30, CB2306040CVS-35, CB2307040CVS-35, CB2307040CVS-40, CB2309040CVS-30, CB2309040CVS-40, CB2309040CVS-50, CB2309040CVS-60, CB2503840CVS-10, CB2506040CVS-20, CB2506040CVS-30, CB2503850CVS-10, CB2506050CVS-20, CB2606040CVS-30, CB2609040CVS-30, CB2609040CVS-40, CB2609040CVS-50, CB2609040CVS-60, CB2603850CVS-10, CB2605050CVS-20, CB2606050CVS-30, CB2609050CVS-30, CB2609050CVS-40, CB2609050CVS-50, CB2609050CVS-60, CB2703850CVS-10, CB2705050CVS-20, CB2706050CVS-30, CB2703860CVS-10, CB2705060CVS-20, CB2706060CVS-30, CB2903860CVS-10, CB2905060CVS-20, CB2107030CVS-25, CB2107030CVS-30, CB2107030CVS-35, CB2306030CVS-30, CB2306030CVS-35, CB2307030CVS-35, CB2506050CVS-30, CL2505040S, CL2506040S, CL2509040S, CL2502550S, CL2503850S, CL2505050S, CL2506050S, CL2509050S, CL2602550S, CL2603850S, CL2605050S, CL2606050S, CL2609050S, CL2702550S, CL2703850S, CL2705050S, CL2706050S, CL2902560S, CL2903860S, CL2905060S, CL2906060S, CL3002560S, CL3003860S, CL3002570S, CL3003870S, CW2303830S, CW2305030S, CW2306030S, CW2309030S, CW2303840S, CW2305040S, CW2306040S, CW2505040S, CW2506040S, CW2509040S, CW2502550S, CW2503850S, CW2505050S, CW2506050S, CW2603850S, CW2605050S, CW2606050S, CW2609050S, CW2702550S, CW2703850S, CW2705050S, CW2309040S, CW2503840S, CW2509050S, CW2602550S, CW2706050S, CW2902560S, ND2303850DS, ND2306050DS, ND2309050DS, ND2503860DS, ND2506060DS, ND2509060DS, ND2603860DS, ND2605060DS, ND2606060DS, ND2609060DS, ND2703870DS, ND2705070DS, ND2706070DS, ND2902570DS, ND2903870DS, ND2905070DS, ND2906070DS, CB2303850DS, CB2306050DS, CB2309050DS, CB2503860DS, CB2506060DS, CB2509060DS, CB2603860DS, CB2605060DS, CB2606060DS, CB2609060DS, CB2703870DS, CB2705070DS, CB2706070DS, CB2902570DS, CB2903870DS, CB2905070DS, CB2906070DS, CD2303850DS, CD2306050DS, CD2309050DS, CD2503860DS, CD2506060DS, CD2509060DS, CD2603860DS, CD2605060DS, CD2606060DS, CD2609060DS, CD2703870DS, CD2705070DS, CD2706070DS, CD2902570DS, CD2903870DS, CD2905070DS, CD2906070DS, CL2303850DS, CL2306050DS, CL2309050DS, CL2503860DS, CL2506060DS, CL2509060DS, CL2603860DS, CL2605060DS, CL2606060DS, CL2609060DS, CL2703870DS, CL2705070DS, CL2706070DS, CL2902570DS, CL2903870DS, CL2905070DS, CL2906070DS, CW2303850DS, CW2306050DS, CW2309050DS, CW2503860DS, CW2506060DS, CW2509060DS, CW2603860DS, CW2605060DS, CW2606060DS, CW2609060DS, CW2703870DS, CW27 | Klasa III | Sutura sterile, nje perdorimeshe prej polidioxanone. | Pajisje nje perdorimeshe
14071 | Guta Percha Points (Including system components and accessories) | MOTO-MANIA | 2023-05-08T00:00:00.000+02:00 | DiaDent Group International l 6, Osongsaenglmyeong 4¨ ro Osong˜ eup Heungdeok· gu, Cheon멂 u si, Chu"gcheongbuk do,28161 Republic of Korea | Guta Percha Points (Including system components and accessories) | Klasa IIa | Material Mbushje Gutaperka | Pajisje dentare
14072 | STERILE PAPER POINT | MOTO-MANIA | 2023-05-08T00:00:00.000+02:00 | DiaDent Group International 16, Osongsaenglmyeong 4- ro Osong -cup Heungdeok- gu, Cheongju-si, Chungcheongbuk do,28161,Republic of Korea | STERILE PAPER POINT | Klasa IIa | Absorbent per pastrimin edhe tharjen e kanalit | Pajisje dentare
13966 | IRRIGATION TIPS ENDO OPEN TYPE | MOTO-MANIA | 2023-05-08T00:00:00.000+02:00 | DiaDent Group International 16, Osongsaenglmyeong 4- ro Osong -cup Heungdeok- gu, Cheongju-si, Chungcheongbuk do,28161,Republic of Korea | IRRIGATION TIPS ENDO OPEN TYPE | Klasa I | TIPSA NJEPERDORIMSHE ENDODONTIKE | Pajisje dentare
14073 | PRISMXEL (Fractional CO2 Laser) | ARLI PHARMA | 2023-05-05T00:00:00.000+02:00 | IDS LTD, Adresa: 194, Simgung-ro, Gwanghtan-myeon, Paju-si, Gyeonggi-do, Korea | PRISMXEL (Fractional CO2 Laser) | Klasa IIb | Lazeri CO2 Fractional është lazer me dioksid karboni i cili me saktësi heq shtresat e jashtme të thella të lëkurës së dëmtuar dhe stimulon rigjenerimin e lëkurës së shëndetshme poshtë saj. | Tjeter
14075 | MD Monophasic Implants; Code:38012MD1, MD Monophasic Implants; Code:38014MD1, MD Monophasic Implants; Code:38010MD3, MD Monophasic Implants; Code:38012MD3, MD Monophasic Implants; Code:38014MD3, VA Screw; Code:VA05, VA Screw; Code:VA07, VA Screw; Code:VA09, VA Screw; Code:VA11, VA Screw; Code:VA13, VA Screw; Code:VA0420, VA Screw; Code:VA0620, VA Screw; Code:VA0820, VA Screw; Code:VA1020, VA Screw; Code:VA0423, VA Screw; Code:VA0623, VA Screw; Code:VA0823, Nail;Code:C27TP, Nail;Code:C31TP, Nail;Code:C35TP, Membrane:Code:GT30-70, Standart Dental Implants;Code:33008E, Standart Dental Implants;Code:33010E, Standart Dental Implants;Code:33012E, Standart Dental Implants;Code:33014E, Standart Dental Implants;Code:38006E, Standart Dental Implants;Code:38008E, Standart Dental Implants;Code:38010E, Standart Dental Implants;Code:38012E, Standart Dental Implants;Code:38014E, Standart Dental Implants;Code:45006E, Standart Dental Implants;Code:45008E, Standart Dental Implants;Code:45010E, Standart Dental Implants;Code:45012E, Standart Dental Implants;Code:45014E, Standart Dental Implants;Code:52006E, Standart Dental Implants;Code:52008E, Standart Dental Implants;Code:52010E, Standart Dental Implants;Code:52012E, Standart Dental Implants;Code:33010E-HY, Standart Dental Implants;Code:33012E-HY, Standart Dental Implants;Code:33014E-HY, Standart Dental Implants;Code:38010E-HY, Standart Dental Implants;Code:38012E-HY, Standart Dental Implants;Code:38014E-HY, Standart Dental Implants;Code:45010E-HY, Standart Dental Implants;Code:45012E-HY, Standart Dental Implants;Code:45014E-HY, Standart Dental Implants;Code:52010E-HY, Standart Dental Implants;Code:52012E-HY, Standart Dental Implants;Code:52014E-HY, Standart Dental Implants External hexagon; Code:52016H, Standart Dental Implants External hexagon; Code:33008H, Standart Dental Implants External hexagon; Code:33010H, Standart Dental Implants External hexagon; Code:33012H, Standart Dental Implants External hexagon; Code:33014H, Standart Dental Implants External hexagon; Code:33016H, Standart Dental Implants External hexagon; Code:38006H, Standart Dental Implants External hexagon; Code:38008H, Standart Dental Implants External hexagon; Code:38010H, Standart Dental Implants External hexagon; Code:38012H, Standart Dental Implants External hexagon; Code:38014H, Standart Dental Implants External hexagon; Code:38016H, Standart Dental Implants External hexagon; Code:45006H, Standart Dental Implants External hexagon; Code:45008H, Standart Dental Implants External hexagon; Code:45010H, Standart Dental Implants External hexagon; Code:45012H, Standart Dental Implants External hexagon; Code:45014H, Standart Dental Implants External hexagon; Code:45016H, Standart Dental Implants External hexagon; Code:52006H, Standart Dental Implants External hexagon; Code:52008H, Standart Dental Implants External hexagon; Code:52010H, Standart Dental Implants External hexagon; Code:52012H, Standart Dental Implants External hexagon; Code:52014H, ZT Dental Implants; Code:33010s, ZT Dental Implants; Code:33012S, ZT Dental Implants; Code:33014S, ZT Dental Implants; Code:38006S, ZT Dental Implants; Code:38008S, ZT Dental Implants; Code:38010S, ZT Dental Implants; Code:38012S, ZT Dental Implants; Code:38014S, ZT Dental Implants; Code:38016S, ZT Dental Implants; Code:38018S, ZT Dental Implants; Code:38020S, ZT Dental Implants; Code:38022S, ZT Dental Implants; Code:38024S, ZT Dental Implants; Code:38026S, ZT Dental Implants; Code:38028S, ZT Dental Implants; Code:38030S, ZT Dental Implants; Code:45006S, ZT Dental Implants; Code:45008S, ZT Dental Implants; Code:45010S, ZT Dental Implants; Code:45012S, ZT Dental Implants; Code:45014S, ZT Dental Implants; Code:45016S, ZT Dental Implants; Code:52006S, ZT Dental Implants; Code:52008S, ZT Dental Implants; Code:52010S, ZT Dental Implants; Code:52012S, ZT Dental Implants; Code:33010S-HY, ZT Dental Implants; Code:33012S-HY, ZT Dental Implants; Code:33014S-HY, ZT Dental Implants; Code:38010S-HY, ZT Dental Implants; Code:38012S-HY, ZT Dental Implants; Code:38014S-HY, ZT Dental Implants; Code:45010S-HY, ZT Dental Implants; Code:45012S-HY, ZT Dental Implants; Code:45014S-HY, ZT Dental Implants; Code:52010S-HY, ZT Dental Implants; Code:52012S-HY, ZT Dental Implants; Code:52014S-HY, Zygoma+ zygomatic implants; Code:42300Z, Zygoma+ zygomatic implants; Code:42325Z, Zygoma+ zygomatic implants; Code:42350Z, Zygoma+ zygomatic implants; Code:42375Z, Zygoma+ zygomatic implants; Code:42400Z, Zygoma+ zygomatic implants; Code:42425Z, Zygoma+ zygomatic implants; Code:42450Z, Zygoma+ zygomatic implants; Code:42475Z, Zygoma+ zygomatic implants; Code:42500Z, Zygoma+ zygomatic implants; Code:42525Z, Zygoma+ zygomatic implants; Code:42550Z, Zygoma+ zygomatic implants; Code:42575Z, Zygoma+ zygomatic implants; Code:42600Z, Zygoma+ zygomatic implants; Code:39300Z, Zygoma+ zygomatic implants; Code:39325Z, Zygoma+ zygomatic implants; Code:39350Z, Zygoma+ zygomatic implants; Code:39375Z, Zygoma+ zygomatic implants; Code:39400Z, Zygoma+ zygomatic implants; Code:39385Z, Zygoma+ zygomatic implants; Code:39450Z, Zygoma+ zygomatic implants; Code:39475Z, Zygoma+ zygomatic implants; Code:39500Z, Zygoma+ zygomatic implants; Code:39525Z, Zygoma+ zygomatic implants; Code:39550Z, Zygoma+ zygomatic implants; Code:39575Z, Zygoma+ zygomatic implants; Code:39600Z, Slim dental implants; Code:23010OR1, Slim dental implants; Code:23012OR1, Slim dental implants; Code:26010OR1, Slim dental implants; Code:26012OR1, Slim dental implants; Code:26014OR1, Slim dental implants; Code:26016OR1, Slim dental implants; Code:26010OR3, Slim dental implants; Code:26012OR3, Slim dental implants; Code:26014OR3, Slim dental implants; Code:26016OR3, Pterygoid dental implants PTE; Code:41016PTE, Pterygoid dental implants PTE; Code:47015PTE, Pterygoid dental implants PTE; Code:47018PTE, Pterygoid dental implants PTE; Code:47020PTE, MD Monophasic Implants; Code:32010MD1, MD Monophasic Implants; Code:32012MD1, MD Monophasic Implants; Code:32014MD1, MD Monophasic Implants; Code:32010MD3, MD Monophasic Implants; Code:32012MD3, MD Monophasic Implants; Code:32014MD3, MD Monophasic Implants; Code:38010MD1 | KLINIKA ZOGU I PARE | 2023-05-11T00:00:00.000+02:00 | BIOLOGITECH S.R.L Via Nazario Sauro,9-20068 Peschiera Borromeo (MI) Italia | MD Monophasic Implants; Code:38012MD1, MD Monophasic Implants; Code:38014MD1, MD Monophasic Implants; Code:38010MD3, MD Monophasic Implants; Code:38012MD3, MD Monophasic Implants; Code:38014MD3, VA Screw; Code:VA05, VA Screw; Code:VA07, VA Screw; Code:VA09, VA Screw; Code:VA11, VA Screw; Code:VA13, VA Screw; Code:VA0420, VA Screw; Code:VA0620, VA Screw; Code:VA0820, VA Screw; Code:VA1020, VA Screw; Code:VA0423, VA Screw; Code:VA0623, VA Screw; Code:VA0823, Nail;Code:C27TP, Nail;Code:C31TP, Nail;Code:C35TP, Membrane:Code:GT30-70, Standart Dental Implants;Code:33008E, Standart Dental Implants;Code:33010E, Standart Dental Implants;Code:33012E, Standart Dental Implants;Code:33014E, Standart Dental Implants;Code:38006E, Standart Dental Implants;Code:38008E, Standart Dental Implants;Code:38010E, Standart Dental Implants;Code:38012E, Standart Dental Implants;Code:38014E, Standart Dental Implants;Code:45006E, Standart Dental Implants;Code:45008E, Standart Dental Implants;Code:45010E, Standart Dental Implants;Code:45012E, Standart Dental Implants;Code:45014E, Standart Dental Implants;Code:52006E, Standart Dental Implants;Code:52008E, Standart Dental Implants;Code:52010E, Standart Dental Implants;Code:52012E, Standart Dental Implants;Code:33010E-HY, Standart Dental Implants;Code:33012E-HY, Standart Dental Implants;Code:33014E-HY, Standart Dental Implants;Code:38010E-HY, Standart Dental Implants;Code:38012E-HY, Standart Dental Implants;Code:38014E-HY, Standart Dental Implants;Code:45010E-HY, Standart Dental Implants;Code:45012E-HY, Standart Dental Implants;Code:45014E-HY, Standart Dental Implants;Code:52010E-HY, Standart Dental Implants;Code:52012E-HY, Standart Dental Implants;Code:52014E-HY, Standart Dental Implants External hexagon; Code:52016H, Standart Dental Implants External hexagon; Code:33008H, Standart Dental Implants External hexagon; Code:33010H, Standart Dental Implants External hexagon; Code:33012H, Standart Dental Implants External hexagon; Code:33014H, Standart Dental Implants External hexagon; Code:33016H, Standart Dental Implants External hexagon; Code:38006H, Standart Dental Implants External hexagon; Code:38008H, Standart Dental Implants External hexagon; Code:38010H, Standart Dental Implants External hexagon; Code:38012H, Standart Dental Implants External hexagon; Code:38014H, Standart Dental Implants External hexagon; Code:38016H, Standart Dental Implants External hexagon; Code:45006H, Standart Dental Implants External hexagon; Code:45008H, Standart Dental Implants External hexagon; Code:45010H, Standart Dental Implants External hexagon; Code:45012H, Standart Dental Implants External hexagon; Code:45014H, Standart Dental Implants External hexagon; Code:45016H, Standart Dental Implants External hexagon; Code:52006H, Standart Dental Implants External hexagon; Code:52008H, Standart Dental Implants External hexagon; Code:52010H, Standart Dental Implants External hexagon; Code:52012H, Standart Dental Implants External hexagon; Code:52014H, ZT Dental Implants; Code:33010s, ZT Dental Implants; Code:33012S, ZT Dental Implants; Code:33014S, ZT Dental Implants; Code:38006S, ZT Dental Implants; Code:38008S, ZT Dental Implants; Code:38010S, ZT Dental Implants; Code:38012S, ZT Dental Implants; Code:38014S, ZT Dental Implants; Code:38016S, ZT Dental Implants; Code:38018S, ZT Dental Implants; Code:38020S, ZT Dental Implants; Code:38022S, ZT Dental Implants; Code:38024S, ZT Dental Implants; Code:38026S, ZT Dental Implants; Code:38028S, ZT Dental Implants; Code:38030S, ZT Dental Implants; Code:45006S, ZT Dental Implants; Code:45008S, ZT Dental Implants; Code:45010S, ZT Dental Implants; Code:45012S, ZT Dental Implants; Code:45014S, ZT Dental Implants; Code:45016S, ZT Dental Implants; Code:52006S, ZT Dental Implants; Code:52008S, ZT Dental Implants; Code:52010S, ZT Dental Implants; Code:52012S, ZT Dental Implants; Code:33010S-HY, ZT Dental Implants; Code:33012S-HY, ZT Dental Implants; Code:33014S-HY, ZT Dental Implants; Code:38010S-HY, | Klasa IIb | Implante Monophazike MD qe perdoren ne implantim dentar , Vide sterile qe perdoret ne procedura te implantimit dentar, Membrane sterile qe perdoret ne procedure te implantimit dentar, Implante standarte dentare qe perdoren ne procedura implantimi dentar, Implante ne forme koni qe perdoren ne procedura implantimi dentar, Zygoma dhe implante zygomatikeqe perdoren ne implantimi dentar, Implante dentare te holla qe perdoren ne implantim dentar , Implante dentare pterigoidale qe perdoren ne implantim dentar | Pajisje dentare
14058 | Healing screws; Code:33S3, Healing screws; Code:33S5, Healing screws; Code:33S7, Healing screws; Code:38S3, Healing screws; Code:38S5, Healing screws; Code:38S7, Healing screws; Code:45S3, Healing screws; Code:45S5, Healing screws; Code:45S7, Healing screws; Code:33V1, Healing screws; Code:33V3, Healing screws; Code:33V5, Healing screws; Code:33V7, Healing screws; Code:38V1, Healing screws; Code:38V3, Healing screws; Code:38V5, Healing screws; Code:38V7, Healing screws; Code:45V3, Healing screws; Code:45V5, Healing screws; Code:45V7, Healing screws; Code:V33T, Healing screws; Code:V38T, Healing screws; Code:V45T, Healing screws; Code:VMS, Healing screws; Code:VMIS, Healing screws; Code:VT41HEX, Healing screws; Code:VG41H3A, Healing screws; Code:VG41H5A, Healing screws; Code:VG41H7A, Healing screws; Code:VG41H6D7, Implant Abutments; Code:26MT, Implant Abutments; Code:33MDV, Implant Abutments; Code:38MDV, Implant Abutments; Code:45MDV, Implant Abutments; Code:33MIS17B, Implant Abutments; Code:33MIS30A, Implant Abutments; Code:33MIS30B, Implant Abutments; Code:38MIS17A, Implant Abutments; Code:38MIS30B, Implant Abutments; Code:45MIS17A, Implant Abutments; Code:33MMS30H5, Implant Abutments; Code:38MMS20H2, Implant Abutments; Code:38MMS20H3, Implant Abutments; Code:38MMS30H4, Implant Abutments; Code:38MMS30H5, Implant Abutments; Code:42MMS45H5, Implant Abutments; Code:42MMS52H5, Implant Abutments; Code:42MMS60H5, Implant Abutments; Code:33MMS20H25, Implant Abutments; Code:33MMS20H35, Implant Abutments; Code:33MMS30H25, Implant Abutments; Code:MIN25HEX41, Implant Abutments; Code:MTHEX41R, Implant Abutments; Code:MTHEX41, Implant Abutments; Code:MCHEX41R, Implant Abutments; Code:MCHEX41, Implant Abutments; Code:OR2HEX41, Implant Abutments; Code:OR3HEX41, Implant Abutments; Code:33MDSV, Implant Abutments; Code:38MDSV, Implant Abutments; Code:45MDSV, Implant Abutments; Code:45M15AV, Implant Abutments; Code:33M25AV, Implant Abutments; Code:38M25AV, Implant Abutments; Code:45M25AV, Implant Abutments; Code:33M15BV, Implant Abutments; Code:38M15BV, Implant Abutments; Code:45M15BV, Implant Abutments; Code:33M25BV, Implant Abutments; Code:38M25BV, Implant Abutments; Code:45M25BV, Implant Abutments; Code:33MF, Implant Abutments; Code:38MF, Implant Abutments; Code:45MF, Implant Abutments; Code:33MFL, Implant Abutments; Code:38MFL, Implant Abutments; Code:45MFL, Implant Abutments; Code:33SCC, Implant Abutments; Code:38SCC, Implant Abutments; Code:45SCC, Implant Abutments; Code:33MCV, Implant Abutments; Code:38MCV, Implant Abutments; Code:45MCV, Implant Abutments; Code:33MCS, Implant Abutments; Code:38MCS, Implant Abutments; Code:45MCS, Implant Abutments; Code:33MDS, Implant Abutments; Code:38MDS, Implant Abutments; Code:45MDS, Implant Abutments; Code:33MR, Implant Abutments; Code:38MR, Implant Abutments; Code:33M15AV, Implant Abutments; Code:38M15AV, Implant Abutments; Code:33MT, Implant Abutments; Code:38MT, Implant Abutments; Code:45MT, Implant Abutments; Code:33MTR, Implant Abutments; Code:38MTR, Implant Abutments; Code:45MTR, Implant Abutments; Code:33ZBAH1, Implant Abutments; Code:38ZBAH1, Implant Abutments; Code:45ZBAH1, Implant Abutments; Code:3315RIV, Implant Abutments; Code:3325RIV, Implant Abutments; Code:33OR1V, Implant Abutments; Code:33OR3V, Implant Abutments; Code:33OR5V, Implant Abutments; Code:38OR1V, Implant Abutments; Code:38OR3V, Implant Abutments; Code:38OR5V, Implant Abutments; Code:45OR1V, Implant Abutments; Code:45OR3V, Implant Abutments; Code:45OR5V, Implant Abutments; Code:33MS1, Implant Abutments; Code:33MS2, Implant Abutments; Code:33MS3, Implant Abutments; Code:38MS1, Implant Abutments; Code:38MS2, Implant Abutments; Code:33MCRV, Implant Abutments; Code:38MCRV, Implant Abutments; Code:45MCRV, Implant Abutments; Code:33Z, Implant Abutments; Code:38Z, Implant Abutments; Code:45Z, Implant Abutments; Code:33ZR, Implant Abutments; Code:38ZR, Implant Abutments; Code:45ZR, Implant Abutments; Code:38MIS17B, Implant Abutments; Code:38MIS30A, Implant Abutments; Code:45MIS17B, Implant Abutments; Code:45MIS30A, Implant Abutments; Code:45MIS30B, Implant Abutments; Code:33MMSH1, Implant Abutments; Code:33MMSH2, Implant Abutments; Code:33MMSH3, Implant Abutments; Code:33MMSH4, Implant Abutments; Code:38MMSH1, Implant Abutments; Code:38MMSH2, Implant Abutments; Code:38MMSH3, Implant Abutments; Code:38MMSH4, Implant Abutments; Code:33MMS20H2, Implant Abutments; Code:33MMS20H3, Implant Abutments; Code:33MMS30H4, Implant Abutments; Code:MDAHEX41, Implant Abutments; Code:MS1HEX41, Implant Abutments; Code:MS2HEX41, Implant Abutments; Code:MS3HEX41, Implant Abutments; Code:MIS172HEX41, Implant Abutments; Code:MIS173HEX41, Implant Abutments; Code:MIS304HEX41, Implant Abutments; Code:MIS305HEX41, Implant Abutments; Code:MIN15HEX41, Implant Abutments; Code:38MS3, Implant Abutments; Code:45MS1, Implant Abutments; Code:45MS2, Implant Abutments; Code:45MS3, Implant Abutments; Code:33MIS17A, Implant Abutments; Code:OR4HEX41, Implant Abutments; Code:OR5HEX41, Implant Abutments; Code:33MMS30H35, Implant Abutments; Code:33MMS45H35, Accessories; Code:ORH1, Accessories; Code:ORH2, Accessories; Code:T-1, Accessories; Code:T-2, Accessories; Code:T-3, Accessories; Code:TBOX, Accessories; Code:MSH1, Accessories; Code:MSH2, Accessories; Code:MSH3, Accessories; Code:MSH4, Accessories; Code:MSTR, Accessories; Code:MSCR, Accessories; Code:MSC, Accessories; Code:MISTR, Accessories; Code:MISCR, Screws; Code: VPA, Screws; Code: VPL, Screws; Code: VO, Screws; Code: VMMSL, Screws; Code: VPO, Screws; Code: VPC, Screws; Code: VPE, Screws; Code: VP-FLEX | KLINIKA ZOGU I PARE | 2023-05-11T00:00:00.000+02:00 | BIOLOGITECH S.R.L Via Nazario Sauro,9-20068 Peschiera Borromeo (MI) Italia | Healing screws; Code:33S3, Healing screws; Code:33S5, Healing screws; Code:33S7, Healing screws; Code:38S3, Healing screws; Code:38S5, Healing screws; Code:38S7, Healing screws; Code:45S3, Healing screws; Code:45S5, Healing screws; Code:45S7, Healing screws; Code:33V1, Healing screws; Code:33V3, Healing screws; Code:33V5, Healing screws; Code:33V7, Healing screws; Code:38V1, Healing screws; Code:38V3, Healing screws; Code:38V5, Healing screws; Code:38V7, Healing screws; Code:45V3, Healing screws; Code:45V5, Healing screws; Code:45V7, Healing screws; Code:V33T, Healing screws; Code:V38T, Healing screws; Code:V45T, Healing screws; Code:VMS, Healing screws; Code:VMIS, Healing screws; Code:VT41HEX, Healing screws; Code:VG41H3A, Healing screws; Code:VG41H5A, Healing screws; Code:VG41H7A, Healing screws; Code:VG41H6D7, Implant Abutments; Code:26MT, Implant Abutments; Code:33MDV, Implant Abutments; Code:38MDV, Implant Abutments; Code:45MDV, Implant Abutments; Code:33MIS17B, Implant Abutments; Code:33MIS30A, Implant Abutments; Code:33MIS30B, Implant Abutments; Code:38MIS17A, Implant Abutments; Code:38MIS30B, Implant Abutments; Code:45MIS17A, Implant Abutments; Code:33MMS30H5, Implant Abutments; Code:38MMS20H2, Implant Abutments; Code:38MMS20H3, Implant Abutments; Code:38MMS30H4, Implant Abutments; Code:38MMS30H5, Implant Abutments; Code:42MMS45H5, Implant Abutments; Code:42MMS52H5, Implant Abutments; Code:42MMS60H5, Implant Abutments; Code:33MMS20H25, Implant Abutments; Code:33MMS20H35, Implant Abutments; Code:33MMS30H25, Implant Abutments; Code:MIN25HEX41, Implant Abutments; Code:MTHEX41R, Implant Abutments; Code:MTHEX41, Implant Abutments; Code:MCHEX41R, Implant Abutments; Code:MCHEX41, Implant Abutments; Code:OR2HEX41, Implant Abutments; Code:OR3HEX41, Implant Abutments; Code:33MDSV, Implant Abutments; Code:38MDSV, Implant Abutments; Code:45MDSV, Implant Abutments; Code:45M15AV, Implant Abutments; Code:33M25AV, Implant Abutments; Code:38M25AV, Implant Abutments; Code:45M25AV, Implant Abutments; Code:33M15BV, Implant Abutments; Code:38M15BV, Implant Abutments; Code:45M15BV, Implant Abutments; Code:33M25BV, Implant Abutments; Code:38M25BV, Implant Abutments; Code:45M25BV, Implant Abutments; Code:33MF, Implant Abutments; Code:38MF, Implant Abutments; Code:45MF, Implant Abutments; Code:33MFL, Implant Abutments; Code:38MFL, Implant Abutments; Code:45MFL, Implant Abutments; Code:33SCC, Implant Abutments; Code:38SCC, Implant Abutments; Code:45SCC, Implant Abutments; Code:33MCV, Implant Abutments; Code:38MCV, Implant Abutments; Code:45MCV, Implant Abutments; Code:33MCS, Implant Abutments; Code:38MCS, Implant Abutments; Code:45MCS, Implant Abutments; Code:33MDS, Implant Abutments; Code:38MDS, Implant Abutments; Code:45MDS, Implant Abutments; Code:33MR, Implant Abutments; Code:38MR, Implant Abutments; Code:33M15AV, Implant Abutments; Code:38M15AV, Implant Abutments; Code:33MT, Implant Abutments; Code:38MT, Implant Abutments; Code:45MT, Implant Abutments; Code:33MTR, Implant Abutments; Code:38MTR, Implant Abutments; Code:45MTR, Implant Abutments; Code:33ZBAH1, Implant Abutments; Code:38ZBAH1, Implant Abutments; Code:45ZBAH1, Implant Abutments; Code:3315RIV, Implant Abutments; Code:3325RIV, Implant Abutments; Code:33OR1V, Implant Abutments; Code:33OR3V, Implant Abutments; Code:33OR5V, Implant Abutments; Code:38OR1V, Implant Abutments; Code:38OR3V, Implant Abutments; Code:38OR5V, Implant Abutments; Code:45OR1V, Implant Abutments; Code:45OR3V, Implant Abutments; Code:45OR5V, Implant Abutments; Code:33MS1, Implant Abutments; Code:33MS2, Implant Abutments; Code:33MS3, Implant Abutments; Code:38MS1, Implant Abutments; Code:38MS2, Implant Abutments; Code:33MCRV, Implant Abutments; Code:38MCRV, Implant Abutments; Code:45MCRV, Implant Abutments; Code:33Z, Implant Abutments; Code:38Z, Implant Abutments; Code:45Z, Implant Abutments; Code:33ZR, Implant Abutments; Code:38ZR, Implant Abutments; Code:45ZR, Implant Abutments; Code:38MIS17B, Implant Abutments | Klasa IIb | Vide sheruese sterile qe perdoret ne procedura implatimi dentar , Monokone Implanti qe perdoret per implantim dentar, Aksesore sterile qe perdoren ne implantim dentar, Vide sterile qe perdoret ne implantim dentar | Pajisje dentare
14044 | dS Breast 7ch 1.5T / 459801729902, dS Breast 7ch 3.0T / 459801729912, dS Breast 16ch 3.0T / 459801729891, dS Breast 16ch 1.5T / 459801729881, dS FLEX-S / 459801729982, dS FLEX-S 1.5T / 459801729972, DS FLEX-M 3.0T / 459801729962, dS FLEX-M 1.5T / 459801729952, dS FLEX-L 3.0T / 459801729942, dS FLEX-L 1.5T / 459801729932, dS Anterior 1.5T / 459801730111, dS Anterior 3.0T / 459801730121, dS Microscopy 23mm, Ingenia 1.5T/ 459801795042, dS Microscopy 47mm, Ingenia 1.5T / 459801729992, dS Microscopy 23mm, Ingenia 3.0T / 459801730012, dS Microscopy 47mm, Ingenia 3.0T / 459801794482, dS Shoulder 16Ch 1.5T / 459801728822, dS Shoulder 16ch 3.0T / 459801728832, dS FootAnkle 16Ch 1.5T / 459801728842, dS FootAnkle 16Ch 3.0T / 459801728852, dS HiRes Hand/Wrist 16Ch 1.5T / 459801728862 1.5T, dS HiRes Hand/Wrist 16CH 3.0T / 459801728872, dS Small Extremity 16Ch 1.5T / 459801728792, dS Small Extremity 16CH 3.0T / 459801728802, dS Knee Coil 8ch 1.5T / 459801728882, dS Wrist Coil 8ch 1.5T / 459801729341, dS FootAnkle Coil 8ch 1.5T /459801729351, dS Shoulder Coil 8ch 1.5T / 459801730041, dS Knee 16CH 1.5T / 459801730021, dS Head 1.5T / 459801730071, dS Base 1.5T / 459801730051, dS HeadNeck 1.5T/ 459801730091, dS Base 3.0T / 459801730061, dS Head 3.0T / 459801730081, dS HeadNeck 3.0T / 459801730101, dS Head 32ch 3.0T / 459801730131, dS Breast Coil 7ch 1.5T 459801728812 | Health & Light | 2023-05-09T00:00:00.000+02:00 | Invivo Corporation 3545 SW 47th Avenue Gainesville, FL 32608-7691 USA | dS Breast 7ch 1.5T / 459801729902, dS Breast 7ch 3.0T / 459801729912, dS Breast 16ch 3.0T / 459801729891, dS Breast 16ch 1.5T / 459801729881, dS FLEX-S / 459801729982, dS FLEX-S 1.5T / 459801729972, DS FLEX-M 3.0T / 459801729962, dS FLEX-M 1.5T / 459801729952, dS FLEX-L 3.0T / 459801729942, dS FLEX-L 1.5T / 459801729932, dS Anterior 1.5T / 459801730111, dS Anterior 3.0T / 459801730121, dS Microscopy 23mm, Ingenia 1.5T/ 459801795042, dS Microscopy 47mm, Ingenia 1.5T / 459801729992, dS Microscopy 23mm, Ingenia 3.0T / 459801730012, dS Microscopy 47mm, Ingenia 3.0T / 459801794482, dS Shoulder 16Ch 1.5T / 459801728822, dS Shoulder 16ch 3.0T / 459801728832, dS FootAnkle 16Ch 1.5T / 459801728842, dS FootAnkle 16Ch 3.0T / 459801728852, dS HiRes Hand/Wrist 16Ch 1.5T / 459801728862 1.5T, dS HiRes Hand/Wrist 16CH 3.0T / 459801728872, dS Small Extremity 16Ch 1.5T / 459801728792, dS Small Extremity 16CH 3.0T / 459801728802, dS Knee Coil 8ch 1.5T / 459801728882, dS Wrist Coil 8ch 1.5T / 459801729341, dS FootAnkle Coil 8ch 1.5T /459801729351, dS Shoulder Coil 8ch 1.5T / 459801730041, dS Knee 16CH 1.5T / 459801730021, dS Head 1.5T / 459801730071, dS Base 1.5T / 459801730051, dS HeadNeck 1.5T/ 459801730091, dS Base 3.0T / 459801730061, dS Head 3.0T / 459801730081, dS HeadNeck 3.0T / 459801730101, dS Head 32ch 3.0T / 459801730131, dS Breast Coil 7ch 1.5T 459801728812 | Klasa IIa, Klasa II | dS Breast 7ch 1.5T, Bobine Gjiri 7 kanale, 1,5 T, dS Breast 7ch 3.0T , Bobine Gjiri 7 Kanale 3.0 T, dS Breast 16ch 3.0T, Bobine Gjiri, 16 kanale, 3,0 T, dS Breast 16ch 1.5T, Bobine Gjiri 16 kanale, 1.5 T, dS FLEX-S Bobine Fleksibel e vogel, dS FLEX-S 1.5T, Bobine fleksibel e vogel 1.5 T, DS FLEX-M 3.0T, Bobine Fleksibel e mesme 3.0T, dS FLEX-M 1.5T, Bobine Fleksibel e mesme 1,5T, dS FLEX-L 3.0T Bobine fleksibel e madhe 3.0T, dS FLEX-L 1.5T Bobine fleksibel e madhe 1,5T, dS Anterior 1.5T Bobine Anteriore 1,5T, dS Anterior 3.0T , Bobine Anteriore 1.5T, dS Microscopy 23mm, Ingenia 1.5T, Bobine Mikroskopike 23 mm per Ingenia, dS Microscopy 47mm, Ingenia 1.5T, bobine mikroskopike 47 mm per Ingenia, dS Microscopy 23mm, Ingenia 3.0T, Bobine Mikroskopike 23 mm, dS Microscopy 47mm, Ingenia 3.0T , Bobone Mikroskopike 47 mm per ingenia, dS Shoulder 16Ch 1.5T Bobine Shpatulle, 16 kanale 1,5 T, dS Shoulder 16ch 3.0T , Bobine Shpatulle, 16 Kanale, 3.0 T, dS FootAnkle 16Ch 1.5T , Bobine Talo Krurale, 16 kanale, 1,5 T, dS FootAnkle 16Ch 3.0T, Bobine Talo Krurale, 16 kanale, 3,0 T, dS HiRes Hand/Wrist 16Ch 1.5T, Bobine dore dhe kyci 16 kanale 1,5 T, dS HiRes Hand/Wrist 16CH 3.0T, Bobibe dore dhe kyci, 16 kanale, 3,0 T, dS Small Extremity 16Ch 1.5T, Bobine Ekstremitetet e vogla 16 kanale, 1,5 T, dS Small Extremity 16CH 3.0T, Bobine Ekstremitetet e vogla 16 kanale, 3.0 T, dS Knee Coil 8ch 1.5T, Bobine Gjuri, 8 Kanale, 1.5 T, dS Wrist Coil 8ch 1.5T, Bobine Kyci, 8 Kanale, 1,5 T, dS FootAnkle Coil 8ch 1.5T , Bobine Talo Krurale, 8 kanale 1.5 T, dS Shoulder Coil 8ch 1.5T, Bobine Shpatulle, 8 kanale, 1.5 T, dS Knee 16CH 1.5T, Bobine Gjuri, 16 kanale, 1,5T, dS Head 1.5T, Bobine Koke 1.5 T, dS Base 1.5T, Bobina Bazale 1.5T, dS HeadNeck 1.5T, Bobine Koke-Qafe 1,5T, dS Base 3.0T, Bobine bazale, !,5 T, dS Head 3.0T, Bobine Koke, 3.0 T, dS HeadNeck 3.0T, Bobine Koke-Qafe 3.0 T, dS Head 32ch 3.0T, Bobine Koke 32 Kanale, 3.0 T, dS Breast Coil 7ch 1.5T, Bobine Gjiri 7 kanale, 1.5 T | Pajisje elektromekanike
14539 | Alinity c Cannabinoids Qual Calibrator Kit, Alinity c Cannabinoids Reagent Kit, Alinity c Cannabinoids Semiquant 100 Calibrator Kit, Alinity c Cannabinoids Semiquant 200 Calibrator Kit | LABOPHARMA SHPK | 2023-05-15T00:00:00.000+02:00 | Microgenics Corporation 46500 Kato road Fremont CA 94538 USA | Alinity c Cannabinoids Qual Calibrator Kit 09P54-01, Alinity c Cannabinoids Reagent Kit 09P54-20, Alinity c Cannabinoids Semiquant 100 Calibrator Kit 09P54-02, Alinity c Cannabinoids Semiquant 200 Calibrator Kit 09P54-03 | In vitro | Jane kite me reagente mates te precizionit te analizes sasiore te substancave kanabinoide ne gjak me aparatin analizues Alinity, Jane kite me reagente te analizes sasiore te substancave kanabinoide ne gjak aparatin analizues Alinity, Jane kite me reagente te analizes sasiore te substancave kanabinoide ne gjak me aparatin analizues Alinity, Jane kite me reagente mates te precizionit te analizes se substancave kanabinoide ne gjak | Pajisje te diagnostifikimit in vitro
14109 | NovaLisa® Echinococcus IgG (ECHG0130), Microtiterplate (MTP), IgG Sample Dilution Buffer (DIL G), Stop Solution (SOLN STOP), Washing Buffer (WASH BUF 20x), Conjugate (CONJ), TMB Substrate Solution (SUB TMB), Negative Control (CONTROL -), Cut-off Control (CUT OFF), Positive Control (control +) | ALBIOMED | 2023-05-16T00:00:00.000+02:00 | NovaTec Immunodiagnostica GmbH Waldstrasse 23 A6 63128 Dietzenbach Germany | ECHG0130 | In vitro | Analize per percaktimin sasior te antitrupave IgG ndaj antigjenit Echinococcus ne serumin human; mikrotiterplate, Diluent, stop, wash, konjugat, TMB substrat, kontroll negativ, kontroll cut-off, kontroll pozitiv. | Pajisje te diagnostifikimit in vitro
14111 | NovaLisa® Herpes simplex Virus 1 (HSV 1) IgM (HSV1M0500), Microtiterplate (MTP), IgM Sample Dilution Buffer (DIL M), Stop Solution (SOLN STOP), Washing Buffer (WASH BUF 20x), Conjugate (CONJ), TMB Substrate Solution (SUB TMB), Negative Control (CONTROL -), Cut-off Control (CUT OFF), Positive Control (control +) | ALBIOMED | 2023-05-16T00:00:00.000+02:00 | NovaTec Immunodiagnostica GmbH Waldstrasse 23 A6 63128 Dietzenbach Germany | HSV1M0500 | In vitro | Analize per percaktimin sasior te antitrupave IgM ndaj antigjenit Herpes simplex Virus 1 ne serumin human; mikrotiterplate, Diluent, stop, wash, konjugat, TMB substrat, kontroll negativ, kontroll cut-off, kontroll pozitiv. | Pajisje te diagnostifikimit in vitro
14117 | NovaLisa® Varicella-Zoster Virus (VZV) IgG (VZVG0490), Microtiterplate (MTP), IgG Sample Dilution Buffer (DIL G), Stop Solution (SOLN STOP), Washing Buffer (WASH BUF 20x), Conjugate (CONJ), TMB Substrate Solution (SUB TMB), Negative Control (CONTROL -), Cut-off Control (CUT OFF), Positive Control (control +) | ALBIOMED | 2023-05-16T00:00:00.000+02:00 | NovaTec Immunodiagnostica GmbH Waldstrasse 23 A6 63128 Dietzenbach Germany | VZVG0490 | In vitro | Analize per percaktimin sasior te antitrupave IgG ndaj antigjenit Varicella-Zoster Virus ne serumin human; mikrotiterplate, Diluent, stop, wash, konjugat, TMB substrat, Standarte (A-D). | Pajisje te diagnostifikimit in vitro
14046 | Stop per Frese – 11.5 mm, Stop per Frese – 13 mm, Stop per Frese – 2 mm, Stop per Frese – 3 mm, Stop per Frese – 4 mm, Stop per Frese – 5 mm, Stop per Frese – 6 mm, Stop per Frese – 7 mm, Stop per Frese – 8.5 mm, CHIAVE A CRICCHETTO STANDARD, STRUMENTI DI CONTROLLO, TRANSFER PER IMPRONTA, VITI PASSANTI, STRUMENTI DI BLOCCAGGIO, AVVITATORI MANUALI, STOP PER FRESE, OSTEOESPANSORI, Analogo Diametro 3.3 - 3.8 - 4.1 - 5.2, Analogo Diametro 3.0, Analogo Diametro 3.8 - 4.0 - 4.7, Analogo Diametro 2.7 sfera Normo, Analogo Diametro 2.7 sfera Micro, Analogo da Laboratorio - Fucsia, Analogo da Laboratorio - Giallo, Analogo da Laboratorio DS Esag. Interno diam. 4 mm, Analogo da Laboratorio DS Esag. Interno diam. 5 mm, Moncone Calcinabile Esag. Int. - rotante 3,5mm/4mm, Moncone Calcinabile Esag. Int. - con esagono 5mm /5.75mm, Moncone Calcinabile Mini-Impianti Universale, Sonda di Profondità in titanio, Cacciavite da Cricchetto Dinamometrico Esagonale 1.25 - Corto, Cacciavite da Cricchetto Dinamometrico Esagonale 1.25 - Medio, Cacciavite da Cricchetto Dinamometrico Monconi Toronto Diritti, Vite Torque Gold - Corta, Vite protesica black DLC - corta, Prolunga per cricchetto corto, Prolunga per cricchetto lungo, Prolunga per cricchetto c/Frizione medio, Prolunga per cricchetto impianti SE, Prolunga per cricchetto Mini Impianti, Digitale Manuale per PC e DCD, Stop Titanio Altezza 6.0mm, Stop Titanio Altezza 8.5mm, Stop Titanio Altezza 10mm, Osteoespansore N°1, Osteoespansore N°2, Osteoespansore N°3, Osteoespansore N°4, ANALOGHI DA LABORATORIO E MONCONI CALCINABILI, DRIVER MANUALI E DA CRICCHETTO, Analogo Diametro 5.0, Analogo Diametro 5.2 - 6.2 - 7.2, Analogo Diametro 2.7 Moncone, Analogo Toronto 4, Analogo Toronto Q, Analogo RI Diametro 3mm, Analogo RI Diametro 4mm, Analogo RI Diametro 5mm, Analogo SE Diametro 3mm, Analogo SE Diametro 5mm, Moncone Calcinabile Esag. Int. - rotante 3.5mm/4mm, Moncone Calcinabile Esag. Est. - con esagono 4mm, Moncone Calcinabile Esag. Est. - con esagono 4mm - senza vite, Moncone Calcinabile Esag. Est. - rotante 4mm, Moncone Calcinabile Esag. Est. - con esagono 4mm /5.75mm, Moncone Calcinabile Toronto 4, Moncone Calcinabile Toronto Q, Moncone Calcinabile Esag. Int. - con esagono 3.5mm /4.0mm, Moncone Calcinabile Esag. Int. - con esagono 4mm /4.75mm, Moncone Calcinabile Esag. Int. - con esagono 4mm /4.75mm - Senza vite, Moncone Calcinabile Esag. Int. - rotante 4mm /4.75mm, Moncone Calcinabile per Barra - rotante, Moncone Calcinabile Antirotante RI Diam.3mm, Moncone Calcinabile Antirotante RI Diam.4mm, Moncone Calcinabile Antirotante RI Diam.5mm, Moncone Calcinabile Rotante RI Diam.3mm, Moncone Calcinabile Rotante RI Diam.4mm, Moncone Calcinabile Rotante RI Diam.5mm, Moncone Calcinabile Antirotante SE Diam.3mm, Moncone Calcinabile Antirotante SE Diam.4mm, Moncone Calcinabile Antirotante SE Diam.5mm, Moncone Calcinabile Rotante SE Diam.3mm, Moncone Calcinabile Rotante SE Diam.4mm, Moncone Calcinabile Rotante SE Diam.5mm, Moncone Calcinabile Es.Interno Diam. 4mm Waisted - Antirotante, Moncone Calcinabile Es.Interno Diam. 4mm Waisted - Rotante, Moncone Calcinabile Antirotazione - Fucsia, Moncone Calcinabile Antirotazione - Giallo, Moncone Calcinabile Rotante - Fucsia, Moncone Calcinabile Rotante - Giallo, Perno di Parallelismo Sandard Diritto - Diametro 2/3mm, Perno di Parallelismo Sandard Angolato 15° - Diametro 2/3mm, Perno di Parallelismo Sandard Angolato 25° - Diametro 2/3mm, Kit di parallelismo per Laboratorio Hex Est 3.3 - 3.8 - 4.1 - 5.2, Kit di parallelismo per Laboratorio Hex Int 3.8, Cacciavite Manuale Esagonale 1.25 - Corto, Cacciavite Manuale Esagonale 1.25 - Medio, Cacciavite Manuale Esagonale 1.25 - Lungo, Driver Manuale X-Torque Corto, Driver Manuale X-Torque Lungo, Cacciavite da Cricchetto Dinamometrico Esagonale 1.25 - Lungo, Cacciavite da Cricchetto Dinamometrico Torque - Medio, Cacciavite da Cricchetto Dinamometrico Torque - Lungo, Transfer Toronto 4 Pick-up, Transfer ES Piattaforma 3, Transfer ES Piattaforma 4, Transfer ES Piattaforma 5, Transfer Extra Tenuta Esagono Interno, Transfer Extra Esagono Esterno, Aiuto da Laboratorio Esagono Interno, Aiuto da Laboratorio Esagono Esterno, Prolunga per cricchetto medio, Prolunga per cricchetto c/Frizione corto, Prolunga per cricchetto c/Frizione lungo, Prolunga per cricchetto impianti ES 40 corto, Prolunga per cricchetto impianti ES 40 lungo, Prolunga per cricchetto impianti ES 40 extra lungo, Prolunga per cricchetto impianti ES 33 corto, Prolunga per cricchetto impianti ES 33 lungo, Prolunga per cricchetto impianti ES 50 corto, Prolunga per cricchetto impianti ES 50 lungo, Prolunga per cricchetto IA42/50 Platinum – Corta, Prolunga per cricchetto IA42/50 Platinum – Media, Prolunga per cricchetto IA42/50 Platinum – Lunga, Prolunga per cricchetto IA34/38 Platinum – Corta, Prolunga per cricchetto IA34/38 Platinum – Media, Prolunga per cricchetto IA34/38 Platinum – Lunga, Prolunga per PC, Chiave diritta lunga, Stop Titanio Altezza 11mm, Stop Titanio Altezza 12mm, Stop Titanio Altezza 13mm, Osseoespansore N°1, Osseoespansore N°2, Osseoespansore N°3, Osseoespansore N°4, Sonda Compattatore Doppia – Sinus Lift System, Boccola per mascherina da Laboratorio, Boccola per mascherina da laboratorio Diam. 5mm, Boccola per mascherina da laboratorio Diam. 1.5mm, Misuratore di Parallelismo K34 Lunghezza 10 mm, Misuratore di Parallelismo K34 Lunghezza 18 mm, Misuratore di Parallelismo K38 Lunghezza 10 mm, Misuratore di Parallelismo K38 Lunghezza 18 mm, Misuratore di Parallelismo K42 Lunghezza 10 mm, Misuratore di Parallelismo K42 Lunghezza 18 mm, Misuratore di Parallelismo K46 Lunghezza 10 mm, Misuratore di Parallelismo K46 Lunghezza 18 mm, Misuratore di Parallelismo K50 Lunghezza 10 mm, Misuratore di Parallelismo K50 Lunghezza 18 mm, Scan Abment Laboratorio DS Esag. Interno, Stop per Frese – 1 mm, Stop per Frese - 10mm | SERVICE DENTAL ALBANIA | 2023-05-24T00:00:00.000+02:00 | ING. CARLO ALBERTO ISSOGLIO &amp; C. S.R.L., Via F.lli Di Dio, 68 - 28887 OMEGNA (VB) - ITALY | W2-STP11.5, W2-STP13, W2-STP2, W2-STP3, W2-STP4, W2-STP5, W2-STP6, W2-STP7, W2-STP8.5, P Z XXXX, CRND, PIN XX, DXX XX, PEM I, PE VIT Z, AL Z, PC XXX, ST XX, EXP XX, PE 400, PE 500A, PI 300, PI 400, PI 500, PM 1, PM 2, PM 3, PEM A, W2-IP 3AL-P, W2-IP 4AL-P, W2-IP 4AL-DS, W2-IP 5AL-DS, PI 311, PE 410, PE 411, PE 510, PE 510A, PE MC, PI 310, PI 410, PI 510, PI 411, PI 4BC, PM 4, PIN, PIN 15, PIN 25, KLE, KLI, SOM, DM 01, DM 02, DM 03, DCD 01, DCD 02, DCD 03, DCDX 01, DCDX 02, DCDM, PE VITS, PE VITB, ALI, ALE, PC 01, PC 02, PC 03, PC 01R, PC 02R, PC 03R, PC SE1, PC SE2, PC M01, PC M02, DGM, ST 06, ST 08, ST 10, ST 12, EXP 01, EXP 02, EXP 03, EXP 04, Z P XXX (-Y), W2-CRND, W2-PIN XX, W2-DXXA XX, W2-Z P XX, Z P VIT A XX, W2-EP4AL, W2-EP5AL-A, W2-IP3AL, W2-IP4AL, W2-IP5AL, W2-PMSN, W2-PMSM, W2-PMM, W2-EPMAL, W2-EPMAL-Q, W2-RP3AL, W2-RP4AL, W2-RP5AL, W2-SP3AL, W2-SP5AL, W2-IP3CR, W2-EP4CA, W2-EP4CA-V, W2-EP4CR, W2-EP5CA, W2-EP5CA-A, W2-EPMC, W2-EPMICQ, W2-IP3CA, W2-IP4CA, W2-IP4CA-A, W2-IP4CA-V, W2-IP5CA, W2-IP4CR, W2-IP4CR -A, W2-IPBC, W2-PMC, W2-RP3CA, W2-RP4CA, W2-RP5CA, W2-RP3CR, W2-RP4CR, W2-SP3CA, W2-SP4CA, W2-SP5CA, W2-SP3CR, W2-SP4CR, W2-SP5CR, W2-IP4CA-W, W2-IP4CR-W, W2-IP 3CA4-P, W2-IP 4CA4-P, W2-IP 3CR4-P, W2-IP 4CR4-P, W2-PIN, W2-PIN 15, W2-PIN 25, W2-KLE, W2-KLI, W2-SOM, W2-DM 01, W2-DM 02, W2-DM 03, W2-DMX1, W2-DMX2, W2-DCD 01, W2-DCD 02, W2-DCD 03, W2-DCDX 01, W2-DCDX 02, W2-DCDM, W2-EPM I, W2-SP3I, W2-SP4I, W2-SP5I, W2-IPX40, W2-EPX40, W2-ALI, W2-ALE, W2-PC 01, W2-PC 02, W2-PC 03, W2-PC 01R, W2-PC 02R, W2-PC 03R, W2-PC SE1, W2-PC SE2, W2-PC SE3, W2-PC ES301, W2-PC ES302, W2-PC ES501, W2-PC ES502, W2-PC M01, W2-PC M02, W2-PCP4S, W2-PCP4M, W2-PCP4L, W2-PCP3S, W2-PCP3M, W2-PCP3L, W2-PRPC, W2-DGM, W2-CDL, W2-ST 06, W2-ST 08, W2-ST 10, W2-ST 11, W2-ST 12, W2-ST 13, W2-EXP 01, W2-EXP 02, W2-EXP 03, W2-EXP 04, W2-STPROSL1, W2-BOC5, W2-BOC6, W2-BOC15, W2-PINK3410, W2-PINK3418, W2-PINK3810, W2-PINK3818, W2-PINK4210, W2-PINK4218, W2-PINK4610, W2-PINK4618, W2-PINK5010, W2-PINK5018, W2-IP4SA-DS, W2-STP1, W2-STP10 | Klasa I | Aksesore perplotesues per implantet dentare ne ndihme te perforcimit dhe protezes | Pajisje dentare
14177 | Elecsys CEA, CEA CalSet, Elecsys DHEA-S, DHEA-S CalSet, Elecsys Estradiol III, Estradiol III CalSet, Elecsys Ferritin, Ferritin CalSet, Elecsys Folate III, CalSet Folate, Folate III CalSet, free BhCG CalSet, Elecsys free BhCG, TRIGL, UREAL, UA2, ISE Internal Standard Gen.2, ISE Reference Electrolyte, ISE Standard High, ISE Standard Low, Precicontrol ClinChem Multi 1, Precicontrol ClinChem Multi 2, Precinorm PUC, Precipath PUC, Calibrator for automated systems, C.f.a.s. Lipids, C.f.a.s Proteins, C.f.a.s. PAC, C.f.a.s. PUC, Isecsvs FSH, Elecsys FSH, FSH CalSet II, FT3 II CalSet, Elecsys FT3 III, Elecsys FT4 III, CalSet FT4 III, Elecsys HCG+B, HCG+B CalSet, Elecsys IgE II, IgE CalSet, Elecsys Insulin, Insnin Calset, Elecsys LH, LH CalSet II, PAPP-A CalSet, Elecsys PAPP-A, Elecsys proBNP II STAT, Elecsys proBNP II, proBNP II CalSet, proBNP II STAT CalSet, CalSet proBNP II, Elecsys BRAHMS PCT , Elecsys Progesterone III, Progesterone III CalSet, Elecsys Prolactin II, Prolactin II CalSet, Elecsys free PSA, free PSA CalSet, Elecsys total PSA, total PSA CalSet, Elecsys PTH, Elecsys PTH STAT, CalSet PTH, CalSet PTH STAT, Elecsys Rubella IgG, PreciControl Rubella IgG, Elecsys Testosterone II , Testosterone II CalSet II, Elecsys Testosterone II, Elecsys Troponin I STAT, Elecsys Troponin I, Troponin I STAT Cal Set, Elecsys TSH, TSH CalSet, Elecsys Vitamin B12 II, Vitamin B12 II CalSet, Elecsys Vitamin D total III, PreciControl Vitamin D total III, CalSet Vitamin D total III, Elecsys Vitamin D total, Vitamin D total CalSet, PreciControl Universal, PreciControl Cardiac II, PreciControl Troponin, PreciControl Varia, PreciControl Multimarker, PreciControl ThyroAB, PreciControl Thyro Sensitive, ALTL, ALT, ALTLP, ALTPM, ALTP, ALBT2, ALB2, ALP2, ALP2S, AMYL2, ASLOT, AST, ASTL, ASTLP, ASTPM, ASTP, BILD2, BILT3, CA2, CERU, CHOL2, C3C-2, C4-2, CRP4, CK, CKMB, C.f.a.s. CK-MB, CREJ2, GGT-2, GLUC3, HDLC4, A1C-3, A1CX3, PreciControl HbA1c norm, PreciControl HbA1c path, C.f.a.s. HbA1c, IGA-2, IGG-2, IGM-2, IRON2, LDHI2, LDLC3, LIPC, LPA2, Preciset Lp(a) Gen.2, PreciControl Lp(a) Gen.2, MG2, PHOS2, RF Control Set, RF-II, Preciset RF, TP2, TRSF2, Elecsys AFP, AFP CalSet II, PreciControl Anti-CCP, Elecsys Anti-CCP, Anti-TPO CalSet, Elecsys Anti-TPO, Elecsys Calcitonin, Calcitonin CalSet, Elecsys CA 125 II, CA 125 II CalSet II, Elecsys CA 15-3 II, Elecsys CA 15-3 II , CA 15-3 II CalSet, Elecsys CA 19-9, CA 19-9 CalSet | Labor Dr. Limbach Heidelberg Germany | 2023-05-25T00:00:00.000+02:00 | Roche Diagnostics GmbH, Sandhofer Strasse 116 68305 Mannheim Germany | 11731629322, 7027079190, 7027079214, 04491777190, 11731645322, 03000087122, 07027192190, 03000095122, 06656021190, 06656021214, 07027249190, 07027249214, 06656048190, 03737551190, 03737551214, 04491785190, 7027273190, 7027273214, 03737586190, 07027290190, 07396473190, 07559992190, 07560001190, 04854080200, 08860297190, 08860319190, 08932352190, 04657594190, 05171407190, 08058687190, 05171407214, 20767107322, 04460715190, 04657616190, 05171873190, 08058806190, 05171873214, 03183807190, 04657608190, 05171857190, 05171857214, 08058750190, 04522320190, 04880455190, 10820652216, 11360981216, 08392013190, 11183982216, 11183974216, 05117003190, 05117208922, 05947626160, 05947626190, 05117216190, 05117291922, 05947774160, 05947774190, 03121313122, 03121291122, 10759350190, 10759350360, 12172623122, 12172623160, 11355279160, 11355279216, 03555941190, 03121305122, 08932387190, 08932417190, 07027346190, 1775863122, 03032680122, 09005803190, 09005811190, 09005811214, 09077871190, 06437206190, 07027362190, 06437222190, 07976836190, 07976887190, 07976879190, 03271749190, 07251025190, 03302652190, 04827031190, 04827031214, 07027516190, 07027516214, 11930427122, 12017547122, 112017547214, 07027559190, 07027559214, 112017504122, 07027575190, 07027575214, 11732234122, 03561097190, 04854101200, 08860173190, 08860181190, 08836736190, 08836744190, 08836752190, 08884234190, 0888426919, 08884277190, 08828644190, 08828679190, 08828644200, 08828679200, 07092539190, 07027699190, 07027699214, 07092547190, 03203093190, 03203093214, 07027737190, 07027737214, 03277356190, 08828601190, 08828610190, 08828610214, 08851964190, 08791686190, 08791732190, 08791732214, 08791716190, 08838534190, 11972103122, 04892470190, 07251068190, 08243875190, 08243930190, 04618793190, 04618807190, 05200067190, 07027770190, 05202230190, 08946353190, 08946370190, 05094798190, 05094810190, 07028059190, 05094801190, 08443432190, 08443432214, 08429324190, 08443459190, 07028121190, 07028121214, 07212771190, 07212780190, 09038078190, 09038086190, 09038124190, 09038124922, 09038116190, 05894913190, 05894921190, 11731416190, 11731416922 (QCS), 04917049190, 04917049922, 05095107190, 05095107922, 05618860190, 05618860922, 05341787190, 05341787922, 05042666191, 06445918190, 20764957322, 05850797190, 04718569190, 04467388190, 05531462190, 08056773190, 04469658190, 05167043190, 05401500190, 08056722190, 03183688122, 04657357190, 05166861190, 08056692190, 03333701190, 03333752190, 05166888190, 05166888214, 08056757190, 04657373190, 03183742122, 05167027190, 05167027214, 05401496190, 08056811190, 04489403190, 05219191190, 08105472190, 05850819190, 04657543190, 20764949322, 04467493190, 05531446190, 08056838190, 05168384190, 05168384214, 05589061190, 05589134190, 08056951190, 05795397190, 05795419190, 05795648190, 08056960190, 05061482190, 05061504190, 05168449190, 05168449214, 08057427190, 05950848190, 08105553190, 20764663322, 03039773190, 04718917190, 05168538190, 08057443190, 05168538214, 03001938322, 05991986190, 08105537190, 03001962322, 05991994190, 08105545190, 07876033190, 07876424190, 07876432190, 08057591190, 05168546190, 07190794190, 07442017190, 08057460190, 05168546214, 05168562190, 05168562214, 07190808190, 07442050190, 08057486190, 11447394216, 04810716190, 05401755190, 06407137190, 06407137214, 08057532190, 03002721122, 05168775190, 05168775214, 05401461190, 08057796190, 04404483190, 05168791190, 05168791214, 08057800190, 07528566190, 07528582190, 07528582214, 07528604190, 08057877190, 05336163190, 05336180190, 07559674190, 08056668190, 08445699190, 05479207190, 05991323922, 05912504190, 05991331922, 04528417190, 03507343190, 05219205190, 08057885190, 03507432190, 05220718190, 08057915190, 03507190190, 05220726190, 08057923190, 03183696122, 05169291190, 05169291214, 05401658190, 08057931190, 03004732122, 05169330190, 05401674190, 08057958190, 05169330214, 07005717190, 07005768190, 07005768214, 07005806190, 08057966190, 03029590322, 05401704190, 07041918190, 08057982190, 0585262 | In vitro | Reagent per testimin e CEA, Calibrator per testimin e CEA, Reagent per testimin e DHEA-S, Calibrator per testimin e DHEA-S, Reagent per testimin e Estradiol III, Calibrator per testimin e Estradiol III, Reagent per testimin e Ferritin, Calibrator per testimin e Ferritin, Reagent per testimin e Folate III, Calibrator per testimin e Folate III, Calibrator per testimin e free BhCG, Reagent per testimin e free BhCG, Reagent per testimin e Trigliceridit, Reagent per testimin e Ureas, Reagent per testimin e Acidit Urik, Reagent per kontroll te brendshem te analizatorit, Reagent per kontroll te brendshem te elektroliteve, Kalibrator reagentesh, Kontroll reagentesh niveli 1, Kontroll reagentesh niveli 2, Kontroll reagentesh me vlera ne norme, Kontroll reagentesh me vlera patologjike, Kalibratror per sisteme te automatizuara, Kalibrator per lipidet, Kalibrator per proteinat, Reagent per testimin e FSH, Calibrator per testimin e FSH, Calibrator per testimin e FT3, Reagent per testimin e FT3, Reagent per testimin e FT4, Reagent per testimin e FT5, Calibrator per testimin e FT4, Reagent per testimin e HCG+B, Calibrator per testimin e HCG+B, Reagent per testimin e IgE II, Calibrator per testimin e IgE II, Reagent per testimin e Insulin, Calibrator per testimin e Insulin, Reagent per testimin e LH, Calibrator per testimin e LH, Calibrator per testimin e PAPP-A, Reagent per testimin e PAPP-A, Reagent per testimin e proBNP, Calibrator per testimin e proBNP, Reagent per testimin e BRAHMS PCT , Reagent per testimin e Progresterone, Calibratorper testimin e Progresterone, Reagent per testimin e Prolactin, Calibrator per testimin e Prolactin, Reagent per testimin e PSA, Calibrator per testimin e PSA, Reagent per testimin e total PSA, Calibrator per testimin e total PSA, Reagent per testimin e PTH, Calibrator per testimin e PTH, Reagent per testimin e Rubela, Kontroll per testimin e Rubela, Kalibrator per testimin e testosterone, Reagent per testimin e testosterone, Reagent per testimin e Troponin I, Kalibrator per testimin e Troponin I, Reagent per testimin e TSH, Kalibrator per testimin e TSH, Reagent per testimin e Vitaminen B12, Kalibrator per testimin e Vitaminen B12, Reagent per testimin e Vitaminen D total, Kontroll per testimin e Vitaminen D total, Kalibratorl per testimin e Vitaminen D total, Kontroll universal, Kontroll kardiak II, Kontroll troponin, Kontroll Varia, Kontrolle reagntesh multimarker, Kontroll thyro AB, Kontroll Thyro sensitive, Reagent per testimin e ALT, Reagent per testimin e Albumines, Reagent per testimin e ALP, Reagent per testimin e Amilazes, Reagent per testimin e Anti-Streptolizines O, Reagent per testimin e AST, Reagent per testimin e Bilirubines Direkte, Reagent per testimin e Bilirubines Totale, Reagent per testimin e Kalciumit, Reagent per testimin e Ceruplazmines, Reagent per testimin e Kolesterolit, Reagent per testimin e faktorit C3 te komplementit, Reagent per testimin e faktorit C4 te komplementit, Reagent per testimin e Proteines C Reaktive, Reagent per testimin e Kreatine Kinazes, Reagent per testimin e CKMB, Kalibrator per reagentin CKMB, Reagent per testimin e Kreatinines, Reagent per testimin e GGT, Reagent per testimin e Glukozes, Reagent per testimin e HDL, Reagent per testimin e Hemoglobines se Glukozuar (HbA1c), Kontroll me vlera ne norme per reagentin e HbA1c, Kontroll me vlera patologjike per reagentin e HbA1c, Kalibrator per reagentin HbA1c, Reagent per testimin e IGA, Reagent per testimin e IGG, Reagent per testimin e IGM, Reagent per testimin e Hekurit, Reagent per testimin e Laktat Dehidrogjnazes, Reagent per testimin e LDL, Reagent per testimin e Lipazes, Reagent per testimin e Lipoproteines a (Lp(a)), Kalibrator per reagentin Lp(a), Kontroll per reagentin Lp(a), Reagent per testimin e Magnezit, Reagent per testimin e Fosforit, Kontroll per reagentin RF (Faktori Rheumatoid), Reagent per testimin e Faktorit Rheumatoid (RF), Kalibrator per reagentin RF, Reagent per testimin e Proteines Totale, Reagent per testimin e Transferines, Reagent per testimin e AFP, Calibrator per reagentin AFP, Kontrolli per testimin e Anti CCP, Reagent per testimin e Anti CCP, Calibrator per testimin e Anti TPO, Reagent per testimin e Anti TPO, Reagent per testimin e Calcitonin, Calibrator per testimin e Calcitonin, Calibrator per testimin e CA-129, Reagent per testimin e CA-125, Calibrator per testimin e CA-15-3, Reagent per testimin e CA-19-9, Calibrator per testimin e CA-19-9 | Pajisje te diagnostifikimit in vitro
14223 | ECO-D | Labor Dr. Limbach Heidelberg Germany | 2023-05-26T00:00:00.000+02:00 | Roche Diagnostics GmbH, Sandhofer Strasse 116 68305 Mannheim Germany | 05422485190, 05907543190, 05907543214, 06544410190, 08063354190, 08063354214 | In vitro | EcoTergent është një aditiv për të reduktuar tensionin sipërfaqësor në sistemet cobas | Pajisje te diagnostifikimit in vitro
14224 | Sample Cleaner 1, CLEAN | Labor Dr. Limbach Heidelberg Germany | 2023-05-26T00:00:00.000+02:00 | Roche Diagnostics GmbH, Sandhofer Strasse 116 68305 Mannheim Germany | 04708725190, 04774248190, 05352991190, 20764337322 | In vitro | pastrues sample | Pajisje te diagnostifikimit in vitro
14294 | AAT2, APOAT, APOBT, AT, SHBG CalSet, Ampoule Adapter, Urine Diluent, Sodium Electrode Conditioner, Hb Calibrator, Cleaning Solution, W Waste Container, ACTH Calset, C02-L, TPUC3, Preciset TDM II, Preciset TDM I, NaCl, VALP2, Valproic Acid, CHE2, Combur 10 Test, TDM Control Set, UIBC, MULTI, LI, CLEAN, Cleaner - Special Wash Requirements, PreciControl Anti-HAV, Roche CARDIAC T Quantitative, Cell Wash Solution II I Acid Wash, PreciControl Cardiac II, PreciControl ThyroAB, Homocysteine Control Kit, CalSet IGF-1, PreciControl Growth, Cell Wash Solution I I NaOH-D, Elecsys AMH Plus, CalSet AMH Plus, PreciControl AMH Plus, Sample Cup, Control-Test M, NaOH-D I Basic Wash, Hitergent, Elecsys CA 125 II, Elecsys CA 72-4, Elecsys Anti-HAV IgM, Elecsys Digoxin, Elecsys Cortisol, Chimney, Check Solution Sample, Cleaner Cassette, Cuvette COBAS INTEGRA, cobas cup white, Waste Container, HCYS, Homocysteine Calibrator Kit, LACT2, NH3L, PreciControl HSV, Cyclosporine CalSet, Tacrolimus CalSet, ISD Sample Pretreatment, PreciControl ISD, HE4 CalSet, PreciControl HE4, Anti-TG Calset, Tg II CalSet, Cortisol II CalSet, Cystatin C Control Set Gen. 2, KAPP2, PreciChrom I/II, Precimat Chromogen, Combur 10 Test M, Combur 10 Test UX, SMS I Acid Wash, Cardiac Pipettes, Assay Tip Elecsys 2010, Assay Cup Elecsys 2010, CA 72-4 CalSet, Clean-Liner, Kappa, Lambda, Digoxin CalSet, Cortisol CalSet, PreciControl Anti-HAV lgM, CHE, PTH CalSet, Twin Tubes, FE Standard, Preciset sTtR, sTtR Control Set, SDR II, Serum proteins T-Standard, Carbamazepine, Digoxin, Valproic Acid, Vancomycin, Ammonia/Ethanol/C02 Calibrator, Ammonia/Ethanol/C02 Control N, Ammonia/Ethanol/C02 Control A, CLEANER, ISE Deproteinizer, STFR, Cyclosporine Calibrators, Cyclosporin Sample Pretreatment Reagent, Elecsys Digitoxin, Elecsys SHBG, Potassium Electrode, Lithium Electrode (Li+), Chloride Electrode, Sodium Electrode, Potassium Electrode, Calcium Electrode, PC02 Electrode, P02 Electrode, pH Electrode, Reference Electrode, Reference Electrode Housing, ISE SnapPak, ISETROL, Elecsys C-Peptide, Elecsys ACTH, S1 Rinse Solution, S2 Fluid Pack, S3 Fluid Pack A, GLU/LAC/UREA (BUN) Cassette, COMBITROL PLUS B, LEVEL 1, COMBITROL PLUS B, LEVEL 2, COMBITROL PLUS B, LEVEL 3, Micro Cuvette Segment, Elecsys Anti-TSHR, INSTC, Elecsys Anti-HAV, Elecsys hGH, Elecsys HSV-1 IgG, Elecsys HSV-2 IgG, Elecsys Cyclosporine, Elecsys Tacrolimus, Elecsys HE4, Sample Cleaner 2, SmpCln2, Elecsys Anti-Tg, Elecsys Tg II, Elecsys Cortisol II, CARB4, PreciControl Vitamin D total II, Elecsys IGF-1 | Labor Dr. Limbach Heidelberg Germany | 2023-05-29T00:00:00.000+02:00 | Roche Diagnostics GmbH, Sandhofer Strasse 116 68305 Mannheim Germany | 03005771, 03032566, 03032574, 03036081, 03052028, 03066762, 03110249, 03110362, 03110923, 03111555, 03144054, 03183700, 03255760, 03289923, 03333825, 03375781, 03375790, 04489357, 04491041, 04498577, 04510062, 04521536, 04536355, 04593138, 04679598, 04774248, 04855043, 04877772, 04880307, 04917049, 05042666, 05142423, 07475969190, 07476108190, 07531869190, 07957190190, 07957203190, 07957211190, 10394246001, 11379194263, 11555430216, 11555448216, 11776223190, 11776258122, 11820591122, 11820796190, 11875116122, 11930630001, 20757144322, 20764337322, 21043862001, 21045318001, 21046179001, 05385415, 05385504, 05401666, 05401739, 05455308, 05572207, 05889022, 05889065, 05889073, 05889081, 05950945, 05950953, 06368603, 06445900, 06687750, 06729371, 06749976, 11012002, 11012045, 11379208, 11544373, 11555421, 11622889, 11706799, 11706802, 11776274, 11800507, 11820176, 11820184, 11820907, 11875124, 11876368, 11877763, 11972219, 12029774, 12146401, 12148331, 12148340, 20720720, 20737267, 20737828, 20737836, 20737933, 20737941, 20751995, 20752401, 20753009, 20754765, 20763071, 20763454, 20766305, 20766364, 20766682, 03002659122, 03052001190, 03110338180, 03110354180, 03110419180, 03110451180, 03110664180, 03111571180, 03111598180, 03111628180, 03111644180, 03111679180, 03111695180, 03111717180, 03111873180, 03112284180, 03112306180, 03112349180, 03112888180, 03184897190, 03255751190, 03260917184, 03260925184, 03260933184, 03261085184, 03321193001, 03321207001, 03321215001, 04357108001, 04388780190, 04851013190, 04854977190, 05390125190, 05572185190, 05572193190, 05889014190, 05889057190, 05950929190, 05958024190, 06368697190, 06445896190, 06687733190, 07258062190, 07464266190, 07475896190 | In vitro | Reagent AAT2, Reagent APOAT, Reagent APOBT, Reagent AT, Kalibrator SHBG CalSet, Pershtates Ampoule , Urine Diluent, Sodium Electrode Conditioner, Hb Calibrator, Solucion pastrimi, W Kontainer Mbeturinash, Reagent LACT2, Kalibrator ACTH Calset, Reagent TPUC3, Kontroll Preciset TDM II, Kontroll Preciset TDM I, Reagent NaCl, Acid VALP2, Valproic , Reagent CHE2, Reagent Combur 10 Test, Reagent TDM Control Set, Reagent UIBC, Reagent MULTI, Reagent LI, Pastrues CLEAN, Kontroll PreciControl Anti-HAV, Reagent Roche CARDIAC T Quantitative, Cell Wash Solution II I Acid Wash, Kontroll PreciControl Cardiac II, Kontroll PreciControl ThyroAB, Kontroll Homocysteine Control Kit, Kalibrator CalSet IGF-1, Kontroll PreciControl Growth, Cell Wash Solution I I NaOH-D, Reagent Elecsys AMH Plus, Kalibrator CalSet AMH Plus, Kontroll PreciControl AMH Plus, Sample Cup, Control-Test M, NaOH-D I Basic Wash, Reagent Hitergent, Reagent Elecsys CA 125 II, Reagent Elecsys CA 72-4, Reagent Elecsys Anti-HAV IgM, Reagent Elecsys Digoxin, Reagent Elecsys Cortisol, Reagent Chimney, Check Solution Sample, Cleaner Cassette, Cuvette COBAS INTEGRA, cobas cup white, Waste Container, Reagent HCYS, Kalibrator Homocysteine Calibrator Kit, Reagent NH3L, Reagent C02-L, Kontroll PreciControl HSV, Kalibrator Cyclosporine CalSet, Kalibrator Tacrolimus CalSet, ISD Sample Pretreatment, Kontroll PreciControl ISD, Kalibrator HE4 CalSet, Kontroll PreciControl HE4, Kalibrator Anti-TG Calset, Kalibrator Tg II CalSet, Kalibrator Cortisol II CalSet, Kontroll Cystatin C Control Set Gen. 2, Reagent KAPP2, Kontroll PreciChrom I/II, Precimat Chromogen, Reagent Combur 10 Test M, Reagent Combur 10 Test UX, SMS I Acid Wash, Cardiac Pipettes, Assay Tip Elecsys 2010, Assay Cup Elecsys 2010, Kalibrator CA 72-4 CalSet, Clean-Liner, Kappa, Lambda, Kalibrator Digoxin CalSet, Kalibrator Cortisol CalSet, Kontroll PreciControl Anti-HAV lgM, Reagent CHE, Kalibrator PTH CalSet, Twin Tubes, FE Standard, Kontroll Preciset sTtR, Kontroll sTtR Control Set, Reagent SDR II, Reagent Serum proteins T-Standard, Reagent Carbamazepine, Reagent Digoxin, Valproic Acid, Reagent Vancomycin, Kalibrator CO2, Kontroll N, Kontroll A, Pastrues , Reagent , Kalibrator Ciklosporine, Pretreatment reagent per ciklosporine, Reagent digitoxin, Reagent SHBG, Elektroda potasium, Elektroda chloride, Elektroda litium, Elektroda sodium, Elektroda calcium, Elektroda co2, Elektroda po2, Elektroda Ph, Elektroda reference, ISE , Reagent ISETROL, Reagent Elecsys C-Peptide, Reagent Elecsys ACTH, S1 Rinse Solution, S2 Fluid Pack, S3 Fluid Pack A, GLU/LAC/UREA (BUN) Cassette, Reagent COMBITROL PLUS B, LEVEL 1, Reagent COMBITROL PLUS B, LEVEL 2, Reagent COMBITROL PLUS B, LEVEL 3, Micro Cuvette Segment, Reagent Elecsys Anti-TSHR, Reagent INSTC, Reagent Elecsys Anti-HAV, Reagent Elecsys hGH, Reagent Elecsys HSV-1 IgG, Reagent Elecsys HSV-2 IgG, Reagent Elecsys Cyclosporine, Reagent Elecsys Tacrolimus, Reagent Elecsys HE4, Sample Cleaner 2, SmpCln2, Reagent Elecsys Anti-Tg, Reagent Elecsys Tg II, Reagent Elecsys Cortisol II, Reagent CARB4, Kontroll PreciControl Vitamin D total II, Reagent Elecsys IGF-1 | Pajisje te diagnostifikimit in vitro
14297 | Diluent Universal, Diluent Universal 2 | Labor Dr. Limbach Heidelberg Germany | 2023-05-29T00:00:00.000+02:00 | Roche Diagnostics GmbH, Sandhofer Strasse 116 68305 Mannheim Germany | 03183971122, 07299001190, 11732277122, 05192943190 | In vitro | Diluent Universal | Pajisje te diagnostifikimit in vitro
14238 | PreciControl Toxo IgM | Labor Dr. Limbach Heidelberg Germany | 2023-05-29T00:00:00.000+02:00 | Roche Diagnostics GmbH, Sandhofer Strasse 116 68305 Mannheim Germany | 4618866190 | In vitro | Kontroll per Toxo igM | Pajisje te diagnostifikimit in vitro
14239 | PreciControl HBsAg II | Labor Dr. Limbach Heidelberg Germany | 2023-05-29T00:00:00.000+02:00 | Roche Diagnostics GmbH, Sandhofer Strasse 116 68305 Mannheim Germany | 4687876190 | In vitro | Kontroll per HBsAg II | Pajisje te diagnostifikimit in vitro
14244 | Elecsys HIV combi PT | Labor Dr. Limbach Heidelberg Germany | 2023-05-29T00:00:00.000+02:00 | Roche Diagnostics GmbH, Sandhofer Strasse 116 68305 Mannheim Germany | 08924163190, 08924180190 | In vitro | Kontroll HIV | Pajisje te diagnostifikimit in vitro
14245 | Monoklonales Testreagenz Anti-A | KRIJON | 2023-06-02T00:00:00.000+02:00 | Sifin diagnostics gmbh, Berliner Allee 317-321, 13088 Berlin, Germany | Anti-A | In vitro | Reagentët e testit monoklonal përdoren për të zbuluar antigjenet e grupit të gjakut A me anë të aglutinimit të qelizave e kuqe te gjakut. | Pajisje te diagnostifikimit in vitro
14310 | VENTANA Silver ISH DNP Detection Kit | E v i t a | 2023-06-02T00:00:00.000+02:00 | Ventana Medical Systems, lnc. 1910 E. lnnovation Park Drive Tucson, AZ 85755 USA | 08318883001 / 760-516 | In vitro | Reagent Ngjyrues Silver per perdorim ne Imunohistokimi | Pajisje te diagnostifikimit in vitro
14354 | HER2 Dual ISH 3-in-1 Xenograft Slides | E v i t a | 2023-06-02T00:00:00.000+02:00 | Ventana Medical Systems, lnc. 1910 E. lnnovation Park Drive Tucson, AZ 85755 USA | 05640300001 / 783-4422 | In vitro | Slide per kontrollin e ngjyrimit gjate instalimit te aparatit ne imunohistokimi | Pajisje te diagnostifikimit in vitro
14315 | Sodium Electrode | E v i t a | 2023-06-05T00:00:00.000+02:00 | Roche Diagnostics GmbH Sandhofer Strasse 116 68305 Mannheim Germany | 21029371001 | In vitro | Elektrode per matjen e Natriumit ne serumin/plazmen njerezore | Pajisje te diagnostifikimit in vitro
14569 | S-CAL Calibrator, COULTER 6C Cell Control, COULTER LIN-X LinearityControl, COULTER Retic-X Cell Control | GENIUS SHPK | 2023-07-18T00:00:00.000+02:00 | Beckman Coulter Inc . - 250 S. Kraemer Blvd, Brea, CA 92821 USA - Avenija Veceslava Holjevca 40,10020 Zagreb , Croatia | 628026, 628027, 628029, 628028 | In vitro | Reagent in vitro funksioni I te ciles eshte kalibrimi I reagenteve te ndryshem hematologjik ne analizuesit e Beckman Coulter., Reagent in vitro funksioni I se ciles eshte te kontrolloj cilësine dhe te monitoroj performancën e analizatorëve hematologjikë Beckman Coulter., Reagent in vitro funksioni I te ciles eshte kontrolli I reagenteve te ndryshem hematologjik ne analizuesit e Beckman Coulter. | Pajisje te diagnostifikimit in vitro
14439 | Operating Light NEXUS / OL-01, Operating Light NEXUS / OL-02 | Health & Light | 2023-07-14T00:00:00.000+02:00 | INFIMED Spółka z ograniczoną odpowiedzialnością 34-300 Żywiec, ul. Kabaty 1, Polska | NEXUS OL-01, NEXUS OL-02 | Klasa I | Llampa Operacioni NEXUS OL-01, Llampa Operacioni NEXUS OL-02 | Pajisje elektromekanike
14437 | Accessories NEO 900 Beam Splitter 50:50, AccessoriesNEO 900 Beam splitter T, Accessories NEO 900 Verti scope T-R, Accessories NEO 900 Verti scope U, Accessories NEO 900 C.Mor HD, Accessories NEO 900 C.Mor HD3, Accessories NEO 900 Stereoscopic co-observer 160, Accessories NEO 900 Stereoscopic co-observer 0, Accessories NEO 900 1/3" Camera Attachment, Accessories NEO 900 Tocular, Accessories NEO 900 Eibos 2 f=175, Accessories NEO 900 Eibos 2 f=200, Accessories NEO 900 C.Mon HD, Accessories NEO 900 HS MIOS 5, Accessories NEO 900 Foot Switch EF 5000, Accessories NEO 900 Foot Switch EF 5001 | PEGASUS. | 2023-07-10T00:00:00.000+02:00 | Haag-Streit AG SRN CH-MF-000020981 CHRN-MF-2000022 3098 Koeniz Switzerland | 4000006, 4000007, 4000060, 4000061, 4000011, 4000012, 4000054, 4000055, 4000065, 4000056, 4000015, 4000018, 4000010, 4000039, 4000029, 4000030 | Klasa I | Jane aksesore te mikroskopit okulistik NEO 900 | Pajisje oftalmike dhe optike
14573 | Pectus Support Bar, 7" , Pectus Support Bar, 8", Pectus Support Bar, 9", Pectus Support Bar, 10", Pectus Support Bar, 11", Pectus Support Bar, 12", Pectus Support Bar, 13", Pectus Support Bar, 14", Pectus Support Bar, 15", Pectus Support Bar, 16", Pectus Support Bar, 17", Pectus Support Bar, 7.5" , Pectus Support Bar, 8.5" , Pectus Support Bar, 9.5" , Pectus Support Bar, 10.5" , Pectus Support Bar, 11.5" , Pectus Support Bar, 12.5" , Pectus Support Bar, 13.5" , Pectus Support Bar, 14.5" , Pectus Support Bar, 15.5" , Pectus Support Bar, 16.5" , Pectus Elongated Stabilizer , Pectus Support Bar, Smooth Ribs 13", Pectus Support Bar, 18", Pectus Support Bar, 19", Pectus Support Bar, 20" | T R I M E D | 2023-07-18T00:00:00.000+02:00 | Biomet Microfixation 1520 Tradeport Drive, Jacksonville, Florida 32218,USA | 01-3707, 01-3708, 01-3709, 01-3710, 01-3711, 01-3712, 01-3713, 01-3714, 01-3715, 01-3716, 01-3717, 01-3707-05, 01-3708-05, 01-3709-05, 01-3710-05, 01-3711-05, 01-3712-05, 01-3713-05, 01-3714-05, 01-3715-05, 01-3716-05, 01-3801, SP-1722, SP-2659, SP-2660, SP-2661 | Klasa IIb | Implant, i cili përdoret në kirurgjinë invazive minimale për rimodelimin e murit të kraharorit, teknikë e njohur si "Riparim invaziv minimal i Pectus Excavatum" | Pajisje te implantueshme jo aktive
14627 | REVANESSE OUTLINE+ WITH LIDOCAINE 1.2 ML PN 40115 | PHARMAWEST | 2023-07-26T00:00:00.000+02:00 | PROLLENIUM MEDICAL TECHNOLOGIES,Inc 138 Industrial ParwayN, AURORA ,ON,CANADA L4G 4C3 29 EAST WILMOT ST. RICHMOND HILL, ON, CANADA L4B 1A3 | REVANESSE OUTLINE+ WITH LIDOCAINE 1.2 ML PN 40115 | Klasa III | Filler me përmbajtje xheli Acid Hialuronik i cili përdoret për rikuperimin e humbjes të volumit dhe korrigjimin e kontureve dhe deformimeve. Përdoret për rrudhat e fytyrës, përmirësim volumi, mbushe buzësh , hidratim në lëkurë dhe konturimin e dëmtimeve nga injektimet e mëparshme në indet e buta. | Pajisje te implantueshme jo aktive
14555 | REVANESSE SHAPE + WITH LIDOCAINE 1.2 ML PN 40126 | PHARMAWEST | 2023-07-26T00:00:00.000+02:00 | PROLLENIUM MEDICAL TECHNOLOGIES,Inc 138 Industrial ParwayN, AURORA ,ON,CANADA L4G 4C3 29 EAST WILMOT ST. RICHMOND HILL, ON, CANADA L4B 1A3 | REVANESSE SHAPE + WITH LIDOCAINE 1.2 ML PN 40126 | Klasa III | Filler me përmbajtje xheli Acid Hialuronik i cili përdoret për rikuperimin e humbjes të volumit dhe korrigjimin e kontureve dhe deformimeve. Përdoret për rrudhat e fytyrës, përmirësim volumi, mbushe buzësh , hidratim në lëkurë dhe konturimin e dëmtimeve nga injektimet e mëparshme në indet e buta. | Pajisje te implantueshme jo aktive
14650 | Two EV Implant IR ⌀5mm L13.5mm, Two EV Implant IR ⌀5mm L 15.5mm, Two EV Implant IR ⌀6mm L 10mm, Two EV Implant IR ⌀6mm L 11.5mm, Two EV Implant IR ⌀6mm L13.5mm, Two EV Implant IR ⌀6mm L 15.5mm, Two EV Implant LR ⌀4mm L 10mm, Two EV Implant LR ⌀4mm L 11.5mm, Two EV Implant LR ⌀4mm L13.5mm, Two EV Implant LR ⌀4mm L 15.5mm, Two EV Implant LR ⌀5mm Ll0mm, Two EV Implant LR ⌀5mm L 11.5mm, Two EV Implant LR ⌀5mm L13.5mm, Two EV Implant LR ⌀5mm L 15.5mm, Two EV Implant LR ⌀6mm Ll0mm, Two EV Implant LR ⌀6mm L 11.5mm, Two EV Implant LR ⌀6mm L13.5mm, Two EV Implant LR ⌀6mm L 15.5mm, Two Implant ⌀4mm Ll0mm, Two Implant ⌀4mm L 11.5mm, Two Implant ⌀4mm Ll3.5mm, Two Implant ⌀4mm L15.5mm, Two Implant ⌀5mm Ll0mm, Two Implant ⌀5mm L11.5mm, Two Implant ⌀5mm L13.5mm, Two Implant ⌀5mm L 15.5mm, Two Implant ⌀6mm L10mm, Two Implant ⌀6mm L13.5mm, Two Implant ⌀6mm L 15.5mm, Ultra Implant LW ⌀7.0mm L10mm DL, Ultra Implant LW ⌀7.0mm L6mm DL, Ultra Implant LW ⌀7.0mm L8mm DL, Ultra Implant LW ⌀8.0mm Ll0mm DL, Ultra Implant LW ⌀8.0mm L6mm DL, Ultra Implant LW ⌀8.0mm L8mm DL, Ultra Implant LW ⌀9.0mm L10mm DL, Ultra Implant LW ⌀9.0mm L6mm DL, Ultra Implant LW ⌀9.0mm L8mm DL, BT Klassic Implant IM ⌀4.25mm L13mm, BT Klassic Implant IM ⌀4.25mm L 15mm, BT Klassic Implant IM ⌀4.25mm L 8.5mm, BT Klassic Implant IR ⌀3.25mm Ll0mm, BT Klassic Implant IR ⌀3.25mm L 11.5mm, BT Klassic Implant IR ⌀3.25mm L13mm, BT Klassic Implant IR ⌀3.25mm L 15mm, BT Klassic Implant IR ⌀3.75mm L 10mm, BT Klassic Implant IR ⌀3.75mm L 11.5mm, BT Klassic Implant IR ⌀3.75mm L13mm, BT Klassic Implant IR ⌀3.75mm L 15mm, BT Klassic Implant IR ⌀3.75mm L 8.5mm, BT Klassic Implant IW ⌀5mm Ll0mm, BT Klassic Implant IW ⌀5mm L 11.5mm, BT Klassic Implant IW ⌀5mm L13mm, BT Klassic Implant IW ⌀5mm L 15mm, BT Klassic Implant IW ⌀5mm L 8.5mm, BT Konic Implant EN ⌀3.25mm L 10mm, BT Konic Implant EN ⌀3.25mm L 11.5mm, BT Konic Implant EN ⌀3.25mm Ll3mm, BT Konic Implant EN ⌀3.25mm L 15mm, BT Konic Implant ER ⌀4mm L 10mm, BT Konic Implant ER ⌀4mm L 11.5mm, BT Konic Implant ER ⌀4mm L13mm, BT Konic Implant ER ⌀4mm L 15mm, BT Konic Implant ER ⌀4mm L 8.5mm, BT Konic Implant EW ⌀5mm Ll0mm, BT Konic Implant EW ⌀5mm L 11.5mm, BT Konic Implant EW ⌀5mm L13mm, Is Kone BL Implant ER ⌀4.8mm L 10mm, Is Kone BL Implant ER ⌀4.8mm L12mm, Is Kone BL Implant ER ⌀4.8mm L14mm, Is Kone BL Implant ER ⌀4.8mm L8mm, Is Kone BL Implant IR ⌀3.3mm L 10mm DL, Is Kone BL Implant IR ⌀3.3mm L12mm DL, Is Kone BL Implant IR ⌀3.3mm L14mm DL, Is Kone BL Implant IR ⌀3.3mm L8mm DL, Is Kone BL Implant IR ⌀3.7mm L 10mm DL, Is Kone BL Implant IR ⌀3.7mm L12mm DL, Is Kone BL Implant IR ⌀3.7mm L14mm DL, Is Kone BL Implant IR ⌀3.7mm L16mm DL, Is Kone BL Implant IR ⌀3.7mm L8mm DL, Is Kone BL Implant IR ⌀4.1mm L 10mm DL, Is Kone BL Implant IR ⌀4.1mm L12mm DL, Is Kone BL Implant IR ⌀4.1mm L14mm DL, Is Kone BL Implant IR ⌀4.1mm L16mm DL, Is Kone BL Implant IR ⌀4.1mm L8mm DL, Is Kone BL Implant IR ⌀4.8mm L 10mm DL, Is Kone BL Implant IR ⌀4.5mm L12mm DL, Is Kone BL Implant IR ⌀4.8mm L14mm DL, Is Kone BL Implant IR ⌀4.8mm L8mm DL, Is Kone BL Implant IW ⌀4.8mm L 10mm DL, Is Kone BL Implant IW ⌀4.5mm L12mm DL, Is Kone BL Implant IW ⌀4.8mm L14mm DL, Is Kone BL Implant IW ⌀4.8mm L8mm DL, Is Kone BL Implant KN ⌀2.9mm L 10mm DL, Is Kone BL Implant KN ⌀2.9mm L12mm DL, Is Kone BL Implant KN ⌀2.9mm L14mm DL, Is Kone BL Implant KN ⌀2.9mm L8mm DL, Is Kone BL Implant KR ⌀3.3mm L 10mm DL, Is Kone BL Implant KR ⌀3.3mm L12mm | DENTAL LEADER -CORSI | 2023-08-02T00:00:00.000+02:00 | Biotec Srl, Via Industriale 53-36031, Povolaro di Dueville VI, Italy | 1021RS0P, 1021RS0R, 1021R60L, 1021R60M, 1021R60P, 1021R60R, 102LR40L, 102LR40M, 102LR40P, 102LR40R, 102LRSOL, 102LRS0M, 102LRS0P, 102LRS0R, 102LR60L, 102LR60M, 102LR60P, 102LR60R, ITW40100CM, ITW40115CM, ITW40135CM, ITW40155CM, ITW50100CM, ITW50115CM, ITW50135CM, ITW50155CM, ITW60100CM, ITW60135CM, ITW60155CM, 145LW70L, 145LW70G, 145LW70J, 145LW80L, 145LW80G, 145LW80J, 145LW90L, 145LW90G, 145LW90J, 1061M42P, 1061M42R, 1061M42J, 1061R32L, 1061R32M, 1061R32P, 1061R32R, 1061R37L, 1061R37M, 1061R37P, 1061R37R, 1061R37J, 1061WS0L, 1061WS0M, 1061WS0P, 1061WS0R, 1061WS0J, 107EN32L, 107EN32M, 107EN32P, 107EN32R, 107ER40L, 107ER40M, 107ER40P, 107ER40R, 107ER40J, 107EWS0L, 107EWS0M, 107EWS0P, 131ER48L, 131ER48N, 131ER48Q, 131ER48J, 1291R33L, 1291R33N, 1291R33Q, 1291R33J, 1291R37L, 1291R37N, 1291R37Q, 1291R37S, 1291R37J, 1291R41L, 1291R41N, 1291R41Q, 1291R41S, 1291R41J, 1291R48L, 1291R48N, 1291R48Q, 1291R48J, 1291W48L, 1291W48N, 1291W48Q, 1291W48J, 129KN29L, 129KN29N, 129KN29Q, 129KN29J, 129KR33L, 129KR33N, 129KR33Q, 129KR33J, 129KR37L, 129KR37N, 129KR37Q, 129KR37S, 129KR37T, 129KR37J, 129KR41L, 129KR41N, 129KR41Q, 129KR41S, 129KR41T, 129KR41J, 129KR48L, 129KR48N, 129KR48Q, 129KR48J, 129KR60L, 129KR60J, 132DN29L, 132DN29N, 132DN29Q, 132DN29J, 132DR33L, 132DR33N, 132DR33Q, 132DR33J, 132DR37L, 132DR37N, 132DR37Q, 132DR375, 132DR37J, 132DR41L, 132DR41N, 132DR41Q, 132DR415, 132DR41G, 132DR41J, 132DR48L, 132DR48N, 132DR48Q, 132DR48G, 132DR48J, 132DR60L, 132DR60G, 132DR60J, IMl19100A, IM119115A, IMl19130A, IMl19150A, IMl25130A, IMl25150A, IMl25100A, IMl25115A, 150ER47R, 150ER47T, 150ER47U, 150ER47V, 1021R40L, 1021R40M, 1021R40P, 1021R40R, 1021RS0L, 1021RS0M, 107EWS0R, 107EWS0J, 1081R32L, 1081R32M, 1081R32P, 108IR32R, 108IR40L, 108IR40M, 108IR40P, 108IR40R, 108IR40J, 108IWSOL, 108IWSOM, 108IWSOP, 108IWSOR, 108IWSOJ, 123KW42E, 123KW42G, 123KW48E, 123KW48G, 123KW60E, 123KW60G, 134IR40U, 134IR40V, 134IR40W, 134IR40X, 143EZ40U, 143EZ40V, 143EZ40W, 143EZ40X, 120KR33L, 120KR33N, 120KR33Q, 120KR37L, 120KR37N, 120KR37Q, 120KR37S, 120KR37J, 120KR41L, 120KR41N, 120KR41Q, 120KR41S, 120KR41T, 120KR41G, 120KR41J, 120KR48L, 120KR48N, 120KR48Q, 120KR48G, 120KR48J, 120KW48L, 120KW48N, 120KW48Q, 120KW48G, 120KW48J, 120KW60L, 120KW60G, 120KW60J, 120SR33l, 120SR33N, 120SR33Q, 120SR37L, 120SR37N, 120SR37Q, 120SR37S, 120SR37J, 120SR41l, 120SR41N, 120SR41Q, 120SR41S, 120SR41G, 120SR41J, 120SR48L, 120SR48N, 120SR48Q, 120SR48G, 120SR48J, 142EZ35A, 142EZ35B, 142EZ35C, 142EZ35D, 142EZ35F, 142EZ35G, 142EZ35H, 142EZ351, 142EZ35K, 142EZ35l, 142EZ35M, 1331R37A, 1331R37B, 1331R37C, 1331R37D, 1331R37F, 1331R37G, 1331R37H, 1331R371, 1331R37K, 1331R37L, 1331R37M, 141EZ35A, 141EZ35B, 141EZ35C, 141EZ35D, 141EZ35F, 141EZ35G, 141EZ35H, 141EZ351, 141EZ35K, 141EZ35L, 141EZ35M, 138ER33L, 138ER33N, 138ER33Q, 138ER33J, 138ER37L, 138ER37N, 138ER37Q, 138ER37S, 138ER37J, 138ER41L, 138ER41N, 138ER41Q, 138ER41S, 138ER41G, 138ER41J, 138ER48L, 138ER48N, 138ER48Q, 138ER48G, 138ER48J, 138EW60L, 138EW60G, 138EW60J, 140DR33L, 140DR33N, 140DR37L, 140DR37N, 140DR37Q, 140DR37J, 140DR41L, 140DR41N, 140DR41Q, 140DR41S, 140DR41T, 140DR41J, 140DR48L, 140DR48N, 140DR48Q, 140DR48S, 140DR48T, 140DR48J, 144DR37L, 144DR37N, 144DR41L, 144DR41N, 144DR41Q, 144DR41J, 144DR46L, 144DR46N, 144DR46Q, 144DR46S, 144DR46T, 144DR46J, 144DR54L, 144DR54N, 144DR54Q, 144DR54S, 144DR54J, 1441R37L, 1441R37N, 1441R41L, 1441R41N, 1441R41Q, 1441R41J, 1441R46L, 1441R46N, 1441R46Q, 1441R46S, 1441R46T, 1441R46J, 1441R54L, 1441R54N, 1441R54Q, 1441R545, 1441R54J, 139LR37L, 139LR37N, 139LR37Q, 139LR37S, 139LR37J, 139LR41L, 139LR41N, 139LR41Q, 139LR41S, 139LR41G, 139LR41J, 139LR48L, 139LR48N, 139LR48Q, 139LR48G, 139LR48J, 139LR60L, 139LR60G, 139LR60J, 129DN29L, 129DN29N, 129DN29Q, 129DN29J, 131EN33L, 131EN33N, 131EN33Q, 131EN33J, 131ER37L, 131ER37N, 131ER37Q, 131ER37S, 131ER37T, 131ER37J, 131ER41L, 131ER41N, 131ER41Q, 131ER41S, 131ER41T, 131ER41J, 112EN33L, 111EN33L, 112EN33M, 111EN33M, 112EN33P, 111EN33P, 112EN33R, 111EN33R, 112EN33J, | Klasa IIa | Implante Dentare | Pajisje te implantueshme jo aktive
DL, Is Kone BL Implant KR ⌀3.3mm L14mm
DL, Is Kone BL Implant KR ⌀3.3mm L8mm DL, Is Kone BL Implant KR ⌀3.7mm L 10mm DL, Is Kone BL Implant KR ⌀3.7mm L12mm
DL, Is Kone BL Implant KR ⌀3.7mm L14mm DL, Is Kone BL Implant KR ⌀3.7mm L16mm DL, Is Kone BL Implant KR Ql3.7mm L18mm DL, Is Kone BL Implant KR Ql3.7mm L8mm DL, Is Kone BL Implant KR Ql4.1mm L 10mm DL, Is Kone BL Implant KR Ql4.1mm L12mm DL, Is Kone BL Implant KR Ql4.1mm L14mm DL, Is Kone BL Implant KR Ql4.1mm L16mm DL, Is Kone BL Implant KR Ql4.1mm L18mm DL, Is Kone BL Implant KR Ql4.1mm L8mm DL, Is Kone BL Implant KR Ql4.8mm L 10mm DL, Is Kone BL Implant KR Ql4.8mm L12mm DL, Is Kone BL Implant KR Ql4.8mm L14mm DL, Is Kone BL Implant KR Ql4.8mm L8mm DL, Is Kone BL Implant KR Ql6.0mm L 10mm DL, Is Kone BL Implant KR Ql6.0mm L8mm DL, Is+ Implant DN Ql2.9mm L 10mm DL, Is+ Implant DN Ql2.9mm L12mm DL, Is+ Implant DN Ql2.9mm L14mm DL, Is+ Implant DN Ql2.9mm L8mm DL, Is+ Implant DR Ql3.3mm L 10mm DL, Is+ Implant DR Ql3.3mm L12mm DL, Is+ Implant DR Ql3.3mm L14mm DL, Is+ Implant DR Ql3.3mm L8mm DL, Is+ Implant DR Ql3.7mm L 10mm DL, Is+ Implant DR Ql3.7mm L12mm DL, Is+ Implant DR Ql3.7mm L14mm DL, Is+ Implant DR Ql3.7mm L16mm DL, Is+ Implant DR Ql3.7mm L8mm DL, Is+ Implant DR Ql4.1mm L 10mm DL, Is+ Implant DR Ql4.1mm L12mm DL, Is+ Implant DR Ql4.1mm L14mm DL, Is+ Implant DR Ql4.1mm L16mm DL, Is+ Implant DR Ql4.1mm L6mm DL, Is+ Implant DR Ql4.1mm L8mm DL, Is+ Implant DR Ql4.8mm L 10mm DL, Is+ Implant DR Ql4.8mm L12mm DL, Is+ Implant DR Ql4.8mm L14mm DL, Is+ Implant DR Ql4.8mm L6mm DL, Is+ Implant DR ⌀4.8mm L8mm DL, Is+ Implant DR ⌀6.0mm Ll0mm DL, Is+ Implant DR ⌀6.0mm L6mm DL, Is+ Implant DR ⌀6.0mm L8mm DL, Mini Implant ⌀1.9mm Ll0mm + Cap., Mini Implant ⌀1.9mm L 11.5mm + Cap., Mini Implant ⌀1.9mm L13mm + Cap., Mini Implant ⌀1.9mm L 15mm + Cap., Mini Implant ⌀2.50mm L13mm + Cap., Mini Implant ⌀2.50mm L 15mm + Cap., Mini Implant ⌀2.5mm Ll0mm + Cap., Mini Implant ⌀2.5mm L 11.5mm + Cap., Pterigo Implant ER ⌀4.7mm L 15mm, Pterigo Implant ER ⌀4.7mm L18mm, Pterigo Implant ER ⌀4.7mm L20mm, Pterigo Implant ER ⌀4.7mm L22mm, Two EV Implant IR ⌀4mm Ll0mm, Two EV Implant IR ⌀4mm L 11.5mm, Two EV Implant IR ⌀4mm L13.5mm, Two EV Implant IR ⌀4mm L 15.5mm, Two EV Implant IR ⌀5mm Ll0mm, Two EV Implant IR ⌀5mm L 11.5mm, BT Konic Implant EW ⌀5mm L 15mm, BT Konic Implant EW ⌀5mm L 8.5mm, BT Konic Implant IR ⌀3.25mm Ll0mm, BT Konic Implant IR ⌀3.25mm L 11.5mm, BT Konic Implant IR ⌀3.25mm L13mm, BT Konic Implant IR ⌀3.25mm L 15mm, BT Konic Implant IR ⌀4mm L 10mm, BT Konic Implant IR ⌀4mm L 11.5mm, BT Konic Implant IR ⌀4mm L13mm, BT Konic Implant IR ⌀4mm L 15mm, BT Konic Implant IR ⌀4mm L 8.5mm, BT Konic Implant IW ⌀5mm L 10mm, BT Konic Implant IW ⌀5mm L 11.5mm, BT Konic Implant IW ⌀5mm L13mm, BT Konic Implant IW ⌀5mm L 15mm, BT Konic Implant IW ⌀5mm L 8.5mm, BT Nano Implant KW ⌀4.2mm L5mm DL, BT Nano Implant KW ⌀4.2mm L6mm DL, BT Nano Implant KW ⌀4.8mm L5mm DL, BT Nano Implant KW ⌀4.8mm L6mm DL, BT Nano Implant KW ⌀6mm L5mm DL, BT Nano Implant KW ⌀6mm L6mm DL, BT Rhyne Implant IR ⌀4mm L20mm, BT Rhyne Implant IR ⌀4mm L22mm, BT Rhyne Implant IR ⌀4mm L24mm, BT Rhyne Implant IR ⌀4mm L26mm, BT Rhyne-Shift Implant EZ ⌀4mm L20mm, BT Rhyne-Shift Implant EZ ⌀4mm L22mm, BT Rhyno-Shift Implant EZ ⌀4mm L24mm, BT Rhyno-Shift Implant EZ ⌀4mm L26mm, BT Safe Bone KR ⌀3.3mm L 10mm DL, BT Safe Bone KR ⌀3.3mm L12mm DL, BT Safe Bone KR ⌀3.3mm L14mm DL, BT Safe Bone KR ⌀3.7mm L 10mm DL, BT Safe Bone KR ⌀3.7mm L12mm DL, BT Safe Bone KR ⌀3.7mm L14mm DL, BT Safe Bone KR ⌀3.7mm L16mm DL, BT Safe Bone KR ⌀3.7mm L8mm DL, BT Safe Bone KR ⌀4.1mm L 10mm DL, BT Safe Bone KR ⌀4.1mm L12mm DL, BT Safe Bone KR ⌀4.1mm L14mm DL, BT Safe Bone KR ⌀4.1mm L16mm DL, BT Safe Bone KR ⌀4.1mm L18mm DL, BT Safe Bone KR ⌀4.1mm L6mm DL, BT Safe Bone KR ⌀4.1mm L8mm DL, BT Safe Bone KR ⌀4.8mm L 10mm DL, BT Safe Bone KR ⌀4.8mm L12mm DL, BT Safe Bone KR ⌀4.8mm Ll4mm DL, BT Safe Bone KR ⌀4.8mm L6mm DL, BT Safe Bone KR ⌀4.8mm L8mm DL, BT Safe Bone KW ⌀4.8mm Ll0mm DL, BT Safe Bone KW ⌀4.8mm L12mm DL, BT Safe Bone KW ⌀4.8mm L14mm DL, BT Safe Bone KW ⌀4.8mm L6mm DL, BT Safe Bone KW ⌀4.8mm L8mm DL, BT Safe Bone KW ⌀6mm Ll0mm DL, BT Safe Bone KW ⌀6mm L6mm DL, BT Safe Bone KW ⌀6mm l8mm DL, BT Safe Tissue SR ⌀3.3mm L 10mm, BT Safe Tissue SR ⌀3.3mm L12mm, BT Safe Tissue SR ⌀3.3mm L14mm, BT Safe Tissue SR ⌀3.7mm Ll0mm, BT Safe Tissue SR ⌀3.7mm L12mm, BT Safe Tissue SR ⌀3.7mm l14mm, BT Safe Tissue SR ⌀3.7mm L16mm, BT Safe Tissue SR ⌀3.7mm L8mm, BT Safe Tissue SR ⌀4.1mm Ll0mm, BT Safe Tissue SR ⌀4.1mm L12mm, BT Safe Tissue SR ⌀4.1mm L14mm, BT Safe Tissue SR ⌀4.1mm L16mm, BT Safe Tissue SR ⌀4.1mm L6mm, BT Safe Tissue SR ⌀4.1mm L8mm, BT Safe Tissue SR ⌀4.8mm L 10mm, BT Safe Tissue SR ⌀4.8mm L12mm, BT Safe Tissue SR ⌀4.8mm L14mm, BT Safe Tissue SR ⌀4.8mm L6mm, BT Safe Tissue SR ⌀4.8mm L8mm, BT Zygo-Flat Implant EZ ⌀3.5mm L35mm, BT Zygo-Flat Implant EZ ⌀3.5mm L37.5mm, BT Zygo-Flat Implant EZ ⌀3.5mm
L40mm, BT Zygo-Flat Implant EZ ⌀3.5mm L42.5mm, BT Zygo-Flat Implant EZ ⌀3.5mm L45mm, BT Zygo-Flat Implant EZ ⌀3.5mm
L47.5mm, BT Zygo-Flat Implant EZ ⌀3.5mm LS0mm, BT Zygo-Flat Implant EZ ⌀3.5mm L52.5mm, BT Zygo-Flat Implant EZ \213.5mm LS5mm, BT Zygo-Flat Implant EZ \213.5mm L57.5mm, BT Zygo-Flat Implant EZ \213.5mm l60mm, BT Zygomax Implant IR \213.5mm l35mm, BT Zygomax Implant IR \213.5mm L37.5mm, BT Zygomax Implant IR \213.5mm L40mm, BT Zygomax Implant IR ⌀3.5mm L42.5mm, BT Zygomax Implant IR \213.5mm L45mm, BT Zygomax Implant IR \213.5mm L47.5mm, BT Zygomax Implant IR \213.5mm LSOmm, BT Zygomax Implant IR \213.5mm L52.5mm, BT Zygomax Implant IR \213.5mm LS5mm, BT Zygomax Implant IR \213.5mm L57.5mm, BT Zygomax Implant IR \213.5mm L60mm, BT Zygo-Round Implant EZ \213.5mm L35mm, BT Zygo-Round Implant EZ \213.5mm L37.5mm, BT Zygo-Round Implant EZ \213.5mm L40mm, BT Zygo-Round Implant EZ \213.5mm L42.5mm, BT Zygo-Round Implant EZ \213.5mm L45mm, BT Zygo-Round Implant EZ \213.5mm L47.5mm, BT Zygo-Round Implant EZ \213.5mm LSOmm, BT Zygo-Round Implant EZ \213.5mm LS2.5mm, BT Zygo-Round Implant EZ \213.5mm LS5mm, BT Zygo-Round Implant EZ \213.5mm L57.5mm, BT Zygo-Round Implant EZ \213.5mm l60mm, EC+ Implant ER \213.3mm L 10mm, EC+ Implant ER 1213.3mm L12mm, EC+ Implant ER 1213.3mm L14mm, EC+ Implant ER 1213.3mm L8mm, EC+ Implant ER \213.7mm L 10mm, EC+ Implant ER 1213.7mm L12mm, EC+ Implant ER \213.7mm L14mm, EC+ Implant ER 1213.7mm l16mm, EC+ Implant ER \213.7mm L8mm, EC+ Implant ER \214.1mm L 10mm, EC+ Implant ER ⌀4.1mm L12mm, EC+ Implant ER ⌀4.1mm L14mm, EC+ Implant ER ⌀4.1mm L16mm, EC+ Implant ER ⌀4.1mm L6mm, EC+ Implant ER ⌀4.1mm L8mm, EC+ Implant ER ⌀4.8mm L 10mm, EC+ Implant ER ⌀4.8mm L12mm, EC+ Implant ER ⌀4.8mm L14mm, EC+ Implant ER ⌀4.8mm L6mm, EC+ Implant ER ⌀4.8mm L8mm, EC+ Implant EW ⌀6.0mm L 10mm, EC+ Implant EW ⌀6.0mm L6mm, EC+ Implant EW ⌀6.0mm L8mm, Genesys Implant DR ⌀3.3mm L 10mm DL, Genesys Implant DR ⌀3.3mm L12mm DL, Genesys Implant DR ⌀3.7mm L 10mm DL, Genesys Implant DR ⌀3.7mm L12mm DL, Genesys Implant DR ⌀3.7mm L14mm DL, Genesys Implant DR ⌀3.7mm L8mm DL, Genesys Implant DR ⌀4.1mm L 10mm DL, Genesys Implant DR ⌀4.1mm L12mm DL, Genesys Implant DR ⌀4.1mm L14mm DL, Genesys Implant DR ⌀4.1mm L16mm DL, Genesys Implant DR ⌀4.1mm L18mm DL, Genesys Implant DR ⌀4.1mm L8mm DL, Genesys Implant DR ⌀4.8mm L 10mm DL, Genesys Implant DR ⌀4.8mm L12mm DL, Genesys Implant DR ⌀4.8mm L14mm DL, Genesys Implant DR ⌀4.8mm L16mm DL, Genesys Implant DR ⌀4.8mm L18mm DL, Genesys Implant DR ⌀4.8mm L8mm DL, Genesys Pro Implant DR ⌀3.7mm L 10mm DL, Genesys Pro Implant DR ⌀3.7mm L12mm DL, Genesys Pro Implant DR ⌀4.1mm
L 10mm DL, Genesys Pro Implant DR ⌀4.1mm L12mm DL, Genesys Pro Implant DR ⌀4.1mm L14mm DL, Genesys Pro Implant DR ⌀4.1mm L8mm DL, Genesys Pro Implant DR ⌀4.6mm L 10mm DL, Genesys Pro Implant DR ⌀4.6mm L12mm DL, Genesys Pro Implant DR ⌀4.6mm L14mm DL, Genesys Pro Implant DR ⌀4.6mm L16mm DL, Genesys Pro Implant DR ⌀4.6mm L18mm DL, Genesys Pro Implant DR ⌀4.6mm L8mm DL, Genesys Pro Implant DR ⌀5.4mm L 10mm DL, Genesys Pro Implant DR ⌀5.4mm L12mm DL, Genesys Pro Implant DR ⌀5.4mm L14mm DL, Genesys Pro Implant DR ⌀5.4mm L16mm DL, Genesys Pro Implant DR ⌀5.4mm L8mm DL, Genesys Pro Implant IR ⌀3.7mm L 10mm DL, Genesys Pro Implant IR ⌀3.7mm L12mm DL, Genesys Pro Implant IR ⌀4.1mm L 10mm DL, Genesys Pro Implant IR ⌀4.1mm L12mm DL, Genesys Pro Implant IR ⌀4.1mm L14mm DL, Genesys Pro Implant IR ⌀4.1mm L8mm DL, Genesys Pro Implant IR ⌀4.6mm L 10mm DL, Genesys Pro Implant IR ⌀4.6mm L12mm DL, Genesys Pro Implant IR ⌀4.6mm L14mm DL, Genesys Pro Implant IR ⌀4.6mm L16mm DL, Genesys Pro Implant IR ⌀4.6mm L18mm DL, Genesys Pro Implant IR ⌀4.6mm L8mm DL, Genesys Pro Implant IR ⌀5.4mm L 10mm DL, Genesys Pro Implant IR ⌀5.4mm L12mm DL, Genesys Pro Implant IR ⌀5.4mm L14mm DL, Genesys Pro Implant IR ⌀5.4mm L16mm DL, Genesys Pro Implant IR ⌀5.4mm L8mm DL, IC+ Implant LR ⌀3.7mm L 10mm DL, IC+ Implant LR ⌀3.7mm L12mm DL, IC+ Implant LR ⌀3.7mm L14mm DL, IC+ Implant LR⌀3.7mm L16mm DL, IC+ Implant LR ⌀3.7mm L8mm DL, IC+ Implant LR ⌀1)4.1mm L 10mm DL, IC+ Implant LR ⌀4.1mm L12mm DL, IC+ Implant LR ⌀4.1mm L14mm DL, IC+ Implant LR ⌀4.1mm L16mm DL, IC+ Implant LR ⌀4.1mm L6mm DL, IC+ Implant LR ⌀4.1mm L8mm DL, IC+ Implant LR ⌀4.8mm L 10mm DL, IC+ Implant LR ⌀4.8mm L12mm DL, IC+ Implant LR ⌀4.8mm L14mm DL, IC+ Implant LR ⌀4.8mm L6mm DL, IC+ Implant LR ⌀4.8mm L8mm DL, IC+ Implant LR ⌀6.0mm L 10mm DL, IC+ Implant LR ⌀6.0mm L6mm DL, IC+ Implant LR ⌀6.0mm L8mm DL, Is Kone BL Implant DN ⌀2.9mm L 10mm DL, Is Kone BL Implant DN ⌀2.9mm L12mm DL, Is Kone BL Implant DN ⌀2.9mm L14mm
DL, Is Kone BL Implant DN ⌀2.9mm L8mm DL, Is Kone BL Implant EN ⌀3.3mm L 10mm, Is Kone BL Implant EN ⌀3.3mm L12mm, Is Kone BL Implant EN ⌀3.3mm L14mm, Is Kone BL Implant EN ⌀3.3mm L8mm, Is Kone BL Implant ER ⌀3.7mm L 10mm, Is Kone BL Implant ER ⌀3.7mm L12mm, Is Kone BL Implant ER ⌀3.7mm L14mm, Is Kone BL Implant ER ⌀3.7mm L16mm, Is Kone BL Implant ER ⌀3.7mm L18mm, Is Kone BL Implant ER ⌀3.7mm L8mm, Is Kone BL Implant ER ⌀4.1mm L 10mm, Is Kone BL Implant ER ⌀4.1mm L12mm, Is Kone BL Implant ER ⌀4.1mm L14mm, Is Kone BL Implant ER ⌀4.1mm L16mm, Is Kone BL Implant ER ⌀4.1mm L18mm, Is Kone BL Implant ER ⌀4.1mm L8mm, BT Evo Implant EN ⌀3.3mm L 10mm, BT Evo Implant EN ⌀3.3mm L 10mm DL, BT Evo Implant EN ⌀3.3mm L 11.5mm, BT Evo Implant EN ⌀3.3mm L 11.5mm DL, BT Evo Implant EN ⌀3.3mm L13mm, BT Evo Implant EN ⌀3.3mm Ll3mm DL, BT Evo Implant EN ⌀3.3mm L 15mm, BT Evo Implant EN ⌀3.3mm L 15mm DL, BT Evo Implant EN ⌀3.3mm L 8.5mm, BT Evo Implant EN ⌀3.3mm L 8.5mm DL, BT Evo Implant ER ⌀4mm L 10mm, BT Evo Implant ER ⌀4mm L 10mm DL, BT Evo Implant ER ⌀4mm L 11.5mm, BT Evo Implant ER ⌀4mm L 11.5mm DL, BT Evo Implant ER ⌀4mm L13mm, BT Evo Implant ER ⌀4mm L13mm DL, BT Evo Implant ER ⌀4mm L 15mm, BT Evo Implant ER ⌀4mm L 15mm DL, BT Evo Implant ER ⌀4mm L7mm, BT Evo Implant ER ⌀4mm L7mm DL, BT Evo Implant ER ⌀4mm L 8.5mm, BT Evo Implant ER ⌀4mm L 8.5mm DL, BT Evo Implant EW ⌀5mm L 10mm, BT Evo Implant EW ⌀5mm L 10mm DL, BT Evo Implant EW ⌀5mm L 11.5mm, BT Evo Implant EW ⌀5mm L 11.5mm DL, BT Evo Implant EW ⌀5mm L13mm, BT Evo Implant EW ⌀5mm L13mm DL, BT Evo Implant EW ⌀5mm L 15mm, BT Evo Implant EW ⌀5mm L 15mm DL, BT Evo Implant EW ⌀5mm L7mm, BT Evo Implant EW ⌀5mm L7mm DL, BT Evo Implant EW ⌀5mm L 8.5mm, BT Evo Implant EW ⌀5mm L 8.5mm DL, BT Evo Implant IR ⌀3.3mm L 10mm, BT Evo Implant IR ⌀3.3mm L 10mm DL, BT Evo Implant IR ⌀3.3mm L 11.5mm, BT Evo Implant IR ⌀3.3mm L 11.5mm DL, BT Evo Implant IR ⌀3.3mm L13mm, BT Evo Implant IR ⌀3.3mm L13mm DL, BT Evo Implant IR ⌀3.3mm L 15mm, BT Evo Implant IR ⌀3.3mm L 15mm DL, BT Evo Implant IR ⌀4mm L 10mm, BT Evo Implant IR ⌀4mm L 10mm DL, BT Evo Implant IR ⌀4mm L 11.5mm, BT Evo Implant IR ⌀4mm L 11.5mm DL, BT Evo Implant IR ⌀4mm L13mm, BT Evo Implant IR ⌀4mm L13mm DL, BT Evo Implant IR ⌀4mm L 15mm, BT Evo Implant IR ⌀4mm L 15mm DL, BT Evo Implant IR ⌀4mm L8.5mm, BT Evo Implant IR ⌀4mm L8.5mm DL, BT Evo Implant IW ⌀5mm L 10mm, BT Evo Implant IW ⌀5mm L 10mm DL, BT Evo Implant IW ⌀5mm L 11.5mm, BT Evo Implant IW ⌀5mm L 11.5mm DL, BT Evo Implant IW ⌀5mm L13mm, BT Evo Implant IW ⌀5mm L13mm DL, BT Evo Implant IW ⌀5mm L 15mm, BT Evo Implant IW ⌀5mm L 15mm DL, BT Evo Implant IW ⌀5mm L7mm, BT Evo Implant IW ⌀5mm L7mm DL, BT Evo Implant IW ⌀5mm L8.5mm, BT Evo Implant IW ⌀5mm L 8.5mm DL, BT Klassic Implant EN ⌀3.25mm L 10mm, BT Klassic Implant EN ⌀3.25mm L 11.5mm, BT Klassic Implant EN ⌀3.25mm Ll3mm, BT Klassic Implant EN ⌀3.25mm L 15mm, BT Klassic Implant EN ⌀3.25mm L 8.5mm, BT Klassic Implant ER ⌀3.25mm L 10mm, BT Klassic Implant ER ⌀3.25mm L 11.5mm, BT Klassic Implant ER ⌀3.25mm Ll3mm, BT Klassic Implant ER ⌀3.25mm L 15mm, BT Klassic Implant ER ⌀3.25mm L 8.5mm, BT Klassic Implant ER ⌀3.75mm L 10mm, BT Klassic Implant ER ⌀3.75mm L 11.5mm, BT Klassic Implant ER ⌀3.75mm L13mm, BT Klassic Implant ER ⌀3.75mm L 15mm, BT Klassic Implant ER ⌀3.75mm L8.5mm, BT Klassic Implant ER ⌀4mm L 10mm, BT Klassic Implant ER ⌀4mm L 11.5mm, BT Klassic Implant ER ⌀4mm L13mm, BT Klassic Implant ER ⌀4mm L 15mm, BT Klassic Implant ER ⌀4mm L18mm, BT Klassic Implant ER ⌀4mm L 8.5mm, BT Klassic Implant EW ⌀5mm L 10mm, BT Klassic Implant EW ⌀5mm L 11.5mm, BT Klassic Implant EW ⌀5mm L13mm, BT Klassic Implant EW ⌀5mm L 15mm, BT Klassic Implant EW ⌀5mm L 8.5mm, BT Klassic Implant IM ⌀4.25mm L 10mm, BT Klassic Implant IM ⌀4.25mm L 11.5mm
14623 | Ingenia Elition X / 782136, Ingenia Elition S / 782137, Ingenia Ambition X / 782138, Ingenia Ambition S / 782139, lngenia 1.5T / 782140, MR 5300 / 782152, Evolution Upgrade 3.OT / 782143, SmartPath to Ingenia Elition X / 782144, SmartPath to dStream for XR and 3.OT/ 782145, SmartPath to dStream for 1.5T / 782146, Evolution Upgrade 1.5T/ 782148 | Health & Light | 2023-08-01T00:00:00.000+02:00 | Philips Medical Systems Nederland B.V. Veenpluis 6 5684 PC Best The Netherlands SRN ID.: NL-MF-000001489 | 782136, 782137, 782138, 782139, 782140, 782152, 782143, 782144, 782145, 782146, 782148 | Klasa IIb | Sistem Rezonance Magnetike per te gjithe trupin me magnet Surepercues, Ingenia Elition X, Sistem Rezonance Magnetike per te gjithe trupin me magnet Surepercues, Ingenia Elition S, Sistem Rezonance Magnetike per te gjithe trupin me magnet Surepercues, Ingenia Ambition X, Sistem Rezonance Magnetike per te gjithe trupin me magnet Surepercues, Ingenia Ambition S, Sistem Rezonance Magnetike per te gjithe trupin me magnet Surepercues, lngenia 1.5T, Sistem Rezonance Magnetike per te gjithe trupin me magnet Surepercues, MR 5300, Upgrade per Sistem Rezonance Magnetike per te gjithe trupin me magnet Surepercues, Evolution Upgrade 3.OT, Upgrade per Sistem Rezonance Magnetike per te gjithe trupin me magnet Surepercues, SmartPath to Ingenia Elition X, Upgrade per Sistem Rezonance Magnetike per te gjithe trupin me magnet Surepercues, SmartPath to dStream for XR and 3.OT, Upgrade per Sistem Rezonance Magnetike per te gjithe trupin me magnet Surepercues, SmartPath to dStream for 1ST, Upgrade per Sistem Rezonance Magnetike per te gjithe trupin me magnet Surepercues, Evolution Upgrade 1.5 T | Pajisje elektromekanike
14559 | Medical Gown | EUROMED | 2023-07-26T00:00:00.000+02:00 | Sunsmed Protective Products Ltd. No.18Industrial Park, Maozui Town, Xiantao City, 433000, Hubei Province, China | Medical Gown | Klasa I | Veshjet mjekësore janë shembuj të pajisjeve mbrojtëse personale të përdorura në mjediset e kujdesit shëndetësor. Ato përdoren për të mbrojtur përdoruesin nga përhapja e mikroorganizmave që shkaktojnë sëmundje nëse mbajtësi bie në kontakt me materiale të lëngshme ose të ngurta potencialisht infektive. | Pajisje nje perdorimeshe
Model: S-301，S-302
14598 | Light curing nano flowable composite i-FLOW N | MOTO-MANIA | 2023-07-27T00:00:00.000+02:00 | Uab Medicinos linija ,Aviacijos str. 28, LT-77103 Siauliai,Lithuania | Light curing nano flowable composite,i-FLOW N, IFTK1 4x2g syringes shades under request, 10 tips, instruction for use | Klasa IIa | Kompozit Nano Flow | Pajisje dentare
14657 | Sterile hypodermic syringes for single use(with needle) | EUROMED | 2023-07-31T00:00:00.000+02:00 | Jiangsu Zhengkang Medical Apparatus Co., Ltd Sanhekou, Zhenglu town, Changzhou city, Jiangsu, china | Sterile hypodermic syringes for single use(with needle) 1 ml:3ml 20ml 30ml 50ml 60ml 100ml | Klasa IIa | Shiringa sterile hipodermike njeperdorimeshme (me age ) | Pajisje nje perdorimeshe
14617 | Silicone Mat, green 500x230mm (600-281-004) | 2 A - PHARMA | 2023-08-10T00:00:00.000+02:00 | RZ Medizintechnik GmbH Unter Hasslen 20 78532 Tuttlingen Germany | 600-281-004 | Klasa I | SHTRES SILIKONI SHUMEPERDORIMSHE | Instrumenta shumeperdorimeshe
14580 | POLIDONT COMPLETE KIT (60 ABRASIVE DISCS, 1 MANDREL SNAP, 1 ARKANSAS POLISHING STONE RA, 100 ABRASIVE POLYESTER STRIP AND 10 DIAMOND POLYESTER STRIP), POLIDONT INTRODUCTORY KIT (28 ABRASIVE DISCS AND 1 MANDREL SNAP), POLIDONT COMPLETE KIT - EXTRA (150 ABRASIVE DISCS, 4 MANDRELS, 50 POLISHING ABRASIVE STRIPS, 2 ARKANSAS POLISHING STONE RA AND 1 COMPOSITE POLISHING STONE), INTRODUCTORY POLIDONT MINI KIT (7 ABRASIVE DISCS, 1 MADREL SNAP - SPECIAL RA) | Primary Dental | 2023-08-04T00:00:00.000+02:00 | 3R Indústria e Comércio LTDA Ptolomeu, 290 – CEP: 04762-040 - São Paulo – SP – Brasil | 10.810.001, 10.810.003, 10.810.004, 10.810.012 | Klasa I | Aksesore abrazive disqe,mandrel, arkansas dhe strip diamanti dhe poliesteri te montueshme ne mikromotor per lemimin dhe llustrimin e siperfaqes se dhembit | Pajisje dentare
14686 | COULTER DxH Cleaner (5L), COULTER DxH Cleaner (10L) | GENIUS SHPK | 2023-08-04T00:00:00.000+02:00 | Beckman Coulter, Inc . - 250 S. Kraemer, Brea, CA 92821 USA | 628022, 628023 | In vitro | Reagent diagnostifikues in vitro e destinuar per tu perdorur me Autoanalizatoret Hematologjik IVD per testimin e gjakut human për komponentët që vinë në kontakt me mostra gjaku. COULTER DxH Cleaner është një pastrues pa azid, formaldehid dhe bio-shkallëzues, që përmban një enzim proteolitik që ndihmon në largimin e mbetjeve të proteinave. Kjo pajisje është e destinuar për përdorim nga një profesionist laboratori. | Pajisje te diagnostifikimit in vitro
14666 | Access Rubella IgM, Access Rubella IgM Calibrators, Access Rubella IgM QC | GENIUS SHPK | 2023-08-04T00:00:00.000+02:00 | Beckman Coulter Inc . - 250 S. Kraemer Blvd, Brea, CA 92821 U.S.A | A32937, 34445, 34449 | In vitro | Reagent imunologjik diagnostifikues in vitro e destinuar per zbulimin kualitativ te antitrupave IgM kunder virusit te Rubeoles ne serumin humane duke perdorur Sistemet e Testimit te Imunologjise Access., Kalibrator imunologjik diagnostifikues in vitro e destinuar per perdorim me testin Access Rubella IgM per zbulimin e antitrupave IgM kunder virusit te Rubeoles ne serumin humane duke perdorur Sistemet e Testimit te Imunologjise Access., Kontroll cilesie imunologjik diagnostifikues in vitro e destinuar per monitorimin e performances se sistemit te testit Access Rubella IgM. | Pajisje te diagnostifikimit in vitro
14688 | Access Total βhCG (5th IS) (Reagent Pack), Access Total βhCG (5th IS) (Calibrator) | GENIUS SHPK | 2023-08-07T00:00:00.000+02:00 | Beckman Coulter Inc . - 250 South Kraemer Blvd, Brea, California 92821, USA | A85264, C28645, B11754 | In vitro | Reagent imunologjik diagnostifikues in vitro e destinuar per percaktimin kuantitativ te niveleve totale te βhCG ne serumin dhe plazmen humane duke perdorur Sistemet e Testimit te Imunologjise Access. Ky test eshte i destinuar per perdorim si nje ndihme ne zbulimin e hershem te shtatzenise., Kalibrator imunologjik diagnostifikues in vitro e destinuar per per kalibrimin e testit Access Total βhCG (5-th IS) per percaktimin kuantitativ te niveleve totale te βhCG ne serumin dhe plazmen humane duke perdorur Sistemet e Testimit te Imunologjise Access. | Pajisje te diagnostifikimit in vitro
14718 | Dental Alloys and Titanium for Prosthetics/ rematitan® powder, 15-45 µm | ÇENE | 2023-08-08T00:00:00.000+02:00 | Dentaurum GmbH & Co. KG / Turnstrasse 31, 75228 Ispringen, Germany | 100-145-00 | Klasa IIa | Aliazh dentar me baze titani qe perdoret ne makinerite me lazer | Tjeter
14719 | BW056982 UF-FLUOROCELL CR | AESKULAP | 2023-08-08T00:00:00.000+02:00 | SYSMEX CORPORATION, 1-5-1 Wakinohama-Kaigandori, Chuo-ku, Kobe 651-0073, Japan | BW056982 UF-FLUOROCELL CR | In vitro | Reagent ngjyrues per perdorim ne analizatore automatike te urines, UF 5000 | Pajisje laboratori
14721 | 1151000 CALiaGold | AESKULAP | 2023-08-08T00:00:00.000+02:00 | Sentinel CH. S.p.A, Via Robert Koch, 2, 20152 Milano (Italy) | 1151000 CALiaGold | In vitro | Reagent për shërben për përcaktimin e kalprotektinës në mostrën e feçes njerëzore. | Pajisje laboratori
14695 | 1151300 CALiaGold pierceTube | AESKULAP | 2023-08-08T00:00:00.000+02:00 | Sentinel CH. S.p.A, Via Robert Koch, 2, 20152 Milano (Italy) | 1151300 CALiaGold pierceTube | In vitro | Tub i posaçëm për mbledhjen, transportin dhe ekstratimin e motrave të feçes. | Pajisje laboratori
14728 | Starter™ Guidewires / SFC 150-025, Starter™ Guidewires / SFC 150-035, Starter™ Guidewires / SFC 150-038, Starter™ Guidewires / SFC 260-035, Starter™ Guidewires / SMC 150-035, Starter™ Guidewires / SMC 150-038, Starter™ Guidewires / Jl.5FC 150-035, Starter™ Guidewires / J3FC 150-025, Starter™ Guidewires / J3FC-XX-FS 125-035, Starter™ Guidewires / J3FC-XX-FS 150-035, Starter™ Guidewires / J3FC-XX-FS 150-038, Starter™ Guidewires / J3FC-XX-FS 180-035, Starter™ Guidewires / J3FC-XX-FS 260-035, Starter™ Guidewires / J15FC-XX-FS 150-035, Starter™ Guidewires / J15FC-XX-FS 150-038, Starter™ Guidewires / J1.5MC 150-035, Starter™ Guidewires / J3MC-FS 125-035, Starter™ Guidewires / J3MC-FS 150-035, Starter™ Guidewires / J3MC-FS 150-038, Starter™ Guidewires / J3MC-FS 260-035, Starter™ Guidewires / J6MC-FS 150-035, Starter™ Guidewires / J6MC-FS 150-038, Starter™ Guidewires / J15MC-FS 150-035, Starter™ Guidewires / AJ3MC 150-035, Starter™ Guidewires / AJ3MC 150-038, Starter™ Guidewires / SFC-B 150-035, Starter™ Guidewires / SFC-B 150-038, Starter™ Guidewires / SFC-B 180-035, Starter™ Guidewires / SFC-B 260-035, Starter™ Guidewires / SFCLT 150-035, Starter™ Guidewires / SFCLLT 150-035, Starter™ Guidewires / J3FCLLT-FS 150-035, Starter™ Guidewires / J15FCLLT-FS 150-035, Starter™ Guidewires / Rl.5FC 150-035, Starter™ Guidewires / Rl.5FC 180-035, Starter™ Guidewires / Rl.5FC 260-035, Starter™ Guidewires / SFC 150-018, Starter™ Guidewires / SFC 40-025, Starter™ Guidewires / SFC 100-025, Starter™ Guidewires / SFC 125-025, Starter™ Guidewires / SFC 40-028, Starter™ Guidewires / SFC 150-028, Starter™ Guidewires / SFC 40-032, Starter™ Guidewires / SFC 150-032, Starter™ Guidewires / SFC 40-035, Starter™ Guidewires / SFC 100-035, Starter™ Guidewires / SFC 125-035, Starter™ Guidewires / SFC 180-035, Starter™ Guidewires / SFC 260-038, Starter™ Guidewires / SFC 100-038, Starter™ Guidewires / J1.5SFC 150-035, Starter™ Guidewires / J3FC-XX-FS 150-032, Starter™ Guidewires / J3FC-XX-FS 40-035, Starter™ Guidewires / J3FC-XX-FS 100-035, Starter™ Guidewires / J3SFC-FS 150-035, Starter™ Guidewires / J6FC-XX-FS 150-035, Starter™ Guidewires / J6FC-XX-FS 180-035, Starter™ Guidewires / J12FC-XX-FS 150-035, Starter™ Guidewires / J12FC-XX-FS 150-038, Starter™ Guidewires / J7.5FC-XX-FS 150-035, Starter™ Guidewires / J3FC-XX-FS 80-035, Starter™ Guidewires / SFC 80-035, Starter™ Guidewires / ASMC 150-035, Starter™ Guidewires / SFCLLT 150-018, Starter™ Guidewires / J3FCLLT 150-018, Starter™ Guidewires / J1.5FCLT 150-035, Starter™ Guidewires / SFC-EHD 150-035 | MONTAL | 2023-08-08T00:00:00.000+02:00 | Lake Region Medical, 340 Lake Hazeltine Dr., Chaska, Mn 55318 USA | SCMBF-030V, SCMBF-031V, SCMBF-032V, SCMBF-033V, SCMBF-034V, SCMBF-035V, SCMBF-036V, SCMBF-037V, SCMBF-038V, SCMBF-039V, SCMBF-040V, SCMBF-041V, SCMBF-042V, SCMBF-043V, SCMBF-044V, SCMBF-045V, SCMBF-046V, SCMBF-047V, SCMBF-048V, SCMBF-049V, SCMBF-050V, SCMBF-051V, SCMBF-052V, SCMBF-053V, SCMBF-054V, SCMBF-055V, SCMBF-056V, SCMBF-057V, SCMBF-058V, SCMBF-059V, SCMBF-060V, SCMBF-061V, SCMBF-062V, SCMBF-063V, SCMBF-064V, SCMBF-065V, SCMBF-082V, SCMBF-083V, SCMBF-084V, SCMBF-085V, SCMBF-086V, SCMBF-087V, SCMBF-088V, SCMBF-089V, SCMBF-090V, SCMBF-091V, SCMBF-092V, SCMBF-093V, SCMBF-094V, SCMBF-095V, SCMBF-097V, SCMBF-098V, SCMBF-099V, SCMBF-100V, SCMBF-101V, SCMBF-102V, SCMBF-103V, SCMBF-104V, SCMBF-105V, SCMBF-106V, SCMBF-107V, SCMBF-108V, SCMBF-109V, SCMBF-110V, SCMBF-111V, SCMBF-112V, SCMBF-113V | Klasa IIa | Tela udhëzues që përdoren gjatë procedurave diagnostikuese terapeutike ose intervenuese. | Pajisje nje perdorimeshe
14732 | Synthetic Absorbable Suture/WEGO-PGA RAPID, Synthetic Absorbable Suture/WEGO-PGLA RAPID | O.E.S DISTRIMED | 2023-08-09T00:00:00.000+02:00 | Foosin Medical Supplies Inc., Ltd. No.20,Xingshan Road, Weihai Torch Hi-tech Science Park,264210 Weihai, Shandong Province, PEOPLE'S REPUBLIC OF CHINA | various codes | Klasa III | Sutura kirurgjikale te absorbueshme | Pajisje nje perdorimeshe
14701 | BECKMAN COULTER CHEMISTRY ANALYZER AU480 | GENIUS SHPK | 2023-08-09T00:00:00.000+02:00 | Beckman Coulter , Inc . - 250 S. Kraemer , Brea, CA 92821 USA | B96692, B96693 | In vitro | Instrument diagnostifikues in vitro biokimik per te punuar analiza te ndryshme biokimke,e destinuar per te matur komponentet kimike ne mostre (serum, plazme, urine, gjak total (vetem HbA1c)) duke perzier mostren dhe reagentin. | Pajisje te diagnostifikimit in vitro
14736 | Zinc oxide-eugenol cement,i-ZOE M,IZML1 10ml liquid, instruction for use | MOTO-MANIA | 2023-08-09T00:00:00.000+02:00 | Uab Medicinos linija ,Aviacijos str. 28, LT-77103 Siauliai,Lithuania | Zinc oxide-eugenol cement,i-ZOE M,IZML1 10ml liquid, instruction for use | Klasa IIa | EUGENOL LIKID | Pajisje dentare
14441 | Operating Table,/Vivax OT-02 | Health & Light | 2023-07-14T00:00:00.000+02:00 | INFIMED Spółka z ograniczoną odpowiedzialnością 34-300 Żywiec, ul. Kabaty 1, Polska | OT-02 | Klasa I | Shtrat Operacioni Vivax OT-02 | Pajisje elektromekanike
14542 | Surecheck® Streamer | T R I M E D | 2023-07-14T00:00:00.000+02:00 | Guangzhou Wondfo Biotech., Ltd. No.8, Lizhishan Road, Science City, Luogang District, 510663, Guangzhou, P.R. China | W1-M11 | In vitro | Surecheck® Streamer është një test për vetë-perdorim, i dizenjuar për përcaktimin cilësor të gonadotropinës korionike humane (HCG) në urinë, për zbulimin e hershëm të shtatzënisë. | Pajisje te diagnostifikimit in vitro
14512 | Bipolar Pacing Catheter | O.E.S DISTRIMED | 2023-07-10T00:00:00.000+02:00 | Bioptimal International Pte. Ltd.36 Jalan Tukang Singapore 619266 Singapore | BP2502-10, BPX2502-10, BP2502CS-10, BPX2502CS-10 | Klasa III | Kateter bipolar i ritmit,per perdorim ne kardiologji | Pajisje nje perdorimeshe
14432 | Soft Care Eco Standard 2ply Paper &PE Exam.Roll 68cmx50m Eco white | O.E.S DISTRIMED | 2023-07-10T00:00:00.000+02:00 | G.Bournas & ST.Bournas Co 18,Seneka Str,14564 Kifissia,Athens,Greece | 108.027.SE | Klasa I | Leter rulon shtrati, per perdorim gjate egzaminimeve te pacienteve | Pajisje nje perdorimeshe
14501 | EPIQ Series Diagnostic Ultrasound System / EPIQ Diagnostic Ultrasound System (includes EPIQ CVx and CVxi) , EPIQ Series Diagnostic Ultrasound System / EPIQ 7 Diagnostic Ultrasound System (includes EPIQ 7C, 7, 7W) , EPIQ Series Diagnostic Ultrasound System / PIQ 5 Diagnostic Ultrasound System (includes EPIQ SC, 5 and SW), EPIQ Series Diagnostic Ultrasound System / EPIQ Elite Diagnostic Ultrasound System (includes Elite G, Elite W, Elite Advanced G, Elite Advanced W) | Health & Light | 2023-07-18T00:00:00.000+02:00 | Philips Ultrasound LLC 22100 Bothell Everett Hwy Bothell, WA 98021-8431 USA | EPIQ Diagnostic Ultrasound System (includes EPIQ CVx and CVxi) , EPIQ 7 Diagnostic Ultrasound System (includes EPIQ 7C, 7, 7W) , EPIQ 5 Diagnostic Ultrasound System (includes EPIQ SC, 5 and SW), EPIQ Elite Diagnostic Ultrasound System (includes Elite G, Elite W, Elite Advanced G, Elite Advanced W) | Klasa IIa | Pajisje diagnostikimi Ultrasonike, EPIQ Diagnostic Ultrasound System (includes EPIQ CVx and CVxi) , Pajisje diagnostikimi Ultrasonike, EPIQ 7 Diagnostic Ultrasound System (includes EPIQ 7C, 7, 7W) , Pajisje diagnostikimi Ultrasonike, EPIQ 5 Diagnostic Ultrasound System (includes EPIQ SC, 5 and SW), Pajisje diagnostikimi Ultrasonike, EPIQ Elite Diagnostic Ultrasound System (includes Elite G, Elite W, Elite Advanced G, Elite Advanced W) | Pajisje elektromekanike
14589 | i-STAT 1 Analyzer (Model No 300-G), i-STAT cTnl Cartridge | LABOPHARMA SHPK | 2023-07-24T00:00:00.000+02:00 | Abbott Point of Care Inc. 100 and 200 Abbott Park Rd. Abbott Park, IL 60064 United States of America | 04P75-01, 03P90-25 | In vitro | Jane aparate analizues qe perdoren per analizen sasiore te mostrave te gjakut, Jane reagente qe perdoren per analizen sasiore te mostrave te gjakut | Pajisje te diagnostifikimit in vitro
14578 | Dental Chair (Dabi Atlante; Saevo; D700; Gnatus; Denimed), Delivery Unit (Dabi Atlante; Saevo; D700; Gnatus; Denimed), Water Unit (Dabi Atlante; Saevo; D700; Gnatus; Denimed), DentalLight (Dabi Atlante; Saevo; D700; Gnatus; Denimed) | DENTAL LEADER -CORSI | 2023-08-02T00:00:00.000+02:00 | Alliage S/A Industrias Medico Odontologica, Rod.Abrao Assed Km 53 + 450 metros, Recreio Anhanguera 14097500 Ribeira Preto SP Brazil | Persus LED, PERSUS PISO, SIRIUS C1, SIRIUS C2, SIRIUS G8 SENSOR 1 LED, SIRIUS G8 SENSOR 2 LEDS, SIRIUS G8 SENSOR3 LEDS, SIRIUS G8 SENSOR 4 LEDS, SIRIUS G8 SENSOR 4 (2X2)LEDS, SIRIUS G8 SENSOR 5 LEDS, SIRIUS G8 SENSOR 5 (3X2)LEDS, SIRIUS G8 1 LED, SIRIUS G8 2 LEDS, SIRIUS G8 3L EDS, SIRIUS G8 4L EDS, SIRIUS G8 4(2X2) LEDS, SYNCRUS G8, S500, T5, CROMA, D1, GALLA, NEW CROMA, NEW CROMA T5, NEW GALLA, NEW VERSA, SYNCRUS GL, SYNCRUS GLX, SYNCRUS G2, SYNCRUS G4, ARTUS, MINI, SYNCRUS H, SYNCRUS HLX, SYNCRUS LS, SYNCRUS G3 H, SYNCRUS G8 F, SYNCRUS G8 FE, SYNCRUS G8 H, SYNCRUS G8 HE, SYNCRUS, SYNCRUS G1, SYNCRUS G3, SYNCRUS ALCANCE 3T, SYNCRUS ALCANCE 3T V, SYNCRUS ALCANCE 3T BV, SYNCRUS ALCANCE 3T BV UE, SYNCRUS ALCANCE 4T, SYNCRUS ALCANCE 4T V, SYNCRUS ALCANCE 4T BV, SYNCRUS ALCANCE 4T BV EU, SYNCRUS ALCANCE 5T V, SYNCRUS ALCANCE 5T BV, SIRIUS G8 5 LEDS, SIRIUS G8 5(3X2) LEDS, Persus L | Klasa I | Drita e unitit dentar, Karrige dentare, Aksesor I unitit dentar, Pjese e unitit dentare, per daljen e ujit | Pajisje dentare
14591 | Video Processor, Video Gastroscope, Video Colonoscope | MONTAL | 2023-07-24T00:00:00.000+02:00 | PENTAX-Aohua Medical Technologies Co., Ltd. East of 3rd Floor, Block C, Building 1, No. 5 Shenwang Rd., Minhang District, Shanghai 201108, China | EPK-V1500c, EG27-V10c, EG29-V10c, EC38-V10cM, EC38-V10cL | Klasa IIa | Jane pajisje mjekesore qe sherbejne per te pare brenda trupit | Instrumenta shumeperdorimeshe
14651 | MR-CT Roadmap / 001004, EmboGuide / 001012, SmartCT / 001018, 3D-RA / 001102, 3D Roadmap / 001003, XperCT Dual/ 001105, XperGuide / 001006, StentBoost/ 001007, HeartNavigator/ 001001, EP navigator / 000071, VesselNavigator / 001013, Aneurysm Flow/ 001015, StentBoost Live / 001017, Dynamic Coronary Roadmap / 001016 | Health & Light | 2023-08-01T00:00:00.000+02:00 | Philips Medical Systems Nederland B.V. Veenpluis 6 5684 PC Best The Netherlands SRN ID.: NL-MF-000001489 | 001004, 001012, 001018, 001102, 001003, 001105, 001006, 001007, 001001, 000071, 001013, 001015, 001017, 001016 | Klasa IIb | Software per Angiografine intervencionuese digitale, MR-CT Roadmap, Software perpunimi per Angiografine intervencionuese digitale, EmboGuide, Software per Angiografine intervencionuese digitale, SmartCT, Software Analizues per Angiografine intervencionuese digitale, 3D-RA, Software per Angiografine intervencionuese digitale, 3D Roadmap, Software perpunimi per Angiografine intervencionuese digitale, XperCT Dual, Software Analizues per Angiografine intervencionuese digitale, XperGuide, Software Analizues per Angiografine intervencionuese digitale, StentBoost, Software per Angiografine intervencionuese digitale, HeartNavigator, Software per Angiografine intervencionuese digitale, EP navigator, Software per Angiografine intervencionuese digitale, VesselNavigator, Software per Angiografine intervencionuese digitale, Aneurysm Flow, Software per Angiografine intervencionuese digitale, StentBoost Live, Software per Angiografine intervencionuese digitale, Dynamic Coronary Roadmap | Pajisje diagnostikuese dhe terapeutike me rezatim
14653 | Dental Units | DENTAL LEADER -CORSI | 2023-08-02T00:00:00.000+02:00 | Miglionico Srl, Via Molise, Lotti 67/68 Z.I 70021 AcquaVvva delle Fonti, BA, Italy | NICE ONE, NICE ONE P, NICE ONE L, NICE TOUCH, NICE GLASS, NICE TOUCH P, NICE GLASS P, NICE TOUCH P CART, NICE GLASS P CART, NICE TOUCH W, NICE GLASS W | Klasa IIa | Unite dentare | Pajisje dentare
14637 | X1 Non invasive blood pressure measuring device upper arm automatic type | DELTA PHARMA - AL | 2023-07-27T00:00:00.000+02:00 | Rossmax Swiss GmbH Widnauerstrasse 1, CH-9435 Heerbrugg, Switzerland | X1 Non invasive blood pressure measuring device upper arm automatic type | Klasa IIa | Pajisje profesionale për monitorimin e presionit të gjakut. Parandalon rrezikun e sëmundjeve kardiake dhe goditjes në tru me zbulimin e hershëm të fibrilacionit atrial, kontraktimit të parakohshëm, takikardisë dhe bradikardisë. Çrregullimet kardiake kanë nevojë për kujdes mjekësor dhe për këtë arsye diagnoza e hershme është e një rëndësie të madhe. Teknologjia PARR zbulon aritminë gjatë kontrollev | Tjeter
14658 | SOLO Smart Stentless Pericardial Heart Valve | AGS Corporation | 2023-08-01T00:00:00.000+02:00 | Corcym S.r.l. Via Crescentino sn 13040 Saluggia (VC) ITALY | ICV1246/ART19SMT, ICV1247/ART21SMT, ICV1248/ART23SMT, ICV1264/ART25SMT, ICV1265/ART27SMT | Klasa III | Valvula Aortike Biologjike Solo Smart | Pajisje te implantueshme aktive
14640 | Cross-linked Hyaluronic Acid injectable gel with Lidocaine | ARLI PHARMA | 2023-08-02T00:00:00.000+02:00 | Prodhuesi: S.THEPHARM Co., Ltd. Adresa: 1111, 1112, 1101-ho, 19, Ojeongongeop-gil, Uiwang-si, Gyeonggi-do, 16072, Republic of Korea | QTFILL PLUS AQ , QTFILL PLUS FINE, QTFILL PLUS DEEP, QTFILL PLUS Sub-Q | Klasa III | Filler per mbushjen e rrudhave | Tjeter
14717 | Access Toxo IgG, Access Toxo IgG Calibrators, Access Toxo IgG QC | GENIUS SHPK | 2023-08-07T00:00:00.000+02:00 | Beckman Coulter , Inc . - 250 S. Kraemer Boulevard Brea, CA 92821 U.S.A | A31588, A31589, A31590 | In vitro | Reagent imunologjik diagnostifikues in vitro e destinuar per percaktimin kualitativ dhe kuantitativ te antitrupave IgG kunder Toxoplasma gondi ne serumin humane duke perdorur Sistemet e Testimit te Imunologjise Access. Testi Access Toxo IgG ndihmon ne diagnozen e infeksionit te Toxoplasma gondi dhe mund te perdoret per te vleresuar statusin imunitar te grave shtatzena., Kalibrator imunologjik diagnostifikues in vitro e destinuar per kalibrimin e testit Access Toxo IgG per percaktimin kualitativ dhe kuantitativ te antitrupave IgG kunder Toxoplasma gondi ne serumin humane duke perdorur Sistemet e Testimit te Imunologjise Access., Kontrollues cilesie imunologjik diagnostifikues in vitro e destinuar per monitorimin e performances se sistemit te testit Access Toxo IgG. | Pajisje te diagnostifikimit in vitro
14597 | NON-STERILE ACCESSORIES-Dual Collapser Base | AGS Corporation | 2023-08-09T00:00:00.000+02:00 | Corcym S.r.l. Via Crescentino sn 13040 Saluggia (VC) ITALY | ICV1232 | Klasa I | Aksesore per Valvula | Tjeter
14737 | EZ Glide Aortic Cannula: Curved w/Suture Bump w/straight connector, 21 Fr., EZ Glide Aortic Cannula: Curved w/Suture Bump w/T connector, 21 Fr., EZ Glide Aortic Cannula: Curved w/Suture Bump w/straight connector, 24 Fr., EZ Glide Aortic Cannula: Curved w/Suture Bump w/T connector, 24 Fr., EZ Glide Aortic Cannula: Curved w/Suture Flange w/straight connector, 21 Fr., EZ Glide Aortic Cannula: Curved w/Suture Flange w/T connector, 21 Fr., EZ Glide Aortic Cannula: Curved w/Suture Flange w/straight connector, 24 Fr., EZ Glide Aortic Cannula: Curved w/Suture Flange w/T connector, 24 Fr., EZ Glide Aortic Cannula: Straight w/straight connector, 21 Fr., EZ Glide Aortic Cannula: Straight w/T connector, 21 Fr., EZ Glide Aortic Cannula: Straight w/straight connector, 24 Fr., EZ Glide Aortic Cannula: Straight w/T connector, 24 Fr., OptiSite Arterial Perfusion Cannula, 16 Fr., blunt tip, vented introducer, OptiSite Arterial Perfusion Cannula, 18 Fr., blunt tip, vented introducer, OptiSite Arterial Perfusion Cannula, 20 Fr., blunt tip, vented introducer, OptiSite Arterial Perfusion Cannula, 22 Fr., blunt tip, vented introducer, EndoReturn Arterial Cannula Kit: (Y- connector w/smooth, inner radius), 21 Fr, with Guidewire, EndoReturn Arterial Cannula Kit: (Y- connector w/smooth, inner radius), 23 Fr, with Guidewire | BIOMETRIC ALBANIA | 2023-08-09T00:00:00.000+02:00 | Edwards Lifesciences LLC - Adresa: One Edwards Way, Irvine, CA 92614, USA | EZC21A, EZC21TA, EZC24A, EZC24TA, EZF21A, EZF21TA, EZF24A, EZF24TA, EZS21A, EZS21TA, EZS24A, EZS24TA, OPTI16, OPTI18, OPTI20, OPTI22, ER21B, ER23B | Klasa III | Kanjula Arteriale te Bypassit Cardiopulmonar | Produkte per institucione te kujdesit shendetesor
14612 | OSTEOTOM, DR.IGLHAUT,CRV., 4,7 < 5,4MM, OCHSENBEIN-CHISEL, MOD., FIG. 1, OCHSENBEIN-CHISEL, MOD., FIG. 2, PIN-OSTEOTOME, OSTEOTOME, CONCAVE, FIG. 0, 17,5 CM, OSTEOTOME, CONCAVE, FIG. 1, 17,5 CM, OSTEOTOME, CONCAVE, FIG. 2, 17,5 CM, OSTEOTOME, CONCAVE, FIG. 3, 17,5 CM, SEPTUM OSTEOTOME, OBWEGESER, 4 MM, 19 CM, SEPTUM OSTEOTOME, OBWEGESER, 6 MM, 19 CM, SEPTUM OSTEOTOME, OBWEGESER, 8 MM, 19 CM, WEDGE OSTEOTOME, OBWEGES., 8 MM, 22.5 CM, WEDGE OSTEOTOME, OBWEG., 12 MM, 22.5 CM, WEDGE OSTEOTOME, OBWEG., 16 MM, 22.5 CM, Wedge Osteotome, Obweges., 8 mm, 22.5 cm, Wedge Osteotome, Obweges., 12 mm, 22.5 c, Wedge Osteotome, Obweges., 16 mm, 22.5 c, BLADE OSTEOTOME, OBWEGES., 8 MM, 22.5 CM, BLADE OSTEOTOME, OBWEG., 12 MM, 22.5 CM, BLADE OSTEOTOME, OBWEG., 16 MM, 22.5 CM, BLADE OSTEOTOME, OBWEG., 20 MM, 22.5 CM, Blade Osteotome, Obweges., 8 mm, 22.5 cm, Blade Osteotome, Obweges., 12 mm, 22.5 c, Blade Osteotome, Obweges., 16 mm, 22.5 c, Blade Osteotome, Obweges., 20 mm, 22.5 c, OSTEOTOME, OBWEGESER, CVD., 8 MM, 23 CM, OSTEOTOME, OBWEGESER, CVD., 11 MM, 23 CM, OSTEOTOME, ELASTIC, CVD., 8 MM, 21 CM, OSTEOTOME, ELASTIC, CVD., 11 MM, 21 CM, OSTEOTOME, OBWEGESER, 3 MM, 15.5 CM, OSTEOTOME, OBWEGESER, 4 MM, 15.5 CM, OSTEOTOME, OBWEGESER, 6.5 MM, 15.5 CM, MI OS7, Osteotome, lg, cvd, 10 mm, 23 cm, MAXILLARY-MOBILIZER, 12 MM, 23 CM, OSTEOTOME, TESSIER, STR., 2 MM, 16 CM, OSTEOTOME, TESSIER, STR., 3 MM, 16 CM, OSTEOTOME, TESSIER, STR., 5 MM, 16 CM, OSTEOTOME, TESSIER, STR., 7 MM, 16 CM, OSTEOTOME, TESSIER, STR., 10 MM, 16 CM, OSTEOTOME, TESSIER, STR., 14 MM, 16 CM, OSTEOTOME, TESSIER, STR., 16 MM, 16 CM, OSTEOTOME, TESSIER, CVD., 5 MM, 16 CM, OSTEOTOME, TESSIER, CVD., 7 MM, 16 CM, OSTEOTOME, TESSIER, STR., 18 MM, 16 CM, OSTEOTOME, TESSIER, STR., 10 MM, 20 CM, OSTEOTOME, TESSIER, STR., 15 MM, 20 CM, OSTEOTOME, TESSIER, STR., 20 MM, 20 CM, OSTEOTOME, TESSIER, STR., 30 MM, 20 CM, OSTEOTOME, TESSIER, CVD., 10 MM, 20 CM, OSTEOTOME, TESSIER, CVD., 15 MM, 20 CM, OSTEOTOME, TESSIER, STR., 15 MM, 16 CM, OSTEOTOME, TESSIER, CVD., 10 MM, 16 CM, OSTEOTOME, TESSIER, CVD., 15 MM, 16 CM, SEPTUM OSTEOTOME, TESSIER, STR., 19 CM, OSTEOTOME, TESSIER, CVD., 10 MM, 18 CM, TESSIER-KAWAMOTO OSTEOTOME, 9MM,18CM, PALATAL OSTEOTOME, 22 CM, Osteotome 45°, Nadjmi, 8 mm, 22 cm, Osteotome, Nadjmi, 15 mm, 18 cm, BSSO Splitting Osteotome acc. Arnett 7 m, BSSO Splitting Osteotome acc. Arnett 14, INTERDENTAL OSTEOTOME ACC. ARNETT, 8 MM, BSSO SPLITTING OSTEOTOME ACC. ARNETT 7MM, PTERYGOID OSTEOTOME ACC. ARNETT, BSSO SPLITTING OSTEOTOME ACC. ARNETT 6MM, OSTEOTOME, MARCHAC, 4 MM, STR., 18.5 CM, OSTEOTOME, MARCHAC, 6 MM, STR., 18.5 CM, OSTEOTOME, MARCHAC, 8 MM, STR., 18.5 CM, OSTEOTOME, MARCHAC, 6 MM, CVD., 18.5 CM, CHISEL, PARTSCH, 3 MM, 17 CM, CHISEL, PARTSCH, 4 MM, 17 CM, CHISEL, PARTSCH, 5 MM, 17 CM, CHISEL, PARTSCH, 6 MM, 17 CM, GOUGE, PARTSCH, 2 MM, 13.5 CM, GOUGE, PARTSCH, 3 MM, 13.5 CM, GOUGE, PARTSCH, 4 MM, 13.5 CM, GOUGE, PARTSCH, 5 MM, 13.5 CM, GOUGE, PARTSCH, 6 MM, 13.5 CM, GOUGE, PARTSCH, 2 MM, 16.5 CM, GOUGE, PARTSCH, 3 MM, 16.5 CM, GOUGE, PARTSCH, 4 MM, 16.5 CM, GOUGE, PARTSCH, 5 MM, 16.5 CM, GOUGE, PARTSCH, 6 MM, 16.5 CM, Gouge, Zielke, si., 5,5 mm, 23 cm, Gouge, Zielke, si., 9 mm, 23 cm, CHISEL, ALEXANDER, 4 MM, 17.5 CM, CHISEL, ALEXANDER, 6 MM, 17.5 CM, CHISEL, ALEXANDER, 8 MM, 17.5 CM, CHISEL, ALEXANDER, 10 MM, 17.5 CM, CHISEL, ALEXANDER, 12 MM, 17.5 CM, CHISEL, ALEXANDER, 14 MM, 17.5 CM, GOUGE, ALEXANDER, 4 MM, 17.5 CM, GOUGE, ALEXANDER, 6 MM, 17.5 CM, GOUGE, ALEXANDER, 8 MM, 17.5 CM, GOUGE, ALEXANDER, 10 MM, 17.5 CM, GOUGE, ALEXANDER, 12 MM, 17.5 CM, GOUGE, ALEXANDER, 14 MM, 17.5 CM, CHISEL, STILLE, 10 MM, 20.5 CM, Chisel, Stille, 12 mm, 20.5 cm, CHISEL, STILLE, 15 MM, 20.5 CM, CHISEL, STILLE, 20 MM, 20.5 CM, CHISEL, STILLE, 25 MM, 20.5 CM, Osteotome, Stille, 8 mm, 20.5 cm, OSTEOTOME, STILLE, 10 MM, 20.5 CM, MI OS2,osteotome,straight,4mm,19.5cm, MI OS3,osteotome,curved,4mm,19cm, MI OS5,wedge osteo.,blunt,16mm,22.5cm, MI OS6,blade osteotome,8mm,22.5cm, OSTEOTOME, BAUER, 6 MM, STR., 20.5 CM, OSTEOTOME, BAUER, 8 MM, STR., 20.5 CM, OSTEOTOME, BAUER, 6 MM, CVD., 20.5 CM, OSTEOTOME, BAUER, 8 MM, CVD., 20.5 CM, OSTEOTOME, EPKER-B., 8 MM, CVD., 17.5 CM, BURTON OSTEOTOME, OSTEOTOME, MUNRO-DAUTREY, 4 MM, 16 CM, OSTEOTOME, MUNRO-DAUTREY, 6 MM, 16 CM, OSTEOTOME, MUNRO-DAUTREY, 8 MM, 16 CM, OSTEOTOME, MUNRO-DAUTREY, 10 MM, 16 CM, OSTEOTOME, MUNRO-DAUTREY, 12 MM, 16 CM, OSTEOTOME, MUNRO-DAUTREY, 14 MM, 16 CM, OSTEOTOME, MUNRO-DAUTREY, 16 MM, 16 CM, OSTEOTOME, DUNN-DAUTREY, 4 MM, 16.5 CM, OSTEOTOME, DUNN-DAUTREY, 6 MM, 17 CM, OSTEOTOME, DUNN-DAUTREY, 8 MM, 17 CM, OSTEOTOME, DUNN-DAUT., 6 MM, CVD., 17 CM, OSTEOTOME, DUNN-D., 6 MM, ST. CVD., 17CM, OSTEOTOME, DUNN-D., 8 MM, CVD., 18CM, OSTEOTOME, DUNN-D., 8 MM, ST.CVD.,16,5CM, OSTEOTOME, EPKER, 4 MM, STR., 18 CM, OSTEOTOME, EPKER, 6 MM, STR., 18 CM, OSTEOTOME, EPKER, 8 MM, STR., 18 CM, OSTEOTOME, EPKER, 4 MM, CVD., 18 CM, OSTEOTOME, EPKER, 6 MM, CVD., 18 CM, OSTEOTOME, EPKER, 6 MM, STR. CVD., 18 CM, OSTEOTOME, EPKER, 8 MM, STR. CVD., 18 CM, BONE CHISEL,DR. IGLHAUT,5MM W. GRAD., BONE CHISEL,DR. IGLHAUT,5MM W/O. GRAD., FREIHOFER OSTEOTOME, Spatula Osteotome, Urata, 3.7 mm, Spatula Osteotome, Urata, 3.7 mm, 15 cm, Spatula Osteotome, Urata, 4.5 mm, 15 cm, Spatula Osteotome, Urata, 7 mm, 15 cm, PTERYGOID-OSTEOTOME, HARGIS, CVD., 22 CM, SEPTUM OSTEOTOME, TERRY, 19 CM, RAMUS OSTEOTOME, STEINH., 7 MM, 17 CM, RAMUS OSTEOTOME, STEINH., 10 MM, 17 CM, CHISEL, STEINHAEUSER, 7 MM, 19 CM, CHISEL, STEINHAEUSER, 11 MM, 19 CM, CHISEL, STEINHAEUSER, 15 MM, 19 CM, ORBITAL OSTEOTOME, STEINH., 5 MM, 18 CM, ORBITAL OSTEOTOME, STEINH., 8 MM, 18 CM, OSTEOTOME, WOLFORD, ANG., 6 MM, 21.5 CM, OSTEOTOME, WOLFORD, ANG., 8 MM, 21.5 CM, OCHSENBEIN CHISEL FIG 4, RHODES-MINI-CHISEL, FIG. 36/37, OCHSENBEIN-CHISEL, FIG. 1, OCHSENBEIN-CHISEL, FIG. 2, FEDI-CHISEL, FIG. 1, FEDI-CHISEL, FIG. 2, WEDELSTAEDT-ENAMEL-CHISEL, FIG. 1/2, WEDELSTAEDT-ENAMEL-CHISEL, FIG. 3/4, WEDELSTAEDT-ENAMEL-CHISEL, FIG. 5/6, OSTEOTOM, DR.IGLHAUT,STR., 2,2 < 2,7MM, OSTEOTOM, DR.IGLHAUT,STR., 2,7 < 3,2MM, OSTEOTOM, DR.IGLHAUT,STR., 3,2 < 3,7MM, OSTEOTOM, DR.IGLHAUT,STR., 3,7 < 4,2MM, OSTEOTOM, DR.IGLHAUT,STR., 4,2 < 4,7MM, OSTEOTOM, DR.IGLHAUT,STR., 4,7 < 5,4MM, OSTEOTOM, DR.IGLHAUT,CRV., 2,2 < 2,7MM, OSTEOTOM, DR.IGLHAUT,CRV., 2,7 < 3,2MM, OSTEOTOM, DR.IGLHAUT,CRV., 3,2 < 3,7MM, OSTEOTOM, DR.IGLHAUT,CRV., 3,7 < 4,2MM, OSTEOTOM, DR.IGLHAUT,CRV., 4,2 < 4,7MM, Osteotome, Stille, 12 mm, 20.5 cm, OSTEOTOME, STILLE, 15 MM, 20.5 CM, OSTEOTOME, STILLE, 20 MM, 20.5 CM, OSTEOTOME, STILLE, 25 MM, 20.5 CM, Osteotome, Stille, fine, 10 mm, 20.5 cm, Osteotome, Stille, fine, 12 mm, 20.5 cm, Osteotome, Stille, fine, 15 mm, 20.5 cm, Osteotome, Stille, fine, 20 mm, 20.5 cm, Osteotome, Stille, fine, 25 mm, 20.5 cm, GOUGE, STILLE, 10 MM, 20.5 CM, Gouge, Stille, 12 mm, 20.5 cm, GOUGE, STILLE, 15 MM, 20.5 CM, GOUGE, STILLE, 20 MM, 20.5 CM, GOUGE, STILLE, 25 MM, 20.5 CM, Handle f. chisel blades, si., 18.5 cm, CHISEL BLADE, STR., 5 MM, 8 CM, CHISEL BLADE, STR., 10 MM, 8 CM, CHISEL BLADE, STR., 16 MM, 8 CM, CHISEL BLADE, STR., 25 MM, 8 CM, OSTEOTOME BLADE, 5 MM, 8 CM, OSTEOTOME BLADE, 10 MM, 8 CM, OSTEOTOME BLADE, 16 MM, 8 CM, OSTEOTOME BLADE, 25 MM, 8 CM, KEY F. 23-130-01, 9 CM, Spongiosa gouge, str., si., 5mm, 24.5cm, Spongiosa gouge, str., si., 10mm, 24.5cm, SPONGIOSA GOUGE, STR., 10 MM, 24.5 CM, Spongiosa gouge, str., si., 15mm, 24.5cm, Spongiosa gouge, cvd., si., 5mm, 24.5cm, Spongiosa gouge, cvd., si., 10mm, 24.5cm, Spongiosa gouge, cvd., si., 15mm, 24.5cm, OSTEOTOME, MINI-LAMBOTTE, 2 MM, 12.5 CM, OSTEOTOME, MINI-LAMBOTTE, 3 MM, 12.5 CM, OSTEOTOME, MINI-LAMBOTTE, 4 MM, 12.5 CM, OSTEOTOME, MINI-LAMBOTTE, 6 MM, 12.5 CM, OSTEOTOME, MINI-LAMBOTTE, 8 MM, 12.5 CM, OSTEOTOME, MINI-LAMBOTTE, 10 MM, 12.5 CM, OSTEOTOME, MINI-LAMBOTTE, 12 MM, 12.5 CM, OSTEOTOME, MINI-LAMBOTTE, 15 MM, 12.5 CM, OSTEOTOME, MINI-LAMBOTTE, 3 MM, 17 CM, OSTEOTOME, MINI-LAMBOTTE, 4 MM, 17 CM, OSTEOTOME, MINI-LAMBOTTE, 6 MM, 17 CM, OSTEOTOME, MINI-LAMBOTTE, 8 MM, 17 CM, OSTEOTOME, MINI-LAMBOTTE, 10 MM, 17 CM, OSTEOTOME, MINI-LAMBOTTE, 12 MM, 17 CM, OSTEOTOME, MINI-LAMBOTTE, 15 MM, 17 CM, Osteotome, Lambotte, 4 mm, 24 cm, Osteotome, Lambotte, 6 mm, 24 cm, Osteotome, Lambotte, 8 mm, 24 cm, Osteotome, Lambotte, 10 mm, 24 cm, Osteotome, Lambotte, 13 mm, 24 cm, OSTEOTOME, LAMBOTTE, 15 MM, 24 CM, Osteotome, Lambotte, 18 mm, 24 cm, OSTEOTOME, LAMBOTTE, 20 MM, 24 CM, OSTEOTOME, LAMBOTTE, 25 MM, 24 CM, OSTEOTOME, LAMBOTTE, 30 MM, 24 CM, OSTEOTOME, LAMBOTTE, 38 MM, 24 CM, OSTEOTOME, LAMBOTTE, 44 MM, 24 CM, OSTEOTOME, LAMBOTTE, 50 MM, 24 CM, Osteotome, Lambotte, cvd., 4 mm, 24 cm, Osteotome, Lambotte, cvd., 6 mm, 24 cm, Osteotome, Lambotte, cvd., 8 mm, 24 cm, Osteotome, Lambotte, cvd., 10 mm, 24 cm, Osteotome, Lambotte, cvd., 13 mm, 24 cm, OSTEOTOME, LAMBOTTE, CVD., 15 MM, 24 CM, Osteotome, Lambotte, cvd., 18 mm, 24 cm, OSTEOTOME, LAMBOTTE, CVD., 20 MM, 24 CM, OSTEOTOME, LAMBOTTE, CVD., 25 MM, 24 CM, OSTEOTOME, LAMBOTTE, CVD., 30 MM, 24 CM, OSTEOTOME, LAMBOTTE, CVD., 38 MM, 24 CM, OSTEOTOME, LAMBOTTE, CVD., 44 MM, 24 CM, OSTEOTOME, LAMBOTTE, CVD., 50 MM, 24 CM, OSTEOTOME, SMITH-PET., 6 MM, 20.5 CM, OSTEOTOME, SMITH-PET., 9 MM, 20.5 CM, OSTEOTOME, SMITH-PET., 13 MM, 20.5 CM, OSTEOTOME, SMITH-PET., 16 MM, 20.5 CM, OSTEOTOME, SMITH-PET., 19 MM, 20.5 CM, OSTEOTOME, SMITH-PET., 25 MM, 20.5 CM, OSTEOTOME, SMITH-P, CVD., 6 MM, 20.5 CM, OSTEOTOME, SMITH-P, CVD., 9 MM, 20.5 CM, OSTEOTOME, SMITH-P, CVD., 13 MM, 20.5 CM, OSTEOTOME, SMITH-P, CVD., 16 MM, 20.5 CM, OSTEOTOME, SMITH-P, CVD., 19 MM, 20.5 CM, OSTEOTOME, SMITH-P, CVD., 25 MM, 20.5 CM, Gouge, Cobb, str., si., 6 mm, 28 cm, Gouge, Cobb, slight cvd., si., 6mm, 28cm, Gouge, Cobb, strong cvd., si., 6mm, 28cm, Gouge, Cobb, backw.cvd., si., 6mm, 28cm, OSTEOTOME, HOKE, 3 MM, 17 CM, OSTEOTOME, HOKE, 5 MM, 17 CM, OSTEOTOME, HOKE, 6 MM, 17 CM, OSTEOTOME, HOKE, 8 MM, 17 CM, OSTEOTOME, HOKE, 9 MM, 17 CM, OSTEOTOME, HIBBS, 6 MM, 24.5 CM, OSTEOTOME, HIBBS, 13 MM, 24.5 CM, OSTEOTOME, HIBBS, 19 MM, 24.5 CM, OSTEOTOME, HIBBS, 25 MM, 24.5 CM, OSTEOTOME, HIBBS, 32 MM, 24.5 CM, CHISEL, HIBBS, STR., 6 MM, 24.5 CM, CHISEL, HIBBS, STR., 13 MM, 24.5CM, CHISEL, HIBBS, STR., 19 MM, 24.5CM, CHISEL, HIBBS, STR., 25 MM, 24.5CM, CHISEL, HIBBS, STR., 32 MM, 24.5CM, OSTEOTOME, HIBBS, CVD., 6 MM, 24.5 CM, OSTEOTOME, HIBBS, CVD., 13 MM, 24.5 CM, OSTEOTOME, HIBBS, CVD., 19 MM, 24.5 CM, OSTEOTOME, HIBBS, CVD., 25 MM, 24.5 CM, OSTEOTOME, HIBBS, CVD., 32 MM, 24.5 CM, GOUGE, HIBBS, STR., 6 MM, 24.5 CM, GOUGE, HIBBS, STR., 13 MM, 24.5 CM, GOUGE, HIBBS, STR., 19 MM, 24.5 CM, GOUGE, HIBBS, STR., 25 MM, 24.5 CM, GOUGE, HIBBS, STR., 32 MM, 24.5 CM, GOUGE, HIBBS, CVD., 6 MM, 24.5 CM, GOUGE, HIBBS, CVD., 13 MM, 24.5 CM, GOUGE, HIBBS, CVD., 19 MM, 24.5 CM, GOUGE, HIBBS, CVD., 25 MM, 24.5 CM, GOUGE, HIBBS, CVD., 32 MM, 24.5 CM, Tamper, Caspar, si., Ø 3 mm, 22 cm, Tamper, Caspar, si., Ø 5 mm, 22 cm, Tamper, Caspar, si., Ø 8 mm, 22 cm, TAMPER, METAL, Ø 2 MM, 15.5 CM, TAMPER, METAL, Ø 3 MM, 15.5 CM, TAMPER, METAL, Ø 4 MM, 15.5 CM, TAMPER, METAL, Ø 5 MM, 15.5 CM, TAMPER, METAL, Ø 6 MM, 15.5 CM, TAMPER, METAL, Ø 8 MM, 15.5 CM, TAMPER, METAL, Ø 10 MM, 15.5 CM, Tamper, Caspar, si., Ø 12 mm, 20 cm, Tamper, Caspar, si., Ø 14 mm, 20 cm, Tamper, Caspar, si., Ø 16 mm, 20 cm, HANDLE FOR PERIOTOME TIPS, WORKING TIP FOR HANDLE NO. 23-360-01, STERNAL CHISEL, LEBSCHE, 24.5 CM, Chisel, Tew #12, 23 cm, Chisel, Tew #12, 26 cm, CapFlex Modulator proximal, S, CapFlex Modulator proximal, M, CapFlex Modulator proximal, L, UHP explantation chisel small, UHP explantation chisel big, SEPTUM CHISEL, FREER, CVD.,4 MM, 16,5 CM, SEPTUM CHISEL, FREER, STR., 4 MM, 16.5CM, SEPTUM-GOUGE, FREER, 6 MM, 16 CM, GOUGE, BALLENGER, 2 MM, STR., 15 CM, GOUGE, BALLENGER, 4 MM, STR., 15 CM, GOUGE, BALLENGER, 6 MM, STR., 15 CM, GOUGE, BALLENGER, 8 MM, STR., 15 CM, SEPTUM-GOUGE, KILLIAN, 5 MM, 16 CM, GOUGE, KILLIAN-CLAUS, 5 MM, 16 CM, Osteotome, Cottle, gradu., 4 mm, 18,5 cm, Osteotome, Cottle, gradu., 7 mm, 18.5 cm, Osteotome, Cottle, gradu., 9 mm, 18.5 cm, Osteotome, Cottle, gradu., 12 mm, 18.5cm, Osteotome, Cottle, cvd., 6 mm, 18.5 cm, Osteotome, Cottle, cross-gr., 2mm,18.5cm, Osteotome, Cottle, cross-gr., 4mm,18.5cm, Osteotome, Cottle, cross-gr., 7mm,18.5cm, Osteotome, Cottle, cross-gr., 9mm,18.5cm, Osteotome, Cottle, cross-gr.,12mm,18.5cm, Osteotome,Cottle,cross-gr,ang,6mm,18.5cm, Osteotome, Cottle, gradu., 16 mm, 18.5cm, Osteotome, Cottle, cross-gr.,16mm,18.5cm, Osteotome, Rubin, 10 mm, 18.5 cm, Osteotome, Rubin, 12 mm, 18.5 cm, Osteotome, Rubin, 14 mm, 18.5 cm, CHISEL, WALTER, 3 MM, 19 CM, CHISEL, WALTER, 4.5 MM, 19 CM, OSTEOTOME, WALTER, 3 MM, 19 CM, OSTEOTOME, WALTER, 4 MM, 19 CM, OSTEOTOME, WALTER, 7 MM, 19 CM, OSTEOTOME, WALTER, 9 MM, 19 CM, OSTEOTOME, WALTER, 12 MM, 19 CM, CHISEL, FOMON, W. GUIDE, 4 MM, 16 CM, CHISEL, FOMON, W. GUIDE, 5 MM, 16 CM, CHISEL, FOMON, W. GUIDE, 6 MM, 16 CM, CHISEL, FOMON, W. GUIDE, 7 MM, 16 CM, OSTEOTOME, CINELLI, 10 MM, 16 CM, OSTEOTOME, CINELLI, 12 MM, 16 CM, OSTEOTOME, CINELLI, 14 MM, 16 CM, OSTEOTOME, CINELLI, 16 MM, 16 CM, OSTEOTOME, NEIVERT-ANDERSON, 7 MM, R., OSTEOTOME, NEIVERT-ANDERSON, 7 MM, L., OSTEOTOME, NEIVERT-ANDERSON, 7 MM, STR., Osteotome, 3 mm, 18,5 cm, NASAL CHISEL, SILVER, STR., 5 MM, 18 CM, NASAL CHISEL, SILVER, R., 5 MM, 18 CM, NASAL CHISEL, SILVER, L., 5 MM, 18 CM, OBWEGESER OSTEOTOME FINE15CM, OBWEGESER OSTEOTOME CURVED, OBWEGESER BALL END NASAL OST, MI OS4,osteotome,thin,4mm,17.5cm, MI OS1,septum ostetome,8mm,18.5cm, Osteotome, Mannerfelt, 8mm, 15.5 cm, Chisel, Papavero, 4mm, 22cm, Osteotome, Lexer, angled, 10mm, 15cm, Osteotome, Lexer, angled, 15mm, 15cm, Osteotome, Hibbs, 38mm, 24.5cm, BUCKLEY-CHISEL, 2 MM, 16 CM, BUCKLEY-CHISEL, 3 MM, 16 CM, BUCKLEY-CHISEL, 4 MM, 16 CM, BUCKLEY-GOUGES, 2 MM, 16 CM, BUCKLEY-GOUGES, 3 MM, 16 CM, BUCKLEY-GOUGES, 4 MM, 16 CM, BONE CHISEL, 4 MM, 17 CM, O.S.U. BONE CHISEL 17CM, OSTEOTOME, 8 MM, 13.5 CM, OSTEOTOME, 10 MM, 13.5 CM, OSTEOTOME, 12 MM, 13.5 CM, OSTEOTOME, 14 MM, 13.5 CM, OSTEOTOME, 16 MM, 13.5 CM, CHISEL, 8 MM, 13.5 CM, CHISEL, 10 MM, 13.5 CM, CHISEL, 12 MM, 13.5 CM, CHISEL, 14 MM, 13.5 CM, CHISEL, 16 MM, 13.5 CM, GOUGE, 8 MM, 13.5 CM, GOUGE, 10 MM, 13.5 CM, GOUGE, 12 MM, 13.5 CM, GOUGE, 14 MM, 13.5 CM, GOUGE, 16 MM, 13.5 CM, CHISEL, PARTSCH, 2 MM, 13.5 CM, CHISEL, PARTSCH, 3 MM, 13.5 CM, CHISEL, PARTSCH, 4 MM, 13.5 CM, CHISEL, PARTSCH, 5 MM, 13.5 CM, CHISEL, PARTSCH, 6 MM, 13.5 CM, CHISEL, PARTSCH, 2 MM, 17 CM | O.E.S DISTRIMED | 2023-08-14T00:00:00.000+02:00 | Gebruder Martin GmbH & Co. KG,KLS Martin Platz 1 78532 Tuttlingen Germany | 43-601-05-07, 43-884-03-07, 43-885-03-07, 43-894-01-07, 43-896-00-07, 43-896-01-07, 43-896-02-07, 43-896-03-07, 48-156-04-07, 48-156-06-07, 48-156-08-07, 48-160-08-04, 48-160-12-04, 48-160-16-04, 48-161-08-04, 48-161-12-04, 48-161-16-04, 48-162-08-04, 48-162-12-04, 48-162-16-04, 48-162-20-04, 48-165-08-04, 48-165-12-04, 48-165-16-04, 48-165-20-04, 48-166-08-07, 48-166-11-07, 48-167-08-07, 48-167-11-07, 48-168-03-07, 48-168-04-07, 48-168-06-07, 48-169-10-07, 48-170-23-07, 48-270-02-07, 48-270-03-07, 48-270-05-07, 48-270-07-07, 48-270-10-07, 48-270-14-07, 48-270-16-07, 48-271-05-07, 48-271-07-07, 48-271-10-07, 48-272-18-07, 48-273-10-07, 48-274-10-07, 48-274-15-07, 48-274-20-07, 48-274-30-07, 48-275-10-07, 48-275-15-07, 48-276-10-07, 48-276-15-07, 48-277-10-07, 48-277-15-07, 48-340-18-07, 48-341-18-07, 48-345-18-07, 48-350-24-07, 48-572-08-04, 48-574-15-07, 48-724-08-04, 48-724-15-04, 48-725-18-07, 48-726-08-04, 48-728-18-07, 48-728-19-07, 50-440-04-07, 50-440-06-07, 50-440-08-07, 50-441-06-07, 23-106-03-07, 23-106-04-07, 23-106-05-07, 23-106-06-07, 23-109-02-07, 23-109-03-07, 23-109-04-07, 23-109-05-07, 23-109-06-07, 23-110-02-07, 23-110-03-07, 23-110-04-07, 23-110-05-07, 23-110-06-07, 23-112-05-04, 23-112-09-04, 23-118-04-07, 23-118-06-07, 23-118-08-07, 23-118-10-07, 23-118-12-07, 23-118-14-07, 23-119-04-07, 23-119-06-07, 23-119-08-07, 23-119-10-07, 23-119-12-07, 23-119-14-07, 23-123-10-07, 23-123-12-07, 23-123-15-07, 23-123-20-07, 23-123-25-07, 23-124-08-07, 23-124-10-07, 38-684-34-07, 38-684-35-07, 38-684-37-04, 38-684-38-04, 38-780-00-07, 38-780-01-07, 38-781-00-07, 38-781-01-07, 38-783-01-07, 38-784-23-07, 38-786-04-07, 38-786-06-07, 38-786-08-07, 38-786-10-07, 38-786-12-07, 38-786-14-07, 38-786-16-07, 38-790-04-07, 38-790-06-07, 38-790-08-07, 38-791-01-07, 38-791-03-07, 38-793-01-07, 38-793-03-07, 38-796-04-07, 38-796-06-07, 38-796-08-07, 38-797-04-07, 38-797-06-07, 38-799-06-07, 38-799-08-07, 38-800-04-07, 38-800-05-07, 38-805-08-07, 38-810-00-07, 38-810-01-07, 38-810-02-07, 38-810-03-07, 38-841-22-07, 38-856-19-07, 38-881-07-07, 38-881-10-07, 38-883-07-07, 38-883-11-07, 38-883-15-07, 38-895-05-07, 38-895-08-07, 38-899-06-07, 38-899-08-07, 43-360-04-07, 43-363-01-07, 43-365-01-07, 43-365-02-07, 43-366-01-07, 43-366-02-07, 43-494-02-07, 43-494-04-07, 43-494-06-07, 43-600-00-07, 43-600-01-07, 43-600-02-07, 43-600-03-07, 43-600-04-07, 43-600-05-07, 43-601-00-07, 43-601-01-07, 43-601-02-07, 43-601-03-07, 43-601-04-07, 23-124-12-07, 23-124-15-07, 23-124-20-07, 23-124-25-07, 23-125-10-07, 23-125-12-07, 23-125-15-07, 23-125-20-07, 23-125-25-07, 23-127-10-07, 23-127-12-07, 23-127-15-07, 23-127-20-07, 23-127-25-07, 23-130-00-04, 23-130-05-07, 23-130-10-07, 23-130-16-07, 23-130-25-07, 23-130-55-07, 23-130-60-07, 23-130-66-07, 23-130-85-07, 23-130-99-07, 23-131-05-04, 23-131-10-04, 23-131-10-07, 23-131-15-04, 23-131-55-04, 23-131-60-04, 23-131-65-04, 23-136-02-07, 23-136-03-07, 23-136-04-07, 23-136-06-07, 23-136-08-07, 23-136-10-07, 23-136-12-07, 23-136-15-07, 23-136-53-07, 23-136-54-07, 23-136-56-07, 23-136-58-07, 23-136-60-07, 23-136-62-07, 23-136-65-07, 23-138-04-07, 23-138-06-07, 23-138-08-07, 23-138-10-07, 23-138-13-07, 23-138-15-07, 23-138-18-07, 23-138-20-07, 23-138-25-07, 23-138-30-07, 23-138-38-07, 23-138-44-07, 23-138-50-07, 23-139-04-07, 23-139-06-07, 23-139-08-07, 23-139-10-07, 23-139-13-07, 23-139-15-07, 23-139-18-07, 23-139-20-07, 23-139-25-07, 23-139-30-07, 23-139-38-07, 23-139-44-07, 23-139-50-07, 23-154-06-07, 23-154-09-07, 23-154-13-07, 23-154-16-07, 23-154-19-07, 23-154-25-07, 23-155-06-07, 23-155-09-07, 23-155-13-07, 23-155-16-07, 23-155-19-07, 23-155-25-07, 23-160-01-04, 23-160-02-04, 23-160-03-04, 23-160-04-04, 23-162-03-07, 23-162-05-07, 23-162-06-07, 23-162-08-07, 23-162-09-07, 23-170-06-07, 23-170-13-07, 23-170-19-07, 23-170-25-07, 23-170-32-07, 23-172-06-07, 23-172-13-07, 23-172-19-07, 23-172-25-07, 23-172-32-07, 23-173-06-07, 23-173-13-07, 23-173-19-07, 23-173-25-07, 23-173-32-07, 23-176-06-07, 23-176-13- | Klasa I | Instrumenta kirurgjikale | Instrumenta shumeperdorimeshe
14608 | DISS. FORCEPS, OVERHOLT, NO. 2, 20 CM, DISS. FORCEPS, OVERHOLT, NO. 3, 21.5 CM, DISS. FORCEPS, OVERHOLT, NO. 4, 22 CM, DISS. FORCEPS, OVERHOLT, NO. 5, 21.5 CM, DISS. FORCEPS, OVERHOLT, NO. 6, 21.5 CM, DISS. FORCEPS, OVERHOLT, NO. 7, 22 CM, DISS. FORCEPS, OVERHOLT, NO. 1, 27 CM, DISS. FORCEPS, OVERHOLT, NO. 2, 26.5 CM, DISS. FORCEPS, OVERHOLT, NO. 3, 27.5 CM, DISS. FORCEPS, OVERHOLT, NO. 4, 28 CM, DISS. FORCEPS, OVERHOLT, NO. 5, 27.5 CM, DISS. FORCEPS, OVERHOLT, NO. 6, 28 CM, DISS. FORCEPS, OVERHOLT, NO. 7, 27.5 CM, FORCEPS, OVERHOLT, FINE, CVD., 21.5 CM, FORCEPS, OVERHOLT, FINE, CVD., 22 CM, FORCEPS, OVERHOLT, FINE, CVD., 22.5 CM, FORCEPS, OVERHOLT, FINE, CVD., 23 CM, FORCEPS, OVERHOLT, FINE, CVD., 29.5 CM, FORCEPS, OVERHOLT, FINE, CVD., 30 CM, FORCEPS, OVERHOLT-MINI, S-SHAPE, 15 CM, FORCEPS, OVERHOLT-MINI, 20 CM, DISS. FORCEPS, GEMINI, STR. CVD., 13 CM, DISS. FORCEPS, GEMINI, STR. CVD., 16 CM, DISS. FORCEPS, GEMINI, STR. CVD., 18 CM, DISS. FORCEPS, GEMINI, STR. CVD., 21 CM, DISS. FORCEPS, GEMINI, STR. CVD., 23 CM, DISS. FORCEPS, GEMINI, STR. CVD., 25 CM, DISS. FORCEPS, GEMINI, STR. CVD., 28 CM, DISS. FORCEPS, MINI-GEMINI, CVD., 18 CM, DISS. FORCEPS, MINI-GEMINI, CVD., 23 CM, DISS. FORCEPS, MINI-GEMINI, CVD., 25 CM, DISS. FCPS., MINI-GEMINI, CVD., 28.5 CM, DISSECTING FORCEPS, RUMEL, NO. 1, 24 CM, DISSECTING FORCEPS, RUMEL, NO. 2, 24 CM, DISSECT. FORCEPS, RUMEL, NO. 3, 23.5 CM, DISSECTING FORCEPS, RUMEL, NO. 4, 24 CM, DISSECTING FORCEPS, RUMEL, NO. 5, 24 CM, DISS. FORCEPS, ZENKER, SL. CVD., 29.5 CM, DISS. FORCEPS, ZENKER, ST. CVD., 28.5 CM, DISS. FORCEPS, MIXTER-BABY, CVD., 13 CM, DISSECTING FORCEPS, MIXTER, ANG., 16 CM, DISS. FORCEPS, MIXTER, ANG., 17.5 CM, DISSECTING FORCEPS, O'SHAUGNESSY, 15 CM, DISSECTING FORCEPS, O'SHAUGNESSY, 18 CM, DISSECT. FORCEPS, O'SHAUGNESSY, 18.5 CM, DISSECTING FORCEPS, O'SHAUGNESSY, 20 CM, DISSECTING FORCEPS, O'SHAUGNESSY, 23 CM, DISSECTING FORCEPS, O'SHAUGNESSY, 26 CM, DISSECT. FORCEPS, MIXTER, CVD., 22.5 CM, DISS. FORCEPS, MIXTER, STR. CVD., 23 CM, FORCEPS, WICKSTROEM, ANGELD, 21 CM, FORCEPS, WICKSTROEM, ANGELD, 24.5 CM, FORCEPS, MIXTER, ANG., LONGIT., 22.5 CM, FORCEPS, MIXTER, ANG., LONGIT., 26 CM, FORCEPS, MIXTER, ANG., LONGIT., 28 CM, DISSECT. FORCEPS, MCQUIGG, ANG., 23.5 CM, FORCEPS, LOWER, LONGITUD., ANG., 18,5 CM, FORCEPS, LAHEY, LONGIT., CVD., 19.5 CM, FORCEPS, LAHEY, LONGITUD., CVD., 22.5 CM, FORCEPS, FINOCCHIETTO, ANG., 24.5 CM, ATR. URO-TANGENTIAL FCPS., NO. 1, 25 CM, ATR. URO-TANGENTIAL FCPS., NO. 2, 26 CM, ATR. KIDNEY PEDI. FORCEPS, GUYON, 23 CM, ATR. KIDNEY PEDI. FORCEPS, GUYON, 24 CM, KIDNEY PEDICLE FORCEPS, GUYON, 19.5 CM, KIDNEY PEDICLE FORCEPS, GUYON, 21.5 CM, Hysterect.fcps., Maingot,cvd.,1x2T.,25cm, Artery Clamp, Heiss, 1x2xT., str., 20cm, Artery Clamp, Heiss, 1x2xT., cvd., 20cm, Forceps, Moynihan, curved, 15 cm, Artery Clamp, Sarot, 1x2T, str., 24 cm, Haesmost. Fcps, Spencer Wells, cvd.,23cm, Haesmost. Fcps, Spencer Wells, str.,23cm, Forceps, Fergusson, str., 20 cm, Willet scalp flap forceps, 19 cm, Hysterectomy Fcps., Gwilliam, cvd., 1x2T, Dissect./Ligature fcps, Kantrowitz, 20cm, Dissect./Ligature fcps, Kantrowitz, 24cm, Dissect./Ligature fcps, Kantrowitz, 28cm, Forceps, intest.,Moynihan,fen.,str.,28cm, Forceps, Fergusson, cvd., 20 cm, Fcps., dissecting, Zenker, sl. cvd.,35cm, Fcps., dissecting, Zenker, med.cvd.,35cm, Fcps., dissecting, Zenker, st. cvd.,35cm, Forceps, artery, Jacob.-Hals., cvd, 13cm, Forceps, vasect., Mosquito, cvd., 14 cm, Forceps, vasectomy, str., 14 cm, Forceps, atr., Müller, s-shape, 37 cm, Forceps, Meeker, cvd., 18 cm, Clamps, bulldog, De Bakey-Hess, 20 mm, Forceps, bronchus, tip 6 cm, 23 cm, Forceps, bronchus, tip 8 cm, 23 cm, Fcps., renal pedicle, Herrick, 23 cm, Fcps., cholecystectomy, Gray, # 2, 22 cm, Fcps., cholecystectomy, Gray, # 1, 22 cm, Forceps, peritoneum, Mikulicz, 1x2t,24cm, Forceps, f. spermatic cord, 14.5 cm, Fcps.,rectal-anast., Lloyd-Davis, 31.5cm, Forceps, tonsil, Birkett, cvd., 19cm, Forceps, tonsil, Birkett, str., 18.5 cm, VASCULAR CLIP, BIEMER, 6 MM, VASCULAR CLIP, BIEMER, 9 MM, VASCULAR CLIP, BIEMER, 9 MM, SLIM, APPROXIMATOR, BIEMER-MUELLER, STR., APPROXIMATOR, BIEMER-MUELLER, 4.5 MM, APPROXIMATOR, BIEMER-MUELLER, 9 MM, APPROXIMATOR, BIEMER-MUELLER, ANG., 9 MM, APPROXIMATOR F. DEEP AREAS, KEY F. APPROXIMATORS, APPROXIMATOR, ONLY, MINI-VASCULAR CLIP, JAW 4.0X0.75 MM, MINI-VASCULAR CLIP, JAW 6.0X1.0 MM, MINI-VASCULAR CLIP, JAW 8.0X2.0 MM, MINI-VASCULAR CLIP, JAW 10.0X2.0 MM, BULLDOG CLAMP, LIGHTWEIGHT, STR., 31 MM, BULLDOG CLAMP, LIGHTWEIGHT, STR., 35 MM, BULLDOG CLAMP, LIGHTWEIGHT, STR., 39 MM, BULLDOG CLAMP, LIGHTWEIGHT, ANG., 30 MM, BULLDOG CLAMP, LIGHTWEIGHT, ANG., 33 MM, BULLDOG CLAMP, LIGHTWEIGHT, ANG., 36 MM, BULLDOG CLAMP, DIEFFENBACH, STR., 60 MM, BULLDOG CLAMP, DIEFFENBACH, CVD., 60 MM, BULLDOG CLAMP, DIEFFENBACH, STR., 35 MM, BULLDOG CLAMP, DIEFFENBACH, STR., 50 MM, BULLDOG CLAMP, DIEFFENBACH, CVD., 35 MM, BULLDOG CLAMP, DIEFFENBACH, CVD., 50 MM, BULLDOG CLAMP, JOHNS-HOPKINS STR., 38 MM, BULLDOG CLAMP, JOHNS-HOPKINS STR., 45 MM, BULLDOG CLAMP, JOHNS-HOPKINS STR., 55 MM, BULLDOG CLAMP, JOHNS-HOPKINS STR., 65 MM, BULLDOG CLAMP, JOHNS-HOPKINS STR., 75 MM, BULLDOG CLAMP, JOHNS-HOPKINS STR., 90 MM, BULLDOG CLAMP, JOHNS-HOPKINS CVD., 38 MM, BULLDOG CLAMP, JOHNS-HOPKINS CVD., 45 MM, BULLDOG CLAMP, JOHNS-HOPKINS CVD., 55 MM, BULLDOG CLAMP, JOHNS-HOPKINS CVD., 65 MM, BULLDOG CLAMP, JOHNS-HOPKINS CVD., 75 MM, BULLDOG CLAMP, JOHNS-HOPKINS CVD., 90 MM, BULLDOG CLAMP, DIETHRICH, STR., 8 MM, BULLDOG CLAMP, DIETHRICH, STR., 12 MM, BULLDOG CLAMP, DIETHRICH, STR., 20 MM, BULLDOG CLAMP, DIETHRICH, CVD., 8 MM, BULLDOG CLAMP, DIETHRICH, CVD., 12 MM, BULLDOG CLAMP, DIETHRICH, CVD., 20 MM, ATR. BULLDOG CLAMP, STR., 10 MM, ATR. BULLDOG CLAMP, STR., 14 MM, ATR. BULLDOG CLAMP, STR., 20 MM, ATR. BULLDOG CLAMP, ANG., 10 MM, ATR. BULLDOG CLAMP, ANG., 14 MM, ATR. BULLDOG CLAMP, ANG., 20 MM, Atr. bulldog clamp, cvd., 10 mm, Atr. bulldog clamp, cvd., 14 mm, Atr. bulldog clamp, cvd., 20 mm, Ti-atr. bulldog clamp, str., 10 mm, Ti-atr. bulldog clamp, str., 14 mm, Ti-atr. bulldog clamp, str., 20 mm, Ti-atr. bulldog clamp, ang., 10 mm, Ti-atr. bulldog clamp, ang., 14 mm, Ti-atr. bulldog clamp, ang., 20 mm, Ti-atr. bulldog clamp, cvd., 10 mm, Ti-atr. bulldog clamp, cvd., 20 mm, TI-BULLDOG CLAMP, VEINS, STR., 30 MM, TI-BULLDOG CLAMP, VEINS, STR., 35 MM, TI-BULLDOG CLAMP, VEINS, STR., 40 MM, TI-BULLDOG CLAMP, VEINS, STR., 50 MM, TI-BULLDOG CLAMP, VEINS, CVD., 30 MM, TI-BULLDOG CLAMP, VEINS, CVD., 35 MM, TI-BULLDOG CLAMP, VEINS, CVD., 40 MM, TI-BULLDOG CLAMP, VEINS, CVD., 50 MM, TI-BULLDOG CLAMP, VEINS, ST. CVD., 30 MM, TI-BULLDOG CLAMP, VEINS, ST. CVD., 35 MM, TI-BULLDOG CLAMP, VEINS, ST. CVD., 40 MM, TI-BULLDOG CLAMP, VEINS, ST. CVD., 50 MM, TI-BULLDOG CLAMP, ARTERIES, STR., 30 MM, TI-BULLDOG CLAMP, ARTERIES, STR., 35 MM, TI-BULLDOG CLAMP, ARTERIES, STR., 40 MM, TI-BULLDOG CLAMP, ARTERIES, STR., 50 MM, TI-BULLDOG CLAMP, ARTERIES, CVD., 30 MM, TI-BULLDOG CLAMP, ARTERIES, CVD., 35 MM, TI-BULLDOG CLAMP, ARTERIES, CVD., 40 MM, TI-BULLDOG CLAMP, ARTERIES, CVD., 50 MM, TI-BULLDOG CLAMP, ART., ST. CVD., 30 MM, TI-BULLDOG CLAMP, ART., ST. CVD., 35 MM, TI-BULLDOG CLAMP, ART., ST. CVD., 40 MM, TI-BULLDOG CLAMP, ART., ST. CVD., 50 MM, FORCEPS, PEAN, STR., SHORT JAW, 14.5 CM, FORCEPS, PEAN, STR., SHORT JAW, 16 CM, FORCEPS, SPENCER-WELLS, STR., 13 CM, FORCEPS, SPENCER-WELLS, STR., 14.5 CM, FORCEPS, SPENCER-WELLS, STR., 15.5 CM, FORCEPS, SPENCER-WELLS, STR., 18.5 CM, FORCEPS, SPENCER-WELLS, STR., 20 CM, FORCEPS, SPENCER-WELLS, CVD., 13 CM, FORCEPS, SPENCER-WELLS, CVD., 14 CM, FORCEPS, SPENCER-WELLS, CVD., 15 CM, FORCEPS, SPENCER-WELLS, CVD., 18 CM, FORCEPS, SPENCER-WELLS, CVD., 20 CM, FORCEPS, CHAPUT, STR., 2X3 T., 12.5 CM, FORCEPS, TUFFIER, STR., 5X6 T., 12.5 CM, FORCEPS, COLLIN, TRIANGLE JAW, 14 CM, FORCEPS, PENNINGT., TRIANG. JAW, 15.5 CM, FORCEPS, PENNINGT., TRIANG. JAW, 21 CM, FORCEPS, PRATT, T-SHAPED JAW, 15 CM, FACE-LIFT FORCEPS, MARTEL-REES, 13.5 CM, FORCEPS, MIXTER-BABY, SL. CVD., 13.5 CM, FORCEPS, MIXTER-BABY, STR. CVD., 13 CM, Hemost. forceps, Micro-Adson, 14 cm, Hemost. forceps, Baby-Adson, 18 cm, HAEM. FORCEPS, HARTMANN, STR., 10 CM, HAEM. FORCEPS, HARTMANN, CVD., 10 CM, LIGATURE FORCEPS, SERR., CVD., 12 CM, HAEM. FORCEPS, MOSQUITO, STR., 12.5 CM, HAEM. FORCEPS, MOSQUITO, STR., 14.5 CM, TI-FORCEPS, MOSQUITO,STR., 12.5 CM, HAEM. FORCEPS, MOSQUITO, CVD., 12 CM, HAEM. FORCEPS, MOSQUITO, CVD., 14 CM, Haem. Forceps, Mosquito, cvd. 14 cm, TI-FORCEPS, MOSQUITO, CVD., 12 CM, FORCEPS, MOSQUITO, 1X2 T., STR., 12.5 CM, FORCEPS, MOSQUITO, 1X2 T., STR., 14.5 CM, TI-FORCEPS, MOSQUITO,1X2 T., STR., 12 CM, FORCEPS, MOSQUITO, 1X2 T., CVD., 12.5 CM, FORCEPS, MOSQUITO, 1X2 T., CVD., 14.5 CM, TI-FORCEPS, MOSQUITO,1X2 T., CVD., 12 CM, HAEM. FORCEPS, MOSQUITO, STR., 18.5 CM, HAEM. FORCEPS, MOSQUITO, STR., 21 CM, HAEM. FORCEPS, MOSQUITO, CVD., 18 CM, HAEM. FORCEPS, MOSQUITO, CVD., 20.5 CM, FORCEPS, MOSQUITO, 1X2 T., STR., 18.5 CM, FORCEPS, MOSQUITO, 1X2 T., STR., 21 CM, FORCEPS, MOSQUITO, 1X2 T., CVD., 18 CM, FORCEPS, MOSQUITO, 1X2 T., CVD., 20.5 CM, FORCEPS MICRO-MOSQUITO, STR., 10 CM, FORCEPS MICRO-MOSQUITO, STR., 12 CM, FORCEPS MICRO-MOSQUITO, CVD., 10 CM, FORCEPS MICRO-MOSQUITO, CVD., 12 CM, FCPS. MIC. MOSQUITO, 1X2 T., STR., 10 CM, FCPS. MIC. MOSQUITO, 1X2 T., STR., 12 CM, FCPS. MIC. MOSQUITO, 1X2 T., CVD., 10 CM, FCPS. MIC. MOSQUITO, 1X2 T., CVD., 12 CM, HAEM. FORCEPS, PROV.-HOSP., STR., 14 CM, HAEM. FORCEPS, PROV.-HOSP., CVD., 13,5CM, HAEM. FORCEPS, LERICHE, STR., 15.5 CM, HAEM. FORCEPS, LERICHE, CVD., 15 CM, FORCEPS, LERICHE, 1X2 T., STR., 15.5 CM, FORCEPS, LERICHE, 1X2 T., CVD., 15 CM, HAEM. FORCEPS, KELLY, STR., 14.5 CM, TI-HAEM. FORCEPS, KELLY, STR., 14.5 CM, HAEM. FORCEPS, KELLY, CVD., 14 CM, TI-HAEM. FORCEPS, KELLY, CVD., 14 CM, HAEM. FORCEPS, DUNHILL, STR., 12.5 CM, HAEM. FORCEPS, DUNHILL, CVD., 18.5 CM, HAEM. FORCEPS, KELLY-RANKIN, STR., 16 CM, HAEM. FCPS., KELLY-RANKIN, CVD., 16 CM, OBWEGESER WIRE CATCHING FORC, DISS. FORCEPS, OVERHOLT, CVD., 13.5 CM, HAEMOST. FORCEPS, CRILE, STR., 14.5 CM, TI-HAEM. FORCEPS, CRILE, STR., 14.5 CM, HAEMOST. FORCEPS, CRILE, CVD., 14,5 CM, FORCEPS, CRILE, 1X2 T., STR., 14.5 CM, FORCEPS, CRILE, 1X2 T., CVD., 14.5 CM, FORCEPS, CRILE-RANKIN, STR., 16 CM, FORCEPS, CRILE-RANKIN, CVD., 16 CM, FORCEPS, LOVELACE, STR., 16 CM, FORCEPS, LOVELACE, 1X2 T., STR., 16 CM, FORCEPS, DANDY-MOSQUITO, CVD., 12 CM, FORCEPS, DANDY, CVD. SIDEW., 14.5 CM, FORCEPS, DANDY, 1X2 T., CVD., 14 CM, FORCEPS, SCHNIDT, STRONG CVD., 18.5 CM, FORCEPS, SCHNIDT, SLIGHT CVD., 19 CM, HAEM. FORCEPS, ADSON, STR., 19 CM, HAEM. FORCEPS, ADSON, CVD., 18.5 CM, FORCEPS, MARTIN-FUCHSIG, CVD., 20.5 CM, Forceps, Rochester-Carmalt, str., 17 cm, Forceps, Rochest.-Carmalt, str., 20.5 cm, FORCEPS, ROCHEST.-CARMALT, CVD., 16.5 CM, FORCEPS, ROCHESTER-CARMALT, CVD., 20 CM, FORCEPS, PEAN, DELICATE, STR., 13,5 CM, FORCEPS, PEAN, DELICATE, STR., 14.5 CM, FORCEPS, PEAN, DELICATE, STR., 17 CM, FORCEPS, PEAN, DELICATE, CVD., 13 CM, FORCEPS, PEAN, DELICATE, CVD., 14 CM, FORCEPS, PEAN, DELICATE, CVD., 16.5 CM, FORCEPS, PEAN-NIPPON, STR., 14.5 CM, FORCEPS, PEAN-NIPPON, STR., 16.5 CM, FORCEPS, PEAN-NIPPON, STR., 18.5 CM, FORCEPS, PEAN-NIPPON, CVD., 14 CM, FORCEPS, PEAN-NIPPON, CVD., 16 CM, FORCEPS, PEAN-NIPPON, CVD., 18 CM, FCPS., KOCHER-NIP. 1X2 T., STR., 14.5 CM, FCPS., KOCHER-NIP. 1X2 T., STR., 16.5 CM, FCPS., KOCHER-NIP. 1X2 T., STR., 18.5 CM, FCPS., KOCHER-NIP. 1X2 T., CVD., 14 CM, FCPS., KOCHER-NIP. 1X2 T., CVD., 16 CM, FCPS., KOCHER-NIP. 1X2 T., CVD., 18 CM, FORCEPS, KOCHER, 1X2 T., STR., 13 CM, FORCEPS, KOCHER, 1X2 T., STR., 14 CM, FORCEPS, KOCHER, 1X2 T., STR., 16 CM, FORCEPS, KOCHER, 1X2 T., CVD., 13 CM, FORCEPS, KOCHER, 1X2 T., CVD., 14 CM, FORCEPS, KOCHER, 1X2 T., CVD., 16 CM, FORCEPS, BENGOLEA, STR., 21.5 CM, FORCEPS, BENGOLEA, STR., 26 CM, FORCEPS, BENGOLEA, CVD., 21.5 CM, FORCEPS, BENGOLEA, CVD., 26 CM, FORCEPS, BENGOLEA, 1X2 T., STR., 21.5 CM, FORCEPS, BENGOLEA, 1X2 T., STR., 26 CM, FORCEPS, BENGOLEA, 1X2 T., CVD., 21.5 CM, FORCEPS, BENGOLEA, 1X2 T., CVD., 26 CM, HAEMOSTATIC FORCEPS, PEAN, STR., 14.5 CM, HAEMOSTATIC FORCEPS, PEAN, STR., 16.5 CM, HAEMOSTATIC FORCEPS, PEAN, STR., 18.5 CM, HAEMOSTATIC FORCEPS, PEAN, STR., 20.5 CM, HAEMOSTATIC FORCEPS, PEAN, STR., 22.5 CM, HAEMOSTATIC FORCEPS, PEAN, STR., 24 CM, HAEMOSTATIC FORCEPS, PEAN, STR., 26 CM, HAEMOSTATIC FORCEPS, PEAN, STR., 31 CM, HAEMOSTATIC FORCEPS, PEAN, CVD., 14 CM, HAEMOSTATIC FORCEPS, PEAN, CVD., 16,5 CM, HAEMOSTATIC FORCEPS, PEAN, CRV., 18.5 CM, HAEMOSTATIC FORCEPS, PEAN, CRV., 20.5 CM, HAEMOSTATIC FORCEPS, PEAN, CRV., 22 CM, HAEMOSTATIC FORCEPS, PEAN, CRV., 24 CM, HAEMOSTATIC FORCEPS, PEAN, CRV.., 26 CM, HAEMOSTATIC FORCEPS, PEAN, CRV., 30,5 CM, FORCEPS, KOCHER, 1X2 T., STR., 14.5 CM, FORCEPS, KOCHER, 1X2 T., STR., 16.5 CM, FORCEPS, KOCHER, 1X2 T., STR., 18.5 CM, FORCEPS, KOCHER, 1X2 T., STR., 20,5 CM, FORCEPS, KOCHER, 1X2 T., STR., 22.5 CM, FORCEPS, KOCHER, 1X2 T., STR., 24 CM, FORCEPS, KOCHER, 1X2 T., STR., 26 CM, FORCEPS, KOCHER, 1X2 T., STR., 31 CM, FORCEPS, KOCHER, 1X2 T., CVD., 16,5 CM, FORCEPS, KOCHER, 1X2 T., CVD., 18,5 CM, FORCEPS, KOCHER, 1X2 T., CVD., 20 CM, FORCEPS, KOCHER, 1X2 T., CVD., 22,5 CM, FORCEPS, KOCHER, 1X2 T., CVD., 24 CM, FORCEPS, KOCHER, 1X2 T., CVD., 26 CM, FORCEPS, KOCHER, 1X2 T., CVD., 30 CM, DISS. FORCEPS, OVERH.-MARTIN, S, 18.5 CM, DISS. FORCEPS, OVERH.-MARTIN, S, 20.5 CM, DISS. FORCEPS, OVERH.-MARTIN, S, 21 CM, DISS. FORCEPS, OVERH.-MARTIN, S, 21.5 CM, DISS. FORCEPS, OVERH.-MARTIN, S, 24.5 CM, DISS. FORCEPS, BABY-MIXTER, CVD., 18.5CM, DISS. FORCEPS, BABY-ADSON, CVD., 14.5 CM, DISS. FORCEPS, BABY-ADSON, CVD., 18 CM, DISS. FORCEPS, HEISS, STR., 21 CM, DISS. FORCEPS, HEISS, SLIGHT CVD., 20 CM, DISS. FORCEPS, HEISS, STRONG CVD., 21 CM, DISS. FORCEPS, OVERH.-MIXT., CVD., 22 CM, FORCEPS, ROBERTS, STR., 22.5 CM, FORCEPS, ROBERTS, CVD., 22 CM, FORCEPS, SAROT, STR., 25 CM, FORCEPS, SAROT, CVD., 24.5 CM, FORCEPS, CRAFOORD, CVD., 18.5 CM, FORCEPS, CRAFOORD, CVD., 24.5 CM, DISS. FORCEPS, OVERHOLT, NO. 1, 20.5 CM, Atr. aortic forceps, Cooley, 26.5 cm, Atr. aortic forceps, Cooley, 31.5 cm, Atr. aortic forceps, Cooley, 33.5 cm, BULLDOG CLAMP, DE BAKEY, STR., 8 cm, BULLDOG CLAMP, DE BAKEY, STR., 9 CM, BULLDOG CLAMP, DE BAKEY, STR., 10,5 CM, BULLDOG CLAMP, DE BAKEY, STR., 12,5 CM, BULLDOG CLAMP, DE BAKEY, CVD., 8 CM, BULLDOG CLAMP, DE BAKEY, CVD., 9 CM, BULLDOG CLAMP, DE BAKEY, CVD., 10 CM, BULLDOG CLAMP, DE BAKEY, CVD., 11,5 CM, Bulldog clamp, marCore, right, 9,5 cm, Bulldog clamp, marCore, left, 9,5 cm, BULLDOG CLAMP, GLOVER, STR., 7 CM, BULLDOG CLAMP, GLOVER, STR., 8 CM, BULLDOG CLAMP, GLOVER, STR., 9.5 CM, Clamp, Bulldog, Glover, str., 11 cm, BULLDOG CLAMP, GLOVER, CVD., 6.5 CM, BULLDOG CLAMP, GLOVER, CVD., 7.5 CM, BULLDOG CLAMP, GLOVER, CVD., 9 CM, BULLDOG CLAMP, GLOVER, CVD., 10.5 CM, ATR. FORCEPS, POTTS, STR., 30 MM, 21 CM, ATR. FCPS., POTTS, STR., 55 MM, 22.5 CM, ATR. FCPS., POTTS, ANG., 30 MM, 20.5 CM, ATR. FORCEPS, POTTS, ANG., 55 MM, 22 CM, ATR. FCPS., POTTS, CVD., 55 MM, 21.5 CM, ATR. FORCEPS, POTTS, CVD., 55 MM, 22 CM, ATR. LIGATURE FORCEPS, DE BAKEY, 19 CM, ATR. LIGATURE FORCEPS, DE BAKEY, 24 CM, ATR. FORCEPS, DE BAKEY, CVD., 16 CM, ATR. FORCEPS, DE BAKEY, S-SHAPE, 19 CM, ATR. FORCEPS, DE BAKEY, S-SHAPE, 20 CM, ATR. FORCEPS, LELAND-JONES, ANG., 18 CM, ATR. FORCEPS, LELAND-JONES, ANG., 19 CM, ATR. FORCEPS, LELAND-JONES, ANG., 20 CM, ATR. FORCEPS, BAINBRIDGE, STR., 15 CM, ATR. FORCEPS, BAINBRIDGE, STR., 18.5 CM, ATR. FORCEPS, BAINBRIDGE, CVD., 15 CM, ATR. FORCEPS, BAINBRIDGE, CVD., 18.5 CM, ATR. FORCEPS, DE BAKEY, ANG., 20 CM, Atr.abd.aortic clamp,Kowalski,Fig.1,26cm, Atr.abd.aortic clamp,Kowalski,Fig.2,27cm, Atr.abd.aortic clamp,Kowalski,Fig.3,28cm, Clamp, aorta, Kowalski, atr., #4, 26 cm, Clamp, aorta, Kowalski, atr., #5, 27 cm, Clamp, aorta, Kowalski, atr., #6, 28 cm, ATR. ANEURYSM FORCEPS, DE BAKEY, 26 CM, ATR. ANEURYSM FORCEPS, DE BAKEY, 27 CM, ATR. ANEURYSM FORCEPS, DE BAKEY, 31 CM, ATR. ANEURYSM FORCEPS, DE BAKEY, 33 CM, ATR. ANEURYSM FORCEPS, DE BAKEY, 28 CM, ANEURYSM FORCEPS, DE BAKEY, S-SH., 30 CM, ATR. AORTA FORCEPS, COOLEY, 25 CM, ATR. AORTA FORCEPS, DE BAKEY, 27 CM, LIGATURE FCPS., DE BAKEY, S-SH., 24.5 CM, LIGATURE FORCEPS, DE BAKEY, S-SH, 27 CM, ATR. AORTA FORCEPS, WEBER, L., 24 CM, ATR. AORTA FORCEPS, WEBER, R., 24 CM, ATR. AORTA FORCEPS, WYLIE, 23 CM, ATR. VENA CAVA FORCEPS, CALNE, 27 CM, ATR. KIDNEY/PANCR. FORCEPS, 40 MM, 20 CM, ATR. KIDNEY/PANCR. FORCEPS, 50 MM, 20 CM, ATR. KIDNEY/PANCR. FORCEPS, 60 MM, 20 CM, ATR. VASCULAR FORCEPS, SATINSKY, 15.5 CM, FRAGMENT FORCEPS, OBWEGESER, L., 21 CM, FRAGMENT FORCEPS, OBWEGESER, R., 21 CM, ATR. SCALP FORCEPS, TESSIER, 13.5 CM, Ramus Clamp, Nadjmi, 11 cm, FORCEPS ACC. ARNETT, 1X2 T., STRAIGHT, Endo-Condyle Unit,reduction clamp, FRACTURE REDUCTION CLAMP 15CM, ECKELT TMJ CLAMP LEFT, ECKELT TMJ CLAMP RIGHT, JVS PLATEHOLDER 19 CM, DISTRACTOR BODY HOLDING INSTRUMENT, JOSEPH CORONOID CLAMP, HULKA UTERUS KLEMME 28CM, ATR. TANGENTIAL FORCEPS, SATINSKY, 22 CM, ATR. TANGENTIAL FORCEPS, SATINSKY, 26 CM, ATR. TANGENT. FORCEPS, SATINSKY, 26.5 CM, ATR. TANGENT. FORCEPS, SATINSKY, 27.5 CM, ATR. TANGENT. FORCEPS, SATINSKY, 28.5 CM, AURICLE FORCEPS, HARKEN, CVD., 23 CM, ATR. BRONCHUS FCPS., LEES, ANG., 23 CM, ATR. BRONCHUS FCPS., LEES, ANG., 25.5 CM, ATR. BRONC. FCPS., LEES, CVD/ANG., 26 CM, ATR. ANASTOM. FORCEPS, GLOVER, 18 CM, ATR. ANASTOM. FORCEPS, GLOVER, 22 CM, ATR. ANAST. FCPS., LAMBERT KAY, 22.5 CM, ATR. ANAST. FCPS., LAMBERT KAY, 20.5 CM, ATR. ANASTOM. FORCEPS, DE BAKEY, 16.5 CM, ATR. AORTA FCPS., MORRIS, ANG., 18.5 CM, ATR. AORTA FCPS., MORRIS, ANG., 20 CM, ATR. AORTA FCPS., MORRIS, ANG., 26 CM, ATR. AORTA FCPS., MORRIS, ANG., 27.5 CM, ATR. AORTA FCPS., BAHNSON, CVD., 23.5 CM, ATR. AORTA FCPS., BAHNSON, CVD., 24.5 CM, ATR. AORTA FCPS., BAHNSON, CVD., 25.5 CM, Atr. aortic forceps, Bahnson, 26.5 cm, ATR. FORCEPS, POTTS, STR., 21.5 CM, ATR. FORCEPS, POTTS, STR., 23.5 CM, ATR. FORCEPS, POTTS, STR., 27 CM, ATR. FORCEPS, POTTS, STR., 31.5 CM, ATR. FORCEPS, POTTS, CVD., 21 CM, ATR. FORCEPS, POTTS, CVD., 23 CM, ATR. FORCEPS, POTTS, CVD., 26 CM, ATR. FORCEPS, POTTS, CVD., 31 CM, ATR. FORCEPS, DE BAKEY, ANG., 19 CM, ATR. FORCEPS, DE BAKEY, 20 CM, ATR. FORCEPS, DE BAKEY, 23 CM, ATR. FORCEPS, DE BAKEY, ANG., 27.5 CM, Forceps, DeBakey, atr., ang., 18 cm, ATR. FORCEPS, DE BAKEY, ANG., 21 CM, ATR. FORCEPS, DE BAKEY, ANG., 22 CM, ATR. FORCEPS, DE BAKEY, ANG., 26 CM, ATR. FORCEPS, DE BAKEY, ANG., 31.5 CM, ATR. FORCEPS, MOSQUITO, STR., 12.5 CM, ATR. FORCEPS, PEAN, STR., 14.5 CM, ATR. FORCEPS, PEAN, STR., 16.5 CM, ATR. FORCEPS, PEAN, STR., 18.5 CM, ATR. FORCEPS, PEAN, STR., 20.5 CM, ATR. FORCEPS, MOSQUITO, CVD., 12.5 CM, ATR. FORCEPS, DE BAKEY, CVD., 14.5 CM, ATR. FORCEPS, DE BAKEY, CVD., 16.5 CM, ATR. FORCEPS, DE BAKEY, CVD., 18.5 CM, ATR. FORCEPS, DE BAKEY, CVD., 20 CM, ATR. FORCEPS, DE BAKEY, STR., 17.5 CM, ATR. FORCEPS, DE BAKEY, ANG., 16.5 CM, ATR. FORCEPS, DE BAKEY, MED. ANG., 16 CM, ATR. FORCEPS, DE BAKEY, ST. ANG., 15 CM, ATR. FORCEPS, DE BAKEY ANG., 16.5 CM, ATR. FORCEPS, GLOVER, CVD., 17 CM, ATR. FORCEPS, GLOVER, SPOON-SH., 17.5 CM, Atr. forceps, Glover, spoon-sh., 21 cm, Atr. forceps, Glover, spoon-sh., 26 cm, Anas. forceps, DeBakey-Reynolds, 16.5 cm, Anas. forceps, DeBakey-Reynolds, 17.5 cm, ATR. FCPS., DE BAKEY, STR. CVD., 16.5 CM, ANASTOM. FORCEPS, DERRA, NO. 1, 16.5 CM, ANASTOM. FORCEPS, DERRA, NO. 2, 17 CM, ANASTOM. FORCEPS, DERRA, NO. 3, 17.5 CM, ATR. FORCEPS, BECK, DOUBLE CVD., 17 CM, Atr. forceps, Beck, double cvd., 19 cm, ATR. FORCEPS, DE BAKEY, 90° ANG., 10 CM, ATR. FORCEPS, DE BAKEY, CVD., 13 CM, ATR. FORCEPS, DE BAKEY, STR., 13 CM, ATR. FORCEPS, DE BAKEY, S-SHAPE, 12.5 CM, ATR. FORCEPS, DE BAKEY, ANG., 12.5 CM, TI-FORCEPS, NEONATAL, STR., 13 CM, TI-FORCEPS, NEONATAL, 30°, 12.5 CM, TI-FORCEPS, NEONATAL, 50°, 12 CM, TI-FORCEPS, NEONATAL, 70°, 12 CM, TI-FORCEPS, NEONATAL, 90°, 11 CM, TI-FORCEPS, NEON., STRONG. CVD., 15 CM, TI-FORCEPS, NEON., STRONG. CVD., 12 CM, TI-FORCEPS, NEON., DBL. ANG., 15 CM, TI-FORCEPS, PED., STR., 13.5 CM, TI-FORCEPS, PED., 20°, 13.5 CM, TI-FORCEPS, PED., 30°, 13 CM, TI-FORCEPS, PED., 55°, 12.5 CM, TI-FORCEPS, PED., CVD., 13.5 CM, TI-FORCEPS, PED., DBL. ANG., 12 CM, TI-FORCEPS, PED., STRONG. CVD., 12.5 CM, TI-FORCEPS, PED., STRONG. CVD., 13 CM, TI-FORCEPS, PED., ANG., LEFT, 14 CM, TI-FORCEPS, PED., ANG., RIGHT, 14 CM, TI-FORCEPS, COOLEY, STR., 14 CM, TI-FORCEPS, COOLEY, ANG., 14 CM, TI-FORCEPS, COOLEY, SPOON-SHAPE, 13.5 CM, TI-FORCEPS, COOLEY, DBL. CVD., 13.5 CM, TI-FORCEPS, COOLEY, 90°, 11.5 CM, TI-FORCEPS, PEDIATRIC, STR., 16.5 CM, TI-FORCEPS, PEDIATRIC, ANG., 16 CM, TI-FORCEPS, PEDIATRIC, ANG., 15 CM, TI-FORCEPS, PEDIATRIC, DBL. CVD., 15 CM, TI-FORCEPS, SUBRAMANIAN, LEFT, 15.5 CM, TI-FORCEPS, SUBRAMANIAN, RIGHT, 15.5 CM, TI-FORCEPS, SUBRAMANIAN, 135°, 16.5 CM, TI-FORCEPS, BECK, DBL. CVD., 16 CM, TI-FORCEPS, DEBAKEY-DERRA, 16.5 CM, TI-FORCEPS, DEBAKEY-SATINSKY, 23.5 CM, TI-FORCEPS, DEBAKEY-SATINSKY, 24 CM, TI-FORCEPS, DEBAKEY-SATINSKY, 24.5 CM, TI-FORCEPS, DEBAKEY-SATINSKY, 25 CM, TI-FORCEPS, DEBAKEY-SATINSKY, 28.5 CM, TI-FORCEPS, LAMBERT-KAY, 19.5 CM, TI-AORTIC-FORCEPS, DEBAKEY, 26 CM, TI-AORTIC-FORCEPS, DEBAKEY, 31 CM, TI-AORTIC-FORCEPS, DEBAKEY, 33 CM, Atr. forceps, Cooley, 90°, 11.5 cm, ATR. FORCEPS, COOLEY, STR., 14.5 CM, ATR. FORCEPS, COOLEY, ANGLED, 14.5 CM, ATR. FORCEPS, COOLEY, DBL. CVD., 14 CM, ATR. FORCEPS, COOLEY, SPOON SH., 14.5 CM, Atr. forceps, Cooley, cvd., 14.5 cm, ATR. ILIACA FORCEPS, COOLEY, ANG., 22 CM, ATR. FORCEPS, COOLEY, STR., 17 CM, Atr. vasc. forceps, Cooley-Parry, 18 cm, ATR. CAROTIS FORCEPS, COOLEY, ANG., 20CM, Atr. vasc. forceps, Cooley-Parry, 26 cm, ATR. FORCEPS, COOLEY, CVD. SIDEW., 17 CM, ATR. FORCEPS, COOLEY, DBL. CVD., 16 CM, ATR. FORCEPS, COOLEY, STR. ANG., 14.5 CM, ATR. FORCEPS, COOLEY, MEDIUM ANG., 16 CM, ATR. FORCEPS, COOLEY, SLIGHT ANG.,16,5CM, ATR. FORCEPS, COOLEY, ANG., 17 CM, ATR. FORCEPS, COOLEY, CVD., 17 CM, Atr. vascular forceps, Cooley, 26.5 cm, Atr. vascular forceps, Cooley, 27.5 cm, ATR. FORCEPS, COOLEY, SPOON-SH., 17.5 CM, ATR. FORCEPS, COOLEY, STR. CVD., 16.5 CM, ANASTOM. FORCEPS, COOLEY-DERRA, 16.5 CM, ANASTOM. FORCEPS, COOLEY-DERRA, 17 CM, ANASTOM. FORCEPS, COOLEY-DERRA, 17.5 CM, Anastom. Forceps, Colley-Derra, 21 cm, ATR. FORCEPS, COOLEY-BECK, ANG., 17 CM, Atr.vasc.fcps., Allenberg-Cobra, 23.5 cm, Atr.vasc.fcps., Allenberg-Cobra, 26,5 cm, ATR. SUBRAMANIAN-FORCEPS, 135°, 16 CM, ATR. SUBRAMANIAN-FORCEPS, RIGHT, 16 CM, ATR. SUBRAMANIAN-FORCEPS, LEFT, 16 CM, ATR. FORCEPS, PEDIATRIC, STR., 14 CM, ATR. FORCEPS, PEDIATRIC, 14 CM, ATR. FORCEPS, PEDIATRIC, CVD, 14 CM, ATR. FORCEPS, PEDIATRIC, DB. ANG., 13 CM, ATR. FORCEPS, PEDIATRIC, ST. CVD., 14 CM, ATR. FORCEPS, PEDIATRIC, ST. CVD., 13 CM, Atr. fcps., pediatric, left ang., 14 cm, Atr. fcps., pediatric, right ang., 14 cm, Atr. forceps, pediatric, db. ang., 14 cm, Atr. forceps, pediatric, spoon., 14 cm, Atr. forceps, ped., str., 13,5 cm, Atr. forceps, ped., cvd., 13 cm, Atr. forceps, ped., ang. 90°, 10,5 cm, Atr. forceps, ped., ang. 30°, 12 cm, Atr. forceps, ped., spoon-sh., 13 cm, Ti-forceps, neonatal, 10,5 cm, Ti-forceps, neonatal, ang. 60°, 10,5 cm, Ti-forceps, neonatal, spoon-sh., 10,5 cm, Ti-forceps, neonatal, anast., 10,5 cm, ATR. FORCEPS, PEDIATRIC, STR., 16.5 CM, ATR. FORCEPS, PEDIATRIC, ANG., 16.5 CM, ATR. FORCEPS, PEDI., MED. ANG., 15.5 CM, ATR. FORCEPS, PEDI., DBL. CVD., 15.5 CM, ATR. FORCEPS, PEDI., DBL. CVD., 16 CM, Atr. neonatal forceps, str., 13 cm, ATR. NEONATAL FORCEPS, 30° ANG., 12.5CM, ATR. NEONATAL FORCEPS, 45° ANG., 12 CM, ATR. NEONATAL FORCEPS, 90° ANG., 11 CM, ATR. NEONATAL FORCEPS, CVD., 12 CM, Aortic fcps., marCore, transth., 31 cm, Aortic fcps., marCore, transth., 33 cm, Aortic fcps., marCore, transth., 36 cm, Forceps, Aiach, str., 5 mm, 16 cm, FACE-LIFT FORCEPS, D'ASSUMPCAO, 16 CM, Facelift marker, Pitanguy, 5 mm, 16 cm, INTESTINAL FORCEPS, DOYEN, STR., 21.5 CM, INTESTINAL FORCEPS, DOYEN, STR., 23.5 CM, INTESTINAL FORCEPS, DOYEN, CVD., 21 CM, INTESTINAL FORCEPS, DOYEN, CVD., 23 CM, INTEST. FORCEPS, DOYEN-BABY, STR., 18 CM, INTEST. FCPS., DOYEN-BABY, CVD., 17.5 CM, INTEST. FCPS., MAYO-ROBS., STR., 21.5 CM, INTEST. FCPS., MAYO-ROBS., STR., 23.5 CM, INTEST. FCPS., MAYO-ROBSON, CVD., 21 CM, INTEST. FCPS., MAYO-ROBSON, CVD., 23 CM, INTEST. FCPS., MAYO-ROBS., STR., 25.5 CM, INTEST. FCPS., MAYO-ROBS., CVD., 24.5 CM, INT. FCPS., KOCHER, SOFT, STR., 22.5 CM, INTEST. FCPS., KOCHER, SOFT, STR., 25 CM, INTEST. FCPS., KOCHER, SOFT, STR., 28 CM, INTEST. FCPS., KOCHER, SOFT, CVD., 22 CM, INTEST. FCPS., KOCHER, SOFT,CVD.,24,5 CM, INTEST. FCPS., KOCHER, SOFT,CVD.,27,5 CM, INT. FCPS., ALLEN, CHILDE, STR., 16 CM, INTESTINAL CLAMP, PAYR-BABY, 15 CM, INTESTINAL CLAMP, PAYR, 21 CM, INTESTINAL CLAMP, PAYR, 29 CM, INTESTINAL CLAMP, PAYR, 34 CM, INTESTINAL ANASTOM. FORCEPS, 65 MM, SET, INTESTINAL ANASTOM. FORCEPS, 80 MM, SET, INTESTINAL ANASTOM. FORCEPS, 110 MM, SET, INTESTINAL CLAMP, STONE-WATT, 11 CM, LOCKING DEVICE, F. STONE-WATT CLAMPS, LOCKING FORCEPS, STONE-WATT, 16 CM, STOMACHTWIN CLAMP, LANE, STR., 30 CM, STOMACHTWIN CLAMP, LANE, CVD., 30 CM, ATR. INT. FCPS., DOYEN-BABY, STR., 14 CM, ATR. INTEST. FCPS., DOYEN, STR., 17 CM, ATR. INTEST. FCPS., DOYEN, STR., 18.5 CM, ATR. INTEST. FCPS., DOYEN, STR., 21.5 CM, ATR. INTEST. FCPS., DOYEN, STR., 23.5 CM, ATR. INT. FCPS., DOYEN-B., CVD., 13.5 CM, ATR. INTEST. FCPS., DOYEN, CVD., 17 CM, ATR. INTEST. FCPS., DOYEN, CVD., 18 CM, ATR. INTEST. FCPS., DOYEN, CVD., 21 CM, ATR. INTEST. FCPS., DOYEN, CVD., 23 CM, ATR. INT. FCPS., MAYO-ROBS., STR., 26 CM, ATR. INT. FCPS., MAYO-ROBS., CVD., 25 CM, ATR. INT. FCPS., KOCHER, STR., 22.5 CM, ATR. INTEST. FCPS., KOCHER, STR., 25 CM, ATR. INTEST. FCPS., KOCHER, STR., 28 CM, ATR. INTEST. FCPS., KOCHER, CVD., 22 CM, ATR. INTEST. FCPS., KOCHER, CVD.,24,5 CM, ATR. INTEST. FCPS., KOCHER, CVD., 27 CM, ATR. INT. FCPS., SCUDDER, STR., 33.5 CM, ATR. INT. FCPS., SCUDDER, CVD., 32.5 CM, ATR. INT. FCPS., BRUNNER, BAYON., 27 CM, ATR. RECTUM FORCEPS, HAYES, ANG., 27 CM, ATR. RECTUM FORCEPS, HAYES, ANG., 28 CM, ATR. RECTUM FORCEPS, VEIDENHEIMER, 25 CM, ATR. RESECTION FORCEPS, FEHLAND, 24 CM, ATR. RECTUM FORCEPS, RESANO, 28 CM, UMBILICAL CORD CLAMP, COLLIN, 8.5 CM, MI BI3,clamp,18cm, TMJ-DISC FORCEPS, DOLWICK, 12.5 CM, TMJ-FORCEPS, DOLWICK, SMALL, 16 CM, TMJ-FORCEPS, DOLWICK, LARGE, 16.5 CM, CORONOID RETR., HARGIS, W. CHAIN, 19 CM, ATR. MUSCLE FORCEPS, TERRY, LEFT, 17 CM, ATR. MUSCLE FORCEPS, TERRY, RIGHT, 17 CM, RAMUS FORCEPS, STEINHAEUSER, L., 16 CM, RAMUS FORCEPS, STEINHAEUSER, R., 16 CM, TONSIL FORCEPS, SCHNIDT, CVD., 19 CM, TONSIL FORCEPS, SCHNIDT, CVD., 18.5 CM, RAMUS FCPS., OBWEG., SMALL, R., 16.5 CM, RAMUS FCPS., OBWEG., SMALL, L., 16.5 CM, RAMUS FCPS., OBWEG., LARGE, R., 17 CM, RAMUS FCPS., OBWEG., LARGE, L., 17 CM, KIDNEY PEDICLE FORCEPS, GUYON, 24.5 CM, KIDNEY PEDI. FORCEPS, GUYON, LONG, 24 CM, GALL DUCT FORCEPS, DESJARDINS, 21 CM, DISS. FORCEPS, KELLY, SLIGHT CVD., 19 CM, DISS. FORCEPS, KELLY, SL. CVD., 22.5 CM, Diss. forceps, Kelly, slight cvd., 23 cm, DISS. FORCEPS, KELLY, MEDIUM CVD., 19 CM, DISS. FORCEPS, KELLY, MEDIUM CVD., 22 CM, DISS. FORCEPS, KELLY, MED. CVD., 23.5 CM, DISS. FORCEPS, KELLY, STR. CVD., 18.5 CM, DISS. FORCEPS, KELLY, STR. CVD., 21.5 CM, DISS. FORCEPS, KELLY, STR. CVD., 23 CM, DISSECTING FORCEPS, LAWRENCE, 28 CM, DISSECTING FORCEPS, MEEKER, ANG., 28 CM, FORCEPS, NEGUS, WIDE CVD., 19.5 CM, FORCEPS, NEGUS, NARROW CVD., 20 CM, FORCEPS, PHANEUF, 1X2 T., STR., 20.5 CM, FORCEPS, PHANEUF, 1X2 T., ANG., 20 CM, CLAMP FCPS., HEANEY, 1 T., CVD., 19.5 CM, CLAMP FCPS., HEANEY, 1 T., CVD., 21.5 CM, CLAMP FCPS., HEANEY, 1 T., CVD., 24 CM, CLAMP FCPS., HEANEY, 2 T., CVD., 19.5 CM, CLAMP FCPS., HEANEY, 2 T., CVD., 21.5 CM, CLAMP FCPS., HEANEY, 2 T., CVD., 24 CM, CLAMP FCPS., WERTHEIM-CULLEN, 21 CM, PARAMETRIUM FORCEPS, NO. 1, 21.5 CM, PARAMETRIUM FORCEPS, NO. 2, 21 CM, PARAMETRIUM FORCEPS, NO. 3, 21 CM, PARAMETRIUM FORCEPS, NO. 4, 20.5 CM, PARAMETRIUM FORCEPS, NO. 1, 25.5 CM, PARAMETRIUM FORCEPS, NO. 2, 25 CM, PARAMETRIUM FORCEPS, NO. 3, 24.5 CM, PARAMETRIUM FCPS., NO. 4, 24.5CM, CLAMP FORCEPS, MOYNIHAN, CVD., 23 CM, CLAMP FORCEPS, MOYNIHAN, CVD., 23.5 CM, CLAMP FORCEPS, WERTHEIM, CVD., 26 CM, FORCEPS, WERTHEIM, 1X2 T., CVD., 22.5 CM, PERITON. FORCEPS, BABY-MIKULICZ, 14.5 CM, PERITONEAL FORCEPS, MIKULICZ, 18.5 CM, PERITONEAL FORCEPS, MIKULICZ, 20 CM, PERITON. FORCEPS, MIKULICZ, HEAVY, 20 CM, PERITONEAL FORCEPS, MIKULICZ, 20.5 CM, PERITON. FORCEPS, FAURE, SL. CVD., 21 CM, PERIT. FORCEPS, FAURE, STR. CVD., 21 CM, SINUS FORCEPS, LISTER, STR., 13 CM, SINUS FORCEPS, LISTER, STR., 16 CM, SINUS FORCEPS, LISTER, STR., 18.5 CM, CLAMP, ZEITLIN, TENDON WEAVING FORCEPS, STR., 15 CM, TENDON WEAVING FORCEPS, CVD., 15 CM, SL-BAND REPO.FORCEPS,LONG RATCHET,13CM, BRONCHUS FORCEPS, PRICE-THOMAS, 22 CM, BRONCHUS FORCEPS, PRICE-THOMAS, NO. 1, BRONCHUS FORCEPS, PRICE-THOMAS, NO. 2, BRONCHUS FORCEPS, SEMB, SL. CVD., 25 CM, BRONCHUS FCPS., SEMB, STR. CVD., 24.5 CM, Ti-shunt-bulld. clamp, 10°, 10 CH, 75 mm, Ti-shunt-bulld. clamp, 25°, 10 CH, 75 mm, Ti-shunt-bulld. clamp, 45°, 10 CH, 70 mm, Ti-shunt-bulld. clamp, 60°, 10 CH, 65 mm, Ti-shunt-bulld. clamp, 10°, 12 CH, 75 mm, Ti-shunt-bulld. clamp, 25°, 12 CH, 75 mm, Ti-shunt-bulld. clamp, 45°, 12 CH, 70 mm, Ti-shunt-bulld. clamp, 60°, 12 CH, 65 mm, Ti-shunt-bulld. clamp, 10°, 14 CH, 75 mm, Ti-shunt-bulld. clamp, 25°, 14 CH, 75 mm, Ti-shunt-bulld. clamp, 45°, 14 CH, 70 mm, Ti-shunt-bulld. clamp, 60°, 14 CH, 65 mm, Ti-bulldog clamp, DeBakey, str., 8 cm, Ti-bulldog clamp, DeBakey, str., 9 cm, Ti-bulldog clamp, DeBakey, str., 11 cm, Ti-bulldog clamp, DeBakey, str., 13 cm, Ti-bulldog clamp, DeBakey, cvd., 8 cm, Ti-bulldog clamp, DeBakey, cvd., 9 cm, Ti-bulldog clamp, DeBakey, cvd., 10 cm, Ti-bulldog clamp, DeBakey, cvd., 11,5 cm, BULLDOG CLAMP, DE BAKEY-SATINSKY, 7 CM, BULLDOG CLAMP, DE BAKEY-SATINSKY, 9 CM, BULLDOG CLAMP, DE BAKEY-SATINSKY, 10 CM, BULLDOG CLAMP, GLOVER, ANGLED, 6.5 CM, BULLDOG CLAMP, SANTULLI, ANGLED, 7 CM, BULLDOG CLAMP, GREGORY-SOFT, 9 CM, BULLDOG CLAMP, GREGORY-SOFT, 11 CM, BULLDOG CLAMP, GREGORY, LEFT, 11 CM, BULLDOG CLAMP, GREGORY, RIGHT, 11 CM, ATR. FORCEPS, RANKIN, STR., 16 CM, ATR. FORCEPS, RANKIN, CVD., 16 CM, ATR. FORCEPS, MOSQUITO, STR., 15 CM, ATR. FORCEPS, MOSQUITO, CVD., 15 CM, ATR. FORCEPS, OCHSNER, CVD., 22 CM, ATR. FORCEPS, DIETHRICH, CVD., 21 CM, ATR. VASC. FORCEPS, DARDIK, STR., 16 CM, ATR. VASC. FORCEPS, DARDIK, 15°, 15.5 CM, ATR. VASC. FORCEPS, DARDIK, 30°, 15.5 CM, ATR. VASC. FORCEPS, DARDIK, 45°, 15 CM, ATR. VASC. FORCEPS, DARDIK, 90°, 13.5 CM, ATR. VASC. FORCEPS, DARDIK, STR., 17 CM, ATR. VASC. FORCEPS, DARDIK, 15°, 16.5 CM, ATR. VASC. FORCEPS, DARDIK, 30°, 16 CM, ATR. VASC. FORCEPS, DARDIK, 45°, 16 CM, ATR. VASC. FORCEPS, DARDIK, 90°, 14 CM, ATR. FORCEPS, DALE, CVD., 18 CM, ATR. FORCEPS, DALE, SMALL, 17.5 CM, ATR. FORCEPS, DALE, MEDIUM, 18 CM, ATR. FORCEPS, DALE, LARGE, 18.5 CM, ATR. PROFUNDA CLAMP, GREGORY, 13.5 CM, ATR. PROFUNDA CLAMP, GREGORY, 16 CM, ATR. PROFUNDA CLAMP, GREGORY, 18 CM, CAROTIS CLAMP, JAVID, SHORT, 17.5 CM, CAROTIS CLAMP, JAVID, LONG, 18.5 CM, ATR. FORCEPS, MARTIN-PERIPHERAL, 16 CM, ATR. FORCEPS, MARTIN-PERIPHERAL, 17 CM, ATR. FORCEPS, MARTIN-PERIPHERAL, 18 CM, ATR. FORCEPS, MARTIN-PERIPHERAL, 19.5 CM, ATR. AORTA FORCEPS, WYLIE, 24 CM, ATR. AORTA FORCEPS, WYLIE, 27 CM, ATR. AORTA FORCEPS, DE BAKEY, 30 CM, ATR. FORCEPS, HUSFELDT-PERIPHER, 16.5 CM, ATR. FORCEPS, HUSFELDT-PERIPHER, 18 CM, ATR. FORCEPS, HUSFELDT-PERIPHER, 17 CM, Atr.-subclavian forceps, Henly, 20 cm, Catheter forceps, Cooley, 20 CH, 17 cm, CATHETER FORCEPS, COOLEY, 24 CH, 17 CM, CATHETER FORCEPS, COOLEY, 28 CH, 20 CM, CATHETER FORCEPS, COOLEY, 30 CH, 20 CM, CATHETER FORCEPS, COOLEY, 32 CH, 20 CM, CATHETER FORCEPS, COOLEY, 36 CH, 20 CM, Catheter forceps, Cooley, 38 CH, 20 cm, Catheter forceps, Cooley, 40 CH, 20 cm, Atr. abd. aortic fcps., Zanger, 21.5 cm, Atr. abd. aortic fcps., Zanger, 25 cm, Atr. abd. aortic fcps., Zanger, 30.5 cm, Atr. abd. aortic fcps., Grant, 24.5 cm, Atr. aortic forceps, Cooley, 19 cm, Atr. aortic forceps, Cooley, 26 cm | O.E.S DISTRIMED | 2023-08-14T00:00:00.000+02:00 | Gebruder Martin GmbH &amp; Co. KG,KLS Martin Platz 1 78532 Tuttlingen Germany | 13-443-02-07, 13-443-03-07, 13-443-04-07, 13-443-05-07, 13-443-06-07, 13-443-07-07, 13-447-01-07, 13-447-02-07, 13-447-03-07, 13-447-04-07, 13-447-05-07, 13-447-06-07, 13-447-07-07, 13-448-00-07, 13-448-01-07, 13-448-02-07, 13-448-03-07, 13-448-06-07, 13-449-00-07, 13-449-01-07, 13-449-06-07, 13-450-01-07, 13-450-02-07, 13-451-13-07, 13-451-16-07, 13-451-18-07, 13-451-20-07, 13-451-23-07, 13-451-25-07, 13-451-28-07, 13-453-18-07, 13-453-22-07, 13-453-25-07, 13-453-28-07, 13-461-01-07, 13-461-02-07, 13-461-03-07, 13-461-04-07, 13-461-05-07, 13-469-01-07, 13-469-02-07, 13-471-14-07, 13-473-15-07, 13-473-19-07, 13-479-14-07, 13-479-17-07, 13-479-19-07, 13-479-20-07, 13-479-23-07, 13-479-26-07, 13-483-22-07, 13-485-23-07, 13-487-21-07, 13-487-24-07, 13-491-22-07, 13-493-25-07, 13-495-28-07, 13-497-22-07, 13-501-18-07, 13-511-19-07, 13-513-23-07, 13-521-24-07, 13-527-01-07, 13-527-02-07, 13-529-23-07, 13-529-24-07, 13-531-20-07, 13-531-22-07, 09-004-88-07, 09-004-90-07, 09-004-91-07, 09-004-92-07, 09-005-73-07, 09-005-74-07, 09-005-75-07, 09-005-76-07, 09-006-41-07, 09-006-62-07, 09-006-63-07, 09-006-64-07, 09-006-65-07, 09-007-16-07, 09-007-76-07, 09-007-94-07, 09-007-95-07, 09-007-96-07, 09-007-97-07, 09-007-98-07, 09-007-99-07, 09-008-01-07, 09-008-02-07, 09-008-03-07, 09-008-04-07, 09-008-05-07, 09-008-06-07, 09-008-08-07, 09-008-09-07, 09-008-10-07, 09-009-34-07, 09-009-48-07, 09-009-68-07, 09-009-69-07, 13-052-04-07, 13-052-05-07, 13-053-05-07, 13-054-05-07, 13-055-05-07, 13-056-03-07, 13-058-05-07, 13-059-05-07, 13-062-00-07, 13-062-01-07, 13-062-02-07, 13-102-04-07, 13-102-06-07, 13-102-08-07, 13-102-10-07, 13-108-10-07, 13-108-14-07, 13-108-18-07, 13-109-10-07, 13-109-14-07, 13-109-18-07, 13-110-06-07, 13-111-06-07, 13-114-03-07, 13-114-05-07, 13-115-03-07, 13-115-05-07, 13-115-38-07, 13-115-45-07, 13-115-55-07, 13-115-65-07, 13-115-75-07, 13-115-90-07, 13-116-38-07, 13-116-45-07, 13-116-55-07, 13-116-65-07, 13-116-75-07, 13-116-90-07, 13-120-08-07, 13-120-10-07, 13-120-12-07, 13-121-08-07, 13-121-10-07, 13-121-12-07, 13-122-10-07, 13-122-14-07, 13-122-20-07, 13-123-10-07, 13-123-14-07, 13-123-20-07, 13-125-10-07, 13-125-14-07, 13-125-20-07, 13-126-10-09, 13-126-14-09, 13-126-20-09, 13-127-10-09, 13-127-14-09, 13-127-20-09, 13-128-10-09, 13-128-20-09, 13-132-30-09, 13-132-35-09, 13-132-40-09, 13-132-50-09, 13-133-30-09, 13-133-35-09, 13-133-40-09, 13-133-50-09, 13-135-30-09, 13-135-35-09, 13-135-40-09, 13-135-50-09, 13-142-30-09, 13-142-35-09, 13-142-40-09, 13-142-50-09, 13-143-30-09, 13-143-35-09, 13-143-40-09, 13-143-50-09, 13-145-30-09, 13-145-35-09, 13-145-40-09, 13-145-50-09, 13-176-14-07, 13-176-16-07, 13-248-13-07, 13-248-14-07, 13-248-15-07, 13-248-18-07, 13-248-20-07, 13-249-13-07, 13-249-14-07, 13-249-15-07, 13-249-18-07, 13-249-20-07, 13-256-13-07, 13-258-13-07, 13-268-14-07, 13-280-15-07, 13-280-20-07, 13-282-15-07, 13-290-14-07, 13-303-01-07, 13-303-02-07, 13-304-14-07, 13-305-18-07, 13-306-10-07, 13-307-10-07, 13-309-12-07, 13-310-12-07, 13-310-14-07, 13-310-62-09, 13-311-12-07, 13-311-14-07, 13-311-14-22, 13-311-62-09, 13-312-12-07, 13-312-14-07, 13-312-62-09, 13-313-12-07, 13-313-14-07, 13-313-62-09, 13-316-18-07, 13-316-21-07, 13-317-18-07, 13-317-21-07, 13-318-18-07, 13-318-21-07, 13-319-18-07, 13-319-21-07, 13-320-10-07, 13-320-12-07, 13-321-10-07, 13-321-12-07, 13-322-10-07, 13-322-12-07, 13-323-10-07, 13-323-12-07, 13-324-14-07, 13-325-14-07, 13-326-15-07, 13-327-15-07, 13-328-15-07, 13-329-15-07, 13-330-14-07, 13-330-64-09, 13-331-14-07, 13-331-64-09, 13-332-12-07, 13-333-19-07, 13-334-16-07, 13-335-16-07, 13-337-13-07, 13-339-14-07, 13-340-14-07, 13-340-64-09, 13-341-14-07, 13-342-14-07, 13-343-14-07, 13-346-16-07, 13-347-16-07, 13-348-15-07, 13-350-15-07, 13-351-12-07, 13-355-14-07, 13-357-14-07, 13-363-18-07, 13-363-19-07, 13-364-18-07, 13-365-18-07, 13-369-20-07, 13-370-16-07, 13-370-20-07, 13-371-16-07, 13-371-20-07, 13-374-13-07, 13-374-14-07, 13-374-16-07, 13-375-13-07, 13-375-14-07, 13-375-16- | Klasa I | Instrumenta kirurgjikale | Instrumenta shumeperdorimeshe
14606 | TC-NEEDLEHOLDER, SAROT, 18 CM, TC-NEEDLEHOLDER, SAROT, 20 CM, TC-NEEDLEHOLDER, SAROT, 26 CM, TC-NEEDLEHOLDER, MAYO-HEGAR, 16 CM, TC-NEEDLEHOLDER, MAYO-HEGAR, 18.5 CM, TC-NEEDLEHOLDER, MAYO-HEGAR, 20 CM, TC-NEEDLEHOLDER, MAYO-HEGAR, 24 CM, TC-NEEDLEHOLDER, MAYO-HEGAR, 26.5 CM, TC-NEEDLEHOLDER, MAYO-HEGAR, 30 CM, TC-NEEDLEHOLDER, HEANEY, CVD., 20.5 CM, TC-NEEDLEHOLDER, HEANEY, CVD., 24 CM, TC-NEEDLEHOLDER, HEANEY, CVD., 26,5 CM, TC-NEEDLEHOLDER, DE BAKEY, 18 CM, TC-NEEDLEHOLDER, DE BAKEY, 20.5 CM, TC-NEEDLEHOLDER, DE BAKEY, 23 CM, TC-NEEDLEHOLDER, DE BAKEY, 26.5 CM, TC-NEEDLEHOLDER, DE BAKEY, 31 CM, TC-NEEDLEHOLDER, MASSON, 26.5 CM, TC-NEEDLEHOLDER, RYDER-MARTIN, 12.5 CM, TC-NEEDLEHOLDER, RYDER-MARTIN, 15 CM, TC-NEEDLEHOLDER, RYDER-MARTIN, 18 CM, TC-NEEDLEHOLDER, RYDER-MARTIN, 20 CM, TC-NEEDLEHOLDER, RYDER-MARTIN, 23 CM, TC-NEEDLEHOLDER, RYDER-MARTIN, 26 CM, TC-NEEDLEHOLDER, SWEDISH-TYPE, 15 CM, TC-NEEDLEHOLDER, SWEDISH-TYPE, 17 CM, TC-NEEDLEHOLDER, SWEDISH-TYPE, 20.5 CM, TC-NEEDLEHOLDER, FINOCHIETTO, 26.5 CM, TC-NEEDLEHOLDER, RYDER-VASCULAR, 12 CM, TC-NEEDLEHOLDER, RYDER-VASCULAR, 15.5 CM, TC-NEEDLEHOLDER, RYDER-VASCULAR, 17.5 CM, TC-NEEDLEHOLDER, RYDER-VASCULAR, 20 CM, TC-NEEDLEHOLDER, RYDER-VASCULAR, 22.5 CM, TC-NEEDLEHOLDER, RYDER-VASCULAR, 26 CM, TC-NEEDLEHOLDER, WANGENSTEEN, 27 CM, TC-NEEDLEHOLDER, HEGAR-VASCULAR, 14 CM, TC-NEEDLEHOLDER, HEGAR-VASCULAR, 18.5 CM, TC-NEEDLEHOLDER, HEGAR-VASCULAR, 20.5 CM, TC-NEEDLEHOLDER, HEGAR-VASCULAR, 23 CM, TC-NEEDLEHOLD., BOZEMANN, S-SHAPE, 20.5, TC-NEEDLEHOLDER, BOZEMANN, S-SHAPE, 24CM, TC-NEEDLEHOLDER, BOZEM., S-SHAPE, 26 CM, TC-NEEDLEHOLDER, BOZEMANN, S-SHAPE, 30 C, TC-NEEDLEHOLDER, HEGAR, 20 CM, TC-NEEDLEHOLDER, HEGAR, 24 CM, TC-NEEDLEHOLDER, STRATTE, SLIM, 23 CM, TC-NEEDLEHOLDER, STRATTE, CVD., 23 CM, TC-NEEDLEHOLDER, MICROVASCULAR, 14 CM, TC-NEEDLEHOLDER, MICROVASCULAR, 17.5 CM, TC-NEEDLEHOLDER, MICROVASCULAR, 20 CM, TC-NEEDLEHOLDER, MICROVASCULAR, 23 CM, TC-Needleholder, microvascular, 26cm, TC-NEEDLEHOLDER, MARTINI, SMOOTH, 14 CM, TC-NEEDLEHOLDER, MARTINI, SMOOTH, 15 CM, TC-NEEDLEHOLD., MARTINI, SMOOTH, 17.5 CM, TC-NEEDLEHOLDER, MARTINI, SMOOTH, 20 CM, TC-NEEDLEHOLDER, MARTINI, 14 CM, TC-NEEDLEHOLDER, MARTINI, 15 CM, TC-NEEDLEHOLDER, MARTINI, 17.5 CM, TC-NEEDLEHOLDER, MARTINI, 20 CM, TC-NEEDLEHOLDER, OLSEN-HEGAR, 14.5 CM, TC-NEEDLEHOLDER, OLSEN-HEGAR, 17 CM, TC-NEEDLEHOLDER, OLSEN-HEGAR, 19 CM, TC-NEEDLEHOLDER, FOSTER-GILLIES, 11 CM, TC-NEEDLEHOLDER, GILLIES-MINI, 15 CM, TC-NEEDLEHOLDER, GILLIES, 16 CM, TC-NEEDLEHOLDER, MATHIEU, SLIM, 14 CM, TC-NEEDLEHOLDER, MATHIEU, SLIM, 17 CM, TC-NEEDLEHOLDER, MATHIEU, SLIM, 20 CM, TC-NEEDLEHOLDER, MATHIEU, 14 CM, TC-NEEDLEHOLDER, MATHIEU, 17 CM, TC-NEEDLEHOLDER, MATHIEU, 20 CM, TC-NEEDLEHOLDER, LANGENBECK, 18.5 CM, TC-NEEDLEHOLDER, LANGENBECK, 20.5 CM, TC-NEEDLEHOLDER, LANGENBECK, 23 CM, TC-NEEDLEHOLDER, ZWEIFEL, 23 CM, LIGATURE NEEDLE, SCHMIDEN-DICK, 30 CM, LIGATURE NEEDLE, SCHMIDEN, 24 CM, Ligature needle, cvd., malleab., 20 cm, LIGATURE NEEDLE, COOPER, 20 CM, LIGATURE NEEDLE, KRONECKER, R., 12 CM, LIGATURE NEEDLE, KRONECKER, L., 12 CM, LIGATURE NEEDLE, DESCHAMPS, R., 24 CM, LIGATURE NEEDLE, DESCHAMPS, L., 24 CM, LIGATURE NEEDLE, DESCHAMPS, BLUNT, 20 CM, LIGATURE NEEDLE, DESCHAMPS, SHARP, 20 CM, LIGATURE NEEDLE, DESCHAMPS, BLUNT, 27 CM, LIGATURE NEEDLE, DESCHAMPS, SHARP, 27 CM, LIGATURE NEEDLE, DESCHAMPS, BLUNT, 28 CM, LIGATURE NEEDLE, DESCHAMPS, SHARP, 21 CM, LIGATURE NEEDLE, DESCHAMPS, BLUNT, 21 CM, LIGATURE NEEDLE, BRUNNER, NO. 1, 30 CM, LIGATURE NEEDLE, BRUNNER, NO. 2, 30 CM, LIGATURE CATCHER, VIENNA-TYPE, 23.5 CM, LIGATURE FORK, 23 CM, SUTURE SET, MARTIN-MINI-ASSISTENT, SUTURE SET, MARTIN-ASSISTENT-STANDARD, WIRE GUIDE NEEDLE, DEMEL, NO. 1, WIRE GUIDE NEEDLE, DEMEL, NO. 2, WIRE GUIDE NEEDLE, DEMEL, NO. 3, WIRE TIGHTENER, LOUTE, 21 CM, SUTURE HOOK, Ø 1.5 MM, 26 CM, SUTURE HOOK, Ø 2.0 MM, 26 CM, SUTURE HOOK, Ø 2.5 MM, 26 CM, SUTURE HOOK, Ø 3.0 MM, 26 CM, TOURNIQUET, RUMEL-BELMONT, 4.2 MM, 27 CM, TOURNIQUET, RUMEL-BELM., 8.8 MM, 30.5 CM, TC-Needleholder, marCore, str.,w. lock,S, TC-Needleholder, marCore, str.,w. lock,M, TC-Needleholder, marCore, str.,w. lock,L, TC-Needleholder, marCore, cvd.,w. lock,S, TC-Needleholder, marCore, cvd.,w. lock,M, TC-Needleholder, marCore, cvd.,w. lock,L, TC-Needleholder, marCore, Ryder-style, S, TC-Needleholder, marCore, Ryder-style, M, TC-Needleholder, marCore, Ryder-style, L, TC-Needleholder, marCore, mini, str., S, TC-Needleholder, marCore, mini, str., M, TC-Needleholder, marCore, mini, str., L, TC-Needleholder, marCore, mini, cvd., S, TC-Needleholder, marCore, mini, cvd., M, TC-Needleholder, marCore, mini, cvd., L, Knot-pusher, marCore, small, 17 cm, Knot-pusher, marCore, medium, 24 cm, Knot-pusher, marCore, large, 29 cm, Ligature catcher, marCore, 26 cm, Ligature catcher, marCore, 36 cm, Retriever, marCore, magn., mall., 36 cm, Micro needleh., Yasargil,bay.str., 20cm, Micro needleh., Yasargil,bay.cvd., 20cm, Micro needleh., Yasargil,bay.str.,22.5cm, Micro needleh., Yasargil,bay.cvd.,22.5cm, Needle, Rhoton, #12, straight, 19 cm, Suture guide, Yasargil, med. cvd, 18.5cm, Suture guide,Yasar.,slightly cvd,18.5cm, Suture guide, Yasargil, 90°, cvd, 18.5cm, WIRE PASSER, 45MM, WIRE PASSER, 70MM, PALATAL NEEDLE, HURD, RIGHT, 20.5 CM, PALATAL NEEDLE, HURD, LEFT, 20.5 CM, Needleholder, Bruce-Clarke, 12,5 cm, CASTROVIEJO NH W/O LOCK CVD., 9 CM, NEEDLEHOLDER DELIC., STR., W. LOCK, 13CM, CASTROVIEJO NH W LOCK STR, 9 CM, NEEDLEHOLDER DELIC., CVD., W. LOCK, 13CM, MICRO NEEDLEH., STR., W. LOCK, 14.5 CM, MICRO NEEDLEH., STR., W/O LOCK, 14.5 CM, MICRO NEEDLEH., CVD., W. LOCK, 14.5 CM, MICRO NEEDLEH., CVD., W/O LOCK, 14.5 CM, NEEDLEHOLDER, DERF, GROOVED, 12 CM, NEEDLEHOLDER, DERF, LONGITUD., 13 CM, NEEDLEHOLDER, COLLIER, GROOVED, 12.5 CM, NEEDLEHOLDER, WEBSTER, SMOOTH, 13 CM, NEEDLEHOLDER, HALSEY, SMOOTH, 13.5 CM, NEEDLEHOLDER, NEIVERT, GROOVED, 12.5 CM, NEEDLEHOLDER, HEGAR-BAUMGARTNER, 14.5 CM, NEEDLEHOLDER, BROWN, HEAVY, 13 CM, NEEDLEHOLDER, BROWN, HEAVY, 18 CM, NEEDLEHOLDER, CRILE-MURRAY, SLIM, 15 CM, NEEDLEHOLDER, CRILE-WOOD, GROOVED, 15 CM, NEEDLEHOLDER, ADSON, FENESTR., 18.5 CM, NEEDLEHOLDER, METZENB., FENESTR., 18.5 C, NEEDLEHOLDER, M.G.-HOSPITAL, 18 CM, NEEDLEHOLDER, MAYO-HEGAR, 14.5 CM, NEEDLEHOLDER, MAYO-HEGAR, 16 CM, NEEDLEHOLDER, MAYO-HEGAR, 18.5 CM, NEEDLEHOLDER, MAYO-HEGAR, 20.5 CM, NEEDLEHOLDER, MAYO-HEGAR, 24 CM, NEEDLEHOLDER, MAYO-HEGAR, 26.5 CM, NEEDLEHOLDER, MAYO-HEGAR, 30.5 CM, NEEDLEHOLDER, MAYO-HEGAR, SLIM, 16 CM, NEEDLEHOLDER, MAYO-HEGAR, SLIM, 19 CM, NEEDLEHOLDER, MAYO-HEGAR, SLIM, 20.5 CM, NEEDLEHOLDER, HEANY, CVD., 20.5 CM, NEEDLEHOLDER, JAMISON, SLIM, 23 CM, NEEDLEHOLDER, MASSON, HEAVY, 26.5 CM, NEEDLEHOLDER, FINOCHIETTO, ANG., 26.5 CM, NEEDLEHOLDER, WANGENSTEEN, 26.5 CM, NEEDLEHOLDER, JOHNSON, CVD., 27 CM, NEEDLEHOLDER, STRATTE, CVD., 23 CM, NEEDLEHOLDER, OLSEN-HEGAR, STR., 14 CM, NEEDLEHOLDER, GILLIES, 16 CM, NEEDLEHOLDER, CRILE, 15 CM, NEEDLEHOLDER, MATHIEU, 14 CM, NEEDLEHOLDER, MATHIEU, 17 CM, NEEDLEHOLDER, MATHIEU, 20 CM, NEEDLEHOLDER, MATHIEU, SLIM, 14 CM, NEEDLEHOLDER, MATHIEU, SLIM, 17 CM, TC Needle Holder, Par Style, 11.5cm, TC-MIC. NEEDLEHOLD., ROUND HDL., 18.5 CM, TC-NEEDLEHOLDER, WEBSTER, 13 CM, MICRO NEEDLEHOLDER, CVD., W. LOCK, 23 CM, MICRO NEEDLEHOLDER, STR., W. LOCK, 21 CM, MICRO NEEDLEHOLDER, STR., W. LOCK, 23 CM, MICRO NEEDLEHOLD., CVD., W/O LOCK, 18 CM, MICRO NEEDLEHOLD., CVD., W/O LOCK, 21 CM, MICRO NEEDLEHOLD., CVD., W/O LOCK, 23 CM, MICRO NEEDLEHOLD., STR., W/O LOCK, 15 CM, MICRO NEEDLEHOLD., STR., W/O LOCK, 21 CM, MICRO NEEDLEHOLD., STR., W/O LOCK, 23 CM, TC-NEEDLEHOLDER, JABOMA, W. LOCK, 18 CM, Micro-needleh., 10 mm, heavy-duty, 19 cm, Micro-needleh., 10 mm, heavy-duty, 23 cm, Micro Needleh., str., w/o lock, 14,5 cm, Micro Needleh., str., w. lock, 14,5 cm, Micro Needleh., cvd., w/o lock, 14,5 cm, Micro Needleh., cvd., w lock, 14,5 cm, Micro Needleh., cvd., w. lock, 14,5 cm, TC-MICRO NEEDLEH., STR., W. LOCK,14.5CM, TC-MICRO NEEDLEH., CVD., W/O LOCK,14.5CM, TC-MICRO NEEDLEHOLDER, SMOOTH, 14.5 CM, TC-MICRO NEEDELH., STR., W. LOCK, 18 CM, TC-MICRO NEEDLEHOLDER, STR., W. LOCK, 22, TC-MICRONEEDLEH., CVD., SMOOTH, 14.5 CM, TC-MICRO NEEDLEHOLDER, CVD., W. LOCK, 18, TC-MICRO NEEDLEHOLDER, CVD., W. LOCK, 22, TC-NEEDLEHOLDER, CASTROV., STR., 12.5 CM, TC-NEEDLEHOLD., BARRAQ., W. LOCK, 13 CM, TC-NEEDLEHOLD., BARRAQ., W/O LOCK, 13 CM, TC-NEEDLEHOLDER, WEBSTER, SMOOTH, 13 CM, TC-NEEDLEHOLDER, KILNER, BAYON., 14.5 CM, TC-NEEDLEHOLDER, DERF, 12 CM, TC-NEEDLEHOLDER, HEGAR-BAUMGART., 13 CM, TC-NEEDLEHOLDER, HEGAR-BAUMGAR., 14.5 CM, TC-NEEDLEHOLDER, HALSEY, SMOOTH, 13 CM, TC-NEEDLEHOLD., WEBSTER, SMOOTH, 12 CM, TC-NEEDLEHOLDER, HALSEY, 13 CM, TC-NEEDLEHOLDER, CRILE-WOOD, 15 CM, TC-NEEDLEHOLDER, CRILE-WOOD, 20.5 CM, DG-Needle holder, Ryder-Vascular, 12.5cm, DG-Needle holder, Ryder-Vascular, 14.5cm, DG-Needle holder, Ryder-Vascular, 17.5cm, DG-Needle holder, Ryder-Vascular, 19.5cm, DG-Needle holder, Ryder-Vascular, 22.5cm, DG-Needle holder, Vascular, 12.5cm, DG-Needle holder, Vascular, 14.5cm, DG-Needle holder, Vascular, 17.5cm, DG-Needle holder, Vascular, 19.5cm, DG-Needle holder, Vascular, 22.5cm, TC-Needle holder, Crile-Wood, str., 18 c, TC-Needle holder, Crile-Wood, str., 23cm, TC-Needle holder, Baby-Crile-Wood, 15 cm, Knot guide, 24.5 cm, TC-needle holder, De Bakey, 16.5 cm, Wire, guide/applicator, Plester, 16 cm, Needleholder, Micro, str., w/o lock,15cm, MICRO NEEDLEHOLD., CVD., W/O LOCK, 15 CM, MICRO NEEDLEHOLDER, CVD., W. LOCK, 15 CM, MICRO NEEDLEHOLD., STR., W/O LOCK, 18 CM, MICRO NEEDLEHHOLDER, CVD., W/O LOCK, 18, MICRO NEEDLEHOLDER, STR., W. LOCK, 15 CM, MICRO NEEDLEHOLDER, STR., W. LOCK, 18 CM, MICRO NEEDLEHOLDER, CVD., W. LOCK, 18 CM, MICRO NEEDLEHOLDER, CVD., W. LOCK, 21 CM, MICRO NEEDLEHHOLDER, STR., W/O LOCK, 15, MICRO NEEDLEHHOLDER, STR., W/O LOCK, 18, MICRO NEEDLEHHOLDER, STR., W/O LOCK, 21, MICRO NEEDLEHHOLDER, STR., W/O LOCK, 23, MICRO NEEDLEHHOLDER, CVD., W/O LOCK, 15, MICRO NEEDLEHHOLDER, CVD., W/O LOCK, 21, MICRO NEEDLEHHOLDER, CVD., W/O LOCK, 23, TI-MICRO NEEDLEH., CVD., W. LOCK, 15 CM, TI-MICRO NEEDLEH., CVD., W/O LOCK, 18 CM, TI-MICRO NEEDLEH., STR., W. LOCK, 15 CM, TI-MICRO NEEDLEH., STR., W. LOCK, 18 CM, TI-MICRO NEEDLEH., STR., W. LOCK, 21 CM, Ti.-Micro.-ndh.,str.,w. lock, 0,8mm,23cm, TI-MICRO NEEDLEH., CVD., W. LOCK, 18 CM, TI-MICRO NEEDLEH., CVD., W. LOCK, 21 CM, Ti.-Micro.-ndh., cvd.,w.lock,0,8mm,23cm, TI-MICRO NEEDLEH., STR., W/O LOCK, 15 CM, TI-MICRO NEEDLEH., STR., W/O LOCK, 18 CM, TI-MICRO NEEDLEH., STR., W/O LOCK, 21 CM, Ti.-Micro.-ndh.,str.,w/o lock,0,8mm,23cm, TI-MICRO NEEDLEH., CVD., W/O LOCK, 15 CM, TI-MICRO NEEDLEH., CVD., W/O LOCK, 21 CM, Ti.-Micro.-ndh.,cvd.,w/o lock,0,8mm,23cm, Micro needleh., str.,w.lock, 1,2mm, 15cm, Ti.-Microneedleh.,str.,w.lock,1,2mm,15cm, Micro needleh., str.,w.lock, 1,2mm, 18cm, Ti.-Microneedleh.,str.,w.lock,1,2mm,18cm, Micro needleh., str.,w.lock, 1,2mm, 21cm, Ti.-Microneedleh.,str.,w.lock,1,2mm,21cm, Micro needleh., str.,w.lock, 1,2mm, 23cm, Ti.-Microneedleh.,str.,w.lock,1,2mm,23cm, Micro needleh., cvd.,w.lock, 1,2mm, 15cm, Ti.-Microneedleh.,cvd.,w.lock,1,2mm,15cm, Micro needleh., cvd.,w.lock, 1,2mm, 18cm, Ti.-Microneedleh.,cvd.,w.lock,1,2mm,18cm, Micro needleh., cvd.,w.lock, 1,2mm, 21cm, Ti.-Microneedleh.,cvd.,w.lock,1,2mm,21cm, Micro needleh., cvd.,w.lock, 1,2mm, 23cm, Ti.-Microneedleh.,cvd.,w.lock,1,2mm,23cm, Micro needleh.,str.,w/o lock, 1,2mm,15cm, Ti.-Micro.-ndh.,str.,w/o lock,1,2mm,15cm, Micro needleh.,str.,w/o lock, 1,2mm,18cm, Ti.-Micro.-ndh.,str.,w/o lock,1,2mm,18cm, Micro needleh.,str.,w/o lock, 1,2mm,21cm, Ti.-Micro.-ndh.,str.,w/o lock,1,2mm,21cm, Micro needleh.,str.,w/o lock, 1,2mm,23cm, Ti.-Micro.-ndh.,str.,w/o lock,1,2mm,23cm, Micro needleh., cvd.,w/o lock,1,2mm,15cm, Ti.-Micro.-ndh.,cvd.,w/o lock,1,2mm,15cm, Micro needleh., cvd.,w/o lock,1,2mm,18cm, Ti.-Micro.-ndh.,cvd.,w/o lock,1,2mm,18cm, Micro needleh., cvd.,w/o lock,1,2mm,21cm, Ti.-Micro.-ndh.,cvd.,w/o lock,1,2mm,21cm, Micro needleh., cvd.,w/o lock,1,2mm,23cm, Ti.-Micro.-ndh.,cvd.,w/o lock,1,2mm,23cm, Micro-Needle Holder, str, w.ratchet,18cm, Micro-Needle Holder, cvd, w.ratchet,18cm, MICRO NEEDLEHOLD 18CM WTHT/R, MICRO NEEDLEH., STR., W. LOCK, 10.5 CM, MICRO NEEDLEH., STR., W. LOCK, 11.5 CM, MICRO NEEDLEH., CVD., W. LOCK, 10.5 CM, MICRO NEEDLEH., CVD., W. LOCK, 11.5 CM, MICRO NEEDLEH., CVD., W/O LOCK, 11.5 CM, Micro needleh., cvd., w/o. lock, 13,5 cm, MICRO NEEDLEH., CVD., W. LOCK, 13.5 CM, MICRO NEEDLEH., CVD., W/O LOCK, 13.5 CM, MICRO NEEDLEH., STR., W/O LOCK, 13 CM, CASTROV-FINO NH WTHT LOCK CU, 13 CM | O.E.S DISTRIMED | 2023-08-14T00:00:00.000+02:00 | Gebruder Martin GmbH & Co. KG,KLS Martin Platz 1 78532 Tuttlingen Germany | 20-640-18-07, 20-640-20-07, 20-640-26-07, 20-642-16-07, 20-642-18-07, 20-642-20-07, 20-642-24-07, 20-642-26-07, 20-642-30-07, 20-643-20-07, 20-643-24-07, 20-643-26-07, 20-646-18-07, 20-646-20-07, 20-646-23-07, 20-646-26-07, 20-646-31-07, 20-648-27-07, 20-650-13-07, 20-650-15-07, 20-650-18-07, 20-650-20-07, 20-650-23-07, 20-650-26-07, 20-652-15-07, 20-652-17-07, 20-652-20-07, 20-653-27-07, 20-654-13-07, 20-654-15-07, 20-654-18-07, 20-654-20-07, 20-654-23-07, 20-654-26-07, 20-656-27-07, 20-658-14-07, 20-658-18-07, 20-658-20-07, 20-658-23-07, 20-659-20-07, 20-659-24-07, 20-659-26-07, 20-659-28-07, 20-662-20-07, 20-662-24-07, 20-665-22-07, 20-665-23-07, 20-666-00-07, 20-666-02-07, 20-666-03-07, 20-666-04-07, 20-666-05-07, 20-668-00-07, 20-668-01-07, 20-668-02-07, 20-668-03-07, 20-670-00-07, 20-670-01-07, 20-670-02-07, 20-670-03-07, 20-672-14-07, 20-672-17-07, 20-672-18-07, 20-673-12-07, 20-673-15-07, 20-673-16-07, 20-674-14-07, 20-674-17-07, 20-674-20-07, 20-676-14-07, 20-676-17-07, 20-676-20-07, 20-678-17-07, 20-678-20-07, 20-692-18-07, 20-692-20-07, 20-692-23-07, 20-696-23-07, 20-813-32-07, 20-815-21-07, 20-825-20-07, 20-832-19-07, 20-835-13-07, 20-837-13-07, 20-839-24-07, 20-840-24-07, 20-841-20-07, 20-842-20-07, 20-843-20-07, 20-844-20-07, 20-845-21-07, 20-846-21-07, 20-847-21-07, 20-848-21-07, 20-849-27-07, 20-850-27-07, 20-851-27-07, 20-852-27-07, 20-853-28-07, 20-854-28-07, 20-855-20-07, 20-856-20-07, 20-857-20-07, 20-858-20-07, 20-859-20-07, 20-860-20-07, 20-861-30-07, 20-862-30-07, 20-882-23-07, 20-886-23-07, 20-959-00-07, 20-962-00-07, 22-535-01-07, 22-535-02-07, 22-535-03-07, 22-542-21-07, 24-550-15-07, 24-550-20-07, 24-550-25-07, 24-550-30-07, 24-556-33-07, 24-558-33-07, 24-599-20-04, 24-599-21-04, 24-599-22-04, 24-599-23-04, 24-599-24-04, 24-599-25-04, 24-599-26-04, 24-599-27-04, 24-599-28-04, 24-599-30-04, 24-599-31-04, 24-599-32-04, 24-599-33-04, 24-599-34-04, 24-599-35-04, 24-599-60-04, 24-599-61-04, 24-599-62-04, 24-599-82-07, 24-599-83-07, 24-599-88-07, 24-851-10-07, 24-851-11-07, 24-851-12-07, 24-851-13-07, 24-857-12-07, 24-857-12-09, 24-860-02-07, 24-860-03-07, 24-860-04-07, 25-291-45-01, 25-291-70-01, 39-137-21-07, 39-139-21-07, 93-200-20-07, 20-303-09-07, 20-304-01-07, 20-304-09-07, 20-305-01-07, 20-306-14-07, 20-307-14-07, 20-308-14-07, 20-309-14-07, 20-310-14-07, 20-311-14-07, 20-313-14-07, 20-326-12-07, 20-328-12-07, 20-332-12-07, 20-334-13-07, 20-336-13-07, 20-338-13-07, 20-340-14-07, 20-344-13-07, 20-344-18-07, 20-348-15-07, 20-350-15-07, 20-360-18-07, 20-364-18-07, 20-384-17-07, 20-390-14-07, 20-390-16-07, 20-390-18-07, 20-390-20-07, 20-390-24-07, 20-390-26-07, 20-390-30-07, 20-396-16-07, 20-396-18-07, 20-396-20-07, 20-403-21-07, 20-404-23-07, 20-408-27-07, 20-415-27-07, 20-420-27-07, 20-437-27-07, 20-451-23-07, 20-466-14-07, 20-469-16-07, 20-500-15-07, 20-516-14-07, 20-516-17-07, 20-516-20-07, 20-526-14-07, 20-526-17-07, 20-600-11-07, 20-602-18-07, 20-604-13-07, 20-604-15-07, 20-605-15-07, 20-605-18-07, 20-605-21-07, 20-605-23-07, 20-606-15-07, 20-606-18-07, 20-606-21-07, 20-606-23-07, 20-607-15-07, 20-607-18-07, 20-607-21-07, 20-607-23-07, 20-608-15-07, 20-608-18-07, 20-608-21-07, 20-608-23-07, 20-610-18-07, 20-613-19-07, 20-613-23-07, 20-614-01-07, 20-614-02-07, 20-614-03-07, 20-614-04-07, 20-615-01-07, 20-615-02-07, 20-615-03-07, 20-615-04-07, 20-620-00-07, 20-620-01-07, 20-620-14-07, 20-620-18-07, 20-620-21-07, 20-621-14-07, 20-621-18-07, 20-621-21-07, 20-624-13-07, 20-626-13-07, 20-628-13-07, 20-630-13-07, 20-631-13-07, 20-632-12-07, 20-634-13-07, 20-634-14-07, 20-636-13-07, 20-637-12-07, 20-637-13-07, 20-638-15-07, 20-638-20-07, 09-005-90-07, 09-005-91-07, 09-005-92-07, 09-005-93-07, 09-005-94-07, 09-005-95-07, 09-005-96-07, 09-005-97-07, 09-005-98-07, 09-005-99-07, 09-006-08-07, 09-006-09-07, 09-006-11-07, 09-007-05-07, 09-008-34-07, 09-009-54-07, 20-000-00-07, 20-001-00-07, 20-001-01-07, 20-002-15-07, 20-002-18-07, 20-003-15-07, 20-003-18-07, 20-004-15-07, 20-004-18-07, 20-005-15-07, 20-005-18- | Klasa I | Instrumenta kirurgjikale | Instrumenta shumeperdorimeshe
14739 | CUSA® Clarity 36 kHz Curved Extended MicroTipTM (5 units), CUSA® Clarity 36 kHz Curved Extended MicroTipTM (1 unit), CUSA® Clarity 36 kHz Standard Tip (5 units), CUSA® Clarity 36 kHz Standard Tip (1 unit), CUSA® Clarity 36 kHz Curved Extended Standard Tip (5 units), CUSA® Clarity 36 kHz Curved Extended Standard Tip (1 unit), CUSA® Clarity 36 kHz Extended MicroTipTM Plus (5 units) , CUSA® Clarity 36 kHz Extended MicroTipTM Plus (1 unit), CUSA® Clarity 36 kHz Curved Extended ShearTipTM (5 units), CUSA® Clarity 36 kHz Curved Extended ShearTipTM (1 unit), CUSA® Clarity 23kHz Standard Tip (5 Pack), CUSA® Clarity 23kHz Standard Tip (Single Pack), CUSA® Clarity 23kHz Tough Tissue Tip (5 Pack), CUSA® Clarity 23kHz Tough Tissue Tip (Single Pack), CUSA® Clarity 23kHz MacroTip (5 Pack), CUSA® Clarity 23kHz MacroTip (Single Pack), CUSA® Clarity 23kHz Bone Tip (5 Pack), CUSA® Clarity 23kHz Bone Tip (Single Pack), CUSA® Clarity 36 kHz EUT Curved Extended Micro TipTM, CUSA® Clarity 36 kHz EUT Curved Extended Standard Tip, CUSA® Clarity 23kHz Standard Tip, EUT | O.E.S DISTRIMED | 2023-08-15T00:00:00.000+02:00 | Integra LifeSciences (Ireland) Ltd IDA Business &amp; Technology Park Sragh Tullamore, County Offaly Ireland | C7411S, C7411SEA, C7412S, C7412SEA, C7414S, C7414SEA, C7415S, C7415SEA, C7417S, C7417SEA, C7401S, C7401SEA, C7418S, C7418SEA, C7405S, C7405SEA, C7420S, C7420SEA, C7411EUT, C7414EUT, C7401EUT | Klasa III | Instrumenta dhe aksesore per Aspirator Kirurgjikal | Pajisje nje perdorimeshe
14601 | Dental Impression materials; Vonflex S Putty | MARLEN/E | 2023-08-16T00:00:00.000+02:00 | Vericom Co., Ltd. 48, Toegyegongdan 1-Gil, Chuncheon-Si, Gangwon-Do, 200-944, Republic of Korea | Product Code | Klasa I | Silikone par marrje mase | Pajisje dentare
| Vonflex S Putty Soft 01 |  |  |  | VF356-SPNR
| Vonflex S Putty Soft 04 |  |  |  | VF356-SPNO
| Vonflex S Putty Soft 05 |  |  |  | VF356-SPNP
| Vonflex S Putty Soft 13 |  |  |  | VF356-SPNS
| Vonflex S Putty Soft Q 01 |  |  |  | VF356-SPFR
| Vonflex S Putty Soft Q 04 |  |  |  | VF356-SPFO
| Vonflex S Putty Soft Q 05 |  |  |  | VF356-SPFP
| Vonflex S Putty Soft Q 13 |  |  |  | VF356-SPFS
| Vonflex S Putty Hard 11 |  |  |  | VF356-HPNR
| Vonflex S Putty Hard 14 |  |  |  | VF356-HPNO
| Vonflex S Putty Hard 15 |  |  |  | VF356-HPNP
| Vonflex S Putty Hard 13 |  |  |  | VF356-HPNG
| Vonflex S Putty Hard 23 |  |  |  | VF356-SPNH
| Vonflex S Putty Hard Q 11 |  |  |  | VF356-HPFR
| Vonflex S Putty Hard Q 14 |  |  |  | VF356-HPFO
| Vonflex S Putty Hard Q 15 |  |  |  | VF356-HPFP
| Vonflex S Putty Hard Q 13 |  |  |  | VF356-HPFG
| Vonflex S Putty Hard Q 23 |  |  |  | VF356-SPFH
14783 | Access HCV Ab V3, Access HCV Ab V3 Calibrators, Access HCV Ab V3 QC | GENIUS SHPK | 2023-08-16T00:00:00.000+02:00 | Bio-Rad - 3 Boulevard Raymond Poincare, 92430 Mames-la-Coquette, France | B33458, B33459, B33460 | In vitro | Reagent imunologjik diagnostifikues in vitro e destinuar per zbulimin kuantitativ te antitrupave anti-HCV ne serumin dhe plazmen e njeriut duke perdorur instrumentin imunologjik Access., Reagent imunologjik diagnostifikues in vitro e destinuar per kalibrimin e analizes Access HCV Ab V3 duke perdorur instrumentin Imunologjik Access., Reagent imunologjik diagnostifikues in vitro e destinuar per monitorimin e performances se sistemit te analizes Access HCV Ab V3. | Pajisje te diagnostifikimit in vitro
14600 | Dental Impression materials; Vonflex S Light, Vonflex S Light 0102, Vonflex S Light 0104, Vonflex S Light 0112, Vonflex S Light 0148, Vonflex S Light Q 0102, Vonflex S Light Q 0104, Vonflex S Light Q 0112, Vonflex S Light Q 0148, Vonflex S Light 1102, Vonflex S Light 1104, Vonflex S Light 1112, Vonflex S Light 1148, Vonflex S Light Q 1102, Vonflex S Light Q 1104, Vonflex S Light Q 1112, Vonflex S Light Q 1148, Vonflex S Light 1202, Vonflex S Light 1204, Vonflex S Light 1212, Vonflex S Light 1248, Vonflex S Light Q 1202, Vonflex S Light Q 1204, Vonflex S Light Q 1212, Vonflex S Light Q 1248, Vonflex S Light 1604, Vonflex S Light 1648, Vonflex S Light Q 1602, Vonflex S Light Q1604, Vonflex S Light Q1612, Vonflex S Light Q1648, Vonflex S Light 2302, Vonflex S Light 2304, Vonflex S Light 2312, Vonflex S Light 2348, Vonflex S Light Q 2302, Vonflex S Light Q 2304, Vonflex S Light Q 2312, Vonflex S Light Q 2348 | MARLEN/E | 2023-08-16T00:00:00.000+02:00 | Vericom Co., Ltd. 48, Toegyegongdan 1-Gil, Chuncheon-Si, Gangwon-Do, 200-944, Republic of Korea | Product Code, VF310-SLN0, VF320-SLN0, VF360-SLN0, VF324-SLN0, VF310-SLF0, VF320-SLF0, VF360-SLF0, VF324-SLF0, VF310-SLNR, VF320-SLNR, VF360-SLNR, VF324-SLNR, VF310-SLFR, VF320-SLFR, VF360-SLFR, VF324-SLFR, VF310-SLNB, VF320-SLNB, VF360-SLNB, VF324-SLNB, VF310-SLFB, VF320-SLFB, VF360-SLFB, VF324-SLFB, VF320-SLNY, VF324-SLNY, VF310-SLFY, VF320-SLNFY, VF360-SLFY, VF324-SLFY, VF310-SLNG, VF320-SLNG, VF360-SLNG, VF324-SLNG, VF310-SLFG, VF320-SLFG, VF360-SLFG, VF324-SLFG | Klasa I | Silikone per marrje mase | Pajisje dentare
14787 | Alinity i Homocisteine Reagent Kit (2x100 tests), Alinity i Homocisteine Calibrators, Alinity i Homocisteine Controls | LABOPHARMA SHPK | 2023-08-22T00:00:00.000+02:00 | Abbott GmbH Max Planck Ring 2 65205 Wiesbaden Germany | 09P2820, 09P2801, 09P2810 | In vitro | Jane reagente te analizes sasiore te Homocisteines ne gjak me sistemin Alinity, Jane reagente kalibratore te analizes sasiore te Homocisteines ne gjak me sistemin Alinity, Jane reagente kontrolli te analizes sasiore te Homocisteines ne gjak me sistemin Alinity | Pajisje te diagnostifikimit in vitro
14676 | OPSITE Post-Op Visible 10cm x 8cm, OPSITE Post-Op Visible 15cm x 10cm, OPSITE Post-Op Visible 20cm x 10cm, OPSITE Post-Op Visible 25cm x 10cm, OPSITE Post-Op Visible 30cm x 10cm, OPSITE Post-Op Visible 35cm x 10cm, Opsite Visible Drain Dressing 10cm x 9cm | LAYO | 2023-08-24T00:00:00.000+02:00 | Smith & Nephew Medical Limited, 101Hessle Road, Hull, HU3 2BN, United Kingdom | 66800136, 66800137, 66800138, 66800139, 66800140, 66800141, 66800842 | Is | Veshje per nderrimin e plageve | Pajisje nje perdorimeshe
14704 | Operating Table | O.E.S DISTRIMED | 2023-08-29T00:00:00.000+02:00 | Shenzhen Comen Medical Instruments Co.,Ltd. Floor 10, Floor 11 and Section C of Floor 12 of Building 1A &amp; Floor 1 to Floor 5 of Building 2, FIYTA Timepiece Building, Nanhuan Avenue, Matian Sub-district, Guangming District, Shenzhen, Guangdong, 518106, P.R. China. | W3,W3A,W5,W5A | Klasa I | Tavoline operacioni,per perdorim spitalor | Produkte per institucione te kujdesit shendetesor
14629 | REVANESSE KISS + with Lidocaine 1.2 mL PN 40113 | PHARMAWEST | 2023-07-26T00:00:00.000+02:00 | PROLLENIUM MEDICAL TECHNOLOGIES,Inc 138 Industrial ParwayN, AURORA ,ON,CANADA L4G 4C3 29 EAST WILMOT ST. RICHMOND HILL, ON, CANADA L4B 1A3 | REVANESSE KISS+ with Lidocaine 1.2 ml PN 40113 | Klasa III | Filler me përmbajtje xheli Acid Hialuronik i cili përdoret për rikuperimin e humbjes të volumit dhe korrigjimin e kontureve dhe deformimeve. Përdoret për rrudhat e fytyrës, përmirësim volumi, mbushe buzësh , hidratim në lëkurë dhe konturimin e dëmtimeve nga injektimet e mëparshme në indet e buta. | Pajisje te implantueshme jo aktive
14633 | Ti-Max X model-x-SG20ML | EURODENTA | 2023-07-20T00:00:00.000+02:00 | Nakanishi Inc.700 Shimohinata , Kanauma, Tochigi,322-8666,Japan | CA13030001 | Klasa IIa | Pajisje dentare per sistem shpues | Pajisje dentare
14670 | Cervical Brushes,Cervical brush standard sterile, Cervical Brushes,Cervical brush special sterile | GREEMED | 2023-08-15T00:00:00.000+02:00 | ZARYS International Group Spółka z ograniczoną odpowiedzialnością, spółka komandytowa ul. Pod Borem 18 41-808 Zabrze Poland | SC-001, SC-002 | Is | Furce paptesti per marrje materiali gjenekologjik | Tjeter
14754 | UniCel DxH SMS II Coulter Cellular Analysis System | GENIUS SHPK | 2023-08-17T00:00:00.000+02:00 | Beckman Coulter Inc . - 250 S. Kraemer, Brea, CA 92821 USA | C11477 | In vitro | Instrument plotesisht automatik in vitro i destinuar per pergatitjen dhe ngjyrosjen e lamave. Krijon mundesine per të punuar me mostra të gjakut të marr nga vena apo kapilar, duke ngjyrosur nje moster gjaku te vendosur ne nje lame te paster mikroskopi duke aplikuar fiksativë, ngjyra, mbushës dhe solucione shplarjeje. Perdoret si instrument i pavarur ose me Sistemin e Analizes Celulare UniCel DxH 900 Coulter dhe Sistemin e Analizes Celulare UniCel DxH 690T Coulter. | Pajisje te diagnostifikimit in vitro
14741 | Elastic and conductive gel , Abrasive paste , Adhesive cream , Adhesive and conductive cream , Tech Dots -Adhesive and conductive gel , Abrasive Skin Gel | MONTAL | 2023-09-01T00:00:00.000+02:00 | Spes Medica S.r.l. Via Buccari 21-16153 Genova (Ge) Italy | NEURGELXXXXX, ECGGELXXXXX, EVERISPEXXXXX, SACX-XX, AC CREAMXXXXX, DOTXXXXXX, NPREPXXXX, NPREPXXXX-XX | Klasa I | Pajisje mjekesore qe sherbejne për të reduktuar rezistencën dhe për të përmirësuar përcjelljen midis sipërfaqes së elektrodës dhe lëkurës | Pajisje nje perdorimeshe
14742 | Non sterile entrance mats, entrance mat 45cm x 115 cm | GREEMED | 2023-09-04T00:00:00.000+02:00 | ZARYS International Group Spółka z ograniczoną odpowiedzialnością, spółka komandytowa ul. Pod Borem 18 41-808 Zabrze Poland | M001 | Klasa I | Tapet dekontaminues | Tjeter
14744 | Non sterile orthopedic padding,model: orthoNATURAL,Orthopedic padding, natural, viscose,6cm x 3m, Non sterile orthopedic padding,model: orthoNATURAL,Orthopedic padding, natural, viscose,8cm x 3m, Non sterile orthopedic padding,model: orthoNATURAL,Orthopedic padding, natural, viscose,10cm x 3m, Non sterile orthopedic padding,model: orthoNATURAL,Orthopedic padding, natural, viscose,12cm x 3m, Non sterile orthopedic padding,model: orthoNATURAL,Orthopedic padding, natural, viscose,15cm x 3m, Non sterile orthopedic padding,model: orthoNATURAL,Orthopedic padding, natural, viscose,20cm x 3m, Non sterile orthopedic padding,model: orthoNATURAL,Orthopedic padding, natural, viscose,25cm x 3m, Non sterile orthopedic padding,model:orthoSYNTHETIC,Orthopedic padding, synthetic, polyester,6cm x 3m, Non sterile orthopedic padding,model:orthoSYNTHETIC,Orthopedic padding, synthetic, polyester,8cm x 3m, Non sterile orthopedic padding,model:orthoSYNTHETIC,Orthopedic padding, synthetic, polyester,10cm x 3m, Non sterile orthopedic padding,model:orthoSYNTHETIC,Orthopedic padding, synthetic, polyester,12cm x 3m, Non sterile orthopedic padding,model:orthoSYNTHETIC,Orthopedic padding, synthetic, polyester,15cm x 3m, Non sterile orthopedic padding,model:orthoSYNTHETIC,Orthopedic padding, synthetic, polyester,20cm x 3m, Non sterile orthopedic padding,model:orthoSYNTHETIC,Orthopedic padding, synthetic, polyester,25cm x 3m | GREEMED | 2023-09-04T00:00:00.000+02:00 | ZARYS International Group Spółka z ograniczoną odpowiedzialnością, spółka komandytowa ul. Pod Borem 18 41-808 Zabrze Poland | ON-63, ON-83, ON-103, ON-123, ON-153, ON-203, ON-253, OS-63, OS-83, OS-103, OS-123, OS-153, OS-203, OS-253 | Klasa I | Pambuk ortopedik | Tjeter
14745 | Non-sterile rescue blankets,thermCARE,Rescue blanket, silver-gold, non-sterile 1,6mx2.1m | GREEMED | 2023-09-04T00:00:00.000+02:00 | ZARYS International Group Spółka z ograniczoną odpowiedzialnością, spółka komandytowa ul. Pod Borem 18 41-808 Zabrze Poland | KR160210 | Klasa I | Carcaf termik per rritjen e temperatures se trupit | Tjeter
14757 | FOOT SWITCH, SINGLE PEDAL, PL. 3 PIN, 5M, FOOT SWITCH, DOUBLE PEDAL, PL. 4 PIN, 5M, FOOT SWITCH DOUBLE PED.ECO, SWAP-MODE, FOOT SWITCH PNEUMATIC MD30/50/62, FOOT SWITCH DOUBLE 01-GEN, FOOT SWITCH, DOUBLE PEDAL/F.ME81, Footswitch,Double,Pl.4 Pin,5m, Footswitch,Double,SWAP,bow,Pl.4 Pin,5m, Footswitch,Singel,Pl.3 Pin,5m, Footswitch,Double,SWAP,Pl.4 Pin,wireless, Mains adapter for 80-830-04-04 | O.E.S DISTRIMED | 2023-09-07T00:00:00.000+02:00 | Gebruder Martin GmbH & Co. KG,KLS Martin Platz 1 78532 Tuttlingen Germany | 80-811-04-04, 80-811-30-04, 80-811-32-04, 80-811-50-04, 80-812-10-04, 80-821-02-04, 80-821-04-04, 80-824-01-04, 80-830-00-04, 80-830-01-04, 80-830-02-04, 80-830-04-04, 80-830-05-04 | Klasa I | Aksesor per njesi elektrokirurgjikale,per perdorim ne kirurgji | Instrumenta shumeperdorimeshe
14434 | HS Hi-R NEO Microscope FS 2-25 | PEGASUS. | 2023-07-10T00:00:00.000+02:00 | Haag-Streit AG SRN CH-MF-000020981 CHRN-MF-2000022 3098 Koeniz Switzerland | 4000063 | Klasa I | Jane mikroskope diagnostikues te problemeve te syrit qe perdoren ne okulistike . | Pajisje oftalmike dhe optike
14571 | Disposable TR-Closure Band/Radiseals | MONTAL | 2023-07-12T00:00:00.000+02:00 | Sunny Medical Device (Shenzhen) Co., Ltd. 1/F and 401, Zhongtianxin Building B, Longgang District, Shenzhen, Guangdong, 518172,China | SM-TB-LS-TP, SM-TB-MS-TP, SM-TB-SS-TP, SM-TB-XSS-TP, SM-TB-LBS-TP, SM-TB-MBS-TP, SM-TB-SBS-TP, SM-TB-XSBS-TP, SM-TB-LL-TP, SM-TB-ML-TP, SM-TB-SL-TP, SM-TB-XSL-TP, SM-TB-LLS-TP, SM-TB-MLS-TP, SM-TB-SLS-TP, SM-TB-XSLS-TP, SM-TB-LLB-TP, SM-TB-MLB-TP, SM-TB-SLB-TP, SM-TB-XSLB-TP, SM-TB-LLBS-TP, SM-TB-MLBS-TP, SM-TB-SLBS-TP, SM-TB-XSLBS-TP, SM-TB-CLLS-TP, SM-TB-CMLS-TP, SM-TB-CSLS-TP, SM-TB-CXSLS-TP, SM-TB-LS-MP, SM-TB-MS-MP, SM-TB-SS-MP, SM-TB-XSS-MP, SM-TB-LBS-MP, SM-TB-MBS-MP, SM-TB-SBS-MP, SM-TB-XSBS-MP, SM-TB-LL-MP, SM-TB-ML-MP, SM-TB-SL-MP, SM-TB-XSL-MP, SM-TB-LLS-MP, SM-TB-MLS-MP, SM-TB-SLS-MP, SM-TB-XSLS-MP, SM-TB-LLB-MP, SM-TB-MLB-MP, SM-TB-SLB-MP, SM-TB-XSLB-MP, SM-TB-LLBS-MP, SM-TB-MLBS-MP, SM-TB-SLBS-MP, SM-TB-XSLBS-MP, SM-TB-CLLS-MP, SM-TB-CMLS-MP, SM-TB-CSLS-MP, SM-TB-CXSLS-MP | Is | TR-closure Band është një pajisje ndihmëse që përdoret për hemostazën e shtypjes së arteries radiale pas operacionit intervenues të shpimit të arteries radiale. | Pajisje nje perdorimeshe
14558 | Dental Prosthesis Materials Isosit and Composite Teeth Pama | MOTO-MANIA | 2023-07-24T00:00:00.000+02:00 | IMICRYL DIS MALZEMELERİ SANAYI ve TICARET ANONIM SIRKETI FETIH MAHALLESI MAHIR SOKAK NO: 5/201 42030 KARATAY/KONYA | Dental Prosthesis Materials Isosit and Composite Teeth Pama | Klasa IIa | Dhembe Kompoziti | Pajisje dentare
14619 | CellaVision® DM1200, CellaVision® Oil Pack, 2x150 mL, Magazine Pack, Peripheral Blood, Orange, 10 pcs, Magazine Pack, Body Fluids, Blue, 5pcs, CellaVision® DM Software for DM1200, upgrade from version 4.0.x or higher to version 6.0.x Includes upgrade for CellaVision® DM1200, CellaVision° Remote Review Software and CellaVision® Server Software., CellaVision° DM Software for DM1200, upgrade from version 6.0 or higher to version 6.0.x Includes upgrade for CellaVision® DM1200, CellaVision® Remote Review Software and CellaVision® Server Software., CellaVision° DM Software for DM1200, upgrade from version 4.0.x or higher to version 7.0.x Includes upgrade for CellaVision® DM1200, CellaVision® Remote Review Software and CellaVision® Server Software. , CellaVision® DM Software for DM1200, upgrade from version 6.0 or higher to version 7.0.x Includes upgrade for CellaVision© DM1200, CellaVision® Remote Review Software and CellaVision® Server Software., CellaVision® Remote Review Software, License renewal, 1 year, Independent of version , CellaVision® Remote Review Software, Conversion of Annual license to Non expiring license, Independent of version, CellaVision® Remote Review Software - Professional Edition, version independent, hardware license key, CellaVision® Remote Review Software - Team Edition, version independent, CellaVision® Remote Review Software - Group Edition, version independent, CeIlaVision® Remote Review Software - Enterprise Edition, version independent, CellaVision® Remote Review Software, Enterprise Edition upgrade from Group Edition, Non expiring license, CellaVision® Remote Review Software, Enterprise Edition upgrade from Team Edition, Non expiring license, CellaVision° Remote Review Software, Group Edition upgrade from Team Edition, Non expiring license, CellaVision® Remote Review Software, Enterprise Edition, upgrade from Citrix Ready, Enterprise Edition, CellaVision® Remote Review Software, Team Edition, upgrade from Citrix Ready, Team Edition, CellaVision® Advanced RBC Application Non-expiring license for CellaVision° DM1200. Requires CellaVision® DM Software version 5.0 or higher., CellaVision® Body Fluid Application Non-expiring license for CellaVision® DM1200. Requires CellaVision° DM Software version 3.1 or higher.Includes one Magazine Pack, Body Fluids, Blue, 5 pcs., Package containing: CellaVision® Advanced RBC Application Non-expiring license for CellaVision° DM1200. CellaVision® Body Fluid Application | GENIUS SHPK | 2023-07-27T00:00:00.000+02:00 | CellaVision AB Inc - Mobilvagen 12 SE-223 62 LUND SWEDEN | XU-10127-01, XU-10135-01, XU-10133-01, XU-10134-01, CDMS-126040, CDMS-1260UP, CDMS-127040, CDMS-127060, CRRS-000001, CRRS-000099, CRRS-PR0099, CRRS-TE0099, CRRS-GR0099, CRRS-EN0099, CRRS-ENGR99, CRRS-ENTE99, CRRS-GRTE99, CRRS-ENXXUP, CRRS-TEXXUP, CAR-120099, CBF-120099, CAB-120099 | In vitro | Pajisje diagnostifikuese in vitro e destinuar per te automatizuar dhe thjeshtuar procesin e kryerjes se diferencimeve te gjakut dhe lengjeve trupore. Sistemi perdor robotiken me shpejtesi te larte dhe imazhe dixhitale per te lokalizuar dhe kapur automatikisht imazhe me cilesi te larte te qelizave. , Reagent diagnostifikues in vitro e destinuar per te automatizuar dhe thjeshtuar procesin e kryerjes se diferencimeve te gjakut dhe lengjeve trupore. Sistemi perdor robotiken me shpejtesi te larte dhe imazhe dixhitale per te lokalizuar dhe kapur automatikisht imazhe me cilesi te larte te qelizave., Program software per instrument diagnostifikues in vitro e destinuar per te automatizuar dhe thjeshtuar procesin e kryerjes se diferencimeve te gjakut dhe lengjeve trupore. Sistemi perdor robotiken me shpejtesi te larte dhe imazhe dixhitale per te lokalizuar dhe kapur automatikisht imazhe me cilesi te larte te qelizave., Program software per instrument diagnostifikues in vitro e destinuar per hequr kufizimet gjeografike nga procesi i shqyrtimit te njollosjes, duke u mundesuar laboratoreve te punojne me inteligjente dhe te performojne me mire., Program software per instrument diagnostifikues in vitro e destinuar qe te veproj si nje plotesues i Peripheral Blood Application dhe kryen nje ekzaminim me te plote te morfologjise se qelizave te kuqe te gjakut., Program software per instrumentet diagnostifikues in vitro e destinuar per tu mundesuar laboratoreve te automatizojne, standardizojne dhe thjeshtojne ekzaminimin morfologjik te preparateve te lengjeve trupore. | Pajisje te diagnostifikimit in vitro
Non-expiring license for CellaVision® DM1200. Requires CellaVision° DM Software version 5.0 or higher.
Includes one Magazine Pack, Body Fluids, Blue, 5 pcs.
14727 | Dental Electric Motor ,ES5, ES5+ ,ES5 PRO, ES5PRO+ | MOTO-MANIA | 2023-08-08T00:00:00.000+02:00 | Guilin Woodpecker Medical Instrument Co.,Ltd.Add , Information Industrial Park,Guilin National High-Tech Zone,Guilin,Guangxi, 541004 P.R.China | Dental Electric Motor ,ES5, ES5+ ,ES5 PRO, ES5PRO+ | Klasa IIa | MIKROMOTOR ELEKTRIK DENTAR | Pajisje dentare
14729 | Na Electrode A&T (1 ea.), K Electrode A&T (1 ea.), Cl Electrode A&T (1 ea.), Ref Electrode A&T (1 ea.) | GENIUS SHPK | 2023-08-09T00:00:00.000+02:00 | Beckman Coulter , Inc . - 250 S. Kraemer, Blvd, Brea, CA 92821 USA | MU919400, MU919500, MU919600, MU919700 | In vitro | Aksesor diagnostifikues in vitro e destinuar per tu perdorur si material konsumi per instrumentet biokimik AU (AU480, AU680, AU5800, DxC 700 AU). | Pajisje te diagnostifikimit in vitro
14765 | SPREADER, ADSON, BLUNT 5X6 T., 25,5 CM, SPREADER, ADSON, BLUNT, 6X6 T., 29 CM, SPREADER, SHARP, 3X4 T., 20 MM, 13,5 CM, SPREADER, BLUNT, 3X4 T., 20 MM, 13,5 CM, WOUNDSPREADER, SHARP, 2X3 T., 11 CM, WOUNDSPREADER, BLUNT, 2X3 T., 11 CM, WOUNDSPREADER, SHARP, 3X4 T., 13.5 CM, WOUNDSPREADER, SEMISH., 3X4 T., 13,5 CM, WOUNDSPREADER, SHARP, 3X4 T., 16 CM, WOUNDSPREADER, BLUNT, 3X4 T., 16 CM, SPREADER, WULLST., SHARP, 3X3 T., 13 CM, SPREADER, WULLST., BLUNT, 3X3 T., 13 CM, SPREADER, MOLLISON, SHARP, 4X4T., 15,5CM, SPREADER, PLESTER, BLUNT, 2X2 T., 13 CM, SPREADER, PLESTER, SHARP, 2X2 T., 13 CM, SPREADER, PLESTER, BLUNT, L., 10.5 CM, SPREADER, PLESTER, BLUNT, R., 10.5 CM, Spreader, Williams, right, 1x5 cm, Spreader, Williams, right, 1x6 cm, Spreader, Williams, right, 1x7 cm, Spreader, Williams, left, 1x5 cm, Spreader, Williams, left, 1x6 cm, Spreader, Williams, left, 1x7 cm, WOUNDSPREADER, BLUNT, 3X3 T., 13.5 CM, WOUNDSPREADER, FULL BLADE, 13.5 CM, SPREADER, HENLEY, BLUNT, 3X4 T., 16.5 CM, CENTER BLADE F. 15-768-00, 19X17 MM, CENTER BLADE F. 15-768-00, 25X17 MM, CENTER BLADE F. 15-768-00, 32X17 MM, Discectomy-Speculum lumb., Caspar,6cm, Discectomy-Speculum lumb., Caspar,6.5cm, Discectomy-Speculum lumb., Caspar,7.5cm, Discectomy-Speculum lumb., Caspar,8.0cm, Discectomy-Speculum lumb., Caspar,8.5cm, Discectomy-counter retract.,lumb.,Caspar, Blade, medial f. 15-814-10-07, 4 cm, Blade, medial f. 15-814-10-07, 4.5 cm, Blade, medial f. 15-814-10-07, 5 cm, Blade, medial f. 15-814-10-07, 5.5 cm, Blade, medial f. 15-814-10-07, 6 cm, Blade, medial f. 15-814-10-07, 6.5 cm, Blade, medial f. 15-814-10-07, 7 cm, Blade, medial f. 15-814-10-07, 7.5 cm, Blade, lateral f. 15-814-10-07, 3.5 cm, Blade, lateral f. 15-814-10-07, 4 cm, Blade, lateral f. 15-814-10-07, 4.5 cm, Blade, lateral f. 15-814-10-07, 5 cm, Blade, lateral f. 15-814-10-07, 5.5 cm, Blade, lateral f. 15-814-10-07, 6 cm, Blade, lateral f. 15-814-10-07, 6.5 cm, Blade, lateral f. 15-814-10-07, 7.5 cm, Blade, lateral f. 15-814-10-07, 8 cm, Blade, lateral f. 15-814-10-07, 8.5 cm, ABDOMINAL RETRACTOR, COLLIN-BABY, 20 CM, BLADE, ONLY, 38X55 MM, F. 15-823-00, ABDOMINAL RETRACTOR, COLLIN, 20 CM, CENTER BLADE, 50X75 MM, F. 15-824-00, ABDOMINAL RETRACTOR, COLLIN, 31 CM, CENTER BLADE, 60X75 MM, F. 15-826-00, ABDOMINAL RETRACTOR, RICARD, CPL., 28 CM, FRAME, ONLY, F. RETRACTOR, RICARD, 19 CM, SPREADER, HENLEY, SHARP, 3X4 T., 16.5 CM, SPREADER, ADSON, SHARP, 3X4 T., 14.0 CM, Spreader, Adson, sharp, 3x4 t., 16,5 cm, SPREADER, ADSON, SHARP, 3X4 T., 21 CM, SPREADER, ADSON, SHARP, 3X4 T., 24.5 CM, SPREADER, ADSON, BLUNT, 3X4 T., 14.0 CM, SPREADER, ADSON, BLUNT, 3X4 Z.16.5 CM, SPREADER, ADSON, BLUNT, 3X4 T., 21 CM, SPREADER, ADSON, BLUNT, 3X4 T., 24.5 CM, SPREADER, ADSON, SEMISH., 3X4 T.,16,5 CM, Spreader, Adson, blunt, 3x4 t., 14cm, SPREADER, CLOWARD, COMPLETE, 25 CM, SPREADER, CLOWARD, ONLY, F. 15-774-00, BLADE F. CLOWARD, FENESTRATED, 40 MM, BLADE F. CLOWARD, FENESTRATED, 45 MM, BLADE F. CLOWARD, FENESTRATED, 50 MM, BLADE F. CLOWARD, FENESTRATED, 55 MM, BLADE F. CLOWARD, FENESTRATED, 60 MM, SPREADER, CLOWARD, COMPLETE, 15 CM, SPREADER, CLOWARD, ONLY, F. 15-775-00, BLADE F. SPREAD., CLOWARD, SMOOTH, 40 MM, BLADE F. SPREAD., CLOWARD, SMOOTH, 45 MM, BLADE F. SPREAD., CLOWARD, SMOOTH, 50 MM, BLADE F. SPREAD., CLOWARD, SMOOTH, 55 MM, BLADE F. SPREAD., CLOWARD, SMOOTH, 60 MM, SPREADER, BECKMANN, SHARP, 4X4 T., 32 CM, SPREADER, BECKM., SEMISH., 4X4T., 31,5CM, Spreader, Adson, bl., 4X5 T., 33 cm, WOUNDSPREADER, BLUNT, 4X4 T., 31 CM, WOUNDSPREADER, SHARP, 4X4 T., 31 CM, WOUNDSPREADER, BLUNT, 4X4 T., 30.5 CM, WOUNDSPREADER, SHARP, 4X4 T., 30.5 CM, SPREADER, BECKMANN-EATON, 7X7 T., 32 CM, WOUNDSPREADER, 6X6 T., SHARP, R., 28.5CM, WOUNDSPREADER, 6X6 T., SHARP, L., 28.5CM, SPREADER, LOW-PROFILE, 6 CM, BLADE F. SPREADER, 10X18 MM, BLADE F. SPREADER, 10X12 MM, SPREADER, LOW-PROFILE, 3X3 T., 9.0 CM, SPREADER, LOW-PROFILE, FULL BL., 7.5 CM, FINGER-WOUNDSPREADER, 5 CM, WOUNDSPREADER, JOLL, SHARP, 15.5 CM, WOUNDSPREADER, GELPI, 1X1 T., 13 CM, WOUNDSPREADER, GELPI, 1X1 T., 18 CM, WOUNDSPREADER, GELPI, 1X1 T., 18.5 CM, Distractor, Caspar, right, 11 cm, Distractor, Caspar, right, 13 cm, Distractor, Caspar, left, 11 cm, Distractor, Caspar, left, 13 cm, Drill guide f. Distractor, Caspar, left, Drill guide f. Distractor, Caspar, right, Screwdriver f. Distractor, Caspar, Screw f. Distraction, Caspar, 12 mm, Screw f. Distraction, Caspar, 14 mm, Screw f. Distraction, Caspar, 16 mm, Screw f. Distraction, Caspar, 18 mm, Drill, Caspar, Ø 8 mm, 14 mm, Drill, Caspar, Ø 8 mm, 8 mm, Vertebral spreader, 12.7 cm, Vertebral spreader, lumbar, 3T., 13 cm, Discectomy-Speculum lumb., Caspar,4cm, Discectomy-Speculum lumb., Caspar,4.5cm, Discectomy-Speculum lumb., Caspar,5cm, Discectomy-Speculum lumb., Caspar,5.5cm, Spreader, lamina, Cloward, 13.5 cm, WOUNDSPREADER, SHARP, 2X3 T., 5 CM, WOUNDSPREADER, BLUNT, 2X3 T., 5 CM, WOUNDSPREADER, SHARP, 3X4 T., 7 CM, WOUNDSPREADER, BLUNT, 3X4 T., 7 CM, WOUNDSPREADER, SHARP, 3X4 T., 7.5 CM, WOUNDSPREADER, BLUNT, 3X4 T., 7.5 CM, Spring spreader, 1x1 t., sh., 8,5 cm, Spring spreader, 1x1 t., sh.., 11,5 cm, Spring spreader, 3x3 t., bl., 8,5 cm, Spring spreader, 4x4 t., bl., 11,5 cm, Spring spreader, 1x1 t., w. r., 8,5 cm, WOUNDSPREADER, ALM, SHARP, 4X4 T., 7 CM, WOUNDSPREADER, ALM, SHARP, 4X4 T., 10 CM, WOUNDSPREADER, ALM, BLUNT, 4X4 T., 7 CM, WOUNDSPREADER, ALM, BLUNT, 4X4 T., 10 CM, WOUNDSPREADER, BLUNT, 4X4 T., 10 CM, SPREADER, JANSEN, BLUNT, 3X3 T., 10 CM, Spreader, Jansen, sharp, 3x3 T., 10 cm, WOUNDSPREADER, BLUNT, 3X4 T., 13.5 CM, SPREADER, ADSON-ANDERSON, 4X4 T., 19 CM, WOUNDSPREADER, TRAVERS, BLUNT, 21.5 CM, SPREADER, NORFOLK/NORWICH, BLUNT, 22 CM, WOUNDSPREADER, SHARP, 3X4 T., 20 CM, Wound spreader, sharp, 3x4 T., 24 cm, Woundspreader, sharp, 5x6 T., 25.5 cm, WOUNDSPREADER, BLUNT, 3X4 T., 20 CM, Woundspreader, blunt, 3x4 T., 24 cm, Woundspreader, blunt, 5x6 T., 25.5 cm, SPREADER, ADSON, SHARP, 3X4 T., 26 CM, SPREADER, ADSON, BLUNT, 3X4 T., 26 CM, SPREADER, ADSON, SHARP, 5X6 T., 25,5 CM, SPREADER, ADSON, SHARP, 6X6 T., 29 CM, Frame, french model, Blade f: 24-188-01-07, Blade f: 24-188-01-07, 50x22 mm, Blade f: 24-188-01-07, 40x22 mm, Frame f. sternal spreader 24-189-00-07, Sternal blade f. 24-189-00-07, 100x30 mm, Sternal blade f. 24-189-00-07, 100x40 mm, Sternal blade f. 24-189-00-07, 28x30 mm, Sternal blade f. 24-189-00-07, 28x40 mm, Holding clamp f. 24-189-00-07, Atrial retr., Cooley, nitionol, 60x20 mm, Atrial retr., Cooley, mall., 60x20 mm, Atrial retr., Cooley, nitionol, 60x35 mm, Atrial retr., Cooley, mall., 60x35 mm, Atrial retr., Cooley, nitionol, 60x45 mm, Atrial retr., Cooley, mall., 60x45 mm, Valve hook, nitionol, 18x65 mm, Valve hook, malleable, 18x65 mm, Valve hook, nitionol, 18x95 mm, Valve hook, malleable, 18x95 mm, Valve hook, nitionol, 22x95 mm, Valve hook, malleable, 22x95 mm, Valve hook, nitionol, 25x75 mm, Valve hook, malleable, 25x75 mm, RIB/STERNUM-BLADE 35 X 39 MM, Pull rod f. atrial retrac.marCore, 23 cm, Blade f. atrial retrac. mitral, 30x35 mm, Blade f. atrial retrac. mitral, 40x35 mm, Blade f. atrial retrac. mitral, 50x35 mm, Blade f. atrial retrac. mitral, 50x45 mm, Blade f. atrial retrac. mitral, 60x45 mm, Blade f. atrial retrac. mitral, 70x45 mm, Blade f. atr. retrac. tricuspid, 25x20mm, Blade f. atr. retrac. tricuspid, 25x25mm, Blade f. atr. retrac. tricuspid, 25x40mm, Blade f. atr. retrac. tricuspid, 25x50mm, Blade f. atr. retrac. tricuspid, 40x35mm, Blade f. atr. retrac. tricuspid, 50x25mm, Retr., Dzemeshkevich, blunt, 5x5t., 36cm, RIB CONTRACTOR, BAILEY, 15.5 CM, RIB CONTRACTOR, BAILEY, 20 CM, RIB CONTRACTOR, BAILEY-GIBBON, 20 CM, Coronary spreader, 1x1, 25 mm, Coronary spreader, 3x3, 35 mm, Coronary spreader, 3x3, 40 mm, Coronary spreader, 3x3, 50 mm, SKULL TRACTION TONG, CRUTCHFIELD, SMALL, SKULL TRACTION TONG, CRUTCHFIELD,MEDIUM, SKULL TRACTION TONG, PINS ADJUSTABLE, SPARE PIN, F. 24-643-01, GALEA RETRACTOR, (HOOK) YASARGIL, 30 CM, GALEA RETRACTOR, (HOOK) YASARGIL, 41 CM, Arm, flexible, Fixation device for 1 flexible arm, Fixation device for 2 flexible arms, Spatula holder, rd shaft for flex. arm, Spatula holder for flat spatula, Retractor Leyla, 1 flex. arm, complete, Ball joint clamp for Leyla retractor, Supporting arm for Leyla retractor, Coupling head for 1-5 flexible arms, Coupling head for 1 flexible arm, VERTEBRAL SPREADER, CLOWARD, 16 CM, BONE-SPREADER, PLANE, VERTEBRAL SPREADER, INGE, 16 CM, VERTEBRAL SPREADER, INGE, 25.5 CM, Adapter, LL/W to LL/W, 7,5 cm, LATERAL BLADES, SHORT F. 30-647-00, PAIR, LATERAL BLADES, LONG F. 30-647-00, PAIR, CENTER BLADE, F. SPREADER 30-647-00, VESICAL NECK SPREADER, MILLIN, 29.5 CM, BLADDER RETRACTOR, JUDD-MASON, BLADDER RETRACTOR, MILLIN, COMPLETE, BLADE ONLY, 57X25 MM, PAIR, BLADE ONLY, 80X25 MM, CENTER BLADE, 120X45 MM, W/O F. O., marTube, Ø 35 mm, marTube, Ø 45 mm, TMJ-SPREADER, CHAMPY-TYPE, 16 CM, Wilkes Retractor, 26mm, left, Wilkes Retractor, 26mm, right, Wilkes Retractor, 26mm, straight, Bone Separator, Obwegeser, 15 mm, 22 cm, Bone Separator, Obwegeser, 20 mm, 22 cm, SPREADER, INGE LAMINA, EXTENDED, ANDERSON-ADSON RETR. 75°,4x4 SRP.19.5CM, RETRACTOR, NEWSTADT SCALP, 4 x 4 SHARP, ABDOMIN. RETRACTOR, RICARD, LARGE BLADES, CENTER BLADE, 55X70 MM, CENTER BLADE, 80X90 MM, EXCHANGEABLE BLADE, 18X40 MM, 1 PC., EXCHANGEABLE BLADE, 27X40 MM, 1 PC., EXCHANGEABLE BLADE, 38X60 MM, 1 PC., EXCHANGEABLE BLADE, 45X80 MM, 1 PC., EXCHANGEABLE BLADE, 50X70 MM, 1 PC., EXCHANGEABLE BLADE, 52X110 MM, 1 PC., EXCHANGEABLE BLADE, 60X80 MM, 1 PC., EXCHANGEABLE BLADE, 70X55 MM, 1 PC., EXCHANGEABLE BLADE, 50X58 MM, 1 PC., EXCHANGEABLE BLADE, 72X85 MM, 1 PC., ABDOMINAL RETRACTOR, GOSSET, 12.5 CM, ABDOMINAL RETRACTOR, GOSSET, 16.5 CM, CENTER BLADE, 60X65 MM, F. 15-844-00, ABDOMINAL RETRACTOR, GOSSET, 18.5 CM, ABD. RETRACTOR, BALFOUR-BABY, 12.5 CM, ABDOMIN. RETRACTOR, BALFOUR, FULL BLADES, CENTER BLADE, 100X70 MM, CENTER BLADE, 100X60 MM, RAHMEN FUER 15-856-00 ALLEIN, ABDOMIN. RETRACTOR, BALFOUR, WIRE BLADES, CENTER BLADE, BALFOUR, 45X80 MM, CENTER BLADE, BALFOUR, 68X85 MM, CENTER BLADE, BALFOUR, 40X68 MM, ABDOMIN. RETRACTOR, BALFOUR, US-TYPE, WIRE BLADES, BALFOUR, 6 CM DEEP, PAIR, WIRE BLADES, BALFOUR, 8 CM DEEP, PAIR, ABD. RETRACTOR, O'SULLIVAN-O'CONNOR, Central blade, 80X45 mm, for 15-868-00, Central blade, 110X70 mm, for 15-868-00, ABD. RETRACTOR, KIRSCHNER, OVAL. CPL., FRAME, KIRSCHNER, OVAL, 300X240 MM, ABD. RETRACTOR, KIRSCHNER,CURVANG., CPL., FRAME, KIRSCHNER, CURVANG., 240X240 MM, HOOK ON BLADE, KIRSCHNER, 40X55 MM, HOOK ON BLADE, KIRSCHNER,50X65 MM, HOOK ON BLADE, KIRSCHNER, 60X85 MM, HOOK ON BLADE, KIRSCHNER, 78X65 MM, HOOK ON BLADE, KIRSCHNER, 85X90 MM, HOOK ON BLADE, KIRSCHNER, 98X50 MM, HOOK ON BLADE, KIRSCHNER, 105X38 MM, Retractor, cerv., Caspar, SL, Counter retract., Caspar, cvd., SL, Counter retract., Caspar, longit., SL, Blade, medial-lateral, 4 T., 19x25 mm, Blade, medial-lateral, 4 T., 19x30 mm, Blade, medial-lateral, 4 T., 19x35 mm, Blade, medial-lateral, 4 T., 19x40 mm, Blade, medial-lateral, 4 T., 19x45 mm, Blade, medial-lateral, 4 T., 19x50 mm, Blade, medial-lateral, 4 T., 19x55 mm, Blade, medial-lateral, 4 T., 19x60 mm, Blade, lateral, 8 T., 24x30 mm, Blade, lateral, 8 T., 24x35 mm, Blade, lateral, 8 T., 24x40 mm, Blade, lateral, 8 T., 24x45 mm, Blade, lateral, 8 T., 24x50 mm, Blade, lateral, 8 T., 24x55 mm, Blade, lateral, 8 T., 24x60 mm, Blade, lateral, 8 T., 24x65 mm, Blade, lateral, 8 T., 24x70 mm, Blade, medial, 5 T., 24x30 mm, Blade, medial, 5 T., 24x35 mm, Blade, medial, 5 T., 24x40 mm, Blade, medial, 5 T., 24x45 mm, Blade, medial, 5 T., 24x50 mm, Blade, medial, 5 T., 24x55 mm, Blade, medial, 5 T., 24x60 mm, Blade, medial, 5 T., 24x65 mm, Blade, medial, 5 T., 24x70 mm, Blade, long., blunt, 19x25 mm, Blade, long., blunt, 19x30 mm, Blade, long., blunt, 19x35 mm, Blade, long., blunt, 19x40 mm, Blade, long., blunt, 19x45 mm, Blade, long., blunt, 19x50 mm, Blade, long., blunt, 19x55 mm, Blade, long., blunt, 19x60 mm, Blade, long., blunt, 24x35 mm, Blade, long., blunt, 24x40 mm, Blade, long., blunt, 24x45 mm, Blade, long., blunt, 24x50 mm, Blade, long., blunt, 24x55 mm, Blade, long., blunt, 24x60 mm, Blade, long., blunt, 24x65 mm, Blade, long., blunt, 24x70 mm, Blade, long., blunt, 24x75 mm, Retractor, lumbar, Caspar, SL, Blade, Caspar, lumbar, 20x35 mm, Blade, Caspar, lumbar, 20x40 mm, Blade, Caspar, lumbar, 20x45 mm, Blade, Caspar, lumbar, 20x55 mm, Blade, Caspar, lumbar, 20x65 mm, Hook, Hemi-Laminektomie, Caspar, small, Blade, Caspar, lumbar, 40x35 mm, Blade, Caspar, lumbar, 40x40 mm, Blade, Caspar, lumbar, 40x45 mm, Blade, Caspar, lumbar, 40x55 mm, Blade, Caspar, lumbar, 40x65 mm, Blade, Caspar, lumbar, 40x75 mm, Hook, Hemi-Laminektomie, Caspar, large, Blade, Caspar, lumbar, 60x35 mm, Blade, Caspar, lumbar, 60x40 mm, Blade, Caspar, lumbar, 60x45 mm, Blade, Caspar, lumbar, 60x55 mm, Blade, Caspar, lumbar, 60x65 mm, Blade, Caspar, lumbar, 60x75 mm, Blade, Caspar, lumbar, 60x85 mm, Handle f. change of blades, Handle f. change of blades, w. lock, LAMINECTOMY RETRACTOR-FRAME, SCOVILLE, HOOK-BLADE, SCOVILLE, BLUNT, 50 MM, HOOK-BLADE, SCOVILLE, BLUNT, 70 MM, HOOK-BLADE, SCOVILLE, SHARP, 50 MM, HOOK-BLADE, SCOVILLE, SHARP, 70 MM, BLADE, SCOVILLE, SERR., 60X25 MM, BLADE, SCOVILLE, SERR., 61X50 MM, BLADE, SCOVILLE, SERR., 86X25 MM, HOOK-BLADE, TAYLOR, 4-PR., 48X50 MM, HOOK-BLADE, TAYLOR, 4-PR., 64X50 MM, HOOK-BLADE, TAYLOR, 4-PR., 64X64 MM, HOOK-BLADE, TAYLOR, 4-PR., 80X57 MM, HOOK-BLADE, SCOVILLE, 4-PR., 44X38 MM, HOOK-BLADE, SCOVILLE, 4-PR., 67X44 MM, LAMINECT. RETRACTOR-FRAME, SCOVILLE-HAV., MARTIN-ARM-SYSTEM '99, HAND ARTHROSCOPY SYSTEM, OPTIC HOLDER, Ø 5&10 MM, F. MARTIN-ARM, UNIVERSAL-FIXATION F. MARTIN-ARM '99, ARM ADAPTER TO OP-TABLE BARE, BASIC ROD F. HAND ARTHROSCOPY SET, HANDARTHR. HORIZONTAL POLE, D 16, HANDARTHR. HORIZONTAL POLE, D 17,5, BASIC ROD 2-PARTS F.HAND ARTHROSCOPY, BASIC ROD SHORT F. HAND ARTHROSCOPY SET, EXTENSION POLE F. MARTIN-ARM, EXTENSION POLE MARTIN-ARM+150MM LONGER, VERTICAL ROD F. HAND ARTHROSCOPY SET, HOLDER F. FINGER EXTENSION SLEEVE, HAND FIXATION F. HAND ARTHROSCOPY SET, VERTICAL POLE, W. BALL JOINT, Wing screw f. arm system 15-910-01-07, Locking screw f. block 15-910-50-07, MARTIN ROCHARD-SYSTEM, COMPLETE, LATERAL HOLDING ARM, CROSS ROD, HEXAGONAL, SLIDEABLE FIXATION F. CROSS ROD, FIXATION F. ROCHARD-RETRACTORS, 18.5 CM, RETRACTOR, ROCHARD, 50X105 MM, RETRACTOR, ROCHARD, 50X120 MM, RETRACTOR, ROCHARD, 50X160 MM, TRACTION HOOK, F. EXTENS. SLEEVES, LARGE, STERNAL SPREADER, F. PREMATURE BABIES, Ti-lateral blades, 9X20 mm, t. 24-159-01, Ti-lateral blades, 9X10 mm, t. 24-159-01, Al-Rib spreader, Cooley, 95 mm, Al-Rib spreader, Cooley, 150 mm, Ribspreader, Cooley, 195 mm, Al-Rib spreader, Finoch.-Infant, 75 mm, Al-Rib spreader, Finoch.-Haight, 100 mm, Al-Rib spreader, Finochietto, 135 mm, Al-Rib spreader, Finochietto, 175 mm, Al-Rib spreader, Burford, 165 mm, Al-Rib spreader, Burford, 260 mm, Al-Rib spreader, Burford, 280 mm, Al-Rib spreader, Castaneda, 65 mm, Al-Rib spreader, Castaneda, 70 mm, Al-Rib spreader, Castaneda, 105 mm, Al-Rib spreader, Finochietto, 100 mm, RIB SPREADER, HAIGHT, 30X30X120 MM, STERNAL SPREADER, MORSE, 230 MM, Retr., Faval.-Morse, 42X29 mm, 212 mm, RIB SPREADER, TUFFIER, 45X45X170 MM, RIB SPREADER, FINOCH.-BABY, 15X20X75 MM, RIB SPREADER, FINOCHIETTO, 40X45X150 MM, RIB SPREADER, FINOCHIETTO, 45X65X165 MM, RIB SPREADER, FINOCHIETTO, 80X65X190 MM, RIB SPREADER, DE BAKEY, SMALL, COMPLETE, FRAME F. RIB SPREADER, DE BAKEY, SMALL, LATERAL BLADES, DE BAKEY, 30X30 MM, PAIR, LATERAL BLADES, DE BAKEY, 40X40 MM, PAIR, LATERAL BLADES, DE BAKEY, 50X50 MM, PAIR, RIB SPREADER, DE BAKEY, LARGE, COMPLETE, FRAME F. RIB SPREADER, DE BAKEY, LARGE, LATERAL BLADES, DE BAKEY, 60X60 MM, PAIR, LATERAL BLADES, DE BAKEY, 50X80 MM, PAIR, LATERAL BLADES, DE BAKEY, 40X100 MM PAIR, LATERAL BLADES, DE BAKEY, 80X60 MM, PAIR, LATERAL BLADES, DE BAKEY, 50X65 MM, PAIR, Retractor, DeBakey, sm., 150x145 mm, com, Frame, DeBakey, small, 150x145 mm, Lateral blades f. 24-181-01-07, 30x30 mm, Lateral blades f. 24-181-01-07, 40x40 mm, Lateral blades f. 24-181-01-07, 50x50 mm, Retractor, DeBakey, lg., 240x190 mm, com, Frame, DeBakey, large, 240x190 mm, Lateral blades f. 24-182-01-07, 60x60 mm, Lateral blades f. 24-182-01-07, 50x80 mm, Lateral blades f. 24-182-01-07, 40x100mm, Lateral blades f. 24-182-01-07, 80x60 mm, Lateral blades f. 24-182-01-07, 50x65 mm, Sternal retractor, Dubost, 3 pairs of bl, Sternal retractor, Dubost, blades and IM, Frame, Dubost, Lateral blades f. 24-183-02-07, 30x100mm, Lateral blades f. 24-183-02-07, 40x100mm, Lateral blades f. 24-183-02-07, 50x100mm, IMA blade f. 24-183-02-07, IMA adaptor f. 24-183-02-07, IMA sternal retractor, 134x195 mm, Frame Multi-Retractor, 230 mm, Double fixation blade f. 24-184-10-07, T-Double fixation blade f. 24-184-10-07, T-Element f. 24-184-12-07, Mini-Thoracotomy Retractor, 2 p. valves, Mini-Thoracotomy Frame, 2 Valves for 24-185-01-07, 40x36 mm, 2 Valves for 24-185-01-07, 55x36 mm, Mini-thor. retractor, 45x36 mm, w. bar, Mini-thor. retractor, 60x36 mm, w. bar, Mini-thor. retractor, 80x36 mm, w. bar, Mini-thoracotomy retractor, 45x36 mm, Mini-thoracotomy retractor, 60x36 mm, Mini-thoracotomy retractor, 80x36 mm, Bar f. mini-thoracotomy retractor, Handle f. Mini-Thoracotomy Retractor, Wire Valve, Cooley, small, 35X25 mm, fixation element universal, for Ø 6 mm, Wire valve, Cooley, medium, 40x36 mm, Wire valve, Cooley, large, 50x36 mm, Malleable blade, 76x25 mm, IMA stern. retr., french model, compl. | O.E.S DISTRIMED | 2023-08-14T00:00:00.000+02:00 | Gebruder Martin GmbH & Co. KG,KLS Martin Platz 1 78532 Tuttlingen Germany | 15-739-25-07, 15-739-26-07, 15-740-13-07, 15-741-13-07, 15-748-10-07, 15-749-10-07, 15-750-13-07, 15-750-14-07, 15-750-16-07, 15-751-13-07, 15-751-16-07, 15-752-13-07, 15-753-13-07, 15-754-15-07, 15-755-13-07, 15-756-13-07, 15-757-11-07, 15-759-11-07, 15-761-05-07, 15-761-06-07, 15-761-07-07, 15-762-05-07, 15-762-06-07, 15-762-07-07, 15-765-13-07, 15-767-13-07, 15-768-00-07, 15-768-19-07, 15-768-25-07, 15-768-32-07, 15-813-60-07, 15-813-65-07, 15-813-70-07, 15-813-80-07, 15-813-85-07, 15-814-10-07, 15-814-20-07, 15-814-21-07, 15-814-22-07, 15-814-23-07, 15-814-24-07, 15-814-25-07, 15-814-26-07, 15-814-27-07, 15-814-40-07, 15-814-41-07, 15-814-42-07, 15-814-43-07, 15-814-44-07, 15-814-45-07, 15-814-46-07, 15-814-47-07, 15-814-48-07, 15-814-49-07, 15-820-00-07, 15-822-22-07, 15-823-00-07, 15-823-90-98, 15-824-00-07, 15-824-90-98, 15-826-00-07, 15-826-90-98, 15-828-00-07, 15-828-01-07, 15-769-00-07, 15-770-13-07, 15-770-16-07, 15-770-20-07, 15-770-26-07, 15-771-13-07, 15-771-16-07, 15-771-20-07, 15-771-26-07, 15-772-16-07, 15-773-13-07, 15-774-00-07, 15-774-25-07, 15-774-40-07, 15-774-45-07, 15-774-50-07, 15-774-55-07, 15-774-60-07, 15-775-00-07, 15-775-15-07, 15-775-40-07, 15-775-45-07, 15-775-50-07, 15-775-55-07, 15-775-60-07, 15-776-31-07, 15-776-32-07, 15-777-32-07, 15-778-00-07, 15-778-01-07, 15-778-02-07, 15-778-03-07, 15-778-32-07, 15-790-01-07, 15-790-02-07, 15-792-00-01, 15-792-01-01, 15-792-02-01, 15-793-00-01, 15-794-00-01, 15-798-01-01, 15-801-00-07, 15-802-13-07, 15-802-18-07, 15-804-18-07, 15-811-10-07, 15-811-11-07, 15-811-20-07, 15-811-21-07, 15-811-30-07, 15-811-31-07, 15-811-40-07, 15-811-50-07, 15-811-51-07, 15-811-52-07, 15-811-53-07, 15-811-60-07, 15-811-61-07, 15-812-01-07, 15-812-21-07, 15-813-40-07, 15-813-45-07, 15-813-50-07, 15-813-55-07, 09-008-32-07, 15-700-05-07, 15-701-05-07, 15-702-07-07, 15-703-07-07, 15-704-07-07, 15-705-07-07, 15-709-00-07, 15-709-01-07, 15-709-02-07, 15-709-03-07, 15-709-04-07, 15-714-07-07, 15-714-10-07, 15-715-07-07, 15-715-10-07, 15-717-10-07, 15-723-10-07, 15-723-20-07, 15-725-14-07, 15-727-14-07, 15-732-20-07, 15-733-21-07, 15-733-22-07, 15-734-20-07, 15-734-24-07, 15-734-26-07, 15-735-20-07, 15-735-24-07, 15-735-26-07, 15-736-26-07, 15-737-26-07, 15-738-25-07, 15-738-26-07, 24-188-01-07, 24-188-02-07, 24-188-03-07, 24-188-04-07, 24-189-01-07, 24-189-02-07, 24-189-03-07, 24-189-04-07, 24-189-05-07, 24-189-09-07, 24-189-10-04, 24-189-10-07, 24-189-11-04, 24-189-11-07, 24-189-12-04, 24-189-12-07, 24-189-20-04, 24-189-20-07, 24-189-21-04, 24-189-21-07, 24-189-22-04, 24-189-22-07, 24-189-23-04, 24-189-23-07, 24-199-35-09, 24-200-01-07, 24-200-02-07, 24-200-03-07, 24-200-04-07, 24-200-05-07, 24-200-06-07, 24-200-07-07, 24-200-12-07, 24-200-13-07, 24-200-14-07, 24-200-15-07, 24-200-16-07, 24-200-17-07, 24-209-36-07, 24-220-14-07, 24-224-16-07, 24-226-16-07, 24-230-02-07, 24-230-03-07, 24-230-04-07, 24-230-05-07, 24-641-01-07, 24-641-02-07, 24-643-01-07, 24-643-10-07, 24-678-01-07, 24-678-02-07, 24-702-03-07, 24-702-04-07, 24-702-05-07, 24-702-06-07, 24-702-07-07, 24-702-08-07, 24-702-11-07, 24-702-13-07, 24-702-14-07, 24-702-15-07, 24-702-16-07, 24-973-16-07, 24-974-17-07, 24-975-17-07, 24-977-27-07, 28-120-00-07, 30-647-93-98, 30-647-94-98, 30-647-95-98, 31-475-00-07, 31-510-00-07, 31-512-00-07, 31-512-90-98, 31-512-91-98, 31-512-92-98, 32-800-01-07, 32-800-02-07, 38-750-16-07, 38-751-01-07, 38-751-02-07, 38-751-03-07, 48-164-15-07, 48-164-20-07, 99-554-23-01, 99-583-24-01, 99-594-59-01, 15-830-00-07, 15-830-02-07, 15-830-04-07, 15-839-18-07, 15-839-27-07, 15-839-38-07, 15-839-45-07, 15-839-50-07, 15-839-52-07, 15-839-60-07, 15-839-70-07, 15-839-90-07, 15-839-92-07, 15-839-94-07, 15-840-00-07, 15-844-00-07, 15-844-91-98, 15-846-00-07, 15-850-00-07, 15-852-00-07, 15-854-00-07, 15-856-00-07, 15-856-90-98, 15-856-91-98, 15-856-92-98, 15-858-00-07, 15-859-01-07, 15-859-02-07, 15-859-06-07, 15-860-00-07, 15-860-06-07, 15-860-08-07, 15-868-00-01, 15-868-90-98, 15-868-91-98, 15-882-00- | Klasa IIa | Instrumenta Kirurgjikale | Instrumenta shumeperdorimeshe
14603 | TRAY, WIRE MESH, 260X165X28 MM, TRAY, WIRE MESH, 260X165X47 MM, TRAY, WIRE MESH, 240X240X50 MM, TRAY, WIRE MESH, 480X240X50 MM, TRAY, WIRE MESH, 410X240X50 MM, TRAY, WIRE MESH, 410X240X70 MM, TRAY, WIRE MESH, 500X245X75 MM, TRAY, WIRE MESH, 500X245X100 MM, TRAY, PERFOR./WIRE MESH, 240X250X60 MM, TRAY, PERFOR./WIRE MESH, 240X250X75 MM, TRAY, PERFOR./WIRE MESH, 240X250X100 MM, TRAY, PERFOR./WIRE MESH, 410X250X60 MM, TRAY, PERFOR./WIRE MESH, 410X250X75 MM, TRAY, PERFOR./WIRE MESH, 410X250X100 MM, TRAY, PERFOR./WIRE MESH, 480X250X60 MM, TRAY, PERFOR./WIRE MESH, 480X250X75 MM, TRAY, PERFOR./WIRE MESH, 480X250X100 MM, TRAY, PERFOR./WIRE MESH, 510X250X60 MM, TRAY, PERFOR./WIRE MESH, 510X250X75 MM, TRAY, PERFOR./WIRE MESH, 510X250X100 MM, BOWL, METAL, H = 19, Ø 40 MM, 0.02 L, BOWL, METAL, H = 30, Ø 61 MM, 0.07 L, BOWL, METAL, H = 40, Ø 80 MM, 0.14 L, BOWL, METAL, H = 50, Ø 116 MM, 0.25 L, BOWL, METAL, H = 55, Ø 128 MM, 0.35 L, BOWL, METAL, H = 65, Ø 147 MM, 0.50L, BOWL, METAL, H = 75, Ø 167 MM, 0.9 L, BOWL, METAL, H = 85, Ø 187 MM, 1.3 L, BOWL, FLAT, H = 35, Ø 116 MM, 0.2 L, BOWL, FLAT, H = 38, Ø 128 MM, 0.3 L, BOWL, FLAT, H = 38, Ø 147 MM, 0.4 L, BOWL, FLAT, H = 45, Ø 167 MM, 0.5 L, BOWL, FLAT, H = 45, Ø 187 MM, 0.6 L, MEASURING CUP, GRADUATED, 250 CCM, MEASURING CUP, GRADUATED, 500 CCM, MEASURING CUP, GRADUATED, 1000 CCM, MEASURING CUP, GRADUATED, 2000 CCM, DISH, SQUARE, 230X155X30 MM, DISH, SQUARE, 300X175X30 MM, DISH, SQUARE, 300X175X40 MM, DISH, SQUARE, 350X240X40 MM, DISH, SQUARE, 470X320X50 MM | O.E.S DISTRIMED | 2023-08-14T00:00:00.000+02:00 | Gebruder Martin GmbH &amp; Co. KG,KLS Martin Platz 1 78532 Tuttlingen Germany | 55-808-20-01, 55-808-21-01, 55-808-24-01, 55-808-48-01, 55-808-50-01, 55-808-70-01, 55-808-75-01, 55-808-99-01, 55-811-24-01, 55-811-25-01, 55-811-26-01, 55-811-41-01, 55-811-42-01, 55-811-43-01, 55-811-48-01, 55-811-49-01, 55-811-50-01, 55-811-51-01, 55-811-52-01, 55-811-53-01, 56-231-04-01, 56-231-06-01, 56-231-08-01, 56-231-11-01, 56-231-12-01, 56-231-14-01, 56-231-16-01, 56-231-18-01, 56-235-11-01, 56-235-12-01, 56-235-14-01, 56-235-16-01, 56-235-18-01, 56-256-02-01, 56-256-05-01, 56-256-10-01, 56-256-20-01, 56-321-23-01, 56-321-30-01, 56-321-31-01, 56-321-35-01, 56-321-40-01 | Klasa I | Instrumenta kirurgjikale | Instrumenta shumeperdorimeshe
14753 | COULTER 6C Cell Control | GENIUS SHPK | 2023-08-16T00:00:00.000+02:00 | Beckman Coulter Inc . - 250 S. Kraemer Blvd. Brea, CA 92821 USA | A59925 | In vitro | Reagent imunologjik diagnostifikues in vitro e destinuar per te kontrolluar cilesine dhe performancen e reagenteve specifike COULTER me rezultatet e pritshme ne instrumentet hematologjik UniCel DxH Coulter. | Pajisje te diagnostifikimit in vitro
14702 | Bridge electrode Connecting cables, Accessories bridge electrode, Spider electrodes, Adapter, Snap connection lead wire, Bridge electrode, Cup electrode, Connecting cables for EEG and EMG, Jump lead adaptor, Adhesive to secure the electrode | MONTAL | 2023-08-22T00:00:00.000+02:00 | Spes Medica S.r.l. Via Buccari 21-16153 Genova (Ge) Italy | BECXXXXXXXXX, BCXXXXXXXXX, SPIDERXXXXXXXXX, ADXXXXXXXX, CRXXXXXXXXX, LEXXXXXXX, BEXXXXXXXXX, DXXXXXXXXX, MNCXXXXXXXXX, JUMPXXXXXXXXX, TAPEXXX-XX | Klasa I | Kabell lidhes I elektrodes urë., Aksesore per elektroden urë, Elektrode merimange, Adaptor, Adaptor per kabllin lidhes, Elektrode urë, Elektrode e kuposur, Kabell lidhes per EEG dhe EMG, Adaptor I kabllit nisës, Shirit adeziv per sigurimin e pozicionit te elektrodes | Instrumenta shumeperdorimeshe
14674 | Bossklein Promove | MARLEN/E | 2023-08-23T00:00:00.000+02:00 | Topdental (Products) Ltd. Also Trading as Bossklein Products Co. 12 Ryefield Way, Silsden, Keighley, West Yorkshire, BD20 0EF, UK. | BOS9822,, VIR0022 VIR0023, BOS9788 BOS9794, VIR0015 VIR0016, BOS9777, TOP0037 | Klasa I | Detergjent i koncentruar për dekontaminimin rutinë të linjave të ujit dentar., Koncentrat me bazë enzime për pastrimin paraprak dhe dekontaminimin e sipërfaqeve jo poroze të instrumenteve të dorës, pincës, instrumenteve rrotulluese, pasqyrave etj., Llak lubrifikant i aneglash për mirëmbajtjen e të gjitha angelave dentare dentare duke përfshirë motorët me shpejtësi të lartë,, shpejtësi të ngadaltë dhe me ajër., Llak lubrifikant i anglash për mirëmbajtjen e të gjitha anglave dentare dentare duke përfshirë motorët me shpejtësi të lartë,, shpejtësi të ngadaltë dhe me ajër. | Pajisje dentare
Dental Water Line Cleaner concentrate
, Virofex ViroLine Water Line cleaner concentrate, Bossklein Ultrasonic Cleaner Concentrate, Virofex ViroSonic Ultrasonic Cleaner Concentrate, Bossklein Universal Hand Piece Oil, Topdental Universal Hand Piece Oil
14793 | Spectra Optia® LRS® Platelet, Plasma Set 12400 | EUROMED | 2023-08-24T00:00:00.000+02:00 | Terumo BCT, Inc 10811 W. Collins Ave. Lakewood, CO 80215 USA | Spectra Optia® LRS® Platelet, Plasma Set 12400 | Klasa IIb | Një koleksion tubash plastikë sterilë, fleksibël dhe artikujsh të lidhur (p.sh., çiftëzues, përshtatës, kapëse) të përdorura për të transferuar gjakun ose përbërësit e gjakut (p.sh., qelizat burimore periferike, plazma) në kontejnerë ose midis kontejnerëve për përpunim ose ruajtje (p.sh. ngrirje ). Kjo është një pajisje njepërdorimëshme | Pajisje nje perdorimeshe
14794 | ASTOTHERM® plus AP220EU | EUROMED | 2023-08-24T00:00:00.000+02:00 | Stihler Electronic GmbH Julius-Hoelder-Str. 36 70597 Stuttgart Germany | ASTOTHERM® plus AP220 | Klasa IIb | Ngrohës për gjakun, lëngjet intravenoze dhe lëngjet e irrigimit | Tjeter
14708 | Lever beds | BIOMETRIC ALBANIA | 2023-08-29T00:00:00.000+02:00 | PROMA REHA, s.r.o. - Adresa: Riegrova 342, 552 03 Česká Skalice, Czech Republic | GENEO, GRANO, SUPERTA E, SUPERTA H, SUPERTA M, DOMEO E, DOMEO H, DOMEO M, ABELA, SPARO, VERTICO with applicable additional equipment | Klasa I | Shtretër spitalor me levë | Produkte per institucione te kujdesit shendetesor
14740 | Temperature Probe, TP, Temperature Probe, 1384, Affinity Temperature Probe, ATP210 | O.E.S DISTRIMED | 2023-09-01T00:00:00.000+02:00 | Medtronic Inc. 710 Medtronic Parkway Minneapolis, MN 55432 USA | TP, 1384, ATP210 | Klasa I | Pajisje qe perdoret per monitorimin e temperatures se gjakut gjate procedurave te qarkullimit ekstrakorporal,perdorim ne kardiokirurgji | Instrumenta shumeperdorimeshe
14712 | Emergency Handcrank , Affinity CP Adapter | O.E.S DISTRIMED | 2023-09-01T00:00:00.000+02:00 | Medtronic Inc. 710 Medtronic Parkway Minneapolis, MN 55432 USA | HC150A, AP40AST | Klasa I | Pajisje ndihmese per funksionimin e pompes centrifugale te gjakut, Adaptor per pompen e gjakut,perdorim ne kirurgji | Instrumenta shumeperdorimeshe
14743 | Intubation stylets,sterile 6 Fr, Intubation stylets,sterile 10 Fr, Intubation stylets,sterile 14 Fr, Intubation stylets,tracheal tube ntroducer curved,sterile 6 Fr,535 mm, Intubation stylets,tracheal tube ntroducer curved,sterile 10 Fr,600 mm, Intubation stylets,tracheal tube ntroducer curved,sterile 10 Fr,800 mm, Intubation stylets,tracheal tube ntroducer curved,sterile 15 Fr,600 mm, Intubation stylets,tracheal tube ntroducer curved,sterile 15Fr,800mm | GREEMED | 2023-09-04T00:00:00.000+02:00 | ZARYS International Group Spółka z ograniczoną odpowiedzialnością, spółka komandytowa ul. Pod Borem 18 41-808 Zabrze Poland | PRI-06, PRI-10, PRI-14, PTIZ-06-535, PTIZ-10-600, PTIZ-10-800, PTIZ-15-600, PTIZ-15-800 | Is | Gide intubimi per drejtimin e tubit endotracheal | Tjeter
14778 | NON-STERILE ACCESSORIES Trays ICV1343 MEMO 3D ACCESSORY TRAY, NON-STERILE ACCESSORIES Trays ICV1358 MEMO 4D ACCESSORY TRAY, NON-STERILE ACCESSORIES Trays TR-101 ACCESSORY TRAY, NON-STERILE ACCESSORIES Trays ICV1230 ACCESSORY TRAY | AGS Corporation | 2023-09-11T00:00:00.000+02:00 | Corcym S.r.l. Via Cresentino sn 13040 Saluggia (VC) ITALY | ICV1343, ICV1358, TR-101, ICV1230 | Klasa I | Aksesore per unaza zemre | Pajisje te implantueshme aktive
14758 | J-Temp™ Temporary Resine 4897 | MEDIK LINE STEWART | 2023-09-07T00:00:00.000+02:00 | Ultraden products Inc, 505 west ultradent 10200 South drive , South Jordan, UT 84095 | 4897 | Klasa I | Cemente provisor | Pajisje dentare
14511 | KyphonTM Mixer, KyphonTM Multi‐TapTM Adpater ‐ Size: 2, KyphonTM Multi‐TapTM Adpater ‐ Size: 3, KYPHONTM Cement Delivery System Cement Cartridges, KyphonTM 11 Gauge Bone Access Needle, KyphonTM Bone Biopsy Devices, Size 3, KyphonTM ExpressTM Bone Biopsy Devices, Size 2, KyphonTM Bone Biopsy Kit, Size 3, Kyphon VTM Bone Biopsy Device 13Ga, Kyphon VTM Bone Biopsy Device 15Ga, KyphonT' Osteo IntroducerT' System, Size 3, KyphonT' Advanced Osteo IntroducerT' System, Size 3, KyphonT' One-StepT' Osteo IntroducerT' System Trocar and Diamond, Size 3, KyphonT' One-StepT' Osteo IntroducerT' Device Bevel, Size 3 , KyphonT' Advanced Osteo IntroducerT' Device, Size 3, KyphonT' ExpressT' Osteo IntroducerT' System Diamond and Bevel, Size 2, KyphonT' ExpressT' Osteo IntroducerT' Device Trocar, Size 2, KyphonT' ExpressT' Advanced Osteo IntroducerT' Device, Size 2, KyphonT' ExpressT' Osteo IntroducerT' Device Diamond, Size 2, KyphonT' ExpressT' Osteo IntroducerT' Device Bevel, Size 2, KyphonT' Precision Drill, Size 2, KYPHON ELEMENTT' Osteo Introducer System, KYPHON VT' Osteo IntroducerT' 11G Bevel 11Ga Cannula; Matched Bevel Tip Stylet, KYPHON VT' Osteo IntroducerT' 13Ga Bevel 13ga Cannula; Matched Bevel Tip Stylet, KYPHON VT' Osteo IntroducerT' 11Ga Trocar/Bevel 11Ga Tapered Cannula; Trocar Stylet; Bevel Stylet, KYPHON VT' Osteo IntroducerT' 13Ga Trocar/Bevel 13Ga Tapered Cannula; Trocar Stylet; Bevel Stylet, KYPHON VTM Osteo IntroducerTM Trocar 10Ga 10Ga Cannula and Trocar Stylet, Kyphon AssistTM Directional Cannula, KyphonTM XPANDERTMInflatable Bone Tamp, 20/3, KyphonTM XPANDERTMInflatable Bone Tamp, 15/3, KyphonTM XPANDERTMInflatable Bone Tamp, 10/3, KyphonTM EXPRESSTMInflatable Bone Tamp, 10/2, KyphonTM EXPRESSTMInflatable Bone Tamp, 15/2, KyphonTM ExpressTM Inflatable Bone Tamp, 10/2, KyphonTM ExpressTM Inflatable Bone Tamp, 15/2, KyphonTM ExpressTM Inflatable Bone Tamp, 20/2, KyphonTM XpanderTM Inflatable Bone Tamp, 10/3, KyphonTM XpanderTM Inflatable Bone Tamp, 15/3, KyphonTM XpanderTM Inflatable Bone Tamp, 20/3, KYPHON ELEMENTTM Inflatable Bone Tamp, 15/3, KyphonTM Latitude II Curette, Curette T-Tip 8.0mm, KyphonTM Latitude II Curette, Curette Wedge Tip 6.5mm, KyphonTM Latitude II Curette, Curette Wedge Tip 8.5 mm, KyphonTM ExpressTM Curette, Curette T-Tip 7.0mm, KyphonTM Inflation Syringe, KyphonTM Inflation Syringe (Double Pack), KYPHONTM Cement Delivery System Cement Delivery Gun with Bone Filler Device, Size 2, KYPHONTM Cement Delivery System Cement Delivery Gun with Bone Filler Device, Size 3, KYPHON' Bone Filler Device (BFD), KYPHON' Directional Bone Filler Device, KYPHON' Express' Bone Filler Device, KYPHON' Express' Directional Bone Filler Device, KYPHON ELEMENT' Bone Filler Device, KYPHON Kurve' Curved Bone Filler Device 13 Ga Curved Bone 13 Ga TampFiller Device , KyphonTM ActivOsTM Bone Cement with Hydroxyapatite | O.E.S DISTRIMED | 2023-07-10T00:00:00.000+02:00 | Medtronic Sofamor Danek USA Inc,1800 Pyramid Place Memphis,Tennessee 38132 USA | A07A, A22, A23, CC02A, KSUB0005, 11000460, F05A, F07A, F18A, VPB11, VPB13, T15D, T15E, T15J, T15K, A20A, T34A, T34B, T34C, T34D, T34E, T34F, T25R, VPT11B, VPT13B, VPT11D, VPT13D, VPT01B, T15S, K08A, K09A, K13A, K15A, K15B, KE102-INT, KE152-INT, KE202-INT, KX103-C, KX153-C, KX203-C, KR153, A11B, A11D, A11E, A13A, A08E, 11010564, CDS2A, CDS3A, F04B, F04C, F06A, F06B, F25R, VPT02A, C05A | Is, Klasa IIa, Klasa IIb | Pajisje per Frakturat Vertebrale | Pajisje nje perdorimeshe
14626 | REVANESSE SHAPE + WITH LIDOCAINE 1.2 ML PN40096 | PHARMAWEST | 2023-07-26T00:00:00.000+02:00 | PROLLENIUM MEDICAL TECHNOLOGIES,Inc 138 Industrial ParwayN, AURORA ,ON,CANADA L4G 4C3 29 EAST WILMOT ST. RICHMOND HILL, ON, CANADA L4B 1A3 | REVANESSE SHAPE + WITH LIDOCAINE 1.2 ML PN 40096 | Klasa III | Filler me përmbajtje xheli Acid Hialuronik i cili përdoret për rikuperimin e humbjes të volumit dhe korrigjimin e kontureve dhe deformimeve. Përdoret për rrudhat e fytyrës, përmirësim volumi, mbushe buzësh , hidratim në lëkurë dhe konturimin e dëmtimeve nga injektimet e mëparshme në indet e buta. | Pajisje te implantueshme aktive
14500 | Filtek tm Restorative Dispenser | Amber Dental | 2023-07-18T00:00:00.000+02:00 | 3M ESPE Dental Products 2510 Conway Avenue St.Paul, Minnesota 55144-1000 USA | 5850RD | Klasa I | pajisje per vendosjen e materialit dentar ne kapsula | Pajisje dentare
14435 | Express tm Vinyl | Amber Dental | 2023-07-18T00:00:00.000+02:00 | 3M ESPE Dental Products 2510 Conway Avenue St.Paul, Minnesota 55144-1000 USA | Introductory Kit 7300 Express Vinyl Polysiloxane Impression Material Introductory Kit : 2-305ml jars putty, 1 Garant Dispender, 2-50ml cartridges of impression material, 20 yellow mix tips, 1VSP tray adhesive, Instruction for use, Lighy Body-Fast Set 7301 Express Vinyl Polysiloxane Impression Material Light Body -Fast Set -Hydrophilic : 2 or 4-50ml cartrideges of impression material, 10 or 20 mix tips, Instructions for use, Lighy Body-Regular Set 7302 Express Vinyl Polysiloxane Impression Material Light Body -Regular Set -Hydrophilic : 2 or 4-50ml cartrideges of impression material, 10 or 20 mix tips, Instructions for use, Regular Body 7322 Express Vinyl Polysiloxane Impression Material Regular Body -Hydrophilic : 2 or 4-50ml cartrideges of impression material, 10 or 20 mix tips, Instructions for use, Putty 7312 Express STD Vinyl Polysiloxane Impression Material Putty : 1-305ml jar of base, 1-305ml jar of catalyst, Instructions for use | Klasa I | silikon per marrje mase | Pajisje dentare
14577 | Access Sample Diluent A (Onboard Reagent Kit), Access Sample Diluent A | GENIUS SHPK | 2023-07-20T00:00:00.000+02:00 | Beckman Coulter Inc . - 250 S. Kraemer Blvd, Brea, CA 92821 USA | A79783, 81908 | In vitro | Reagent imunologjik diagnostifikues in vitro e destinuar per tu perdorur per te bere procesin e hollimit te mostrave te pacienteve qe kane perqendrim me te larte se kalibratori specifik analizues S5 nepermjet instrumentave imunlogjik Access. | Pajisje te diagnostifikimit in vitro
14635 | Alinity c Benzodiazepines Reagent Kit , Alinity c benzodiazepines Qual calibrator Kit, Alinity c Benzodiazepines SemiQuant Calibrator Kit | LABOPHARMA SHPK | 2023-07-24T00:00:00.000+02:00 | Microgenics Corporation 46500 Kato road Fremont CA 94538 USA | 09P5220, 09P5201, 09P5202 | In vitro | Jane reagente qe perdoren ne analizen sasiore te benzodiazepinave ne gjak me sistemin Alinity | Pajisje te diagnostifikimit in vitro
14621 | Dental Prosthesis Materials Acrylic Teeth Pama | MOTO-MANIA | 2023-07-24T00:00:00.000+02:00 | IMICRYL DIS MALZEMELERİ SANAYI ve TICARET ANONIM SIRKETI FETIH MAHALLESI MAHIR SOKAK NO: 5/201 42030 KARATAY/KONYA | Dental Prosthesis Materials Acrylic Teeth Pama | Klasa IIa | Dhembe Akrilik | Pajisje dentare
14561 | Class I Medical Devices Ixion Transplantation Stent - Small, Class I Medical Devices Ixion Transplantation Stent - Medium, Class I Medical Devices Ixion Transplantation Stent - Large, Class I Medical Devices Ixion Direct Bond Holder with Positioning Blade, Class I Medical Devices Ixion Delux Direct Bond Holder, Class I Medical Devices Ixion Lingual Bracket and Bondable Tube Holder, Class I Medical Devices Ixion Curved Bracket Holder, Class I Medical Devices Ixion Probe Single Ended, Class I Medical Devices Ixion Probe Double Ended, Class I Medical Devices Ixion Ligature Tucker, Class I Medical Devices Ixion Mitchell Trimmer, Class I Medical Devices Ixion Mirror Handle, Class I Medical Devices Ixion Mirror Heads, Class I Medical Devices Ixion Cement Spatula, Class I Medical Devices Ixion Flat Plastic, Class I Medical Devices Ixion Three Jaw Plier (Max 1.5mm), Class I Medical Devices Ixion Three Jaw Plier (Max 1mm), Class I Medical Devices Ixion Swartz Plier (Max 0.7mm), Class I Medical Devices Ixion Universal Lingual Arch Plier, Class I Medical Devices Ixion Flat Nose Plier, Class I Medical Devices Ixion Conical Flat Nose Plier, Class I Medical Devices Ixion Optical Plier, Class I Medical Devices Ixion Heavy Duty Bird Beak Plier, Class I Medical Devices Ixion Heavy Duty Hard Wire Cutter Up to .060 (1.5mm), Class I Medical Devices Ixion Small Weingart, Class I Medical Devices Replacement Tips 3/6 (5mm) - Flared", Class I Medical Devices Ixion Straight Post Band Remover Tips 1/8 3mm, Class I Medical Devices Replacement Tips 1/8 (3mm) - Straight", Class I Medical Devices Ixion Small Distal End Cutter, Class I Medical Devices Ixion Hard Wire Cutter 15 Degree Angle, Class I Medical Devices Ixion Heavy Duty Hardwire Cutter (Up to 1.5mm), Class I Medical Devices Ixion Pin Ligature Cutter 7 Degree Angle, Class I Medical Devices Ixion Micro Ligature Cutter, Class I Medical Devices Ixion Micro Long Handled Ligature Cutter, Class I Medical Devices Ixion Standard Ligature Cutter, Class I Medical Devices Ixion Standard Soft Wire Ligature Cutter, Class I Medical Devices Ixion Hard Wire Cutter 15 Degree with TC Inserts, Class I Medical Devices Ixion Safe Cinch Plier, Class I Medical Devices Ixion Lingual Curved Micro Mosquito, Class I Medical Devices Ixion Lingual Tucker, Class I Medical Devices Ixion Slim Tweed Plier, Class I Medical Devices Ixion Lingual Weingart 60 Degree Angle, Class I Medical Devices Ixion Lingual Weingart 60 Degree Angle with T.C. Insert, Class I Medical Devices Ixion Lingual Cinch Back Plier - Large Wire, Class I Medical Devices Ixion Lingual Bracket Removing Plier, Class I Medical Devices Ixion Mini Ligature Cutter 50 Degree Angle - Upper, Class I Medical Devices Ixion Micro Ligature Cutter 50 Degree Angle - Upper, Class I Medical Devices Ixion Mini Ligature Cutter 60 Degree Angle - Lower, Class I Medical Devices Ixion Small Weingart With Inserted Tips, Class I Medical Devices Ixion Large Weingart, Class I Medical Devices Ixion Large Weingart With Inserted Tips, Class I Medical Devices Ixion Fine Tipped Weingart, Class I Medical Devices Ixion How Plier (Straight), Class I Medical Devices Ixion How Plier (Angled), Class I Medical Devices Ixion Light Wire Plier with Cutter and 2 Grooves, Class I Medical Devices Ixion Light Wire Plier with Cutter, Class I Medical Devices Ixion Bird Beak Plier, Class I Medical Devices Ixion Tweed Arch Forming Plier, Class I Medical Devices Ixion Nance Plier, Class I Medical Devices Ixion 3-Jaw Plier, Class I Medical Devices Ixion De La Rosa, Class I Medical Devices Ixion De La Rosa Groove, Class I Medical Devices Ixion Small 3-Jaw Plier, Class I Medical Devices Ixion Band & Crown Contouring Plier, Class I Medical Devices Ixion Fine 3-Jaw NiTi Plier, Class I Medical Devices Ixion Extra Fine 3-Jaw Niti Plier, Class I Medical Devices Ixion Coon Ligature Tying Plier, Class I Medical Devices Ixion Direct Bond Remover (Straight), Class I Medical Devices Ixion Direct Bond Remover (Angled), Class I Medical Devices Ixion Direct Bond Remover, Class I Medical Devices Ixion Hollow Chop, Class I Medical Devices Ixion Jarabak Plier with Groove, Class I Medical Devices Ixion V Bend Plier, Class I Medical Devices Ixion Crimping Plier, Class I Medical Devices Ixion Adhesive Removal Plier, Class I Medical Devices Replacement Metal Pad for IX835, Class I Medical Devices Ixion Posterior Band Remover Plier, Class I Medical Devices Ixion Small Adams Plier, Class I Medical Devices Ixion Force Module Separator, Class I Medical Devices Spa Direct Bond Remover, Class I Medical Devices Ixion Mershon Band Pusher, Class I Medical Devices Ixion Mershon Band Pusher Small Round Handle, Class I Medical Devices Ixion Direct Bond Bracket Holder, Class I Medical Devices Ixion Mosquito Forceps, Class I Medical Devices Ixion Mathieu Needle Holder with T.C., Class I Medical Devices Ixion Mathieu Needle Holder, Class I Medical Devices Ixion Curved Mathieu Needle Holder with T.C., Class I Medical Devices Ixion Bracket Height Gauge 3.5mm - 5mm .018, Class I Medical Devices Ixion Bracket Height Gauge 3.5mm - 5mm .022, Class I Medical Devices Ixion Serrated Scissors, Class I Medical Devices Ixion Torquing Plier Set, Class I Medical Devices Ixion Aligner Horizontal Plier, Class I Medical Devices Ixion Aligner Vertical Plier, Class I Medical Devices Ixion Aligner Retention Plier, Class I Medical Devices Ixion Aligner Tear Drop Plier, Class I Medical Devices Ixion Aligner Hole Punch Plier, Class I Medical Devices Ixion Aligner Scissors, Class I Medical Devices Ixion Flared Post Band Remover Tips 3/16 5mm, Class I Medical Devices Ixion Micro Ligature Cutter 60 Degree Angle - Lower, Class I Medical Devices Ixion Flush Cut Distal End Cutter, Class I Medical Devices Ixion Flush Cut Distal End Cutter - Small, Class I Medical Devices Ixion Long Handled Distal End Cutter, Class I Medical Devices Ixion Lingual Intra-Oral Detailing Plier 0.75mm Step, Class I Medical Devices Ixion Lingual Intra-Oral Detailing Plier 0.5mm Step, Class I Medical Devices Ixion Buccal Intra Oral Plier 1.00mm, Class I Medical Devices Ixion Adams Plier, Class I Medical Devices Ixion Spring Former, Class I Medical Devices Ixion Universal General Use Plier, Class I Medical Devices Ixion Lab Flat Nose Plier, Class I Medical Devices Ixion Young Plier (Max 0.7mm), Class I Medical Devices Ixion Small Weingart with TC, Class I Medical Devices Ixion Large Ixion Weingart, Class I Medical Devices Ixion Large Weingart with TC, Class I Medical Devices Ixion Light Wire Plier, Class I Medical Devices Ixion Light Wire Plier WithCutter and 2 Grooves, Class I Medical Devices Ixion Bird Beak, Class I Medical Devices Ixion Light Wire Contouring & Cutting Plier, Class I Medical Devices Ixion Tweed Loop Forming Plier with Cutter, Class I Medical Devices Ixion O'Brien Loop Forming Plier, Class I Medical Devices Ixion Three Jaw Plier, Class I Medical Devices Ixion Crimpable Archwire Hook Plier, Class I Medical Devices Ixion Long Beak Light Wire Plier, Class I Medical Devices Ixion Posterior Band Remover (Short), Class I Medical Devices Ixion Posterior Band Remover (Long), Class I Medical Devices Force Module Separator, Class I Medical Devices Ixion Utility Weingart with Inserted Tips, Class I Medical Devices Ixion Fine Tip Mathieu Needle Holder, Class I Medical Devices Ixion Mathieu Needle Holder With TC, Class I Medical Devices Ixion Smaha (Straight), Class I Medical Devices Ixion Curved Mathieu Holder without TC, Class I Medical Devices Ixion Bird Beak Plier with T.C. Tips, Class I Medical Devices Ixion Distal End Cutter, Class I Medical Devices Ixion Distal End Long Handle, Class I Medical Devices Ixion Flush Cut Distal End Min 016 - 2125 Max, Class I Medical Devices Ixion Flush Cut Distal End Min 012 - 1625 Max, Class I Medical Devices Ixion Hard Wire Cutter, Class I Medical Devices Ixion Hard Wire Cutter 15 Degree, Class I Medical Devices Ixion Heavy Duty Hardwire Cutter (Upto 1.5mm), Class I Medical Devices Ixion Mini Ligature Cutter 7 Degree, Class I Medical Devices Ixion Micro Ligature Cutter Straight TC, Class I Medical Devices Ixion Micro Mini Long Handled Ligature Cutter, Class I Medical Devices Ixion Ligature & Hardwire Cutter, Class I Medical Devices Ixion Soft Ligature Cutter, Class I Medical Devices Ixion Hard Wire Cutter with TC Inserts, Class I Medical Devices Ixion Hard Wire Cutter 15° with TC Inserts, Class I Medical Devices Ixion Lingual Smaha Curved, Class I Medical Devices Ixion Slim Tweed, Class I Medical Devices Ixion Lingual Weingart 60 Degree, Class I Medical Devices Ixion Lingual Weingart 60 Degree W/TC Insert, Class I Medical Devices Ixion Lingual Stepped Tweed Arch Plier, Class I Medical Devices Ixion Lingual Cinch Back Plier, Class I Medical Devices Ixion Mini Ligature Cutter 50 Degree Angle, Class I Medical Devices Ixion Lingual Micro Mini Ligature Cutter, Class I Medical Devices Ixion Lingual Mini Ligature Cut 60 Degree Lower, Class I Medical Devices Ixion Lingual Flush Double Ended Cutter With TC, Class I Medical Devices Ixion Lingual Flush Distal End Cutter With TC, Class I Medical Devices Ixion Lingual Distal End Cutter, Class I Medical Devices Ixion Lingual Anterior Debonding Plier | ORTHO TARGET | 2023-07-27T00:00:00.000+02:00 | DB Orthodontics Ltd 6 Ryefield Way Silsden Keighley BD20 0EF United Kingdom | IX164, IX165, IX201, IX202, IX203, IX630, IX631, IX632, IX633, IX650, IX651, IX652, IX653, IX654, IX655, IX656, IX657, IX700, IX701, IX702, IX703, IX704, IX705, IX706, IX707, IX708, IX710, IX711, IX712, IX800, IX895S, IX896, IX896S, IX900, IX900S, IX901, IX902, IX902S, IX905, IX906, IX908, IX910, IX911, IX911L, IX912, IX913, IX915, IX916, IX920, IX940, IX941, IX945, IX949, IX950, IX951, IX952, IX953, IX954, IX955, IX956, IX956S, IX957, IX801, IX802, IX803, IX804, IX805, IX806, IX807, IX808, IX809, IX810, IX811, IX812, IX813, IX814, IX815, IX816, IX817, IX818, IX819, IX820, IX821, IX822, IX823, IX823XF, IX824, IX825, IX826, IX827, IX828, IX829, IX830, IX831, IX832, IX834, IX835, IX836, IX838, IX840, IX841, IX842, IX843, IX845, IX846, IX850, IX855, IX860, IX861, IX862, IX863, IX864, IX866, IX867, IX870, IX871, IX872, IX873 (F & M), IX887, IX888, IX889, IX890, IX891, IX892, IX895, IX957S, IX958, IX958S, IX959, IX960, IX975, IX976, IX980, IXR164, IXR165, IXR700, IXR701, IXR703, IXR705, IXR710, IXR800, IXR801, IXR802, IXR803, IXR804, IXR807, IXR808, IXR810, IXR811, IXR812, IXR814, IXR816, IXR820, IXR821, IXR823, IXR823XF, IXR825, IXR826, IXR827, IXR828, IXR829, IXR830, IXR831, IXR841, IXR843, IXR855, IXR860, IXR861, IXR862, IXR863, IXR865, IXR866, IXR872, IXR900, IXR901, IXR902, IXR902S, IXR905, IXR906, IXR908, IXR910, IXR911, IXR911L, IXR912, IXR913, IXR915, IXR916, IXR920, IXR940, IXR949, IXR950, IXR951, IXR952, IXR953, IXR956, IXR956S, IXR957, IXR957S, IXR958, IXR958S, IXR959, IXR960, IXR976 | Klasa I | Instrument Ortodoncie Pinca | Pajisje dentare
14659 | Flexi Mask, Size: Adult | MONTAL | 2023-08-01T00:00:00.000+02:00 | Romsons International (Unit-II), 59J( C ), Noida Special Economic Zone, Noida Dadri Road, Phase II, Noida-201305 Uttar Pradesh, INDIA | GS-2020 | Klasa IIa | Maske oksigjeni | Pajisje nje perdorimeshe
14662 | 3M™ Filtek™ One Bulk Fill Restorative | Amber Dental | 2023-08-04T00:00:00.000+02:00 | 3M ESPE Dental Products 2510 Conway Avenue St.Paul, Minnesota 55144-1000 USA | Syringe Refills 4866A1 Filtek One Bulk Fill Restorative: 1-4g A1 Shade Syringe, Instructions for use, Syringe Refills 4866A2 Filtek One Bulk Fill Restorative: 1-4g A2 Shade Syringe, Instructions for use, Syringe Refills 4866A3 Filtek One Bulk Fill Restorative: 1-4g A3 Shade Syringe, Instructions for use, Syringe Refills 4866A3.5 Filtek One Bulk Fill Restorative: 1-4g A3.5 Shade Syringe, Instructions for use, Syringe Refills 4866b1 Filtek One Bulk Fill Restorative: 1-4g B1 Shade Syringe, Instructions for use, Syringe Refills 4866c2 Filtek One Bulk Fill Restorative: 1-4g c2 Shade Syringe, Instructions for use, Syringe Refills 4866W Filtek One Bulk Fill Restorative: 1-4g W Shade Syringe, Instructions for use, Capsule Refills 4867A1 Filtek One Bulk Fill Restorative:20-0.2g A1 Shade Capsules, Instructions for use, Capsule Refills 4867A2 Filtek One Bulk Fill Restorative:20-0.2g A2 Shade Capsules, Instructions for use, Capsule Refills 4867A3 Filtek One Bulk Fill Restorative:20-0.2g A3 Shade Capsules, Instructions for use, Capsule Refills 4867A3.5 Filtek One Bulk Fill Restorative:20-0.2g A3.5 Shade Capsules, Instructions for use, Capsule Refills 4867B1 Filtek One Bulk Fill Restorative:20-0.2g B1 Shade Capsules, Instructions for use, Capsule Refills 4867C2 Filtek One Bulk Fill Restorative:20-0.2g C2 Shade Capsules, Instructions for use, Capsule Refills 4867W Filtek One Bulk Fill Restorative:20-0.2g W Shade Capsules, Instructions for use, Samples 4866A2-S Filtek One Bulk Fill Restorative: 1-1g A2 Shade sYRINGE, Instructions for use, Samples 4867A2-S Filtek One Bulk Fill Restorative: 5-0.2g A2 Shade Capsule, Instructions for use, Samples 4867A3-S Filtek One Bulk Fill Restorative: 5-0.2g A3 Shade Capsule, Instructions for use, Samples 4866-SP Efficient Restorative Procedure Solutions Pack:1-1g Filtek One Bulk Fill Restorative A2 Shade Syringe,5-Scotchbond tm Universal Adhesive Unit Dose Applicators,Sof-Lex tm Diamond Polishing System,3-Pre-polishing Spirals,3-Diamond polishing Spirals, 1-Mandrel(RA),Instructions for use, Samples 4867-CP Efficient Restorative Procedure Solutions Pack:5-0.2g Filtek One Bulk Fill Restorative A2 Shade Capsules,5-Scotchbond tm Universal Adhesive Unit Dose Applicators,Sof-Lex tm Diamond Polishing System,3-Pre-polishing Spirals,3-Diamond polishing Spirals, 1-Mandrel(RA),Instructions for use, Syringe Refills 4870A1 Filtek One Bulk Fill Restorative 1-4g A1 Shade Syringe, instructions for use, Syringe Refills 4870A2 Filtek One Bulk Fill Restorative 1-4g A2 Shade Syringe, instructions for use, Syringe Refills 4870A3 Filtek One Bulk Fill Restorative 1-4g A3 Shade Syringe, instructions for use, Syringe Refills 4870A3.5 Filtek One Bulk Fill Restorative 1-4g A3.5 Shade Syringe, instructions for use, Syringe Refills 4870B1 Filtek One Bulk Fill Restorative 1-4g B1 Shade Syringe, instructions for use, Syringe Refills 4870C2 Filtek One Bulk Fill Restorative 1-4g C2 Shade Syringe, instructions for use, Syringe Refills 4870W Filtek One Bulk Fill Restorative 1-4g W Shade Syringe, instructions for use, Capsule Refills 4871A1 Filtek One Bulk Fill Restorative 20-0.2g A1 Shade Capsules, Instructions for use, Capsule Refills 4871A2 Filtek One Bulk Fill Restorative 20-0.2g A2 Shade Capsules, Instructions for use, Capsule Refills 4871A3 Filtek One Bulk Fill Restorative 20-0.2g A3 Shade Capsules, Instructions for use, Capsule Refills 4871A3.5 Filtek One Bulk Fill Restorative 20-0.2g A3.5 Shade Capsules, Instructions for use, Capsule Refills 4871B1 Filtek One Bulk Fill Restorative 20-0.2g B1 Shade Capsules, Instructions for use, Capsule Refills 4871C2 Filtek One Bulk Fill Restorative 20-0.2g C2 Shade Capsules, Instructions for use, Capsule Refills 4871W Filtek One Bulk Fill Restorative 20-0.2g W Shade Capsules, Instructions for use, Samples 4870A2-S Filtek One Bulk Fill Restorative: 1-1g A2 Shade Syringe, Instructions for use, Samples 4871A2-S Filtek One Bulk Fill Restorative: 5-0.2g A2 Shade Capsules, Instructions for use, Samples 487 | Klasa IIa | material per restaurim me baze resini | Pajisje dentare
14696 | NM Suite / 881090 | Health & Light | 2023-08-09T00:00:00.000+02:00 | Philips Medical Systems Nederland B.V. Veenpluis 6 5684 PC Best The Netherlands SRN ID.: NL-MF-000001489 | 881090 | Klasa IIa | Aplikim per shfaqje dhe perpunim te imazheve mjekesore digitale te mjekesise nukleare / NM Suite / 881090 | Tjeter
14698 | Sample Cup, Glass (pkg. of 100), Sample Cup, Plastic (pkg. of 100), Sample Cup, 2.5mL (pkg. of 100) | GENIUS SHPK | 2023-08-09T00:00:00.000+02:00 | Beckman Coulter , Inc . - 250 S. Kraemer, Brea , CA 92821 USA | ZM006200 , ZM006300, MU853200 | In vitro | Aksesor diagnostifikues in vitro e destinuar per tu perdorur si material konsumi per instrumentet biokimik AU (AU480, AU680, AU5800, DxC 700 AU). | Pajisje te diagnostifikimit in vitro
14699 | Tubes | Labor Dr. Limbach Heidelberg Germany | 2023-08-08T00:00:00.000+02:00 | SARSTEDT AG & Co. KG Sarstedtstr. 1, 51588 Nümbrech, Germany | 62.554.012, 62.554.022, 62.559.015, 62.559.016, 62.559.017, 62.612.004, 62.612.020, 62.612.021, 62.612.025, 6.2612.026, 62.612044, 62.617.002, 62.617.003, 62.617.011, 62.617.022, 62.9924.272, 62.9924.273, 62.9924.280, 62.9924.283, 63.503.048, 63.536.017, 63.541.125, 63.542.709, 63.543.301, 63.549.043, 63.550.122, 63.610.005, 63.610.017, 63.610.028, 63.610.029, 63.610.030, 63.610.031, 63.610.038, 63.612.019, 63.612.027, 63.9921.535, 63.9922.246, 63.9922.252, 63.9922.353, 65.163, 65.729, 65 .782, 65.809, 65.643.001, 65.728.003, 65.736.001, 65.736.007, 65.736.008, 65736.010, 65.736.011, 65.736.012, 65.736.013, 65.736.014, 65.793.030, 65.806.511, 65.1244.036, 78.573.029, 60.617.010, 60.617.200, 60.617.201, 60.617.202, 60.732.025, 60.732.031, 60.732.035, 60.9921.821, 60.9921.830, 60.9921.241, 60.9921.260, 62.470, 62.486, 62.492, 62.543, 62.559, 62.611, 62.612, 62.613, 62.617, 62.503.210, 62.504.039, 62.515.009, 62.542.017, 62.543.030, 62.543.035, 62.543.038, 62.548.004, 62.548.009, 62.548.016, 62.548.022, 62.548.029, 62.548.304, 62.549.036, 62.553.041, 62.554.001, 55.526, 55.528, 55.475.030, 55.525.060, 55.525.061, 55.525.500, 55.525.505, 57.462, 57.477, 57.512, 57.527, 57.462.015, 57.477.005, 57.512.001, 57.512.003, 57.527.007, 60.732, 60.504.010, 60.504.015, 60.548.012, 60.549.051, 60.554.017, 60.610.037, 60.610.100, 60.611.010, 60.611.011, 60.611.021, 60.612.008, 60.612.010, 60.612.035, 60.612.115, 60.613.010, 60.614.003, 60.614.004, 60.614.005, 60.614.006, 60.614.007, 60.614.010, 60.614.011, 60.614.013, 60.614.015, 60.614.020, 60.614.024, 60.614.025, 60.614.026, 60.614.027, 60.614.065 | In vitro | Mbajtes Mostre | Pajisje te diagnostifikimit in vitro
14611 | TENAC. FCPS., JACOBS, STR., 2X2 T., 21CM, TENACULUM FORCEPS, 4X4 T., 26.5 CM, TENACULUM FORCEPS, BRAUN, 4X4 T., 16 CM, TENACULUM FORCEPS, CZERNY, 4X4 T., 21 CM, UTERINE POLYPUS FORCEPS, KELLY, 31.5 CM, UTERINE POLYPUS FORCEPS, NOTO, 27 CM, UTERINE ELEV. FORCEPS, DARTIGUES, 27 CM, UTERINE ELEV. FCPS., SOMER, CVD., 22.5CM, UTERINE ELEVAT. FORCEPS, COLLIN, 26 CM, IUP-REMOVAL FCPS., FLEX, Ø 3.0 MM, 27 CM, IUP-REMOVAL FCPS., FLEX, Ø 3.0 MM, 32 CM, MICRO-EAR FORCEPS, STR., 4X0.8 MM, Micro-ear forceps, str., smooth, 4x0.8mm, Micro-ear forceps, str., 4x0.8 mm, MICRO-EAR FORCEPS, CVD. UP, 4X0.8 MM, Micro-ear forceps, cvd. up, 4x0.8 mm, MICRO-EAR FORCEPS, R., 4X0.8 MM, Micro-ear forceps, r., 4x0.8 mm, MICRO-EAR FORCEPS, L., 4X0.8 MM, Micro-ear forceps, l., 4x0.8 mm, MINI-ALLIGATOR FORCEPS, MCGEE, SMOOTH, Mini-alligator forceps, McGee, smooth, MINI-ALLIGATOR FORCEPS, MCGEE, SERRATED, Mini-alligator forceps, McGee, serrated, Micro-ear forceps, str., smooth, 4x0.6mm, MICRO-EAR FORCEPS, STR., 4X0.6 MM, Micro-ear forceps, str., 4x0.6 mm, Sponge fcps., Duplay, cvd., 20 cm, Uterine fcps., Bozemann, str., 26 cm, Clip applying fcps. yellow, small, 15 cm, Clip applying fcps. yellow, small, 20 cm, Clip applying fcps. yellow, small, 28 cm, Clip applying fcps. blue, medium, 15 cm, Clip applying fcps. blue, medium, 20 cm, Clip applying fcps. blue, medium, 28 cm, Clip applying fcps. green, midsize, 20cm, Clip applying fcps. green, midsize, 28cm, Clip applying fcps. orange, large, 20 cm, Clip applying fcps. orange, large, 28 cm, Clip applying fcps. E blue, small, 15 cm, Clip applying fcps. E blue, small, 20 cm, Clip apply.fcps. E silver, medium, 15 cm, Clip apply. fcps. E silver, medium, 20cm, Clip apply. fcps. E silver, medium, 28cm, Clip apply. fcps. E green, midsize, 20cm, Clip apply. fcps. E green, midsize, 28cm, Clip apply. fcps. E yellow, large, 20 cm, Clip apply. fcps. E yellow, large, 28 cm, Adair tenaculum forceps, 18.5 cm, Tenacul. fcps., Pozzi, strong, 25.5 cm, Miniature cup fcps., 1 mm, str., 23 cm, Miniature cup fcps., 1 mm, upw., 23 cm, Miniature cup fcps., 1 mm, cvd.rt., 23cm, Miniature cup fcps., 1 mm, cvd.le., 23cm, Miniature cup fcps., 2.5 mm, upw., 18 cm, Forceps, tenac., Teale, 3x4T., str.,23cm, Forceps,intest., Allis, 5x6T., str.,22cm, Forceps, Museux, cvd., 6 mm, 24 cm, Forceps, Museux, cvd., 8 mm, 24 cm, Forceps, intest., Baby-Babcock,str.,14cm, Forceps, ovum, Winter, Fig.3, str., 28cm, Forceps, ovum, Winter, Fig.3, cvd., 28cm, Fcps., tampon, Pelkmann, cvd., 25cm, Fcps., sponge, cvd., 17.5 cm, Forceps, reposition, 20.5 cm, Forceps, reposition, Meyer, 20.5 cm, Forceps, reposition, Reil, cvd. up, 17cm, Forceps, burrhole, 20 cm, Forceps, sequestrum, str., 20 cm, Forceps, rectal, Allis, 2x3 t., 15.5 cm, Fcps., kidney stone, Randall, # 5, 19cm, Fcps., kidney stone, Randall, # 6, 19cm, Fcps., grasp., Heyw-Smith, str., 20.5cm, Fcps., vulsellum, Schroeder, 3x3T., 27cm, Fcps., vulsellum, Littlewood, 18.5 cm, Forceps, ovariam, Doyen, 20 cm, Forceps, uterus biops., Tischler, Forceps, biopsy, Yeoman, rectal, 42 cm, Forceps, ear tampon, Tilley, 14 cm, Forceps, seiz., tonsil,Denis-Browne,20cm, Forceps, grasping, Bonney, str., 24 cm, Forceps, nasal-pharyngeal, Jurasz, 21 cm, Forceps, nasal, Tilley, 2.2 mm, 13 cm, Forceps, micro, str., 8 mm, 23 cm, Forceps, micro, upwards cvd., 8 mm, 23cm, Forceps, micro, right cvd., 8 mm, 23 cm, Forceps, micro, left cvd., 8 mm, 23 cm, Forceps, micro, ri.open., upw.cvd., 23cm, Forceps, micro, le.open., upw.cvd., 23cm, Forceps, cup, micro, Ø2mm, str., 23 cm, Forceps, cup, micro, Ø2mm, upw., 23 cm, Forceps, cup, micro, Ø2mm, ri.cvd, 23 cm, Forceps, cup, micro, Ø2mm, le.cvd, 23 cm, Forceps, Weller meniscus, curved, 20cm, SPLINTER FORCEPS, STIEGLITZ, STR., 14 CM, SPLINTER FORCEPS, STIEGL., CVD., 13.5 CM, SPLINTER FORCEPS, PEET, ANG., 12.5 CM, APPLYING FORCEPS F. MINI CLIPS, 14.5 CM, APPL. FORCEPS, MINI CLIPS, BAYO., 18.5CM, Applying forceps f. Mini Glover, 24 cm, ATR. ORGAN SEIZING FORCEPS, 25 CM, ATR. ORGAN SEIZING FORCEPS, 26 CM, FORCEPS, COLLIN, OVAL JAW, 17 CM, TAMPON FORCEPS, ULRICH, STR., 22.5 CM, TAMPON FORCEPS, ULRICH, STR., 27 CM, TAMPON FORCEPS, ULRICH, CVD., 22.5 CM, TAMPON FORCEPS, ULRICH, CVD., 26.5 CM, Forceps, tampon, Bryant, 13 cm, DRESSING FORCEPS, MARTIN, STR., 17.5 CM, FORCEPS, GROSS-MAIER, STR., 20.5 CM, FORCEPS, GROSS-MAIER, STR., 22.5 CM, FORCEPS, GROSS-MAIER, STR., 26.5 CM, FORCEPS, GROSS-MAIER, CVD., 20.5 CM, FORCEPS, GROSS-MAIER, CVD., 22.5 CM, FORCEPS, GROSS-MAIER, CVD., 26,5 CM, TUNNELING-FORCEPS, CVD., 39.5 CM, TAMPON FORCEPS, COLLIN, STR., 25 CM, TAMPON FORCEPS, CHERON, BAYON., 25 CM, SPONGE FORCEPS, BOZEMANN, S-SHAPE, 26 CM, SPONGE FORCEPS, BERGMANN, STR., 24 CM, FORCEPS, FOERSTER, SMOOTH, STR., 25 CM, FORCEPS, FOERSTER, SERR., STR., 18 CM, FORCEPS, FOERSTER, SERR., STR., 20.5 CM, FORCEPS, FOERSTER, SERR., STR., 25 CM, FORCEPS, FOERSTER, SMOOTH, CVD., 24.5 CM, FORCEPS, FOERSTER, SERR., CVD., 18 CM, FORCEPS, FOERSTER, SERR., CVD., 20.5 CM, FORCEPS, FOERSTER, SERR., CVD., 24.5 CM, FORCEPS, FOERSTER, SLIM, STR., 25 CM, FORCEPS, FOERSTER, SLIM, CVD., 24.5 CM, SPONGE FORCEPS, RAMPLEY, STR., 18 CM, SPONGE FORCEPS, RAMPLEY, STR., 24.5 CM, CATHETER INTRO. FORCEPS, MAGILL, 15.5 CM, CATHETER INTRO. FORCEPS, MAGILL, 17.5 CM, CATHETER INTRO. FORCEPS, MAGILL, 20 CM, OBWEGESER WIRE FORCEPS, CLIP APPLYING FORCEPS, MICHEL, 12.5 CM, CLIP APPL. FORCEPS, MICHEL, LONG, 13 CM, CLIP APPLYING FORCEPS, RICHTER, 13.5 CM, TC-WIRE TWISTING FORCEPS, 18 CM, TC-WIRE TWISTING FORCEPS, 15.5 CM, TC-WIRE TWISTING FORCEPS, FINE, 15.5 CM, TC-WIRE TWISTING FORCEPS, FINE, 20 CM, TC-WIRE TWISTING FORCEPS, CVD., 14.5 CM, TC-WIRE TWISTING FORCEPS, CORWIN, 16 CM, TC-WIRE CUTTING FORCEPS, MARTIN, 18.5 CM, FLAT NOSE PLIERS, PARALLEL, 18.5 CM, TC-WIRE TWISTING FORCEPS, WIDE, 19 CM, HOLDING PLIERS, (VISE GRIP) 20.5 CM, WIRE CUTTING & BENDING FORCEPS, 15 CM, MARTIN-GIGANT COMPACT -2,2MM, WIRE CUTTING FORCEPS, EASYCUT, 21.5 CM, CUTTER F. BONE PLATES, 55 CM, EASIDRIVER, 14 CM, TENDON SEIZING FORCEPS, STEINMANN, 16 CM, TENDON PULLING FORCEPS, BRAND, 15 CM, TENDON PULLING FORCEPS, BRAND, 19 CM, TENDON PULLING FORCEPS, BRAND, 24.5 CM, TENDON PULLING FORCEPS, STR., 21 CM, TENDON PULLING FORCEPS, CVD., 20.5 CM, TENDON SEIZING FORCEPS, CVD., 11.5 CM, TENDON SEIZING FORCEPS, 11.5 CM, TENDON SEIZ. FCPS., KLEINERT-KUTZ, 21 CM, BONE HOLDING FORCEPS, CVD., 14.5 CM, CARTIL. FORCEPS, BIRCH.-GA., STR., 21 CM, CART. FORCEPS, BIRCH.-GA., CVD., 20.5 CM, CARTIL. FORCEPS, BIRCH.-GA., ANG., 20 CM, CARTILAGE FORCEPS, DINGMANN, 18.5 CM, CARTILAGE FORCEPS, MARTIN, STR., 18.5 CM, REPOSITION FORCEPS, SMALL, 13.5 CM, BONE HOLDING FORCEPS, LEWIN, 18 CM, PHALANGEAL FORCEPS, GRACILE, 14 CM, REPOSITION FORCEPS, SMALL, 9 CM, REPOSITION FORCEPS, LONG RATCHET, 15 CM, BONE HOLDING FORCEPS, LANGENBECK, 21 CM, BONE HOLDING FORCEPS, FERGUSSON, 21 CM, BONE HOLDING FORCEPS, SLIM, 20 CM, REPOS. FORCEPS, W. THREAD LOCK, 17.5 CM, REPOSIT. FORCEPS, W. THREAD LOCK, 24 CM, Bone holding forceps, Kern, 17 cm, BONE HOLDING FORCEPS, KERN, 24.5 CM, BONE HOLD. FORCEPS, SEMB, CVD., 19.5 CM, BONE HOLDING FORCEPS, FARABEUF, 23 CM, BONE HOLDING FORCEPS, FARABEUF, 26 CM, BONE HOLD. FORCEPS, ULRICH, STR., 23 CM, BONE HOLD. FORCEPS, ULRICH, STR., 25 CM, BONE HOLD. FORCEPS, ULRICH, STR., 28 CM, BONE HOLD. FORCEPS, ULRICH, CVD., 23 CM, BONE HOLD. FORCEPS, ULRICH, CVD., 25 CM, BONE HOLD. FORCEPS, ULRICH, CVD., 27 CM, BONE HLD. FORCEPS, W. THREAD LOCK, 15 CM, BONE HLD. FORCEPS, W. THREAD LOCK, 20 CM, BONE HLD. FORCEPS, W. THREAD LOCK, 24 CM, BONE HLD. FORCEPS, W. THREAD LOCK, 26 CM, BONE HLD. FORCEPS, W. THREAD LOCK, 28 CM, BONE HOLD. FCPS., LANE, W/O LOCK, 33 CM, BONE HOLD. FORCEPS, LANE, W. LOCK, 33 CM, BONE HOLDING FORCEPS, VERBRUGGE, 25 CM, BONE HOLDING FORCEPS, VERBRUGGE, 26 CM, BONE HOLDING FORCEPS, VERBRUGGE, 27.5 CM, BONE HOLDING FORCEPS, VERBRUGGE, 17.5 CM, NAIL EXTRACTION FORCEPS, 16 CM, NAIL EXTRACTION FORCEPS, RADOLF, 13.5 CM, WIRE PLATE CUTTER, PLATE HOLDING FORCEP, SHORT, PLATE HOLDING FORCEP, LARGE, BONE HOLDING FORCEP, Plate holding forceps, w.ball spike 16cm, Plate holding forceps, narrow, 13,5cm, Plate holding forceps, w.ball spike 27cm, Plate holding forceps, flex. tip, 21,5cm, RIB GRASPING FORCEPS;15CM, Plate holding forceps, vertical 19,5cm, PLATE HOLDING FORCEPS, LONG 20CM, PLATE HOLDING FORCEPS 20CM, BONE HOLDING FORCEPS, 21CM, Drainage forceps, without lock, 24 cm, Drainage forceps, without lock, 34 cm, Drainage forceps, w. lock, 24 cm, Drainage forceps, w. lock, 34 cm, Appl. fcps. f. atrial retractor, 30 cm, Valve grasp. forc., Dzemeshkevich, 25 cm, LUNG GR. FORCEPS, LOVELACE, STR., 20.5CM, LUNG GR. FORCEPS, LOVELACE, CVD., 19 CM, APPLYING FORCEPS F. BULLD. CLAMPS, 24 CM, CRANIAL RONGEUR, DAHLGREN, 19.5 CM, CRANIAL RONGEUR, DE VILBISS, 21 CM, CLIP APP. FCPS., MCKENZIE, CVD., 18.5 CM, MICRO BIOPSY FORCEPS ACC. TEW, MICRO ALLIGATOR FORCEPS ACC. TEW, Micro Biopsy Forceps, Tew, 360°, Micro Alligator Forceps, Tew, 360°, Tumor.grasp.fcps., Landolt, blunt, 20 cm, Rongeur, Caspar, str., 2 mm, 15 cm, Rongeur, Caspar, str., 3 mm, 15 cm, Rongeur, Caspar, str., 4 mm, 15 cm, Rongeur, Caspar, str., 5 mm, 15 cm, Rongeur, Caspar, str., 2 mm, 18 cm, Rongeur, Caspar, str., 3 mm, 18 cm, Rongeur, Caspar, str., 4 mm, 18 cm, Rongeur, Caspar, str., 5 mm, 18 cm, Rongeur, Caspar, str., 2 mm, 20 cm, Rongeur, Caspar, str., 3 mm, 20 cm, Rongeur, Caspar, str., 4 mm, 20 cm, Rongeur, Caspar, str., 5 mm, 20 cm, Rongeur, Caspar, upw., 2 mm, 15 cm, Rongeur, Caspar, upw., 3 mm, 15 cm, Rongeur, Caspar, upw., 4 mm, 15 cm, Rongeur, Caspar, upw., 5 mm, 15 cm, Rongeur, Caspar, upw., 2 mm, 18 cm, Rongeur, Caspar, upw., 3 mm, 18 cm, Rongeur, Caspar, upw., 4 mm, 18 cm, Rongeur, Caspar, upw., 5 mm, 18 cm, Rongeur, Caspar, upw., 2 mm, 20 cm, Rongeur, Caspar, upw., 3 mm, 20 cm, Rongeur, Caspar, upw., 4 mm, 20 cm, Rongeur, Caspar, upw., 5 mm, 20 cm, Rongeur, Caspar, downw., 2 mm, 15 cm, Rongeur, Caspar, downw., 3 mm, 15 cm, Rongeur, Caspar, downw., 4 mm, 15 cm, Rongeur, Caspar, downw., 5 mm, 15 cm, Rongeur, Caspar, downw., 2 mm, 18 cm, Rongeur, Caspar, downw., 3 mm, 18 cm, Rongeur, Caspar, downw., 4 mm, 18 cm, Rongeur, Caspar, downw., 5 mm, 18 cm, Rongeur, Caspar, downw., 2 mm, 20 cm, Rongeur, Caspar, downw., 3 mm, 20 cm, Rongeur, Caspar, downw., 4 mm, 20 cm, Rongeur, Caspar, downw., 5 mm, 20 cm, Rongeur, Caspar, str.bayon., 2 mm, 18 cm, Rongeur, Caspar, str.bayon., 3 mm, 18 cm, Rongeur, Caspar, str.bayon., 4 mm, 18 cm, Rongeur, Caspar, str.bayon., 5 mm, 18 cm, Rongeur, Caspar, upw.bayon., 2 mm, 18cm, Rongeur, Caspar, upw.bayon., 3 mm, 18cm, Rongeur, Caspar, upw.bayon., 4 mm, 18cm, Rongeur, Caspar, upw.bayon., 5 mm, 18cm, Rongeur, Caspar, upw., 4 mm, 30 cm, Rongeur, Caspar, downw., 4 mm, 30 cm, Rongeur, Wagner, upw., 4 mm, 20 cm, Rongeur, Wagner, upw., 4 mm, 30 cm, Rongeur, Wagner, downw., 4 mm, 20 cm, Rongeur, Wagner, downw., 4 mm, 30 cm, Rongeur, Wagner, strong mod., 3 mm, 20cm, Rongeur, Wagner, strong mod., 4 mm, 20cm, Rongeur, Wagner, strong mod., 5 mm, 20cm, Rongeur, Richter, str., 1 mm, 18 cm, Rongeur, Richter, upw., 1 mm, 18 cm, Rongeur, Richter, str., 1,5 mm, 18 cm, Rongeur, Richter, upw., 1,5 mm, 18 cm, LAMINECT. FORCEPS, 2X10 MM, STR., 15 CM, LAMINECT. FORCEPS, 2X10 MM, STR., 18 CM, LAMINECT. FORCEPS, 3X10 MM, STR., 12 CM, LAMINECT. FORCEPS, 3X10 MM, STR., 15 CM, LAMINECT. FORCEPS, 4X10 MM, STR., 15 CM, LAMINECT. FORCEPS, 2X10 MM, UPW., 12 CM, LAMINECT. FORCEPS, 2X10 MM, UPW., 15 CM, LAMINECT. FORCEPS, 2X10 MM, UPW., 18 CM, LAMINECT. FORCEPS, 3X10 MM, UPW., 12 CM, LAMINECT. FORCEPS, 4X10 MM, UPW., 15 CM, LAMINECT. FORCEPS, 4X10 MM, UPW., 18 CM, LAMINECT. FORCEPS, 2X10 MM, DOWN, 15 CM, LAMINECT. FORCEPS, 2X10 MM, DOWN, 18 CM, LAMINECT. FORCEPS, 3X10 MM, DOWN, 15 CM, LAMINECT. FORCEPS, 3X10 MM, DOWN, 18 CM, LAMINECT. FORCEPS, 4X10 MM, DOWN, 15 CM, LAMINECT. FORCEPS, 4X10 MM, DOWN, 18 CM, PITIUTARY FCPS., OLDBERG, Ø 8 MM, 25 CM, TUMOR SEIZING FORCEPS, LANDOLT, 27 CM, PITIUTARY FORCEPS, YASARGIL, 25.5 CM, Pituitary forceps, Yasargil,2,2mm,25,5cm, TENSION DEVICE 8 MM SPAN, HOLDING FCPS.F. SMALL PLATES, MARTIN TC-PLATE SHEARS, CHAMPY TC-PLATE SHEARS, LINDORF PLATE HOLDING INSTR.1.0MM SYSTEM, LINDORF PLATE HOLDING INSTRUMENT 1.5MM, LINDORF PLATE HOLDING INSTR.2.0MM MARTIN, LINDORF PLATE HOLDING INSTR.2.0MM CHAMPY, LINDORF PLATE HOLDING INSTR.F.MIDI PLATE, LINDORF PLATE HOLDING INSTRUMENT 2,3 MM, Lindorf plate holding instrument 1.5 Mid, RASSE HOL.FORCEPS F.SOFT TIS.RET.-473-00, RASSE HOL.FORCEPS F.SOFT TIS.RET.-478-00, RASSE HOL.FORCEPS F.SOFT TIS.RET.-479-00, CapFlex Positioner proximal, S, CapFlex Positioner proximal, M, CapFlex Positioner proximal, L, PLATE HOLDING FORCEPS, RECOS ULNA COMPRESSION PLIERS RIGHT, RECOS ULNA COMPRESSION PLIERS LEFT, UHP bone holding forceps, LINOS plate holding and positioning inst, LINOS PLATE-HOLDING FORCEPS, Reduction forceps pointed/pointed, GOIT. SEIZ. FCPS., LAHEY, 3X3 T, 15.5 CM, GOITRE SEIZ. FCPS., LAHEY, 3X3 T., 20 CM, TISSUE FCPS., ALLIS-BABY, 4X5 T., 13 CM, Forceps, tissue, Allis, 2x3 t., 15,5 cm, TISSUE FORCEPS, ALLIS, 4X5 T., 15.5 CM, TISSUE FORCEPS, ALLIS, 5X6 T., 15.5 CM, TISSUE FORCEPS, ALLIS, 5X6 T., 19 CM, TISSUE FORCEPS, ALLIS, 5X6 T., 25.5 CM, ATR. TISSUE FORCEPS, ALLIS, 15.5 CM, ATR. TISSUE FORCEPS, ALLIS, 20 CM, ATR. TISSUE FORCEPS, ALLIS, 24.5 CM, ATR. TISSUE FORCEPS, ALLIS, 30 CM, TISSUE FORCEPS, ALLIS, 11X12 T., 16 CM, TISSUE FORCEPS, BOYS-ALL, 5X6 T.15.5 CM, TISSUE FORCEPS, JUDD, 3X4 T., 15.5 CM, TISSUE FORCEPS, JUDD, 3X4 T., 19 CM, TISSUE FORCEPS, THOMS, 6X7 T., 20.5 CM, TISSUE FORCEPS, ALLIS, 5X6 T., 20 CM, TISSUE FORCEPS, LOCKWOOD, FENEST., 20 CM, TISSUE FCPS., WILLIAMS, FENEST., 16.5 CM, TC-TISSUE FORCEPS, BABCOCK, 16.5 CM, TC-TISSUE FORCEPS, BABCOCK, 21 CM, TISSUE FORCEPS, BABCOCK, 15,5 CM, TISSUE FORCEPS, BABCOCK, 17.5 CM, TISSUE FORCEPS, BABCOCK, 21 CM, TISSUE FORCEPS, BABCOCK, 24 CM, ATR. TISSUE FORCEPS, BABCOCK, 16 CM, ATR. TISSUE FORCEPS, BABCOCK, 21 CM, TC-TISSUE FORCEPS, DUVAL, 20.5 CM, TISSUE FORCEPS, DUVAL, SLIM, 18 CM, TISSUE FORCEPS, DUVAL, SLIM, 20.5 CM, TISSUE FORCEPS, DUVAL, WIDE, 20.5 CM, TISSUE FORCEPS, DUVAL, WIDE, 23 CM, ATR. ORGAN SEIZING FORCEPS, 18 CM, ATR. ORGAN SEIZ. FCPS., SCHEIBE, 20.5 CM, ATR. ORGAN SEIZ. FCPS., SCHEIBE, 23 CM, BIOPSY TIP W. SHAFT, NO. 1, 42 CM, ATR. BIOPSY GRASP. FORCEPS, 15 MM, 38 CM, KIDNEY STONE FCP., RANDALL, NO. 1, 23 CM, KIDNEY STONE FCP., RANDALL, NO. 2, 21 CM, KIDNEY STONE FCP., RANDALL, NO. 3, 19 CM, KIDNEY STONE FCP., RAND., NO. 4, 18.5 CM, GALLSTONE FORCEPS, BLAKE, STR., 21 CM, GALLSTONE FORCEPS, BLAKE, CVD., 20,5 CM, GALLSTONE FORCEPS, MAYO-B., STR., 21 CM, GALLSTONE FORCEPS, MAYO-B., CVD., 21 CM, GALLSTONE FORCEPS, MIXTER, CVD., 22 CM, GALLSTONE FORCEPS, DESJARDINS, NO. 1, GALLSTONE FORCEPS, DESJARDINS, NO. 2, GALL STONE FCPS. FINE CVD. 24 CM, ATR. CAPSULE FORCEPS, MILLIN, 24.5 CM, ATR. CAPSULE FORCEPS, MILLIN, 22.5 CM, CAPSULE FORCEPS, MILLIN, 24.5 CM, CAPSULE FORCEPS, MILLIN, 9X10 T., 22 CM, LIGATURE CARR. FORCEPS, MILLIN, 24 CM, FOREIGN BODY FCPS., MATHIEU, SHAFT 20 CM, FOREIGN BODY FCPS., MATHIEU, SHAFT 30 CM, TENAC. FCPS., SCHROEDER, 1X1 T., 25.5 CM, TENACULUM FORCEPS, BRAUN, 1X1 T., 26 CM, TENACULUM FORCEPS, DUPLAY, S-SH., 28 CM, TENAC. FCPS., SKENE, 1X1 T., CVD., 24 CM, TENACULUM FORCEPS, STR., 2X2 T., 25 CM, TENACULUM FORCEPS, CVD., 2X2 T., 25 CM, TENAC. FCPS., TEALE, CVD., 4X5 T., 23 CM, TENAC. FCPS., IOWA, 5X6 T., CVD., 26 CM, TENAC. FCPS., MUSEUX, 7 MM, 2X2 T., 24CM, TENAC. FCPS., MUSEUX, 9 MM, 2X2 T., 24CM, TENAC. FCPS., MUSEUX, 10MM, 2X2 T., 24CM, MICRO-EAR FORCEPS, CVD. UP, 4X0.6 MM, MICRO-EAR FORCEPS, R., 4X0.6 MM, Micro-ear forceps, r., 4x0.6 mm, MICRO-CUP SHAPED FORCEPS, STR., 4X0.9 MM, Micro-cup shaped forceps, str., 4x0.9mm, MICRO-CUP SHAPED FORCEPS, CVD., 4X0.9 MM, Micro-cup shaped forceps, cvd., 4x0.9mm, MICRO-CUP SHAPED FORCEPS, R., 4X0.9 MM, Micro-cup shaped forceps, r., 4x0.9 mm, MICRO-CUP SHAPED FORCEPS, L., 4X0.9 MM, Micro-cup shaped forceps, l., 4x0.9 mm, MICRO-CUP SHAPED FCPS., STR., 3.5X0.5 MM, Micro-cup shaped fcps., str., 3.5x0.7 mm, MICRO-CUP SHAPED FCPS., CVD., 3.5X0.5 MM, Micro-cup sharped fcps., cvd., 3.5x0.7 m, MICRO-CUP SHAPED FCPS., R., 3.5X0.5 MM, Micro-cup shaped fcps., r., 3.5x0.7 mm, MICRO-CUP SHAPED FCPS., L., 3.5X0.5 MM, Micro-cup shaped fcps., l., 3.5x0.7 mm, WIRE CLOSING FORCEPS, MCGEE, 3.5X0.8 MM, Wire closing forceps, McGee, 3.5x0.8 mm, WIRE CLOSING FORCEPS, MCGEE, 6X0.8 MM, Wire closing forceps, McGee, 6x0.8 mm, MALLEUS NIPPER, UPWARDS, 1.3 MM, Malleus nipper, upwards, 1.5 mm, MALLEUS NIPPER, DOWNWARDS, 1.3 MM, Malleus nipper, downwards, 1.5 mm, MALLEUS NIPPER, RIGHT, 1.3 MM, Malleus nipper, right, 1.5 mm, MALLEUS NIPPER, LEFT, 1.3 MM, Malleus nipper, left, 1.5 mm, INTRODUCING FORCEPS, FULLER, Introducing forceps, Fuller, Nasal fcps., Henckel-Tilley, 6.5mm, 11cm, EAR POLYPUS FCPS., HARTMANN, FINE, 12 CM, EAR POLYPUS FORCPES, HARTMANN, 14 CM, EAR POLYPUS FCPS., HARTMANN-WULLS., 8 CM, EAR POLYPUS FCPS., HARTMANN-WULLS., 1 MM, EAR POLYPUS FORCPES, HARTMANN, 8 CM, EAR FCPS., SPOON-SHA., HARTMANN, 2.0 MM, EAR FCPS., SPOON-SHA., HARTMANN, 2.5 MM, EAR FCPS., SPOON-SHA., HARTMANN, 3.0 MM, EAR POLYPUS FORCEPS, HARTMANN, 3.0 MM, EAR POLYPUS FORCEPS, STRUEMPEL, 8 CM, EAR POLYP. FORCEPS, HARTM.-HOFF., 2.0 MM, Forceps, nasal tampon, Westmacott, 20 cm, NASAL TAMPON FCPS., LUBET-BARBON, 18.5CM, NASAL TAMPON FORCEPS, HARTMANN, 18.5 CM, SEPTUM & VOMER FORCEPS, CRAIG, 16 CM, SEPTUM FORCEPS, CVD. LEFT, 15.5 CM, SEPTUM FORCEPS, CVD. RIGHT, 15.5 CM, SEPTUM FCPS., BRUENINGS, NO. 1, 16.5 CM, SEPTUM FCPS., BRUENINGS, NO. 2, 16.5 CM, SEPTUM FCPS., BRUENINGS, NO. 3, 16.5 CM, SEPTUM FCPS., BRUENINGS, NO. 4, 16.5 CM, ETHMOID. FORCEPS, TAKAHASHI, STR., 19 CM, ETHMOID. FORCEPS, TAKAHASHI, CVD., 19 CM, ETHMOID. FCPS., WATSON-W., SERR., 19 CM, ETHMOID. FCPS., WATSON-WILLIAMS, 19 CM, NASAL CUTTING FORCEPS, WEIL, 19 CM, NASAL CUTT. FCPS., WEIL-BLAKES., 3.0 MM, NASAL CUTT. FCPS., WEIL-BLAKES., 3.5 MM, NASAL CUTT. FCPS., WEIL-BLAKES., 4.5 MM, NASAL CUTT. FCPS., WEIL-BLAKES., 5.5 MM, NASAL CUTT. FCPS., WEIL-BLAKES., 6.0 MM, ETHMOID. FCPS., 45° UPW., NO. 1, 3.0 MM, ETHMOID. FCPS., 45° UPW., NO. 2, 3.5 MM, ETHMOID. FCPS., 45° UPW., NO. 3, 4.5 MM, ETHMOID. FCPS., 45° UPW., NO. 4, 5.0 MM, ETHMOID. FCPS., 90° UPW., NO. 1, 3.0 MM, ETHMOID. FCPS., 90° UPW., NO. 2, 3.5 MM, ETHMOID. FCPS., 90° UPW., NO. 3, 4.5 MM, ETHMOID. FCPS., 90° UPW., NO. 4, 5.0 MM, NASAL CUTTING FCPS., 0.9 MM, 19 CM, NASAL CUTTING FCPS., JAW Ø 5 MM, 19 CM, NASAL CUTTING FCPS., JAW Ø 7 MM, 19 CM, NASAL CUTTING FCPS., JAW Ø 9 MM, 19 CM, NASAL CUTTING FCPS., JAW Ø 11 MM, 19 CM, CARTILAGE CRUSHER, COTTLE, W. CLIP, SEPTUM STRAIGHTENING FCPS., STR., 23 CM, SEPTUM STRAIGHTENING FCPS., L., 23 CM, SEPTUM STRAIGHTENING FCPS., R., 23 CM, SEPTUM STRAIGHT. FORCEPS, ASCH, 22.5 CM, MI Md3,bone holding forceps,19cm, REPOSITION FORCEPS, ROWE, L., 21.5 CM, REPOSITION FORCEPS, ROWE, L., 24 CM, REPOSITION FORCEPS, ROWE, L., 24.5 CM, REPOSITION FORCEPS, ROWE, R., 21.5 CM, REPOSITION FORCEPS, ROWE, R., 24 CM, REPOSITION FORCEPS, ROWE, R., 24.5 CM, BONE HOLDING FORCEPS, JVS, LIGHT, 19 CM, BONE HOLDING FORCEPS, JVS, STRONG, 18 CM, BONE HOLDING FORCEPS, KEEN, L., 17.5 CM, BONE HOLDING FORCEPS, KEEN, R., 17.5 CM, BONE HOLD. FORCEPS, STEINH., STR., 13,5C, BONE HOLD. FORCEPS, STEINH., ANG., 12,5C, BONE HOLDING FORCEPS, WOLFORD, 25 CM, BONE HOLDING FORCEPS, SALYER, 16.5 CM, RAMUS SEPARATOR, SMITH, 23.5 CM, Ramus Separator Smith w. ratchet, 23.5cm, TONSIL SEIZ. FORCEPS, WHITE, CVD., 18 CM, TONSIL FORCEPS, BLOHMKE, 1X2 T., 20 CM, TONSIL FORCEPS, HARTMANN, JAW Ø 13 MM, TONSIL FORCEPS, HARTMANN, JAW Ø 15 MM, EXTRACTING FCPS. ENGL. PAT. FIG. 36N, EXTRACTING FCPS. ENGL. PAT. FIG. 46N, LAWRENCE READ EXTR.FCPS F76, EXTRACTING FCPS. ENGL. PAT. FIG. 351S, EXTR.FCPS.ENGL.PAT.FG 233, FORCEPS MARTIN FINO FIG79, CHILDREN FCPS.AM.PAT.FG23 C, HENAHAN EXTR.FCPS.FIG.1A, EXTR.FCPS.AMERIC.PAT.F.10S, HARRIS EXTR.FCPS.FIG.15, EXTR.FCPS.AMERIC.PAT.FIG 17, HARRIS EXTR.FCPS.FIG.18L, HARRIS EXTR.FCPS.FIG.18R, PARMLY EXTR.FCPS.FIG.32A, CRYER EXTR.FCPS.A.P.FG 150A, EXTRACT. FCPS. AMERIC. PAT. FG 150X, EXTR.FCPS.AMERIC.PAT.FG 150AS, CRYER CHILDREN FCPS.FG.150S, CRYER EXTR. FCPS. AMERIC. PAT. FIG 151X, EXTRACT. FCPS. AMERIC. PAT. FIG 151AS, WITZEL ROOT EXTR. FCPS FIG. 501, WITZEL ROOT EXTR. FCPS, RUBBERDAM PUNCH AMER.PATT, RUBBER DAM CLAMP FORCEPS IVORY, FLAT NOSE PLIERS SMOOTH, GOSLEE FLAT NOSE CONT PLIERS, SCHWARZ CLASP BEND PLIERS M1, SCHWARZ CLASP BEND PLIERS M2, SCHWARZ CLASP BEND PLIERS M3, ANGLE WIRE BENDING PLIERS, UNIV BEND CUTT PLIERS, HOW CRONN AND LIG PLIERS STR, HOW CRONN AND LIG PLIERS CVD, REYNOLDS CONTOURING PLIERS, JOHNSON CONTOURING PLIERS, WIRE NIPPER, OBWEGESER, 12 CM, FLAT NOSE PLIERS, OBWEGESER, 12.5 CM, FLAT NOSE PLIERS, OBWEGESER, 13.0 CM, FLAT NOSE PLIERS, OBWEGESER, 15.0 CM, FLAT NOSE PLIERS, OBWEGESER, 13 CM, TC-WIRE TWISTING FCPS., OBWEGESER, 14 CM, CONTOUR. FORCEPS, CONVEX/CONCAVE, 20 CM, CONTOUR. FORCEPS, CONCAVE/CONVEX, 20 CM, BONE CONTOURING FORCEPS, FLAT, 20 CM, BONE HOLD. FCPS., TESSIER, 5 MM, 16.5 CM, BONE HOLD. FORCEPS, TESSIER, 5 MM, 18 CM, Bone cutting forceps acc. to Tessier, BONE CUTTING FORCEPS, TESSIER.18.5 CM, BONE CUTTING FORCEPS, TESSIER, 22 CM, BONE SHAPING FCPS., ANG. , 11 MM, 22 CM, REPOSITION FORCEPS, L., CHILD, 23 CM, REPOSITION FORCEPS, L., ADULT, 23 CM, REPOSITION FORCEPS, R., CHILD, 23 CM, REPOSITION FORCEPS, R., ADULT, 23 CM, SPREADING FORCEPS, TESSIER, 7 MM, 17 CM, BSSO Bone Hol. Forceps, Nadjmi, 18.5 cm, PLATE CARRIER ACC. ARNETT, 18,5 CM, REPOSITIONING FORCEPS, UNIVERSAL BENDING TOOL, PLATE HOLDING FORCEPS 16 CM, BONE HOLDING FORCEPS LEFT, BONE HOLDING FORCEPS RIGHT, ECKELT REPOSITIONING FORCEPS RIGHT, ECKELT REPOSITIONING FORCEPS LEFT, BONE EXPANDER, MARCHAC, 17.5 CM, PLATE HOLDING FORCEPS, ZURICH II MODULAR, HOLDING FORCEPS F.DISTRACTOR TRACK 1,5MM, HOLDING FORCEPS F. MIKRO DISTRACTORS, HOLDING FORC.MICRO TRACK/TRACK 1.0/1PLUS, HOLDING FORCEPS F.DISTRACTOR TRACK 2,0MM, PLATE HOLDING DEVICE RESORB-X, BONE CLAMP 25 CM, FOR SONICWELD, Nexos repo.pliers, sharp, spheroid, str., Nexos repo.pliers, sharp, spheroid, cvd., Nexos repo.pliers, sharp spheroid, asym., Nexos repo.pliers sharp, 13cm, Nexos repo.pliers, Farabeuf, 26cm, Nexos P. Plate hold. forceps, str., 23cm, Nexos P. Plate hold. forceps, cvd., 23cm, smartD2 repo.pliers, Ø3,5mm, 26,5cm, smartD2 repo.pliers, Ø4,5mm, 26,5cm | O.E.S DISTRIMED | 2023-08-14T00:00:00.000+02:00 | Gebruder Martin GmbH & Co. KG,KLS Martin Platz 1 78532 Tuttlingen Germany | 32-728-21-07, 32-734-26-07, 32-738-16-07, 32-740-21-07, 32-741-32-07, 32-744-27-07, 32-773-27-07, 32-779-23-07, 32-793-25-07, 32-866-22-07, 32-866-28-07, 36-001-01-07, 36-001-01-14, 36-001-06-07, 36-001-06-14, 36-001-07-02, 36-001-07-07, 36-001-07-14, 36-001-08-02, 36-001-08-07, 36-001-08-14, 36-001-09-02, 36-001-09-07, 36-001-09-14, 36-001-11-02, 36-001-11-07, 36-001-11-14, 36-001-16-02, 36-001-16-07, 36-001-16-14, 36-001-21-07, 36-001-21-14, 36-001-26-07, 36-001-26-14, 09-004-93-07, 09-004-94-07, 09-005-54-07, 09-005-55-07, 09-005-56-07, 09-005-57-07, 09-005-58-07, 09-005-59-07, 09-005-60-07, 09-005-61-07, 09-005-62-07, 09-005-63-07, 09-005-64-07, 09-005-65-07, 09-005-66-07, 09-005-67-07, 09-005-68-07, 09-005-69-07, 09-005-70-07, 09-005-71-07, 09-005-72-07, 09-006-34-07, 09-006-42-07, 09-006-86-07, 09-006-87-07, 09-006-88-07, 09-006-89-07, 09-006-97-07, 09-007-11-07, 09-007-12-07, 09-007-13-07, 09-007-14-07, 09-007-15-07, 09-007-17-07, 09-007-18-07, 09-008-13-07, 09-008-14-07, 09-008-49-07, 09-008-50-07, 09-008-51-07, 09-008-55-07, 09-008-56-07, 09-009-31-07, 09-009-32-07, 09-009-33-07, 09-009-41-07, 09-009-42-07, 09-009-43-07, 09-009-44-07, 09-009-45-07, 09-009-49-07, 09-009-56-07, 09-009-67-07, 09-009-70-07, 09-009-72-07, 09-009-76-07, 09-009-99-07, 09-010-01-07, 09-010-02-07, 09-010-03-07, 09-010-04-07, 09-010-05-07, 09-010-06-07, 09-010-07-07, 09-010-08-07, 09-010-09-07, 09-010-67-07, 12-720-13-07, 12-721-13-07, 12-725-11-07, 13-104-14-07, 13-106-18-07, 13-131-24-07, 13-266-25-07, 13-266-26-07, 13-278-17-07, 14-100-22-07, 14-100-27-07, 14-101-22-07, 14-101-27-07, 14-115-13-07, 14-120-17-07, 14-222-20-07, 14-222-22-07, 14-222-27-07, 14-223-20-07, 14-223-22-07, 14-223-27-07, 14-231-40-07, 14-286-25-07, 14-290-25-07, 14-313-26-07, 14-320-24-07, 14-350-25-07, 14-352-18-07, 14-352-20-07, 14-352-25-07, 14-353-25-07, 14-355-18-07, 14-355-20-07, 14-355-25-07, 14-360-25-07, 14-361-25-07, 14-370-18-07, 14-370-25-07, 19-301-15-07, 19-301-20-07, 19-303-25-07, 20-756-15-07, 20-928-12-07, 20-929-12-07, 20-935-14-07, 22-500-01-07, 22-500-02-07, 22-500-11-07, 22-500-12-07, 22-500-15-07, 22-500-20-07, 22-501-15-07, 22-502-01-07, 22-502-18-07, 22-505-17-07, 22-506-18-07, 22-507-18-07, 22-510-15-07, 22-523-01-07, 22-523-25-07, 22-528-00-07, 22-618-00-07, 23-674-16-07, 23-676-15-07, 23-676-19-07, 23-676-24-07, 23-678-00-07, 23-678-01-07, 23-679-11-07, 23-680-13-07, 23-681-20-07, 23-704-14-07, 23-710-20-07, 23-711-20-07, 23-713-20-07, 23-715-19-07, 23-716-19-07, 23-717-12-07, 23-718-17-07, 23-720-14-07, 23-721-09-07, 23-721-14-07, 23-722-21-07, 23-724-21-07, 23-727-20-07, 23-729-16-07, 23-729-24-07, 23-730-17-07, 23-730-21-07, 23-731-19-07, 23-732-23-07, 23-732-26-07, 23-734-26-07, 23-746-23-07, 23-746-25-07, 23-746-28-07, 23-747-23-07, 23-747-25-07, 23-747-28-07, 23-749-15-07, 23-749-19-07, 23-749-24-07, 23-749-26-07, 23-749-28-07, 23-750-33-07, 23-752-33-07, 23-755-01-07, 23-755-02-07, 23-755-03-07, 23-757-01-07, 23-974-16-07, 23-978-13-07, 24-007-01-07, 24-015-52-07, 24-015-53-07, 24-015-54-07, 24-015-65-07, 24-015-66-07, 24-015-68-07, 24-015-69-07, 24-015-70-07, 24-015-71-07, 24-015-72-07, 24-015-74-07, 24-015-75-07, 24-015-76-07, 24-156-24-07, 24-156-36-07, 24-157-24-07, 24-157-36-07, 24-200-08-07, 24-200-25-07, 24-286-20-07, 24-287-20-07, 24-395-23-07, 24-654-20-07, 24-658-21-07, 24-663-19-07, 24-844-82-07, 24-844-83-07, 24-844-86-07, 24-844-87-07, 24-855-10-07, 24-981-05-07, 24-981-05-14, 24-981-06-07, 24-981-06-14, 24-981-07-07, 24-981-07-14, 24-981-08-07, 24-981-08-14, 24-981-09-07, 24-981-09-14, 24-981-10-07, 24-981-10-14, 24-981-11-07, 24-981-11-14, 24-981-12-07, 24-981-12-14, 24-981-13-07, 24-981-13-14, 24-981-14-07, 24-981-14-14, 24-981-15-07, 24-981-15-14, 24-981-16-07, 24-981-16-14, 24-981-25-07, 24-981-25-14, 24-981-26-07, 24-981-26-14, 24-981-27-07, 24-981-27-14, 24-981-28-07, 24-981-28-14, 24-981-29-07, 24-981-29-14, 24-981-30-07, 24-981-30-14, 24-981-31-07, 24-981-31-14, 24-981-32-07, 24-981-32-14, 24-981-33-07, 24-981-33- | Klasa I | Instrumenta kirurgjikale | Instrumenta shumeperdorimeshe
14671 | Dental impression materials | MARLEN/E | 2023-08-16T00:00:00.000+02:00 | Vericom Co., Ltd. 48, Toegyegongdan 1-Gil, Chuncheon-Si, Gangwon-Do, 200-944, Republic of Korea | VF310-SBNB | Klasa I | Silikon per marrje mase | Pajisje dentare
| Vonflex S Bite 0202 |  |  |  | VF320-SBNB
| Vonflex S Bite 0204 |  |  |  | VF360-SBNB
| Vonflex S Bite 0212 |  |  |  | VF310-SBNG
| Vonflex S Bite 2302 |  |  |  | VF320-SBNG
| Vonflex S Bite 2304 |  |  |  | VF360-SBNG
| Vonflex S Bite 2312 |  |  |  | VF310-SBFB
| Vonflex S Bite Q 0202 |  |  |  | VF320-SBFB
| Vonflex S Bite Q 0204 |  |  |  | VF360-SBFB
| Vonflex S Bite Q 0212 |  |  |  | VF310-SBFG
| Vonflex S Bite Q 2302 |  |  |  | VF320-SBFG
| Vonflex S Bite Q 2304 |  |  |  | VF360-SBFG
Vonflex S Bite Q 2312
14795 | ASTOTUBE IFT 40410 | EUROMED | 2023-08-24T00:00:00.000+02:00 | Stihler Electronic GmbH Julius-Hoelder-Str. 36 70597 Stuttgart Germany | ASTOTUBE IFT 40410 | Klasa IIa | Tuba zgjatimi per ngrohes gjaku njeperdorimesh | Pajisje nje perdorimeshe
14705 | Neuro Balloon Catheter | O.E.S DISTRIMED | 2023-08-29T00:00:00.000+02:00 | Integra LifeSciences Switzerland SARL Floor 2,Rue Girardet 29 Le Locle CH-2400 Switzerland | 7CBD10 | Klasa I | Kateter me ballon per neurokirurgji,perdorim spitalor | Pajisje nje perdorimeshe
14713 | Non-sterile elastic bandages,elastoBAND FLEX,Elastic supporting bandage, woven, non-sterile,8cm x 4m, Non-sterile elastic bandages,elastoBAND FLEX,Elastic supporting bandage, woven, non-sterile8cm x 4m, Non-sterile elastic bandages,elastoBAND FLEX,Elastic supporting bandage, woven, non-sterile,8cm x 5m, Non-sterile elastic bandages,elastoBAND FLEX,Elastic supporting bandage, woven, non-sterile8cm x 5m, Non-sterile elastic bandages,elastoBAND FLEX,Elastic supporting bandage, woven, non-sterile,10cm x 4m, Non-sterile elastic bandages,elastoBAND FLEX,Elastic supporting bandage, woven, non-sterile10cm x 5m, Non-sterile elastic bandages,elastoBAND FLEX,Elastic supporting bandage, woven, non-sterile,10cm x 5m, Non-sterile elastic bandages,elastoBAND FLEX,Elastic supporting bandage, woven, non-sterile,12cm x 4m, Non-sterile elastic bandages,elastoBAND FLEX,Elastic supporting bandage, woven, non-sterile,12cm x 5m, Non-sterile elastic bandages,elastoBAND FLEX,Elastic supporting bandage, woven, non-sterile,15cm x 4m, Non-sterile elastic bandages,elastoBAND FLEX,Elastic supporting bandage, woven, non-sterile,15cm x 5m | GREEMED | 2023-08-31T00:00:00.000+02:00 | ZARYS International Group Spółka z ograniczoną odpowiedzialnością, spółka komandytowa ul. Pod Borem 18 41-808 Zabrze Poland | OE08400, OE08400-E, OE08400P, OE08400P-E, OE08500, OE08500-E, OE08500P, OE08500P-E, OE10400, OE10400-E, OE10400P, OE10400P-E, OE10500, OE10500-E, OE10500P, OE10500P-E, OE12400, OE12400-E, OE12400P, OE12400P-E, OE12500, OE12500-E, OE12500P, OE12500P-E, OE15400, OE15400-E, OE15400P, OE15400P-E, OE15500, OE15500-E, OE15500P, OE15500P-E | Klasa I | Bandazh elastik josteril | Tjeter
14517 | Hearing aid fitting/programming application software, Beltone , Air-Conduction Hearing Aid, Beltone Imagine, Beltone Achieve | OTOFON | 2023-07-05T00:00:00.000+02:00 | Beltone A/S Lautrupbjerg 7 DK-2750 Ballerup Denmark | N/A, SOLUS MAX, n/a, IMP963-DRW; IMP663-DRW; IMP463-DRW; | Klasa IIa | Softuer qe perdoret për montimin/programimin e aparateve të dëgjimit. | Tjeter
IMP1763-DRW, IMP964-DRW; IMP664-DRW; IMP464-DRW;
[5 empty] | IMP1764-DRW, IMP963-DRWC; IMP663-DRWC; IMP463-DRWC; |  | , Aparat dëgjimi qe perdoret tek pacientet qe kane probleme me degjimin.
IMP1763-DRWC, IMG976-DWC; IMG972-DWC;
IMG676-DWC; IMG672-DWC;
IMG476-DWC; IMG472-DWC;
IMG1776-DWC; IMG1772-DWC;, IMG986-DWHC; IMG986-DWC;
IMG686-DWHC; IMG686-DWC;
IMG486-DWHC; IMG486-DWC;
IMG1786-DWHC; IMG1786-DWC;, IMG9ITC-DWC-UP; IMG9ITC-DWC-MP; IMG9ITC-DWC-LP; IMG9ITC-DWC-HP;
IMG6ITC-DWC-UP; IMG6ITC-DWC-MP; IMG6ITC-DWC-LP; IMG6ITC-DWC-HP;
IMG4ITC-DWC-UP; IMG4ITC-DWC-MP; IMG4ITC-DWC-LP; IMG4ITC-DWC-HP;
IMG17ITC-DWC-UP; IMG17ITC-DWC-MP; IMG17ITC-DWC-LP; IMG17ITC-DWC-HP;, IMG9ITE-DWC-UP; IMG9ITE-DWC-MP; IMG9ITE-DWC-HP;
IMG6ITE-DWC-UP; IMG6ITE-DWC-MP; IMG6ITE-DWC-HP;
IMG4ITE-DWC-UP; IMG4ITE-DWC-MP; IMG4ITE-DWC-HP;
IMG17ITE-DWC-UP; IMG17ITE-DWC-MP; IMG17ITE-DWC-HP;, IMG963-DRW; IMG663-DRW; IMG463-DRW;
IMG1763-DRW;, IMG964-DRW; IMG664-DRW; IMG464-DRW;
IMG1764-DRW;, IMG963-DRWC; IMG663-DRWC; IMG463-DRWC;
IMG1763-DRWC, IMP976-DWC; IMP972-DWC;
IMP676-DWC; IMP672-DWC;
IMP476-DWC; IMP472-DWC;
IMP1776-DWC; IMP1772-DWC;, IMP986-DWC; IMP686-DWC; IMP486-DWC;
IMP1786-DWC;, IMP9ITC-DWC-UP;; IMP9ITC-DWC-MP IMP9ITC-DWC-LP ;IMP9ITC-DWC-HP;
IMP6ITC-DWC-UP; IMP6ITC-DWC-MP ;IMP6ITC-DWC-LP; IMP6ITC-DWC-HP;
IMP4ITC-DWC-UP; IMP4ITC-DWC-MP; IMP4ITC-DWC-LP; IMP4ITC-DWC-HP;
IMP17ITC-DWC-UP ;IMP17ITC-DWC-MP; IMP17ITC-DWC-LP; IMP17ITC-DWC-HP;, IMP9ITE-DWC-UP; IMP9ITE-DWC-MP; IMP9ITE-DWC-HP;
IMP6ITE-DWC-UP; IMP6ITE-DWC-MP; IMP6ITE-DWC-HP;
IMP4ITE-DWC-UP; IMP4ITE-DWC-MP; IMP4ITE-DWC-HP;
IMP17ITE-DWC-UP; IMP17ITE-DWC-MP; IMP17ITE-DWC-HP;, IMP963-DRW; IMP663-DRW; IMP463-DRW;
IMP1763-DRW;, IMP964-DRW; IMP664-DRW; IMP464-DRW;
IMP1764-DRW;, IMP963-DRWC; IMP962-DRWC;
IMP663-DRWC; IMP662-DRWC;
IMP463-DRWC; IMP462-DRWC;
IMP1763-DRWC; IMP1762-DRWC;, IMG986-DWHC ;IMG986-DWC;
IMG686-DWHC; IMG686-DWC;
IMG486-DWHC; IMG486-DWC;
IMG1786-DWHC; IMG1786-DWC;, IMG963-DRW; IMG663-DRW ;IMG463-DRW;
IMG1763-DRW;, IMG964-DRW; IMG664-DRW ;IMG464-DRW;
IMG1764-DRW;, IMG963-DRWC; IMG663-DRWC ;IMG463-DRWC;
IMG1763-DRWC;, IMP9CIC-MP; IMP9CIC-LP; IMP9CIC-HP;
IMP6CIC-MP; IMP6CIC-LP ;IMP6CIC-HP;
IMP4CIC-MP ;IMP4CIC-LP ;IMP4CIC-HP;
IMP17CIC-MP; IMP17CIC-LP; IMP17CIC-HP;, IMG9CIC-MP; IMG9CIC-LP; IMG9CIC-HP;
IMG6CIC-MP ;IMG6CIC-LP; IMG6CIC-HP;
IMG4CIC-MP; IMG4CIC-LP ;IMG4CIC-HP;
IMG17CIC-MP; IMG17CIC-LP ;IMG17CIC-HP;
14443 | LuxoOR™ Revalia™ (LX3 LED) Ophtalmic Microscope System , LuxoOR Revalia (LX3 LED) Q-VUE 200 MM, LuxoOR Revalia (LX3 LED) Q-VUE 175 MM, LuxoOR Revalia (LX3 LED) 175 MM, LX3 LED Stand, LED Small Parts Kit, Binocular 0-215, Binocular 0-215 , 12.5x, Warm White LED Module , Cool White LED Module, Mixed White LED Module , Lens Objective WD200, LuxOR™ Ophtalmic Microscope Foot Controller | PEGASUS. | 2023-07-06T00:00:00.000+02:00 | Alcon Laboratories , Inc. 6201 South Freeway Fort Worth , Texas 76134-2099 | NA see below components, 8065753071, 8065753072, 8065753073, 8065753095, 8065753082, 8065752306, 8065000324, 8065753084, 8065753085, 8065753086, 8065752391, 8065752566 | Klasa I | Eshte mikroskop qe perdoret ne kirurgjine e kataraktit ne okulistike., Eshte koke optike e mikroskopit qe perdoret ne kirurgjine e kataraktit Luxor Revalia., Eshte kontrolluesi i kembes (pjese perberese) se mikroskopit optik Luxor Revalia. | Pajisje oftalmike dhe optike
14543 | ATOPREL EMOLLIENT CLASSIC-200ML | FUFARMA | 2023-07-12T00:00:00.000+02:00 | FREZYDERM S.A. 4TH TATOIOU AV. METAMORFOSSI, ATHENS 144 51 GREECE | ATOPREL EMOLLIENT CLASSIC - 200ml | Klasa IIa | Krem emolient i cili lehteson simptomat e dermatitit atopik dhe ekzematoik. Kontribuon gjithashtu ne tendencen e lekures per te pesuar terheqje si pasoje e tharjes se saj. | Tjeter
14552 | Noble and not noble alloys and solders for dental use/ KERAMIT BIO, Noble and not noble alloys and solders for dental use/ PAL KERAMIT, Noble and not noble alloys and solders for dental use/ CERAM SOLDER LF, Noble and not noble alloys and solders for dental use/ SOLDER LV 15, Noble and not noble alloys and solders for dental use/ SOLDER LV WIRE | ÇENE | 2023-07-11T00:00:00.000+02:00 | NOBIL METAL S.P.A. / Strada San Rocco 28 14018 VILLAFRANCA D'ASTI ITALY | n/a | Klasa IIa | Lidhje dhe saldatura fisnike dhe jo fisnike per perdorim dentar | Pajisje dentare
14544 | Macroduct® Advanced Sweat Collection System, Macroduct® Advanced Electrode Cable Assembly, Macroduct® Advanced Strap Set, Qty 18, Macroduct® Advanced Strap Set, Qty 180 | BIOMETRIC ALBANIA | 2023-07-11T00:00:00.000+02:00 | ELITechGroup Inc. - Address: 370 West 1700 South, Logan, Utah 84321-8212, USA | 3710, AC-203, SS-269, SS270 | Klasa IIa | Pajisje per grumbullimin e djerses, Aksesor I pajisjes Macroduct® | Produkte per institucione te kujdesit shendetesor
14504 | Small Sealable Containers , Macroduct Advanced Collector Assembly, NoDye , Macroduct Advanced Collector Assembly | BIOMETRIC ALBANIA | 2023-07-18T00:00:00.000+02:00 | ELITechGroup Inc. - Address: 370 West 1700 South, Logan, Utah 84321-8212, USA | Small Sealable Containers , Macroduct Advanced Collector Assembly, NoDye , Macroduct Advanced Collector Assembly | Klasa I | Kontenitor për grumbullimin dhe transportin e mostrave të djersës për analizën e Fibrozës Cistike (CF) me Macroduct® Advanced Model 3710 (Supply Kits SS-268, SS-268-ND), Kolektor për grumbullimin dhe transportin e mostrave të djersës për analizën e Fibrozës Cistike (CF) me Macroduct® Advanced Model 3710 (Supply Kits SS-268, SS-268-ND) | Produkte per institucione te kujdesit shendetesor
14503 | Diamond Polishing Paste 3,0 G/1,0 Microns, Diamond Polishing Paste 3,0 G/3,0 Microns, Diamond Polishing Paste 3,0 G/ 6,0 Microns, Diamond Polishing Paste 6,0 G/ 1,0 Microns, Diamond Polishing Paste 6,0 G/ 3,0 Microns, Diamond Polishing Paste 6,0 G/ 6,0 Microns | Primary Dental | 2023-07-24T00:00:00.000+02:00 | 3R Indústria e Comércio Ltda Ptolomeu, 290 – CEP: 04762-040 - São Paulo – SP – Brasil | 10.213.001, 10.213.002, 10.213.003, 10.213.004, 10.213.005, 10.213.006 | Klasa I | Paste abrazive me grimca diamanti per lemimin dhe shkelqimin e siperfaqeve te mbushjeve | Pajisje dentare
14502 | Full stainless steel saw blade (no abrasive) – 4.00mm, Diamond Stainless Steel Abrasive Strips - 2.5 – Special, Diamond Stainless Steel Abrasive Strips - 4,0 – Special, Center Spaced Stainless Steel Diamond Strips - 2.5mm – Fine, Center Spaced Stainless Steel Diamond Strips – 4,0 mm – Fine, Center Spaced Stainless Steel Diamond Strips – 2,5 mm – Medium, Center Spaced Stainless Steel Diamond Strips – 4,0 mm – Medium, Center Spaced Stainless Steel Diamond Strips – 2,5 mm – Coarse, Center Spaced Stainless Steel Diamond Strips – 4,0 mm – Coarse, Stainless Steel Diamond Saw Blade Strip - 2.5mm – Fine, Stainless Steel Diamond Saw Blade Strip - 2.5mm – Medium, Stainless Steel Diamond Saw Blade Strip - 2.5mm – Coarse, Diamond Stainless Steel Abrasive Strips - 2.5 - Perforated, Diamond Abrasive Strips in Stainless Steel - 4.0 – Perforated, Serrated stainless steel strip - 2.5mm | Primary Dental | 2023-07-24T00:00:00.000+02:00 | 3R Indústria e Comércio Ltda Ptolomeu, 290 – CEP: 04762-040 - São Paulo – SP – Brasil | 10.303.001, 10.309.001, 10.309.002, 10.309.003, 10.309.004, 10.309.005, 10.309.006, 10.309.007, 10.309.008, 10.350.021, 10.350.022, 10.350.023, 10.350.024, 10.350.025, 10.350.001 | Klasa I | Shirit strips abraziv prej celiku inoksidabel me veshje grimcash diamanti per lemimin e siperfaqes se dhembit dhe ndermjet dhembeve | Pajisje dentare
14624 | Access Ostase (Reagent Pack), Access Ostase( Calibrators), Access Ostase (QC) | GENIUS SHPK | 2023-07-18T00:00:00.000+02:00 | Beckman Coulter Inc . - 250 South Kraemer Blvd. Brea, California 92821,USA | 37300, 37305, 37309 | In vitro | Reagent imunologjik diagnostifikues in vitro e destinuar per matjen sasiore te fosfataze alkaline(BAP) te kockave ne serumin e njeriut dhe ne plazem,nepermjet instrumentave imunologjik Access , me perdorimin e tubave lituim heparin dhe sodium heparin . Kjo pajisje synohet te perdoret si nje ndihme ne menaxhimin e osteoporozes pas menopauzes dhe semundjes se Paget., Reagent imunologjik diagnostifikues in vitro e destinuar per te kalibruar analizen e Access Ostazes per matjen sasiore te fosfatazes alkaline kockore(BAP), nje indikator i aktivitetit osteoblastik, ne serumin dhe plazmen e njeriut nepermjet instrumentave imunologjik Access , me perdorimin e tubave lituim heparin dhe sodium heparin ., Reagent imunologjik diagnostifikues in vitro e destinuar per te monitoruar sistemin e performances te analizes se Access Ostase nepermjet instrumentave imunologjik Access. | Pajisje te diagnostifikimit in vitro
14592 | ANALOGS SPACERS, OT CAP- OT CAP TECHNO, OT EQUATOR -OT BRIDGE, OT REVERSE, OT STRATEGY, SPHERO BLOCK-FLEX, PLUS, COMPONENTS FOR SCREW-RETAINED FIXED PROSTHESES | DENTAL LEADER -CORSI | 2023-08-10T00:00:00.000+02:00 | Rhein83 S.R.L. via zago,10/ABC-40128 Bologna Italy | NA, 100SAM, 100SAN, 044PP22, 044PPM, 044PPN, 044ZIPPM, 239SSM, 239SSN, 240473803, 240483803, 240502003, 240512003, 3205600, 3205601, PM001-10, PM001-50, PM002-10, PM002-50, PM005-10, Z-ILZ-LA, 144AE, 144.AE, 144AE., 144AE-IQ, 144AE-DIO, 144AEY, 144AVC4, 144AVC5, 339SSE, 50144AE, 56-50041, 902647, 902661, 983315, AAE-10, AAE-100, AAE-50, AI502, ATE4BH-500, ATE5BH-500, ATEBH-500, EQ1010, ETK102, ETK102-AT, HEQU001, K144AE, MF144AE, OC144AE, PFONAP, POLANA040, PFONAP POLANA050, POTA1, RH144AE, Z-EQ-LA, 121AAR, PM003-50, 044PPS, 240522003, 1900196, 1900197, 044ABM, 044ABN, ATP-50, ATP-10, 16041, 144ATP, 144ATP-HE, 144ATP-DA, FA003, FA005, FA006, FAAE, FPE001, FPE004, OMGSG2-50 | Klasa I | Komponent dhe instrumenta per proteze dentare | Pajisje dentare
14581 | Plaque Photo, Re-Cord, Vision Prophy Paste, Vision Prophy Powder | Primary Dental | 2023-08-04T00:00:00.000+02:00 | dent a pharm, Produktionsgesellschaft mbH, Schusterring 35, 25355 Barmstedt, Gjermani | WP5001/WP5016/WP5034, WP4918/WP4917/WP4916/WP4915/WP4921, WP61391WP614O/WP6120, WP4913/WP4914/WP4933 | Klasa I | Pllake e polimerizueshme per nofullen e siperme per kryerjen e lugeve individuale per mase, Fill dentatar per spostimin provizor te gingives marginale\, Paste abrazive per pastrimin dhe lemimin e siperfaqes se dhembit dhe profilaksie per kariesin, Pluhur abraziv per pastrimin dhe lemimin e siperfaqes se dhembit dhe profilaksie per kariesin | Pajisje dentare
14689 | React TM Catheter | O.E.S DISTRIMED | 2023-08-07T00:00:00.000+02:00 | Micro Therapeutics, Inc. DBA ev3 Neurovascular 9775 Toledo Way Irvine, CA 92618 USA | REACT-68, REACT-71 | Klasa III | Kateter per perdorim ne terapite mini-invazive | Pajisje nje perdorimeshe
14724 | 1151400 CALiaGold Sample diluent | AESKULAP | 2023-08-08T00:00:00.000+02:00 | Sentinel CH. S.p.A, Via Robert Koch, 2, 20152 Milano (Italy) | 1151400 CALiaGold Sample diluent | In vitro | Hollues qe perdoret per testin e kalprotektinës ne mostren e feces. | Pajisje laboratori
14733 | Axis-Shield Liquid Stable(LS) 2-Part -Homocysterine Reagent | GENIUS SHPK | 2023-08-09T00:00:00.000+02:00 | Axis Shield Diagnostics Ltd - Luna Place The Technology Park Dundee DD2 1XA United Kingdom | FHBC100,B08176 | In vitro | Reagent diagnostifikues in vitro biokimik i destinuar per percaktimin kuantitativ te homocisteinit total ne serumin dhe plazmen e njerezve. Kjo pajisje mund te ndihmoje ne diagnozen dhe trajtimin e pacienteve te dyshuar per te pasur hiperhomocisteinemi dhe homocistinuri. | Pajisje te diagnostifikimit in vitro
14672 | Medical masks,model:BETAtex,medical mask disposable with earloops,type II,blue, Medical masks,model:BETAtex,medical mask disposable with earloops,type II,green, Medical masks,model:BETAtex,medical mask disposable with earloops,type II,pink, Medical masks,model:BETAtex,medical mask disposable with earloops,type II,white, Medical masks,model:BETAtex,medical mask disposable with earloops,type II R, blue, Medical masks,model:BETAtex,medical mask disposable with earloops,type II R, green, Medical masks,model:BETAtex,medical mask disposable with earloops,type II R,pink, Medical masks,model:BETAtex,medical mask disposable with earloops,type II R, white, Medical masks,model:BETAtex,medical mask disposable with ties,type II,BLUE, Medical masks,model:BETAtex,medical mask disposable with ties,type II,green, Medical masks,model:BETAtex,medical mask disposable with ties,type II,pink, Medical masks,model:BETAtex,medical mask disposable with ties,type II,white, Medical masks,model:BETAtex,medical mask disposable with ties,type II R,BLUE, Medical masks,model:BETAtex,medical mask disposable with ties,type II R,green, Medical masks,model:BETAtex,medical mask disposable with ties,type II R,pink, Medical masks,model:BETAtex,medical mask disposable with ties,type II R,white | GREEMED | 2023-08-22T00:00:00.000+02:00 | ZARYS International Group Spółka z ograniczoną odpowiedzialnością, spółka komandytowa ul. Pod Borem 18 41-808 Zabrze Poland | BT-046-31B, BT-046-31G, BT-046-31P, BT-046-31W, BT-046-R31B, BT-046-R31G, BT-046-R31P, BT-046-R31W, BT-046-32B, BT-046-32G, BT-046-32P, BT-046-32W, BT-046-R32B, BT-046-R32G, BT-046-R32P, BT-046-R32W | Klasa I | Maske njeperdorimshme me llastik dhe lidhese | Tjeter
14788 | ARCHITECT Tacrolimus Whole Blood Precipitation Reagent, ARCHITECT Tacrolimus Reagent Kit | PEGASUS. | 2023-08-22T00:00:00.000+02:00 | Abbott Ireland Diagnostics Division, Finisklin Business Park Sligo, Ireland | 1L7725, 1l7755, 1L7701 | In vitro | Jane reagente qe perdoren per analzien sasiore te takrolimusit ne gjak me aparatin Architect, Jane reagente qe perdoren per precipitimin ne analizen sasiore te tacrolimusit ne gjak me sistemin Architect, Jane reagente kalibratore te analizes sasiore te tacrolimusit ne gjak me sistemin ARCHITECT | Pajisje te diagnostifikimit in vitro
14584 | Non-Absorbable surgical suture with or without needle/WEGO-Polypropylene, Non-Absorbable surgical suture with or without needle/WEGO-POLYESTER, Non-Absorbable surgical suture with or without needle/WEGO-PVDF, Non-Absorbable surgical suture with or without needle/WEGO-PTFE | O.E.S DISTRIMED | 2023-07-10T00:00:00.000+02:00 | Foosin Medical Supplies Inc., Ltd. No.20,Xingshan Road, Weihai Torch Hi-tech Science Park,264210 Weihai, Shandong Province, PEOPLE'S REPUBLIC OF CHINA | Various codes | Klasa III | Sutura kirurgjikale je te absorbueshme me ose pa age | Pajisje nje perdorimeshe
14553 | REVANESSE CONTOUR+WITH LIDOCAINE 1.2 ML PN 40111 | PHARMAWEST | 2023-07-26T00:00:00.000+02:00 | PROLLENIUM MEDICAL TECHNOLOGIES,Inc 138 Industrial ParwayN, AURORA ,ON,CANADA L4G 4C3 29 EAST WILMOT ST. RICHMOND HILL, ON, CANADA L4B 1A3 | PN 40111 | Klasa III | Filler me përmbajtje xheli Acid Hialuronik i cili përdoret për rikuperimin e humbjes të volumit dhe korrigjimin e kontureve dhe deformimeve. Përdoret për rrudhat e fytyrës, përmirësim volumi, mbushe buzësh , hidratim në lëkurë dhe konturimin e dëmtimeve nga injektimet e mëparshme në indet e buta. | Pajisje te implantueshme jo aktive
14508 | ChloroChek® Chloridometer® Sweat Chloride Analyzer, Reagent Set (37 x 10 mL of SS-248BS, 1x30 mL of SS-248GS), Sweat Controls, L1, L2, L3 12 ea., 36x0.75mL, ChloroChek® Standard Solution, 100 mmol/L, 10x1mL | BIOMETRIC ALBANIA | 2023-07-11T00:00:00.000+02:00 | ELITechGroup Inc. - Address: 370 West 1700 South, Logan, Utah 84321-8212, USA | 3400, SS-248, SS-150, SS-251 | In vitro | Analizator i klorurit të djersës (Pajisje), Reagent per Analizatorin ChloroChek® Chloridometer®, Kontrolle per analizat e djerses per Analizatorin ChloroChek® Chloridometer®, Solucion Standard ChloroChek per Analizatorin ChloroChek® Chloridometer® | Pajisje te diagnostifikimit in vitro
14649 | Dermalux Flex MD | LASER MED | 2023-07-24T00:00:00.000+02:00 | Aesthetic Technology Ltd Unit 211 Europa Boulevard Warrington Cheshire WA57TN Mbreteria e Bashkuar (UK) | MD1402 | Klasa IIa | Pajisje mjekesore me sistem fototerapie LED (Diode qe leshon drite) per trajtimin e akneve, psoriazes, sherimin e plageve dhe dhimbjeve te sistemit muskoloskeletik | Tjeter
14726 | Dental X-Ray Generator Ai Ray | MOTO-MANIA | 2023-08-08T00:00:00.000+02:00 | Guilin Woodpecker Medical Instrument Co.,Ltd.Add , Information Industrial Park,Guilin National High-Tech Zone,Guilin,Guangxi, 541004 P.R.China | Dental X-Ray Generator Ai Ray | Klasa IIb | Grafi Dore | Pajisje dentare
14697 | DENTAL IMPLANT UNIT ,IMPLANT AIR .IMPLANT PILOT,IMPLANT SMART | MOTO-MANIA | 2023-08-08T00:00:00.000+02:00 | Guilin Woodpecker Medical Instrument Co.,Ltd.Add , Information Industrial Park,Guilin National High-Tech Zone,Guilin,Guangxi, 541004 P.R.China | DENTAL IMPLANT UNIT ,IMPLANT AIR .IMPLANT PILOT,IMPLANT SMART | Klasa IIa | MOTOR IMPLANTI | Pajisje dentare
14734 | Axis-Shield Homocysteine Controls, Axis-Shield Bi-Level Homocysteine Controls | GENIUS SHPK | 2023-08-09T00:00:00.000+02:00 | Axis Shield Diagnostics Ltd - Luna Place The Technology Park Dundee DD2 1XA United Kingdom | FHCY200,B08177, FHCY200SL | In vitro | Reagent diagnostifikues in vitro biokimik i destinuar per perdorim si nje mostre e kontrollit te cilesise per testimin e kontrolluar kur perdoret per matjen kuantitative te L-homocisteinit total ne serum ose plazme te njeriut., Reagent diagnostifikues in vitro biokimik i destinuar per perdorim si nje mostre e kontrollit te cilesise per testimin e kontrolluar kur perdoret per matjen kuantitative te L-homocisteinit total ne serum ose plazme te njeriut, per vlerat e larta dhen te ulta Bi-level. | Pajisje te diagnostifikimit in vitro
14605 | MicroStop 60X30X13, MicroStop 30X19X9, Lid f. Microstop, 30x30 cm, K. Storz, Tub., Cont. MS., 30x30x11 cm,Handle,grey, Tub., Cont. MS., 30x30x14 cm,Handle,grey, Tub., Cont. MS., 30x30x16 cm,Handle,grey, Tub., Cont. MS., 30x30x21 cm,Handle,grey, Tub., Cont. MS., 30x30x27 cm,Handle,grey, Container, Microstop, 30x30x11cm,K.Storz, CONTAINER MS, 30X30X11 CM, HANDLE GREY, CONTAINER MS, 30X30X14 CM, HANDLE GREY, Container, Microstop, 30x30x14cm,K.Storz, Container, Microstop, 30x30x16cm,K.Storz, CONTAINER MS, 30X30X16 CM, HANDLE GREY, Container, Microstop, 30x30x21cm,K.Storz, CONTAINER MS, 30X30X21 CM, HANDLE GREY, CONTAINER MS, 30X30X27 CM, HANDLE GREY, Lid, MS II, 2018, 30x30 cm, Tub., Cont. MS., 47x30x11 cm,Handle,grey, Tub., Cont. MS., 47x30x14 cm,Handle,grey, Tub., Cont. MS., 47x30x16 cm,Handle,grey, CONTAINER MS, 47X30X11 CM, HANDLE GREY, CONTAINER MS, 47X30X14 CM, HANDLE GREY, CONTAINER MS, 47X30X16 CM, HANDLE GREY, Lid, MS II, 2018, 47x30 cm, Lid f. Microstop, 60x30 cm, K. Storz, Tub., Cont. MS., 60x30x11 cm,Handle,grey, Tub., Cont. MS., 60x30x14 cm,Handle,grey, Tub., Cont. MS., 60x30x16 cm,Handle,grey, Tub., Cont. MS., 60x30x21 cm,Handle,grey, Tub., Cont. MS., 60x30x27 cm,Handle,grey, CONTAINER MS, 60X30X11 CM, HANDLE GREY, Container, Microstop, 60x30x11cm,K.Storz, Container, Microstop, 60x30x14cm,K.Storz, CONTAINER MS, 60X30X14 CM, HANDLE GREY, CONTAINER MS, 60X30X16 CM, HANDLE GREY, Container, Microstop, 60x30x16cm,K.Storz, Container, Microstop, 60x30x21cm,K.Storz, CONTAINER MS, 60X30X21 CM, HANDLE GREY, CONTAINER MS, 60X30X27 CM, HANDLE GREY, Lid, MS II, 2018, 60x30 cm, Tub., Cont. MS., 30x30x11 cm,Handle, red, Tub., Cont. MS., 30x30x14 cm,Handle, red, Tub., Cont. MS., 30x30x16 cm,Handle, red, Tub., Cont. MS., 30x30x21 cm,Handle, red, Tub., Cont. MS., 30x30x27 cm,Handle, red, CONTAINER MS, 30X30X11 CM, HANDLE RED, CONTAINER MS, 30X30X14 CM, HANDLE RED, CONTAINER MS, 30X30X16 CM, HANDLE RED, CONTAINER MS, 30X30X21 CM, HANDLE RED, CONTAINER MS, 30X30X27 CM, HANDLE RED, Tub., Cont. MS., 47x30x11 cm,Handle, red, Tub., Cont. MS., 47x30x14 cm,Handle, red, Tub., Cont. MS., 47x30x16 cm,Handle, red, CONTAINER MS, 47X30X11 CM, HANDLE RED, CONTAINER MS, 47X30X14 CM, HANDLE RED, CONTAINER MS, 47X30X16 CM, HANDLE RED, Tub., Cont. MS., 60x30x11 cm,Handle, red, Tub., Cont. MS., 60x30x14 cm,Handle, red, Tub., Cont. MS., 60x30x16 cm,Handle, red, Tub., Cont. MS., 60x30x21 cm,Handle, red, Tub., Cont. MS., 60x30x27 cm,Handle, red, CONTAINER MS, 60X30X11 CM, HANDLE RED, CONTAINER MS, 60X30X14 CM, HANDLE RED, CONTAINER MS, 60X30X16 CM, HANDLE RED, CONTAINER MS, 60X30X21 CM, HANDLE RED, CONTAINER MS, 60X30X27 CM, HANDLE RED, Tub., Cont. MS., 30x30x11 cm,Handle,blue, Tub., Cont. MS., 30x30x14 cm,Handle,blue, Tub., Cont. MS., 30x30x16 cm,Handle,blue, Tub., Cont. MS., 30x30x21 cm,Handle,blue, Tub., Cont. MS., 30x30x27 cm,Handle,blue, CONTAINER MS, 30X30X11 CM, HANDLE BLUE, CONTAINER MS, 30X30X14 CM, HANDLE BLUE, CONTAINER MS, 30X30X16 CM, HANDLE BLUE, CONTAINER MS, 30X30X21 CM, HANDLE BLUE, CONTAINER MS, 30X30X27 CM, HANDLE BLUE, Tub., Cont. MS., 47x30x11 cm,Handle,blue, Tub., Cont. MS., 47x30x14 cm,Handle,blue, Tub., Cont. MS., 47x30x16 cm,Handle,blue, CONTAINER MS, 47X30X11 CM, HANDLE BLUE, CONTAINER MS, 47X30X14 CM, HANDLE BLUE, CONTAINER MS, 47X30X16 CM, HANDLE BLUE, Tub., Cont. MS., 60x30x11 cm,Handle,blue, Tub., Cont. MS., 60x30x14 cm,Handle,blue, Tub., Cont. MS., 60x30x16 cm,Handle,blue, Tub., Cont. MS., 60x30x21 cm,Handle,blue, Tub., Cont. MS., 60x30x27 cm,Handle,blue, CONTAINER MS, 60X30X11 CM, HANDLE BLUE, CONTAINER MS, 60X30X14 CM, HANDLE BLUE, CONTAINER MS, 60X30X16 CM, HANDLE BLUE, CONTAINER MS, 60X30X21 CM, HANDLE BLUE, CONTAINER MS, 60X30X27 CM, HANDLE BLUE, Tub., Cont. MS.,30x30x11cm,Handle,orange, Tub., Cont. MS.,30x30x14cm,Handle,orange, Tub., Cont. MS.,30x30x16cm,Handle,orange, Tub., Cont. MS.,30x30x21cm,Handle,orange, Tub., Cont. MS.,30x30x27cm,Handle,orange, CONTAINER MS, 30X30X11 CM, HANDLE ORANGE, CONTAINER MS, 30X30X14 CM, HANDLE ORANGE, CONTAINER MS, 30X30X16 CM, HANDLE ORANGE, CONTAINER MS, 30X30X21 CM, HANDLE ORANGE, CONTAINER MS, 30X30X27 CM, HANDLE ORANGE, Tub., Cont. MS.,47x30x11cm,Handle,orange, Tub., Cont. MS.,47x30x14cm,Handle,orange, Tub., Cont. MS.,47x30x16cm,Handle,orange, CONTAINER MS, 47X30X11 CM, HANDLE ORANGE, CONTAINER MS, 47X30X14 CM, HANDLE ORANGE, CONTAINER MS, 47X30X16 CM, HANDLE ORANGE, Tub., Cont. MS.,60x30x11cm,Handle,orange, Tub., Cont. MS.,60x30x14cm,Handle,orange, Tub., Cont. MS.,60x30x16cm,Handle,orange, Tub., Cont. MS.,60x30x21cm,Handle,orange, Tub., Cont. MS.,60x30x27cm,Handle,orange, CONTAINER MS, 60X30X11 CM, HANDLE ORANGE, CONTAINER MS, 60X30X14 CM, HANDLE ORANGE, CONTAINER MS, 60X30X16 CM, HANDLE ORANGE, CONTAINER MS, 60X30X21 CM, HANDLE ORANGE, CONTAINER MS, 60X30X27 CM, HANDLE ORANGE, Tub., Cont. MS.,30x30x11cm,Handle, green, Tub., Cont. MS.,30x30x14cm,Handle, green, Tub., Cont. MS.,30x30x16cm,Handle, green, Tub., Cont. MS.,30x30x21cm,Handle, green, Tub., Cont. MS.,30x30x27cm,Handle, green, CONTAINER MS, 30X30X11 CM, HANDLE GREEN, CONTAINER MS, 30X30X14 CM, HANDLE GREEN, CONTAINER MS, 30X30X16 CM, HANDLE GREEN, CONTAINER MS, 30X30X21 CM, HANDLE GREEN, CONTAINER MS, 30X30X27 CM, HANDLE GREEN, Tub., Cont. MS.,47x30x11cm,Handle, green, Tub., Cont. MS.,47x30x14cm,Handle, green, Tub., Cont. MS.,47x30x16cm,Handle, green, CONTAINER MS, 47X30X11 CM, HANDLE GREEN, CONTAINER MS, 47X30X14 CM, HANDLE GREEN, CONTAINER MS, 47X30X16 CM, HANDLE GREEN, Tub., Cont. MS.,60x30x11cm,Handle, green, Tub., Cont. MS.,60x30x14cm,Handle, green, Tub., Cont. MS.,60x30x16cm,Handle, green, Tub., Cont. MS.,60x30x21cm,Handle, green, Tub., Cont. MS.,60x30x27cm,Handle, green, CONTAINER MS, 60X30X11 CM, HANDLE GREEN, CONTAINER MS, 60X30X14 CM, HANDLE GREEN, CONTAINER MS, 60X30X16 CM, HANDLE GREEN, CONTAINER MS, 60X30X21 CM, HANDLE GREEN, CONTAINER MS, 60X30X27 CM, HANDLE GREEN, Tub., MS Miniset Cont., H=52 mm, TUB F. MS MINISET CONTAINER, H=72 MM, Lid, Miniset Cont., 55-861-50 / -70, Lid f. Microstop, Miniset, K. Storz, MICROSTOP MINISET CONTAINER 310X189X70MM, Microstop, Miniset, 310x189x70mm,K. Sorz, Microstop, Miniset, 310x189x70mm, Geuder, MICROSTOP MINISET CONTAINER 310X189X90MM, Microstop, Miniset, 310x189x90mm,K. Sorz, Microstop, Miniset, 310x189x90mm, Geuder, Seal, MiniSet, w. indicator, 1000 pcs., Seal, MS2, w. indicator, 1000 pcs. | O.E.S DISTRIMED | 2023-08-14T00:00:00.000+02:00 | Gebruder Martin GmbH & Co. KG,KLS Martin Platz 1 78532 Tuttlingen Germany | 03-008-00-02, 03-008-00-08, 55-440-00-80, 55-440-01-04, 55-440-02-04, 55-440-03-04, 55-440-04-04, 55-440-05-04, 55-440-10-04, 55-440-10-80, 55-440-10-83, 55-440-13-04, 55-440-13-80, 55-440-13-83, 55-440-15-04, 55-440-15-80, 55-440-15-83, 55-440-20-04, 55-440-20-80, 55-440-20-83, 55-440-30-04, 55-440-99-04, 55-441-01-04, 55-441-02-04, 55-441-03-04, 55-441-10-04, 55-441-10-83, 55-441-13-04, 55-441-13-83, 55-441-15-04, 55-441-15-83, 55-441-99-04, 55-442-00-80, 55-442-01-04, 55-442-02-04, 55-442-03-04, 55-442-04-04, 55-442-05-04, 55-442-10-04, 55-442-10-80, 55-442-10-83, 55-442-13-04, 55-442-13-80, 55-442-13-83, 55-442-15-04, 55-442-15-80, 55-442-15-83, 55-442-20-04, 55-442-20-80, 55-442-20-83, 55-442-30-04, 55-442-99-04, 55-600-01-04, 55-600-02-04, 55-600-03-04, 55-600-04-04, 55-600-05-04, 55-600-10-04, 55-600-13-04, 55-600-15-04, 55-600-20-04, 55-600-30-04, 55-601-01-04, 55-601-02-04, 55-601-03-04, 55-601-10-04, 55-601-13-04, 55-601-15-04, 55-602-01-04, 55-602-02-04, 55-602-03-04, 55-602-04-04, 55-602-05-04, 55-602-10-04, 55-602-13-04, 55-602-15-04, 55-602-20-04, 55-602-30-04, 55-610-01-04, 55-610-02-04, 55-610-03-04, 55-610-04-04, 55-610-05-04, 55-610-10-04, 55-610-13-04, 55-610-15-04, 55-610-20-04, 55-610-30-04, 55-611-01-04, 55-611-02-04, 55-611-03-04, 55-611-10-04, 55-611-13-04, 55-611-15-04, 55-612-01-04, 55-612-02-04, 55-612-03-04, 55-612-04-04, 55-612-05-04, 55-612-10-04, 55-612-13-04, 55-612-15-04, 55-612-20-04, 55-612-30-04, 55-620-01-04, 55-620-02-04, 55-620-03-04, 55-620-04-04, 55-620-05-04, 55-620-10-04, 55-620-13-04, 55-620-15-04, 55-620-20-04, 55-620-30-04, 55-621-01-04, 55-621-02-04, 55-621-03-04, 55-621-10-04, 55-621-13-04, 55-621-15-04, 55-622-01-04, 55-622-02-04, 55-622-03-04, 55-622-04-04, 55-622-05-04, 55-622-10-04, 55-622-13-04, 55-622-15-04, 55-622-20-04, 55-622-30-04, 55-630-01-04, 55-630-02-04, 55-630-03-04, 55-630-04-04, 55-630-05-04, 55-630-10-04, 55-630-13-04, 55-630-15-04, 55-630-20-04, 55-630-30-04, 55-631-01-04, 55-631-02-04, 55-631-03-04, 55-631-10-04, 55-631-13-04, 55-631-15-04, 55-632-01-04, 55-632-02-04, 55-632-03-04, 55-632-04-04, 55-632-05-04, 55-632-10-04, 55-632-13-04, 55-632-15-04, 55-632-20-04, 55-632-30-04, 55-861-03-04, 55-861-04-04, 55-861-05-04, 55-861-05-80, 55-861-50-04, 55-861-50-80, 55-861-50-81, 55-861-70-04, 55-861-70-80, 55-861-70-81, 55-996-77-04, 55-996-83-04 | Klasa I | Kontenier sterilizimi per instrumenta kirurgjikale | Instrumenta shumeperdorimeshe
14750 | SINGLE STAGE VENOUS DRAINAGE CANNULA, DUAL STAGE VENOUS DRAINAGE CANNULA | BIOMETRIC ALBANIA | 2023-08-15T00:00:00.000+02:00 | Edwards Lifesciences LLC - Adresa: One Edwards Way, Irvine, CA 92614, USA | TF010O90, TF012L, TF012O90, TF014L, TF014O90, TF016L, TF016O90, TF018L, TF018O90, TF020L, TF020O90, TF022L, TF022O90, TF024L, TF024L90, TF024O90, TF026L, TF026L90, TF028L, TF028L90, TF028O90, TF030L, TF030L90, TF032L, TF032L90, TF034L, TF034L90, TF036L, TF036L90, TF038L, TF038L90, TF040L, TF2020O, TF292901, TF292902, TF292902A, TF293702, TF293702A, TF2937O, TF2937OA, TF2937O120, TF3343O, TF3343OA, TF3646O, TF3646O120, TF3646OA, TF3646OA120, TF3646O2, TR2838L, TR3240L, TR3240O, TR3240OA, TR3446L, TR3651B, TRF2937O, TRF2937OA, TRF2937O2, TRF2937O2A, TRF3646O, TRF3646OA, TRF3646O2, TRF3646O2A | Klasa III | Kanjule Drenazhi Venoze (Single Stage) , Kanjule Drenazhi Venoze (Dual Stage) | Produkte per institucione te kujdesit shendetesor
14768 | Tibia Nail(Cannulated), End cap(long), End cap, Locking screw, End Cap, Locking screw I, Tibia Nail, Lag screw, Helical blade, End capⅠ, End capⅡ, End Cap I, End Cap II, End Cap III, Nail, Lag Screw, Locking Screw I, Humeral Nail, Multi Locking Screw, Locking Screw | OrthoNet 360 | 2023-08-17T00:00:00.000+02:00 | CANWELL MEDICAL CO., LTD. No.466 South Xianhua Street, High-Tech Industrial Zone, Jinhua, Zhejiang Province, 321016, P.R. China | 135716428, 135716430, 135716431, 135716433, 135716434, 135716436, 135716437, 135716525, 135716527, 135716528, 135716530, 135716531, 135716533, 135716534, 135716536, 135716537, 135716625, 135716627, 135716628, 135716630, 135716631, 135716633, 135716634, 135716636, 135716637, 135716725, 135716727, 135716728, 135716730, 135716731, 135716733, 135716734, 135716736, 135716737, 135711105, 135711005, 135711010, 135711015, 135711020, 135700026, 135700028, 135700030, 135700032, 135700034, 135700036, 135700038, 135705429, 135705431, 135705432, 135705434, 135705435, 135705437, 135705439, 135705441, 135705525, 135705526, 135705528, 135705529, 135705531, 135705532, 135705534, 135705535, 135705537, 135705539, 135705541, 135705625, 135705626, 135705628, 135705629, 135705631, 135705632, 135705634, 135705635, 135705637, 135705639, 135705641, 135700115, 135700120, 135700125, 135700130, 135700040, 135700044, 135700046, 135700056, 135700068, 135700072, 135700076, 135726401C, 135726402C, 135726403C, 135726404C, 135726405C, 135726406C, 135726407C, 135726408C, 135726409C, 135726411C, 135726412C, 135726513C, 135726514C, 135726515C, 135720002C, 135720003C, 135711024C, 135720225C, 135711026C, 135711028C, 135720230C, 135711032C, 135711034C, 135720235C, 135711036C, 135711038C, 135720240C, 135711042C, 135711044C, 135720245C, 135711046C, 135711048C, 135720250C, 135711052C, 135711054C, 135720255C, 135711056C, 135711058C, 135726516C, 135726517C, 135726518C, 135726519C, 135726501C, 135726502C, 135726503C, 135726504C, 135726505C, 135726506C, 135726507C, 135726508C, 135726509C, 135726511C, 135726512C, 135726713C, 135726714C, 135726715C, 135726716C, 135726717C, 135726718C, 135726719C, 135720001C, 135700042, 135700048, 135700050, 135700052, 135700054, 135700058, 135700060, 135700064, 135700080, 135400024, 135400028, 135400040, 135400044, 135400048, 135400052, 135400056, 135400076, 135710025, 135710030, 135710035, 135710040, 135710045, 135710050, 135710055, 135710060, 135710065, 135710070, 135710075, 135710080, 135710085, 135710090, 135705425, 135705426, 135705428, 135404736, 135404738, 135404740, 135404742, 135400064, 135400068, 135400270, 135400275, 135400280, 135400285, 135400290, 135400295, 135400200, 135400205, 135400210, 135400215, 135400220, 135400375, 135400380, 135400385, 135400390, 135400395, 135400300, 135400305, 135400310, 135400315, 135400320, 135400101, 135400102, 135400103, 135400104, 135400105, 135400106, 135400110, 135400111, 135400112, 135400113, 135400114, 135400115, 135400116, 135400117, 135400118, 135503530, 135503532, 135503534, 135503536, 135503538, 135503540, 135503542, 135503544, 135503546, 135503630, 135503632, 135503634, 135503636, 135503638, 135503640, 135503642, 135503644, 135503646, 135503730, 135503732, 135503734, 135503736, 135503738, 135503740, 135503742, 135503744, 135503746, 135503830, 135503832, 135503834, 135503836, 135503838, 135503840, 135503842, 135503844, 135503846, 135504530, 135504532, 135504534, 135504536, 135504538, 135504540, 135504542, 135504544, 135504546, 135504630, 135504632, 135504634, 135504636, 135504638, 135504640, 135504642, 135504644, 135504646, 135504730, 135504732, 135504734, 135504736, 135504738, 135504740, 135504742, 135504744, 135504746, 135504830, 135504832, 135504834, 135504836, 135504838, 135504840, 135504842, 135504844, 135504846, 135400020, 135400032, 135400036, 135400060, 135400072, 135400080, 135500260, 135500265, 135500270, 135500275, 135500280, 135500285, 135500290, 135500295, 135500200, 135500205, 135500210, 135500215, 135500220, 135500225, 135500230, 135500235, 135500240, 135500245, 135500250, 135500101, 135500102, 135500103, 135500104, 135500105, 135500106, 135716425, 135716427, 135406517, 135406520, 135406524, 135406617, 135406620, 135406624, 135406717, 135406720, 135403734, 135403736, 135403738, 135403740, 135403742, 135404530, 135404532, 135404534, 135404536, 135404538, 135404540, 135404542, 135404630, 135404632, 135404634, 135404636, 135404638, 135404640, 135404642, 135404730, 135404732, 1 | Klasa IIb | Shtifte te implantueshem ortopedik , per trajtimin kirurgjikal te frakturave kockore., Shtifte te implantueshem ortopedik , per trajtimin kirurgjikal te frakturave kockore. | Pajisje te implantueshme jo aktive
14789 | Hemodynamic Monitoring Disposables and related Accessories (Pressure Monitoring Kit/Set with TruWave™ Disposable Pressure Transducer) | BIOMETRIC ALBANIA | 2023-08-18T00:00:00.000+02:00 | Edwards Lifesciences LLC - Adresa: One Edwards Way, Irvine, CA 92614, USA | PX12N, PX1X2, PX200, PX212, PX24N, PX260, PX266C, PX272, PX284, PX284AN, PX284R, PX2X2, PX2X2284C, PX2X2YB, PX2X3, PX36N, PX3X3, PX3X3272, PX3X3284C, PX3X3AN, PX3X3MT, PX4X4, PX600, PX600F, PX600FP, PX600F30P, PX600IP, PX600P, PX600F30, PX600I, PX600INS, PX601, PX604, PX604INS, PXAK1568, PXAK2066, PXAK2296, PXAVMP3, PXCMK590, PXMK0010, PXMK0011, PXMK0012, PXMK0013, PXMK0014, PXMK053, PXMK0666, PXMK0688, PXMK0692, PXMK0695, PXMK0774, PXMK0933 | Klasa IIa | Set monitorimi presioni (me transduktor të presionit w/TruWave™ një-përdorimësh), Set monitorimi presioni (me transduktor të presionit w/TruWave™ & VAMP Adult dhe një-përdorimësh) | Produkte per institucione te kujdesit shendetesor
14707 | Couches | BIOMETRIC ALBANIA | 2023-08-29T00:00:00.000+02:00 | PROMA REHA, s.r.o. - Adresa: Riegrova 342, 552 03 Česká Skalice, Czech Republic | CLASSIC, ELEVA E, ELEVA H, OSTEON, URGENT, URGENT TOP, TAURUS, PRESTO, LUNA, LAGUNA | Klasa I | Shtretër Spitalor | Produkte per institucione te kujdesit shendetesor
14710 | EKG accessories-Adult Limb Clamps/IEC, universal, EKG accessories-Adult suction electrodes, Universal | O.E.S DISTRIMED | 2023-08-29T00:00:00.000+02:00 | Unimed Medical Supplies, Inc Bld#8, Nangang 3rd Industrial Park, Tangtou, Shiyan, 518108, Shenzhen, PEOPLE'S REPUBLIC OF CHINA | UU LC A, UU SE A | Klasa I | Aksesore per ECG,perdorim spitalor | Instrumenta shumeperdorimeshe
14583 | Surecheck® Cassette | T R I M E D | 2023-07-10T00:00:00.000+02:00 | Guangzhou Wondfo Biotech., Ltd. No.8, Lizhishan Road, Science City, Luogang District, 510663, Guangzhou, P.R. China | W1-C4 | In vitro | Surecheck® Cassette është një test për vetë-perdorim, i dizenjuar për përcaktimin cilësor të gonadotropinës korionike humane (HCG) në urinë, për zbulimin e hershëm të shtatzënisë. | Pajisje te diagnostifikimit in vitro
14628 | AMH Control | O3 LAB | 2023-07-18T00:00:00.000+02:00 | Shenzhen Mindray Bio-Medical Electronics Co., Ltd. Mindray Building, Keji 12th Road South, High-Tech Industrial Park, Nanshan, Shenzhen, 518057, P. R. China | AMH Control | In vitro | Kontrol per reagentin e AMH control | Pajisje te diagnostifikimit in vitro
14585 | G-6-PDH, G-6-PDH Calibrator, G-6-PDH Control | LABOPHARMA SHPK | 2023-07-10T00:00:00.000+02:00 | Medicon Hellas S.A 5-7 Melitona st,15344 Gerakas Attiki Greece | 1415-0910, 1578-0912, 1578-0910 | In vitro | Jane reagente qe perdoren ne analizen sasiore te enzimes glukonat 6 fosfataze ne gjak., Jane reagente qe perdoren si kalibratore ne analizen sasiore te glukonat 6 fosfatazes ne gjak, Jane reagente qe perdoren si mates precizioni ne analizen sasiore te glukonat 6 fosfatazes ne gjak. | Pajisje te diagnostifikimit in vitro
14551 | Veriset™ Hemostatic Patch 2 x 4 cm, Veriset™ Hemostatic Patch 5 x 5 cm, Veriset™ Hemostatic Patch 5 x 10 cm, Veriset™ Hemostatic Patch 8 x 16 cm | O.E.S DISTRIMED | 2023-07-11T00:00:00.000+02:00 | Covidien llc 15 Hampshire Street Mansfield, MA 02048, U.S.A. | HP0204E, HP0204E1, HP0505E, HP0505E1, HP0510E, HP0510E1, HP0816E, HP0816E1 | Klasa III | Hemostatike (cope) ,perdorim ne kirurgji | Pajisje nje perdorimeshe
14575 | MUA IMPLANT (ANGLED 30°) FOR IMMEDIATE LOAD d.5.0 L.4mm, MUA IMPLANT (ANGLED 30°) FOR IMMEDIATE LOAD d.5.0 L.6mm, MUA IMPLANT (ANGLED 30°) FOR IMMEDIATE LOAD d.5.0 L.8mm, MUA IMPLANT (ANGLED 30°) FOR IMMEDIATE LOAD d.5.0 L.10mm, MUA IMPLANT (ANGLED 30°) FOR IMMEDIATE LOAD d.5.0 L.12mm, MUA IMPLANT (ANGLED 30°) FOR IMMEDIATE LOAD d.5.0 L.14mm, MUA IMPLANT (ANGLED 30°) FOR IMMEDIATE LOAD d.5.0 L.16mm, MUA IMPLANT (ANGLED 45°) FOR IMMEIATE LOAD d.3.5 L.8mm, MUA IMPLANT (ANGLED 45°) FOR IMMEDIATE LOAD d.3.5 L.10mm, MUA IMPLANT (ANGLED 45°) FOR IMMEDIATE LOAD d.3.5 L.12mm, MUA IMPLANT (ANGLED 45°) FOR IMMEDIATE LOAD d.3.5 L.14mm, MUA IMPLANT (ANGLED 45°) FOR IMMEDIATE LOAD d.3.5 L.16mm, MUA IMPLANT (ANGLED 45°) FOR IMMEDIATE LOAD d.4.0 L.4mm, MUA IMPLANT (ANGLED 45°) FOR IMMEDIATE LOAD d.4.0 L.6mm, MUA IMPLANT (ANGLED 45°) FOR IMMEDIATE LOAD d.4.0 L.8mm, MUA IMPLANT (ANGLED 45°) FOR IMMEDIATE LOAD d.4.0 L.10mm, MUA IMPLANT (ANGLED 45°) FOR IMMEDIATE LOAD d.4.0 L.12mm, MUA IMPLANT (ANGLED 45°) FOR IMMEDIATE LOAD d.4.0 L.14mm, MUA IMPLANT (ANGLED 45°) FOR IMMEDIATE LOAD d.4.0 L.16mm, MUA IMPLANT (ANGLED 45°) FOR IMMEDIATE LOAD d.4.5 L.4mm, MUA IMPLANT (ANGLED 45°) FOR IMMEDIATE LOAD d.4.5 L.6mm, MUA IMPLANT (ANGLED 45°) FOR IMMEDIATE LOAD d.5.0 L.8mm, MUA IMPLANT (ANGLED 45°) FOR IMMEDIATE LOAD d.5.0 L. 10mm, MUA IMPLANT (ANGLED 45°) FOR IMMEDIATE LOAD d.5.0 L. 12mm, MUA IMPLANT (ANGLED 45°) FOR IMMEDIATE LOAD d.5.0 L. 14mm, MUA IMPLANT (ANGLED 45°) FOR IMMEDIATE LOAD d.5.0 L. 16mm, MINI-MEDIUM IMPLANT d.2.7 I. 8 mm, MINI-MEDIUM IMPLANT d.2.7 I. 11 mm, MINI-MEDIUM IMPLANT d.2.7 I. 13 mm, MINI-MEDIUM IMPLANT d.2.7 I. 15 mm, MINI MEDIUM IMPLANT d.3.2 I. 8 mm, MINI MEDIUM IMPLANT d.3.2 I. 11 mm, MINI MEDIUM IMPLANT d.3.2 I. 13 mm, MINI MEDIUM IMPLANT d.3.2 I. 15 mm, FINE THREAD MINI IMPLANT d.2.0 L.9, FINE THREAD MINI IMPLANT d.2.0 L.12, FINE THREAD MINI IMPLANT d.2.0 L.14, FINE THREAD MINI IMPLANT d.2.4 L.9, FINE THREAD MINI IMPLANT d.2.4 L.12, FINE THREAD MINI IMPLANT d.2.4 L.14, FINE THREAD MINI IMPLANT d.2.5 L.9, FINE THREAD MINI IMPLANT d.2.5 L.12, FINE THREAD MINI IMPLANT d.2.5 L.14, MINI SQUARE IMPLANT d.2.4 L.9, MINI SQUARE IMPLANT d.2.4 L.12, MINI SQUARE IMPLANT d.2.4 L.14, MUA IMPLANT (ANGLED 45°) FOR IMMEDIATE LOAD d.4.5 L.8mm, MUA IMPLANT (ANGLED 45°) FOR IMMEDIATE LOAD d.4.5 L.10mm, MUA IMPLANT (ANGLED 45°) FOR IMMEDIATE LOAD d.4.5 L.12 mm, MUA IMPLANT (ANGLED 45°) FOR IMMEDIATE LOAD d.4.5 L.14 mm, MUA IMPLANT (ANGLED 45°) FOR IMMEDIATE LOAD d.4.5 L.16 mm, MUA IMPLANT (ANGLED 45°) FOR IMMEDIATE LOAD d.5.0 L.4 mm , MUA IMPLANT (ANGLED 45°) FOR IMMEDIATE LOAD d.5.0 L.6mm, Dental Implants and Accessories , DURAVIT SLIM IMPLANT d.3.0 L.8mm, DURAVIT SLIM IMPLANT d.3.0 L.10mm, DURAVIT SLIM IMPLANT d.3.0 L.12mm, DURAVIT SLIM IMPLANT d.3.0 L.14mm, DURAVIT SLIM IMPLANT d.3.4 L.8mm, DURAVIT SLIM IMPLANT d.3.4 L.10mm, DURAVIT SLIM IMPLANT d.3.4 L.12mm, DURAVIT SLIM IMPLANT d.3.4 L.14mm, DURAVIT 3P IMPLANT d.3.5 L.8mm, DURAVIT 3P IMPLANT d.3.5 L.10mm, DURAVIT 3P IMPLANT d.3.5 L.12mm, DURAVIT 3P IMPLANT d.3.5 L.14mm, Duravit 3P irnplant d. 3.5 L. 16 mm, Duravit 3P Implant d.4.0 L.5mm , DURAVIT 3P IMPLANT d.4.0 L.6.5mm + PROTHETIC SCREW, DURAVIT 3P IMPLANT d.4.0 L.8mm, DURAVIT 3P IMPLANT d.4.0 L.10mm, DURAVIT 3P IMPLANT d.4.0 L.12mm, DURAVIT 3P IMPLANT d.4.0 L.14mm , Duravit 3P Implant d.4.0 L.16mm, DURAVIT 3P IMPLANT d.4.5 L.5mm , DURAVIT 3P IMPLANT d.4.5 L.8mm, DURAVIT 3P IMPLANT d.4.5 d 10mm, DURAVIT 3P IMPLANT d.4.5 L.12mm, DURAVIT 3P IMPLANT d.4.5 L.14mm , Duravit 3P Implant d.4.5 L.16mm, Duravit 3P Implant d.5.0 L.5mm, DURAVIT 3P IMPLANT d.5.0 L.6.5mm + PROTHETIC SCREW , DURAVIT 3P IMPLANT d.5.0 d.8mm, DURAVIT 3P IMPLANT d.5.0 L.10mm, DURAVIT 3P IMPLANT d.5.0 L.12 mm, DURAVIT 3P IMPLANT d.5.0 L.14mm, Duravit EV Implant 3.5 L.8mm, Duravit Ev Implant 3.5 L.10mm, Duravit EV Implant 3.5 L.12mm, Duravit EV Implant 3.5 L.14mm, Duravit EV Implant 3.5L.13, Duravit EV Imlplant 4L. 4, Duravit EV Implant d.4 L.8mm, Duravit Implant EV d.4 L.10 m , Duravit EV IMPLANT d.4 L.12mm , DURAVIT EV IMPLANT d.4 L.14 mm, DURAVIT EV IMPLANT d.4 L.16mm , Duravit EV Implant 4.5 L.4, DURAVIT EV IMPLANT d.4,5 l.6.5 mm + PROTHETIC SCREW, DURAVIT EV IMPLANT d.4,5 L.8 mm , DURAVIT EV IMPLANT d.4,5 L.10mm, DURAVIT EV IMPLANT d.4,5 L.12mm, DURAVIT EV IMPLANT d.4.5 L.14mm, Duravit EV Implat 5.0 L.4, DURAVIT EV IMPLANT d.5 L.6,5mm + PROTHETIC SCREW , DURAVIT EV IMPLANT d.5 L.8mm, DURAVIT EV IMPLANT d.5 L.10mm , DURAVIT EV IMPLANT d.5 L.12mm, DURAVIT EV IMPLANT d.5 L.14 mm, DURVIT WIDE IMPLANT d.5.5 L.5mm, DURAVIT WIDE IMPLANT d.5.5 L.6.5mm + PROTHETIC SCREW , DURAVIT WIDE IMPLANT d.5.5 L.8mm, DURAVIT WIDE IMPLANT d.5.5 L.10mm, DURAVIT WIDE IMPLANT d.5.5 L.12 mm, DURAVIT WIDE IMPLANT d.5.5 L.14mm, DURAVIT WIDE IMPLANT d.6.0 L.5mm, DURAVIT WIDE IMPLANT d.6.0 L.6.5mm +PROTHETIC SCREW , DURAVIT WIDE IMPLANT d.6.0 L.8mm, DURAVIT WIDE IMPLANT d.6.0 L.10mm, DURAVIT WIDE IMPLANT d.6.0 L.12mm, DURAVIT WIDE IMPLANT d.6.0 L.14mm, DURAVIT WIDE IMPLANT d.6.5 L.5mm , DURAVIT WIDE IMPLANT d.6.5 L.6.5mm +PROTHETIC SCREW , DURAVIT WIDE IMPLANT d.6.5 L.8mm, DURAVIT WIDE IMPLANT d.6.5 L.10mm, DURAVIT WIDE IMPLANT d.6.5 L.12mm , DURAVIT WIDE IMPLANT d.6.5 L.14mm , DURAVIT WIDE IMPLANT d.7.0 L.5mm , DURAVIT WIDE IMPLANT d.7.0 L.6.5mm + PROTHETIC SCREW , DURAVIT WIDE IMPLANT d.7.0 L.8mm, DURAVIT WIDE IMPLANT d.7.0 L.10mm, DURAVIT WIDE IMPLANT d.7.0 L.12mm, DURAVIT WIDE IMPLANT d.7.0 L.14mm, MUA IMPLANT FOR IMMEDIATE LOAD d.3.0 L.8mm, MUA IMPLANT FOR IMMEDIATE LOAD d.3.0 L.10mm, MUA IMPLANT FOR IMMEDIATE LOAD d.3.0 L.12mm, MUA IMPLANT FOR IMMEDIATE LOAD d.3.0 L.14mm, MUA IMPLANT FOR IMMEDIATE LOAD d.3.0 L.16mm, MUA IMPLANT FOR IMMEDIATE LOAD d.3.5 L.8mm, MUA IMPLANT FOR IMMEDIATE LOAD d.3.5 L.10mm, MUA IMPLANT FOR IMMEDIATE LOAD d.3.5 L.12mm, MUA IMPLANT FOR IMMEDIATE LOAD d.3.5 L.14mm, MUA IMPLANT FOR IMMEDIATE LOAD d.3.5 L.16mm, MUA IMPLANT FOR IMMEDIATE LOAD d.4.0 L.4.0mm, MUA IMPLANT FOR IMMEDIATE LOAD d.4.0 L.6.5mm, MUA IMPLANT FOR IMMEDIATE LOAD d.4.0 L.8mm, MUA IMPLANT FOR IMMEDIATE LOAD d.4.0 L.10mm, MUA IMPLANT FOR IMMEDIATE LOAD d.4.0 L.12mm, MUA IMPLANT FOR IMMEDIATE LOAD d.4.0 L.14mm, MUA IMPLANT FOR IMMEDIATE LOAD d.4.0 L.16mm, MUA IMPLANT FOR IMMEDIATE LOAD d.4.5 L.4.0mm, MUA IMPLANT FOR IMMEDIATE LOAD d.4.5 L.6.5mm, MUA IMPLANT FOR IMMEDIATE LOAD d.4.5 L.8mm, MUA IMPLANT FOR IMMEDIATE LOAD d.4.5 L.10mm, MUA IMPLANT FOR IMMEDIATE LOAD d.4.5 L.12mm, MUA IMMPLANT FOR IMMEDIATE LOAD d.4.5 L.14mm, MUA IMPLANT FOR IMMEDIATE LOAD d.4.5 L.16mm, MUA IMPLANT FOR IMMEDIATE LOAD d.5.0 L.4.0mm, MUA IMPLANT FOR IMMEDITE LOAD d.5.0 L.6mm, MUA IMPLLANT FOR IMMEDIATE LOAD d.5.0 L.8mm, MUA IMPLANT FOR IMMEDIATE LOAD d.5.0 L.10mm, MUA IMPLANT (ANGLED 17°) FOR IMMEDIATE LOAD d.3.5 L.8MM, MUA IMPLANT (ANGLED 17°) FOR IMMEDIATE LOAD d.3.5 L.10mm, MUA IMPLANT (ANGLED 17°) FOR IMMEDIATE LOAD d.3.5 L.12mm, MUA IMPLANT (ANGLED 17°) FOR IMMEDIATE LOAD d.3.5 L.14mm, MUA IMPLANT (ANGLED 17°) FOR IMMEDIATE LOAD d.3.5 L.16mm, MUA IMPLANT (ANGLED 17°) FOR IMMEDIATE LOAD d.4.0 L.4mm, MUA IMPLANT (ANGLED 17°) FOR IMMEDIATE LOAD d.4.0 L.6mm, MUA IMPLANT (ANGLED 17°) FOR IMMEDIATE LOAD d.4.0 L.8mm, MUA IMPLANT (ANGLED 17°) FOR IMMEDIATE LOAD d.4.0 L.10mm, MUA IMPLANT (ANGLED 17°) FOR IMMEDIATE LOAD d.4.0 L.12mm, MUA IMPLANT (ANGLED 17°)FOR IMMEDIATE LOAD d.4.0 L.14mm, MUA IMPLANT (ANGLED 17°) FOR IMMEDIATE LOAD d.4.0 L.16mm, MUA IMPLANT (ANGLED 17°) FOR IMMEDIATE LOAD d.4.5 L.4mm, MUA IMPLANT (ANGLED 17°) FOR IMMEDIATE LOAD d.4.5 L.6mm, MUA IMPLANT (ANGLED 17°) FOR IMMEDIATE LOAD d.4.5 L.8mm, MUA IMPLANT (ANGLED 17°) FOR IMMEDIATE LOAD d.4.5 L.10mm, MUA IMPLANT (ANGLED 17°) FOR IMMEDIATE LOAD d.4.5. L.12mm, MUA IMPLANT (ANGLED 17°) FOR IMMEDIATE LOAD d.4.5 L.14mm, MUA IMPLANT (ANGLED 17°) FOR IMMEDIATE LOAD d.4.5 L.16mm, MUA IMPLANT (ANGLED 17°) FOR IMMEDIATE LOAD d.5.0 L.4mm, MUA IMPLANT (ANGLED 17°) FOR IMMEDIATE LOAD d.5.0 L.6mm, MUA IMPLANT (ANGLED 17°) FOR IMMEDIATE LOAD d.5.0 L.8mm, MUA IMPLANT (ANGLED 17°) FOR IMMEDIATE LOAD d.5.0 L.10mm, MUA IMPLANT (ANGLED 17°) FOR IMMEDIATE LOAD d.5.0 L.12mm, MUA IMPLANT (ANGLED 17°) FOR IMMEDIATE LOAD d.5.0 L.14mm, MUA IMPLANT (ANGLED 17°) FOR IMMEDIATE LOAD d.5.0 L.16mm, MUA IMPLANT (ANGLED 30°) FOR IMMEDIATE LOAD d.3.5 L.8MM, MUA IMPLANT (ANGELED 30°) FOR IMMEDIATE LOAD d.3.5 L.10mm, MUA IMPLANT (ANGELED 30°) FOR IMMEDIATE LOAD d.3.5 L.12mm, MUA IMPLANT (ANGELED 30°) FOR IMMEDIATE LOAD d.3.5 L.14mm, MUA IMPLANT (ANGELED 30°) FOR IMMEDIATE LOAD d.3.5 L.16mm, MUA IMPLANT (ANGELED 30°) FOR IMMEDIATE LOAD d.4.0 L.4mm, MUA IMPLANT (ANGELED 30°) FOR IMMEDIATE LOAD d.4.0 L.6mm, MUA IMPLANT (ANGLED 30°) FOR IMMEDIATE LOAD d.4.0 L.8mm, MUA IMPLANT (ANGLED 30°) FOR IMMEDIATE LOAD d.4.0 L.10mm, MUA IMPLANT (ANGLED 30°) FOR IMMEDIATE LOAD d.4.0. L.12mm, MUA IMPLANT (ANGLED 30°) FOR IMMEDIATE LOAD d.4.0 L.14mm, MUA IMPLANT (ANGLED 30°) FOR IMMEDIATE LOAD d.4.0 L.16mm, MUA IMPLANT (ANGLED 30°) FOR IMMEDIATE LOAD d.4.5 L.4mm, MUA IMPLANT (ANGLED 30°) FOR IMMEDIATE LOAD d.4.5 L.6mm, MUA IMPLANT (ANGLED 30°) FOR IMMEDIATE LOAD d.4.5 L.8mm, MUA IMPLANT (ANGELED 30°) FOR IMMEDIATE LOAD d.4.5 L.10mm, MUA IMPLANT (ANGELED 30°) FOR IMMEDIATE LOAD d.4.5 L.12mm, MUA IMPLANT (ANGLED 30°) FOR IMMEDIATE LOAD d.4.5 L.14mm, WIDE CONICAL DRILL d.6.5MM, WIDE CONICAL DRILL d.7.0MM, WIDE SURGICAL KIT , SURGICAL KIT "IRIS" , SURGICAL KIT FOR PTERYGOID IMPLANTS , PTERYGOID DRILL D.2,1 , PTERYGOID DRILL D.3,5, PTERYGOID DRILL D.4,7, TISSUE PUNCH D.3.0MM , TISSUE PUNCH D.4.0MM , TISSUE PUNCH D.4.5MM , TISSUE PUNCH D.5.0MM , SURGICAL SET WITH SHORT DRILLS , BASIC SURGICAL KIT FOR 3P,EV AND SL , BONE TAP D.3.0MM, BONE TAP D.3.5MM, BONE TAP D.4.0MM, BONE TAP D.4.5MM, BONE TAP D.5.0MM, STOPPER L.8.0mm, STOPPER L.10.0mm, STOPPER L.12.0mm, STOPPER L.14.0mm, STOPPER L.5.0mm, STOPPER L.6.5mm, STOPPER L.9.0mm, STOPPER L.11.0mm, STOPPER L.13.0mm, STOPPER L.15.0mm, STOPPER L.7.0mm, STOPPER L.4.0mm, STOPPER L.16.0mm, STOPPER L.18.0mm, WIDE STOPPER L.6.0mm , WIDE STOPPER L.8.0mm , WIDE STOPPER L.10.0mm , WIDE STOPPER L.12.0mm , STOPPER FOR SHORT DRILL L.6.5MM, STOPPER FOR SHORT DRILL L.8.0MM, STOPPER FOR SHORT DRILL L.10.MM, STOPPER FOR SHORT DRILL L.12.0MM, ALL ON FOUR ARCH GUIDE , MID SURGICAL AND PROSTHETIC KIT WITH METAL RATCHET , MDI SURGICAL AND PROSTHETIC KIT , SURGICAL & PROSTHETIC KIT (peek ratchet, 1.1 sterile drills) , SURGICAL & PROSTHETIC KIT (metal ratchet, 1.1 sterile drills) , GUIDED SURGERY DELUXE KIT (PEEK RATCHET) , GUIDED SURGERY DELUXE KIT (METAL RATCHET) , GUIDED SURGERY REDUCED KIT , GUIDED SURGERY 1,1MM SHORT DRILL , GUIDED SURGERY 1,3MM SHORT DRILL , GUIDED SURGERY 2,0MM SHORT DRILL , GUIDED SURGERY 1,1MM LONG DRILL , GUIDED SURGERY 1,3MM LONG DRILL , GUIDED SURGERY 2,0MM LONG DRILL , LOCATOR DRILL , 2.0mm SURGICAL DRILL , 1.1mm SURGICAL DRILL , 1.3mm SURGICAL DRILL , 1.5mm SURGICAL DRILL , 2.6mm SURGICAL DRILL , Fixation drill , Lateral pins (4pcs), KIT FOR GUIDED SURGERY , COMPLETE GUIDED SURGICAL KIT , BONE MILL , Guided Lance Drill , LONG LANCE DRILL FOR GUIDED SURGERY , Guided Countersink Drill d.3 , Guided Countersink Drill d.3.5, Guided Countersink Drill d.4, Guided Countersink Drill d.4.5, Guided Countersink Drill d.5, Guided Tissue Punch , Guided flattener , Guided Drill (d.3 L.8) , Guided Drill (d.3.5 L.8) , Guided Drill (d.4 L.8) , Guided Drill (d.4.5 L.8) , Guided Drill (d.5 L.8) , Guided Drill (d.3 L.10) , Guided Drill (d.3.5 L.10) , Guided Drill (d.4 L.10) , Guided Drill (d.4.5 L.10) , Guided Drill (d.5 L.10) , Guided Drill (d.3 L.12) , Guided Drill (d.3.5 L.12) , Guided Drill (d.4 L.12) , Guided Drill (d.4.5 L.12) , Guided Drill (d.5 L.12) , Guided Drill (d.3 L.14) , Guided Drill (d.3.5 L.14) , Guided Drill (d.4 L.14) , Guided Drill (d.4.5 L.14) , Guided Drill (d.5 L.14) , CRESTAL FIXING PIN D.4.2 L.7MM, CRESTAL FIXING PIN D.4.2 L.10MM, CRESTAL FIXING PIN D.5.5 L.7MM, CRESTAL FIXING PIN D.5.5 L.10MM, PIN DRILL , LATERAL FIXING PIN (4 pieces) , GUIDED FIX KIT (2 drills + 4 pins) , Converter Ø5.5 sleeves , PERYGOID DRILL d.2,1 FOR GUIDED SURGERY , PERYGOID DRILL d.3,5 FOR GUIDED SURGERY , PERYGOID DRILL d.4,7 FOR GUIDED SURGERY , GUIDANCE SYSTEM KIT , SPACER L.10 , SPACER L.10.5, SPACER L.11, SPACER L.6, SPACER L.6.5, SPACER L.7, SPACER L.7.5, SPACER L.8, SPACER L.8.5, SPACER L.9, SPACER L.9.5, COMPLETE MUA IMPLANT SURGICAL BOX , SIMPLIFIED MUA IMPLANT SURGICAL BOX , SURGICAL KIT FOR DURA-VIT SUB , SURGICAL KIT FOR PINS , STOP L.8 FOR DRILLS D.5 , STOP L.10 FOR DRILLS D.5 , STOP L.12 FOR DRILLS D.5 , STOP L.14 FOR DRILLS D.5 , STOP L.6,5 FOR DRILLS D.5 , STOP L.9 FOR DRILLS D.5 , STOP L.11 FOR DRILLS D.5 , STOP L.13 FOR DRILLS D.5 , STOP L.15 FOR DRILLS D.5 , STOP L.7 FOR DRILLS D.5 , GUIDED DRILL D2,1 L.8 , GUIDED DRILL D2,1 L.10, GUIDED DRILL D2,1 L.12, GUIDED DRILL D2,1 L.14, GUIDED DRILL D2,1 L.16, GUIDED DRILL D2,1 L.18, Guided Drill d.3 L.16, Guided Drill d.3 L.18, Guided Drill d.3.5 L.16, Guided Drill d.3.5 L.18, Guided Drill d.4.0 L.16, Guided Drill d.4.0 L.18, Guided Drill d.4.5 L.16, Guided Drill d.4.5 L.18, Guided Drill d.5.0 L.16, Guided Drill d.5.0 L.18, GUIDED KIT OFFSET + 2 + 4 , SLIM IMPLANT DRIVER FOR CONTRA-ANGLE, IMPLANT DRIVER (CONTRA-ANGLE) , LONG IMPLANT DRIVER (CONTRA-ANGLE) , HANDPIECE DRIVER , LONG HANDPIECE DRIVER , DRILL EXTENDER , KEY FOR PROSTHETIC SCREW , HEXALOBULAR DRIVER L.18 , HEXALOBULAR DRIVER L.24, HEXALOBULAR DRIVER L.32, GUIDED MOUNTER DRIVER (CONTRA-ANGLE) , LONG IMPLANT DRIVER (CONTRA-ANGLE) for EV implants d.3.5, IMPLANT DRIVER (CONTRA-ANGLE) for EV implants d.3.5 , Titanium membranes, Osteosynthesis and Locking screws , LOKCING SCREW , OSTEOSYNTHESIS SCREW L.5mm (4pcs) , OSTEOSYNTHESIS SCREW L.8mm (4pcs) , OSTEOSYNTHESIS SCREW L.12mm (4pcs) , OSTEOSYNTHESIS SCREW L.4 - D.2.0 (4pz) , OSTEOSYNTHESIS SCREW L.6 - D.2.0 (4pz) , OSTEOSYNTHESIS SCREW L.8 - D.2.0 (4pz) , OSTEOSYNTHESIS SCREW L.10 - D.2.0 (4pz) , OSTEOSYNTHESIS SCREW L.12 - D.2.0 (4pz) , OSTEOSYNTHESIS SCREW L.4 - D.2.3 (4pz) , OSTEOSYNTHESIS SCREW L.6 - D.2.3 (4pz) , OSTEOSYNTHESIS SCREW L.8 - D.2.3 (4pz) , OSTEOSYNTHESIS SCREW L.10 - D.2.3 (4pz) , OSTEOSYNTHESIS SCREW L.12 - D.2.3 (4pz) , T-BARRIER TITANIUM MEMBRANE (GRID) , S.I.M. 1' MEMBRANE TI. 0.13X18X8 mm, S.I.M. 2' MEMBRANE TI. 0,13X21X7 mm , DOLL 1' MEMBRANE TI. 0,13X12X19mm , DOLL 2' MEMBRANE TI. 0,13X20X14mm , LATERAL DOLL MEMBRANE TI. 0,13X17X20 , SIM 'MEMBRANE 0.13X7X7mm, T-BARRIER TITANIUM MEMBRANE WITH CENTRAL HOLE , MEMBRANE FIXING PINS , Transfers and Transfer Screws , LONG TRANSFER SCREW , NON ROTATING PEEK SCAN-BODY SHORT + SCREW, NON ROTATING PEEK SCAN-BODY , Rotating Peek scan body, Rotating Peek scan body (short) , NON ROTATING INTRAORAL SCAN BODY IN PEEK , NON ROTATING INTRAORAL SCAN BODY IN PEEK (SHORT) + SCREW , NON ROTATING SCAN BODY FOR SLIM IMPLANTS , NON ROTATING SCAN BODY FOR SLIM IMPLANTS (SHORT) , CLOSED TRAY TRANSFER 1,6 MM, FACILITY TRANSFERT X DURAVIT INN , TRANSFERT CLASSIC FOR DURAVIT INN , TRANSFERT CLASSIC D. INN TIT short STER , LONG CLOSED TRAY TRANSFER , O-BALL TRANSFER d.1,8 , O-BALL TRANSFER d.2.3, O-BALL TRANSFER d.2.5, FLAT CLOSED TRAY TRANSFER , FLATOPEN TRAT TRANSFER , PULL-OFF IMPRESSION TRANSFER , SHORT CLOSED TRAY TRANSFER , ROTATING OPEN TRAY TRANSFER , LONG NON-ROTATING OPEN TRAY TRANSFER , MUA OPEN TRAY TRANSFER + SCREW , SCREW FOR MUA CLOSED TRAY TRANSFER , MUA CLOSED TRAY TRANSFER , MUA TRANSFER SCREW 1,6 MM, OPEN TRAY TRANSFER , LONG SLIM OPEN TRAY TRANSFER , SCREW OPEN TRAY TRANSFER , SLIM CLOSED TRAY TRANSFER , SHORT TRANSFER SCREW, OPEN TRAY MUA TRANSFER 1,6 MM , NON ROTATING OPEN TRAY MUA TRANSFER 1,6 MM, SCREW FOR MUA OPEN TRAY TRANSFER 1,6 MM, Pull-Off Impression Transfer for EV implants d 3.5 , LONG CLOSED TRAY TRANSFER for EV implants d 3.5 , SHORT CLOSED TRAY TRANSFER for EV implants d 3.5, PLASTIC TRANSFER CUP for EV implants d.3.5, NON ROTATING OPEN TRAY TRANSFER for EV implants d 3.5, SHORT TRANSFER SCREW for EV implants d 3.5 , LONG TRANSFER SCREW for EV implants d 3.5 , NON ROTATING INTRAORAL SCAN BODY IN.PEEK for EV implants d 3.5, NON ROTATING INTRAORAL SCAN BODY IN PEEK for EV implants d 3.5 (short), CEREC POST 3P/EV + SCREW , CEREC POST SLIM + SCREW , CEREC POST BASE + SCREW , CEREC POST SC + SCREW , Accessories for T-BARRIER , DRIVER FOR OSTEOSYNTHESIS SCREW , SCREWDRIVER POINTED CONNECTOR (00090SP/PIN), LONG DRIVER FOR OSTEOSYNTHESIS SCREW CROSS , SHORT SCREWDRIVER HEX CONNECTOR , SHORT SCREWDRIVER CROSS CONNECTOR , SCREWDRIVER POINTED CONNECTOR (00090SH/Q), SCREWDRIVER POINT FOR PINS (00090SH/Q), SCREWDRIVER POINT FOR PINS (00090SP/PIN), WEIDER RETRACTOR , DRILL ENLARGEMENT CUT Ø3.75, DRILL ENLARGEMENT Ø4.25 , DRILL ENLARGEMENT CUT Ø4.25 , CONICAL DRILL d.3.5MM , CONICAL DRILL d.4.0MM, CONICAL DRILL d.4.5MM, CONICAL DRILL d.5.0MM, DRILL FOR MINI IMPLANTS d.1.5MM, PREPARATION DRILL FOR MINI IMPLANTS d.1.1MM, PREPARATION DRILL FOR MINI IMPLANTS d.1.MM, DRILL FOR MINI IMPLANTS d.2.0MM, MINI IMPLANT SURGICAL KIT (DURAVIT LINE) , REAMERS DRILL , ROUNDED DRILL , LANCE DRILL, CRESTAL SINUS LIFT KIT (DURAVIT LINE), COMPLETE SURGICAL KIT FOR 3P/EV/SL (DURAVIT LINE), REDUCED SURGICAL KIT (DURAVIT LINE), SHORT WIDENING DRILL d.2.1 , SHORT WIDENING DRILL d.3, SHORT WIDENING DRILL d.3.5, SHORT WIDENING DRILL d.4, SHORT WIDENING DRILL d.4.5, SHORT WIDENING DRILL d.5, COUNTERS SINK DRILL d.3.0MM, COUNTERS SINK DRILL d.3.5MM, COUNTERS SINK DRILL d.4.0MM, COUNTERS SINK DRILL d.4.5MM, COUNTERS SINK DRILL d.5.0MM, COUNTERS SINK DRILL d.3.0/3.4MM, COUNTERS SINK DRILL d.3.5/4.0MM, COUNTERS SINK DRILL d.4.5/5.0MM, WIDE CONICAL DRILL d.5.5MM, WIDE CONICAL DRILL d.6.0MM, STRAIGHT ABUTMENT H=1 d.5 + SCREW for EV implants d.3.5, STRAIGHT ABUTMENT H=2 d.5 + SCREW for EV implants d.3.5, STRAIGHT ABUTMENT H=3 d.5 + SCREW for EV implants d.3.5, STRAIGHT ABUTMENT H=4 d.5 + SCREW for EV implants d.3.5, STRAIGHT ABUTMENT H=5 d.5 + SCREW for EV implants d.3.5, ANGLED ABUTMENT 15° H=1 d.5 + SCREW for EV implants d.3.5, ANGLED ABUTMENT 15° H=2 d.5 + SCREW for EV implants d.3.5, ANGLED ABUTMENT 15° H=3 d.5 + SCREW for EV implants d.3.5, ANGLED ABUTMENT 15° H=5 d.5 + SCREW for EV implants d.3.5, ANGLED ABUTMENT 25° H=1 d.5 + SCREW for EV implants d.3.5, ANGLED ABUTMENT 25° H=2 d.5 + SCREW for EV implants d.3.5, ANGLED ABUTMENT 25° H=3 d.5 + SCREW for EV implants d.3.5, ANGLED ABUTMENT 25° H=4 d.5 + SCREW for EV implants d.3.5, ANGLED ABUTMENT 25° H=1 d.4 + SCREW, ANGLED ABUTMENT 25° H=2 d.4 + SCREW, ANGLED ABUTMENT 25° H=3 d.4 + SCREW, ANGLED ABUTMENT 25° H=4 d.4 + SCREW, NON ROTATING TI LINK ABUTMENT H.0.5 MM + SCREW for implants d 3.5, NON ROTATING TI LINK ABUTMENT H.1 MM + SCREW for implants d 3.5, NON ROTATING TI LINK ABUTMENT H.2 MM + SCREW for implants d 3.5, NON ROTATING TI LINK ABUTMENT H.3 MM + SCREW for implants d 3.5, ROTATING TI LINK BASE H.0,5 MM + SCREW for EV implants d 3.5, ROTATING TI LINK BASE H.1 MM + SCREW for EV implants d 3.5, ROTATING TI LINK BASE H.2 MM + SCREW for EV implants d 3.5, ROTATING TI LINK BASE H.3 MM + SCREW for EV implants d 3.5, MUA TI -LINK H.0,5 + SCREW for EV implants d 3.5, MUA TI-LINK H.1 + SCREW for EV implants d 3.5, MUA TI-LINK H.2 + SCREW for EV implants d 3.5, MUA TI-LINK H.3 + SCREW for EV implants d 3.5, MUA TI-LINK H.0.5 + SCREW for EV implants d 3.5, MUA TI-LINK(LONG) H.1+ SCREW for EV implants d 3.5, MUA TI-LINK(LONG) H.2 + SCREW for EV implants d 3.5, MUA TI-LINK(LONG) H.3 + SCREW for EV implants d 3.5, MUA TI-LINK H.1+ SCREW , MUA TI-LINK H.2+ SCREW , MUA TI-LINK H.3+ SCREW , MUA TI-LINK (LONG)H.1+ SCREW , MUA TI-LINK ( LONG)H.2+ SCREW , MUA TI-LINK ( LONG ) H.3+ SCREW , PRE-MILLED ABUTMENT BLANK L.23 CHROME COBALT + SCREW for EV implants d 3.4, MEDENTIKA PRE-MILLED ABUTMENT BLANK 5° L.23 + SCREW for EV implants d 3.4, CEREC BASE H.1 SCREW for EV implants 3.5, CEREC BASE H.2 SCREW for EV implants 3.5, CEREC BASE H.3 SCREW for EV implants 3.5, MUA STRAIGHT ABUTMENT H=1 for EV implants d 3.5, MUA STRAIGHT ABUTMENT H=2 for EV implants d 3.5, MUA STRAIGHT ABUTMENT H=3 for EV implants d 3.5, MUA STRAIGHT ABUTMENT H=4 for EV implants d 3.5, MUA STRAIGHT ABUTMENT H=5 for EV implants d 3.5, MUA ANGLED ABUTMENT 17° H=1 + SCREW for EV implants d 3.5, MUA ANGLED ABUTMENT 17° H=2 + SCREW for EV implants d 3.5, MUA ANGLED ABUTMENT 17° H=3 + SCREW for EV implants d 3.5, MUA ANGLED ABUTMENT 17° H=4 + SCREW for EV implants d 3.5, MUA ANGLED ABUTMENT 17° H=5 + SCREW for EV implants d 3.5, MUA ANGLED ABUTMENT 17° H=6 + SCREW for EV implants d 3.5, MUA ANGLED ABUTMENT 30° H=1 + SCREW for EV implants d 3.5, MUA TEMPORARY ABUTMENT (gr.4) FOR WELDING + SCREW , MUA TEMPORARY ABUTMENT FOR WELDING + SCREW 1.6 , CONICAL ABUTMENT H5 + SCREW , CONICAL ABUTMENT H6 + SCREW , CONICAL ANGLED ABUTMENT H5 + SCREW , CONICAL ANGLED ABUTMENT H6 + SCREW , ANGLED ABUTMENT 15° H=2 d.5 + SCREW (ROT.B), ANGLED ABUTMENT 25° H=2 d.5 + SCREW (ROT.B), TRANS MUCOSAL SCREW , CASTABLE STRAIGHT ABUTMENT REGULAR PLATFORM , Dental Drills surgical kit and accessories , DRILL FOR OSTEOSYNTHESIS SCREW , DRILL FOR OSTEOSYNTHESIS SCREW d.2.0, DRILL FOR OSTEOSYNTHESIS SCREW d.2.3, LANCE DRILL FOR OSTEOSYNTHESIS SCREW , GUIDE DRILL , DRILL OF DEPTH CUT + STOP 8mm, DRILL OF DEPTH CUT + STOP 10mm, DRILL OF DEPTH CUT + STOP 12mm, DRILL OF DEPTH CUT + STOP 14mm, CONICAL DRILL d.2.1MM, DRILL ENLARGEMENT Ø2.6 , CONICAL DRILL d.3.0MM, DRILL ENLARGEMENT Ø3.5, DRILL ENLARGEMENT CUT Ø3.5 , DRILL ENLARGEMENT Ø4 , DRILL ENLARGEMENT CUT Ø4, DRILL ENLARGEMENT Ø4.5 , DRILL ENLARGEMENT CUT Ø4.5, DRILL ENLARGEMENT CUT Ø5 , DRILL ENLARGEMENT Ø3.25 , DRILL ENLARGEMENT Ø3.75 , MUA ANGLED ABUTMENT 30° H=2 + SCREW for EV implants d 3.5, MUA ANGLED ABUTMENT 30° H=3 + SCREW for EV implants d 3.5, MUA ANGLED ABUTMENT 30° H=4 + SCREW for EV implants d 3.5, MUA ANGLED ABUTMENT 30° H=5 + SCREW for EV implants d 3.5, MUA ANGLED ABUTMENT 30° H=6 + SCREW for EV implants d 3.5, FLAT ABUTMENT H=2 for EV implants d 3.5, FLAT ABUTMENT H=3 for EV implants d 3.5, FLAT ABUTMENT H=4 for EV implants d 3.5, SPHERICAL ABUTMENT H=1 d.1.8 for EV implants d 3.5, SPHERICAL ABUTMENT H=2 d.1.8 for EV implants d 3.5, SPHERICAL ABUTMENT H=3 d.1.8 for EV implants d 3.5, SPHERICAL ABUTMENT H=4 d.1.8 for EV implants d 3.5, SPHERICAL ABUTMENT H=5 d.1.8 for EV implants d 3.5, PROSTHETIC SCREW for EV implants d 3.5, PROSTHETIC SCREW FOR ANGLED MUA for EV implants d 3.5, ROTATING MUA TI LINK (LONG) + screw , ROTATING HEXALOBULAR MUA BASE + screw , NON ROTATING HEXALOBULAR MUA BASE + screw , WELDING CONICAL CUP , CONICAL ABUTMENT H1 + SCREW , CONICAL ABUTMENT H2 + SCREW , CONICAL ABUTMENT H3 + SCREW , CONICAL ABUTMENT H4 + SCREW , CONICAL ANGLED ABUTMENT H1 + SCREW , CONICAL ANGLED ABUTMENT H2 + SCREW , CONICAL ANGLED ABUTMENT H3 + SCREW , CONICAL ANGLED ABUTMENT H4 + SCREW , MINI SQAURE IMPLANT d.2.5 L.9, MINI SQAURE IMPLANT d.2.5 L.12, MINI SQAURE IMPLANT d.2.5 L.14, PTERYGOID IMPLANT d.4,7 L.15, PTERYGOID IMPLANT d.4,7 L.17, PTERYGOID IMPLANT d.4,7 L.16 (INTERNAL CONNECTION) , PTERYGOID IMPLANT d.4,7 L.18 (INTERNAL CONNECTION) , MONOBLOCK IMPLANT d.3.5 L.8 mm, MONOBLOCK IMPLANT d.3.5 L.10 mm, MONOBLOCK IMPLANT d.3.5 L.12 mm, MONOBLOCK IMPLANT d.3.5 L.14 mm, MONOBLOCK IMPLANT d.4.0 L.8 mm, MONOBLOCK IMPLANT d.4.0 L.10 mm, MONOBLOCK IMPLANT d.4.0 L.12 mm, MONOBLOCK IMPLANT d.4.0 L.14 mm, MONOBLOCK IMPLANT d.4.5 L.8 mm, MONOBLOCK IMPLANT d.4.5 L.10 mm, MONOBLOCK IMPLANT d.4.5 L.12 mm, MONOBLOCK IMPLANT d.4.5 L.14 mm, MONOBLOCK IMPLANT d.5.0 L.8 mm, MONOBLOCK IMPLANT d.5.0 L.10 mm, MONOBLOCK IMPLANT d.5.0 L.12 mm, MONOBLOCK IMPLANT d.5.0 L.14 mm, COLLARED O-BALL MINI IMPLANT Ø 2.1 X 9, COLLARED O-BALL MINI IMPLANT Ø 2.1 X 11.4, COLLARED O-BALL MINI IMPLANT Ø 2.1 X 12, COLLARED O-BALL MINI IMPLANT Ø 2.1 X 14, COLLARED O-BALL MINI IMPLANT Ø 2.1 X 17, MAX OBALL HYBRID Ø 3 IMPLANT L.9MM, MAX OBALL HYBRID Ø 3 IMPLANT L.11MM, MAX OBALL HYBRID Ø 3 IMPLANT L.13MM, MAX OBALL HYBRID Ø 3 IMPLANT L.15MM, MAX TAPERED HYDRID Ø 3.0 Implant L.9MM, MAX TAPERED HYDRID Ø 3.0 Implant L.11MM, MAX TAPERED HYDRID Ø 3.0 Implant L.13MM, MAX TAPERED HYDRID Ø 3.0 Implant L.15MM, MDI HYBRID IMP. Ø 3.0 L.9 FINE THREAD , MDI HYBRID IMP. Ø 3.0 L.11 FINE THREAD , MDI HYBRID IMP. Ø 3.0 L.13 FINE THREAD , MDI HYBRID IMP. Ø 3.0 L.15 FINE THREAD , MDI TAPERED IMP. Ø 3.0 L.9 FINE THREAD , MDI TAPERED IMP. Ø 3.0 L.11 FINE THREAD , MDI TAPERED IMP. Ø 3.0 L.13 FINE THREAD , MDI TAPERED IMP. Ø 3.0 L.15 FINE THREAD , COLLARED O-BALL MINI IMPLANT 2.4 X 10, COLLARED O-BALL MINI IMPLANT 2.4 X 11.5, COLLARED O-BALL MINI IMPLANT 2.4 X 13, COLLARED O-BALL MINI IMPLANT 2.4 X 15, COLLARED O-BALL MINI IMPLANT 2.4 X 18, COLLARED SQAURE MINI IMPLANT 2.4 X 10, COLLARED SQAURE MINI IMPLANT 2.4 X 13, COLLARED SQAURE MINI IMPLANT 2.4 X 15, COLLARED SQAURE MINI IMPLANT 2.4 X 18, COLLARED O-BALL MINI IMPLANT Ø 1.8 X 10, COLLARED O-BALL MINI IMPLANT Ø 1.8 X 11.5, COLLARED O-BALL MINI IMPLANT Ø 1.8 X 13, COLLARED O-BALL MINI IMPLANT Ø 1.8 X 15, COLLARED O-BALL MINI IMPLANT Ø 1.8 X 18, CLASSIC O BALL MINI IMPLANT 2.1 X 10, CLASSIC O BALL MINI IMPLANT 2.1 X 11.5, CLASSIC O BALL MINI IMPLANT 2.1 X 13, CLASSIC O BALL MINI IMPLANT 2.1 X 15, CLASSIC O BALL MINI IMPLANT 2.1 X 18, CLASSIC O BALL MINI IMPLANT 1.8 X 10, CLASSIC O BALL MINI IMPLANT 1.8 X 11.5, CLASSIC O BALL MINI IMPLANT 1.8 X 13, CLASSIC O BALL MINI IMPLANT 1.8 X 15, CLASSIC O BALL MINI IMPLANT 1.8 X 18, CLASSIC O BALL MINI IMPLANT Ø2.4 X 10, CLASSIC O BALL MINI IMPLANT Ø2.4 X 13, CLASSIC O BALL MINI IMPLANT Ø2.4 X 15, CLASSIC O BALL MINI IMPLANT Ø2.4 X 18, COLLARED SQUARE MINI IMP.1.8 X 10, COLLARED SQUARE MINI IMP.1.8 X 11.5, COLLARED SQUARE MINI IMP.1.8 X 13, COLLARED SQUARE MINI IMP.1.8 X15, COLLARED SQUARE MINI IMP.1.8 X18, SPHERICAL ABUTMENT H=1 d.2.2, SPHERICAL ABUTMENT H=2 d.2.2, SPHERICAL ABUTMENT H=3 d.2.2, SPHERICAL ABUTMENT H=4 d.2.2, SPHERICAL ABUTMENT H=5 d.2.2, SPHERICAL ABUTMENT H=6 d.2.2, SPHERICAL ANCHOR MUA d. 2,2, HEALING COVER SCREW , HEALING COVER SCREW H.1, HEALING COVER SCREW H.2, HEALING COVER SCREW H.3, HEALING SCREW D.5 H=1 mm, HEALING SCREW D.5 H=2 mm, HEALING SCREW D.5 H=3 mm, HEALING SCREW D.5 H=5 mm, HEALING SCREW D.5 H=7 mm, HEALING SCREW d.6 H1 mm, HEALING SCREW d.6 H2 mm, HEALING SCREW d.6 H3 mm, HEALING SCREW d.4 H1 mm, HEALING SCREW d.4 H2 mm, HEALING SCREW d.4 H3 mm, HEALING SCREW d.4 H5 mm, HEALING SCREW d.4 H7 mm, STRAIGHT ABUTMENT H=1 d. 4 + SCREW, STRAIGHT ABUTMENT H=2 d. 4 + SCREW, STRAIGHT ABUTMENT H=3 d. 4 + SCREW, STRAIGHT ABUTMENT H=4 d. 4 + SCREW, STRAIGHT ABUTMENT H=1 d. 5 + SCREW, STRAIGHT ABUTMENT H=2 d. 5 + SCREW, STRAIGHT ABUTMENT H=3 d. 5 + SCREW, STRAIGHT ABUTMENT H=4 d. 5 + SCREW, STRAIGHT ABUTMENT H=5 d. 5 + SCREW, STRAIGHT ABUTMENT H=6 d. 5 + SCREW, STRAIGHT ABUTMENT H=1 d.6 + SCREW, STRAIGHT ABUTMENT H=2 d. 6 + SCREW, STRAIGHT ABUTMENT H=3 d. 6 + SCREW, ANGLED ABUTMENT 15° H=1 d.4 + SCREW, ANGLED ABUTMENT 15° H=2 d.4 + SCREW, ANGLED ABUTMENT 15° H=3 d.4 + SCREW, ANGLED ABUTMENT 15° H=4 d.4 + SCREW, ANGLED ABUTMENT 15° H=1 d.5 + SCREW, ANGLED ABUTMENT 15° H=2 d.5 + SCREW, ANGLED ABUTMENT 15° H=3 d.5 + SCREW, ANGLED ABUTMENT 15° H=4 d.5 + SCREW, ANGLED ABUTMENT 25° H=2 d.5 + SCREW, ANGLED ABUTMENT 25° H=3 d.5 + SCREW, NON-ROTATING TI. TEMPORARY ABUTMENT H=1, NON-ROTATING TI. TEMPORARY ABUTMENT H=2, NON-ROTATING TI. TEMPORARY ABUTMENT H=3, ROTATING TEMPORARY ABUTMENT H=1, ROTATING TEMPORARY ABUTMENT H=2, ROTATING TEMPORARY ABUTMENT H=3, FLAT ABUTMENT H=2, FLAT ABUTMENT H=3, FLAT ABUTMENT H=4, SLIM FLAT ABUTMENT H=2, SLIM FLAT ABUTMENT H=3, SLIM FLAT ABUTMENT H=4, CASTABLE ABUTMENT 0° H=1 d.5 + SCREW, CASTABLE ABUTMENT 0° H=2 d.5 + SCREW, CASTABLE ABUTMENT 0° H=3 d.5 + SCREW, CASTABLE ABUTMENT 15° H=1 d.5 + SCREW, CASTABLE ABUTMENT 15° H=2 d.5 + SCREW, CASTABLE ABUTMENT 15° H=3 d.5 + SCREW, CASTABLE ABUTMENT 25° H=1 d.5 + SCREW, CASTABLE ABUTMENT 25° H=2 d.5 + SCREW, CASTABLE ABUTMENT 25° H=3 d.5 + SCREW, Rotating castable abutment d.4 + screw, Rotating castable abutment d.5 + screw, Non-Rotating castable abutment d.5 + screw, STANDART PROSTHETIC SCREW, MUA STRAIGHT ABUTMENT H=1, MUA STRAIGHT ABUTMENT H=2, MUA STRAIGHT ABUTMENT H=3, MUA STRAIGHT ABUTMENT H=4, MUA STRAIGHT ABUTMENT H=5, MUA ANGLED ABUTMENT 17° H=1 + SCREW, MUA ANGLED ABUTMENT 17° H=2 + SCREW, MUA ANGLED ABUTMENT 17° H=3 + SCREW, MUA ANGLED ABUTMENT 17° H=4 + SCREW, MUA ANGLED ABUTMENT 17° H=5 + SCREW, MUA ANGLED ABUTMENT 17° H=6 + SCREW, MUA ANGLED ABUTMENT 30° H=1 + SCREW, MUA ANGLED ABUTMENT 30° H=2 + SCREW, MUA ANGLED ABUTMENT 30° H=3 + SCREW, MUA ANGLED ABUTMENT 30° H=4 + SCREW, MUA ANGLED ABUTMENT 30° H=5 + SCREW, MUA ANGLED ABUTMENT 30° H=6 + SCREW, ANGLED ABUTMENT 40° H=2 + SCREW , ANGLED ABUTMENT 40° H=3 + SCREW , MUA ANGLED ABUTMENT 40° H=2 + SCREW , ANGLED ABUTMENT 15° REGULAR PLATFORM , ANGLED ABUTMENT 25° REGULAR PLATFORM , HEALING SCREW d.6 H=5, HEALING SCREW d.6 H=7, FLAT HEALING SCREW H=4, FLAT HEALING SCREW H=2, ANGLED ABUTMENT 15° H=1 d.6 + SCREW , ANGLED ABUTMENT 15° H=2 d.6 + SCREW , ANGLED ABUTMENT 15° H=3 d.6 + SCREW , ANGLED ABUTMENT 25° H=1 d.6 + SCREW , ANGLED ABUTMENT 25° H=2 d.6 + SCREW , ANGLED ABUTMENT 25° H=3 d.6 + SCREW , NON ROTATING TI LINK BASE H.1MM +SCREW, NON ROTATING TI LINK BASE H.0.5MM +SCREW, NON ROTATING TI LINK BASE H.2 MM +SCREW, NON ROTATING TI LINK BASE H.3 MM +SCREW, ROTATING TI LINK BASE H.1 MM + SCREW, ROTATING TI LINK BASE H.0.5MM +SCREW, ROTATING TI LINK BASE H.2MM +SCREW, ROTATING TI LINK BASE H.3MM +SCREW, SLIM CEREC BASE + SCREW , CEREC BASE + SCREW, CEREC BASE H=2 + SCREW, CEREC BASE H=3 + SCREW, ROTATING MULTI-SCAN BASE , NON-ROTATIN MULTI SCAN BASE , GOLD UCLA ABUTMENT + SCREW , CHROME COBALT UCLA ABUTMENT + SCREW, ROTATING CHROME COBALT UCLA ABUTMENT + SCREW, CASTABLE ABUTMENT 0° H=1 d.5, CASTABLE ABUTMENT 0° H=2 d.5, CASTABLE ABUTMENT 0° H=3 d.5, CASTABLE ABUTMENT 15° H=1 d.5, CASTABLE ABUTMENT 15° H=2 d.5, CASTABLE ABUTMENT 15° H=3 d.5, CASTABLE ABUTMENT 25° H=1 d.5, CASTABLE ABUTMENT 25° H=2 d.5, CASTABLE ABUTMENT 25° H=3 d.5, FLAT CONNECTING SCREW, CASTABLE ABUTMENT FOR FLAT + SCREW , TEMPORARY TI. ABUTMENT FOR FLAT + SCREW , PROSTHETIC SCREW FOR ANGLED MUA , MUA CASTABLE ABUTMENT + SCREW , MUA TEMPORARY ABUTMENT + SCREW , MUA PROSTHETIC SCREW 1,6MM (SHORT), MUA PROSTHETIC SCREW 1,6MM (MEDIUM), MUA CONNECTING SCREW , MUA TEMPORARY ABUTMENT + SCREW 1,6MM , MUA NON ROTATING TEMPORARY ABUTMENT + SCREW 1,6MM , MUA CASTABLE ABUTMENT + SCREW 1,6MM , MUA NON ROTATING CASTABLE ABUTMENT + SCREW 1,6MM , MUA HEALING SCREW (SCREW 1,6MM) , SLIM CASTABLE ABUTMENT , SLIM STRAIGHT ABUTMENT TI. H=1 + SCREW , SLIM STRAIGHT ABUTMENT TI. H=2 + SCREW , SLIM STRAIGHT ABUTMENT TI. H=3 + SCREW , SLIM ANGLED ABUTMENT 15° H=1 + SCREW , SLIM ANGLED ABUTMENT 15° H=2 + SCREW , SLIM ANGLED ABUTMENT 15° H=3 + SCREW , SLIM ANGLED ABUTMENT 25° H=1 + SCREW , SLIM ANGLED ABUTMENT 25° H=2 + SCREW , SLIM ANGLED ABUTMENT 25° H=3 + SCREW , SLIM SPHERICAL ABUTMENT H=1, SLIM SPHERICAL ABUTMENT H=2, SLIM SPHERICAL ABUTMENT H=3, TITANIUM BASE WITH ROTATIN CASTABLE ABUTMENT H=1, TITANIUM BASE WITH ROTATIN CASTABLE ABUTMENT H=2, TITANIUM BASE WITH ROTATIN CASTABLE ABUTMENT H=3, PEEK TEMPORARY ABUTMENT d.3 H=2 + SCREW , ROTATING TI LINK SLIM BASE H.0.5 MM + SCREW , ROTATING TI LINK SLIM BASE H.1 MM + SCREW , ROTATING TI LINK SLIM BASE H.2 MM + SCREW , ROTATING TI LINK SLIM BASE H.3 MM + SCREW , NON ROTATING TI LINK SLIM BASE H.0.5 MM + SCREW , NON ROTATING TI LINK SLIM BASE H.1 MM + SCREW , NON ROTATING TI LINK SLIM BASE H.2 MM + SCREW , NON ROTATING TI LINK SLIM BASE H.3 MM + SCREW , HEALING SCREW H=2 FOR SLIM IMPLANTS , HEALING SCREW H=4 FOR SLIM IMPLANTS , HEALING SCREW H=6 FOR SLIM IMPLANTS , SLIM PROSTHETIC SCREW, PROSTHETIC SCREW FOR IMPLANTS L.6.5, STRAIGHT ABUTMENT FOR MINI IMPLANT , ABUTMENT GIGLIO FIBERGLASS Ø4, ABUTMENT PEEK d.4, ABUTMENTPEEK Ø4.5 , ABUTMENT PEEK ROTAZIONALE , ABUTMENT PEEK d.6 , PEEK ABUTMENT 0° H=1 d.5 + SCREW , PEEK ABUTMENT 0° H=2 d.5 + SCREW , PEEK ABUTMENT 0° H=3 d.5 + SCREW , ANGLED PEEK ABUTMENT 15° H=1 d.5 + SCREW , ANGLED PEEK ABUTMENT 15° H=2 d.5 + SCREW , ANGLED PEEK ABUTMENT 15° H=3 d.5 + SCREW , ANGLED PEEK ABUTMENT 25° H=1 d.5 + SCREW , ANGLED PEEK ABUTMENT 25° H=2 d.5 + SCREW , ANGLED PEEK ABUTMENT 25° H=3 d.5 + SCREW , PEEK KIT , ABUTMENT PEEK 0° H=1 D.6, ABUTMENT PEEK 0° H=2 D.6, ABUTMENT PEEK 0° H=3 D.6, ABUTMENT PEEK 15° H=1 D.6, ABUTMENT PEEK 15° H=2 D.6, ABUTMENT PEEK 15° H=3 D.6, ABUTMENT PEEK 25° H=1 D.6, ABUTMENT PEEK 25° H=2 D.6, ABUTMENT PEEK 25° H=3 D.6, MUA HEALING SCREW , PRE-MILLED ABUTMENT BLANK L.23 CHROME COBALT , PRE-MILLED ABUTMENT BLANK L.25 CHROME COBALT , PRE-MILLED ABUTMENT BLANK , MEDENTIKA PRE-MILLED ABUTMENT BLANK 5° L.23, MEDENTIKA PRE-MILLED ABUTMENT BLANK 5° L.25, MEDENTIKA PRE-MILLED ABUTMENT BLANK 22° L.22 CR.CO., MEDENTIKA PRE-MILLED ABUTMENT BLANK 22° L.24 CR.CO., MEDENTIKA PRE-MILLED ABUTMENT BLANK 22 | SHIFT | 2023-07-18T00:00:00.000+02:00 | B&B Dental S.R.L Via San Benedetto 1837 40018 San Pietro in Casale (Bo) | MUA-5004-30, MUA-5006-30, MUA-5008-30, MUA-5010-30, MUA-5012-30, MUA-5014-30, MUA-5016-30, MUA-3508-45 , MUA-3510-45 , MUA-3512-45 , MUA-3514-45 , MUA-3516-45, MUA-4004-45, MUA-4006-45 , MUA-4008-45 , MUA-4010-45 , MUA-4012-45 , MUA-4014-45 , MUA-4016-45 , MUA-4504-45 , MUA-4506-45 , MUA-5008-45 , MUA-5010-45 , MUA-5012-45 , MUA-5014-45 , MUA-5016-45 , IM2708 , IM2711 , IM2713 , IM2715 , IM3208 , IM3211 , IM3213 , IM3215 , MD/20/10 , MD/20/13 , MD/20/15 , MD/24/10 , MD/24/13 , MD/24/15 , MD/25/10, MD/25/13 , MD/25/15 , MA/24/10 , MA/24/13 , MA/24/15, MUA-4508-45 , MUA-4510-45 , MUA-4512-45 , MUA-4514-45 , MUA-4516-45 , MUA-5004-45 , MUA-5006-45 , 3P-3008 , 3P-3010 , 3P-3012 , 3P-3014 , SL-3408 , SL-3410 , SL-3412 , SL-3414 , 3P-3508 , 3P-3510 , 3P-3512, 3P-3514, 3P-3516, 3P-4005 , 3P-4006 , 3P-4008 , 3P-4010 , 3P-4012 , 3P-4014 , 3P-4016 , 3P-4505, 3P-4508 , 3P-4510 , 3P-4512 , 3P-4514 , 3P-4516 , 3P-5005 , 3P-5006 , 3P-5008 , 3P-5010 , 3P-5012 , 3P-5014 , EV-3508 , EV-3510 , EV-3512 , EV-3514 , EV-3516, EV-4005 , EV-4008 , EV-4010 , EV-4012 , EV-4014 , EV-4016 , EV-4505 , EV-4506 , EV 4508 , EV-4510 , EV-4512 , EV-4514, EV-5005 , EV-5006 , EV-5008 , EV-5010 , EV-5012, EV-5014 , WIDE-5505 , WIDE-5506 , WIDE-5508 , WIDE-5510 , WIDE-5512 , WIDE-5514 , WIDE-6005 , WIDE-6006 , WIDE-6008, WIDE-6010 , WIDE-6012 , WIDE-6014 , WIDE-6505 , WIDE-6506 , WIDE-6508 , WIDE-6510 , WIDE-6512 , WIDE-6514 , WIDE-7005 , WIDE-7006 , WIDE-7008 , WIDE-7010 , WIDE-7012 , WIDE-7014 , MUA-3008 , MUA-3010 , MUA-3012 , MUA-3014 , MUA-3016 , MUA-3508 , MUA-3510 , MUA-3512 , MUA-3514 , MUA-3516 , MUA-4004 , MUA-4006 , MUA-4008 , MUA-4010, MUA-4012 , MUA-4014 , MUA-4016 , MUA-4504 , MUA-4506 , MUA-4508 , MUA-4510 , MUA-4512 , MUA-4514 , MUA-4516 , MUA-5004 , MUA-5006 , MUA-5008 , MUA-5010 , MUA-3508-17 , MUA-3510-17 , MUA-3512-17 , MUA-3514-17 , MUA-3516-17 , MUA-4004-17, MUA-4006-17 , MUA-4008-17 , MUA-4010-17 , MUA-4012-17 , MUA-4014-17 , MUA-4016-17 , MUA-4504-17 , MUA-4506-17 , MUA-4508-17 , MUA-4510-17 , MUA-4512-17 , MUA-4514-17 , MUA-4516-17 , MUA-5004-17 , MUA-5006-17 , MUA-5008-17 , MUA-5010-17 , MUA-5012-17 , MUA-5014-17 , MUA-5016-17 , MUA-3508-30 , MUA-3510-30 , MUA-3512-30 , MUA-3514-30 , MUA-3516-30 , MUA-4004-30 , MUA-4006-30 , MUA-4008-30 , MUA-4010-30 , MUA-4012-30 , MUA-4014-30 , MUA-4016-30 , MUA-4504-30 , MUA-4506-30 , MUA-4508-30 , MUA-4510-30 , MUA-4512-30 , MUA-4514-30 , WIDE-65CUT , WIDE-70CUT , WIDE-00092SC, 3P-00092SC,, PT-00092SC , PT-21CUT , PT-35CUT , PT-47CUT , 00090BM , 00091BM, 00092BM, 00093BM, 3P-00096SC , 3P00094SC, TAP-30, TAP-35, TAP-40, TAP-45, TAP-50, STOP01, STOP02, STOP03, STOP04, STOP05, STOP06, STOP07, STOP08, STOP09, STOP10, STOP11, STOP12, STOP16, STOP18, W-STOP06, W-STOP08, W-STOP10, W-STOP12, STOP-06S, STOP-08S, STOP-10S, STOP-12S , INN-3017, S1807., S1807/1., S1807BOX., S1808., S1808/1, G-1807., G-1807/1., G-1807XS, G-1011S., G-1013S., G-1020S., G-1011L., G-1013L., G-1020L., 2020,, 2012-01., S1011., S1013., S1015., S1026., G-1031., G-1032., 3D-00092SC, 3D-00093SC, GD-BM, GD-LANCIA, GD-290, GD-SV-30, GD-SV-35, GD-SV-40, GD-SV-45, GD-SV-50, GD-263, GD-264, GD-3008, GD-3508, GD-4008, GD-4508, GD-5008, GD-3010, GD-3510, GD-4010, GD-4510, GD-5010, GD-3012, GD-3512, GD-4012, GD-4512, GD-5012, GD-3014, GD-3514, GD-4014, GD-4514, GD-5014, GD-PIN/57, GD-PIN/510, GD-PIN/67, GD-PIN/610, GD-FOG , GD-PING, GD-FIX-KIT , GD-708, GD-PT-21, GD-PT-35, GD-PT-47, GD-00092SC , GSK-771/10, GSK-771/105, GSK-771/11, GSK-771/6, GSK-771/65, GSK-771/7, GSK-771/75, GSK-771/8, GSK-771/85, GSK-771/9, GSK-771/95, MUA-00092SC , MUA-00093SC, SUB-00090SC , PIN-00091SC , STOP-501, STOP-502, STOP-503, STOP-504, STOP-506, STOP-507, STOP-508, STOP-509, STOP-5010, STOP-511, GD-21-08, GD-21-10, GD-21-12, GD-21-14, GD-21-16, GD-21-18, GD-30-16, GD-30-18, GD-35-16, GD-35-18, GD-40-16, GD-40-18, GD-45-16, GD-45-18, GD-50-16, GD-50-18, 3D-00093PLUS , 00578/DRILL , INN-0581, INN-00581/L, INN-00602 , INN-00602/L, 00236N, 2000,, OO375, 3D-17018, 3D-17 | Klasa IIb, Klasa IIa | Implante dentare per zevendesimin e dhembeve te munguar , Kuti veglash per manipulim kockor , Membrane titani osteosintetike dhe celes mbylles , Aksesore per marrje mase | Pajisje dentare
14436 | Pluraject 2 | Amber Dental | 2023-07-18T00:00:00.000+02:00 | 3M Deutscheland GmbH, Carl-Schurz-Str. 1 41453 Neuss Germany | 76011, 76012 | Klasa I | shiringe dentare anestezie | Pajisje dentare
14499 | Drainage Bag, 600ml, 20 per Box, Drainage Bag, 600ml, 5 per Box, Drainage Bag, 350ml | MONTAL | 2023-07-18T00:00:00.000+02:00 | Argon Medical Devices, Inc. 1445 Flat Creek Road, Athens, Texas 75751, USA | DBAG600, DBAG600H, 850007350 | Is | Drainage Bag jane qese plastike per grumbullimin e urines | Pajisje nje perdorimeshe
14622 | DxH500 | GENIUS SHPK | 2023-07-25T00:00:00.000+02:00 | Beckman Coulter Inc . - Lismeehan, O'Callaghan's Mills , Co. Clare,Ireland | B40601 | In vitro | Instrument imunologjik diagnostifikues in vitro e destinuar per testimin hematologjik te kampioneve human. | Pajisje te diagnostifikimit in vitro
14656 | Adper™ Single Bond 2 Adhesive | Amber Dental | 2023-07-28T00:00:00.000+02:00 | 3M ESPE Dental Products 2510 Conway Avenue St.Paul, Minnesota 55144-1000 USA | 51202 Adper Single Bond 2 Adhesive Refill : 1 - 6g vial Adper Single Bond 2, Instructions for use (IFU) | Klasa IIa | ngjites dentar | Pajisje dentare
14616 | Instruments, accesory's, Screwdriver handle, only, Manually turned handpiece for contrangle, CF fixed screwdriver, 13cm, 1Stk, TX fixed screwdriver, 13cm, 1ea, CF blade short, 2cm, Dental 1ea, TX blade short, 2cm, Dental 1ea, 1.7mm Neuro Soft Plate Instrument Set CX, 1.7mm Neuro Economy Instr. Set TX, Screwdriver, 9cm, Screwdriver, 7,5cm, Blade, 6,5cm, LX/LS 1Stk, Blade, CX/CS 1.7, Blade, TX/TS 1.7, Blade, 6,5cm, MX/MS, Mesh bendign plier, Mesh bendign plier, M-Faces, Mesh bendign plier, L-Faces, TC-Scissor SMITH, straight, 16cm, Special Mesh Cutter, 16cm, Plate holding forceps, straight 11.5cm, Scanbody PEEK Standard, Scanbody PEEK mini, BENEfit Screwholder for Guiding System, Drill guide sleeves PEEK EASY DRIVER 2ea, Screw guide sleeves PEEK EASY DRIVER 2ea, Guiding cap, EASY DRIVER 2ea, Cap Remover, EASY DRIVER, Beneposts screwable, 2ea, Beneposts pluggable, 2ea, Screwholder short 28mm DENTAL, Insert for 33-18241, 33-18236, 33-54520, Thumb screw for Dental mandrel, Screwholder short 33mm DENTAL, Torque ratchet, complete, Torque ratchet handle, only, Thumb screw for Dental mandrel with limited torque (10 Ncm), Laboratory Finger Screwdriver, fixed, Buffer for Drill-Stop, Protection cap for quattro screws, 20 ea., quattro® / BENEfit® Instrument Set Set, BENEfit® impression cap, BENEfit® laboratory analog, BENEfit Blade f. Abutment 20mm, BENEfit Blade f. Abutment 30mm, BENEfit Blade f. Abutment 50mm, BENEfit Activation-Screwdriver 13cm, Multi purpose handle for the use with all instruments with dental shaft end., DeFranco Universal Parallel Drill Guide 5 to 9mm incl. 1 Fixation Screw, DeFranco Universal Parallel Screw Guide 5 to 9mm incl. 1 Fixation Screw, DeFranco Parallel Drill Guide 6 and 8mm incl. 1 Fixation Screw, DeFranco Parallel Drill Guide 7 and 10mm incl. 1 Fixation Screw, DeFranco Parallel Screw Guide 6 and 8mm incl. 1 Fixation Screw, DeFranco Parallel Screw Guide 7 and 10mm incl. 1 Fixation Screw, Digital Motion BENEfit Screwholder, Digital Motion Single Sleeves, 2ea, Digital Motion Double sleeve 6mm, 1ea, Digital Motion Double sleeve 8mm, 1ea, Digital Motion Double sleeve 10mm, 1ea, Digital Motion Double sleeve 12mm, 1ea, quattro / BENEfit Instrument Set, quattro Basic Instrument Set, Screwholder quattro mini short DENTAL, Screwholder quattro mini long, Screwdriver QB short 30mm, Screwholder QB long for 10-61000, Screwholder short 23mm DENTAL, Manually turned unit mod. to Pauls, with adjustable torque from 0 – 40 Ncm, BENEfit® Starter Instrument Set without implants, Mentoplate Instrument Set, TX 2.0 Blade for 33-817-12, AO, TX 1.7 Blade for 10-61000, TX 2.0 Blade for 10-61000, TX 2.0 Blade short f. 10-61000, TX 2.0 Blade short f. contraangled, Bending Pliers for Mentoplate, Loop bending pliers for Mentoplate, Lid Starter Kit with Severn Logo, only, Lid Starter Kit Neuro, only, Screw modul, PSM Tray for Drill Stop Set, black, quattro/BENEfit large sterilization tray, quattro/BENEFIT Sterilizing tray, only, Lid only for quattro/BENEFIT Tray, Mentoplate/quattro Tray with Lid, Starter Kit Tray, only, Lid Starter Kit Mentoplate, only, EASY DRIVER Kit Tray black | DENTAL LEADER -CORSI | 2023-08-11T00:00:00.000+02:00 | PSM Medical Solutions; Gewerbestrasse10, 78594 Gunningen Deutschland | NA, 10-61000, 10-63025, 25-210-03, 25-210-04, 25-210-05, 25-210-07, 28-017-02, 28-018-00, 28-850-00, 28-850-01, 28-850-03, 28-850-04, 28-850-05, 28-850-08, 28-855-01, 28-855-02, 28-855-03, 28-857-16, 28-857-50, 28-860-01, 33-10760, 33-10761, 33-10830, 33-10834, 33-10835, 33-10850, 33-10852, 33-10901, 33-10902, 33-18233, 33-18234, 33-18236, 33-18237, 33-18240, 33-18241, 33-18266, 33-18288, 33-18302, 33-18330, 33-54100, 33-54410, 33-54425, 33-54512, 33-54515, 33-54518, 33-54519, 33-54520, 33-54570, 33-54571, 33-54576, 33-54577, 33-54578, 33-54579, 33-10903, 33-10905, 33-10906, 33-10908, 33-10910, 33-10912, 33-11500, 33-11555, 33-18003, 33-18010, 33-18225, 33-18230, 33-18232, 33-54704, 33-55000, 33-58100, 33-825-05, 33-825-17, 33-825-20, 33-825-22, 33-825-30, 33-828-01, 33-828-02, 60-034-12, 60-034-14, 60-034-17, 60-035-17, 73-31888, 73-31960, 73-31960-1, 73-31960-2, 73-31970, 73-31970-1, 73-31970-2, 73-31995 | Klasa I | Instrumenta, Implante jo aktive, Pajisje mjekësore dhe aksesorë sterile për një përdorim dhe të ripërdorshëm | Pajisje dentare
14667 | Abdominal hernia surgical mesh, synthetic polymer PM 0814 8 x 14 cm - PM 1515 15 x 15 cm- PM 3030 30 x 30 cm | EUROMED | 2023-08-08T00:00:00.000+02:00 | Betatech Medikal Cihazlar San. Mümessillik İç Ve Dış Tic. Ltd. Şti.İ.O.S.B Atatürk Oto Sanayi Sitesi 22.Sok. Ünal İş Merkezi. No:9 Başakşehir/ İSTANBUL | Abdominal hernia surgical mesh, synthetic polymer PM 0814 8 x 14 cm - PM 1515 15 x 15 cm- PM 3030 30 x 30 cm | Klasa IIb | Rrjetë kirurgjikale e hernies abdominale, polimer sintetik Përshkrimi: Sterile, të sheshta ose tre-dimensionale (3-D), një ose më shumë polimere sintetike jo të absorbueshme [p.sh. polipropileni, polietileni (PE)] gërshetim/thurje ose substancë poroze, hernie abdominale (p.sh. ijë, bark/ensocial, bark, kofshë) dhe dëmtime fasciale synohen të implantohen përgjithmonë në aplikime riparimi, aplikime | Pajisje te implantueshme jo aktive
14615 | Advanced Visualization Workspace / 881120, CT ASPECT Scoring / 881093 | Health & Light | 2023-08-09T00:00:00.000+02:00 | Philips Medical Systems Nederland B.V. Veenpluis 6 5684 PC Best The Netherlands SRN ID.: NL-MF-000001489 | 881120, 881093 | Klasa IIb | Aplikim per vizualizim imazhesh klinike nga modalitetet te ndryshme me qellim diagnostikimin / Advanced Visualization Workspace, Aplikim per te asistuar mjeket ne vleresimin dhe kuantifikimin e abnormaliteteve ne indit trunor me teknike pa kontrast / CT ASPECT Scoring | Tjeter
14700 | Umbilical Catheter, Size: FG XX | MONTAL | 2023-08-08T00:00:00.000+02:00 | Romsons International (Unit-II), 59J( C ), Noida Special Economic Zone, Noida Dadri Road, Phase II, Noida-201305 Uttar Pradesh, INDIA | GS-3002 | Klasa IIa | Jane kateter te arterjes se kerthizes qe sherbejne per marrjen e gjakut nga nje foshnje pa perseritje te cpimeve me age | Pajisje nje perdorimeshe
14607 | ORBITAL RETRACTOR, ROWE, RIGHT, 19 CM, ORBITAL RETRACTOR, ROWE, LEFT, 19 CM, ORBITAL RIM RETRACTOR, 20 CM, ORBITAL RIM RETRACTOR, DONOVAN, 19.5 CM, ORBITAL RETRACTOR LEFT, L1 Midface orbital retractor, left, ORBITAL RETRACTOR RIGHT, L1 Midface orbital retractor, right, SPATULA ORBITAL STRAIGHT MALLEABLE, SPATULA ORBITAL STRAIGHT MALLEAB. GRADU., MAXILLARY MOBILIZER, TESSIER, LEFT, MAXILLARY MOBILIZER, TESSIER, RIGHT, HOOK, DINGMANN-WILK, SHARP, 20 CM, PLATE HOLDING INSTRUMENT, ECKELT, 20 CM, Endo-Condyle Unit,ramus retr.,angled, Zygoma Hook, Dingmann, 10 mm, RETRACTOR,POST., DUNN-DAUTREY, 6.5X50 MM, RETRACTOR,ANTER., DUNN-DAUTREY,6.5X60 MM, RETRACTOR,SUPERI.,DUNN-DAUTREY,8.0X50 MM, RETRACTOR,SUPERI.,DUNN-DAUTREY,6.5X50 MM, TMJ LATERAL RETRACT 13,5 CM, TMJ-CONDYLE RTERACTOR, DOLWICK, 14.5 CM, ARNHEM-LEFORT HOOK RIGHT, Palatalretractor, Burton, 28 cm, BURTON MED. RAMUS RETR. 8 MM, RAMUS RETRACTOR, HARGIS, LEFT, 19.5 CM, RAMUS RETRACTOR, HARGIS, RIGHT, 19.5 CM, MANDIB. RETRACTOR, HARGIS, CVD., 17.5 CM, PIRIFORM RIM RETRACTOR, HARGIS, 18.5 CM, SEPARATOR, SMITH, RIGHT, 18.5 CM, SEPARATOR, SMITH, LEFT, 18.5 CM, CHANNEL RETRACTOR, TERRY, 16.5 CM, RAMUS PUSHER, TERRY, 24 CM, DUCT RETRACTOR, TERRY, RIGHT, 14 CM, DUCT RETRACTOR, TERRY, LEFT, 14 CM, PALATAL EXPANDER, TURVEY, 17 CM, CHANNEL RETRACTOR, STEINHAEUSER, 27 CM, CLEFT PALATE RETRACTOR, SHORT, 18 CM, CLEFT PALATE RETRACTOR, LONG, 18 CM, BONE-SPREADER, FIG. 1B, 1,6/2,2 MM, BONE-SPREADER, FIG. 2B, 2,2/2,8 MM, BONE-SPREADER, FIG. 3B, 2,8/3,4 MM, BONE-SPREADER, FIG. 4B, 3,4/4,0 MM, RETRACTOR, OBWEG., UPW., 16X5 MM, 21.5CM, RETRACTOR, OBWEG., UPW., 25X7 MM, 21 CM, RETRACTOR, OBWEG., UPW., 35X10 MM, 23 CM, RETRACTOR, OBWEG., UPW., 42X10 MM, 23 CM, RETRACTOR,OBWEG.,UPW., 57X12,5MM, 23.5CM, RETRACTOR, OBWEG., UPW., 72X15MM, 23.5CM, RETRACTOR, OBWEG., UPW., 87X16MM, 23,5CM, OBWEGESER RETRACTOR 10X35 MM, RETRACTOR, OBWEG., DOWN, 16X5 MM, 21 CM, RETRACTOR, OBWEG., DOWN, 25X7 MM, 21 CM, RETRACTOR, OBWEG., DOWN, 35X10 MM, 23 CM, RETRACTOR, OBWEG., DOWN, 42X10 MM, 23 CM, RETRACT., OBWEG., DOWN, 55X12 MM, 23.5CM, RETRACT., OBWEG., DOWN, 72X15 MM, 23.5CM, RETRACT., OBWEG., DOWN, 86X17 MM, 23.5CM, MANDIB.-RETR., OBWEG., 30X9/12 MM, 21 CM, MANDIB.-RETR., OBWEG., 45X9/12 MM, 21 CM, MANDIB.-RETR., OBWEG., 60X9/12 MM, 21 CM, RAMUS RETR., OBWEG., 75X11/15 MM, 24 CM, RAMUS RETR., OBWEG., 75X12/22 MM, 24 CM, ALVEOLAR-RETRACTOR, OBWEGESER, 24 CM, SPINA NASALIS-RETRACT., OBWEGESER, 24 CM, CHANNEL RETR., OBWEGESER, 9 MM, 16.5 CM, CHANNEL RETR., OBWEGESER, 10 MM, 16.5 CM, RASSE CHANNEL RETRACTOR 165 MM, CHIN RETRACTOR, OBWEGES., 16.5 MM, 16 CM, OBWEGESER ILIAC CREST RETRAC, SKIN HOOK, TESSIER, SHARP, 19 CM, TESSIER NASAL DILATOR CHILD, THORAX RET., TESSIER, 90X22 MM, 21 CM, THOR. RETR., TESSIER, 120X28 MM, 26.5 CM, ILIAC CREST RETRACTOR, TESSIER, 36X50 MM, ILIAC CREST RETRACTOR, TESSIER, 52X50 MM, ILIAC CREST RETRACTOR, TESSIER, 59X50 MM, ILIAC CREST RETRACTOR, TESSIER, 66X50 MM, SPATULA, TESSIER, MALL., 10/12 MM, 22 CM, SPATULA, TESSIER, MALL., 15/17 MM, 22 CM, SPATULA, TESSIER, MALL., 20/22 MM, 22 CM, SOFT TISS. RETR., TESSIER, 19X7/29X10 MM, SOFT TISS. RET., TESSIER, 20X13/30X15 MM, SOFT TISS. RET., TESSIER, 28X13/36X15 MM, SOFT TISS. RET., TESSIER, 33X12/43X15 MM, SOFT TISS. RET., TESSIER, 50X12/68X16 MM, SOFT TISS. RET., TESSIER, 30X12/38X16 MM, SOFT TISS. RET., TESSIER, 35X12/45X16 MM, SOFT TISS. RET., TESSIER, 50X12/70X16 MM, SOFT TISSUE RETR., TESSIER, NO. 1, 8 MM, SOFT TISSUE RETR., TESSIER, NO. 2, 10 MM, SOFT TISSUE RETR., TESSIER, NO. 3, 7 MM, SOFT TISSUE RETR., TESSIER, NO. 4, 10 MM, SOFT TISSUE RETR., TESSIER, NO. 5, 8 MM, SOFT TISSUE RETR., TESSIER, NO. 6, 12 MM, RETRACTOR, TESSIER, 10 MM, 15 CM, MI RT3, Retractor, small, 13 cm, MOBILIZATION LEVER, TESSIER, R., 9 MM, MOBILIZATION LEVER, TESSIER, L., 9 MM, MARCHAC DURA PROTECT. 18 CM, RAMUS RET., STEINBERG, 50X8/11 MM, 22 CM, RAMUS RET., STEINBERG, 60X9/13 MM, 22 CM, BSSO Space Maintainer, Nadjmi, Retractor only for 48-555-00-07, Mandib. Border Retractor, Nadjmi, 8 mm, Mandib. Border Retractor, Nadjmi, 10 mm, Multipurpose Retractor, Nadjmi, Ramus Retractor, Nadjmi, curved, 24 cm, Retractor, Nadjmi, 48 mm, 14.5 cm, LeFort I Hook, Nadjmi, sharp, 22 cm, BSSO LINGUAL RETRACTOR ACC. ARNETT, MANDIBULAR BODY RETRACTOR ACC. ARNETT, CORONOID RETRACTOR ACC. ARNETT, LFI POSTERIOR RETRACTOR ACC. ARNETT, BSSO/LFI NERVE DISS. ACC. ARNETT, 22.5CM, ALVEOLAR NERV DISSECTOR ACC. ARNETT, RETRACTOR F. BSSO INCISION CLOSURE ARNET, MENTAL NERVE RETRACTOR, UPPER LIP RETRACTOR ACC. ARNETT, CHEEK-LIP RETRACTOR ACC. ARNETT 10X40 MM, CHEEK-LIP RETRACTOR ACC. ARNETT 10X55 MM, CHEEK BONE RETRACTOR ACC. ARNETT 10X80 M, CHIN OSTEOTOMY RETRACTOR ACC. ARNETT, CHIN OSTEOTOMY RETRACTOR 6.5X80 MM, LFI INTERDENT. OSTEOT. RETRACTOR ARNETT, BSSO TRANSORAL RETRACTOR ACC. ARNETT, MIDLINE FLAP RETRACTOR ACC. ARNETT, NASAL MUCOSA RETRACTOR ARNETT 18,5 CM, CHEEK HOLDER FOR 2,7 MM C/D SCREWS SET, BONE HOOK, MARCHAC, SHARP, 20 CM, Nexos Hooklet, sharp, 30cm, Nexos P. hook, Kocher-Langenb.,25x115mm, Nexos P. hook, Kocher-Langenb.,25x145mm, Nexos P. hook, Kocher-Langenb.,40x115mm, Nexos P. hook, Kocher-Langenb.,40x145mm, Nexos P. Spatula, malleable, 40mm, 33cm, Instrument f. sag. mandible split, right, Instrument f. sag. mandible split, left, Hülse 5MM,verlängert,53,5MM,wie92-251-12, Hook, Groningen, angled 26.5 cm, Hook, Groningen, curved 26.5 cm, Hook, Cushing, # 1, 19 cm, Hook, Cushing, # 1, 28 cm, Hook, Cushing, # 2, 19 cm, Hook, Cushing, # 2, 28 cm, Hook, Smithwick, curved, 16.5 cm, Hook, Smithwick, curved, 21 cm, Hook, Adson, blunt, angled, 20 cm, Hook, Adson, sharp, angled, 20 cm, Hook, Graham, blunt, curved, 16.5 cm, Hook, Sachs, sharp, curved, 17 cm, Hook, 90°, sharp, curved, 19 cm, Hook, 90°, sharp, angled dwn., 19 cm, Hook, Frazier, sharp, 13 cm, Hook, Frazier, sharp, 18 cm, Hook, Mikaeel #1, 45°, bay., 23 cm, Hook, Mikaeel #2, 45°, bay., 23 cm, Hook, Mikaeel #11, bay., 23 cm, Hook, Tew #7, button end, 23 cm, Hook, Mikaeel #2, 45°, bay., 26 cm, Wax applicator, Mikaeel #13, bay., 26 cm, Hook, Tew #7, button end, 26 cm, Hook, Rhoton, #9, semisharp, 19 cm, Hook, Rhoton, #10, blunt, 19 cm, Hook, Rhoton, #11, semisharp, 19 cm, Hooklet, micro, sharp, 23 cm, Hooklet, micro,blunt, 23 cm, Hook, Krayenbuehl, # 1, 19 cm, Hook, Krayenbuehl, # 2, 19 cm, Hook, Krayenbuehl, # 3, 19 cm, Hook, Krayenbuehl, # 4, 19 cm, Hooklet, Caspar, 90°, 5 mm, 24.5 cm, Hooklet, Caspar, 90°, 7 mm, 24.5 cm, Hooklet, Caspar, 90°, 9 mm, 24.5 cm, Hooklet, Caspar, 45°, 11 mm, 24.5 cm, SHARP HOOK, SOFT TISSUE RETRACTOR, SET, Soft tissue retractor for 25-472-00-07, RASSE MOD.SOFT TISSUE RETRACTOR,SET, SOFT TISSUE RETRACTOR, SOFT TISSUE RETRACTOR,ONLY, RASSE MOD.SOFT TISSUE RETRACT.SET, 2,0MM, Handly only for Tissue Retract.25-479-00, UHP soft tissue retractor right, UHP soft tissue retractor left, TRACHEA RETRACTOR, ITERSON, SHARP, 17 CM, TRACHEA RETRACTOR, ITERSON, BLUNT, 17 CM, TRACHEA RETRACTOR, ROSE, DBL., 15.5 CM, TRACHEA RETRACTOR, LUER, DOUBLE, 11 CM, THYMUS-RETRACTOR, LUKENS, DBL., 17.5 CM, TRACHEA RETRACTOR, JACKSON, DBL., 18 CM, Retractor, breast, 125x30 mm, 27 cm, Retractor, breast, 140x30 mm, 27 cm, Elevator, Breast, f. Mammaplasty, 28 cm, SKIN HOOKLET, KILNER, GRACILE, 14.5 CM, SKIN HOOKLET, GILLIES, NO. 1, 18 CM, SKIN HOOKLET, GILLIES, NO. 2, 18 CM, FACE-LIFT HOOKLET, KAYE, 4-PR., 13 CM, FACE-LIFT HOOKLET, KAYE, 5-PR., 13 CM, PROSTATE RETRACTOR, YOUNG, SLIM, 22 CM, PROSTATE RETRACT., YOUNG, BULB, 22 CM, PROSTATE RETRACTOR, YOUNG, FORKED, 23 CM, AMNIOTOME, BEACHAM, 26 CM, Screw, Myoma, Doyen, spiral Ø15 mm, 17cm, FISTULA HOOK, EMMETT, NO. 3, ANG., 23 CM, FISTULA HOOK, SIMON, 1-PRONG, 21.5 CM, HOOKLET, BARBARA, 25°, 0.3 MM, 16 CM, HOOKLET, BARBARA, 25°, 0.6 MM, 16 CM, HOOKLET, BARBARA, 25°, 1.0 MM, 16 CM, HOOKLET, BARBARA, 45°, 0.3 MM, 16 CM, HOOKLET, BARBARA, 45°, 0.6 MM, 16 CM, HOOKLET, BARBARA, 45°, 1.0 MM, 16 CM, HOOKLET, BARBARA, 45°, 1.2 MM, 16 CM, HOOKLET, BARBARA, 45°, 1.5 MM, 16 CM, HOOKLET, BARBARA, 45°, 2.0 MM, 16 CM, HOOKLET, BARBARA, 45°, 2.5 MM, 16 CM, HOOKLET, BARBARA, 90°, 0.3 MM, 16 CM, HOOKLET, BARBARA, 90°, 0.6 MM, 16 CM, HOOKLET, BARBARA, 90°, 1.0 MM, 16 CM, HOOKLET, BARBARA, 90°, 1.2 MM, 16 CM, HOOKLET, BARBARA, 90°, 1.5 MM, 16 CM, HOOKLET, BARBARA, 90°, 2.0 MM, 16 CM, HOOKLET, BARBARA, 90°, 2.5 MM, 16 CM, HOOKLET, BARBARA, CVD., 0.5 MM, 16 CM, HOOKLET, BARBARA, CVD., 1.0 MM, 16 CM, HOOKLET, 0.3 MM, 90° CVD. UP, 15.5 CM, HOOKLET, 0.6 MM, 90° CVD. UP, 15.5 CM, HOOKLET, 1.0 MM, 90° CVD. UP, 15.5 CM, HOOKLET, 0.3 MM, 90° CVD. DOWN, 15.5 CM, HOOKLET, 0.6 MM, 90° CVD. DOWN, 15.5 CM, HOOKLET, 1.0 MM, 90° CVD. DOWN, 15.5 CM, HOOKLET, 0.5 MM, CVD. UP, 15.5 CM, HOOKLET, 1.0 MM, CVD. UP, 15.5 CM, HOOKLET, 0.5 MM, CVD. DOWN, 15.5 CM, HOOKLET, 1.0 MM, CVD. DOWN, 15.5 CM, MICRO EAR HOOK, 25°, 0.3 MM, 15 CM, MICRO EAR HOOK, 25°, 0.6 MM, 15 CM, MICRO EAR HOOK, SHAMB., 1.0 MM, 15 CM, MICRO EAR HOOK, 45°, 0.3 MM, 15 CM, MICRO EAR HOOK, 45°, 0.6 MM, 15 CM, MICRO EAR HOOK, SHAMBAUGH, 1.0 MM, 15 CM, EXPLORING HOOK, SHEA, 45°, 2.0 MM, 15 CM, EAR HOOKLET, HARTMANN, SHARP, 16 CM, HOOKLET, PROBE-END, LUCAE, NO. 1, 14 CM, HOOKLET, PROBE-END, LUCAE, NO. 2, 14 CM, HOOKLET, PROBE-END, LUCAE, NO. 3, 14 CM, HOOK, PROBE-END, WAGENER, NO. 1, 14 CM, HOOK, PROBE-END, WAGENER, NO. 2, 14 CM, HOOK, PROBE-END, WAGENER, NO. 3, 14 CM, HOOK, PROBE-END, WAGENER, NO. 4, 14 CM, HOOK, PROBE-END, WAGENER, NO. 5, 14 CM, HOOKLET WAGENER, CVD., SH., NO. 6, 14 CM, HOOKLET WAGENER, CVD., BL., NO. 7, 14 CM, EAR HOOKLET, DAY, LONG HOOK, 17 CM, EAR HOOKLET, DAY, SHORT HOOK, 17 CM, MUCOUS HOOKLET, JOSEPH, SHARP, 15.5 CM, TENACULUM HOOKLET, COTTLE, SHARP, 17 CM, Tenaculum hooklet, Cottle, sh,180°, 17cm, HOOKLET, COTTLE, SHARP, NO. 1, 14.5 CM, HOOKLET, COTTLE, SHARP, NO. 2, 14.5 CM, HOOKLET, COTTLE, SHARP, NO. 3, 14.5 CM, ALAR RETRACTOR, LANGE, BLUNT, 23 CM, ALAR RETRACTOR, FOMON, BLUNT, 17 CM, NASAL RETRACT., AUFRICHT, 45X11 MM, 19CM, ALAR RETRACTOR, KILNER, SHARP, 8 CM, RETRACTOR, CONVERSE, 44X11 MM, 10.5 CM, ALAR RETRACTOR, SHARP, DOUBLE, 11.5 CM, Mucosa-Hooklet, Freer, 2-Pr., sharp,15cm, SKIN HOOKLET, JOSEPH, 2-PR., 2 MM, 16 CM, SKIN HOOKLET, JOSEPH, 2-PR., 5 MM, 16 CM, SKIN HOOKLET, JOSEPH, 2-PR., 7 MM, 16 CM, SKIN HOOKLET, JOSEPH, 2-PR., 10 MM, ALAR RETRACTOR, FOMON, BL., 2-PR., 16 CM, RETRACTOR, COTTLE-NEIV., GROOVE, 19.5 CM, HOOKLET, SHARP, 2-PR., 14.5 CM, HOOKLET, BLUNT/SHARP, 2-PR., 14.5 CM, HOOKLET, SHARP/BLUNT, 2-PR., 14.5 CM, HOOKLET, COTTLE, BLUNT, 4-PR., 14 CM, RETRACTOR, NEIVERT, W. GROOVE, 17 CM, ALAR RETRACTOR, COTTLE, 14 CM, ALAR RETRACTOR, COTTLE, ANG., 16 CM, NASAL RETRACTOR, AUFRICHT, DBL., 12 CM, HENAHAN THIRD MOLAR TISSUS RETRACTOR F.1, HENAHAN THIRD MOLAR TISSUS RETRACTOR N.2, HENAHAN THIRD MOLAR TISSUS RETRACTOR N.3, HENAHAN THIRD MOLAR TISSUS RETRACTOR, HENAHAN THIRD MOLAR TISSUS TETRACTOR, AUSTIN SOFT TISSUE RETRACTOR, SHORT, AUSTIN SOFT TISSUE RETRACTOR, LONG, INTRAORAL-RETRACTOR, 25.5 MM, 23 CM, INTRAORAL-RETRACTOR, 25.5 MM, 26 CM, FO, INTRAORAL-RETRACTOR, RIGHT, 21 CM, INTRAORAL-RETRACTOR, LEFT, 21 CM, INTRAORAL-RETRACTOR, RIGHT, 24.5 CM, FO, INTRAORAL-RETRACTOR, LEFT, 24.5 CM, FO, INTRAORAL-RETRACTOR, L&M, 25 CM, INTRAORAL-RETRACTOR, L&M, 28 CM, FO, Retractor acc. to Ishi fig. 1, Retractor acc. to Ishi fig. 3, Retractor acc. to Ishi fig. 4, Intraoral-Retractor, L&M, 28cm, FO, fen., RETRACTOR, SHEA, 14.5 MM, 23.5 CM, FO, LINDORF SIDE STEP RETRACTOR, LEFT, LINDORF SIDE STEP RETRACTOR, RIGHT, LINDORF RAMUS CLAW RETRACTOR, LEFT, LINDORF RAMUS CLAW RETRACTOR, RIGHT, LINDORF SINUS CLAW RETRACTOR,LEFT, LINDORF SINUS CLAW RETRACTOR,RIGHT, SOFT TISSUE RETR., 43X11 MM, 22.5 CM, SOFT TISSUE RETR., 57X11 MM, 23 CM, SOFT TISSUE RETR., 80X16 MM, 23 CM, SPINA NASALIS-RETRACT., OBWEGESER, 22 CM, RAMUS RETRACTOR, OBWEGESER, 22 CM, CHIN RETRACTOR, OBWEGESER, 16.5 CM, CHANNEL RETRACT., OBWEGESER, 8 MM, 16 CM, CHANNEL RETRACT., OBWEG., 10 MM, 16 CM, PROGENY RETRACT., SCHUCHARDT, 18 CM, OUTER PROGENY RETRACTOR, LAUER, 15 CM, INNER PROGENY RETRACTOR, LAUER, 15 CM, OUT. PROGENY RETRACTOR, LAUER, 15 CM, FO, INN. PROGENY RETRACTOR, LAUER, 15 CM, FO, OUT. PROGENY RETRACTOR, LAUER, 20 CM, FO, INN. PROGENY RETR., LAUER, 20.5 CM, F.O., CONDYLAR REPOSITIONER, NO. 11, 24.5 CM, CONDYLAR REPOSITIONER, NO. 12, 24.5 CM, Endo-Condyle Unit,ramus retr.,sharp, Endo-Condyle Unit,ramus retr.,straight, Endo-Condyle Unit,Metz retr.,modif.,ri, Endo-Condyle Unit,Metz retr.,modif.,le, MI Mx1,retractor,doubled,14cm, MI Mx2L,hook,twisted,left,16.5cm, MI Mx2R,hook,twisted,right,16.5cm, MI Mx3,spatula,curved,16cm, MI Mx4S,bone expander,short,18cm, MI Mx4L,bone expander,long,18.5cm, MI Md1,channel retractor,16cm, MI Md2,ramus hook,23cm, MI Ch1,chin holder,23cm, MI Retractor, small, 13cm, MI RT1,retractor,curved,13.5cm, MI RT2,retractor,large,16.5cm, MI HK3,hooklet,sharp,18cm, MI HK1,skin hooklet,doubled,15.5cm, MI HK2,hooklet,curved,blunt,18cm, Retractor, Doyen, 45x88 mm, 24 cm, RETRACTOR, KOCHER, 70X25 MM, 23.5 CM, RETRACTOR, KOCHER, 78X45 MM, 25 CM, RETRACTOR, KOCHER, 78X55 MM, 25 CM, RETRACTOR, KOCHER, 78X65 MM, 25 CM, RETRACTOR, MARTIN, 110X27 MM, 26.5 CM, RETRACTOR, SIMON, 115X22 MM, 28 CM, RETRACTOR, SIMON, 115X28 MM, 28 CM, RETRACTOR, CORYLLOS, 80X22 MM, 24 CM, RETRACTOR, CORYLLOS, 108X43 MM, 24 CM, RETRACTOR, CORYLLOS, 119X65 MM, 24 CM, SCAPULA RETRACTOR, 80X54 MM, 19 CM, SCAPULA RETRACTOR, 75X93 MM, 18.5 CM, RETR., BRUNNER, STR., 80X20 MM, 25.5 CM, RETR., BRUNNER, STR., 100X25 MM, 25.5 CM, RETR., BRUNNER, STR., 120X25 MM, 25.5 CM, RETR., BRUNNER, STR., 130X30 MM, 25.5 CM, RETR., BRUNNER, STR., 140X30 MM, 25.5 CM, RETR., BRUNNER, STR., 160X30 MM, 25.5 CM, RETR., BRUNNER, STR., 180X30 MM, 25.5 CM, RETR., BRUNNER, CVD., 80X20 MM, 25.5 CM, RETR., BRUNNER, CVD., 100X20 MM, 25.5 CM, RETR., BRUNNER, CVD., 120X25 MM, 25.5 CM, RETR., BRUNNER, CVD., 140X25 MM, 25.5 CM, RETR., BRUNNER, CVD., 160X30 MM, 25.5 CM, RETR., BRUNNER, CVD., 180X30 MM, 25.5 CM, RETRACTOR, SAUERBRUCH, 45X15 MM, 22.5 CM, RETRACTOR, SAUERBRUCH, 60X23 MM, 22.5 CM, RETRACTOR, SAUERBRUCH, 72X20 MM, 22.5 CM, Retr., Ross, Flex., No. 1, 26.5 cm, Retr., Ross, Flex., No. 2, 27 cm, Retr., Ross, Flex., No. 3, 27 cm, Retr., Ross, Flex., No. 4, 27.5 cm, Retr., Ross, Flex., No. 5, 27.5 cm, Retr., Ross, Flex., No. 6, 27.5 cm, Valve, retr., Borowski, 17x21 mm, 27 cm, Valve, retr., Borowski, 16x23 mm, 27 cm, Valve, retr., Borowski, 20x25 mm, 27 cm, Valve, retr., Borowski, 24x27 mm, 27 cm, Valve, retr., Borowski, 28x20 mm, 27 cm, Valve, retr., Borowski, 28x29 mm, 27 cm, RETRACTOR, HARRINGT., 137X44 MM, 32.5 CM, RETRACTOR, HARRINGTON, 137X65 MM, 33 CM, Retractor, Deaver, 16 mm, 18 cm, RETRACTOR, DEAVER, 19 MM WIDE, 18 CM, RETRACTOR, DEAVER, 22 MM WIDE, 21.5 CM, RETRACTOR, DEAVER, 25 MM WIDE, 26 CM, RETRACTOR, DEAVER, 25 MM WIDE, 30.5 CM, RETRACTOR, DEAVER, 25 MM WIDE, 33.5 CM, RETRACTOR, DEAVER, 25 MM WIDE, 34.5 CM, RETRACTOR, DEAVER, 38 MM WIDE, 32 CM, RETRACTOR, DEAVER, 50 MM WIDE, 31.5 CM, RETRACTOR, DEAVER, 75 MM WIDE, 31.5 CM, RETRACTOR, DEAVER-GRIP, 25 MM, 31.5 CM, RETRACTOR, DEAVER-GRIP, 38 MM, 31.5 CM, RETRACTOR, DEAVER-GRIP, 50 MM, 31.5 CM, RETRACT., DEAVER-GRIP, 100 MM, 32.5 CM, ATRIUM RETRACTOR, R., 48X48 MM, 25 CM, ATRIUM RETRACTOR, SERR., 48X48 MM, 25 CM, ATRIUMRETRACTOR, L., 30X48 MM, 27.5 CM, RETRACTOR, MIKULICZ, 90X35 MM, 25 CM, RETRACTOR, MIKULICZ, 125X50 MM, 25 CM, RETRACTOR, MIKULICZ, 160X50 MM, 25 CM, RETRACTOR, MIKULICZ, 85X55 MM, 26 CM, RETRACTOR, KELLY, 205X38 MM, 27.5 CM, RETRACTOR, KELLY, 210X57 MM, 28 CM, PELVIS RETRACTOR, 130X60 MM, 26 CM, PELVIS RETRACTOR, 180X60 MM, 23.5 CM, ST. MARKS PELVIS RETRACTOR 32 CM CURVED, PELVIS RETRACTOR, 180X60 MM, 28 CM, RETRACTOR, KUEMMEL, 100X45 MM, 31 CM, RETRACTOR, KADER, 20 MM WIDE, 28 CM, RETRACTOR, KADER, 30 MM WIDE, 28 CM, RETRACTOR, KADER, 40 MM WIDE, 28 CM, RETR. W. HAND., ZEITLIN, 55X65MM, RETR. W. HAND., ZEITLIN, REC., 55X65MM, RETR. W. HAND., ZEITLIN, 55X55MM, RETR. W. HAND., ZEITLIN, REC., 55X60MM, RETR. W. HAND., ZEITLIN, LEFT, 55X70MM, RETR. W. HAN., ZEITLIN, L., REC., 55X70M, RETR. W. HAND., ZEITLIN, RIGHT, 55X70MM, RETR. W. HAN., ZEITLIN, R., REC., 55X70M, RETR. W. HAND., ZEITLIN, SUCT., 60X65MM, RETR. W. HAND., ZEITLIN, CLAMP, 55X60MM, RETR. W/O HANDLE, ZEITLIN, 55X65MM, RETR. W/O HAND., ZEITLIN, REC., 55X65MM, RETR. W/O HANDLE, ZEITLIN, 55X55MM, RETR. W/O HAND., ZEITLIN, REC., 55X60MM, RETR. W/O HAND., ZEITLIN, LEFT, 55X70MM, RETR. W/O HAN., ZEITLIN, L., REC., 55X70, RETR. W/O HAN., ZEITLIN, RIGHT, 55X70MM, RETR. W/O HAN., ZEITLIN, R.,REC.,55X70MM, RETR. W/O HAN., ZEITLIN, SUCT., 60X65MM, RETR. W/O HAN., ZEITLIN, CLAMP, 55X60MM, HANDLE, ZEITLIN, RETRACTOR, COLLIN-HART., 35X29 MM, 15 CM, RETRACTOR, ROUX, SET, NO. 1-3, 17 CM, RETRACTOR, DOUBLE, ROUX, NO. 1, 14,5 CM, RETRACTOR, DOUBLE, ROUX, NO. 2, 16 CM, RETRACTOR, DOUBLE, ROUX, NO. 3, 17 CM, RETRACTOR, DOUBLE, FARABEUF, SET, 12 CM, RETRACTOR, DBL., FARABEUF, SET, 15.5 CM, RETRACTOR, MINI-ROUX, 6X7 MM, 14.5 CM, RETRACTOR, DOUBLE, BABY-ROUX, 12.5 CM, RETRACTOR, PARKER, SMALL, SET, 14 CM, RETRACTOR, PARKER, LG., SET, 18.5 CM, RETRACTOR, PARKER-MOTT, SET, 16 CM, RETRACTOR, MATHIEU, SET, 20 CM, RETRACTOR, PARKER-LANG., SET, 21.5 CM, Retractor, double, Goelet, 19 cm, Endo-Condyle Unit,woundspreader,serr, Endo-Condyle Unit,woundspreader,fine, REVERDIN BAUCHSPATEL BAYON., ABDOM. SPATULA, MALLEABLE, 30 MM, 33 CM, ABDOM. SPATULA, MALLEABLE, 40 MM, 33 CM, ABDOM. SPATULA, MALLEABLE, 50 MM, 33 CM, ABDOM. SPATULA, HABERER, 16/25 MM, 20 CM, ABDOM. SPATULA, HABERER, 25/30 MM, 28 CM, ABDOM. SPATULA, HABERER, 37/45 MM, 30 CM, SPATULA, MARTIN, MALLEAB., 6.5 MM, 20 CM, SPATULA, MARTIN, MALLEAB., 9.5 MM, 20 CM, SPATULA, MARTIN, MALLEAB., 13 MM, 20 CM, SPATULA, MARTIN, MALLEAB., 16 MM, 20 CM, SPATULA, MARTIN, MALLEAB., 19 MM, 20 CM, SPATULA, MARTIN, MALLEAB., 25 MM, 20 CM, BONE LEVER, STRONG CVD., 6 MM, 15 CM, BONE LEVER, MINI-HOHMANN, 6 MM, 16 CM, BONE LEVER, MINI-HOHMANN, 8 MM, 16 CM, BONE LEVER, 15 MM, 16 CM, BONE LEVER, 15 MM, 12 CM, BONE LEVER, HOHMANN, 8 MM, 21.5 CM, BONE LEVER, HOHMANN, 18 MM, 23.5 CM, BONE LEVER, HOHMANN, 70 MM, 25 CM, BONE LEVER, HOHMANN, 43 MM, 23.5 CM, BONE LEVER, HOHMANN, 22 MM, 25.5 CM, BONE LEVER, HOHMANN, 35 MM, 29 CM, BONE LEVER, LONG TIP, 24 MM, 27,5 CM, BONE LEVER, LANGE-HOHMANN, 22 MM, 25 CM, BONE LEVER, BENETT, 43 MM, 24 CM, BONE LEVER, BENETT, 60 MM, 23.5 CM, BONE LEVER, BLOUNT, BLUNT, 26.5 CM, BONE LEVER, BLOUNT, 2-PR., 26.5 CM, KNEE RETRACTOR, BLOUNT, 17.5 CM, SPINE RETRACTOR, TAYLOR, 95X30 MM, 16 CM, SPINE RETRACT., TAYLOR, 115X30 MM, 16 CM, RETRACTOR, PERCY, F. AMPUTATION, Valv. hook, Dzemeshkevich, 90°,5mm,27cm, Valv. hook, Dzemeshkevich, 90°,7mm,27cm, Valv. hook, Dzemeshkevich, 90°,10mm,27cm, Valv. hook, Dzemeshkevich, 120°,7mm,27cm, Atrial retr., Dzemeshkevich, 50mm,26cm, Atrial retr., Dzemeshkevich, 70mm,26cm, Ventricular retr., Dzemeshkevich, 25 cm, LUNG SPATULA, ALLISON, 29.5 CM, LUNG SPATULA, ALLISON, 33 CM, LUNG SPATULA, EXTRA WIDE, 29.5 CM, INTIMA SPATULA, BLUNT, 3 MM, 18.5 CM, INTIMA SPATULA, BLUNT, 3 MM, 21.5 CM, INTIMA SPATULA, SLIM, BLUNT, 14 CM, INTIMA SPATULA, WIDE, BLUNT, 23.5 CM, Hook, Crile, 90°, 20 cm, Hook, Crile, 45°, 20.5 cm, Hook, marCore, 5 mm, 26 cm, Hook, marCore, 5 mm, 36 cm, Hook, marCore, 5 mm, w. button, 26 cm, Hook, marCore, 5 mm, w. button, 36 cm, Hook, marCore, 10 mm, 26 cm, Hook, marCore, 10 mm, 36 cm, Hook, marCore, 10 mm, w. button, 26 cm, Hook, marCore, 10 mm, w. button, 36 cm, Hook, marCore, 120°, 5 mm, 26 cm, Hook, marCore, 120°, 5 mm, 36 cm, Hook, marCore, 120°, 10 mm, 26 cm, Hook, marCore, 120°, 10 mm, 36 cm, Spatula, Heifetz, malleable, 8x155 mm, Spatula, Heifetz, malleable, 11x155 mm, Spatula, Heifetz, malleable, 14x155 mm, Spatula, Heifetz, malleable, 17x155 mm, Spatula, Heifetz, mall., rd, 14x200 mm, Spatula, Heifetz, mall., rd, 17x200 mm, Spatula, Heifetz, mall., rd, 20x200 mm, Retractor, Hess, 3 mm, 18 cm, Retractor, Hess, 5 mm, 18 cm, Retractor, Hess, 7 mm, 18 cm, Retractor, Love, No. 1, 21.5 cm, Retractor, Love, No. 2, 17.5 cm, Retractor, Love, 4 mm, 21 cm, Retractor, Love, No. 3, 11 cm, Spatula, Olivecr., conc., 7/9 mm, Spatula, Olivecr., conc., 11/13 mm, Spatula, Olivecr., conc., 15/18 mm, Spatula, Olivecr., conc., 18/22 mm, Spatula, Olivecr., conv., 7/9 mm, Spatula, Olivecr., conv., 11/13 mm, Spatula, Olivecr., conv., 15/18 mm, Spatula, Olivecr., conv., 18/22 mm, Retractor, Scoville, str., 23.5 cm, Retractor, Holsher, cvd., 24 cm, Retractor, Scoville, ang., 16.5 cm, Spreader, Williams, left, 5x2 cm, Spreader, Williams, left, 6x2 cm, Spreader, Williams, left, 7x2 cm, Spreader, Williams, right, 5x2 cm, Spreader, Williams, right, 6x2 cm, Spreader, Williams, right, 7x2 cm, Retractor, Volkmann, sh., 8-Pr., Abdominal retractor, Rochard, 50x95 mm, Abdominal retractor, Rochard, 60x135 mm, Retractor, semisharp, 5x6T., 26 cm, Retractor, Mayo-Adams, 2x2T., bl., 17 cm, Saunders IUD-Hook, 32 cm, Frame, Denis-Browne, adults, 25.5 x 18cm, Blade, Denis-Browne, adult, 20x30 mm, Blade, Denis-Browne, 20x40 mm, Frame, Denis-Browne, children, 18x15 cm, Blade, Denis-Browne, children, 40x30 mm, Blade, Denis-Browne, children, 40x40 mm, Green thyroid retractor, 25x22 mm, 23 cm, Retractor, Morris, 70x40 mm, 24 cm, Retractor, Morris, 51x51 mm, 21 cm, Retractor, Kelly, 50x40 mm, Retractor, Kelly, 65x50 mm, Retractor, Kelly, 75x65 mm, Retractor, Kelly, 90x75 mm, Abdom. Spatula, malleable, 25 mm, 33 cm, Retractor, Meyerding, 50x16 mm, 25 cm, Retractor, Meyerding, 75x25 mm, 25 cm, Retractor, Meyerding, 90x50 mm, 25 cm, Hook, with probe end, blunt, 24.5 cm, Hook, sharp, 24.5 cm, Hook with probe end, 90°, 24.5 cm, Retract., Volkmann, 8 t., bl., 22 cm, Retractor, Kocher-Lang., 80x7mm, 21.5cm, Retractor, Kocher-Wagner, 67x25 mm, 28cm, Retractor, Lang.-Mann., 15x6 mm, 15.5 cm, Retractor, Mannerfeldt, mod., 12x12 mm, Retractor, lip-cheek, Hajek, 16.5 cm, Retractor, Caspar, 67x17 mm, 22.5 cm, Retractor, Dockhorn, 40x12 mm, Retractor, Canny-Ryall, 19x28 mm, 19 cm, Retractor, Czerny, s-sharped, 17.5 cm, Retractor, Morris, 70x50 mm, 24 cm, Retractor, Morris, 70x65 mm, 24,5 cm, Retractor, abd., Denis-Browne,adult,cpl., Retractor, abd.,Denis-Browne,child.,cpl., Spatula, Davis, malleable, 32 mm, 18 cm, Hooklet, Mannerfelt, bl., 2-pr., 15.5cm, Retractor, Harvey-Jackson, sh., 28cm, Spreader, wound, Miskimon, sharp, 22 cm, Spreader, lamina, Cloward, 13.5 cm, Retr., Langenb-Würzburg,55x6mm,21,5cm, Hook, Cloward, 18 mm, 18 cm, Hook, Cloward, 20 mm, 18 cm, Hook, Cloward, 23 mm, 18 cm, Retr., bladder, Legueu,90x35mm, 27cm, Retractor, soft palate, Nager, 24 cm, Retr., thyroid, Schoenborn, 6x13mm, 21cm, Holder, bone graft, Caspar, Bone lever, Schumacher, 35x18mm, 29cm, Bone lever,Buck-Gramko,7.5mm,tip2mm,15cm, Retractor, Hibbs, 13x25mm, 23.5cm, Retractor, Hibbs, 20x50mm, 23.5cm, Retractor, Hibbs, 25x75mm, 23.5cm, Retractor, Crile, 11cm, VICKERS SKIN HOOK, VICKERS BONE HOOK, BONE HOOKLET, RASSE, 1-PR., 16 CM, VICKERS TENDON HOOK, VICKERS RETRACTOR 12 MM, VICKERS RETRACTOR 14 MM, Retractor, Cope, 18 cm, Retractor, Cope-Walter, 17,5 cm, Hooklet, Barsky, 1-t., 15 cm, Hooklet, Barsky, 2-t., 15 cm, MICRO HOOKLET, GRAEFE, SHARP, 15 CM, MICRO HOOKLET, GRAEFE, BLUNT, 15 CM, MICRO HOOK, SHARP, 1-PR., NO. 1, 16 CM, MICRO HOOK, SHARP, 1-PR., NO. 2, 16 CM, MICRO HOOK, SHARP, 1-PR., NO. 3, 16 CM, MICRO HOOK, SHARP, 1-PR., NO. 4, 16 CM, MICRO HOOKLET, RASSE, SHARP, 16 CM, HOOKLET, O'CONNOR, SHARP, 1-PR., 16 CM, HOOKLET, GUTHRIE, SHARP, 2-PR., 16 CM, HOOKLET, SHARP, 1-PR., 16.5 CM, HOOKLET, SHARP, 2-PR., 16.5 CM, HOOKLET, SHARP, 3-PR., 16.5 CM, HOOKLET, SHARP, 4-PR., 16.5 CM, HOOKLET, BLUNT, 1-PR., 16.5 CM, HOOKLET, BLUNT, 2-PR., 16.5 CM, HOOKLET, BLUNT, 3-PR., 16.5 CM, HOOKLET, BLUNT, 4-PR., 16.5 CM, HOOKLET, FLEXIBLE, SHARP, 2-PR., 15.5 CM, HOOKLET, FLEXIBLE, SHARP, 3-PR., 15.5 CM, HOOKLET, FLEXIBLE, BLUNT, 2-PR., 15.5 CM, HOOKLET, FLEXIBLE, BLUNT, 3-PR., 15.5 CM, HOOKLET, DELICATE, 4-PR., 16.5 CM, HOOKLET, DELICATE, BLUNT, 4-PR., 16.5 CM, MICRO-VASCULAR HOOKLET, BLUNT, 12 CM, HOOKLET, DESMARRES, 8 MM, 16 CM, HOOKLET, DESMARRES, 10 MM, 16 CM, HOOKLET, DESMARRES, 12 MM, 16 CM, HOOKLET, DESMARRES, 14 MM, 16 CM, HOOKLET, DESMARRES, 16 MM, 16 CM, HOOKLET, DESMARRES, 18 MM, 16 CM, HOOKLET, FENESTRATED, 18 MM, 16 CM, HOOKLET, MINI-LANGENBECK, 12X6 MM, 16 CM, HOOKLET, MINI-LANGENBECK, 18X6 MM, 16 CM, HOOKLET, MINI-LANGENBECK, 20X6 MM, 16 CM, HOOKLET, MINI-LANGENBECK, 21X8 MM, 16 CM, RETRACTOR, BLUNT, 2-PR., 14X8 MM, 16 CM, RETRACTOR, DELIC., SHARP, 1-PR., 16.5 CM, RETRACTOR, DELIC., SHARP, 2-PR., 16.5 CM, RETRACTOR, DELIC., SHARP, 3-PR., 16.5 CM, RETRACTOR, DELIC., SHARP, 4-PR., 16.5 CM, RETRACTOR, DELIC., BLUNT, 1-PR., 16.5 CM, RETRACTOR, DELIC., BLUNT, 2-PR., 16.5 CM, RETRACTOR, DELIC., BLUNT, 3-PR., 16.5 CM, RETRACTOR, DELIC., BLUNT, 4-PR., 16.5 CM, HOOKLET, MEYERDING, 18X7 MM, 18 CM, HOOKLET, MEYERDING, 16X5 MM, 18 CM, HOOKLET, MEYERDING, 7X4 MM, 18 CM, HOOKLET, MEYERDING, 12X4 MM, 18 CM, HOOKLET, MEYERDING, 8X4 MM, 18 CM, HOOKLET, MEYERDING, 7X9 MM, 18 CM, HOOKLET, SENN-GREEN, 20X6 MM, 16 CM, HOOKLET, SENN-GREEN, 10X6 MM, 16 CM, HOOKLET, DOUBLE, RAGNELL-DAVIS, 15 CM, Double Hooklet, Ragnell-D. 11x4mm/19x6mm, HOOKLET, SENN-MUELLER, SHARP, 16 CM, HOOKLET, SENN-MUELLER, BLUNT, 16 CM, RETRACTOR, CUSHING, FENESTRATED, 20,5 CM, HOOKLET, CUSHING, 8 MM, 20.5 CM, HOOKLET, CUSHING, 10 MM, 20.5 CM, HOOKLET, CUSHING, 12 MM, 20.5 CM, HOOKLET, CUSHING, 14 MM, 20.5 CM, HOOKLET, CUSHING, 16 MM, 20.5 CM, HOOKLET, CUSHING, 18 MM, 20.5 CM, HOOKLET, CUSHING, 8 MM, 24 CM, HOOKLET, CUSHING, 10 MM, 24 CM, HOOKLET, CUSHING, 12 MM, 24 CM, HOOKLET, CUSHING, 14 MM, 24 CM, HOOKLET, CUSHING, 16 MM, 24 CM, HOOKLET, CUSHING, 18 MM, 24 CM, HOOKLET, MALLEABLE SHAFT, 4 MM, 24 CM, HOOKLET, MALLEABLE SHAFT, 6 MM, 24 CM, HOOKLET, MALLEABLE SHAFT, 8 MM, 24 CM, HOOKLET, MALLEABLE SHAFT, 11 MM, 24 CM, HOOKLET, MALLEABLE SHAFT, 15 MM, 24 CM, HOOKLET, MALLEABLE SHAFT, 17 MM, 24 CM, HOOKLET, MALLEABLE SHAFT, 20 MM, 24 CM, HOOKLET, MALLEABLE SHAFT, 23 MM, 24 CM, VEIN HOOKLET, BROM, SMALL, 19 CM, VEIN HOOKLET, BROM, LARGE, 19 CM, HOOKLET, STRANDELL-STILLE, NO. 1, 19 CM, HOOKLET, STRANDELL-STILLE, NO. 2, 19 CM, RETRACTOR, KLAPP, 2-PR., BLUNT, 17.5 CM, RETRACTOR, KLAPP, 3-PR., BLUNT, 17.5 CM, RETRACTOR, KLAPP, 4-PR., BLUNT, 17.5 CM, HOOKLET, DELICATE, 4-PR., SHARP, 16.5 CM, HOOKLET, DELICATE, 4-PR., BLUNT, 16.5 CM, RETRACTOR, VOLKMANN, SH., 1-PR., 21.5 CM, RETRACTOR, VOLKMANN, SH., 2-PR., 21.5 CM, RETRACTOR, VOLKMANN, SH., 3-PR., 21.5 CM, RETRACTOR, VOLKMANN, SH., 4-PR., 21.5 CM, RETRACTOR, VOLKMANN, SH., 6-PR., 21.5 CM, RETRACTOR, VOLKMANN, BL., 2-PR., 21.5 CM, RETRACTOR, VOLKMANN, BL., 3-PR., 21.5 CM, RETRACTOR, VOLKMANN, BL., 4-PR., 21.5 CM, RETRACTOR, VOLKMANN, BL., 6-PR., 21.5 CM, RETRACTOR, VOLKMANN, SH., 1-PR., 22.5 CM, RETRACTOR, VOLKMANN, SH., 2-PR., 22.5 CM, RETRACTOR, VOLKMANN, SH., 3-PR., 22.5 CM, RETRACTOR, VOLKMANN, SH., 4-PR., 22.5 CM, RETRACTOR, VOLKMANN, SH., 6-PR., 22.5 CM, RETRACTOR, VOLKMANN, BL., 1-PR., 22.5 CM, RETRACTOR, VOLKMANN, BL., 2-PR., 22.5 CM, RETRACTOR, VOLKMANN, BL., 3-PR., 22.5 CM, RETRACTOR, VOLKMANN, BL., 4-PR., 22.5 CM, RETRACTOR, VOLKMANN, BL., 6-PR., 22.5 CM, RETR., VOLKMANN, SEMISH., 1-PR, 22.5 CM, RETR., VOLKMANN, SEMISH., 2-PR., 22.5 CM, RETR., VOLKMANN, SEMISH., 3-PR., 22.5 CM, RETR., VOLKMANN, SEMISH., 4-PR., 22.5 CM, RETR., VOLKMANN, SEMISH., 6-PR., 22.5 CM, RETRACTOR, VOLKMANN, BL., 1-PR., 21.5 CM, RETRACTOR, 1-PRONG, SHARP, 21.5 CM, RETRACTOR, KOCHER, SHARP, 1-PR., 22.5 CM, RETRACTOR, KOCHER, SHARP, 2-PR., 22.5 CM, RETRACTOR, KOCHER, SHARP, 3-PR., 22.5 CM, RETRACTOR, KOCHER, SHARP, 4-PR., 22.5 CM, RETRACTOR, KOCHER, SHARP, 6-PR., 22.5 CM, RETRACTOR, KOCHER, BLUNT, 1-PR., 22.5 CM, RETRACTOR, KOCHER, BLUNT, 2-PR., 22.5 CM, RETRACTOR, KOCHER, BLUNT, 3-PR., 22.5 CM, RETRACTOR, KOCHER, BLUNT, 4-PR., 22.5 CM, RETRACTOR, KOCHER, BLUNT, 6-PR., 22.5 CM, RETRACTOR, KOCHER, SEMISH., 1-PR., 22 CM, RETRACTOR, KOCHER, SEMISH., 2-PR., 22 CM, RETRACTOR, KOCHER, SEMISH., 3-PR., 22 CM, RETRACTOR, KOCHER, SEMISH., 4-PR., 22 CM, RETRACTOR, KOCHER, SEMISH., 6-PR., 22 CM, RETRACT., OLLIER, BL., 37X30 MM, 24.5 CM, RETRACTOR, OLLIER, BL., 39X60 MM, 23 CM, RETRACTOR, WASSMUND, 33X20 MM, 20.5 CM, RETRACTOR, KOERTE, SHARP, 8-PR., 24.5 CM, RETRACTOR, KOERTE, BLUNT, 8-PR., 24.5 CM, RETRACT., ISRAEL, BL., 40X40 MM, 24.5 CM, RETRACT., ISRAEL, BL., 45X50 MM, 24.5 CM, RETRACT., ISRAEL, BL., 50X60 MM, 24.5 CM, RETRACT., ISRAEL, BL., 70X70 MM, 24.5 CM, RETRACTOR, LANGENBECK, 30X14 MM, 22 CM, RETRACTOR, LANGENBECK, 30X15 MM, 22 CM, RETRACTOR, LANGENBECK, 40X11 MM, 22 CM, RETRACTOR, LANGENBECK, 50X11 MM, 22 CM, RETRACTOR, LANGENBECK, 30X11 MM, 22 CM, RETRACTOR, LANGENBECK, 60X20 MM, 21 CM, RETRACTOR, LANGENBECK, 85X15 MM, 22.5 CM, Retract., Langenbeck, 43x13 mm, 21 cm, Retract., Langenb.-Green, 6x16 mm, 16 cm, Retract., Langenb.-Green, 6x25 mm, 16 cm, RETRACTOR, LAHEY, 29X6 MM, 19.5 CM, RETRACTOR, LITTLE, 13X15 MM, 20.5 CM, RETRACTOR, KOCHER, 41X18 MM, 23 CM, RETRACTOR, KOCHER, 61X20 MM, 23 CM, RETRACTOR, KOCHER, 61X25 MM, 23 CM, RETRACTOR, KOCHER, 75X30 MM, 23 CM, RETRACTOR, KOCHER, 75X40 MM, 23 CM, RETRACT., KOCHER-LANG., 25X6 MM, 21.5 CM, RETRACT., KOCHER-LANG., 35X8 MM, 21.5 CM, RETRACT., KOCHER-LANG., 35X11 MM, 21.5CM, RETRACT., KOCHER-LANG., 35X15 MM, 21.5CM, RETRACT., KOCHER-LANG., 40X11 MM, 21.5CM, RETRACT., KOCHER-LANG., 55X11 MM, 21.5CM, RETRACT., KOCHER-LANG., 70X14 MM, 21.5CM, RETRACT., KOCHER-LANG., 80X12 MM, 21.5CM, RETRACT., KOCHER-LANG., 80X16 MM, 21.5CM, Endo-Condyle Unit,ramus retr.,spike,le, Endo-Condyle Unit,ramus retr.,spike,ri, RETRACT., KOCHER-LANG., 25X10 MM, 21.5CM, RETRACT., KOCHER-LANG., 40X13 MM, 21.5CM, RETRACT., KOCHER-LANG., 60X13 MM, 21.5CM, RETRACT., KOCHER-LANG., 40X18 MM, 21.5CM, RETRACT., KOCHER-LANG., 60X18 MM, 21.5CM, RETRACT., KOCHER-LANG., 85X18 MM, 21.5CM, RETRACT., KOCHER-LANG., 60X25 MM, 21.5CM, RETRACT., KOCHER-LANG., 85X25 MM, 21.5CM, RETRACTOR, ZENKER, ANG., 10X3 MM, 18 CM, RETRACTOR, ZENKER, ANG., 35X9 MM, 25 CM, RETRACT. ZENKER, ANG, 60X12 MM, 26.5 CM, RETRACTOR, ZENKER, ANG., 75X12MM, 27,5CM, RETRACTOR, KOCHER, 20X12 MM, 21.5 CM, RETRACTOR, KOCHER, 23X14 MM, 21.5 CM, RETRACTOR, KOCHER, 40X10 MM, 22 CM, RETRACTOR, KOCHER, 40X15 MM, 23 CM, RETRACTOR, KOCHER, 40X20 MM, 23 CM, RETRACTOR, MIDDELDORPF, 15X17 MM, 22 CM, RETRACTOR, MIDDELDORPF, 22X22 MM, 23 CM, RETRACTOR, MIDDELDORPF, 26X31 MM, 24 CM, RETRACT., RICHARDSON-E., NO. 1, 26 CM, RETRACT., RICHARDSON-E., NO. 2, 27.5 CM, RETRACTOR, RICHARDSON, 25X21 MM, 23.5 CM, RETRACTOR, RICHARDSON, 30X29 MM, 24 CM, RETRACTOR, RICHARDSON, 38X40 MM, 24 CM, RETRACTOR, RICHARDSON, 48X22 MM, 24 CM, RETRACTOR, KELLY, 65X50 MM, 26 CM, RETRACTOR, DOYEN-STILLE, 87X28 MM, 25 CM, RETRACTOR, DOYEN-STILLE, 97X31 MM, 26 CM, RETRACT., DOYEN-STILLE, 117X52 MM, 26 CM, RETRACTOR, HOESEL, 63X21 MM, 26 CM, RETRACTOR, HOESEL, 80X30 MM, 26 CM, RETRACTOR, HOESEL, 100X30 MM, 26 CM, RETRACTOR, HOESEL, 120X30 MM, 26 CM, RETRACTOR, HOESEL, 140X30 MM, 26 CM, RETRACTOR, HOESEL, 140X40 MM, 26 CM, RETRACTOR, MIDDELDORPF, 43X45 MM, 27 CM, RETRACTOR, MIDDELDORPF, 52X50 MM, 27 CM, RETRACTOR, MIDDELDORPF, 52X70 MM, 28 CM, RETRACTOR, FRITSCH, 35X31 MM, 23,5 CM, RETRACTOR, FRITSCH, 33X40 MM, 24 CM, RETRACTOR, FRITSCH, 39X50 MM, 25 CM, RETRACTOR, FRITSCH, 45X63 MM, 25 CM, RETRACTOR, FRITSCH, 45X75 MM, 25.5 CM, RETRACTOR, FRITSCH, 53X85 MM, 25,5 CM | O.E.S DISTRIMED | 2023-08-14T00:00:00.000+02:00 | Gebruder Martin GmbH & Co. KG,KLS Martin Platz 1 78532 Tuttlingen Germany | 38-691-01-07, 38-691-02-07, 38-693-19-07, 38-694-20-07, 38-695-20-07, 38-695-21-07, 38-696-20-07, 38-696-21-07, 38-697-01-07, 38-697-02-07, 38-711-01-01, 38-711-02-01, 38-715-19-07, 38-715-21-07, 38-715-22-07, 38-717-10-07, 38-725-01-07, 38-725-02-07, 38-725-03-07, 38-725-04-07, 38-726-01-07, 38-739-14-07, 38-779-01-07, 38-785-00-07, 38-785-08-07, 38-831-01-07, 38-831-02-07, 38-833-18-07, 38-839-18-07, 38-845-01-07, 38-845-02-07, 38-851-16-07, 38-853-24-07, 38-859-01-07, 38-859-02-07, 38-870-17-07, 38-877-00-07, 39-001-18-07, 39-003-18-07, 43-899-11-07, 43-899-22-07, 43-899-33-07, 43-899-44-07, 48-101-16-07, 48-101-25-07, 48-101-35-07, 48-101-42-07, 48-101-55-07, 48-101-70-07, 48-101-80-07, 48-102-35-07, 48-103-16-07, 48-103-25-07, 48-103-35-07, 48-103-42-07, 48-103-55-07, 48-103-70-07, 48-103-80-07, 48-105-30-07, 48-105-45-07, 48-105-60-07, 48-107-22-07, 48-109-22-07, 48-111-22-07, 48-113-22-07, 48-121-08-07, 48-121-10-07, 48-121-20-07, 48-125-15-07, 48-181-01-07, 48-181-02-07, 48-250-19-07, 48-265-60-07, 48-285-20-07, 48-285-28-07, 48-287-01-07, 48-287-02-07, 48-287-03-07, 48-287-04-07, 48-330-01-07, 48-330-02-07, 48-330-03-07, 48-331-01-07, 48-331-02-07, 48-331-03-07, 48-331-04-07, 48-331-05-07, 48-333-03-07, 48-333-04-07, 48-333-05-07, 48-335-01-07, 48-335-02-07, 48-335-03-07, 48-335-04-07, 48-335-05-07, 48-335-06-07, 48-336-10-07, 48-371-18-07, 48-380-01-07, 48-380-02-07, 48-408-18-07, 48-541-50-07, 48-541-60-07, 48-550-03-07, 48-555-04-07, 48-562-08-01, 48-562-10-01, 48-563-15-04, 48-564-22-07, 48-565-35-07, 48-567-22-07, 48-704-22-07, 48-706-18-07, 48-708-01-07, 48-709-18-07, 48-711-22-07, 48-711-23-07, 48-711-25-07, 48-714-20-07, 48-715-42-07, 48-716-22-07, 48-716-42-07, 48-716-55-07, 48-717-22-07, 48-717-42-07, 48-717-80-07, 48-723-22-07, 48-729-55-07, 48-735-19-07, 48-740-20-07, 50-092-00-07, 50-446-19-07, 59-903-01-07, 59-915-20-07, 59-915-21-07, 59-915-22-07, 59-915-23-07, 59-915-44-01, 92-230-08-07, 92-231-08-07, 92-251-24-01, 24-738-26-07, 24-740-26-07, 24-742-19-07, 24-742-28-07, 24-744-19-07, 24-744-28-07, 24-748-17-07, 24-748-21-07, 24-823-20-07, 24-824-20-07, 24-825-16-07, 24-827-18-07, 24-830-19-07, 24-831-19-07, 24-835-13-07, 24-835-18-07, 24-843-01-07, 24-843-02-07, 24-843-11-07, 24-844-07-07, 24-845-02-07, 24-845-13-07, 24-846-07-07, 24-857-09-07, 24-857-09-09, 24-857-10-07, 24-857-10-09, 24-857-11-07, 24-857-11-09, 24-866-01-07, 24-866-02-07, 24-940-01-07, 24-940-02-07, 24-940-03-07, 24-940-04-07, 24-942-05-07, 24-942-07-07, 24-942-09-07, 24-942-11-07, 25-219-39-07, 25-472-00-07, 25-472-10-07, 25-473-00-01, 25-474-00-01, 25-474-05-01, 25-478-00-07, 25-479-10-07, 26-265-20-07, 26-265-22-07, 27-125-16-07, 27-127-16-07, 27-143-13-07, 27-145-11-07, 27-151-17-07, 27-155-17-07, 28-100-05-07, 28-100-06-07, 28-100-07-07, 28-203-15-07, 28-207-18-07, 28-209-18-07, 28-215-03-07, 28-215-04-07, 31-401-21-07, 31-405-21-07, 31-407-22-07, 32-659-26-07, 32-758-17-07, 32-804-03-07, 32-806-22-07, 36-024-06-07, 36-024-07-07, 36-024-08-07, 36-024-11-07, 36-024-12-07, 36-024-13-07, 36-024-14-07, 36-024-15-07, 36-024-16-07, 36-024-17-07, 36-024-21-07, 36-024-22-07, 36-024-23-07, 36-024-24-07, 36-024-25-07, 36-024-26-07, 36-024-27-07, 36-024-31-07, 36-024-32-07, 36-025-01-07, 36-025-02-07, 36-025-03-07, 36-025-06-07, 36-025-07-07, 36-025-08-07, 36-027-01-07, 36-027-02-07, 36-027-11-07, 36-027-12-07, 36-030-06-07, 36-030-07-07, 36-030-08-07, 36-030-11-07, 36-030-12-07, 36-030-13-07, 36-030-20-07, 36-570-16-07, 36-577-01-07, 36-577-02-07, 36-577-03-07, 36-585-01-07, 36-585-02-07, 36-585-03-07, 36-585-04-07, 36-585-05-07, 36-585-06-07, 36-585-07-07, 36-589-01-07, 36-589-02-07, 37-684-15-07, 37-686-16-07, 37-687-17-07, 37-688-01-07, 37-688-02-07, 37-688-03-07, 37-692-22-07, 37-694-17-07, 37-697-19-07, 37-698-10-07, 37-699-11-07, 37-700-12-07, 37-702-15-07, 37-704-02-07, 37-704-05-07, 37-704-07-07, 37-704-10-07, 37-706-16-07, 37-707-20-07, 37-708-14-07, 37-709-01-07, 37-709-02-07, 37-710-14-07, 37-712-16-07, 37-713-15-07, 37-714-15- | Klasa I | Instrumenta kirurgjikale | Instrumenta shumeperdorimeshe
14766 | EXcel 23kHz MicroTipTM and Flue, Excel 23kHz Standard Tip and Flue, EXcel 23kHz Straight Extended Standard Tip and Flue, EXcel 23kHz Curved Extended Standard Tip and Flue, EXcel 23kHz MacroTipTM and Flue, EXcel 36kHz PrecisionTipTM and Flue, EXcel 36kHz Straight Extended PrecisionTipTM and Flue, EXcel 36kHz Curved Extended PrecisionTipTM and Flue, EXcel 36kHz MicroTipTM and Flue, EXcel 36kHz Straight Extended MicroTipTM and Flue, EXcel 36kHz Curved Extended MicroTipTM and Flue, EXcel 36kHz Standard Tip and Flue, EXcel 36kHz Straight Extended Standard Tip and Flue, EXcel 36kHz Curved Extended Standard Tip and Flue, EXcel 36kHz MicroTipTM Plus and Flue, EXcel 36kHz SaberTipTM and Flue, EXcel 36kHz ShearTipTM and Flue, EXcel 23kHz Standard Tip Extended Life and Flues, Excel 23kHz Laparoscopic Tip Extended Life and Flues, EXcel 23kHz MacroTipTM Extended Life and Flues, EXcel 36kHz Curved Extended PrecisionTipTM Extended Life and Flues, EXcel 36kHz Curved Extended MicroTipTM Extended Life and Flues, EXcel 36kHz Curved Extended Standard Tip Extended Life and Flues | O.E.S DISTRIMED | 2023-08-15T00:00:00.000+02:00 | Integra LifeSciences (Ireland) Ltd,IDA Business &amp; Technology Park Sragh Tullamore, County Offaly Ireland | C4600S, C4601S, C4602S, C4603S, C4605S, C4606S, C4607S, C4608S, C4609S, C4610S, C4611S, C4612S, C4613S, C4614S, C4615S, C4616S, C4617S, C4617SEA, C4601ELT, C4604ELT, C4605ELT, C4608ELT, C4611ELT, C4614ELT | Klasa III | Sete instrumentash, majash e tubthash për Sistem Aspiratori Kirurgjikal Ultrasonik – per perdorim ne kirurgji te ndryshme/te pergjithshme | Pajisje nje perdorimeshe
14784 | RelyX Temp NE with the components base paste, catalyst | Amber Dental | 2023-08-16T00:00:00.000+02:00 | 3M Deutscheland GmbH, Carl-Schurz-Str. 1 41453 Neuss Germany | RelyX Temp NE with the components base paste, catalyst | Klasa IIa | material mbushes i perkohshem pa eugenol | Pajisje dentare
14785 | LCP Distal Radius Dorsal Locking L-Plate - 3 Holes - 43mm - Left, LCP Distal Radius Dorsal Locking L-Plate - 4 Holes - 52mm - Left, LCP Distal Radius Dorsal Locking L-Plate - 3 Holes - 43mm - Right, LCP Distal Radius Dorsal Locking L-Plate - 4 Holes - 52mm - Right, LCP Distal Radius Dorsal Locking T-Plate - 3 Holes - 40mm, LCP Distal Radius Dorsal Locking T-Plate - 4 Holes - 49mm, LCP Distal Radius Dorsal Locking Plate - 5Holes - 48mm, LCP Distal Radius Dorsal Locking Plate - 6Holes - 57mm, VA LCP Distal Palmar Radius two-column Locking Plate(Head 6 Holes) - 2Holes - 45mm - Left, VA LCP Distal Palmar Radius two-column Locking Plate(Head 6 Holes)- 3Holes - 54mm - Left, VA LCP Distal Palmar Radius two-column Locking Plate(Head 6 Holes)- 4Holes - 66mm - Left, VA LCP Distal Palmar Radius two-column Locking Plate(Head 6 Holes) - 5Holes - 75mm - Left, VA LCP Distal Palmar Radius two-column Locking Plate(Head 6 Holes) - 2Holes - 45mm - Right, VA LCP Distal Palmar Radius two-column Locking Plate(Head 6 Holes)- 3Holes - 54mm - Right, VA LCP Distal Palmar Radius two-column Locking Plate(Head 6 Holes)- 4Holes - 66mm - Right, VA LCP Distal Palmar Radius two-column Locking Plate(Head 6 Holes) - 5Holes - 75mm - Right, VA LCP Distal Palmar Radius two-column Locking Plate(Head 7 Holes)- 2Holes - 47mm - Left, VA LCP Distal Palmar Radius two-column Locking Plate(Head 7 Holes)- 3Holes - 55mm - Left, VA LCP Distal Palmar Radius two-column Locking Plate(Head 7 Holes)- 4Holes - 68mm - Left, VA LCP Distal Palmar Radius two-column Locking Plate(Head 7 Holes)- 5Holes - 77mm - Left, VA LCP Distal Palmar Radius two-column Locking Plate(Head 7 Holes) - 7Holes - 95mm - Left, VA LCP Distal Palmar Radius two-column Locking Plate(Head 7 Holes) - 9Holes - 113mm - Left, VA LCP Distal Palmar Radius two-column Locking Plate(Head 7 Holes) - 11Holes - 131mm - Left, VA LCP Distal Palmar Radius two-column Locking Plate(Head 7 Holes)- 2Holes - 47mm - Right, VA LCP Distal Palmar Radius two-column Locking Plate(Head 7 Holes)- 3Holes - 55mm - Right, VA LCP Distal Palmar Radius two-column Locking Plate(Head 7 Holes)- 4Holes - 68mm - Right, VA LCP Distal Palmar Radius two-column Locking Plate(Head 7 Holes) - 5Holes - 77mm - Right, VA LCP Distal Palmar Radius two-column Locking Plate(Head 7 Holes) - 7Holes - 95mm - Right, VA LCP Distal Palmar Radius two-column Locking Plate(Head 7 Holes) - 9Holes - 113mm - Right, VA LCP Distal Palmar Radius two-column Locking Plate(Head 7 Holes) - 11Holes - 131mm - Right, Anatomic Distal Radius Volar Locking Plate - 3 Holes - 51mm - Left, Anatomic Distal Radius Volar Locking Plate - 4 Holes - 56.6mm - Left, Anatomic Distal Radius Volar Locking Plate - 7 Holes - 59mm - Left, Anatomic Distal Radius Volar Locking Plate - 10 Holes - 140mm - Left, Anatomic Distal Radius Volar Locking Plate - 12 Holes - 175mm - Left, Anatomic Distal Radius Volar Locking Plate- 3 Holes - 51mm - Right, Anatomic Distal Radius Volar Locking Plate - 4 Holes - 56.6mm - Right, Anatomic Distal Radius Volar Locking Plate- 7 Holes - 59mm - Right, Anatomic Distal Radius Volar Locking Plate - 10 Holes - 140mm - Right, Anatomic Distal Radius Volar Locking Plate- 12 Holes - 175mm - Right, LCP Olecranon Locking Plate - 2Holes - 86mm - Left, LCP Olecranon Locking Plate - 4Holes - 112mm - Left, LCP Olecranon Locking Plate - 6Holes - 138mm - Left, LCP Olecranon Locking Plate - 8Holes - 163mm - Left, LCP Olecranon Locking Plate - 10Holes - 190mm - Left, LCP Olecranon Locking Plate - 12Holes - 216mm - Left, LCP Olecranon Locking Plate - 2Holes - 86mm - Right, LCP Olecranon Locking Plate - 4Holes - 112mm - Right, LCP Olecranon Locking Plate - 6Holes - 138mm - Right, LCP Olecranon Locking Plate - 8Holes - 163mm - Right, LCP Olecranon Locking Plate - 10Holes - 190mm - Right, LCP Olecranon Locking Plate - 12Holes - 216mm - Right, Calcaneal Locking Plate - 15Holes - 69mm - Left, Calcaneal Locking Plate - 16Holes - 76mm - Left, Calcaneal Locking Plate - 17Holes - 69mm - Right, Proximal Lateral Tibial Locking Plate I - 4Holes - 83mm - Left, Proximal Lateral Tibial Locking Plate I - 6Holes - 109mm - Left, Proximal Lateral Tibial Locking Plate I - 8Holes - 135mm - Left, Proximal Lateral Tibial Locking Plate I - 10Holes - 161mm - Left, Proximal Lateral Tibial Locking Plate I - 12Holes - 187mm - Left, Proximal Lateral Tibial Locking Plate I - 14Holes - 213mm - Left, Proximal Lateral Tibial Locking Plate I - 16Holes - 239mm - Left, Proximal Lateral Tibial Locking Plate I - 4Holes - 83mm - Right, Proximal Lateral Tibial Locking Plate I - 6Holes - 109mm - Right, Proximal Lateral Tibial Locking Plate I - 8Holes - 135mm - Right, Proximal Lateral Tibial Locking Plate I - 10Holes - 161mm - Right, Proximal Lateral Tibial Locking Plate I - 12Holes - 187mm - Right, Proximal Lateral Tibial Locking Plate I - 14Holes - 213mm - Right, Proximal Lateral Tibial Locking Plate I - 16Holes - 239mm - Right, LCP Distal Medial Tibial locking plate - 4 Holes - 109mm - Left, LCP Distal Medial Tibial locking plate - 6 Holes - 135mm - Left, LCP Distal Medial Tibial locking plate - 8 Holes - 161mm - Left, LCP Distal Medial Tibial locking plate - 10 Holes - 187mm - Left, LCP Distal Medial Tibial locking plate - 12Holes - 213mm - Left, LCP Distal Medial Tibial locking plate - 14Holes - 239mm - Left, LCP Distal Medial Tibial locking plate - 4 Holes - 109mm - Right, LCP Distal Medial Tibial locking plate - 6 Holes - 135mm - Right, LCP Distal Medial Tibial locking plate - 8 Holes - 161mm - Right, LCP Distal Medial Tibial locking plate - 10 Holes - 187mm - Right, LCP Distal Medial Tibial locking plate - 12Holes - 213mm - Right, LCP Distal Medial Tibial locking plate - 14Holes - 239mm - Right, Proximal Lateral Tibial Locking Plate - 6Holes - 104mm - Left, Proximal Lateral Tibial Locking Plate - 8Holes - 128mm - Left, Proximal Lateral Tibial Locking Plate - 10Holes - 152mm - Left, Proximal Lateral Tibial Locking Plate - 12Holes - 176mm - Left, Proximal Lateral Tibial Locking Plate - 14Holes - 200mm - Left, Proximal Lateral Tibial Locking Plate - 16Holes - 224mm - Left, Proximal Lateral Tibial Locking Plate - 6Holes - 104mm - Right, Proximal Lateral Tibial Locking Plate - 8Holes - 128mm - Right, Proximal Lateral Tibial Locking Plate - 10Holes - 152mm - Right, Proximal Lateral Tibial Locking Plate - 12Holes - 176mm - Right, Proximal Lateral Tibial Locking Plate - 14Holes - 200mm - Right, Proximal Lateral Tibial Locking Plate - 16Holes - 224mm - Right, LCP Medial Proximal Tibial Locking Plate - 4 Holes - 60mm - Left, LCP Medial Proximal Tibial Locking Plate - 6 Holes - 84mm - Left, LCP Medial Proximal Tibial Locking Plate - 8 Holes - 108mm - Left, LCP Medial Proximal Tibial Locking Plate - 4 Holes - 60mm - Right, LCP Medial Proximal Tibial Locking Plate - 6 Holes - 84mm - Right, LCP Medial Proximal Tibial Locking Plate - 8 Holes - 108mm - Right, LCP Proximal Medial Tibial Locking Plate- 4Holes - Left, LCP Proximal Medial Tibial Locking Plate- 6Holes - Left, LCP Proximal Medial Tibial Locking Plate- 8Holes - Left, LCP Proximal Medial Tibial Locking Plate- 10Holes - Left, LCP Proximal Medial Tibial Locking Plate- 4Holes - Right, LCP Proximal Medial Tibial Locking Plate- 6Holes - Right, LCP Proximal Medial Tibial Locking Plate- 8Holes - Right, LCP Proximal Medial Tibial Locking Plate- 10Holes - Right, LCP Proximal Posteriomedial Tibial Locking Plate - 1 Hole, LCP Proximal Posteriomedial Tibial Locking Plate - 2 Holes, LCP Proximal Posteriomedial Tibial Locking Plate - 4 Holes, LCP Proximal Posteriomedial Tibial Locking Plate - 6 Holes, Calcaneal Locking Plate - 18Holes - 76mm - Right, Calcaneal Locking plate - 8 Holes - 53mm - Left, Calcaneal Locking plate - 8 Holes - 53mm - Right, Calcaneal Locking plate - 12 Holes - 60mm - Left, Calcaneal Locking plate - 12holes - 60mm - Right, Calcaneal Locking plate - 12 Holes - 68mm - Left, Calcaneal Locking plate - 12holes - 68mm - Right, LCP Micro Locking Bone Plate (L shape) - 3 Holes - 35mm - Left, LCP Micro Locking Bone Plate (L shape) - 4 Holes - 43mm - Left, LCP Micro Locking Bone Plate (L shape) - 3 Holes - 35mm - Right, LCP Micro Locking Bone Plate (L shape) - 4 Holes - 43mm - Right, LCP Micro Locking Bone Plate (L shape) - 3 Holes - 32mm - Left, LCP Micro Locking Bone Plate (L shape) - 4 Holes - 40mm - Left, LCP Micro Locking Bone Plate (L shape) - 3 Holes - 32mm - Right, LCP Micro Locking Bone Plate (L shape) - 4 Holes - 40mm - Right, Calcaneal Locking Plate I - 8 Holes - 58mm,small - Left, Calcaneal Locking Plate I - 8 Holes - 58mm,large - Left, Calcaneal Locking Plate I - 10 Holes - 73mm - Left, Calcaneal Locking Plate I - 8 Holes - 58mm,small - Right, Calcaneal Locking Plate I - 8 Holes - 58mm,large - Right, Calcaneal Locking Plate I - 10 Holes - 73mm - Right, Calcaneal Locking Plate III - 12 Holes - 60mm - Left, Calcaneal Locking Plate III - 12 Holes - 60mm - Right, Calcaneal Locking Plate III - 14 Holes - 69mm,small - Left, Calcaneal Locking Plate III - 14 Holes - 69mm,small - Right, Calcaneal Locking Plate III - 14 Holes - 69mm,large - Left, Calcaneal Locking Plate III - 14 Holes - 69mm,large - Right, Distal Lateral Tibial Locking Plate - 5Holes - 80mm - Left, Distal Lateral Tibial Locking Plate - 7Holes - 106mm - Left, Distal Lateral Tibial Locking Plate - 9Holes - 132mm - Left, Distal Lateral Tibial Locking Plate - 11Holes - 158mm - Left, Distal Lateral Tibial Locking Plate - 13Holes - 184mm - Left, Distal Lateral Tibial Locking Plate - 15Holes - 210mm - Left, Distal Lateral Tibial Locking Plate - 17Holes - 236mm - Left, Distal Lateral Tibial Locking Plate - 19Holes - 262mm - Left, Distal Lateral Tibial Locking Plate - 21Holes - 288mm - Left, Distal Lateral Tibial Locking Plate - 5Holes - 80mm - Right, Distal Lateral Tibial Locking Plate - 7Holes - 106mm - Right, Distal Lateral Tibial Locking Plate - 9Holes - 132mm - Right, Distal Lateral Tibial Locking Plate - 11Holes - 158mm - Right, Distal Lateral Tibial Locking Plate - 13Holes - 184mm - Right, Distal Lateral Tibial Locking Plate - 15Holes - 210mm - Right, Distal Lateral Tibial Locking Plate - 17Holes - 236mm - Right, Distal Lateral Tibial Locking Plate - 19Holes - 262mm - Right, Distal Lateral Tibial Locking Plate - 21Holes - 288mm - Right, 3.5mmLCP Distal Medial Tibial Plate - 4 (+9)Holes - 117mm - Left, 3.5mmLCP Distal Medial Tibial Plate - 6 (+9)Holes - 144mm - Left, 3.5mmLCP Distal Medial Tibial Plate - 8 (+9)Holes - 171mm - Left, 3.5mmLCP Distal Medial Tibial Plate - 10 (+9)Holes - 198mm - Left, 3.5mmLCP Distal Medial Tibial Plate - 12 (+9)Holes - 225mm - Left, 3.5mmLCP Distal Medial Tibial Plate - 14 (+9)Holes - 252mm - Left, 3.5mmLCP Distal Medial Tibial Plate - 4 (+9)Holes - 117mm - Right, 3.5mmLCP Distal Medial Tibial Plate - 6 (+9)Holes - 144mm - Right, 3.5mmLCP Distal Medial Tibial Plate - 8 (+9)Holes - 171mm - Right, 3.5mmLCP Distal Medial Tibial Plate - 10 (+9)Holes - 198mm - Right, 3.5mmLCP Distal Medial Tibial Plate - 12 (+9)Holes - 225mm - Right, 3.5mmLCP Distal Medial Tibial Plate - 14 (+9)Holes - 252mm - Right, Proximal Humeral Locking PlateⅡ - 5Holes - 146mm, Proximal Humeral Locking PlateⅡ - 6Holes - 164mm, Proximal Humeral Locking PlateⅡ - 7Holes - 182mm, Proximal Humeral Locking PlateⅡ - 8Holes - 200mm, Proximal Humeral Locking PlateⅡ - 9Holes - 218mm, Proximal Humeral Locking PlateⅡ - 10Holes - 236mm, Proximal Humeral Locking PlateⅡ - 11Holes - 254mm, Proximal Humeral Locking PlateⅡ - 12Holes - 272mm, Proximal Humeral Locking PlateⅡ - 13Holes - 290mm, Distal Lateral Dorsal Humeral Locking Plate(Buttress) - 3Holes - 65mm - Left, Distal Lateral Dorsal Humeral Locking Plate(Buttress) - 5Holes - 91mm - Left, Distal Lateral Dorsal Humeral Locking Plate(Buttress) - 7Holes - 117mm - Left, Distal Lateral Dorsal Humeral Locking Plate(Buttress) - 9Holes - 143mm - Left, Distal Lateral Dorsal Humeral Locking Plate(Buttress) - 14Holes - 208mm - Left, Distal Lateral Dorsal Humeral Locking Plate(Buttress) - 3Holes - 65mm - Right, Distal Lateral Dorsal Humeral Locking Plate(Buttress) - 5Holes - 91mm - Right, Distal Lateral Dorsal Humeral Locking Plate(Buttress) - 7Holes - 117mm - Right, Distal Lateral Dorsal Humeral Locking Plate(Buttress) - 9Holes - 143mm - Right, Distal Lateral Dorsal Humeral Locking Plate(Buttress) - 14Holes - 208mm - Right, Distal Medial Humeral Locking Plate - 3Holes - 59mm - Left, Distal Medial Humeral Locking Plate - 5Holes - 84mm - Left, Distal Medial Humeral Locking Plate - 7Holes - 110mm - Left, Distal Medial Humeral Locking Plate - 9Holes - 136mm - Left, Distal Medial Humeral Locking Plate - 14Holes - 201mm - Left, Distal Medial Humeral Locking Plate - 3Holes - 59mm - Right, Distal Medial Humeral Locking Plate - 5Holes - 84mm - Right, Distal Medial Humeral Locking Plate - 7Holes - 110mm - Right, Distal Medial Humeral Locking Plate - 9Holes - 136mm - Right, Distal Medial Humeral Locking Plate - 14Holes - 201mm - Right, Proximal Humeral Greater Tubercle Locking Plate - 2Holes - 66mm - Left, Proximal Humeral Greater Tubercle Locking Plate - 3Holes - 78mm - Left, Proximal Humeral Greater Tubercle Locking Plate - 4Holes - 90mm - Left, Proximal Humeral Greater Tubercle Locking Plate - 6Holes - 114mm - Left, Proximal Humeral Greater Tubercle Locking Plate - 8Holes - 138mm - Left, Proximal Humeral Greater Tubercle Locking Plate - 10Holes - 162mm - Left, Proximal Humeral Greater Tubercle Locking Plate - 12Holes - 186mm - Left, Proximal Humeral Greater Tubercle Locking Plate - 14Holes - 210mm - Left, Proximal Humeral Greater Tubercle Locking Plate - 16Holes - 234mm - Left, Proximal Humeral Greater Tubercle Locking Plate - 2Holes - 66mm - Right, Proximal Humeral Greater Tubercle Locking Plate - 3Holes - 78mm - Right, Proximal Humeral Greater Tubercle Locking Plate - 4Holes - 90mm - Right, Proximal Humeral Greater Tubercle Locking Plate - 6Holes - 114mm - Right, Proximal Humeral Greater Tubercle Locking Plate - 8Holes - 138mm - Right, Proximal Humeral Greater Tubercle Locking Plate - 10Holes - 162mm - Right, Proximal Humeral Greater Tubercle Locking Plate - 12Holes - 186mm - Right, Proximal Humeral Greater Tubercle Locking Plate - 14Holes - 210mm - Right, Proximal Humeral Greater Tubercle Locking Plate - 16Holes - 234mm - Right, LCP-Distal Humeral extra-articular locking plate - 4 Holes - 122mm - Left, LCP-Distal Humeral extra-articular locking plate - 6 Holes - 158mm - Left, LCP-Distal Humeral extra-articular locking plate - 8 Holes - 194mm - Left, LCP-Distal Humeral extra-articular locking plate - 10 Holes - 230mm - Left, LCP-Distal Humeral extra-articular locking plate - 12 Holes - 266mm - Left, LCP-Distal Humeral extra-articular locking plate - 14 Holes - 302mm - Left, LCP-Distal Humeral extra-articular locking plate - 4 Holes - 122mm - Right, LCP-Distal Humeral extra-articular locking plate - 6 Holes - 158mm - Right, LCP-Distal Humeral extra-articular locking plate - 8 Holes - 194mm - Right, LCP-Distal Humeral extra-articular locking plate - 10 Holes - 230mm - Right, LCP-Distal Humeral extra-articular locking plate - 12 Holes - 266mm - Right, LCP-Distal Humeral extra-articular locking plate - 14 Holes - 302mm - Right, Distal Lateral Dorsal Humeral Plate - 3 Holes - 65mm - Left, Distal Lateral Dorsal Humeral Plate - 5 Holes - 91mm - Left, Distal Lateral Dorsal Humeral Plate - 7 Holes - 117mm - Left, Distal Lateral Dorsal Humeral Plate - 9 Holes - 143mm - Left, Distal Lateral Dorsal Humeral Plate - 14 Holes - 208mm - Left, Distal Lateral Dorsal Humeral Plate - 3 Holes - 65mm - Right, Distal Lateral Dorsal Humeral Plate - 5 Holes - 91mm - Right, Distal Lateral Dorsal Humeral Plate - 7 Holes - 117mm - Right, Distal Lateral Dorsal Humeral Plate - 9 Holes - 143mm - Right, Distal Lateral Dorsal Humeral Plate - 14 Holes - 208mm - Right, LCP-Distal Humeral Middle Metaphyseal locking plate - 7 Holes - 80mm, LCP-Distal Humeral Middle Metaphyseal locking plate - 9 Holes - 106mm, LCP-Distal Humeral Middle Metaphyseal locking plate - 11 Holes - 132mm, LCP-Distal Humeral Middle Metaphyseal locking plate - 13 Holes - 158mm, LCP-Distal Humeral Middle Metaphyseal locking plate - 15 Holes - 184mm, 3.5mm LCP T-Plate Right-angled (Head 4 Holes) - 3(+4) Holes - 47mm, 3.5mm LCP T-Plate Right-angled (Head 4 Holes) - 4(+4) Holes - 58mm, 3.5mm LCP T-Plate Right-angled (Head 4 Holes) - 5(+4) Holes - 69mm, 3.5mm LCP T-Plate Right-angled (Head 4 Holes) - 6(+4) Holes - 80mm, 3.5mm LCP T-Plate Oblique-angled (Head 3 Holes) - 3Holes - 52mm - Left, 3.5mm LCP T-Plate Oblique-angled (Head 3 Holes) - 4Holes - 63mm - Left, 3.5mm LCP T-Plate Oblique-angled (Head 3 Holes) - 5Holes - 74mm - Left, 3.5mm LCP T-Plate Oblique-angled (Head 3 Holes) - 3Holes - 52mm - Right, 3.5mm LCP T-Plate Oblique-angled (Head 3 Holes) - 4Holes - 63mm - Right, 3.5mm LCP T-Plate Oblique-angled (Head 3 Holes) - 5Holes - 74mm - Right, 3.5mm LCP T-Plate Right-angled (Head 3 Holes) - 3(+3)Holes - 46.5mm, 3.5mm LCP T-Plate Right-angled (Head 3 Holes) - 4(+3)Holes - 57.5mm, 3.5mm LCP T-Plate Right-angled (Head 3 Holes) - 5(+3)Holes - 68.5mm, 3.5mm LCP T-Plate Right-angled (Head 3 Holes) - 6(+3)Holes - 79.5mm, LCP Distal Radius Locking Plate - 8Holes - 100mm, LCP Distal Radius Locking Plate - 10Holes - 120mm, LCP Distal Radius Locking Plate - 12Holes - 140mm, LCP Proximal Radius Arch(collum radii) Locking Plate - 2 Holes - 32mm, LCP Proximal Radius Arch(collum radii) Locking Plate - 3 Holes - 41mm, LCP Proximal Radius Arch(collum radii) Locking Plate - 4 Holes - 50mm, LCP Proximal Radius Arch(collum radii) Locking Plate - 2 Holes - 37.5mm - Left, LCP Proximal Radius Arch(collum radii) Locking Plate - 3 Holes - 46.5mm - Left, LCP Proximal Radius Arch(collum radii) Locking Plate - 4 Holes - 55.5mm - Left, LCP Proximal Radius Arch(collum radii) Locking Plate - 2 Holes - 37.5mm - Right, LCP Proximal Radius Arch(collum radii) Locking Plate - 3 Holes - 46.5mm - Right, LCP Proximal Radius Arch(collum radii) Locking Plate - 4 Holes - 55.5mm - Right, LCP Distal Radius Dorsal Locking L-Plate - 3 Holes - 40mm - Left, LCP Distal Radius Dorsal Locking L-Plate - 4 Holes - 49mm - Left, LCP Distal Radius Dorsal Locking L-Plate - 3 Holes - 40mm - Right, LCP Distal Radius Dorsal Locking L-Plate - 4 Holes - 49mm - Right, Proximal Lateral Tibial Locking Plate(Osteotomy) 3 Holes - Left, Proximal Lateral Tibial Locking Plate(Osteotomy) 3 Holes - Right, Proximal Medial Tibial Locking Plate(Osteotomy) 4 Holes, VA Proximal Tibial Locking Plate - 8Holes - 208mm - Left, VA Proximal Tibial Locking Plate - 11 Holes - 262mm - Left, VA Proximal Tibial Locking Plate - 14 Holes - 316mm - Left, VA Proximal Tibial Locking Plate - 2 Holes - 100mm - Left, VA Proximal Tibial Locking Plate - 5 Holes - 154mm - Left, VA Proximal Tibial Locking Plate - 6Holes - 208mm - Left, 4.5mm Locking Compression Plate(broad, LC-LCP) - 5Holes - 98mm, 4.5mm Locking Compression Plate(broad, LC-LCP) - 6Holes - 116mm, 4.5mm Locking Compression Plate(broad, LC-LCP) - 7Holes - 134mm, 4.5mm Locking Compression Plate(broad, LC-LCP) - 8Holes - 152mm, 4.5mm Locking Compression Plate(broad, LC-LCP) - 9Holes - 170mm, 4.5mm Locking Compression Plate(broad, LC-LCP) - 10Holes - 188mm, 4.5mm Locking Compression Plate(broad, LC-LCP) - 11Holes - 206mm, 4.5mm Locking Compression Plate(broad, LC-LCP) - 12Holes - 224mm, 4.5mm Locking Compression Plate(broad, LC-LCP) - 13Holes - 242mm, 4.5mm Locking Compression Plate(broad, LC-LCP) - 14Holes - 260mm, 4.5mm Locking Compression Plate(broad, LC-LCP) - 15Holes - 278mm, 4.5mm Locking Compression Plate(broad, LC-LCP) - 16Holes - 296mm, 4.5mm Locking Compression Plate(broad, LC-LCP) - 17Holes - 314mm, 4.5mm Locking Compression Plate(broad, LC-LCP) - 18Holes - 332mm, 4.5mm Locking Compression Plate(narrow,LC-LCP) - 5Holes - 98mm, 4.5mm Locking Compression Plate(narrow,LC-LCP) - 6Holes - 116mm, 4.5mm Locking Compression Plate(narrow,LC-LCP) - 7Holes - 134mm, 4.5mm Locking Compression Plate(narrow,LC-LCP) - 8Holes - 152mm, 4.5mm Locking Compression Plate(narrow,LC-LCP) - 9Holes - 170mm, 4.5mm Locking Compression Plate(narrow,LC-LCP) - 10Holes - 188mm, 4.5mm Locking Compression Plate(narrow,LC-LCP) - 11Holes - 206mm, 4.5mm Locking Compression Plate(narrow,LC-LCP) - 12Holes - 224mm, 4.5mm Locking Compression Plate(narrow,LC-LCP) - 13Holes - 242mm, 4.5mm Locking Compression Plate(narrow,LC-LCP) - 14Holes - 260mm, 4.5mm Locking Compression Plate(narrow,LC-LCP) - 15Holes - 278mm, 4.5mm Locking Compression Plate(narrow,LC-LCP) - 16Holes - 296mm, 3.5/4.5mm Metaphysis Locking Plate - 3Holes - 118mm, 3.5/4.5mm Metaphysis Locking Plate - 4Holes - 136mm, 3.5/4.5mm Metaphysis Locking Plate - 5Holes - 154mm, 3.5/4.5mm Metaphysis Locking Plate - 6Holes - 172mm, 3.5/4.5mm Metaphysis Locking Plate - 7Holes - 190mm, 3.5/4.5mm Metaphysis Locking Plate - 8Holes - 208mm, 3.5/4.5mm Metaphysis Locking Plate - 9Holes - 226mm, 3.5/4.5mm Metaphysis Locking Plate - 11Holes - 262mm, 3.5/4.5mm Metaphysis Locking Plate - 13Holes - 298mm, 3.5/4.5mm Metaphysis Locking Plate - 15Holes - 334mm, LCP Clavicle Hook Plate (old version) - 4Holes - H=18mm - Left, LCP Clavicle Hook Plate (old version) - 5Holes - H=18mm - Left, LCP Clavicle Hook Plate (old version) - 6Holes - H=18mm - Left, LCP Clavicle Hook Plate (old version) - 7Holes - H=18mm - Left, LCP Clavicle Hook Plate (old version) - 4Holes - H=15mm - Left, LCP Clavicle Hook Plate (old version) - 5Holes - H=15mm - Left, LCP Clavicle Hook Plate (old version) - 6Holes - H=15mm - Left, LCP Clavicle Hook Plate (old version) - 7Holes - H=15mm - Left, LCP Clavicle Hook Plate (old version) - 4Holes - H=18mm - Right, LCP Clavicle Hook Plate (old version) - 5Holes - H=18mm - Right, LCP Clavicle Hook Plate (old version) - 6Holes - H=18mm - Right, LCP Clavicle Hook Plate (old version) - 7Holes - H=18mm - Right, LCP Clavicle Hook Plate (old version) - 4Holes - H=15mm - Right, LCP Clavicle Hook Plate (old version) - 5Holes - H=15mm - Right, LCP Clavicle Hook Plate (old version) - 6Holes - H=15mm - Right, LCP Clavicle Hook Plate (old version) - 7Holes - H=15mm - Right, LCP Clavicle Hook Plate (new version) - 4Holes - H=18mm - Left, LCP Clavicle Hook Plate (new version) - 5Holes - H=18mm - Left, LCP Clavicle Hook Plate (new version) - 6Holes - H=18mm - Left, LCP Clavicle Hook Plate (new version) - 7Holes - H=18mm - Left, LCP Clavicle Hook Plate (new version) - 4Holes - H=15mm - Left, LCP Clavicle Hook Plate (new version) - 5Holes - H=15mm - Left, LCP Clavicle Hook Plate (new version) - 6Holes - H=15mm - Left, LCP Clavicle Hook Plate (new version) - 7Holes - H=15mm - Left, LCP Clavicle Hook Plate (new version) - 4Holes - H=18mm - Right, LCP Clavicle Hook Plate (new version) - 5Holes - H=18mm - Right, LCP Clavicle Hook Plate (new version) - 6Holes - H=18mm - Right, LCP Clavicle Hook Plate (new version) - 7Holes - H=18mm - Right, LCP Clavicle Hook Plate (new version) - 4Holes - H=15mm - Right, LCP Clavicle Hook Plate (new version) - 5Holes - H=15mm - Right, LCP Clavicle Hook Plate (new version) - 6Holes - H=15mm - Right, LCP Clavicle Hook Plate (new version) - 7Holes - H=15mm - Right, LCP Superior Anterior Clavicle with Lateral Extention Locking Plate - 3Holes - 69mm - Left, LCP Superior Anterior Clavicle with Lateral Extention Locking Plate - 4Holes - 81mm - Left, LCP Superior Anterior Clavicle with Lateral Extention Locking Plate - 5Holes - 94mm - Left, LCP Superior Anterior Clavicle with Lateral Extention Locking Plate - 6Holes - 108mm - Left, LCP Superior Anterior Clavicle with Lateral Extention Locking Plate - 7Holes - 123mm - Left, LCP Superior Anterior Clavicle with Lateral Extention Locking Plate - 8Holes - 135mm - Left, LCP Superior Anterior Clavicle with Lateral Extention Locking Plate - 3Holes - 69mm - Right, LCP Superior Anterior Clavicle with Lateral Extention Locking Plate - 4Holes - 81mm - Right, LCP Superior Anterior Clavicle with Lateral Extention Locking Plate - 5Holes - 94mm - Right, LCP Superior Anterior Clavicle with Lateral Extention Locking Plate - 6Holes - 108mm - Right, LCP Superior Anterior Clavicle with Lateral Extention Locking Plate - 7Holes - 123mm - Right, LCP Superior Anterior Clavicle with Lateral Extention Locking Plate - 8Holes - 135mm - Right, LCP Superior Anterior Clavicle Locking Plate(old version) - 6Holes - 94mm - Left, LCP Superior Anterior Clavicle Locking Plate(old version) - 7Holes - 110mm - Left, LCP Superior Anterior Clavicle Locking Plate(old version) - 8Holes - 120mm - Left, LCP Superior Anterior Clavicle Locking Plate(old version) - 6Holes - 94mm - Right, LCP Superior Anterior Clavicle Locking Plate(old version) - 7Holes - 110mm - Right, LCP Superior Anterior Clavicle Locking Plate(old version) - 8Holes - 120mm - Right, LCP Superior Anterior Clavicle Locking Plate(new version) - 6Holes - 94mm - Left, LCP Superior Anterior Clavicle Locking Plate(new version) - 7Holes - 110mm - Left, LCP Superior Anterior Clavicle Locking Plate(new version) - 8Holes - 120mm - Left, LCP Superior Anterior Clavicle Locking Plate(new version) - 6Holes - 94mm - Right, LCP Superior Anterior Clavicle Locking Plate(new version) - 7Holes - 110mm - Right, LCP Superior Anterior Clavicle Locking Plate(new version) - 8Holes - 120mm - Right, Clavicle Reconstruction Locking Plate - 6 Holes - 70.5mm - Left, Clavicle Reconstruction Locking Plate - 8 Holes - 94.5mm - Left, Clavicle Reconstruction Locking Plate - 10 Holes - 118.5mm - Left, Clavicle Reconstruction Locking Plate - 12 Holes - 142.5mm - Left, Clavicle Reconstruction Locking Plate - 6 Holes - 70.5mm - Right, Clavicle Reconstruction Locking Plate - 8 Holes - 94.5mm - Right, Clavicle Reconstruction Locking Plate - 10 Holes - 118.5mm - Right, Clavicle Reconstruction Locking Plate - 12 Holes - 142.5mm - Right, Anterior Clavicle Reconstruction Locking Plate - 5Holes - 62mm, Anterior Clavicle Reconstruction Locking Plate - 7Holes - 75mm, Anterior Clavicle Reconstruction Locking Plate - 9Holes - 101mm, Anterior Clavicle Reconstruction Locking Plate - 11Holes - 114mm, Proximal Humeral Locking Plate I - 3Holes - 90mm, Proximal Humeral Locking Plate I - 4Holes - 102mm, Proximal Humeral Locking Plate I - 5Holes - 114mm, Proximal Humeral Locking Plate I - 6Holes - 126mm, Proximal Humeral Locking Plate I - 7Holes - 138mm, Proximal Humeral Locking Plate I - 8Holes - 150mm, Proximal Humeral Locking Plate I - 9Holes - 162mm, Proximal Humeral Locking Plate I - 10Holes - 174mm, Proximal Humeral Locking Plate I - 11Holes - 186mm, Proximal Humeral Locking Plate I - 12Holes - 198mm, Proximal Humeral Locking Plate I - 13Holes - 210mm, Proximal Humeral Locking Plate I - 14Holes - 222mm, Proximal Humeral Locking PlateⅡ - 3Holes - 110mm, Proximal Humeral Locking PlateⅡ - 4Holes - 128mm, Distal Lateral Femoral Locking Plate - 5 (+7)Holes - 155mm - Left, Distal Lateral Femoral Locking Plate - 7 (+7)Holes - 195mm - Left, Distal Lateral Femoral Locking Plate - 9(+7)Holes - 235mm - Left, Distal Lateral Femoral Locking Plate - 11(+7)Holes - 275mm - Left, Distal Lateral Femoral Locking Plate - 13 (+7)Holes - 315mm - Left, Distal Lateral Femoral Locking Plate - 5 (+7)Holes - 155mm - Right, Distal Lateral Femoral Locking Plate - 7 (+7)Holes - 195mm - Right, Distal Lateral Femoral Locking Plate - 9(+7)Holes - 235mm - Right, Distal Lateral Femoral Locking Plate - 11(+7)Holes - 275mm - Right, Distal Lateral Femoral Locking Plate - 13 (+7)Holes - 315mm - Right, LCP Proximal Femoral Locking Plate - 4Holes - 139mm - Left, LCP Proximal Femoral Locking Plate - 6Holes - 175mm - Left, LCP Proximal Femoral Locking Plate - 8Holes - 211mm - Left, LCP Proximal Femoral Locking Plate - 10Holes - 247mm - Left, LCP Proximal Femoral Locking Plate - 12Holes - 283mm - Left, LCP Proximal Femoral Locking Plate - 4Holes - 139mm - Right, LCP Proximal Femoral Locking Plate - 6Holes - 175mm - Right, LCP Proximal Femoral Locking Plate - 8Holes - 211mm - Right, LCP Proximal Femoral Locking Plate - 10Holes - 247mm - Right, LCP Proximal Femoral Locking Plate - 12Holes - 283mm - Right, Proximal Femoral Locking Plate I - 2Holes - 99mm - Left, Proximal Femoral Locking Plate I - 4Holes - 144mm - Left, Proximal Femoral Locking Plate I - 6Holes - 180mm - Left, Proximal Femoral Locking Plate I - 9Holes - 234mm - Left, Proximal Femoral Locking Plate I - 12Holes - 288mm - Left, Proximal Femoral Locking Plate I - 2Holes - 99mm - Right, Proximal Femoral Locking Plate I - 4Holes - 144mm - Right, Proximal Femoral Locking Plate I - 6Holes - 180mm - Right, Proximal Femoral Locking Plate I - 9Holes - 234mm - Right, Proximal Femoral Locking Plate I - 12Holes - 288mm - Right, LCP Locking Plate, Curved - 10Holes - 193mm, LCP Locking Plate, Curved - 11Holes - 211mm, LCP Locking Plate, Curved - 12Holes - 229mm, LCP Locking Plate, Curved - 13Holes - 247mm, LCP Locking Plate, Curved - 14Holes - 265mm, LCP Locking Plate, Curved - 15Holes - 282mm, LCP Locking Plate, Curved - 16Holes - 300mm, LCP Locking Plate, Curved - 17Holes - 318mm, LCP Locking Plate, Curved - 18Holes - 336mm, LCP Locking Plate, Curved - 19Holes - 354mm, LCP Locking Plate, Curved - 20Holes - 372mm, Distal Lateral Femoral Locking Plate(Osteotomy) 4 Holes-Left, Distal Lateral Femoral Locking Plate(Osteotomy) 4 Holes-Right, Distal Medial Femoral Locking Plate(Osteotomy) 4 Holes-Left, Distal Medial Femoral Locking Plate(Osteotomy) 4 Holes-Right, VA Distal Lateral Femoral Locking Plate - 6Holes - 180mm - Left, VA Distal Lateral Femoral Locking Plate - 9Holes - 234mm - Left, VA Distal Lateral Femoral Locking Plate - 12Holes - 288mm - Left, VA Distal Lateral Femoral Locking Plate - 15Holes - 342mm - Left, VA Distal Lateral Femoral Locking Plate - 6Holes - 180mm - Right, VA Distal Lateral Femoral Locking Plate - 9Holes - 234mm - Right, VA Distal Lateral Femoral Locking Plate - 12Holes - 288mm - Right, VA Distal Lateral Femoral Locking Plate - 15Holes - 342mm - Right, Proximal Lateral Tibial Locking PlateⅡ - 4Holes - 82mm - Left, Proximal Lateral Tibial Locking PlateⅡ - 5Holes - 100mm - Left, Proximal Lateral Tibial Locking PlateⅡ - 6Holes - 118mm - Left, Proximal Lateral Tibial Locking PlateⅡ - 7Holes - 136mm - Left, Proximal Lateral Tibial Locking PlateⅡ - 8Holes - 154mm - Left, Proximal Lateral Tibial Locking PlateⅡ - 9Holes - 172mm - Left, Proximal Lateral Tibial Locking PlateⅡ - 10Holes - 190mm - Left, Proximal Lateral Tibial Locking PlateⅡ - 12Holes - 226mm - Left, Proximal Lateral Tibial Locking PlateⅡ - 14Holes - 262mm - Left, Proximal Lateral Tibial Locking PlateⅡ - 4Holes - 82mm - Right, Proximal Lateral Tibial Locking PlateⅡ - 5Holes - 100mm - Right, Proximal Lateral Tibial Locking PlateⅡ - 6Holes - 118mm - Right, Proximal Lateral Tibial Locking PlateⅡ - 7Holes - 136mm - Right, Proximal Lateral Tibial Locking PlateⅡ - 8Holes - 154mm - Right, Proximal Lateral Tibial Locking PlateⅡ - 9Holes - 172mm - Right, Proximal Lateral Tibial Locking PlateⅡ - 10Holes - 190mm - Right, Proximal Lateral Tibial Locking PlateⅡ - 12Holes - 226mm - Right, Proximal Lateral Tibial Locking PlateⅡ - 14Holes - 262mm - Right, Proximal Tibial Locking Plate - 5Holes - 145mm - Left, Proximal Tibial Locking Plate - 7Holes - 185mm - Left, Proximal Tibial Locking Plate - 9Holes - 225mm - Left, Proximal Tibial Locking Plate - 11Holes - 265mm - Left, Proximal Tibial Locking Plate - 13Holes - 305mm - Left, Proximal Tibial Locking Plate - 5Holes - 145mm - Right, Proximal Tibial Locking Plate - 7Holes - 185mm - Right, Proximal Tibial Locking Plate - 9Holes - 225mm - Right, Proximal Tibial Locking Plate - 11Holes - 265mm - Right, Proximal Tibial Locking Plate - 13Holes - 305mm - Right, LCP Proximal Middle Tibial Locking Plate - 4Holes - 106mm - Left, LCP Proximal Middle Tibial Locking Plate - 6Holes - 142mm - Left, LCP Proximal Middle Tibial Locking Plate - 8Holes - 178mm - Left, LCP Proximal Middle Tibial Locking Plate - 10Holes - 214mm - Left, LCP Proximal Middle Tibial Locking Plate - 4Holes - 106mm - Right, LCP Proximal Middle Tibial Locking Plate - 6Holes - 142mm - Right, LCP Proximal Middle Tibial Locking Plate - 8Holes - 178mm - Right, LCP Proximal Middle Tibial Locking Plate - 10Holes - 214mm - Right, LCP Distal lateral Tibial Locking Plate 5 Holes - Left, LCP Distal lateral Tibial Locking Plate 7 Holes - Left, LCP Distal lateral Tibial Locking Plate 9Holes - Left, LCP Distal lateral Tibial Locking Plate 11 Holes - Left, LCP Distal lateral Tibial Locking Plate 13 Holes - Left, LCP Distal lateral Tibial Locking Plate 5 Holes - Right, LCP Distal lateral Tibial Locking Plate 7 Holes - Right, LCP Distal lateral Tibial Locking Plate 9Holes - Right, LCP Distal lateral Tibial Locking Plate 11 Holes - Right, LCP Distal lateral Tibial Locking Plate 13 Holes - Right, Posterior Distal Tibial Locking Plate | OrthoNet 360 | 2023-08-17T00:00:00.000+02:00 | CANWELL MEDICAL CO., LTD. No.466 South Xianhua Street, High-Tech Industrial Zone, Jinhua, Zhejiang Province, 321016, P.R. China | 122276103, 122276104, 122276203, 122276204, 122278003, 122278004, 122292005, 122292006, 122323102, 122323103, 122323104, 122323105, 122323202, 122323203, 122323204, 122323205, 122325102, 122325103, 122325104, 122325105, 122325107, 122325109, 122325111, 122325202, 122325203, 122325204, 122325205, 122325207, 122325209, 122325211, 121238103, 121238104, 121238107, 121238110, 121238112, 121238203, 121238204, 121238207, 121238210, 121238212, 122240102, 122240104, 122240106, 122240108, 122240110, 122240112, 122240202, 122240204, 122240206, 122240208, 122240210, 122240212, 122234169, 122234176, 122234269, 122253104, 122253106, 122253108, 122253110, 122253112, 122253114, 122253116, 122253204, 122253206, 122253208, 122253210, 122253212, 122253214, 122253216, 122267104, 122267106, 122267108, 122267110, 122267112, 122267114, 122267204, 122267206, 122267208, 122267210, 122267212, 122267214, 122541106, 122541108, 122541110, 122541112, 122541114, 122541116, 122541206, 122541208, 122541210, 122541212, 122541214, 122541216, 122266104, 122266106, 122266108, 122266204, 122266206, 122266208, 122266304, 122266306, 122266308, 122266310, 122266404, 122266406, 122266408, 122266410, 122255001, 122255002, 122255004, 122255006, 122234276, 122291103, 122291203, 122291101, 122291201, 122291102, 122291202, 122226103, 122226104, 122226203, 122226204, 122227103, 122227104, 122227203, 122227204, 122547107, 122547108, 122547110, 122547207, 122547208, 122547210, 122552101, 122552201, 122552102, 122552202, 122552103, 122552203, 122235105, 122235107, 122235109, 122235111, 122235113, 122235115, 122235117, 122235119, 122235121, 122235205, 122235207, 122235209, 122235211, 122235213, 122235215, 122235217, 122235219, 122235221, 122237104, 122237106, 122237108, 122237110, 122237112, 122237114, 122237204, 122237206, 122237208, 122237210, 122237212, 122237214, 122238005, 122238006, 122238007, 122238008, 122238009, 122238010, 122238011, 122238012, 122238013, 122243103, 122243105, 122243107, 122243109, 122243114, 122243203, 122243205, 122243207, 122243209, 122243214, 122245103, 122245105, 122245107, 122245109, 122245114, 122245203, 122245205, 122245207, 122245209, 122245214, 122533102, 122533103, 122533104, 122533106, 122533108, 122533110, 122533112, 122533114, 122533116, 122533202, 122533203, 122533204, 122533206, 122533208, 122533210, 122533212, 122533214, 122533216, 122262104, 122262106, 122262108, 122262110, 122262112, 122262114, 122262204, 122262206, 122262208, 122262210, 122262212, 122262214, 122244103, 122244105, 122244107, 122244109, 122244114, 122244203, 122244205, 122244207, 122244209, 122244214, 122263007, 122263009, 122263011, 122263013, 122263015, 122220003, 122220004, 122220005, 122220006, 122221103, 122221104, 122221105, 122221203, 122221204, 122221205, 122222003, 122222004, 122222005, 122222006, 122261008, 122261010, 122261012, 121236002, 121236003, 121236004, 121237002, 121237003, 121237004, 121237102, 121237103, 121237104, 122277103, 122277104, 122277203, 122277204, 122275103, 122275104, 122275203, 122275204, 122530103, 122530203, 122529005, 123333102, 123333105, 123333108, 123333111, 123333114, 123333202, 123333205, 123333208, 123333211, 123333214, 123221005, 123221006, 123221007, 123221008, 123221009, 123221010, 123221011, 123221012, 123221013, 123221014, 123221015, 123221016, 123221017, 123221018, 123222005, 123222006, 123222007, 123222008, 123222009, 123222010, 123222011, 123222012, 123222013, 123222014, 123222015, 123222016, 123220003, 123220004, 123220005, 123220006, 123220007, 123220008, 123220009, 123220011, 123220013, 123220015, 122236104, 122236105, 122236106, 122236107, 122236204, 122236205, 122236206, 122236207, 122236304, 122236305, 122236306, 122236307, 122236404, 122236405, 122236406, 122236407, 122236704, 122236705, 122236706, 122236707, 122236504, 122236505, 122236506, 122236507, 122236804, 122236805, 122236806, 122236807, 122236604, 122236605, 122236606, 122236607, 122264103, 122264104, 122264105, 122264106, 122264107, 122264108, 1222642 | Klasa IIb | Pllaka te implantueshme ortopedike te cilat perdoren sipas nevojave per trajtimin kirurgjikal te frakturave kockore. | Pajisje te implantueshme jo aktive
14786 | Access Hybritech free PSA (Reagent Pack), Access Hybritech free PSA (Calibrators), Access Hybritech free PSA (QC) | GENIUS SHPK | 2023-08-17T00:00:00.000+02:00 | Beckman Coulter Inc . - 250 South Kraemer Blvd. Brea, California 92821, USA | 37210, 37215, 37219 | In vitro | Reagent diagnostifikues in vitro e destinuar per percaktimin kuantitativ te antigjenit specifik prostatik te lire (PSA te lire) ne serumin humane duke perdorur Sistemet e Testimit te Imunologjises Access. Perdoret se bashku me PSA Hybritech (total) per te llogaritur raportin e PSA-s se lire me PSA-ne totale te shprehur si perqindje (perqindje e PSA-s se lire). Perqindja e PSA-s se lire, siç matet nga testet Hybritech, sugjerohet te perdoret si ndihme ne dallimin e kancerit te prostates nga kushtet prostatike te pafuqishme, kur perdoret ne bashkeveprim me PSA-ne Hybritech (total) per zbulimin e kancerit te prostates te meshkujt mbi 50 vjeç me PSA totale midis 4h dhe 10h ng/mL me gjetjet e ekzaminimit rektal digital qe nuk jane dyshuese per kancer. Biopsia prostatike eshte e nevojshme per diagnozen e kancerit., Kalibratore diagnostifikues in vitro e destinuar per kalibrimin e testit Access Hybritech per PSA te lire per percaktimin kuantitativ te niveleve te PSA-s se lire ne serumin humane duke perdorur Sistemet e Testimit te Imunologjise Access ., Kontroll cilesie diagnostifikues in vitro e destinuara per monitorimin e performances se sistemit te procedurave imunoenzimatike per matjen kuantitative te Antigjenit Specifik Prostatik te Lire (PSA te lire) duke perdorur Sistemet e Testimit te Imunologjise Access . | Pajisje te diagnostifikimit in vitro
14799 | Prefilled Syringe with Purified Water, , Prefilled Syringe 10% Glycerin Solution, , Prefilled Syringe 10% Glycerin Solution, , Prefilled Syringe 5% Glycerin Solution | MONTAL | 2023-08-24T00:00:00.000+02:00 | Well Lead Medical Co., Ltd., C-4 Jinhu Industrial Estate, Hualong 511434 Panyu, Guangzhou, People Republic of China | Size:10cc, Size:5cc , Size:5cc | Is | Shiringë e parambushur me ujë të purifikuar ose tretësirë glicerine | Pajisje nje perdorimeshe
14776 | ARTHRUM 2.5% (ARTHRUM VISC 75) | OrthoNet 360 | 2023-08-23T00:00:00.000+02:00 | LCA-SA 9 allée Prométhée - ZI Les Propylées 28000 CHARTRES FRANCE | 111-3100 | Klasa III | Solucion viskoelastik i implanteshem per lubrifikimin e siperfaqeve intraartikulare | Pajisje te implantueshme jo aktive
14709 | Passive mattresses | BIOMETRIC ALBANIA | 2023-08-29T00:00:00.000+02:00 | PROMA REHA, s.r.o. - Adresa: Riegrova 342, 552 03 Česká Skalice, Czech Republic | Sendvic, Soft Flex, Visco Lux, Visco Lux P, Visco Lux Flex, Visco Lux Flex P, Lux S, Lux N, Lux P, Flex, Viktorie, passive mattress Titan with applicable additional equipment | Klasa I | Dyshekë për Shtretër Spitalor | Produkte per institucione te kujdesit shendetesor
14777 | Adhesive wound dressings,model:elastopor steril,Non-woven dressing, with absorbent pad, self-adhesive, sterile 5cmx 7,2cm, Adhesive wound dressings,model:elastopor steril,Non-woven dressing, with absorbent pad, self-adhesive, sterile6cmx 10cm, Adhesive wound dressings,model:elastopor steril,Non-woven dressing, with absorbent pad, self-adhesive, sterile8cmx 10cm, Adhesive wound dressings,model:elastopor steril,Non-woven dressing, with absorbent pad, self-adhesive, sterile10cmx 10cm, Adhesive wound dressings,model:elastopor steril,Non-woven dressing, with absorbent pad, self-adhesive, sterile 10cmx 12cm, Adhesive wound dressings,model:elastopor steril,Non-woven dressing, with absorbent pad, self-adhesive, sterile 10cmx 15cm, Adhesive wound dressings,model:elastopor steril,Non-woven dressing, with absorbent pad, self-adhesive, sterile 6cmx 15cm, Adhesive wound dressings,model:elastopor steril,Non-woven dressing, with absorbent pad, self-adhesive, sterile 8cmx 15cm, Adhesive wound dressings,model:elastopor steril,Non-woven dressing, with absorbent pad, self-adhesive, sterile 8cmx 20cm, Adhesive wound dressings,model:elastopor steril,Non-woven dressing, with absorbent pad, self-adhesive, sterile,10cmx 20cm, Adhesive wound dressings,model:elastopor steril,Non-woven dressing, with absorbent pad, self-adhesive, sterile 10 cmx 35cm, Adhesive wound dressings,model:elastopor steril,Non-woven dressing, with absorbent pad, self-adhesive, sterile 6cmx 10cm, Adhesive wound dressings,model:elastopor steril,Non-woven dressing, with absorbent pad, self-adhesive, sterile 8cmx 10cm, Adhesive wound dressings,model:elastopor steril,Non-woven dressing, with absorbent pad, self-adhesive, sterile,10cmx 10cm, Adhesive wound dressings,model:elastopor steril,Non-woven dressing, with absorbent pad, self-adhesive, sterile,10cmx 12cm, Adhesive wound dressings,model:elastopor steril,Non-woven dressing, with absorbent pad, self-adhesive, sterile,10cmx 15cm, Adhesive wound dressings,model:elastopor steril,Non-woven dressing, with absorbent pad, self-adhesive, sterile,6cmx 15cm, Adhesive wound dressings,model:elastopor steril,Non-woven dressing, with absorbent pad, self-adhesive, sterile,8cmx 15cm, Adhesive wound dressings,model:elastopor steril,Non-woven dressing, with absorbent pad, self-adhesive, sterile,8cmx 20cm, Adhesive wound dressings,model:elastopor steril,Non-woven dressing, with absorbent pad, self-adhesive, sterile,10cmx 25cm, Adhesive wound dressings,model:elastopor steril,Non-woven dressing, with absorbent pad, self-adhesive, sterile,10cmx 30cm, Adhesive wound dressings,model:elastopor steril,Non-woven dressing, with absorbent pad, self-adhesive, sterile,10cmx 35cm, Adhesive wound dressings,model: elastoKIDS STERIL,Non-woven dressing, with absorbent pad, self-adhesive, sterile,6cmx 10 cm, Adhesive wound dressings,model: elastopor steril D,Non-woven dressing with absorbent pad, with incision and O-h self-adhesive, sterile9cmx 10cm, Adhesive wound dressings,model: elastopor steril D,Non-woven dressing with absorbent pad, with incision and O-h self-adhesive, sterile 12cmx 14cm | GREEMED | 2023-09-11T00:00:00.000+02:00 | ZARYS International Group Spółka z ograniczoną odpowiedzialnością, spółka komandytowa ul. Pod Borem 18 41-808 Zabrze Poland | 801001, 801012, 801002, 801013, 801021, 801014, 801003, 801004, 801005, 801015, 801016, 801017, 801018, 801001E, 801012E, 801002E, 801013E, 801021E, 801014E, 801003E, 801004E, 801005E, 801015E, 801016E, 801017E, 801018E, 801012A, 801031, 801030 | Is | Garze adezive per mbulim plage | Tjeter
14514 | Sterile Synthetic Absorbable Suture/WEGO-PGCL | O.E.S DISTRIMED | 2023-07-11T00:00:00.000+02:00 | Foosin Medical Supplies Inc., Ltd. No.20,Xingshan Road, Weihai Torch Hi-tech Science Park,264210 Weihai, Shandong Province, PEOPLE'S REPUBLIC OF CHINA | various codes | Klasa III | Sutura kirurgjikale sterile te absorbueshme | Pajisje nje perdorimeshe
14431 | Tooth Whitening Gel | ALBADENT plus | 2023-07-10T00:00:00.000+02:00 | WHITEsmile GmbH Weinheimer Str. 6 69488 Birkenau Germany | WHITEsmile Gingiva Protector; WHITEsmile flash Gingiva Protector; WHITEsmile flash Lip retractors; | Klasa I | Gel per mbrojtjen e gingivave gjate zbardhimit. | Pajisje dentare
14648 | REVANESSE ULTRA + WITH LIDOCAINE 1.2 ML PN 40103 | PHARMAWEST | 2023-07-26T00:00:00.000+02:00 | PROLLENIUM MEDICAL TECHNOLOGIES,Inc 138 Industrial ParwayN, AURORA ,ON,CANADA L4G 4C3 29 EAST WILMOT ST. RICHMOND HILL, ON, CANADA L4B 1A3 | PN 40103 | Klasa III | Filler me përmbajtje xheli Acid Hialuronik i cili përdoret për rikuperimin e humbjes të volumit dhe korrigjimin e kontureve dhe deformimeve. Përdoret për rrudhat e fytyrës, përmirësim volumi, mbushe buzësh , hidratim në lëkurë dhe konturimin e dëmtimeve nga injektimet e mëparshme në indet e buta. | Pajisje te implantueshme jo aktive
14506 | START | E v i t a | 2023-07-18T00:00:00.000+02:00 | Roche Diagnostics GmbH Sandhofer Strasse 116 68305 Mannheim Germany | 05168376190, 08059322190 | In vitro | Reagent ndihmes per matjen e Albumines ne mostren Urine. | Pajisje te diagnostifikimit in vitro
14560 | MONOFILAMENT POLYAMIDE SUTURE | EUROMED | 2023-07-26T00:00:00.000+02:00 | UNISUR LIFECARE PRIVATE LIMITED No. 15/ 1, 2, 3 Andrahalli Main Road, Acharya I ndust rial Complex, Vishwaneedam Post, Karnataka, Bangalore - 560091, India | UNILON | Klasa IIb | Sutura Kirurgjikale Poliamidi (Najloni) | Pajisje nje perdorimeshe
14639 | Disposable Sterile Hypodermic Needles | EUROMED | 2023-07-31T00:00:00.000+02:00 | Jiangsu Zhengkang Medical Apparatus Co., Ltd Sanhekou, Zhenglu town, Changzhou city, Jiangsu, china | Disposable Sterile Hypodermic Needles 0.4mm, 0.45mm, 0.5mm, 0.55mm, 0.6mm, 0. 7mm, 0.8mm, 0.9mm, 1.1 mm, 1.2mm | Klasa IIa | Age hipodermike sterile njeperdorimeshme | Pajisje nje perdorimeshe
14665 | Coulter 6C Plus Cell Control | GENIUS SHPK | 2023-08-04T00:00:00.000+02:00 | Beckman Coulter Inc . - 250 S. Kraemer Blvd. Brea, CA 92821 USA | C07297 | In vitro | Reagent kontrolli diagnostifikues in vitro e destinuar per te monitoruar performancen e Autoanalizatorit Hematologjik IVD per testimin e gjakut human , ne lidhje me reagentet specifike COULTER. | Pajisje te diagnostifikimit in vitro
14747 | VITEK REVEAL SEALER 900-00003, VITEK REVEAL 900-00001 | LABOPHARMA SHPK | 2023-08-17T00:00:00.000+02:00 | Specific Diagnostics LLC 130 Baytech Dr. San Jose CA 95134 USA | 900-00003, 900-00001 | In vitro | Jane aparatura diagnostikimi In Vitro te mostrave te gjakut ne laborator | Pajisje te diagnostifikimit in vitro
14691 | Cardiovascular Procedure Kits - Cardioplegia Set (CP50) | BIOMETRIC ALBANIA | 2023-08-07T00:00:00.000+02:00 | Terumo Cardiovascular Costa Rica, LLC - Address: Calle 58, Zona Franca La Lima, Cartago, 30106, Costa Rica | CX-AL049 | Klasa IIa | Sisteme Kardioplegjie te Gjakut | Produkte per institucione te kujdesit shendetesor
14720 | AV083519, UF-FLUOROCELL SF | AESKULAP | 2023-08-08T00:00:00.000+02:00 | SYSMEX CORPORATION,1-5-1 Wakinohama-Kaigandori, Chuo-ku, Kobe 651-0073, Japan | AV083519, UF-FLUOROCELL SF | In vitro | Reagent ngjyrues per perdorim ne analizatore automatike te urines, UF 5000 | Pajisje laboratori
14725 | Aortic Punch, Standard Length Handle, Aortic Punch, Long Handle | O.E.S DISTRIMED | 2023-08-09T00:00:00.000+02:00 | Medtronic Inc. 710 Medtronic Parkway Minneapolis, MN 55432 USA | AP 400, AP 500 | Klasa IIa | Aksesore per implante kirurgjikale | Pajisje nje perdorimeshe
14735 | Chemistry Analyzer DxC 700 AU | GENIUS SHPK | 2023-08-09T00:00:00.000+02:00 | Beckman Coulter , Inc . - 250 S. Kraemer , Brea, CA 92821 USA | B86443,B86444,B86445,B86446 | In vitro | Instrument diagnostifikues in vitro biokimik i destinuar per te matur analite ne mostra, ne kombinim me reagentet e duhur, kalibratoret, mostra kontrolli cilesor (QC), dhe aksesor te tjera. Ky sistem eshte per perdorim diagnostik in vitro vetem. Aplikimet perfshijne metodat kolometrik , aglutinacionin e lateksit, elektroden ion selektive dhe enzimat imunologjike homogjene. Ky produkt mat komponentet kimike ne mostre (serum, plazme, urine, dhe gjakun total (vetem HbA1c)) duke perzier mostren dhe reagentin. | Pajisje te diagnostifikimit in vitro
14645 | 6-Lead Set, Single Patient Use Disposable, Bedside, IEC / 989803197521, 3-Lead Set, Single Patient Use Disposable, Bedside, AAMI / 989803173121, 5-Lead Set, Single Patient Use Disposable, Bedside, AAMI / 989803173131, 5-Lead Set, Single Patient Use Disposable, Telemetry, AAMI / 989803173151, 3-Lead Set, Single Patient Use Disposable, Bedside, IEC / 989803174201, 5-Lead Set, Single Patient Use Disposable, Bedside, IEC / 989803174211, 5-Lead Set, Single Patient Use Disposable, Chest, AAMI / 989803192141, 5-Lead Set, Single Patient Use Disposable, Chest, IEC / 989803192151, 6-Lead Set, Single Patient Use Disposable, Bedside, AAMI / 989803197511 | Health & Light | 2023-08-17T00:00:00.000+02:00 | Philips Medizin Systeme Boblingen GmbH Hewlett-Packard-Strasse 2 71034 Bobl in gen, Germany | 989803197521, 989803173121, 989803173131, 989803173151, 989803174201, 989803174211, 989803192141, 989803192151, 989803197511 | Klasa I | 6-Lead Set, Single Patient Use Disposable, Bedside, IEC, 3-Lead Set, Single Patient Use Disposable, Bedside, AAMI, 5-Lead Set, Single Patient Use Disposable, Bedside, AAMI, 5-Lead Set, Single Patient Use Disposable, Telemetry, AAMI, 3-Lead Set, Single Patient Use Disposable, Bedside, IEC, 5-Lead Set, Single Patient Use Disposable, Bedside, IEC, 5-Lead Set, Single Patient Use Disposable, Chest, AAMI, 5-Lead Set, Single Patient Use Disposable, Chest, IEC, 6-Lead Set, Single Patient Use Disposable, Bedside, AAMI | Pajisje nje perdorimeshe
14677 | MASTRELLE Flora Plus vaginal capsules box x 10 cps | MedCare International | 2023-08-25T00:00:00.000+02:00 | Look Ahead Srl, Sos. Pacurari nr. 127, 5th floor, 700544, Iasi, Romania | NA | Klasa I | Pajisje mjekesore ne forme capsule vaginale per floren vaginale | Pajisje terapie komplementare
14516 | Carestation 620, Version A1 | FINSO Albania | 2023-07-05T00:00:00.000+02:00 | Datex-Ohmeda Inc, 3030 Ohmeda Drive, PO box 7550, Madison, WI 53707-7550, USA | REF 1012-9620-000 | Klasa IIb | Makine anestezie per qellimin e nxitjes dhe mbajtjes se anestezise | Pajisje elektromekanike
14510 | CRILEN AFTER NIP-30ML | FUFARMA | 2023-07-12T00:00:00.000+02:00 | FREZYDERM S.A. 4TH TATOIOU AV. METAMORFOSSI, ATHENS 144 51 GREECE | CRILEN AFTER NIP-30ML | Klasa IIa | xhel i bute per lehtesimin e lekures se irrituar pas pickimit nga insektet, kontaktit me kandilin e detit apo hithres. Lehteson dhimbjen, enjtjen dhe kruarje. | Tjeter
14507 | Sweat ·Chek™ Sweat Conductivity Analyzer, Take-Up Tubes, 14 inch, Qty 100, Sweat-Chek™ Calibrator, 0.75 ml, 90 mmol/L, 60x0.75ml, Sweat Controls; L1, L2, L3 12 ea., 36x0.75ml | BIOMETRIC ALBANIA | 2023-07-11T00:00:00.000+02:00 | ELITechGroup Inc. - Address: 370 West 1700 South, Logan, Utah 84321-8212, USA | 3120, SS-044, SS-140, SS-150 | In vitro | Analizator i perçueshmerise se djerses, Aksesore i pajisjes Sweat ·Chek™ | Pajisje te diagnostifikimit in vitro
14588 | ISE Internal Standard Gen.2, ISE Reference Electrolyte | E v i t a | 2023-07-20T00:00:00.000+02:00 | Roche Diagnostics GmbH Sandhofer Strasse 116 68305 Mannheim Germany | 04522320190, 10820652216 | In vitro | Solucione ISE per pajisjet mjekesore | Pajisje te diagnostifikimit in vitro
14634 | Dental CT Scanner AXR (Eagle Edge/ Dabi Atlante), Dental CT Scanner AXR(Eagle Edge/ Dabi Atlante) | DENTAL LEADER -CORSI | 2023-08-02T00:00:00.000+02:00 | Alliage S/A Industrias Medico Odontologica, Rod.Abrao Assed Km 53 + 450 metros, Recreio Anhanguera 14097500 Ribeira Preto SP Brazil | AXR90, AXR120 | Klasa IIb | Skaner per perdorim ne stomatologji | Pajisje diagnostikuese dhe terapeutike me rezatim
14547 | Surgical Gown | EUROMED | 2023-07-26T00:00:00.000+02:00 | Sunsmed Protective Products Ltd. No.18Industrial Park, Maozui Town, Xiantao City, 433000, Hubei Province, China | Surgical Gown | Klasa I | Veshjet kirurgjikale është një veshje mbrojtëse personale e destinuar për t'u veshur nga personeli i kujdesit shëndetësor gjatë procedurave kirurgjikale për të mbrojtur pacientin dhe personelin e kujdesit shëndetësor nga transferimi i mikroorganizmave, lëngjeve trupore dhe grimcave. | Pajisje nje perdorimeshe
Model：S-303,S-304
14687 | Access Sensitive Estradiol (Reagent Pack), Access Sensitive Estradiol (Calibrators), Access Sensitive Estradiol (Calibrator S0) | GENIUS SHPK | 2023-08-04T00:00:00.000+02:00 | Beckman Coulter Inc . - 250 South Kraemer Blvd, Brea, California 92821, USA | B84493, B84494, B97145 | In vitro | Reagent imunologjik diagnostifikues in vitro e destinuar per percaktimin kuantitativ te niveleve te estradiolit ne serumin dhe plazmen humane duke perdorur Sistemet e Testimit te Imunologjise Access., Kalibrator imunologjik diagnostifikues in vitro e destinuar per kalibrimin e testit Access Sensitive Estradiol per percaktimin kuantitativ te niveleve te estradiolit ne serumin dhe plazmen humane duke perdorur Sistemet e Testimit te Imunologjise Access., Kalibrues imunologjik diagnostifikues in vitro e destinuar per perdorim me testin Access Sensitive Estradiol per te zvogeluar mostrat e pacienteve qe permbajne koncentrata te analitit me te larta se kalibratori specifik i analitit S5. | Pajisje te diagnostifikimit in vitro
14703 | TrapEase Single Chamber Polyp Trap, TrapEase Single Chamber Polyp Trap, Box 50, TrapEase Quad Chamber Polyp Trap, TrapEase Quad Chamber Polyp Trap, Box 25 | MONTAL | 2023-08-24T00:00:00.000+02:00 | Boston Scientific Corporation, 300 Boston Scientific Way, Marlborough, MA 01752 USA | STE-297, STE-297-50, STE-298, STE-298-25 | Klasa I | Projektuar për trajtimin e sigurt të kampionit, heqjen e lehtë dhe të përshtatshme të polipeve dhe për të ndihmuar në parandalimin e humbjes së polipeve gjatë thithjes. | Pajisje nje perdorimeshe
14779 | Reusable Instruments,Dental,Invasive and non-invasive/ Mirror, Reusable Instruments,Dental,Invasive and non-invasive/ Syringe, Reusable Instruments,Dental,Invasive and non-invasive/ Sterilization Container-Instruments, Reusable Instruments,Dental,Invasive and non-invasive/ Forceps ,Plier, Reusable Instruments,Dental,Invasive and non-invasive/ Forceps, Dental, Reusable Instruments,Dental,Invasive and non invasive / Impression tray,Dental, Reusable Instruments,Dental,Invasive and non-invasive/ Filling instruments, Amalgam, Reusable Instruments,Dental,Invasive and non-invasive/ Dental Hand Instruments,Surgical, Reusable Instruments,Dental,Invasive and non-invasive/ Dental Hand Instruments,Orthodontic, Reusable Instruments,Dental,Invasive and non-invasive/ Hammer, Dental, Reusable Instruments,Dental,Invasive and non-invasive/ Forceps (Artery), Reusable Instruments,Dental,Invasive and non-invasive/ Crowne,Inlay Remover, Reusable Instruments,Dental,Invasive and non-invasive/ Micro surgey instrument, Reusable Instruments,Dental,Invasive and non-invasive/ Mouth gag, Reusable Instruments,Dental,Invasive and non-invasive/ Scissors, Reusable Instruments,Dental,Invasive and non-invasive/ Probe,Dental, Reusable Instruments,Dental,Invasive and non-invasive/ Spatula | EURODENTA | 2023-09-11T00:00:00.000+02:00 | Kahdent Roland Kohler Medizintechnik GmbH@Co.KG,Bodenseeallee 14-16 78333 Stockach Germany | N/A | Klasa I | Instrumente te riperdorshme dentare invazive dhe joinvazive | Pajisje dentare
14780 | Curing Light V V Light | MOTO-MANIA | 2023-09-08T00:00:00.000+02:00 | Guilin Woodpecker Medical Instrument Co.,Ltd.Add , Information Industrial Park,Guilin National High-Tech Zone,Guilin,Guangxi, 541004 P.R.China | Curing Light V V Light | Klasa I | LLAMPE POLIMERIZIMI | Pajisje dentare
14515 | Tooth Whitening Gel - WHITEsmile fläsh 32% HP (mixed), Tooth Whitening Gel- WHITEsmile fläsh Just 38% HP (mixed 30%), Tooth Whitening Gel- WHITEsmile Power Whitening YF 40% HP (mixed 32% HP), Tooth Whitening Gel- WHITEsmile Light Whitening AC 32% HP (mixed), Tooth Whitening Gel- WHITEsmile IN-OFFICE WHITENING 35% CP | ALBADENT plus | 2023-07-10T00:00:00.000+02:00 | WHITEsmile GmbH Weinheimer Str. 6 69488 Birkenau Germany | 3100, 3102, 3103, 3104, 3106, 3500, 3501, 5511 / 5611 / 5621 / 5661 / 5691 / 5701 /5711 / 5721 / 5811 /5821 / 5831 / 5921 / 5941, 6602 / 6612 / 6622 / 6662 / 6702 / 6712 / 6812 / 6832, 4113 /4123 /4143 /4153 /4223 /4233 / 4243 / 4253 / 4333 / 4353 / 4433 / 4443 / 4453 / 4543 / 4553 / 4653 / 4713 / 4723 /4733 / 4743 / 4753 / 4763 / 4765 / 4773 / 4783 / 4793 / 4813 / 4913 / 4923/4933 | Klasa IIa | Gel zbardhuese per dhembet. | Pajisje dentare
14430 | Tooth Whitening Lamp | ALBADENT plus | 2023-07-10T00:00:00.000+02:00 | WHITEsmile GmbH Weinheimer Str. 6 69488 Birkenau Germany | WHITEsmile fläsh Whitening Lamp REF 3401, 3402, 3403 | Klasa I | Llampe qe perdoret per zbardhimin e dhembeve. | Pajisje dentare
14440 | After Whitening Mousse | ALBADENT plus | 2023-07-14T00:00:00.000+02:00 | WHITEsmile GmbH Weinheimer Str. 6 69488 Birkenau Germany | Whitesmile after whitening mousse (AWM) REf 4010, 4011; Whitesmileflash after whitening mousse (AWM) REF 3485, 3486 | Klasa I | SHkume qe perdoret pas zbardhimit te dhembeve. | Pajisje dentare
14438 | Operating Light PROXY OL-03 | Health & Light | 2023-07-14T00:00:00.000+02:00 | INFIMED Spółka z ograniczoną odpowiedzialnością 34-300 Żywiec, ul. Kabaty 1, Polska | PROXY OL-03 | Klasa I | Llampa Operacioni PROXY OL-03 | Pajisje elektromekanike
14586 | FREZYDERM MEDILIKE EFFECT CREAM TYPE 1 -50ML | FUFARMA | 2023-07-12T00:00:00.000+02:00 | FREZYDERM S.A. 4TH TATOIOU AV. METAMORFOSSI, ATHENS 144 51 GREECE | FREZYDERM MEDILIKE EFFECT CREAM TYPE 1 -50ML | Klasa IIa | krem per lehtesimin e simptomave te akneve tip 1. Opsion alternativ i trajtimit mjekesor. Imiton veprimin e trajtimit klasik per trajtimin e akneve tip 1, pa perdorur molekula farmaceutike. Mund te perdoret i vetem ose i kombinuar me trajtim mjekesor. Redukton shperthimet inflamatore | Tjeter
14576 | Potassium Electrode | E v i t a | 2023-07-20T00:00:00.000+02:00 | Roche Diagnostics GmbH Sandhofer Strasse 116 68305 Mannheim Germany | 21029355001 | In vitro | Elektorde per matjen e Kaliumit me metoden ISE ne serum/plazmen njerezore | Pajisje te diagnostifikimit in vitro
14497 | PHYTOROID SUPPOSITORIES | PARTNERS PHARMA | 2023-07-24T00:00:00.000+02:00 | BENOSTAN HEALTH PRODUCTS S.A PARIDOS 11 STREET, VRILISSIA ATHENS GREECE, 15235 | 123010 | Klasa I | Supozitoret Phytoroid jane pajisje mjekesore te formuluara nga substancat me origjine bimore per trajtimin lokal dhe lehtesimin simptomatik te hemorroideve te jashtme dhe te brendeshme. | Tjeter
14678 | Dental units Anthos | Albadent Group | 2023-08-07T00:00:00.000+02:00 | CEFLA s.c. Via Selice Provinciale, 23/A 40026 Imola (BO) Italy | A5 cart, A5 CONTINENTAL, A5 IDRICO SINGOLO, A5 INTERNATIONAL, A5 SINGLE CART, A6 PLUS CONTINENTAL, A6 PLUS INTERNATIONAL, A7 PLUS CONTINENTAL, A7 PLUS INTERNATIONAL, L9 CONTINENTAL, L9 SIDE DELIVERY | Klasa IIa | Unite dentare qe perdoren ne klinika stomatologjike te ndryshme dentare | Pajisje dentare
14682 | Integral Dental Units | ProDental | 2023-08-09T00:00:00.000+02:00 | Silverfox Corporation Limited, No.18, 1st TongLe Road, TangXia Town, Pengjiang District, JiangMen City, GuangDong Province, China | 8000C-CMS0-I, 8000B-CMS0-I, 8000C-CMS0-E, 8000B-CMS0-E, 8000C-CRS0-I, 8000B-CRS0-I, 8000C-CRS0-E, 8000B-CRS0-E, 8000C-SMS0-I, 8000B-SMS0-I, 8000C-SMS0-E, 8000B-SMS0-E, 8000C-SRS0-I, 8000B-SRS0-I, 8000C-SRS0-E, 8000B-SRS0-E | Klasa IIa | Unit Dentar | Pajisje dentare
14683 | Amphirion Deep PTA catheter, Amphirion Deep PTA catheter | O.E.S DISTRIMED | 2023-08-07T00:00:00.000+02:00 | Medtronic Inc. 710 Medtronic Parkway Minneapolis, MN 55432 USA | AMD 020 040 002, AMD 020 080 002, AMD 020 120 002, AMD 020 150 002, AMD 025 040 002, AMD 025 080 002, AMD 025 120 002, AMD 025 150 002, AMD 225 210 002, AMD 030 040 002, AMD 030 080 002, AMD 030 120 002, AMD 030 150 002, AMD 253 210 002, AMD 035 040 002, AMD 035 080 002, AMD 035 120 002, AMD 035 150 002, AMD 335 210 002, AMD 040 040 002, AMD 040 080 002, AMD 040 120 002, AMD 040 150 002, AMD 354 210 002, AMD 020 040 152, AMD 020 080 152, AMD 020 120 152, AMD 020 150 152, AMD 025 040 152, AMD 025 080 152, AMD 025 120 152, AMD 025 150 152, AMD 225 210 152, AMD 030 040 152, AMD 030 080 152, AMD 030 120 152, AMD 030 150 152, AMD 253 210 152, AMD 035 040 152, AMD 035 080 152, AMD 035 120 152, AMD 035 150 152, AMD 335 210 152, AMD 040 040 152, AMD 040 080 152, AMD 040 120 152, AMD 040 150 152, AMD 354 210 152 | Klasa IIa | Kateter per perdorim ne kirurgjine vaskulare periferike | Pajisje nje perdorimeshe
14690 | MULTI 8 B DRUG SCREEN | 2 AE | 2023-08-07T00:00:00.000+02:00 | nal von minden GmbH Carl-Zeiss-Str. 12 47445 Moers, Germany | 103081 | In vitro | TESTE TE SHPEJTA | Pajisje te diagnostifikimit in vitro
14692 | Marksman TM Catheter | O.E.S DISTRIMED | 2023-08-07T00:00:00.000+02:00 | Micro Therapeutics, Inc. DBA ev3 Neurovascular 9775 Toledo Way Irvine, CA 92618 USA | FA-55105-1015, FA-55135-1030, FA-55150-1030, FA-55160-1030 | Klasa III | Mikro kateter per perdorim ne procedurat diagnostike,terapeutike neurovaskulare | Pajisje nje perdorimeshe
14610 | Tying forceps, Austin, 0.8 mm, 14 cm, SPLINTER FORCEPS, FEILCHENFELD, 7.5 CM, SPLINTER FORCEPS, FEILCHENFELD, 9 CM, SPLINTER FORCEPS, FEILCHENFELD, 11.5 CM, SPLINTER FORCEPS, HUNTER, STR., 10.5 CM, SPLINTER FORCEPS, HUNTER, CVD., 10.5 CM, Microscopy forceps, ang. down, 10 cm, CILIA FORCEPS, LITTAUER, 8.5 CM, CILIA FORCEPS, SERR., OBLIQUE, 9 CM, CILIA FORCEPS, DOUGLAS, NARROW, 9 CM, CILIA FORCEPS, DOUGLAS, WIDE, 9 CM, CILIA FORCEPS, BEER, SMOOTH, 9 CM, CILIA FORCEPS, BARRAQUER, ANG., 11 CM, Ring forceps, plat., Ø 1,0x0,5 mm, 15 cm, Ring fcps., str., P., Ø 1,0x0,5 mm, 18cm, Ring fcps., str., P., Ø 1,0x0,5 mm, 21cm, Ring forceps, plat., Ø 2,0x1,0 mm, 15 cm, Ring fcps., str., P., Ø 2,0x1,0 mm, 18cm, Ring fcps., str., P., Ø 2,0x1,0 mm, 21cm, Ti.-ring forc.,str.,pl., Ø1,0x0,5mm,15cm, Ti-R. fcps., str., P., Ø 1,0x0,5mm, 18cm, Ti-R. fcps., str., P., Ø 1,0x0,5mm, 21cm, Ti.-ring forc.,str.,pl., Ø2,0x1,0mm,15cm, Ti-R. fcps., str., P., Ø 2,0x1,0mm, 18cm, Ti-R. fcps., str., P., Ø 2,0x1,0mm, 21cm, CLIP APPLYING FORCEPS, W/O LOCK, 14.5 CM, CLIP APPLYING FORCEPS, W. LOCK, 14.5 CM, Forceps f. change of blades, Suture forceps, Ochsner, 14.5 cm, WOUND EDGE FORCEPS, CHILDE, W. CLIP RACK, CLIP APPLYING FORCEPS, MICHEL, 12 CM, CLIP APPLYING FORCEPS, HEGENBARTH, 12 CM, CLIP APPL. FORCEPS, WACHENFELDT, 12 CM, End. forc., Dzemeshkevich, 2 mm,23 cm, End. forc., Dzemeshkevich, 4 mm,23 cm, ATR. FORCEPS, DE BAKEY, 2.7 MM, 16 CM, ATR. FORCEPS, DE BAKEY, 2.7 MM, 20 CM, ATR. FORCEPS, DE BAKEY, 2.7 MM, 25 CM, ATR. FORCEPS, DE BAKEY, 2.7 MM, 30 CM, ATR. FORCEPS, DE BAKEY, 1.5 MM, 16 CM, ATR. FORCEPS, DE BAKEY, 1.5 MM, 20 CM, ATR. FORCEPS, DE BAKEY, 1.5 MM, 25 CM, ATR. FORCEPS, DE BAKEY, 2 MM, 16 CM, ATR. FORCEPS, DE BAKEY, 2 MM, 20 CM, ATR. FORCEPS, DE BAKEY, 2 MM, 25 CM, ATR. FORCEPS, DE BAKEY, 2 MM, 30 CM, ATR. FCPS., DE BAKEY, ANG., 2 MM, 16 CM, ATR. FCPS., DE BAKEY, ANG., 2 MM, 20 CM, ATR. FCPS., DE BAKEY, ANG., 2 MM, 25 CM, ATR. FCPS., DE BAKEY, ANG., 2 MM, 30 CM, ATR. FORCEPS, DE BAKEY, 3.5 MM, 16 CM, ATR. FORCEPS, DE BAKEY, 3.5 MM, 20 CM, ATR. FORCEPS, DE BAKEY, 3.5 MM, 25 CM, ATR. FORCEPS, DE BAKEY, 3.5 MM, 30 CM, ATR. FORCEPS, COOLEY, 2.0 MM, 16 CM, ATR. FORCEPS, COOLEY, 2.0 MM, 20 CM, Suture forceps, marCore, small, 17 cm, Suture forceps, marCore, med., 24 cm, Suture forceps, marCore, large, 29 cm, Forceps, marCore, DeBakey, slim, S, Forceps, marCore, DeBakey, slim, M, Forceps, marCore, DeBakey, slim, L, Forceps, marCore, DeBakey, wide, S, Forceps, marCore, DeBakey, wide, M, Forceps, marCore, DeBakey, wide, L, Fcps., marCore,DeBakey,fine,sing. act.,S, Fcps., marCore,DeBakey,fine,sing. act.,M, Fcps., marCore,DeBakey,fine,sing. act.,L, Fcps., marCore,DeBakey,wide,sing. act.,S, Fcps., marCore,DeBakey,wide,sing. act.,M, Fcps., marCore,DeBakey,wide,sing. act.,L, Forceps, marCore, Resano, single act., S, Forceps, marCore, Resano, single act., M, Forceps, marCore, Resano, single act., L, Forceps,marCore,IMA,upwards,sing. act.,S, Forceps,marCore,IMA,upwards,sing. act.,M, Forceps,marCore,IMA,upwards,sing. act.,L, Grasp.fcps., Samii, bay.ri.cvd.,3mm,23cm, Grasp.fcps., Samii, bay.le.cvd.,3mm,23cm, Grasp.fcps.,Yasargil-Samii,bay.,3mm,24cm, Grasp.fcps.,Yasargil-Samii,bay.,5mm,24cm, Grasp.fcps.,Yasargil-Samii,bay.,7mm,24cm, Grasp.fcps.,Yasargil, bay., 3mm, 22cm, Grasp.fcps.,Yasargil, bay., 5mm, 22cm, Grasp.fcps., Hunt, ang. down, 5 mm, 20cm, Grasp.fcps., Hunt, bay., 5 mm, 20cm, Micro fcps., Yasargil, bay., 0.6mm, 18cm, Micro fcps., Yasargil, bay., 0.9mm, 18cm, Micro fcps., Yasargil, bay., 1x2T., 18cm, Micro fcps., Yasargil, bay., 0.6mm, 20cm, Micro fcps., Yasargil, bay., 0.9mm, 20cm, Micro fcps., Yasargil, bay., 0.6mm, 22cm, Micro fcps., Yasargil, bay., 0.9mm, 22cm, MINI-PLATE HOLDING FORCEPS, PLATE HOLDING FORCEPS, GRAEFE FCPS SERRAT STRG CRV, 10 CM, GRAEFE FCPS 1X2 T STRAIGHT, 10 CM, GRAEFE FCPS 1X2 T STRONG CRV, 10 CM, Forceps, Castroviejo, 0.9mm, 10.5cm, GRAEFE FIXATION FCPS.,4 1/2, 11 CM, AYER CHALAZION FORCEPS, 9 CM, AYER CHALAZION FCPS W SCREW, 9 CM, LAMBERT CHALAZION FORCEPS, 9 CM, DESMARRES CHALAZION FCP 31MM, 9 CM, EAR DRESS. FORCEPS, TROELTSCH, 10.5 CM, EAR DRESS. FORCEPS, TROELTSCH, 11 CM, EAR FORCEPS, TROELTSCH, BULLD., 12.5 CM, EAR FORCEPS, GRUENWALD, BAYON., 14.5 CM, EAR DRESS. FCPS., JANSEN, BAYO., 16 CM, EAR DRESS. FCPS., JANSEN, BAYO., 21.5 CM, NASAL TAMPON FORCEPS, TROELTSCH, 14.5 CM, NASAL TAMPON FORCEPS, TROELTSCH, 15.5 CM, Nasal tampon forceps,Grünwald,1x2T.,16cm, NASAL TAMPON FORCEPS, GRUENWALD, 21.5 CM, SKIN GRASP. FORCEPS, OGURA, 4 MM, 11 CM, SKIN GRASP. FORCEPS, COTTLE, BAY., 14 CM, COLUMELL FORCEPS, COTTLE, 12 MM, 11 CM, LONDON COLLEGE TWEEZ.F1, LONDON COLLEGE TWEEZ.F3, LONDON COLLEGE TWEEZ.F5, LONDON COLLEGE TWEEZ.F6, LOND COLL TWEEZ LOCK F 5, LOND COLL TWEEZ LOCK F 8, MERIAM TWEEZERS FIG 1, MERIAM TWEEZERS FIG 2, MERIAM TWEEZERS FIG 3, MERIAM TWEEZERS FIG 5, FLAGG TWEEZERS FIG 1, FLAGG TWEEZERS FIG 2, FLAGG TWEEZERS FIG 3, FLAGG TWEEZERS FIG 4, SUTURE/MEMBRANE FORCEPS, DIA. = 1,6 MM, SUTURE/MEMBRANE FORCEPS, DIA. = 2,2 MM, MILLER FCPS F ARTIC PAPER, ACTIVATION ARM DISCONNECTION FORCEPS, PLATEHOLDING FORCEPS, CURVED, FORCEPS RESORB-X, TISSUE FORCEPS, 1X2 T., DELICATE, 13 CM, TISSUE FORCEPS, 1X2 T., DELIC., 14.5 CM, TISSUE FORCEPS, STILLE, 1X2 T., 15 CM, TISSUE FORCEPS, STILLE, 3X2 T., 15 CM, FORCEPS, ADLERKREUTZ, 2X3 T., 15.5 CM, FORCEPS, ADLERKREUTZ, 2X3 T., 20.5 CM, FORCEPS, ADLERKREUTZ, 4X5 T., 15.5 CM, FORCEPS, ADLERKREUTZ, 4X5 T., 20 CM, FORCEPS, ADLERKREUTZ, 4X5 T., 25 CM, TISSUE FORCEPS, ADSON, 1X2 T., 12 CM, Diss. forceps, Adson, 1x2 T., 15 cm, Forceps, tissue, Adson, 2x3 t., 12 cm, Diss. forceps, Gillies, 1x2 T., 15,5 cm, Diss. forceps, Waugh, 1x2 T., 20 cm, Dissecting forceps, Waugh, 1x2 t., 25 cm, Diss. forceps, Semken, 1x2 T., 12.5 cm, Diss. forceps, Semken, 1x2 T., 15 cm, Diss. forceps, Brophy, 1x2 T., 20 cm, Diss. forceps, Taylor, 1x2 T., 17.5 cm, Diss. forceps, Taylor, 1x2 T., 17 cm, Diss. forceps, bayon., 1x2 T., 18.5 cm, MICRO FORCEPS, 1X2 T., 0.6 MM, 15.5 CM, MICRO FORCEPS, 1X2 T., 0.8 MM, 15.5 CM, MICRO FORCEPS, 1X2 T., 1.0 MM, 15.5 CM, FORCEPS, GERALD, 1X2 T., STR., 17.5 CM, FORCEPS, GERALD, 1X2 T., CVD., 17 CM, TISSUE FORCEPS, CUSHING, 1X2 T., 18 CM, FORCEPS, POTTS-SMITH, 1X2 T., 18 CM, FORCEPS, POTTS-SMITH, 1X2 T., 21 CM, FORCEPS, POTTS-SMITH, 1X2 T., 25 CM, FORCEPS, POTTS-SMITH, 1X2 T., 30 CM, FORCEPS, ADSON BROWN, 7X7 T., 12 CM, FORCEPS, MINI-ADSON, 1X2 T., 12 CM, FORCEPS, MI.-ADSON, 1X2 T., CVD., 12 CM, DRESSING FORCEPS, MICRO-ADSON, 12 CM, DRESSING FORCEPS, MICRO-ADSON, 15 CM, DRESSING FCPS,MICRO-ADSON ACC.TO SHIGENO, FORCEPS, MICRO-ADSON, 1X2 T., 12 CM, FORCEPS, MICRO-ADSON, 1X2 T., 15 CM, MICRO FORCEPS, DELICATE, 1X2 T., 10.5 CM, FORCEPS, JEWELER, CVD., NO. 7, 12 CM, FORCEPS, JEWELER, STR., NO. 3, 12 CM, Forceps, jeweler, str., #3 C,Ø0,4mm,11cm, FORCEPS, JEWELER, STR., NO. 5, 11 CM, Micro Forceps, Ring-Ø 1,2 mm, 11 cm, Micro Forceps, Ø 0,5 mm, 1x2 T., 11 cm, Micro Forceps, Ring Ø 1,2 mm, 11 cm, Micro Forceps, triangle-tip, 11 cm, MICRO FORCEPS, STR., 0.3 MM, 11 CM, DILATING-FORCEPS, 10°, 5X0.2 MM, 11 CM, DILATING-FORCEPS, 10°, 5X0.3 MM, 11 CM, MICRO FORCEPS, PIERSE-TIP, STR., 11 CM, MICRO FORCEPS, 45°, 0.3 MM, 11 CM, MICRO FORCEPS, STR., 0.3 MM, 13.5 CM, DILATING-FORCEPS, 10°, 5X0.2 MM, 13.5 CM, DILATING-FORCEPS, 10°, 5X0.3 MM, 13.5 CM, MICRO FORCEPS, PIERSE-TIP, STR., 13.5 CM, MICRO FORCEPS, 45° ANG., 0.3 MM, 13.5 CM, FCPS., COUNTERB., CVD., 6X0.3 MM, 15 CM, FCPS., COUNTERB., 45°, 6X0.3 MM, 15 CM, RING FORCEPS W. WEIGHT, 1X0.5 MM, 15 CM, FCPS., COUNTERB., STR., 5X0.3 MM, 15 CM, FCPS., COUNTERB., STR., PIERSE, 15 CM, FCPS., COUNTERB., 6X0.3 MM, 18 CM, FCPS., COUNTERB., 45°, 6X0.3 MM, 18 CM, RING FORCEPS W. WEIGHT, 1X0.5 MM, 18 CM, FCPS., COUNTERB., STR., 5X0.3 MM, 18 CM, FCPS., COUNTERB., STR., PIERSE, 18 CM, MICRO FORCEPS, STR., 6.0X0.4 MM, 15 CM, Forceps, Micro, str., 6,0x0,4 mm, 18 cm, MICRO FORCEPS, CVD., 6.0X0.4 MM, 15 CM, MICRO FORCEPS, CVD., 6.0X0.4 MM, 18 CM, MICRO FORCEPS, STR., 6.0X0.7 MM, 15 CM, MICRO FORCEPS, STR., 6.0X0.7 MM, 18 CM, MICRO FORCEPS, STR., 6.0X0.7 MM, 21 CM, MICRO FORCEPS, CVD., 6.0X0.7 MM, 15 CM, MICRO FORCEPS, CVD., 6.0X0.7 MM, 18 CM, MICRO FORCEPS, CVD., 6.0X0.7 MM, 21 CM, MICRO FCPS., 1X2 T., STR., 0.4 MM, 15 CM, MICRO FCPS., 1X2 T., STR., 0.4 MM, 18 CM, MICRO FCPS., 1X2 T., CVD., 0.4 MM, 15 CM, MICRO FCPS., 1X2 T., CVD., 0.4 MM, 18 CM, MICRO FCPS., 1X2 T., STR., 0.7 MM, 15 CM, MICRO FCPS., 1X2 T., STR., 0.7 MM, 18 CM, MICRO FCPS., 1X2 T., CVD., 0.7 MM, 15 CM, MICRO FCPS., 1X2 T., CVD., 0.7 MM, 18 CM, RING FORCEPS, STR., Ø 1.0X0.5 MM, 15 CM, RING FORCEPS, STR., Ø 1.0X0.5 MM, 18 CM, RING FORCEPS, STR., Ø 1.0X0.5 MM, 21 CM, RING FORCEPS, STR., Ø 2.0X1.0 MM, 15 CM, RING FORCEPS, STR., Ø 2.0X1.0 MM, 18 CM, RING FORCEPS, STR., Ø 2.0X1.0 MM, 21 CM, TI-MICRO FCPS., STR., 6.0X0.4 MM, 15 CM, TI-MICRO FCPS., STR., 6.0X0.4 MM, 18 CM, TI-MICRO FCPS., CVD., 6.0X0.4 MM, 15 CM, TI-MICRO FCPS., CVD., 6.0X0.4 MM, 18 CM, TI-MICRO FCPS., STR., 6.0X0.8 MM, 15 CM, TI-MICRO FCPS., STR., 6.0X0.8 MM, 18 CM, TI-MICRO FCPS., STR., 6.0X0.8 MM, 21 CM, TI-MICRO FCPS., CVD., 6.0X0.8 MM, 15 CM, TI-MICRO FCPS., CVD., 6.0X0.8 MM, 18 CM, TI-MICRO FCPS., CVD., 6.0X0.8 MM, 21 CM, MICRO FCPS., STR., 1X2 T., 0.4 MM, 15 CM, MICRO FCPS., STR., 1X2 T., 0.4 MM, 18 CM, MICRO FCPS., CVD., 1X2 T., 0.4 MM, 15 CM, MICRO FCPS., CVD., 1X2 T., 0.4 MM, 18 CM, MICRO FCPS., CVD., 1X2 T., 0.8 MM, 18 CM, TI-RING FORCEPS, STR., 1.0X0.5 MM, 15 CM, TI-RING FORCEPS, STR., 1.0X0.5 MM, 18 CM, TI-RING FORCEPS, STR., 1.0X0.5 MM, 21 CM, TI-RING FORCEPS, STR., 2.0X1.0 MM, 15 CM, TI-RING FORCEPS, STR., 2.0X1.0 MM, 18 CM, TI-RING FORCEPS, STR., 2.0X1.0 MM, 21 CM, ATR. MICRO FORCEPS, STR., 1.2 MM, 15 CM, ATR. MICRO FORCEPS, STR., 1.2 MM, 18 CM, ATR. MICRO FORCEPS, STR., 1.2 MM, 21 CM, TI-ATR. MICRO FCPS., STR., 1.2 MM, 15 CM, TI-ATR. MICRO FCPS., STR., 1.2 MM, 18 CM, TI-ATR. MICRO FCPS., STR., 1.2 MM, 21 CM, MICRO FORCEPS, STR., 6X0.3 MM, 15 CM, MICRO FORCEPS, CVD., 6X0.3 MM, 15 CM, MICRO FORCEPS, 45°, 6X0.3 MM, 15 CM, RING FORCEPS, Ø 1X0.5 MM, 15 CM, MICRO FORCEPS, STR., 5X0.3 MM, 15 CM, MICRO FORCEPS, STR., PIERSE, 15 CM,, MICRO FORCEPS, STR., 6X0.3 MM, 18 CM, MICRO FORCEPS, CVD., 6X0.3 MM, 18 CM, MICRO FORCEPS, 45°, 6X0.3 MM, 18 CM, RING FORCEPS, Ø 1X0.5 MM, 18 CM, MICRO FORCEPS, STR., 5X0.3 MM, 18 CM, MICRO FORCEPS, STR., PIERSE, 18 CM, SPLINTER FORCEPS, SMOOTH, STR., 12.5 CM, SPLINTER FORCEPS, SMOOTH, 12.5 CM, Splinter forceps, serr., str., 9 cm, Splinter forceps, serr., str., 10.5 cm, SPLINTER FORCEPS, SERR., STR., 12.5 CM, Splinter forceps, serr., cvd., 9 cm, SPLINTER FORCEPS, SERR., CVD., 12.5 CM, Tying forceps, Lazar, 0.8 mm, 15.5 cm, Tying forceps, w. plateau, 0.3 mm, 12 cm, FORCEPS, JEWELER, STR., NO. 4, 11 CM, Forceps, Jeweler, ang. down, 11 cm, TISSUE FORCEPS, RUSSIAN-TYPE, 15 CM, TISSUE FORCEPS, RUSSIAN-TYPE, 20 CM, TISSUE FORCEPS, RUSSIAN-TYPE, 25.5 CM, TISSUE FORCEPS, DURANTE, 14.5 CM, TISSUE FORCEPS, DURANTE, 16 CM, TISSUE FORCEPS, DURANTE, 20.5 CM, TISSUE FORCEPS, DURANTE, 25 CM, FORCEPS, STILLE-BARRAYA, 3X4 T., 18 CM, TISSUE FORCEPS, BONNEY, 1X2 T., 17.5 CM, FORCEPS, MAYO, RUSSIAN-TYPE, 23 CM, FORCEPS, FENESTRATED JAW, 18 CM, FORCEPS, FENESTRATED JAW, 23 CM, Forceps, fenestr: jaw, spoon-sh., 23 cm, Forceps, Nelson, 8x7 t., 23 cm, Forceps, Resano, 23 cm, TUBAL SEIZING FORCEPS, ISOL. JAW, 18 CM, DRESSING FORCEPS, FINE, STR., 10 CM, DRESSING FORCEPS, FINE, CVD., 10 CM, DRESSING FORCEPS, FINE, ST. CVD., 9.5 CM, TISSUE FORCEPS, 1X2 T., STR., 10 CM, FORCEPS, FINE, 1X2 T., SL. CVD., 10 CM, FORCEPS, FINE, 1X2 T., ST. CVD., 9.5 CM, Micro Forceps, Tip Ø 0,15 mm, 11 cm, Micro Forceps, Tip Ø 0,20 mm, 11 cm, Micro Forceps, Tip Ø 0,30 mm, 11 cm, Dilating-Forceps, 10°, Ø 0,10 mm, 11 cm, Dilating-Forceps, 10°, Ø 0,20 mm, 11 cm, Dilating-Forceps, 10°, Ø 0,30 mm, 11 cm, Forceps, Adson, perfor., 1x2 t., 12 cm, Forceps, Adson, perfor., 1x2 t., 15 cm, Atr. Forceps, De Bakey, 3.5 mm, 35 cm, Dressing forceps, Ewald, 12 cm, Tissue forceps, Ewald, 1x2 T., 12 cm, Forceps, Ferris-Smith (Ramsey), 18 cm, Forceps, Ramsey 1x2 T., 18 cm, Dressing forceps, Gillies, 15 cm, Forceps, McIndoe, 1x2 T., 15 cm, Forceps, Intestine, Duval, 14 cm, Tissue Forceps, Lane, 1x2T., 14 cm, Tissue Forceps, Lane, 2x3T., 14 cm, Tissue forceps, Strassburger Mod., 15cm, Tissue forceps, Strassburger Mod., 21 cm, Dressing forceps. Adson, 18 cm, Forceps, tissue, Lane, 1x2 t., 18 cm, Forceps, tissue, 1x2 T., 14,5 cm, Forceps, tissue, Adson, 1x2 T., 18 cm, Forceps, tissue, Brown, 15 cm, Forceps, Lucae, bayon., 1x2 T., 14 cm, Forceps, Waugh, 1x2 t., 18 cm, TC-forceps, Ferris-Smith, 2x3 T., 18 cm, Forceps, micro-tying, cvd., 15 cm, Forceps, micro-tying, str., 0,3 mm, 15cm, Fcps., atr., De Bakey, 1 mm, 20 cm, Fcps., atr., De Bakey, 1 mm, 24 cm, Fcps., atr., De Bakey, 1 mm, 15 cm, Fcps., tumor, Toennis, small, Fcps., tumor, Toennis, medium, Fcps., ear, Tröltsch, 1x2T., 12.5 cm, DRESSING FORCEPS, 10,5 CM, DRESSING FORCEPS, 11.5 CM, DRESSING FORCEPS, 13 CM, DRESSING FORCEPS, 14.5 CM, DRESSING FORCEPS, 16 CM, DRESSING FORCEPS, 18 CM, DRESSING FORCEPS, 20 CM, DRESSING FORCEPS, 23 CM, DRESSING FORCEPS, 25 CM, DRESSING FORCEPS, 30.5 CM, DRESSING FORCEPS, MEDIUM WIDE, 12 CM, DRESSING FORCEPS, MEDIUM WIDE, 13 CM, DRESSING FORCEPS, MEDIUM WIDE, 14.5 CM, DRESSING FORCEPS, MEDIUM WIDE, 16 CM, DRESSING FORCEPS, MEDIUM WIDE, 18 CM, DRESSING FORCEPS, MEDIUM WIDE, 20 CM, DRESSING FORCEPS, MEDIUM WIDE, 23 CM, DRESSING FORCEPS, MEDIUM WIDE, 25 CM, DRESSING FORCEPS, MEDIUM WIDE, 30 CM, Dressing forceps, medium wide, cvd.,13cm, Dressing forceps, extra wide, 14.5 cm, DRESSING FORCEPS, DELICATE, 13 CM, DRESSING FORCEPS, DELICATE, 14.5 CM, DRESSING FORCEPS, STILLE, 15 CM, Dressing forceps, Bonney, 17 cm, Dress. forceps, smooth, 18.5 cm, Dress. forceps, Brophy, cvd., 20 cm, Dress. forceps, ang. down, 20 cm, Dressing forceps, Swedish type, 13 cm, DRESSING FORCEPS, SWEDISH TYPE, 15 CM, DRESSING FORCEPS, SWEDISH TYPE, 18 CM, DRESSING FORCEPS, SWEDISH TYPE, 20 CM, DRESSING FORCEPS, MINI-ADSON, 12 CM, DRESSING FORCEPS, ADSON, 12 CM, DRESSING FORCEPS, ADSON, 15 CM, DRESSING FORCEPS, MCINDOE, 15 CM, DRESSING FORCEPS, WAUGH, 20 CM, DRESSING FORCEPS, SEMKEN, 12.5 CM, DRESSING FORCEPS, SEMKEN, 15 CM, DRESSING FORCEPS, TAYLOR, 17 CM, DRESSING FORCEPS, W. SCRAPER, 17.5 CM, DRESSING FORCEPS, BAYON., 18.5 CM, MICRO DRESSING FORCEPS, 0.6 MM, 15.5 CM, MICRO DRESSING FORCEPS, 0.8 MM, 15.5 CM, MICRO DRESSING FORCEPS, 1,0MM, 15.5 CM, ATRAUMATIC FORCEPS, STR., 17.5 CM, DRESSING FORCEPS, GERALD, STR., 17.5 CM, DRESSING FORCEPS, GERALD, CVD., 17 CM, DRESSING FORCEPS, CUSHING, STR., 17.5 CM, DRESSING FORCEPS, CUSHING, CVD., 17 CM, DRESSING FORCEPS, POTTS-SMITH, 18 CM, DRESSING FORCEPS, POTTS-SMITH, 21 CM, DRESSING FORCEPS, POTTS-SMITH, 25 CM, DRESSING FORCEPS, POTTS-SMITH, 30 CM, TC-FORCEPS, BONNEY, 1X2 T., 17.5 CM, TC-FORCEPS, GERALD, 1X2 T., 17.5 CM, TC-FORCEPS, GILLIES, 1X2 T., 15.5 CM, TC-DRESSING FORCEPS, MCINDOE, 15 CM, TC-FORCEPS, SEMKEN, 1X2 T., 15.5 CM, TC-FORCEPS, SEMKEN, 1X2 T., 17.5 CM, TC-FORCEPS, 1X2 T., DELICATE, 15.5 CM, TC-FORCEPS, 1X2 T., DELICATE, 17.5 CM, TC-FORCEPS, ADSON-BROWN, SERR., 12 CM, TC-FORCEPS, MICRO-ADSON, 1X2 T., 12 CM, TC-FORCEPS, MICRO-ADSON, 1X2 T., 15 CM, TC-DRESSING FORCEPS, ADSON, 12 CM, TC-DRESSING FORCEPS, ADSON, 15 CM, TC-TISSUE FORCEPS, ADSON, 1X2 T., 12 CM, TC-TISSUE FORCEPS, ADSON, 1X2 T., 15 CM, TC-DRESSING FORCEPS, CUSHING, 17.5 CM, TC-DRESS. FORCEPS, CUSHING, ANG., 17 CM, TC-FORCEPS, CUSHING-TAYLOR, 18.5 CM, TC-Dress. forceps, Potts-Smith, 14.5 cm, TC-DRESSING FORCEPS, POTTS-SMITH, 16 CM, TC-Dress. forceps, Potts-Smith, 18.5 cm, TC-Dress. forceps, Potts-Smith, 20 cm, TC-Dress. forceps, Potts-Smith, 23 cm, TC-Dress. forceps, Potts-Smith, 25 cm, TC-TISSUE FCPS., OEHLER, 1X2 T., 14.5 CM, TC-TISSUE FORCEPS, OEHLER, 1X2 T., 16 CM, TC-TISSUE FORCEPS, OEHLER, 1X2 T., 18 CM, TC-TISSUE FORCEPS, OEHLER, 1X2 T., 20 CM, TC-TISSUE FORCEPS, OEHLER, 1X2 T., 25 CM, TC-DRESSING FORCEPS, WANGENSTEEN, 15 CM, TC-DRESSING FORCEPS, WANGENSTEEN, 23 CM, TC-ATR. FORCEPS, DEBAKEY, 2.0 MM, 16 CM, TC-ATR. FORCEPS, DEBAKEY, 2.0 MM, 20 CM, TC-ATR. FORCEPS, DEBAKEY, 2.0 MM, 24.5 C, TC-Atraumatic forceps, 2,7 mm, 16 cm, TC-Atraumatic forceps, 3,5 mm, 16 cm, TC-Atraumatic forceps, 3,5 mm, 20 cm, TC-Atraumatic forceps, 3,5 mm, 24,5 cm, TC-DRESSING FORCEPS, JABOMA, 18 CM, TC-TISSUE FORCEPS, JABOMA, 1X2 T., 18 CM, TC-FORCEPS, JABOMA, ANG., 1X2 T., 18 CM, Ti-atr. forceps, 1,0 mm, 24,5 cm, TI-ATRAUMA-FORCEPS, 1.5 MM, 16 CM, TI-ATRAUMA-FORCEPS, 1.5 MM, 20.5 CM, TI-ATRAUMA-FORCEPS, 1.5 MM, 24.5 CM, TI-ATRAUMA-FORCEPS, 1.8 MM, 16 CM, TI-ATRAUMA-FORCEPS, 1.8 MM, 20.5 CM, TI-ATRAUMA-FORCEPS, 1.8 MM, 24.5 CM, Forceps, atraum., Gerald, 1,2 mm, 18 cm, Forceps, atraum., Gerald, 1,2 mm, 20 cm, Ring forceps, Gerald, Ø 1,0x0,5 mm, 18cm, Ring forceps, Gerald, Ø 1,0x0,5 mm, 20cm, Forceps, plateau, Gerald, 1,0 mm, 18 cm, Forceps, plateau, Gerald, 1,0 mm, 20 cm, Ti-atr. forceps, 2,8 mm, 16 cm, Ti-atr. forceps, 2,8 mm, 20,5 cm, Ti-atr. forceps, 2,8 mm, 24,5 cm, TISSUE FORCEPS 1X2 T, 10,5 CM, TISSUE FORCEPS, 1X2 T., 12 CM, TISSUE FORCEPS, 1X2 T., 13 CM, TISSUE FORCEPS, 1X2 T., 14.5 CM, TISSUE FORCEPS, 1X2 T., 16 CM, TISSUE FORCEPS, 1X2 T., 18 CM, TISSUE FORCEPS, 1X2 T., 20.5 CM, TISSUE FORCEPS, 1X2 T., 23 CM, TISSUE FORCEPS, 1X2 T., 25 CM, TISSUE FORCEPS, 1X2 T., 30.5 CM, TISSUE FORCEPS, 2X3 T., 12 CM, TISSUE FORCEPS, 2X3 T., 13 CM, TISSUE FORCEPS, 2X3 T., 14.5 CM, TISSUE FORCEPS, 2X3 T., 16 CM, Tissue forceps, 2x3 t., 17 cm, TISSUE FORCEPS, 2X3 T., 18 CM, TISSUE FORCEPS, 2X3 T., 20.5 CM, TISSUE FORCEPS, 2X3 T., 25 CM, TISSUE FORCEPS, 3X4 T., 14.5 CM, TISSUE FORCEPS, 3X4 T., 16 CM, Dissecting forceps, 3x4T., 20 cm, TISSUE FORCEPS, 4X5 T., 14.5 CM, TISSUE FORCEPS, 4X5 T., 16 CM, TISSUE FORCEPS, 1X2 T., SLIM, 13 CM, TISSUE FORCEPS, 1X2 T., SLIM, 14.5 CM, TISSUE FORCEPS, 1X2 T., SLIM, 16 CM, TISSUE FORCEPS, 1X2 T., SLIM, 18 CM, TISSUE FORCEPS, 1X2 T., SLIM, 20.5 CM, TISSUE FORCEPS, 1X2 T., SLIM, 23 CM, TISSUE FORCEPS, 1X2 T., SLIM, 25 CM, TISSUE FORCEPS, 1X2 T., SLIM, 30 CM, Diss. forceps, 1x2T., slim, cvd.,14.5cm | O.E.S DISTRIMED | 2023-08-14T00:00:00.000+02:00 | Gebruder Martin GmbH & Co. KG,KLS Martin Platz 1 78532 Tuttlingen Germany | 12-626-14-07, 12-630-07-07, 12-630-09-07, 12-630-11-07, 12-640-10-07, 12-641-10-07, 12-656-10-07, 12-664-08-07, 12-666-09-07, 12-674-09-07, 12-676-09-07, 12-680-09-07, 12-695-10-07, 12-774-15-07, 12-774-18-07, 12-774-21-07, 12-776-15-07, 12-776-18-07, 12-776-21-07, 12-786-15-09, 12-786-18-09, 12-786-21-09, 12-787-15-09, 12-787-18-09, 12-787-21-09, 13-050-14-07, 13-051-14-07, 15-814-99-07, 20-894-14-07, 20-910-18-07, 20-916-12-07, 20-922-12-07, 20-924-12-07, 24-207-02-07, 24-207-04-07, 24-384-16-07, 24-384-20-07, 24-384-24-07, 24-384-30-07, 24-386-16-07, 24-386-20-07, 24-386-24-07, 24-388-16-07, 24-388-20-07, 24-388-24-07, 24-388-30-07, 24-389-16-07, 24-389-20-07, 24-389-24-07, 24-389-30-07, 24-390-16-07, 24-390-20-07, 24-390-24-07, 24-390-30-07, 24-464-16-07, 24-464-20-07, 24-599-40-04, 24-599-41-04, 24-599-42-04, 24-599-43-04, 24-599-44-04, 24-599-45-04, 24-599-46-04, 24-599-47-04, 24-599-48-04, 24-599-49-04, 24-599-50-04, 24-599-51-04, 24-599-52-04, 24-599-53-04, 24-599-54-04, 24-599-55-04, 24-599-56-04, 24-599-57-04, 24-599-63-04, 24-599-64-04, 24-599-65-04, 24-852-01-07, 24-852-02-07, 24-852-10-07, 24-852-11-07, 24-852-12-07, 24-852-25-07, 24-852-26-07, 24-852-60-07, 24-852-61-07, 24-852-70-07, 24-852-71-07, 24-852-72-07, 24-852-73-07, 24-852-74-07, 24-852-75-07, 24-852-76-07, 25-441-16-07, 25-441-18-07, 25-496-15-09, 35-363-10-07, 35-364-10-07, 35-367-10-07, 35-436-10-07, 35-552-11-07, 35-700-09-07, 35-702-09-07, 35-706-09-07, 35-718-09-07, 36-371-11-07, 36-375-12-07, 36-381-13-07, 36-391-14-07, 36-395-16-07, 36-395-20-07, 37-101-15-07, 37-105-18-07, 37-115-16-07, 37-115-20-07, 37-728-11-07, 37-731-14-07, 37-732-10-07, 43-031-01-07, 43-031-03-07, 43-031-05-07, 43-031-06-07, 43-037-05-07, 43-037-08-07, 43-101-01-07, 43-101-02-07, 43-101-03-07, 43-101-05-07, 43-107-01-07, 43-107-02-07, 43-107-03-07, 43-107-04-07, 43-114-16-07, 43-116-16-07, 46-517-15-07, 51-400-01-07, 51-525-80-07, 52-201-02-07, 12-326-13-07, 12-326-14-07, 12-331-15-07, 12-332-15-07, 12-366-15-07, 12-366-20-07, 12-367-15-07, 12-367-20-07, 12-367-25-07, 12-368-12-07, 12-368-15-07, 12-369-12-07, 12-370-15-07, 12-371-20-07, 12-371-25-07, 12-372-12-07, 12-372-15-07, 12-373-20-07, 12-374-17-07, 12-380-17-07, 12-383-17-07, 12-384-06-07, 12-384-08-07, 12-384-10-07, 12-386-17-07, 12-387-17-07, 12-388-17-07, 12-392-18-07, 12-392-21-07, 12-392-25-07, 12-392-30-07, 12-400-12-07, 12-402-12-07, 12-403-12-07, 12-404-12-07, 12-404-15-07, 12-405-15-07, 12-406-12-07, 12-406-15-07, 12-408-11-07, 12-409-12-07, 12-410-12-07, 12-412-11-07, 12-414-11-07, 12-552-11-07, 12-552-12-07, 12-553-01-07, 12-553-05-07, 12-553-06-07, 12-553-07-07, 12-553-08-07, 12-553-09-07, 12-560-00-07, 12-560-02-07, 12-560-03-07, 12-560-05-07, 12-560-45-07, 12-561-00-07, 12-561-02-07, 12-561-03-07, 12-561-05-07, 12-561-45-07, 12-562-00-07, 12-562-01-07, 12-562-02-07, 12-562-03-07, 12-562-04-07, 12-562-05-07, 12-563-00-07, 12-563-01-07, 12-563-02-07, 12-563-03-07, 12-563-04-07, 12-563-05-07, 12-564-15-07, 12-564-18-07, 12-565-15-07, 12-565-18-07, 12-566-15-07, 12-566-18-07, 12-566-21-07, 12-567-15-07, 12-567-18-07, 12-567-21-07, 12-568-15-07, 12-568-18-07, 12-569-15-07, 12-569-18-07, 12-570-15-07, 12-570-18-07, 12-571-15-07, 12-571-18-07, 12-574-15-07, 12-574-18-07, 12-574-21-07, 12-576-15-07, 12-576-18-07, 12-576-21-07, 12-578-15-09, 12-578-18-09, 12-579-15-09, 12-579-18-09, 12-580-15-09, 12-580-18-09, 12-580-21-09, 12-581-15-09, 12-581-18-09, 12-581-21-09, 12-582-15-09, 12-582-18-09, 12-583-15-09, 12-583-18-09, 12-585-18-09, 12-586-15-09, 12-586-18-09, 12-586-21-09, 12-588-15-09, 12-588-18-09, 12-588-21-09, 12-589-15-07, 12-589-18-07, 12-589-21-07, 12-590-15-09, 12-590-18-09, 12-590-21-09, 12-591-00-07, 12-591-01-07, 12-591-02-07, 12-591-03-07, 12-591-04-07, 12-591-05-07, 12-592-00-07, 12-592-01-07, 12-592-02-07, 12-592-03-07, 12-592-04-07, 12-592-05-07, 12-600-12-07, 12-601-12-07, 12-604-09-07, 12-604-11-07, 12-604-12-07, 12-605-09-07, 12-605-12-07, 12-619-16-07, 12-624-12-07, 12-416-11-07, 12-418-11- | Klasa I | Instrumenta kirurgjikale | Instrumenta shumeperdorimeshe
14609 | Non sterile adhesive tapes on a roll,adhesive fabric tape,PLASTIplast,1,25cm x 5m, Non sterile adhesive tapes on a roll,adhesive fabric tape,PLASTIplast,2,5cm x 5m, Non sterile adhesive tapes on a roll,adhesive fabric tape,PLASTIplast,5cm x 5m | GREEMED | 2023-08-11T00:00:00.000+02:00 | ZARYS International Group Spółka z ograniczoną odpowiedzialnością, spółka komandytowa ul. Pod Borem 18 41-808 Zabrze Poland | SZO12505S, SZO25005S, SZO50005S | Klasa I | Garze adezive per mjekim | Tjeter
14764 | smartDrive2 Standard ST-Screw Ø3,5x10mm, smartDrive2 Standard ST-Screw Ø3,5x11mm, smartDrive2 Standard ST-Screw Ø3,5x12mm, smartDrive2 Standard ST-Screw Ø3,5x13mm, smartDrive2 Standard ST-Screw Ø3,5x14mm, smartDrive2 Standard ST-Screw Ø3,5x15mm, smartDrive2 Standard ST-Screw Ø3,5x16mm, smartDrive2 Standard ST-Screw Ø3,5x17mm, smartDrive2 Standard ST-Screw Ø3,5x18mm, smartDrive2 Standard ST-Screw Ø3,5x19mm, smartDrive2 Standard ST-Screw Ø3,5x20mm, smartDrive2 Standard ST-Screw Ø3,5x22mm, smartDrive2 Standard ST-Screw Ø3,5x24mm, smartDrive2 Standard ST-Screw Ø3,5x26mm, smartDrive2 Standard ST-Screw Ø3,5x28mm, smartDrive2 Standard ST-Screw Ø3,5x30mm, smartDrive2 Standard ST-Screw Ø3,5x32mm, smartDrive2 Standard ST-Screw Ø3,5x34mm, smartDrive2 Standard ST-Screw Ø3,5x36mm, smartDrive2 Standard ST-Screw Ø3,5x38mm, smartDrive2 Standard ST-Screw Ø3,5x40mm, smartDrive2 Standard ST-Screw Ø3,5x42mm, smartDrive2 Standard ST-Screw Ø3,5x44mm, smartDrive2 Standard ST-Screw Ø3,5x46mm, smartDrive2 Standard ST-Screw Ø3,5x48mm, smartDrive2 Standard ST-Screw Ø3,5x50mm, smartDrive2 Standard ST-Screw Ø3,5x55mm, smartDrive2 Standard ST-Screw Ø3,5x60mm, smartDrive2 Standard ST-Screw Ø3,5x65mm, smartDrive2 Standard ST-Screw Ø3,5x70mm, smartDrive2 Standard ST-Screw Ø3,5x75mm, smartDrive2 Standard ST-Screw Ø3,5x80mm, smartDrive2 Standard ST-Screw Ø3,5x85mm, smartDrive2 Standard ST-Screw Ø3,5x90mm, smartDrive2 Standard ST-Screw Ø3,5x95mm, smartDrive2 Standard ST-Screw Ø3,5x100mm, smartDrive2 Standard ST-Screw Ø3,5x105mm, smartDrive2 Standard ST-Screw Ø3,5x110mm, smartDrive2 Standard ST-Screw Ø3,5x115mm, smartDrive2 Standard ST-Screw Ø3,5x120mm, smartDrive2 Standard ST-Screw Ø3,5x125mm, smartDrive2 Standard ST-Screw Ø3,5x130mm, smartDrive2 Standard ST-Screw Ø3,5x135mm, smartDrive2 Standard ST-Screw Ø3,5x140mm, smartDrive2 Standard ST-Screw Ø3,5x145mm, smartDrive2 Standard ST-Screw Ø3,5x150mm, smartDrive2 Standard ST-Screw Ø4,5x10mm, smartDrive2 Standard ST-Screw Ø4,5x11mm, smartDrive2 Standard ST-Screw Ø4,5x12mm, smartDrive2 Standard ST-Screw Ø4,5x13mm, smartDrive2 Standard ST-Screw Ø4,5x14mm, smartDrive2 Standard ST-Screw Ø4,5x15mm, smartDrive2 Standard ST-Screw Ø4,5x16mm, smartDrive2 Standard ST-Screw Ø4,5x17mm, smartDrive2 Standard ST-Screw Ø4,5x18mm, smartDrive2 Standard ST-Screw Ø4,5x19mm, smartDrive2 Standard ST-Screw Ø4,5x20mm, smartDrive2 Standard ST-Screw Ø4,5x22mm, smartDrive2 Standard ST-Screw Ø4,5x24mm, smartDrive2 Standard ST-Screw Ø4,5x26mm, smartDrive2 Standard ST-Screw Ø4,5x28mm, smartDrive2 Standard ST-Screw Ø4,5x30mm, smartDrive2 Standard ST-Screw Ø4,5x32mm, smartDrive2 Standard ST-Screw Ø4,5x34mm, smartDrive2 Standard ST-Screw Ø4,5x36mm, smartDrive2 Standard ST-Screw Ø4,5x38mm, smartDrive2 Standard ST-Screw Ø4,5x40mm, smartDrive2 Standard ST-Screw Ø4,5x42mm, smartDrive2 Standard ST-Screw Ø4,5x44mm, smartDrive2 Standard ST-Screw Ø4,5x46mm, smartDrive2 Standard ST-Screw Ø4,5x48mm, smartDrive2 Standard ST-Screw Ø4,5x50mm, smartDrive2 Standard ST-Screw Ø4,5x55mm, smartDrive2 Standard ST-Screw Ø4,5x60mm, smartDrive2 Standard ST-Screw Ø4,5x65mm, smartDrive2 Standard ST-Screw Ø4,5x70mm, smartDrive2 Standard ST-Screw Ø4,5x75mm, smartDrive2 Standard ST-Screw Ø4,5x80mm, smartDrive2 Standard ST-Screw Ø4,5x85mm, smartDrive2 Standard ST-Screw Ø4,5x90mm, smartDrive2 Standard ST-Screw Ø4,5x95mm, smartDrive2 Standard ST-Screw Ø4,5x100mm, smartDrive2 Standard ST-Screw Ø4,5x105mm, smartDrive2 Standard ST-Screw Ø4,5x110mm, smartDrive2 Standard ST-Screw Ø4,5x115mm, smartDrive2 Standard ST-Screw Ø4,5x120mm, smartDrive2 Standard ST-Screw Ø4,5x125mm, smartDrive2 Standard ST-Screw Ø4,5x130mm, smartDrive2 Standard ST-Screw Ø4,5x135mm, smartDrive2 Standard ST-Screw Ø4,5x140mm, smartDrive2 Standard ST-Screw Ø4,5x145mm, smartDrive2 Standard ST-Screw Ø4,5x150mm, Nexos P. P-Plate, 9Ho, ri, ST-Flex, Nexos P. P-Plate, 9Ho, le, ST-Flex, Nexos P. P-Plate, 9+7Ho, ri, ST-Flex, Nexos P. P-Plate, 9+7Ho, le, ST-Flex, Nexos P. C-Plate, 6Lo, R108, ST-Flex, Nexos P. C-Plate, 8Lo, R108, ST-Flex, Nexos P. C-Plate, 10Lo, R108, ST-Flex, Nexos P. C-Plate, 14Lo, R108, ST-Flex, Nexos P. C-Plate, 20Lo, R108, ST-Flex, Nexos P. C-Plate, 6Lo, R88, ST-Flex, Nexos P. C-Plate, 8Lo, R88, ST-Flex, Nexos P. C-Plate, 10Lo, R88, ST-Flex, Nexos P. C-Plate, 14Lo, R88, ST-Flex, Nexos P. C-Plate, 20Lo, R88, ST-Flex, Nexos P. I-Plate, 3Ho, L43/W11, ST-Flex, Nexos P. I-Plate, 4Ho, L58/W11, ST-Flex, Nexos P. I-Plate, 6Ho, L88/W11, ST-Flex, Nexos P. I-Plate, 8Ho, L118/W11, ST-Flex, Nexos P. I-Plate, 10Ho, L43/W11, ST-Flex, Nexos P. J-Plate, 10Ho, left, ST-Flex, Nexos P. J-Plate, 12Ho, left, ST-Flex, Nexos P. J-Plate, 10Ho, right, ST-Flex, Nexos P. J-Plate, 12Ho, right, ST-Flex, Nexos P. S-Plate, 6+2Ho, L87/W45, ST, Nexos P. S-Plate, 6Ho, L87/W25, ST, Nexos P. S-Plate, 4Ho, L57/W25, ST, Nexos P. X-Plate, 4Ho, L32/W29, ST, Nexos P. X-Plate, 6Ho, L56/W46, ri, ST, Nexos P. X-Plate, 6Ho, L56/W46, le, ST, Nexos P. Y-Plate, L118/W26, le, ST-Flex, Nexos P. Y-Plate, L118/W26, ri, ST-Flex | O.E.S DISTRIMED | 2023-08-14T00:00:00.000+02:00 | Gebruder Martin GmbH & Co. KG,KLS Martin Platz 1 78532 Tuttlingen Germany | 59-110-10-71, 59-110-11-71, 59-110-12-71, 59-110-13-71, 59-110-14-71, 59-110-15-71, 59-110-16-71, 59-110-17-71, 59-110-18-71, 59-110-19-71, 59-110-20-71, 59-110-22-71, 59-110-24-71, 59-110-26-71, 59-110-28-71, 59-110-30-71, 59-110-32-71, 59-110-34-71, 59-110-36-71, 59-110-38-71, 59-110-40-71, 59-110-42-71, 59-110-44-71, 59-110-46-71, 59-110-48-71, 59-110-50-71, 59-110-55-71, 59-110-60-71, 59-110-65-71, 59-110-70-71, 59-110-75-71, 59-110-80-71, 59-110-85-71, 59-110-90-71, 59-110-95-71, 59-111-00-71, 59-111-05-71, 59-111-10-71, 59-111-15-71, 59-111-20-71, 59-111-25-71, 59-111-30-71, 59-111-35-71, 59-111-40-71, 59-111-45-71, 59-111-50-71, 59-112-10-71, 59-112-11-71, 59-112-12-71, 59-112-13-71, 59-112-14-71, 59-112-15-71, 59-112-16-71, 59-112-17-71, 59-112-18-71, 59-112-19-71, 59-112-20-71, 59-112-22-71, 59-112-24-71, 59-112-26-71, 59-112-28-71, 59-112-30-71, 59-112-32-71, 59-112-34-71, 59-112-36-71, 59-112-38-71, 59-112-40-71, 59-112-42-71, 59-112-44-71, 59-112-46-71, 59-112-48-71, 59-112-50-71, 59-112-55-71, 59-112-60-71, 59-112-65-71, 59-112-70-71, 59-112-75-71, 59-112-80-71, 59-112-85-71, 59-112-90-71, 59-112-95-71, 59-113-00-71, 59-113-05-71, 59-113-10-71, 59-113-15-71, 59-113-20-71, 59-113-25-71, 59-113-30-71, 59-113-35-71, 59-113-40-71, 59-113-45-71, 59-113-50-71, 59-505-01-71, 59-505-02-71, 59-505-03-71, 59-505-04-71, 59-505-05-71, 59-505-06-71, 59-505-07-71, 59-505-08-71, 59-505-09-71, 59-505-10-71, 59-505-11-71, 59-505-12-71, 59-505-13-71, 59-505-14-71, 59-505-15-71, 59-505-16-71, 59-505-17-71, 59-505-18-71, 59-505-19-71, 59-505-20-71, 59-505-21-71, 59-505-22-71, 59-505-23-71, 59-505-24-71, 59-505-25-71, 59-505-26-71, 59-505-27-71, 59-505-28-71, 59-505-29-71, 59-505-30-71, 59-505-31-71 | Klasa IIb | Instrumenta kirurgjikale | Instrumenta shumeperdorimeshe
14749 | Retrograde Cardioplegia Catheter, Antegrade Cardioplegia Catheter | BIOMETRIC ALBANIA | 2023-08-14T00:00:00.000+02:00 | Edwards Lifesciences LLC - Adresa: One Edwards Way, Irvine, CA 92614, USA | RC09, RC09M, RC014, RC014IT, RC014M, RC014T, RC2012, RC2012M, RC2014, RC2014LB, RC2014M, RC2014MIBB, RC2014S, ICF100 | Klasa III | Kateter Retrograd per Kardioplegji, Kateter Retrograd per Retroplegji, Kateter Antegrad per Kardioplegji | Produkte per institucione te kujdesit shendetesor
14751 | Patient Information Center iX / 866389, Patient Information Center iX / 867093 | Health & Light | 2023-08-17T00:00:00.000+02:00 | Philips Medizin Systeme Boblingen GmbH Hewlett-Packard-Strasse 2 71034 Bobl in gen, Germany | 866389, 867093 | Klasa IIb | Sistem qendror monitorimi per pacientet / Patient Information Center iX | Pajisje elektromekanike
14602 | CUSA Clarity Custom Cart, CUSA Clarity Specimen Trap (Sock Insert), CUSA Clarity 36kHz Sterilization Tray, CUSA Clarity 23kHz Sterilization Tray , CUSA Clarity 36kHz Torque Base, CUSA Clarity 23kHz Torque Base | O.E.S DISTRIMED | 2023-08-15T00:00:00.000+02:00 | INTEGRA LifeSciences (Ireland) Ltd, IDA Business &amp; Technology Park, Sragh, Tullamore, County Offaly, Ireland | C7001, C7550, C7136, C7123, C7636, C7623 | Klasa I | Instrumenta per Aspirator kirurgjikal | Pajisje nje perdorimeshe
14752 | Access HIV combo V2 , Access HIV combo V2 Calibrators, Access HIV combo V2 QC, Access HIV combo V2 QC plus | GENIUS SHPK | 2023-08-16T00:00:00.000+02:00 | Bio-Rad - 3 Boulevard Raymond Poincare, 92430 Mames-la-Coquette, France | C28430, C28431, C28432 , C43576 | In vitro | Reagent imunologjik diagnostifikues in vitro e destinuar per zbulimin cilesor te antigjenit HIV p24 dhe antitrupave ndaj HIV-1/O/2 tek njerezit ne serumin dhe plazmen ne instrumentat imunologji te Access., Reagent imunologjik diagnostifikues in vitro e destinuar per te kalibruar analizen Access HIV combo., Reagent imunologjik diagnostifikues in vitro e destinuar per monitorimin e performances se sistemit te analizes se kombinuar te Access HIV., Reagent imunologjik diagnostifikues in vitro e destinuar per te diferencuar karakteristikat e mostrave te pacienteve, thelbesore per monitorimin e performances se sistemit te analizes Access HIV Combo V2. | Pajisje te diagnostifikimit in vitro
14599 | Operating Table for mobile or stationary use/ RiEye Mk2S, 100-00105-nn | SAER MEDICAL | 2023-08-17T00:00:00.000+02:00 | Rini Ergoteknik AB, Fågelsångsvägen 3B, SE18642 Vallentuna Sweden | 100-00105-nn | Klasa I | Operating Table for mobile or stationary use, RiEye Mk2S | Pajisje elektromekanike
14769 | Cortex Screw, Self-tapping (4.5mm X 26mm) , Cortex Screw, Self-tapping (4.5mm X 28mm) , Cortex Screw, Self-tapping (4.5mm X 30mm) , Cortex Screw, Self-tapping (4.5mm X 32mm) , Cortex Screw, Self-tapping (4.5mm X 34mm) , Cortex Screw, Self-tapping (4.5mm X 36mm) , Cortex Screw, Self-tapping (4.5mm X 38mm) , Cortex Screw, Self-tapping (4.5mm X 40mm) , Cortex Screw, Self-tapping (4.5mm X 42mm) , Cortex Screw, Self-tapping (4.5mm X 44mm) , Cortex Screw, Self-tapping (4.5mm X 46mm) , Cortex Screw, Self-tapping (4.5mm X 48mm) , Cortex Screw, Self-tapping (4.5mm X 50mm) , Cortex Screw, Self-tapping (4.5mm X 52mm) , Cortex Screw, Self-tapping (4.5mm X 54mm) , Cortex Screw, Self-tapping (4.5mm X 56mm) , Cortex Screw, Self-tapping (4.5mm X 58mm) , Cortex Screw, Self-tapping (4.5mm X 60mm) , 3.5mm Spacer, 5.0mm Spacer, Cancellous Bone Screw, fully threaded (6.5mm X 50mm) , Cancellous Bone Screw, fully threaded (6.5mm X 55mm) , Cancellous Bone Screw, fully threaded (6.5mm X 60mm) , Cancellous Bone Screw, fully threaded (6.5mm X 65mm) , Cancellous Bone Screw, fully threaded (6.5mm X 70mm) , Cancellous Bone Screw, fully threaded (6.5mm X 75mm) , Cancellous Bone Screw, fully threaded (6.5mm X 80mm) , Cancellous Bone Screw, fully threaded (6.5mm X 85mm) , Cancellous Bone Screw, fully threaded (6.5mm X 90mm) , Cancellous Bone Screw, fully threaded (6.5mm X 95mm) , Cancellous Bone Screw, fully threaded (6.5mm X 100mm) , Cancellous Bone Screw, fully threaded (6.5mm X 105mm) , Cancellous Bone Screw, fully threaded (6.5mm X 110mm) , Cancellous Bone Screw, fully threaded (6.5mm X 115mm) , Cancellous Bone Screw, fully threaded (6.5mm X 120mm) , Cancellous Bone Screw, partially threaded (6.5mm X 50mm) , Cancellous Bone Screw, partially threaded (6.5mm X 55mm) , Cancellous Bone Screw, partially threaded (6.5mm X 60mm) , Cancellous Bone Screw, partially threaded (6.5mm X 65mm) , Cancellous Bone Screw, partially threaded (6.5mm X 70mm) , Cancellous Bone Screw, partially threaded (6.5mm X 75mm) , Cancellous Bone Screw, partially threaded (6.5mm X 80mm) , Cancellous Bone Screw, partially threaded (6.5mm X 85mm) , Cancellous Bone Screw, partially threaded (6.5mm X 90mm) , Cancellous Bone Screw, partially threaded (6.5mm X 95mm) , Cancellous Bone Screw, partially threaded (6.5mm X 100mm) , Cancellous Bone Screw, partially threaded (6.5mm X 105mm) , Cancellous Bone Screw, partially threaded (6.5mm X 110mm) , Cancellous Bone Screw, partially threaded (6.5mm X 115mm) , Cancellous Bone Screw, partially threaded (6.5mm X 120mm) , Locking Screw, self-tapping (5.0mm X 14mm) , Locking Screw, self-tapping (5.0mm X 16mm) , Locking Screw, self-tapping (5.0mm X 18mm) , Locking Screw, self-tapping (5.0mm X 20mm) , Locking Screw, self-tapping (5.0mm X 22mm) , Locking Screw, self-tapping (5.0mm X 24mm) , Locking Screw, self-tapping (5.0mm X 26mm) , Locking Screw, self-tapping (5.0mm X 28mm) , Locking Screw, self-tapping (5.0mm X 30mm) , Locking Screw, self-tapping (5.0mm X 32mm) , Locking Screw, self-tapping (5.0mm X 34mm) , Locking Screw, self-tapping (5.0mm X 36mm) , Locking Screw, self-tapping (5.0mm X 38mm) , Locking Screw, self-tapping (5.0mm X 40mm) , Locking Screw, self-tapping (5.0mm X 42mm) , Locking Screw, self-tapping (5.0mm X 44mm) , Locking Screw, self-tapping (5.0mm X 45mm) , Locking Screw, self-tapping (5.0mm X 46mm) , Locking Screw, self-tapping (5.0mm X 48mm) , Locking Screw, self-tapping (5.0mm X 50mm) , Locking Screw, self-tapping (5.0mm X 55mm) , Locking Screw, self-tapping (5.0mm X 60mm) , Locking Screw, self-tapping (5.0mm X 65mm) , Locking Screw, self-tapping (5.0mm X 70mm) , Locking Screw, self-tapping (5.0mm X 75mm) , Locking Screw, self-tapping (5.0mm X 80mm) , Locking Screw, self-tapping (5.0mm X 85mm) , Locking Screw, self-tapping (5.0mm X 90mm) , Locking Screw, self-tapping (5.0mm X 95mm) , Locking Screw, self-tapping (5.0mm X 100mm) , Locking Screw, self-tapping (6.5mm X 50mm) , Locking Screw, self-tapping (6.5mm X 55mm) , Locking Screw, self-tapping (6.5mm X 60mm) , Locking Screw, self-tapping (6.5mm X 65mm) , Locking Screw, self-tapping (6.5mm X 70mm) , Locking Screw, self-tapping (6.5mm X 75mm) , Locking Screw, self-tapping (6.5mm X 80mm) , Locking Screw, self-tapping (6.5mm X 85mm) , Locking Screw, self-tapping (6.5mm X 90mm) , Locking Screw, self-tapping (6.5mm X 95mm) , Locking Screw, self-tapping (6.5mm X 100mm) , Locking Screw, self-tapping (6.5mm X 105mm) , Locking Screw, self-tapping (6.5mm X 110mm) , Locking Screw, self-tapping (6.5mm X 115mm) , Locking Screw, self-tapping (6.5mm X 120mm) , Cannulated Locking Screw, self-tapping (6.5mm X 50mm) , Cannulated Locking Screw, self-tapping (6.5mm X 55mm) , Cannulated Locking Screw, self-tapping (6.5mm X 60mm) , Cannulated Locking Screw, self-tapping (6.5mm X 65mm) , Cannulated Locking Screw, self-tapping (6.5mm X 70mm) , Cannulated Locking Screw, self-tapping (6.5mm X 75mm) , Cannulated Locking Screw, self-tapping (6.5mm X 80mm) , Cannulated Locking Screw, self-tapping (6.5mm X 85mm) , Cannulated Locking Screw, self-tapping (6.5mm X 90mm) , Cannulated Locking Screw, self-tapping (6.5mm X 95mm) , Cannulated Locking Screw, self-tapping (6.5mm X 100mm) , Cannulated Locking Screw, self-tapping (6.5mm X 105mm) , Cannulated Locking Screw, self-tapping (6.5mm X 110mm) , Cannulated Locking Screw, self-tapping (6.5mm X 115mm) , Cannulated Locking Screw, self-tapping (6.5mm X 120mm) , VA Locking Screw (5.0mm X 26mm) , VA Locking Screw (5.0mm X 28mm) , VA Locking Screw (5.0mm X 30mm) , VA Locking Screw (5.0mm X 32mm) , VA Locking Screw (5.0mm X 34mm) , VA Locking Screw (5.0mm X 36mm) , VA Locking Screw (5.0mm X 38mm) , VA Locking Screw (5.0mm X 40mm) , VA Locking Screw (5.0mm X 42mm) , VA Locking Screw (5.0mm X 45mm) , VA Locking Screw (5.0mm X 50mm) , VA Locking Screw (5.0mm X 55mm) , VA Locking Screw (5.0mm X 60mm) , VA Locking Screw (5.0mm X 65mm) , VA Locking Screw (5.0mm X 70mm) , VA Locking Screw (5.0mm X 75mm) , VA Locking Screw (5.0mm X 80mm) , VA Locking Screw (5.0mm X 85mm) , VA Locking Screw (5.0mm X 90mm) , VA Locking Screw (5.0mm X 95mm) , Dynamic Locking Screw (5.0mm X 28mm) , Dynamic Locking Screw (5.0mm X 30mm) , Dynamic Locking Screw (5.0mm X 32mm) , Dynamic Locking Screw (5.0mm X 34mm) , Dynamic Locking Screw (5.0mm X 36mm) , Dynamic Locking Screw (5.0mm X 38mm) , Dynamic Locking Screw (5.0mm X 40mm) , Dynamic Locking Screw (5.0mm X 42mm) , Dynamic Locking Screw (5.0mm X 44mm) , Dynamic Locking Screw (5.0mm X 46mm) , Dynamic Locking Screw (5.0mm X 48mm) , Dynamic Locking Screw (5.0mm X 50mm) , Periporsthetic Screw Ø5.0×14 - Right, Periporsthetic Screw Ø5.0×18 - Right, Cortex Screw (4.5mm X 30mm) , Cortex Screw (4.5mm X 32mm) , Cortex Screw (4.5mm X 34mm) , Cortex Screw (4.5mm X 36mm) , Cortex Screw (4.5mm X 38mm) , Cortex Screw (4.5mm X 40mm) , Cortex Screw (4.5mm X 42mm) , Cortex Screw (4.5mm X 44mm) , Cortex Screw (4.5mm X 46mm) , Cortex Screw (4.5mm X 48mm) , Cortex Screw (4.5mm X 50mm) , Cortex Screw (4.5mm X 52mm) , Cortex Screw (4.5mm X 54mm) , Cortex Screw (4.5mm X 56mm) , Cortex Screw (4.5mm X 58mm) , Cortex Screw (4.5mm X 60mm) , Cortex Screw, Self-tapping (4.5mm X 16mm) , Cortex Screw, Self-tapping (4.5mm X 18mm) , Cortex Screw, Self-tapping (4.5mm X 20mm) , Cortex Screw, Self-tapping (4.5mm X 22mm) , Cortex Screw, Self-tapping (4.5mm X 24mm) , Cortex Screw(stardrive) (2.4mm X 8mm) , Cortex Screw(stardrive) (2.4mm X 10mm) , Cortex Screw(stardrive) (2.4mm X 11mm) , Cortex Screw(stardrive) (2.4mm X 12mm) , Cortex Screw(stardrive) (2.4mm X 13mm) , Cortex Screw(stardrive) (2.4mm X 14mm) , Cortex Screw(stardrive) (2.4mm X 16mm) , Cortex Screw(stardrive) (2.4mm X 18mm) , Cortex Screw(stardrive) (2.4mm X 20mm) , Cortex Screw(stardrive) (2.4mm X 22mm) , Cortex Screw(stardrive) (2.4mm X 24mm) , Cortex Screw(stardrive) (2.4mm X 26mm) , Cortex Screw(stardrive) (2.4mm X 28mm) , Cortex Screw(stardrive) (2.4mm X 30mm) , Cortex Screw(stardrive) (2.4mm X 32mm) , Cortex Screw(stardrive) (2.4mm X 34mm) , Cortex Screw(stardrive) (2.4mm X 36mm) , Cortex Screw(stardrive) (2.4mm X 38mm) , Cortex Screw(stardrive) (2.4mm X 40mm) , Cortex Screw (3.5mm X 12mm) , Cortex Screw (3.5mm X 14mm) , Cortex Screw (3.5mm X 16mm) , Cortex Screw (3.5mm X 18mm) , Cortex Screw (3.5mm X 20mm) , Cortex Screw (3.5mm X 22mm) , Cortex Screw (3.5mm X 24mm) , Cortex Screw (3.5mm X 26mm) , Cortex Screw (3.5mm X 28mm) , Cortex Screw (3.5mm X 30mm) , Cortex Screw (3.5mm X 32mm) , Cortex Screw (3.5mm X 34mm) , Cortex Screw (3.5mm X 36mm) , Cortex Screw (3.5mm X 38mm) , Cortex Screw (3.5mm X 40mm) , Cortex Screw (3.5mm X 42mm) , Cortex Screw (3.5mm X 44mm) , Cortex Screw (3.5mm X 46mm) , Cortex Screw (3.5mm X 48mm) , Cortex Screw (3.5mm X 50mm) , Cortex Screw, Self-tapping (3.5mm X 12mm) , Cortex Screw, Self-tapping (3.5mm X 14mm) , Cortex Screw, Self-tapping (3.5mm X 16mm) , Cortex Screw, Self-tapping (3.5mm X 18mm) , Cortex Screw, Self-tapping (3.5mm X 20mm) , Cortex Screw, Self-tapping (3.5mm X 22mm) , Cortex Screw, Self-tapping (3.5mm X 24mm) , Cortex Screw, Self-tapping (3.5mm X 26mm) , Cortex Screw, Self-tapping (3.5mm X 28mm) , Cortex Screw, Self-tapping (3.5mm X 30mm) , Cortex Screw, Self-tapping (3.5mm X 32mm) , Cortex Screw, Self-tapping (3.5mm X 34mm) , Cortex Screw, Self-tapping (3.5mm X 36mm) , Cortex Screw, Self-tapping (3.5mm X 38mm) , Cortex Screw, Self-tapping (3.5mm X 40mm) , Cortex Screw, Self-tapping (3.5mm X 42mm) , Cortex Screw, Self-tapping (3.5mm X 44mm) , Cortex Screw, Self-tapping (3.5mm X 46mm) , Cortex Screw, Self-tapping (3.5mm X 48mm) , Cortex Screw, Self-tapping (3.5mm X 50mm) , Cancellous Bone Screw, partially threaded (4.0mm X 20mm) , Cancellous Bone Screw, partially threaded (4.0mm X 22mm) , Cancellous Bone Screw, partially threaded (4.0mm X 24mm) , Cancellous Bone Screw, partially threaded (4.0mm X 26mm) , Cancellous Bone Screw, partially threaded (4.0mm X 28mm) , Cancellous Bone Screw, partially threaded (4.0mm X 30mm) , Cancellous Bone Screw, partially threaded (4.0mm X 32mm) , Cancellous Bone Screw, partially threaded (4.0mm X 34mm) , Cancellous Bone Screw, partially threaded (4.0mm X 36mm) , Cancellous Bone Screw, partially threaded (4.0mm X 38mm) , Cancellous Bone Screw, partially threaded (4.0mm X 40mm) , Cancellous Bone Screw, partially threaded (4.0mm X 42mm) , Cancellous Bone Screw, partially threaded (4.0mm X 44mm) , Cancellous Bone Screw, partially threaded (4.0mm X 46mm) , Cancellous Bone Screw, partially threaded (4.0mm X 48mm) , Cancellous Bone Screw, partially threaded (4.0mm X 50mm) , Cancellous Bone Screw, fully threaded (4.0mm X 12mm) , Cancellous Bone Screw, fully threaded (4.0mm X 14mm) , Cancellous Bone Screw, fully threaded (4.0mm X 16mm) , Cancellous Bone Screw, fully threaded (4.0mm X 18mm) , Cancellous Bone Screw, fully threaded (4.0mm X 20mm) , Cancellous Bone Screw, fully threaded (4.0mm X 22mm) , Cancellous Bone Screw, fully threaded (4.0mm X 24mm) , Cancellous Bone Screw, fully threaded (4.0mm X 26mm) , Cancellous Bone Screw, fully threaded (4.0mm X 28mm) , Cancellous Bone Screw, fully threaded (4.0mm X 30mm) , Cancellous Bone Screw, fully threaded (4.0mm X 32mm) , Cancellous Bone Screw, fully threaded (4.0mm X 34mm) , Cancellous Bone Screw, fully threaded (4.0mm X 36mm) , Cancellous Bone Screw, fully threaded (4.0mm X 38mm) , Cancellous Bone Screw, fully threaded (4.0mm X 40mm) , Cancellous Bone Screw, fully threaded (4.0mm X 42mm) , Cancellous Bone Screw, fully threaded (4.0mm X 44mm) , Cancellous Bone Screw, fully threaded (4.0mm X 46mm) , Cancellous Bone Screw, fully threaded (4.0mm X 48mm) , Cancellous Bone Screw, fully threaded (4.0mm X 50mm) , Locking Screw, self- tapping (Ф2.4X8mm X 8mm) , Locking Screw, self- tapping (Ф2.4X10mm X 10mm) , Locking Screw, self- tapping (Ф2.4X12mm X 12mm) , Locking Screw, self- tapping (Ф2.4X14mm X 14mm) , Locking Screw, self- tapping (Ф2.4X16mm X 16mm) , Locking Screw, self- tapping (Ф2.4X18mm X 18mm) , Locking Screw, self- tapping (Ф2.4X20mm X 20mm) , Locking Screw, self- tapping (Ф2.4X22mm X 22mm) , Locking Screw, self- tapping (Ф2.4X24mm X 24mm) , Locking Screw, self- tapping (Ф2.4X26mm X 26mm) , Locking Screw, self- tapping (Ф2.4X28mm X 28mm) , Locking Screw, self- tapping (Ф2.4X30mm X 30mm) , Locking Screw, self- tapping (Ф2.7X8mm X 8mm) , Locking Screw, self- tapping (Ф2.7X10mm X 10mm) , Locking Screw, self- tapping (Ф2.7X12mm X 12mm) , Locking Screw, self- tapping (Ф2.7X14mm X 14mm) , Locking Screw, self- tapping (Ф2.7X16mm X 16mm) , Locking Screw, self- tapping (Ф2.7X18mm X 18mm) , Locking Screw, self- tapping (Ф2.7X20mm X 20mm) , Locking Screw, self- tapping (Ф2.7X22mm X 22mm) , Locking Screw, self- tapping (Ф2.7X24mm X 24mm) , Locking Screw, self- tapping (Ф2.7X26mm X 26mm) , Locking Screw, self- tapping (Ф2.7X28mm X 28mm) , Locking Screw, self- tapping (Ф2.7X30mm X 30mm) , Locking Screw, self- tapping (Ф2.7X35mm X 35mm) , Locking Screw, self- tapping (Ф2.7X40mm X 40mm) , Locking Screw, self- tapping (Ф2.7X45mm X 45mm) , Locking Screw, self- tapping (Ф2.7X50mm X 50mm) , Locking Screw, self- tapping (Ф2.7X55mm X 55mm) , Locking Screw, self- tapping (Ф2.7X60mm X 60mm) , VA Locking Screw (Ф2.4X8mm X 8mm) , VA Locking Screw (Ф2.4X10mm X 10mm) , VA Locking Screw (Ф2.4X12mm X 12mm) , VA Locking Screw (Ф2.4X14mm X 14mm) , VA Locking Screw (Ф2.4X16mm X 16mm) , VA Locking Screw (Ф2.4X18mm X 18mm) , VA Locking Screw (Ф2.4X20mm X 20mm) , VA Locking Screw (Ф2.4X22mm X 22mm) , VA Locking Screw (Ф2.4X24mm X 24mm) , VA Locking Screw (Ф2.4X26mm X 26mm) , VA Locking Screw (Ф2.4X28mm X 28mm) , VA Locking Screw (Ф2.4X30mm X 30mm) , Locking Screw, self-tapping (3.5mm X 10mm) , Locking Screw, self-tapping (3.5mm X 12mm) , Locking Screw, self-tapping (3.5mm X 14mm) , Locking Screw, self-tapping (3.5mm X 16mm) , Locking Screw, self-tapping (3.5mm X 18mm) , Locking Screw, self-tapping (3.5mm X 20mm) , Locking Screw, self-tapping (3.5mm X 22mm) , Locking Screw, self-tapping (3.5mm X 24mm) , Locking Screw, self-tapping (3.5mm X 26mm) , Locking Screw, self-tapping (3.5mm X 28mm) , Locking Screw, self-tapping (3.5mm X 30mm) , Locking Screw, self-tapping (3.5mm X 32mm) , Locking Screw, self-tapping (3.5mm X 34mm) , Locking Screw, self-tapping (3.5mm X 35mm) , Locking Screw, self-tapping (3.5mm X 36mm) , Locking Screw, self-tapping (3.5mm X 38mm) , Locking Screw, self-tapping (3.5mm X 40mm) , Locking Screw, self-tapping (3.5mm X 42mm) , Locking Screw, self-tapping (3.5mm X 44mm) , Locking Screw, self-tapping (3.5mm X 45mm) , Locking Screw, self-tapping (3.5mm X 46mm) , Locking Screw, self-tapping (3.5mm X 48mm) , Locking Screw, self-tapping (3.5mm X 50mm) , Locking Screw, self-tapping (3.5mm X 55mm) , Locking Screw, self-tapping (3.5mm X 60mm) , Locking Screw, self-tapping (3.5mm X 65mm) , Locking Screw, self-tapping (3.5mm X 70mm) , Locking Screw, self-tapping (3.5mm X 75mm) , Locking Screw, self-tapping (3.5mm X 80mm) , Locking Screw, self-tapping (3.5mm X 85mm) , Locking Screw, self-tapping (3.5mm X 90mm) , Cortex Screw (4.5mm X 16mm) , Cortex Screw (4.5mm X 18mm) , Cortex Screw (4.5mm X 20mm) , Cortex Screw (4.5mm X 22mm) , Cortex Screw (4.5mm X 24mm) , Cortex Screw (4.5mm X 26mm) , Cortex Screw (4.5mm X 28mm) | OrthoNet 360 | 2023-08-17T00:00:00.000+02:00 | CANWELL MEDICAL CO., LTD. No.466 South Xianhua Street, High-Tech Industrial Zone, Jinhua, Zhejiang Province, 321016, P.R. China | 133112026, 133112028, 133112030, 133112032, 133112034, 133112036, 133112038, 133112040, 133112042, 133112044, 133112046, 133112048, 133112050, 133112052, 133112054, 133112056, 133112058, 133112060, 132211002, 133219002, 133117050, 133117055, 133117060, 133117065, 133117070, 133117075, 133117080, 133117085, 133117090, 133117095, 133117100, 133117105, 133117110, 133117115, 133117120, 133115050, 133115055, 133115060, 133115065, 133115070, 133115075, 133115080, 133115085, 133115090, 133115095, 133115100, 133115105, 133115110, 133115115, 133115120, 133202014, 133202016, 133202018, 133202020, 133202022, 133202024, 133202026, 133202028, 133202030, 133202032, 133202034, 133202036, 133202038, 133202040, 133202042, 133202044, 133202045, 133202046, 133202048, 133202050, 133202055, 133202060, 133202065, 133202070, 133202075, 133202080, 133202085, 133202090, 133202095, 133202100, 133218050, 133218055, 133218060, 133218065, 133218070, 133218075, 133218080, 133218085, 133218090, 133218095, 133218100, 133218105, 133218110, 133218115, 133218120, 133220050, 133220055, 133220060, 133220065, 133220070, 133220075, 133220080, 133220085, 133220090, 133220095, 133220100, 133220105, 133220110, 133220115, 133220120, 133205026, 133205028, 133205030, 133205032, 133205034, 133205036, 133205038, 133205040, 133205042, 133205045, 133205050, 133205055, 133205060, 133205065, 133205070, 133205075, 133205080, 133205085, 133205090, 133205095, 133206028S, 133206030S, 133206032S, 133206034S, 133206036S, 133206038S, 133206040S, 133206042S, 133206044S, 133206046S, 133206048S, 133206050S, 133203214, 133203218, 133111030, 133111032, 133111034, 133111036, 133111038, 133111040, 133111042, 133111044, 133111046, 133111048, 133111050, 133111052, 133111054, 133111056, 133111058, 133111060, 133112016, 133112018, 133112020, 133112022, 133112024, 132105008, 132105010, 132105011, 132105012, 132105013, 132105014, 132105016, 132105018, 132105020, 132105022, 132105024, 132105026, 132105028, 132105030, 132105032, 132105034, 132105036, 132105038, 132105040, 132111012, 132111014, 132111016, 132111018, 132111020, 132111022, 132111024, 132111026, 132111028, 132111030, 132111032, 132111034, 132111036, 132111038, 132111040, 132111042, 132111044, 132111046, 132111048, 132111050, 132112012, 132112014, 132112016, 132112018, 132112020, 132112022, 132112024, 132112026, 132112028, 132112030, 132112032, 132112034, 132112036, 132112038, 132112040, 132112042, 132112044, 132112046, 132112048, 132112050, 132115020, 132115022, 132115024, 132115026, 132115028, 132115030, 132115032, 132115034, 132115036, 132115038, 132115040, 132115042, 132115044, 132115046, 132115048, 132115050, 132117212, 132117214, 132117216, 132117218, 132117220, 132117222, 132117224, 132117226, 132117228, 132117230, 132117232, 132117234, 132117236, 132117238, 132117240, 132117242, 132117244, 132117246, 132117248, 132117250, 132201008, 132201010, 132201012, 132201014, 132201016, 132201018, 132201020, 132201022, 132201024, 132201026, 132201028, 132201030, 132202008, 132202010, 132202012, 132202014, 132202016, 132202018, 132202020, 132202022, 132202024, 132202026, 132202028, 132202030, 132202035, 132202040, 132202045, 132202050, 132202055, 132202060, 132311008, 132311010, 132311012, 132311014, 132311016, 132311018, 132311020, 132311022, 132311024, 132311026, 132311028, 132311030, 132214010, 132214012, 132214014, 132214016, 132214018, 132214020, 132214022, 132214024, 132214026, 132214028, 132214030, 132214032, 132214034, 132214035, 132214036, 132214038, 132214040, 132214042, 132214044, 132214045, 132214046, 132214048, 132214050, 132214055, 132214060, 132214065, 132214070, 132214075, 132214080, 132214085, 132214090, 133111016, 133111018, 133111020, 133111022, 133111024, 133111026, 133111028 | Klasa IIb | Vida te implantueshme ortopedike te cilat perdoren sipas nevoja per trajtimin kirurgjikal te frakturave kockore. | Pajisje te implantueshme jo aktive
14632 | Urine bags,model:samples taking urine bag for boys with sponge sterile, Urine bags,model:samples taking urine bag for boys without sponge sterile, Urine bags,model:samples taking urine bag for girls with sponge sterile, Urine bags,model:samples taking urine bag for girls without sponge sterile, Urine bag sterile 90 cm, Urine bag sterile 150 cm, Urine bags ,model:urine bag with sample port sterile 90 cm, Urine bags ,model:urine bag with sample port sterile 120 cm, Urine bags ,model:urine bag with sample port sterile 150 cm, Urine bags ,model:urine bag with sample port 2W sterile 120 cm | GREEMED | 2023-08-17T00:00:00.000+02:00 | ZARYS International Group Spółka z ograniczoną odpowiedzialnością, spółka komandytowa ul. Pod Borem 18 41-808 Zabrze Poland | WMCH-001, WMCH-002, WMDZ-001, WMDZ-002, WMD2000-90, WMD2000-150, WMT2000-90, WMT2000-120, WMT2000-150, WM2T2000-12 | Is | Qese urine per perdorim mjeksor | Tjeter
14755 | Access 2 Immunoassay System, Access 2 Immunoassay System Refurbished | GENIUS SHPK | 2023-08-17T00:00:00.000+02:00 | Beckman Coulter Inc . - 250 S. Kraemer Blvd. Brea, CA 92821 USA | 81600N, 386220 | In vitro | Instrument automatik I ri imunologjik diagnostifikues qe perdor reagent in vitro per testime kualitative dhe kuantitative te kampioneve humane., Instrument automatik I perdorur imunologjik diagnostifikues qe perdor reagent in vitro per testime kualitative dhe kuantitative te kampioneve humane. | Pajisje te diagnostifikimit in vitro
14770 | CUSA® Clarity Single-Sided Bone Tip (5 Units), CUSA® Clarity Single-Sided Bone Tip (1 Unit) | O.E.S DISTRIMED | 2023-08-15T00:00:00.000+02:00 | Integra LifeSciences (Ireland) Limited,Integra NeuroSciences PR, Road 402 North, KM 1.2, Anasco, PR, USA 00610 | C7421S, C7421SEA | Klasa III | Instrument per Aspirator Kirurgjikal | Pajisje nje perdorimeshe
14771 | CUSA® Clarity 23 kHz Standard Laparoscopic Tip (1-pack), CUSA® Clarity 23 kHz Standard Laparoscopic Tip (5-pack) | O.E.S DISTRIMED | 2023-08-15T00:00:00.000+02:00 | Integra LifeSciences (Ireland) Limited,Integra NeuroSciences PR, Road 402 North, KM 1.2, Anasco, PR, USA 00610 | C7404SEA, C7404S, C7404LSEA, C7404LS | Klasa III | Instrumenta per Aspirator Kirurgjikal | Pajisje nje perdorimeshe
14505 | HDL Cholesterol, LDH, alpha-Amylase, GGT, System Calibrator, Control Serum 2, HDL Cholesterol Calibrator, HDL/LDL Cholesterol Control Serum, LDL Cholesterol, LDL Cholesterol Calibrator, ITA Control Serum 2, ITA Control Serum 3, Creatinine (enzymatic) | GENIUS SHPK | 2023-07-14T00:00:00.000+02:00 | Beckman Coulter Inc . - 250 S. Kraemer Blvd, Brea, CA 92821 USA - Lismeehan, O'Callaghan's Mills , Co. Clare,Ireland | OSR6287, 05R6128, OSR6182, OSR6020, 66300, ODC0004, ODC0011, ODC0005, OSR6283, ODC0012, ODC0015, ODC0016, OSR61204 | In vitro | Reagent biokimik diagnostifikues in vitro e destinuar per matjen sasiore te HDL-cholesterol-it ne serumin dhe plazmen e njeriut duke perdorur analizuesit biokimik e automatizuar Beckman Coulter AU/DxC AU., Reagent biokimik diagnostifikues in vitro e destinuar per matjen sasiore te laktat dehidrogjenazes (LDH) ne serumin dhe plazmen e njeriut duke perdorur analizuesit biokimik e automatizuar Beckman Coulter AU/DxC AU. , Reagent biokimik diagnostifikues in vitro e destinuar per matjen sasiore kinetike te α-amilazes ne serumin e njeriut, plazmen dhe urinen duke perdorur analizuesin biokimik e automatizuar Beckman Coulter AU/DxC AU., Reagent biokimik diagnostifikues in vitro e destinuar per matjen sasiore te ngjyrave kinetike te gama-glutamyltransferazes GGT ne serumin dhe plazmen e njeriut duke perdorur analizuesit biokimik e automatizuar Beckman Coulter AU/DxC AU. , Reagent biokimik diagnostifikues in vitro i destinuar per te bere kalibrimin e reagenteve biokimik ne analizuesit biokimik e automatizuar Beckman Coulter AU/DxC AU., Reagent biokimik diagnostifikues in vitro i destinuar per te bere kontrollin e reagenteve biokimik ne analizuesit biokimik e automatizuar Beckman Coulter AU/DxC AU., Reagent biokimik diagnostifikues in vitro i destinuar per te bere kalibrimin e kolesterolit HDL ne analizuesit biokimik e automatizuar Beckman Coulter AU/DxC AU., Reagent biokimik diagnostifikues in vitro i destinuar per te bere kontrollin e kolesterolit HDL dhe LDL ne analizuesit biokimik e automatizuar Beckman Coulter AU/DxC AU., Reagent biokimik diagnostifikues in vitro e destinuar per matjen sasiore enzimatike te ngjyrave te kolesterolit LDL ne serumin dhe plazmen e njeriut duke perdorur analizuesit biokimik e automatizuar Beckman Coulter AU/DxC AU. , Reagent biokimik diagnostifikues in vitro i destinuar per te bere kalibrimin e kolesterolit LDL ne analizuesit biokimik e automatizuar Beckman Coulter AU/DxC AU., Reagent biokimik diagnostifikues in vitro I destinuar per te kontrolluar performancen analitike te disa reagenteve te sistemit Beckman Coulter mbi analizuesit biokimik e automatizuar Beckman Coulter., Reagent biokimik diagnostifikues in vitro I destinuar per te kontrolluar performancen analitike te disa reagenteve te sistemit Beckman Coulter mbi analizuesit biokimik e automatizuar Beckman Coulter., Reagent biokimik diagnostifikues in vitro e destinuar per matjen e sasise se enzimes ne kreatinen e serumit te njeriut, plazmen dhe urinen duke perdorur analizuesit biokimik e automatizuar Beckman Coulter AU/DxC AU. | Pajisje te diagnostifikimit in vitro
14681 | Access AccuTnI+3 Reagent for use on the DxI Immunoassay Systems, Access BR Monitor, Access BR Monitor Calibrators, Access CEA, Access CEA Calibrators, Access CEA Diluent, Access CK-MB, Access CK-MB Calibrators, Access Cortisol, Access Cortisol Calibrator S0, Access Cortisol Calibrators, Access DHEA-S, Access DHEA-S Calibrators, Access Digoxin, Access Digoxin Calibrator S0, Access Digoxin Calibrators, Access EPO, Access EPO Calibrators, Access Estradiol, Access Estradiol Calibrators, Access Ferritin, Access Ferritin Calibrators, Access Folate, Access Folate Calibrators, Access Free T3, Access Free T3 Calibrators, Access Free T4, Access Free T4 Calibrators, Access GI Monitor, Access GI Monitor Calibrators, Access HAV Ab, Access HAV Ab Calibrators, Access HAV Ab QC, Access HAV IgM, Access HAV IgM Calibrators, Access HAV IgM QC, Access hFSH, Access hFSH Calibrators, Access hLH, Access hLH Calibrators, Access IL-6, Access IL-6 Calibrators, Access IL-6 QC, Access Intact PTH, Access Intact PTH Calibrators, Access Intrinsic Factor Antibody, Access Intrinsic Factor Antibody Calibrators, Access Intrinsic Factor Antibody QC, Access Myoglobin, Access Myoglobin Calibrators, Access Ostase, Access OV Monitor, Access OV Monitor Calibrators, Access PAPP-A, Access PAPP-A Calibrators, Access PAPP-A QC, Access Progesterone, Access Progesterone Calibrator S0, Access Progesterone Calibrators, Access Prolactin, Access Prolactin Calibrators, Access Sample Diluent A (Diluent Pack), Access SHBG, Access SHBG Calibrators, Access SHBG QC, Access sTfR, Access sTfR Calibrators, Access sTfR QC (Level 2 and 3), Access Substrate, Access System Check Solution, Access Testosterone, Access Testosterone Calibrators, Access Thyroglobulin, Access Thyroglobulin Antibody II, Access Thyroglobulin Antibody II Calibrators, Access Thyroglobulin Calibrators, Access Thyroglobulin Sample Diluent, Access Total T3, Access Total T3 Calibrators, Access Total T4, Access Total T4 Calibrators, Access TPO Ab, Access TPO Ab Calibrators, Access Ultrasensitive hGH, Access Ultrasensitive hGH Calibrators, Access Ultrasensitive Insulin, Access Ultrasensitive Insulin Calibrators, Access Vitamin B12, Access Vitamin B12 Calibrator S0, Access Vitamin B12 Calibrators, Citranox, Contrad 70, Red Blood Cell Folate Lysing Agent, UniCel DxI 800 Reaction Vessels, Access 2 Immunoassay System, Access 25 (OH) Vitamin D for use on the UniCel DxI Immunoassay System, Access 25 (OH) Vitamin D Calibrators for use on the UniCel DxI Immunoassay System, Access AccuTnI+3 Calibrators for use on the DxI Immunoassay Systems | GENIUS SHPK | 2023-08-03T00:00:00.000+02:00 | Beckman Coulter Inc . - 250 S. Kraemer Blvd., Brea, CA 92821 ,USA | A98264, 387620, 387647, 33200, 33205, 33206, 386371, 386372, 33600, 33606, 33605, A10826, A10827, 33710, 33716, 33715, A16364, A16365, 33540, 33545, 33020, 33025, A98032, A98033, A13422, A13430, 33880, 33885, 387687, 387688, 34200, 34205, 34209, 34210, 34215, 34219, 33520, 33525, 33510, 33515, A16369, A16370, A16371, A16972, A16953, 387992, 387993, 387999, 973243, 973244, 37300, 386357, 386358, A48571, A48572, A48573, 33550, 33556, 33555, 33530, 33535, A79783, A48617, A48618, A48619, A32493, A32494, B11057, 81906, 81910, 33560, 33565, 33860, A32898, A36920, 33865, 33866, 33830, 33835, 33800, 33805, A12985, A18227, 33580, 33585, 33410, 33415, 33000, 33006, 33005, 81912, 81911, A14206, 386167, 81600N, A98856, A98857, A98265 | In vitro | Reagent imunologjik diagnostifikues in vitro e destinuar për përcaktimin kuantitativ me ndjeshmëri të lartë të niveleve të troponinës kardiake I (cTnI) në serumin dhe plazmën humane duke përdorur Sistemin e Testimit të Imunologjisë UniCel DxI për të ndihmuar në diagnozën e infarktit miokardit., Reagent imunologjik diagnostifikues in vitro e destinuar për përcaktimin kuantitativ të niveleve të antigjenit CA 15-3 në serumin dhe plazmën humane (heparin) duke përdorur Sistemet e Testimit të Imunologjisë Access. , Kalibrator imunologjik diagnostifikues in vitro e destinuar për kalibrimin e testit Access BR Monitor për përcaktimin kuantitativ të niveleve të antigjenit CA 15-3 në serumin dhe plazmën humane duke përdorur Sistemet e Testimit të Imunologjisë Access., Reagent imunologjik diagnostifikues in vitro e destinuar për përcaktimin kuantitativ të niveleve të Antigjenit Karsinoembrional (CEA) në serumin humane, duke përdorur Sistemet e Testimit të Imunologjisë Access. CEA e përcaktuar nga Sistemet e Testimit të Imunologjisë Access përdoret si ndihmë në menaxhimin e pacienteve me kancer në të cilët janë vërejtur ndryshime në koncentrimet e CEA-së., Kalibrator imunologjik diagnostifikues in vitro e destinuar për kalibrimin e testit Access CEA për përcaktimin kuantitativ të niveleve të Antigjenit Karsinoembrional (CEA) në serumin humane, duke përdorur Sistemet e Testimit të Imunologjisë Access., Diluent I reagentit imunologjik diagnostifikues in vitro e destinuar per te holluar mostrat e pacienteve qe permbajne perqendrime te CEA., Reagent imunologjik diagnostifikues in vitro e destinuar për përcaktimin kuantitativ të niveleve të enzimës CK-MB në serumin dhe plazmën humane duke përdorur Sistemet e Testimit të Imunologjisë Access., Kalibrator imunologjik diagnostifikues in vitro e destinuar për kalibrimin e testit Access CK-MB për përcaktimin kuantitativ të niveleve të enzimës CK-MB në serumin dhe plazmën humane duke përdorur Sistemet e Testimit të Imunologjisë Access., Reagent imunologjik diagnostifikues in vitro e destinuar për përcaktimin kuantitativ të niveleve të kortizolit në serumin humane, plazmën (heparin, EDTA) dhe urinën duke përdorur Sistemet e Testimit të Imunologjisë Access., Kalibruesi imunologjik diagnostifikues in vitro e destinuar për përdorim me testin Access Cortisol për të zbërthyer mostrat e pacientëve që përmbajnë koncentrata të larta të analitit mbi kalibratorin specifik të analitit S5., Kalibrator imunologjik diagnostifikues in vitro e destinuar për kalibrimin e testit Access Cortisol për përcaktimin kuantitativ të niveleve të kortizolit në serumin humane, plazmën (heparin, EDTA) dhe urinën duke përdorur Sistemet e Testimit të Imunologjisë Access., Reagent imunologjik diagnostifikues in vitro e destinuar përr përcaktimin kuantitativ të niveleve të sulfatit të Dehidroepiandrosteronit në serumin dhe plazmën humane duke përdorur Sistemet e Testimit të Imunologjisë Access., Kalibrator imunologjik diagnostifikues in vitro e destinuar për kalibrimin e testit Access DHEA-S për përcaktimin kuantitativ të niveleve të sulfatit të Dehidroepiandrosteronit në serumin dhe plazmën humane duke përdorur Sistemet e Testimit të Imunologjisë Access., Reagent imunologjik diagnostifikues in vitro e destinuar për percaktimin kuantitativ të niveleve të digoksinës në serumin humane duke përdorur Sistemet e Testimit të Imunologjisë Access., Kalibrues imunologjik diagnostifikues in vitro e destinuar për përdorim me testin Access Digoxin për të zbërthyer mostrat e pacientëve që përmbajnë koncentrata të larta të analitit mbi kalibratorin specifik të analitit S5., Kalibrator imunologjik diagnostifikues in vitro e destinuar për kalibrimin e testit Access Digoxin për përcaktimin kuantitativ të niveleve të digoksinës në serumin humane duke përdorur Sistemet e Testimit të Imunologjisë Access., Reagent imunologjik diagnostifikues in vitro e destinuar për përcaktimin kuantitativ të niveleve të eritropoetinës në serumin dhe plazmën humane (heparin) duke përdorur Sistemet e Testimit të Imunologjisë Access., Kalibrator imunologjik diagnostifikues in vitro e destinuar për kalibrimin e testit Access EPO për përcaktimin kuantitativ të niveleve të eritropoetinës në serumin dhe plazmën humane (heparin) duke përdorur Sistemet e Testimit të Imunologjisë Access., Reagent imunologjik diagnostifikues in vitro e destinuar për përcaktimin kuantitativ të niveleve të estradiolit në serumin dhe plazmën humane duke përdorur Sistemet e Testimit të Imunologjisë Access., Kalibrator imunologjik diagnostifikues in vitro e destinuar për kalibrimin e testit Access Estradiol për përcaktimin kuantitativ të niveleve të estradiolit në serumin dhe plazmën humane duke përdorur Sistemet e Testimit të Imunologjisë Access., Reagent imunologjik diagnostifikues in vitro e destinuar për përcaktimin kuantitativ të niveleve të ferritinit në serumin dhe plazmën humane (heparin) duke përdorur Sistemet e Testimit të Imunologjisë Access., Kalibrator imunologjik diagnostifikues in vitro e destinuar për kalibrimin e testit Access Ferritin për përcaktimin kuantitativ të niveleve të ferritinit në serumin dhe plazmën humane (heparin) duke përdorur Sistemet e Testimit të Imunologjisë Access., Reagent imunologjik diagnostifikues in vitro e destinuar për përcaktimin kuantitativ të niveleve të acidit folik në serumin dhe plazmën humane (heparin) ose qelizat e kuqe të gjakut duke përdorur Sistemet e Testimit të Imunologjisë Access., Kalibrator imunologjik diagnostifikues in vitro e destinuar për kalibrimin e testit Access Folate për përcaktimin kuantitativ të niveleve të acidit folik në serumin humane, plazmën (heparin) dhe qelizat e kuqe të gjakut duke përdorur Sistemet e Testimit të Imunologjisë Access., Reagent imunologjik diagnostifikues in vitro e destinuar për përcaktimin kuantitativ të niveleve të trijodotironinës së lirë në serumin dhe plazmën humane duke përdorur Sistemet e Testimit të Imunologjisë Access., Kalibrator imunologjik diagnostifikues in vitro e destinuar për të kalibruar testin Access Free T3 për përcaktimin kuantitativ të niveleve të trijodotironinës së lirë në serumin dhe plazmën humane duke përdorur Sistemet e Testimit të Imunologjisë Access., Reagent imunologjik diagnostifikues in vitro e destinuar për përcaktimin kuantitativ të niveleve të tiroksinës së lirë në serumin dhe plazmën humane (me heparin) duke përdorur Sistemet e Testimit të Imunologjisë Access., Kalibrator imunologjik diagnostifikues in vitro e destinuar për të kalibruar testin Access Free T4 për përcaktimin kuantitativ të niveleve të tiroksinës së lirë në serumin dhe plazmën humane (me heparin) duke përdorur Sistemet e Testimit të Imunologjisë Access., Reagent imunologjik diagnostifikues in vitro e destinuar për përcaktimin kuantitativ të niveleve të antigjenit CA 19-9 në serumin dhe plazmën humane duke përdorur Sistemet e Testimit të Imunologjisë Access., Kalibrator imunologjik diagnostifikues in vitro e destinuar për të kalibruar testin Access GI Monitor për përcaktimin kuantitativ të niveleve të antigjenit CA 19-9 në serumin dhe plazmën humane duke përdorur Sistemet e Testimit të Imunologjisë Access., Reagent imunologjik diagnostifikues in vitro e destinuar për zbulimin dhe përcaktimin kuantitativ të nivelit të antitrupave totalë anti-HAV në serumin dhe plazmën humane duke përdorur Sistemet e Testimit të Imunologjisë Access., Kalibrator imunologjik diagnostifikues in vitro e destinuar për kalibrimin e testit Access HAV Ab për zbulimin dhe përcaktimin kuantitativ të nivelit të antitrupave totalë anti-HAV në serumin dhe plazmën humane duke përdorur Sistemet e Testimit të Imunologjisë Access., Reagent imunologjik diagnostifikues in vitro e destinuar për monitorimin e performancës së sistemit të testimit të Access HAV Ab., Reagent imunologjik diagnostifikues in vitro e destinuar për zbulimin e antitrupave IgM kundër virusit të hepatititit A në serumin dhe plazmën humane duke përdorur Sistemet e Testimit të Imunologjisë Access., Kalibrator imunologjik diagnostifikues in vitro e destinuar për përdorim me testin Access HAV IgM për zbulimin e antitrupave IgM kundër antigenit të virusit të hepatititit A në serumin dhe plazmën humane duke përdorur Sistemet e Testimit të Imunologjisë Access., Reagent imunologjik diagnostifikues in vitro e destinuar për monitorimin e performancës së sistemit të testimit të Access HAV IgM., Reagent imunologjik diagnostifikues in vitro e destinuar për zbulimin kuantitativ të hormonit stimulues të folikulave (FSH) në serumin dhe plazmën humane duke përdorur Sistemet e Testimit të Imunologjisë Access., Kalibrator imunologjik diagnostifikues in vitro e destinuar për të kalibruar testimin Access hFSH për zbulimin kuantitativ të niveleve të hormonit stimulues të folikulave (FSH) në serumin dhe plazmën humane duke përdorur Sistemet e Testimit të Imunologjisë Access., Reagent imunologjik diagnostifikues in vitro e destinuar për zbulimin kuantitativ të niveleve të hormonit luteinizues (LH) në serumin dhe plazmën humane duke përdorur Sistemet e Testimit të Imunologjisë Access., KalibratorReagent imunologjik diagnostifikues in vitro e destinuar për të kalibruar testin Access hLH për përcaktimin kuantitativ të niveleve të hormonit luteinizues (LH) në serumin dhe plazmën humane duke përdorur Sistemet e Testimit të Imunologjisë Access., Reagent imunologjik diagnostifikues in vitro e destinuar për përcaktimin kuantitativ të niveleve të IL-6 në serumin dhe plazmën humane (me heparin). Ky test përdoret për të ndihmuar në identifikimin e reagimeve të forta inflamatore te pacientët me COVID-19., Kalibrator imunologjik diagnostifikues in vitro e destinuar për të kalibruar testin Access IL-6 për përcaktimin kuantitativ të niveleve të IL-6 në serumin dhe plazmën humane (me heparin) duke përdorur Sistemet e Testimit të Imunologjisë Access., Kontrolle e cilësisë imunologjik diagnostifikues in vitro e destinuar për monitorimin e performancës së sistemit të testimit Access IL-6., Reagent imunologjik diagnostifikues in vitro e destinuar për përcaktimin kuantitativ të hormoneve të përtërirë të paratiroideve të pandryshuar (parathyrin, PTH) në serumin dhe plazmën humane duke përdorur Sistemet e Testimit të Imunologjisë Access. , Kalibrator imunologjik diagnostifikues in vitro e destinuar për të kalibruar testimin Access Intakt PTH për përcaktimin kuantitativ të niveleve të hormoneve të përtërirë të paratiroideve të pandryshuar (parathyrin, PTH) në serumin dhe plazmën humane duke përdorur Sistemet e Testimit të Imunologjisë Access., Reagent imunologjik diagnostifikues in vitro e destinuar për zbulimin gjysmë-kualitativ të antitrupave të faktorit intrinsik në serum dhe plazmën humane duke përdorur Sistemet e Testimit të Imunologjisë Access., Kalibrator imunologjik diagnostifikues in vitro e destinuar për të kalibruar testin Access të Faktorit Intrinsik Ab për zbulimin e antitrupave të faktorit intrinsik në serum dhe plazmën humane duke përdorur Sistemet e Testimit të Imunologjisë Access., Kontrolli i cilësisë imunologjik diagnostifikues in vitro e destinuar për të monitoruar performancën e sistemit të testimit të Faktorit Intrinsik Access., Reagent imunologjik diagnostifikues in vitro e destinuar për zbulimin kuantitativ të niveleve të mioglobinit në serumin dhe plazmën humane duke përdorur Sistemet e Testimit të Imunologjisë Access., Kaliibrator imunologjik diagnostifikues in vitro e destinuar për të kalibruar testin Access Myoglobin për përcaktimin kuantitativ të niveleve të mioglobinit në serumin dhe plazmën humane duke përdorur Sistemet e Testimit të Imunologjisë Access., Reagent imunologjik diagnostifikues in vitro e destinuar per matjen sasiore te fosfataze alkaline(BAP) te kockave ne serumin e njeriut dhe ne plazem,nepermjet instrumentave imunologjik Access , me perdorimin e tubave lituim heparin dhe sodium heparin . Kjo pajisje synohet te perdoret si nje ndihme ne menaxhimin e osteoporozes pas menopauzes dhe semundjes se Paget., Reagent imunologjik diagnostifikues in vitro e destinuar për përcaktimin kuantitativ të niveleve të antigjenit CA 125 në serumin dhe plazmën humane duke përdorur Sistemet e Testimit të Imunologjisë Access., Kalibrator imunologjik diagnostifikues in vitro e destinuar për kalibrimin e testit Access OV Monitor për përcaktimin kuantitativ të niveleve të antigjenit CA 125 në serumin dhe plazmën humane duke përdorur Sistemet e Testimit të Imunologjisë Access., Reagent imunologjik diagnostifikues in vitro e destinuar për përcaktimin kuantitativ të niveleve të Proteinës Përcjellëse të Lidhur me Shtatzëni A (PAPP-A) në serumin humane duke përdorur Sistemet e Testimit të Imunologjisë Access., Kalibrator imunologjik diagnistifikues in vitro janë të destinuar për kalibrimin e testit Access PAPP-A për përcaktimin kuantitativ të niveleve të Proteinës Përcjellëse të Lidhur me Shtatzëni A (PAPP-A) në serumin humane duke përdorur Sistemet e Testimit të Imunologjisë Access., Kontrolluesi I cilesise imunologjik diagnostifikues in vitro e destinuar përmonitorimin e performancës së sistemit të testimit të testit Access PAPP-A., Reagent imunologjik diagnostifikues in vitro e destinuar për përcaktimin kuantitativ të niveleve të progesteronit në serumin humane duke përdorur Sistemet e Testimit të Imunologjisë Access., Kalibrues imunologjik diagnostifikues in vitro e destinuar për përdorim me testin Access Progesterone për të zbutur mostrat e pacientëve që përmbajnë konsencacione të analizuesit më të mëdha se kalibruesi specifik S5 të analizuesit., Kalibrues imunologjik diagnostifikues in vitro e destinuar për të kalibruar testin Access Progesterone për përcaktimin kuantitativ të niveleve të progesteronit në serumin e njeriut duke përdorur Sistemet e Testimit të Imunologjisë Access., Reagent imunologjik diagnostifikues in vitro e destinuar për përcaktimin kuantitativ të niveleve të prolaktinës (PRL) në serumin dhe plazmën humane (heparin) duke përdorur Sistemet e Testimit të Imunologjisë Access., Kalibrator imunologjik diagnostifikues in vitro e destinuar për të kalibruar testimin Access Prolactin për përcaktimin kuantitativ të niveleve të prolaktinës (PRL) në serumin dhe plazmën humane (heparin) duke përdorur Sistemet e Testimit të Imunologjisë Access., Reagent imunologjik diagnostifikues in vitro e destinuar per tu perdorur per te bere procesin e hollimit te mostrave te pacienteve qe kane perqendrim me te larte se kalibratori specifik analizues S5 nepermjet instrumentave imunlogjik Access., Reagent imunologjik diagnostifikues in vitro e destinuar për përcaktimin kuantitativ të niveleve të Sex Hormone Binding Globulin (SHBG) në serumin dhe plazmën humane duke përdorur Sistemet e Testimit të Imunologjisë Access., Kalibrator imunologjik diagnostifikues in vitro e destinuar për kalibrimin e testit Access SHBG për përcaktimin kuantitativ të niveleve të Sex Hormone Binding Globulin (SHBG) në serumin dhe plazmën humane duke përdorur Sistemet e Testimit të Imunologjisë Access., Kontrolluesi I cilesise imunologjik diagnostifikues in vitro e destinuar për monitorimin e performancës së sistemit të testimit të testit Access SHBG., Reagent imunologjik diagnostifikues in vitro e destinuar për përcaktimin kuantitativ të niveleve të receptorit të trasferrinës të shkrihur (sTfR) në serumin dhe plazmën e njeriut (heparin), duke përdorur Sistemet e Analizës së Imunopasur të Access-it. Kjo analizë është e krijuar si ndihmë në diagnozën e Anemisë së Mungesës së Hekurit (IDA), dhe për diagnozën e dalluar të Anemisë së Sëmundjes Kronike (ACD) nga IDA me ose pa ACD., Kalibrator imunologjik diagnostifikues in vitro e destinuar për kalibrimin e analizës Access sTfR për përcaktimin kuantitativ të niveleve të receptorit të shkrihur të trasferrinës në serumin dhe plazmën e njeriut (heparin), duke përdorur Sistemet e Analizës së Imunopasur të Access-it., Reagent imunologjik diagnostifikues in vitro e destinuar për monitorimin e performancës së sistemit të analizës Access sTfR., Reagent imunologjik diagnostifikues in vitro e destinuar për t'u përdorur me Sistemet e Analizës Access dhe reagente të specializuar të analizës Access., Reagent imunologjik diagnostifikues in vitro e destinuar për përdorim me Sistemet e Analizës Access në procedurën e Kontrollit të Sistemit për mirëmbajtjen javore., Reagent imunologjik diagnostifikues in vitro e destinuar për përcaktimin kuantitativ të niveleve të testosteronit total në serum dhe plazmë të njeriut duke përdorur Sistemet e Analizës Access., Kalibrator imunologjik diagnostifikues in vitro e destinuar për kalibrimin e Testit Access për Testosteron për përcaktimin kuantitativ të niveleve të totalit të testosteronit në serum dhe plazmën e njeriut duke përdorur Sistemet e Testimit Access për Imunopatologji., Kalibrator imunologjik diagnostifikues in vitro e destinuar për të kalibruar shiritjen e Testosteronit të Testit Access për përcaktimin kuantitativ të niveleve të testosteronit total në serum dhe plazmë të njeriut duke përdorur Sistemet e Analizës Access., Reagent imunologjik diagnostifikues in vitro e destinuar për përcaktimin kuantitativ të niveleve të antitrupave të tireoglobulinës në serumin dhe plazmën e njeriut duke përdorur Sistemet e Analizës Access., Kalibrator imunologjik diagnostifikues in vitro e destinuar për kalibrimin e testit të Antitrupave të Tireoglobulinës II të Access për përcaktimin kuantitativ të niveleve të antitrupave të tireoglobulinës në serumin dhe plazmën e njeriut duke përdorur Sistemet e Analizës Access. , Kalibrator imunologjik diagnostifikues in vitro e destinuar për kalibrimin e testit të Tireoglobulinës të Access për përcaktimin kuantitativ të niveleve të tireoglobulinës në serumin dhe plazmën e njeriut duke përdorur Sistemet e Analizës Access., Reagent imunologjik diagnostifikues in vitro e destinuar për përdorim me testin e Tireoglobulinës të Access për zbutjen e mostrave të pacientëve që përmbajnë koncentrata të mëdha të tireoglobulinës (Tg) më shumë se kalibruesi S5., Reagent imunologjik diagnostifikues in vitro e destinuar për përcaktimin kuantitativ të niveleve të trijodotironinës në serumin dhe plazmën e njeriut duke përdorur Sistemet e Imunotestit të Access., Kalibrator imunologjik diagnostifikues in vitro e destinuar për të kalibruar testimin Total T3 të Access për përcaktimin kuantitativ të niveleve të trijodotironinës në serumin dhe plazmën e njeriut duke përdorur Sistemet e Imunotestit të Access., Reagent imunologjik diagnostifikues in vitro e destinuar për përcaktimin kuantitativ të niveleve të tëroxinës totale (T4) në serumin dhe plazmën e njeriut duke përdorur Sistemet e Imunotestit të Access., Kalibrator imunologjik diagnostifikues in vitro e destinuar për të kalibruar testimin e Total T4 të Access për përcaktimin kuantitativ të niveleve të tëroxinës totale (T4) në serumin dhe plazmën e njeriut duke përdorur Sistemet e Imunotestit të Access., Reagent imunologjik diagnostifikues in vitro e destinuar për përcaktimin kuantitativ të niveleve të antitrupave të tiroperoksidazës (TPOAb) në serumin dhe plazmën e njeriut duke përdorur Sistemet e Imunotestit të Access., Kalibrator imunologjik diagnostifikues in vitro e destinuar për të kalibruar testin e Access TPO Antitrupave për përcaktimin kuantitativ të niveleve të antitrupave të tiroperoksidazës (TPOAb) në serumin dhe plazmën e njeriut duke përdorur Sistemet e Imunotestit të Access., Reagent imunologjik diagnostifikues in vitro e destinuar për përcaktimin kuantitativ të niveleve të hormonit të rritjes (hGH) në serum dhe plazmën e njeriut duke përdorur Sistemet e Imunotestit të Access., Kalibrator imunologjik diagnostifikues in vitro e destinuar për të kalibruar testimin e Access Ultrasensitive hGH për përcaktimin kuantitativ të niveleve të hormonit të rritjes (hGH) në serumin dhe plazmën e njeriut duke përdorur Sistemet e Imunotestit të Access., Reagent imunologjik diagnostifikues in vitro e destinuar për përcaktimin kuantitativ të niveleve të insulinës në serumin dhe plazmën e njeriut (EDTA) duke përdorur Sistemet e Imunotestit të Access., Kaliobrator imunologjik diagnostifikues in vitro e destinuar për kalibrimin të imunotestit Access Ultrasensitive Insulin për përcaktimin kuantitativ të niveleve të insulinës në serumin dhe plazmën e njeriut (EDTA) duke përdorur Sistemet e Imunotestit të Access., Reagent imunologjik diagnostifikues in vitro e destinuar për përcaktimin kuantitativ të niveleve të vitaminës B12 në serumin dhe plazmën e njeriut (me heparin) duke përdorur Sistemet e Imunokimikës të Access., Kalibrator imunologjik diagnostifikues in vitro e destinuar për tu përdorur me Testin Access për Vitaminë B12 për të zbutur mostrat e pacientëve që përmbajnë koncentrata të analitit më të larta se kalibratori specifik S5 i analitit., Kalibrator imunologjik diagnostifikues in vitro e destinuar për kalibrimin e Testit Access për Vitaminë B12 për përcaktimin kuantitativ të niveleve të vitaminës B12 në serumin dhe plazmën e njeriut (me heparin) duke përdorur Sistemet e Testimit Access për Imunopatologji., Reagent in vitro qe perdoret per instrumentet imunologjike te mesiperm, i perqendruar per pastrimin nga ndryshku ne aparat, per heqjen me performance te larte te oksideve te metaleve, kriperave dhe mbetjeve inorganike ne pastrimin manual dhe mirembajtjen e aparatures., Reagent in vitro qe perdoret per instrumentet imunologjike te mesiperm,per pastrimin nga ndryshku ne aparat, per heqjen me performance te larte te oksideve te metaleve, kriperave dhe mbetjeve inorganike ne pastrimin manual dhe mirembajtjen e aparatures., Reagent imunologjik diagnostifikues in vitro e destinuar për përgatitjen e hemolizatave të qelizave të kuqe të gjakut në Testin Access për Folatin., Materiale in vitro konsumi ndihmes gjate punes per kryerjen e analizave duke përdorur Sistemet e Testimit Access për Imunopatologji. , Instrument automatik I ri imunologjik diagnostifikues qe perdor reagent in vitro per testime kualitative dhe kuantitative te kampioneve humane. | Pajisje te diagnostifikimit in vitro
, Reagent imunologjik diagnostifikues in vitro e destinuar për për përcaktimin kuantitativ të niveleve të tërë të 25-hidroksivitamin D [25(OH) vitamin D] në serumin dhe plazmën humane duke përdorur Analizuesit e Testimeve të Imunologjisë Access DxI. Rezultatet duhet të përdoren si ndihmë në vlerësimin e mjaftueshmërisë së vitaminës D., Kalibrator imunologjik diagnostifikues in vitro e destinuar për kalibrimin e testit Access 25(OH) Vitamin D Total për përcaktimin kuantitativ të niveleve të tërë të 25-hidroksivitamin D [25(OH) vitamin D] në serumin dhe plazmën humane duke përdorur Analizuesit e Testimeve të Imunologjisë Access DxI., Kalibrator imunologjik diagnostifikues in vitro e destinuar për kalibrimin e Reagjentit Access AccuTnI+3 për përcaktimin kuantitativ me ndjeshmëri të lartë të niveleve të troponinës kardiake I (cTnI) në serumin dhe plazmën humane duke përdorur Sistemin e Testimit të Imunologjisë UniCel DxI për të ndihmuar në diagnozën e infarktit miokardit.
14781 | Transystem Stuart with ch plastic applicator rayon tipped, Transystem Amies w/o ch plastic applicator rayon tipped, Transystem Stuart w/o ch plastic applicator rayon tipped, Transystem Amies with ch plastic applicator rayon tipped | KRIJON | 2023-08-16T00:00:00.000+02:00 | Copan Italia S.p.A. Via F. Perotti, 10 25125 Brescia, Italia | 26070, 26068, 26066, 26071 | Klasa IIa | Tamponat fiber me sistem transporti janë mjete që përdoren për të mbledhur shumë lloje të mostrave, duke përfshirë mostrat e hundës, gojës, fytit, lëkurës dhe gjinekologjike dhe ruajten e tyre. | Pajisje laboratori
14782 | SUCT. TUBE, COGSWELL, Ø 3.8 MM, 24.5 CM, PUDENDUS ANAESTHESIA CANNULA, 18 CM, Cannula f. 18-606-00, 1.0X175 mm, VEIN CANNULA, BUTTON-ENDED, 1.2X80 MM, VEIN CANNULA, BUTTON-ENDED, 1.5X80 MM, Cannula, Heparin, Ø 2 mm, 45 mm, Cannula, Heparin, Ø 3 mm, 45 mm, Cannula, Heparin, Ø 3,7 mm, 55 mm, Cannula, Heparin, Ø 5 mm, 60 mm, PUNCTURE NEEDLE, QUINKE, 1.2X76 MM, L/L, PUNCTURE NEEDLE, TUOHY, 1.2X76 MM, L/L, PUNCTURE NEEDLE, TUOHY, 1.4X76 MM, L/L, PUNCTURE NEEDLE, TUOHY, 1.6X76 MM, L/L, Suction tube, Verhoeven, 1.5 mm, 10 cm, Puncture needle, Frazier, 2,0mm, 7 cm, Puncture needle, Frazier, 2,5mm, 10 cm, Suction tube, Frazier, grad., ø2mm, 10cm, Cannula, Dandy, 2,0mm, 9,5 cm, Cannula, Cushing-Cairns, 2,3mm, 9,5cm, TONSIL CANNULA, STR., 0.65X19 MM, TONSIL CANNULA, CVD., 0,80X13 MM, TONSIL CANNULA, ANG., 0.65X13 MM, Tonsil cannula, ang., 1.0x13 mm, Tonsil cannula, ang., 1.3x13 mm, Suction tube, Plester, 1.5 mm, 19.5 cm, Suction tube, Plester, 2.0 mm, 19.5 cm, Suction tube, Plester, 2.5 mm, 19.5 cm, Suction tube, Plester, 3.0 mm, 19.5 cm, Suction tube, Verhoeven, 16 SWG, Suction tube, Verhoeven, 18 SWG, Suction tube, Verhoeven, 20 SWG, Suction tube, Verhoeven, 22 SWG, Suction tube, Verhoeven, 24 SWG, Suction cannula, 1.5 mm, 16 cm, Suction cannula, 2.0 mm, 16 cm, Cannula, Jefferson, 1,7mm, 10 cm, Suction tube, Rosen,angl.,Luerlock,0,5mm, Suction tube, Rosen,angl.,Luerlock,0,7mm, Suction tube, Rosen,angl.,Luerlock,0,8mm, Suction tube, Rosen,angl.,Luerlock,0,9mm, Suction tube, Rosen,angl.,Luerlock,1,0mm, Suction tube, Rosen,angl.,Luerlock,1,2mm, Suction tube, Rosen,angl.,Luerlock,1,4mm, Suction tube, Rosen,angl.,Luerlock,1,5mm, Suction tube, Rosen,angl.,Luerlock,1,8mm, Suction tube, Rosen,angl.,Luerlock,2,0mm, Suction tube, Rosen,angl.,Luerlock,2,5mm, Suction tube, Rosen,angl.,Luerlock,3,0mm, VESSEL IRRIGATION CANNULA, 1.5 MM, 6 CM, VESSEL IRRIGATION CANNULA, 2.0 MM, 6 CM, VESSEL IRRIGATION CANNULA, 2.5 MM, 6 CM, VESSEL IRRIGATION CANNULA, 3.0 MM, 6 CM, VESSEL IRRIGATION CANNULA, 4.0 MM, 6 CM, Vessel cannula, mall., ø 3mm, 15 cm, Vessel cannula, mall., ø 4mm, 15 cm, Vessel cannula, mall., ø 5mm, 15 cm, Vessel cannula, mall., ø 6mm, 15 cm, HEPARIN NEEDLE, MOCK, BUTTON-END, 6.5 CM, PUNCTURE NEEDLE, MENGHINI, 1.0X35 MM, PUNCTURE NEEDLE, MENGHINI, 1.0X70 MM, PUNCTURE NEEDLE, MENGHINI, 1.2X70 MM, PUNCTURE NEEDLE, MENGHINI, 1.2X100 MM, PUNCTURE NEEDLE, MENGHINI, 1.4X70 MM, PUNCTURE NEEDLE, MENGHINI, 1.4X100 MM, PUNCTURE NEEDLE, MENGHINI, 1.6X70 MM, PUNCTURE NEEDLE, MENGHINI, 1.8X100 MM, PUNCTURE NEEDLE, MENGHINI, 1.8X168 MM, Set instruments, BMI, SUCTION CURETTE, NOVAK, 4 MM , 24.5 CM, SPECIM./ASPIR. CURETTE, Ø 3.0 MM, 29 CM, SPECIM./ASPIR. CURETTE, Ø 4.5 MM, 29 CM, ASPIRATING CURETTE, Ø 6 MM, 29 CM, ASPIRATING CURETTE, Ø 8 MM, 29 CM, ASPIRATING CURETTE, Ø 10 MM, 29 CM, ASPIRATING CURETTE, Ø 12 MM, 29 CM, ASPIRATING CURETTE, Ø 14 MM, 29 CM, CONNECTING PIECE, ANGLED, 11 CM, ANTRUM IRRIGATING CANNULA, Ø 3.0 MM, SUCTION RASPATORY, GUILEN, BAYON., 19 CM, HANDLE WITH CANNULA, SUCTION DISSECTOR, MARCHAC, STR., 19 CM, Suction raspatory, 25.4 cm, Cannula, injection, f. OR-Laryng., # 1-7, Suction tube, vapor, f. OR-Laryng., #3-7, Handle, FC, w. slide valve, Handle, FC, w. finger stop, Handle, FC, w/o. finger stop, Handle, LL, w. slide valve, Handle, LL, w. finger stop, Handle, LL, w/o. finger stop, Cannula, Lipo, Triport, LL, Ø1,7mm, 5cm, Cannula, Lipo, Triport, FC, Ø1,7mm, 5cm, Cannula, Lipo, Triport, LL, Ø1,7mm, 15cm, Cannula, Lipo, Triport, FC, Ø1,7mm, 15cm, Cannula, Lipo, Triport, LL, Ø2,0mm, 5cm, Cannula, Lipo, Triport, FC, Ø2,0mm, 5cm, Cannula, Lipo, Triport, LL, Ø2,0mm, 15cm, Cannula, Lipo, Triport, FC, Ø2,0mm, 15cm, Cannula, Lipo, Triport, LL, Ø3,0mm, 5cm, Cannula, Lipo, Triport, FC, Ø3,0mm, 5cm, Cannula, Lipo, Triport, LL, Ø3,0mm, 15cm, Cannula, Lipo, Triport, FC, Ø3,0mm, 15cm, Cannula, Lipo, Triport, LL, Ø3,0mm, 20cm, Cannula, Lipo, Triport, FC, Ø3,0mm, 20cm, Cannula, Lipo, Triport, LL, Ø3,0mm, 30cm, Cannula, Lipo, Triport, FC, Ø3,0mm, 30cm, Can., Lipo, Monoport, LL, Ø1,7mm, 5cm, Can., Lipo, Monoport, FC, Ø1,7mm, 5cm, Can., Lipo, Monoport, LL, Ø1,7mm, 15cm, Can., Lipo, Monoport, FC, Ø1,7mm, 15cm, Can., Lipo, Monoport, LL, Ø2,0mm, 5cm, Can., Lipo, Monoport, FC, Ø2,0mm, 5cm, Can., Lipo, Monoport, LL, Ø2,0mm, 15cm, Can., Lipo, Monoport, FC, Ø2,0mm, 15cm, Can., Lipo, Monoport, LL, Ø3,0mm, 5cm, Can., Lipo, Monoport, FC, Ø3,0mm, 5cm, Can., Lipo, Monoport, LL, Ø3,0mm, 15cm, Can., Lipo, Monoport, FC, Ø3,0mm, 15cm, Can., Lipo, Monoport, LL, Ø3,0mm, 20cm, Can., Lipo, Monoport, FC, Ø3,0mm, 20cm, Can., Lipo, Monoport, LL, Ø3,0mm, 30cm, Can., Lipo, Monoport, FC, Ø3,0mm, 30cm, Can., Lipo, Mercedes, FC, Ø3,0mm, 15cm, Can., Lipo, Mercedes, FC, Ø3,0mm, 20cm, Can., Lipo, Mercedes, FC, Ø3,0mm, 25cm, Can., Lipo, Mercedes, FC, Ø4,0mm, 15cm, Can., Lipo, Mercedes, FC, Ø4,0mm, 20cm, Can., Lipo, Mercedes, FC, Ø4,0mm, 25cm, Cannula, Lipo, Spirale, FC, Ø3,0mm, 20cm, Cannula, Lipo, Spirale, FC, Ø3,0mm, 30cm, Cannula, Lipo, Spirale, FC, Ø4,0mm, 20cm, Cannula, Lipo, Spirale, FC, Ø4,0mm, 30cm, Cannula, Lipo, Spirale, FC, Ø4,0mm, 40cm, Cannula, Lipo, Spirale, FC, Ø5,0mm, 30cm, Cannula, Lipo, Spirale, FC, Ø5,0mm, 40cm, Cannula, Lipo, Spirale, FC, Ø6,0mm, 30cm, Cannula, Lipo, Spirale, FC, Ø6,0mm, 40cm, Cannula, Lipo, Shark, FC, Ø2,0mm, 5cm, Cannula, Lipo, Shark, FC, Ø2,0mm, 15cm, Cannula, Lipo, Shark, FC, Ø3,0mm, 5cm, Cannula, Lipo, Shark, FC, Ø3,0mm, 15cm, Cannula, Lipo, Shark, FC, Ø3,0mm, 25cm, Cannula, Lipo, Shark, FC, Ø3,0mm, 30cm, Cannula, Lipo, Shark, FC, Ø4,0mm, 5cm, Cannula, Lipo, Shark, FC, Ø4,0mm, 15cm, Cannula, Lipo, Shark, FC, Ø4,0mm, 25cm, Cannula, Lipo, Shark, FC, 04,0mm, 30cm, Cannula, Lipo, Shark, FC, 05,0mm, 30cm, Cannula, Lipo, Shark, FC, 06,0mm, 30cm, Can., Inf., 22 L, LL, 03,0mm, 20cm, Can., Inf., 22 L, LL, 04,0mm, 20cm, Can., Inf., 22 L, LL, geb, 03,0mm, 20cm, Can., Inf., 22 L, LL, geb, 04,0mm, 20cm, Can., Inf., 22 L, LL, baj, 03,0mm, 20cm, Can., Inf., 22 L, LL, baj, 04,0mm, 20cm, Can., Lipo, Monoport, FH, 03,0mm, 15cm, Can., Lipo, Monoport, FH, 03,0mm, 25cm, Can., Lipo, Monoport, FH, 04,0mm, 15cm, Can., Lipo, Monoport, FH, 04,0mm, 25cm, Can., Lipo, Monoport, FH, 06,0mm, 15cm, Can., Lipo, Monoport, FH, 06,0mm, 25cm, Can., Lipo, Monoport, FH, 09,0mm, 30cm, Can., Lipo, Monop, FH, geb, 03,0mm, 15cm, Can., Lipo, Monop, FH, geb, 03,0mm, 25cm, Can., Lipo, Monop, FH, geb, 06,0mm, 15cm, Can., Lipo, Monop, FH, geb, 06,0mm, 25cm, Cannula, Lipo, Triport, FH, 04,0mm, 15cm, Cannula, Lipo, Triport, FH, 04,0mm, 25cm, Cannula, Lipo, Triport, FH, 06,0mm, 25cm, Cannula, Lipo, Triport, FH, 06,0mm, 30cm, Suction tube, ped., 45°, 0 3,3 mm, 18 cm, Suction tube, ped., 45°, 0 5,0 mm, 18 cm, Suction tube, ped., 90°, 0 3,3 mm, 16 cm, Suction tube, ped., 90°, 0 5,0 mm, 16 cm, Suction tube, ped., 45°, 0 3,3 mm, 21 cm, Suction tube, ped., 45°, 0 5,0 mm, 21 cm, Suction tube, ped., 60°, 0 3,3 mm, 18 cm, Suction tube, ped., 60°, 0 5,0 mm, 18 cm, Suction tube, ped., 90°, 0 3,3 mm, 15 cm, Suction tube, ped., 90°, 0 5,0 mm, 15 cm, Suct.tube, marCore, 0 6mm, 39cm, Suct.tube, marCore, 0 6mm, w.cutoff,39cm, Ventrikular vent, marCore, 4,5 cm, SUCTION TUBE, ADSON, CVD., 0 4 MM, 20 CM, Suction tube, Adson, cvd., 0 3mm, 20cm, Suction tube, Adson, cvd., 0 5mm, 20cm, SUCTION TUBE, STR., 0 3.3 MM, 24 CM, SUCTION TUBE, STR., 2.0x100mm, SUCTION TUBE, STR., 2.5x100mm, SUCTION TUBE, FRAZIER, 2.0 MM, 19.5 CM, SUCTION TUBE, FRAZIER, 2.3 MM, 19.5 CM, SUCTION TUBE, FRAZIER, 2.7 MM, 19.5 CM, SUCTION TUBE, FRAZIER, 3.0 MM, 19.5 CM, SUCTION TUBE, FRAZIER, 3.3 MM, 19.5 CM, SUCTION TUBE, FRAZIER, 3.6 MM, 19.5 CM, SUCTION TUBE, FRAZIER, 4.0 MM, 19.5 CM, SUCTION TUBE, FRAZIER, 5.0 MM, 19.5 CM, Suction cannula, Fergusson, 0 1.5mm,11cm, Suction cannula, Fergusson, 0 2.0mm,11cm, Suction cannula, Fergusson, 0 2.5mm,11cm, Suction cannula, Fergusson, 0 3.0mm,11cm, Suction cannula, Fergusson, 0 4.0mm,11cm, Suction cannula, Fergusson, 0 5.0mm,11cm, Suction tube, Fergusson, 0 1,5 mm, 13 cm, Suction tube, Fergusson, 0 2,0 mm, 13 cm, Suction tube, Fergusson, 0 2,5 mm, 13 cm, Suction tube, Fergusson, 0 3,0 mm, 13 cm, Suction tube, Fergusson, 0 4,0 mm, 13 cm, Suction tube, Fergusson, 0 5,0 mm, 13 cm, Suction tube, Fergusson, 0 1,5 mm, 16 cm, Suction tube, Fergusson, 0 2,0 mm, 16 cm, Suction tube, Fergusson, 0 2,5 mm, 16 cm, Suction tube, Fergusson, ø 3,0 mm, 16 cm, Suction tube, Fergusson, ø 4,0 mm, 16 cm, Suction tube, Fergusson, ø 5,0 mm, 16 cm, Suction tube, Fergusson, ø 1,5 mm, 20 cm, Suction tube, Fergusson, ø 2,0 mm, 20 cm, Suction tube, Fergusson, ø 2,5 mm, 20 cm, Suction tube, Fergusson, ø 3,0 mm, 20 cm, Suction tube, Fergusson, ø 4,0 mm, 20 cm, Suction tube, Fergusson, ø 5,0 mm, 20 cm, SUCT. TUBE, POPPEN, ANG., 2.0 MM, 18 CM, SUCT. TUBE, POPPEN, ANG., 2.6 MM, 18 CM, SUCT. TUBE, POPPEN, ANG., 3.3 MM, 18 CM, SUCT. TUBE, POPPEN, ANG., 4.0 MM, 18 CM, SUCTION TUBE, ZOELLNER, SUCTION TIP, F. 18-526-00, 0 0.5 MM, SUCTION TIP, F. 18-526-00, 0 0.7 MM, SUCTION TIP, F. 18-526-00, 0 0.9 MM, SUCTION TIP, F. 18-526-00, 0 1.2 MM, Suction tip, for 18-526-00, 0 1.7 mm, SUCTION TUBE, WULLSTEIN, W. 3 CANNULAS, Suction handle acc. to Wullstein, Micro-Suct. tube, Wullstein, 0 0.4 mm, Micro-Suct. tube, Wullstein, 0 0.6 mm, Micro-Suct. tube, Wullstein, 0 0.8 mm, SUCT. TUBE, BARON-SCHUKN., 1.0X75 MM, SUCT. TUBE, BARON-SCHUKN., 1.5X75 MM, SUCT. TUBE, BARON-SCHUKN., 2.0X75 MM, SUCTION TUBE, LUER, 0 3.0 MM, WL: 110 MM, SUCTION TUBE, LUER, 0 3.5 MM, WL: 110 MM, SUCTION TUBE, LUER, 0 4.5 MM, WL: 130 MM, Suction handle with cutoff, Suction tube f.pituitary, Landolt,3.2mm, Suction valve, Cerullo, SUCT. TUBE, YASARG., Ø 1.5 MM, WL:150 MM, SUCT. TUBE, YASARG., Ø 2.0 MM, WL:150 MM, SUCT. TUBE, YASARG., Ø 2.5 MM, WL:150 MM, SUCT. TUBE, YASARG., Ø 3.5 MM, WL:150 MM, Suction tube, Magill, 3,0mm, 24,5 cm, Suction tube, Magill, 3,5mm, 24,5 cm, Suction tube, Magill, 4,0mm, 24,5 cm, Cleaning wire, Magill, Suction tube, Baby-Yankauer, 21 cm, Suction head, only, for 18-542-21-01, SUCTION TUBE, YANKAUER, COMPL., 31 CM, Suc. tube, DeBakey-Adson, Ø 4 mm, 16 cm, Suc. tube, DeBakey-Adson, Ø 4 mm, 20 cm, Suction tube, DeBakey, Ø 9 mm, 28 cm, SUCTION TUBE, SET W. 4 TUBES, 31 CM, HANDLE ONLY, F. 18-545-00, 15 CM, TUBE CONNECTOR, ONLY, F. 18-545-00, SUCTION TUBE, NO. 0, F. 18-545-00, 10 CM, SUCTION TUBE, NO. 1, F. 18-545-00, 10 CM, SUCTION TUBE, NO. 2, F. 18-545-00, 10 CM, SUCT. TUBE, NO. 3, F. 18-545-00, 13.5 CM, SUCTION TIP, ONLY, F. 18-545-00, Suction tube, Baby-Poole, str., 190mm, Suction tube, Baby-Poole, cvd., 190mm, SUCT. TUBE, POOLE, STR., Ø 10 MM, 24 CM, SUCTION TUBE, POOLE, ANG., Ø 8 MM, 25 CM, Suction tube, House, 0.9x0.7 mm, 9 cm, Suction tube, House, 1.2x0.9 mm, 9 cm, Suction tube, House, 1.5x1.2 mm, 9 cm, Suction adapter, House, 4.5 cm, Suction tube,Fukushima,trdr.,3FR,16,5cm, Suction tube,Fukushima,trdr.,4FR,16,5cm, Suction tube,Fukushima,trdr.,5FR,16,5cm, Suction tube,Fukushima,trdr.,6FR,16,5cm, Suction tube,Fukushima,trdr.,7FR,16,5cm, Suction tube,Fukushima,trdr.,8FR,16,5cm, Suction tube,Fukushima,trdr.,9FR,16,5cm, Suction tube,Fukushima,trdr.,10FR,16,5cm, Suction tube,Fukushima,trdr.,12FR,16,5cm, Suction tube,Fukushima,trdr.,3FR,18cm, Suction tube,Fukushima,trdr.,4FR,18cm, Suction tube,Fukushima,trdr.,5FR,18cm, Suction tube,Fukushima,trdr.,6FR,18cm, Suction tube,Fukushima,trdr.,7FR,18cm, Suction tube,Fukushima,trdr.,8FR,18cm, Suction tube,Fukushima,trdr.,9FR,18cm, Suction tube,Fukushima,trdr.,10FR,18cm, Suction tube,Fukushima,trdr.,12FR,18cm, Suction tube,Fukushima,trdr.,3FR,20,5cm, Suction tube,Fukushima,trdr.,4FR,20,5cm, Suction tube,Fukushima,trdr.,5FR,20,5cm, Suction tube,Fukushima,trdr.,6FR,20,5cm, Suction tube,Fukushima,trdr.,7FR,20,5cm, Suction tube,Fukushima,trdr.,8FR,20,5cm, Suction tube,Fukushima,trdr.,9FR,20,5cm, Suction tube,Fukushima,trdr.,10FR,20,5cm, Suction tube,Fukushima,trdr.,12FR,20,5cm, Suction tube,Fukushima,trdr.,3FR,23cm, Suction tube,Fukushima,trdr.,4FR,23cm, Suction tube,Fukushima,trdr.,5FR,23cm, Suction tube,Fukushima,trdr.,6FR,23cm, Suction tube,Fukushima,trdr.,7FR,23cm, Suction tube,Fukushima,trdr.,8FR,23cm, Suction tube,Fukushima,trdr.,9FR,23cm, Suction tube,Fukushima,trdr.,10FR,23cm, Suction tube,Fukushima,trdr.,12FR,23cm, SUCT. TUBE, COOLEY, CVD., Ø 8 MM, 36 CM, SUCT. TUBE, COOLEY, CVD., Ø 10 MM, 31 CM, SUCT. TUBE, COOLEY, CVD., Ø 7 MM, 31 CM, TIP ONLY FOR SUCTION TUBE, HLM-suction tube, Ø 6 mm, 28 cm, Valvular suction tube, Ø 6 mm, 30 cm, SUCTION TUBE, NUBOER, RD., Ø 6 MM, 21 CM, SUCTION TUBE, NUBOER, OV., Ø 6 MM, 21 CM, Suction tube, Jamieson, Ø 0,5 mm, 27 cm, Suction tube, Jamieson, Ø 1,0 mm, 27 cm, Suction tube, Jamieson, Ø 1,5 mm, 27 cm, Suction tube,Jamieson,30°,Ø 0,5mm,27cm, Suction tube,Jamieson,30°,Ø 1,0mm,27cm, SUCTION TIP, COUPLAND, Ø 1.5 MM, 9 CM, SUCTION TIP, COUPLAND, Ø 2.0 MM, 9 CM, SUCTION TIP, COUPLAND, Ø 2.5 MM, 9 CM, SUCTION TIP, COUPLAND, Ø 3.5 MM, 9 CM, SUCTION HANDLE, COUPLAND, 17 CM, SUCTION TUBE, BYRD, Ø 3.0 MM, 21.5 CM, SUCTION TUBE, BYRD, Ø 3.5 MM, 21.5 CM, SUCTION TUBE, BYRD, Ø 4.3 MM, 21.5 CM | O.E.S DISTRIMED | 2023-08-14T00:00:00.000+02:00 | Gebruder Martin GmbH & Co. KG,KLS Martin Platz 1 78532 Tuttlingen Germany | 18-579-23-01, 18-606-00-01, 18-606-01-01, 18-610-12-07, 18-610-15-07, 18-611-20-07, 18-611-30-07, 18-611-37-07, 18-611-50-07, 18-630-10-07, 18-632-12-07, 18-632-14-07, 18-632-16-07, 18-635-10-07, 18-636-20-07, 18-636-25-07, 18-636-30-07, 18-638-20-07, 18-639-23-07, 18-640-10-07, 18-640-15-07, 18-640-20-07, 18-641-20-07, 18-642-20-07, 18-645-15-07, 18-645-20-07, 18-645-25-07, 18-645-30-07, 18-646-16-01, 18-646-18-01, 18-646-20-01, 18-646-22-01, 18-646-24-01, 18-647-15-07, 18-647-20-07, 18-648-17-07, 18-649-05-01, 18-649-07-01, 18-649-08-01, 18-649-09-01, 18-649-10-01, 18-649-12-01, 18-649-14-01, 18-649-15-01, 18-649-18-01, 18-649-20-01, 18-649-25-01, 18-649-30-01, 18-691-15-07, 18-691-20-07, 18-691-25-07, 18-691-30-07, 18-691-40-07, 18-695-03-07, 18-695-04-07, 18-695-05-07, 18-695-06-07, 18-696-06-01, 18-700-10-07, 18-700-15-07, 18-700-20-07, 18-700-25-07, 18-700-30-07, 18-700-35-07, 18-700-40-07, 18-700-50-07, 18-710-18-02, 22-208-00-07, 32-825-23-01, 32-989-03-01, 32-989-04-01, 32-989-06-01, 32-989-08-01, 32-989-10-01, 32-989-12-01, 32-989-14-01, 32-989-50-01, 37-814-30-07, 37-840-20-01, 50-092-05-07, 50-430-19-07, 09-007-04-07, 09-009-88-07, 09-009-89-07, 18-100-00-04, 18-100-01-04, 18-100-02-04, 18-100-03-04, 18-100-04-04, 18-100-05-04, 18-100-10-07, 18-100-11-07, 18-100-12-07, 18-100-13-07, 18-100-14-07, 18-100-15-07, 18-100-16-07, 18-100-17-07, 18-100-18-07, 18-100-19-07, 18-100-20-07, 18-100-21-07, 18-100-22-07, 18-100-23-07, 18-100-24-07, 18-100-25-07, 18-100-30-07, 18-100-31-07, 18-100-32-07, 18-100-33-07, 18-100-34-07, 18-100-35-07, 18-100-36-07, 18-100-37-07, 18-100-38-07, 18-100-39-07, 18-100-40-07, 18-100-41-07, 18-100-42-07, 18-100-43-07, 18-100-44-07, 18-100-45-07, 18-100-50-07, 18-100-51-07, 18-100-52-07, 18-100-53-07, 18-100-54-07, 18-100-55-07, 18-100-60-07, 18-100-61-07, 18-100-62-07, 18-100-63-07, 18-100-64-07, 18-100-65-07, 18-100-66-07, 18-100-67-07, 18-100-68-07, 18-100-70-07, 18-100-71-07, 18-100-72-07, 18-100-73-07, 18-100-74-07, 18-100-75-07, 18-100-76-07, 18-100-77-07, 18-100-78-07, 18-100-79-07, 18-100-80-07, 18-100-81-07, 18-100-90-07, 18-100-91-07, 18-100-92-07, 18-100-93-07, 18-100-94-07, 18-100-95-07, 18-110-10-07, 18-110-11-07, 18-110-12-07, 18-110-13-07, 18-110-14-07, 18-110-15-07, 18-110-16-07, 18-110-17-07, 18-110-18-07, 18-110-19-07, 18-110-20-07, 18-110-30-07, 18-110-31-07, 18-110-32-07, 18-110-33-07, 18-510-33-07, 18-510-50-07, 18-511-33-07, 18-511-50-07, 18-512-33-07, 18-512-50-07, 18-513-33-07, 18-513-50-07, 18-514-33-07, 18-514-50-07, 18-515-60-07, 18-516-60-07, 18-517-01-07, 18-521-21-01, 18-521-31-01, 18-521-51-01, 18-522-10-01, 18-522-20-01, 18-522-25-01, 18-523-06-01, 18-523-07-01, 18-523-08-01, 18-523-09-01, 18-523-10-01, 18-523-11-01, 18-523-12-01, 18-523-13-01, 18-524-15-01, 18-524-20-01, 18-524-25-01, 18-524-30-01, 18-524-40-01, 18-524-50-01, 18-524-60-01, 18-524-61-01, 18-524-62-01, 18-524-63-01, 18-524-64-01, 18-524-65-01, 18-524-70-01, 18-524-71-01, 18-524-72-01, 18-524-73-01, 18-524-74-01, 18-524-75-01, 18-524-80-01, 18-524-81-01, 18-524-82-01, 18-524-83-01, 18-524-84-01, 18-524-85-01, 18-525-06-01, 18-525-08-01, 18-525-10-01, 18-525-12-01, 18-526-00-01, 18-526-05-01, 18-526-07-01, 18-526-09-01, 18-526-12-01, 18-526-17-01, 18-527-00-01, 18-527-01-01, 18-527-04-01, 18-527-06-01, 18-527-08-01, 18-528-10-01, 18-528-15-01, 18-528-20-01, 18-529-30-07, 18-529-35-07, 18-529-45-07, 18-531-01-07, 18-533-01-07, 18-535-00-07, 18-540-15-01, 18-540-20-01, 18-540-25-01, 18-540-35-01, 18-541-30-01, 18-541-35-01, 18-541-40-01, 18-541-99-01, 18-542-21-01, 18-542-99-98, 18-543-27-01, 18-544-16-07, 18-544-20-07, 18-544-28-07, 18-545-00-01, 18-545-01-01, 18-545-02-01, 18-545-10-01, 18-545-11-01, 18-545-12-01, 18-545-13-01, 18-545-15-01, 18-548-19-01, 18-549-19-01, 18-550-22-01, 18-551-22-01, 18-553-09-07, 18-554-09-07, 18-555-09-07, 18-556-06-07, 18-557-03-01, 18-557-04-01, 18-557-05-01, 18-557-06-01, 18-557-07-01, 18-557-08-01, 18-557-09-01, 18-557-10-01, 18-557-12-01, 18-558-03-01, 18-558-04- | Klasa IIa | Instrumenta Kirurgjikale | Instrumenta shumeperdorimeshe
14604 | Gouge, Lexer, si., 15 mm, 22 cm, Gouge, Lexer, si., 20 mm, 22 cm, Gouge, Lexer, si., 25 mm, 22 cm, Gouge, Lexer, si., 30 mm, 22 cm, BONE RONGEUR, STELLBRINK, CVD., BONE RONGEUR, STELLBRINK, STRONG CVD., BONE RONGEUR, FRIEDMAN, 12,5 CM, BONE RONGEUR, FRIEDMAN, 13.5 CM, BONE RONGEUR, FRIEDM., FINE, 13.5 CM, BONE RONGEUR, CLEVELAND, 13.5 CM, BONE RONGEUR, CLEVELAND, 16.5 CM, BONE RONGEUR, MEAD, 16.5 CM, Bone Rongeur, Mead, flat end, 16.5 cm, BONE RONGEUR, HARTMANN, 17.5 CM, BONE RONGEUR, JANSEN, STR., 18 CM, Bone Rongeur, Jansen, S-Shape, 18.5 cm, BONE RONGEUR, JANSEN, CVD., 18 CM, BONE RONGEUR, LEMPERT, STR., 19 CM, Bone Rongeur, Lempert, cvd., 19 cm, BONE RONGEUR, SLIGHT CVD., 16 CM, BONE RONGEUR, S-SHAPE, 30°, 15.5 CM, RONGEUR, MICRO-FRIEDMAN, STR., 15.5 CM, RONGEUR, MICRO-FRIEDMAN, CVD. 30°,15.5CM, RONGEUR, MICRO-FRIEDMAN, ANG.90°,14.5CM, BONE RONGEUR, STRONG CVD., 15.5 CM, BONE RONGEUR, LUER, STR., 18.5 CM, BONE RONGEUR, LUER, CVD., 18 CM, BONE RONGEUR, LUER, CVD., 14.5 CM, BONE RONGEUR, LUER,ST. CVD., 14.5 CM, BONE RONGEUR, LUER, CVD., 14,5 CM, BONE RONGEUR, BOEHLER, STR., 15 CM, BONE RONGEUR, BOEHLER, CVD., 15 CM, BONE RONGEUR, BEYER, CVD., 18 CM, BONE RONGEUR, ZAUFAL-JANSEN, 18 CM, BONE RONGEUR, MAYFIELD, 18 CM, BONE RONGEUR, MARQUARD, 20.5 CM, BONE RONGEUR, RUSKIN, CVD., 19 CM, BONE RONGEUR, RUSKIN, CVD., 24 CM, BONE RONGEUR, SEMB, CVD., 23.5 CM, BONE RONGEUR, STILLE, CVD., 22.5 CM, BONE RONGEUR, ECHLIN, 2 MM, 23 CM, BONE RONGEUR, ECHLIN, 3 MM, 23 CM, BONE RONGEUR, ECHLIN, 4 MM, 23 CM, BONE RONGEUR, STILLE-RUSKIN, 23.5 CM, BONE RONGEUR, WIDE, 24.5 CM, BONE RONGEUR, SLIM, 24.5 CM, BONE RONGEUR, FRYKHOLM, CVD., 24.5CM, BONE RONGEUR, STR., 22.5 CM, BONE RONGEUR, CVD., 22.5 CM, BONE CUTT. FORCEPS, COTTLE-KAZAN., 19 CM, BONE CUTT. FORCEPS, LISTON, STR., 14 CM, BONE CUTT. FORCEPS, LISTON, STR., 17 CM, BONE CUTT. FORCEPS, LISTON, STR., 20 CM, BONE CUTT. FORCEPS, LISTON, STR., 22 CM, BONE CUTT. FORCEPS, LISTON, CVD., 14 CM, BONE CUTT. FORCEPS, LISTON, CVD., 17 CM, BONE CUTT. FORCEPS, LISTON, CVD., 20 CM, BONE CUTT. FORCEPS, LISTON, CVD., 22 CM, BONE CUTT. FORCEPS, CLEVELAND, 17 CM, BONE CUTT. FORCEPS, CLEVELAND, 14.5 CM, BONE CUTT. FORCEPS, BOEHLER, STR.,14,5CM, BONE CUTT. FORCEPS, BOEHLER, CVD.,14,5CM, BONE CUTT. FORCEPS, RUSKIN, STR., 19 CM, BONE CUT. FORCEPS, RUSKIN, CVD., 18.5 CM, BONE CUTT. FORCEPS, STILLE-LISTON, 26 CM, BONE CUTT FORCEPS, STILLE-LIST., 23.5 CM, BONE CUTT. FORCEPS, STILLE-LISTON, 28 CM, BONE CUTT. FORCEPS, LISTON-KEY, 26 CM, RIB SHEARS, CVD., 23 CM, RIB SHEARS, GLUCK, CVD., 21 CM, RIB SHEARS, BETHUNE, 34.5 CM, RIB SHEARS, SAUERBRUCH, 26 CM, RIB SHEARS, GIERTZ-STILLE, 24.5 CM, RIB SHEARS, BRUNNER, RIGHT HAND, 32 CM, RIB SHEARS, BRUNNER, LEFT HAND, 32 CM, ST-Scissor, fine, sh/sh, str., 11cm, ST-Scissor, Jabaley, fine, str., 13 cm, ST-Scissor, fine, sh/sh, cvd., 11cm, ST-Scissor, Jabaley, fine, cvd., 13 cm, ST-Scissor, Iris, str., 10,5 cm, ST-Scissor, Iris, str., 11,5 cm, ST-Scissor, Micro-Iris, cvd., 9 cm, ST-Scissor, Iris, cvd., 10,5 cm, ST-Scissor, Iris, cvd., 11,5 cm, ST-Scissor, Diss., Iris, str., 11,5 cm, ST-Scissor, Diss., Knapp, str., 12,5 cm, ST-Scissor, Diss., Iris, cvd., 11,5 cm, ST-Scissor, Diss., Knapp, cvd., 12,5 cm, ST-Scissor, Stevens, bl/bl, str., 11,5cm, ST-Scissor, Stevens, bl/bl, cvd., 11,5cm, ST-Scissor, Diss., Mayo, str., 14,0 cm, ST-Scissor, Diss., Mayo, str., 17,0 cm, ST-Scissor, Diss., Mayo, cvd., 14,0 cm, ST-Scissor, Diss., Mayo, cvd., 17,0 cm, ST-Scissor, Diss., Lexer, str., 16 cm, ST-Scissor, Diss., Lexer, cvd., 16 cm, ST-Scissor, Diss., Mayo-Stille, cvd,15cm, ST-Scissor, Diss., Mayo-L., cvd,16,5cm, ST-Scissor, Diss., Mayo-Stille, cvd,17cm, ST-Scissor, Greenberg PAR, cvd., 11,5 cm, ST-Scissor, Ragnell-Kilner, cvd., 13 cm, ST-Scissor, Ragnell-Kilner, cvd., 15 cm, ST-Scissor, Ragnell-Kilner, cvd., 18 cm, ST-Scissor, Peck-Joseph, sh/sh, str,14cm, ST-Scissor, Peck-Joseph, sh/sh, cvd,14cm, ST-Scissor, Peck-Joseph, bl/bl, str,14cm, ST-Scissor, Peck-Joseph, bl/bl, cvd,14cm, ST-Scissor, Diss., fino, sh/sh, str,14cm, ST-Scissor, Diss., fino, sh/sh, cvd,14cm, ST-Scissor, Diss., fino, sh/sh, cvd,18cm, ST-Scissor, Diss., Metzenb., str.,11,5cm, ST-Scissor, Diss., Metzenbaum, str.,14cm, ST-Scissor, Diss., Metzenbaum, str.,18cm, ST-Scissor, Diss., Metzenbaum, str.,20cm, ST-Scissor, Diss., Metzenb., cvd.,11,5cm, ST-Scissor, Diss., Metzenbaum, cvd.,14cm, ST-Scissor, Diss., Metzenbaum, cvd.,18cm, ST-Scissor, Diss., Metzenbaum, cvd.,20cm, ST-Scissor, Metzenb.-Nelson, str., 23 cm, ST-Scissor, Metzenb.-Nelson, str., 26 cm, ST-Scissor, Metzenb.-Nelson, str., 30 cm, ST-Scissor, Metzenb.-Nelson, cvd., 23 cm, ST-Scissor, Metzenb.-Nelson, cvd., 26 cm, ST-Scissor, Metzenb.-Nelson, cvd., 30 cm, ST-Scissor, Metzenbaum-fino, str.,14 cm, ST-Scissor, Metzenbaum-fino, str.,18 cm, ST-Scissor, Metzenbaum-fino, str.,20 cm, ST-Scissor, Metzenbaum-fino, str.,23 cm, ST-Scissor, Metzenbaum-fino, cvd.,14 cm, ST-Scissor, Metzenbaum-fino, cvd.,18 cm, ST-Scissor, Metzenbaum-fino, cvd.,20 cm, ST-Scissor, Metzenbaum-fino, cvd.,23 cm, ST-Scissor, Metzenbaum-fino, cvd.,26 cm, ST-Scissor, Metzenb.-fino, cvd.,28,5 cm, ST-Scissor, Metzenbaum, S-shape, 18 cm, ST-Scissor, Metzenbaum, S-shape, 20 cm, ST-Scissor, Metzenbaum, S-shape, 23 cm, ST-Scissor, Joseph, sh/sh, str., 15 cm, ST-Scissor, Joseph, sh/sh, cvd., 15 cm, ST-Scissor, Kelly, sh/sh, str., 16 cm, ST-Scissor, Kelly, sh/sh, cvd., 16 cm, ST-Scissor, Toennis-Adson, cvd., 18 cm, ST-Scissor, Reynolds-Jameson, cvd.,12 cm, ST-Scissor, Reynolds-Jameson, cvd.,16 cm, ST-Scissor, Reynolds-Jameson, cvd.,18 cm, ST-Scissor, Stevens, cvd., 13 cm, ST-Scissor, Gorney, cvd., 17 cm, ST-Scissor, Gorney, cvd., 19 cm, ST-Scissor, Gorney-Freeman, cvd., 17 cm, ST-Scissor, Gorney-Freeman, angl., 17cm, ST-Scissor, Kaye, cvd., 17 cm, ST-Scissor, Kaye, cvd., 23 cm, ST-Scissor, Fox, w. teeth, str., 13 cm, ST-Scissor, Fox, w. teeth, cvd., 13 cm, ST-Scissor, Heymann, angl., 18 cm, ST-Scissor, Aufricht, bl/bl, cvd., 14 cm, ST-Scissor, Fomon, bl/bl, cvd., 12,5 cm, ST-Scissor, Fomon, angl., 13 cm, ST-Scissor, Cottle, angl., 16 cm, ST-Scissor, Dean, angl., 17 cm, Aquila-Scissor, Iris, sh/sh, str,11,5cm, Aquila-Scissor, Iris, sh/sh, cvd,11,5cm, Aquila-Scissor, Diss., Mayo, str.,14 cm, Aquila-Scissor, Diss., Mayo, str.,17 cm, Aquila-Scissor, Diss., Mayo, cvd.,14 cm, Aquila-Scissor, Diss., Mayo, cvd.,17 cm, Aquila-Scissor, Diss., Lexer, str.,16cm, Aquila-Scissor, Diss., Lexer, cvd.,16cm, Aquila-Scissor, Mayo-Stille, cvd.,15 cm, Aquila-Scissor, Mayo-Stille, cvd.,17 cm, Aquila-Scissor, Metzenbaum, str., 20 cm, Aquila-Scissor, Metzenbaum, str., 23 cm, Aquila-Scissor, Metzenb., S-shape, 18cm, Aquila-Scissor, Metzenb., S-shape, 20cm, Aquila-Scissor, Metzenb., S-shape, 23cm, Aquila-Scissor, Diss., Kelly, str.,16cm, Aquila-Scissor, Diss., Kelly, cvd.,16cm, Aquila-Scissor, Toennis-Adson, cvd,18cm, Aquila-Scissor, Cottle, angl., 16 cm, Aquila-Scissor, Fomon, angl., 13 cm, TC-Scissor, Kaye, Diss., cvd. 17 cm, TC-Scissor, Kaye, Diss., cvd. 19 cm, TC-Scissor, Kaye, Diss., cvd. 23 cm, TC-SCISS., GREGORY, CVD., SERR., 14.5 CM, TC-SCISSORS, KAYE, CVD., SERR., 15 CM, TC-SCISSORS, KAYE, CVD., SERR., 18 CM, TC-SCISS., STELLA-S, CVD., SERR., 18 CM, TC-SCISS., GORNEY, CVD., SERR., 17.5 CM, TC-SCISS., FREEM.-K., CVD., SERR., 18 CM, TC-SCISS., FREEMAN, CVD., SERR., 23 CM, BIOPSY FORCEPS, FAURE, 21 CM, BIOPSY FORCEPS, SCHUMACHER, COMPL., TIP, ONLY, F. BIOPSY FORCEPS 32-865-00, BONE PUNCH, CITELLI, 3 MM, BONE PUNCH, BEYER, 2 MM, BONE PUNCH, BEYER, 1 MM, SEPTUM SCISSORS, CAPLAN, SERR., 20 CM, SPHENOIDAL PUNCH, HAJEK, UPW., 4X4 MM, SPHENOIDAL PUNCH, HAJEK, DOWNW., 4X4 MM, SPHENOIDAL PUNCH, UPW., 3.5X3.5 MM, SPHENOIDAL PUNCH, DOWN, 3.5X3.5 MM, SPHENOIDAL PUNCH, UPW., 3X3 MM, 18 CM, SPHENOIDAL PUNCH, DOWN, 3X3 MM, 18 CM, SPHENOIDAL PUNCH, UPW., 5X5 MM, 18 CM, SPHENOIDAL PUNCH, DOWN, 5X5 MM, 18 CM, SPHENOIDAL PUNCH, OBLIQ. UP, 3 MM, 18 CM, SPHENOIDAL PUNCH, OBLIQ. UP, 5 MM, 18 CM, ANTRUM PUNCH, UPWARDS, 3X3 MM, 9 CM, ANTRUM PUNCH, UPWARDS, 4X4 MM, 9 CM, ANTRUM PUNCH, UPWARDS, 5X5 MM, 9 CM, ANTRUM PUNCH, UPWARDS, 6X6 MM, 9 CM, Osteotome, Gubisch-Fanous, str., 19,5 cm, Osteotome, Fanous, str., 4 mm, 19,5 cm, Osteotome, Fanous, str., ri., 4mm,19,5cm, Osteotome, Fanous, str., le., 4mm,19,5cm, Osteotome, Walter, str., 2 mm, 19 cm, Osteotome, Cottle, str., 10 mm, 20 cm, UNIV. HANDLE F. LARYNG. FORCEPS, HUBER, EXTENSION TUBE, STR., 22 CM, TIP F. LARYN. FCPS., FRAENKEL, OVAL, TIP F. FCPS., BRUENINGS, NO. 2, Ø 3 MM, TIP F. FCPS., BRUENINGS, NO. 3, Ø 4 MM, TIP F. FCPS., BRUENINGS, NO. 2, OVAL, TIP F. FCPS., BRUENINGS, NO. 3, OVAL, TIP F. LARYN. FCPS., LANGE, OVAL, TIP F. LARYN. FCPS., KRAUSE, NO. 1, OVAL, TIP F. LARYN. FCPS., KRAUSE, NO. 2, OVAL, TIP F. LARYN. FCPS., KRAUSE, HIGH ARCH, SIDE NIPPERS WITH TC TIPS, TC-DISTAL-CUTTER WITH WIRE CATCHER, TC-WIRE-CUTTER, 11,5 CM, TC-WIRE-CUTTER, 13 CM, TC-DISSECTING SCISSORS, STR., 26 CM, TC-DISSECTING SCISSORS, STR., 28.5 CM, TC-DISSECTING SCISSORS, STR., 31 CM, TC-Dissecting Scissors, cvd., 18 cm, TC-DISSECTING SCISSORS, CVD., 20.5 CM, TC-DISSECTING SCISSORS, CVD., 23 CM, TC-DISSECTING SCISSORS, CVD., 26 CM, TC-DISSECTING SCISSORS, CVD., 28.5 CM, TC-DISSECTING SCISSORS, CVD., 30 CM, TC-SCISSORS, METZENBAUM-THOREK, 20 CM, TC-SCISSORS, METZENBAUM-THOREK, 23 CM, TC-SCISSORS, METZENBAUM-THOREK, 28 CM, TC-SCISS., JOSEPH, SH/SH, STR., 14.5 CM, TC-SCISS., JOSEPH, SH/SH, CVD., 14.5 CM, TC-Scissor, Diss., Lexer, str., 10 cm, TC-SCISSORS, LEXER, FINE, STR., 16 CM, TC-SCISSORS, LEXER, FINE, STR., 21 CM, TC-Scissor, Diss., Lexer, cvd., 10 cm, TC-SCISSORS, LEXER, FINE, CVD., 16 CM, TC-SCISSORS, LEXER, FINE, CVD., 21 CM, TC-SCISSORS, MAYO-LEXER, CVD., 16 CM, TC-DISS. SCISSORS, FINE, STR., 14.5 CM, TC-DISS. SCISSORS, FINE, CVD., 14.5 CM, TC-DISS. SCISSORS, SH/SH, STR., 14.5 CM, TC-DISS. SCISSORS, SH/SH, CVD., 14.5 CM, TC-DISS. SCISSORS, FINE, STR., 18 CM, TC-DISS. SCISSORS, FINE, CVD., 18 CM, TC-DISS. SCISSORS, FINE, CVD., 20.5 CM, TC-DISS. SCISSORS, FINE, CVD., 26 CM, TC-DISS. SCISSORS, FINE, CVD., 28.5 CM, TC-DISS. SCISSORS, SH/SH, STR., 18 CM, TC-DISS. SCISSORS, SH/SH, STR., 20 CM, TC-Diss. scissors, sh/sh, str., 23 cm, TC-DISS. SCISSORS, LAHEY, CVD., 14.5 CM, TC-DISS. SCISS., TOENNIS, CVD., 17.5 CM, TC-DISS. SCISSORS, FINE, CVD., 23 CM, TC-DISS. SCISSORS, FINE, S-SHAPE, 18 CM, TC-DISS. SCISSORS, FINE, S-SHA., 20.5 CM, TC-DISS. SCISSORS, FINE, S-SHAPE, 23 CM, TC-Scissor, Siegert, str., 11,5 cm, TC-Scissor, Siegert, cvd., 11,5 cm, TC-Scissor, Gorney-Freeman, cvd., 17 cm, TC-Scissor, Gorney-Freeman, cvd., 19 cm, TC-Scissor, Gorney-Freeman, cvd., 23 cm, TC-FACE-LIFT SCISS., STR., SERR., 20 CM, TC-FACE-LIFT SCISS., STR., SERR., 23 CM, TC-Scissor, Gorney, cvd., 20 cm, TC-Scissor, Gorney, cvd., 23 cm, TC-FACE-LIFT SCISS., CVD., SERR., 17 CM, TC-Scissor, Gorney-Freeman, angl., 19cm, AQUILA UTERINE SCISS., SIMS, CVD., 20 CM, AQUILA UTERINE SCISS., SIMS, CVD., 23 CM, TC-UTERINE SCISSORS, SIMS, STR., 23 CM, TC-UTERINE SCISSORS, SIMS, CVD., 23 CM, TC-PARAMETRIUM SCISSORS, ST. CVD., 22 CM, TC-PARAMETRIUM SCISSORS, CVD., 23 CM, TC-LIGATURE SCISSORS, SH/SH, STR., 13 CM, TC-LIGATURE SCISSORS, SH/SH, CVD., 13 CM, TC-IRIS SCISSORS, SH/SH, STR., 11.5 CM, TC-IRIS SCISSORS, SH/SH, CVD., 11.5 CM, TC-SCISSORS, SH/SH, ANGLED, 11 CM, AQUILA PARAMETR.-SCISS., ST. CVD., 22 CM, AQUILA PARAMETR.-SCISS., CVD., 23 CM, TC-SCISSORS, RAGNELL, CVD., 12.5 CM, TC-Scissor, Diss., Kilner-Rag., cvd,15cm, TC-Scissor, Diss., Kilner-Rag., cvd,18cm, TC-SCISSORS, KELLY, SH/SH, STR., 16 CM, TC-SCISSORS, KELLY, SH/SH, CVD., 16 CM, TC-SCISSORS, DEAN, SH/SH, CVD., 17.5 CM, TC-UNIVERSAL WIRE SCISS., ANG., 12.5 CM, TC MARTIN WIRE SCISSORS, TC-SCISSORS, LOCKLIN, CVD., 16 CM, TC-SCISSORS, LOCKLIN, CVD., SERR., 16 CM, TREPHINE, NO. 5, Ø 10 MM, CUTTING PLIERS, MARTIN-DIAMANT, 16 CM, TC-SIDE NIPPER, 13 CM, TC-SIDE NIPPER, W. TRANSM., 17.5 CM, TC-SIDE NIPPER, W. TRANSM., 23 CM, TC-SIDE NIPPER, PEAR-LOCK, 23CM, TC-CUTTING PLIERS, W. TRANSM., 15 CM, TC-SIDE NIPPER, F. BONE PLATES, 38 CM, Osteotome, Mini-Lexer, si., 4 mm, 18 cm, Osteotome, Mini-Lexer, si., 6 mm, 18 cm, Osteotome, Mini-Lexer, si., 8 mm, 18 cm, Osteotome, Mini-Lexer, si., 10 mm, 18 cm, Osteotome, Mini-Lexer, si., 12 mm, 18 cm, Gouge, Mini-Lexer, si., 4 mm, 18 cm, Gouge, Mini-Lexer, si., 6 mm, 18 cm, Gouge, Mini-Lexer, si., 8 mm, 18 cm, Gouge, Mini-Lexer, si., 10 mm, 18 cm, Gouge, Mini-Lexer, si., 12 mm, 18 cm, Osteotome, Lexer, si., 5 mm, 22 cm, Osteotome, Lexer, si., 7 mm, 22 cm, Osteotome, Lexer, si., 10 mm, 22 cm, Osteotome, Lexer, si., 15 mm, 22 cm, Osteotome, Lexer, si., 20 mm, 22 cm, Osteotome, Lexer, si., 25 mm, 22 cm, Osteotome, Lexer, si., 30 mm, 22 cm, Gouge, Lexer, si., 5 mm, 22 cm, Gouge, Lexer, si., 7 mm, 22 cm, Gouge, Lexer, si., 10 mm, 22 cm, SC-Scissor, fine, sh/sh, str., 11 cm, SC-Scissor, fine, sh/sh, cvd., 11 cm, SC-Scissor, Jabaley, sh/sh, str., 13 cm, SC-Scissor, Jabaley, sh/sh, cvd., 13 cm, SC Scissors, chir., sh/bl, str., 14.5 cm, SC Scissors, chir., sh/bl, cvd., 14.5 cm, SC Scissors, Mayo, str., 14,5 cm, SC Scissors, Mayo, str., 17 cm, SC Scissors, Mayo, str., 23,5 cm, SC Scissors, Mayo, cvd., 14,5 cm, SC Scissors, Mayo, cvd., 17 cm, SC Scissors, Mayo, cvd., 23,5 cm, SC Scissors, Mayo-Stille, str., 15 cm, SC Scissors, Mayo-Stille, str., 17 cm, SC Scissors, Mayo-Stille, cvd., 15 cm, SC Scissors, Mayo-Stille, cvd., 17 cm, SC Scissors, Kelly, str., 16 cm, SC Scissors, Kelly, cvd., 16 cm, SC-Dissect.Scissors,Metzenb.str. 11,5 cm, SC-Dissect.Scissors,Metzenb.str. 14,5 cm, SC-Dissect.Scissors,Metzenb.cvd. 11,5 cm, SC-Dissect.Scissors,Metzenb.cvd. 14,5 cm, SC-Dissect.Scissors,Metzenb.str. 18 cm, SC-Dissect.Scissors,Metzenb.str. 20,5 cm, SC-Dissect.Scissors,Metzenb.str. 23 cm, SC-Dissect.Scissors,Metzenb.str. 26 cm, SC-Dissect.Scissors,Metzenb.str. 28,5 cm, SC-Dissect.Scissors,Metzenb.str. 31 cm, SC-Dissect.Scissors,Metzenb.cvd. 18 cm, SC-Dissect.Scissors,Metzenb.cvd. 20,5 cm, SC-Dissect.Scissors,Metzenb.cvd. 23 cm, SC-Dissect.Scissors,Metzenb.cvd. 26 cm, SC-Dissect.Scissors,Metzenb.cvd. 28,5 cm, SC-Dissect.Scissors,Metzenb.cvd. 31 cm, SC-Diss.Scissors,Lexer-Baby, str., 10 cm, SC-Dissect.Scissors, Lexer, str., 16 cm, SC-Diss.Scissors,Lexer-Baby, cvd., 10 cm, SC-Dissect.Scissors, Lexer, cvd., 16 cm, SC-Diss.Scissors, Metz.fine,cvd,14,5 cm, SC-Diss.Scissors, Metz.fine,cvd, 18cm, SC-Diss.Scissors, Metz.fine,cvd, 20,5cm, SC-Diss.Scissors, Metz.fine,cvd, 23cm, SC-Scissors, Joseph, sh/sh, str., 14,5cm, SC-Scissors, Joseph, sh/sh, cvc., 14,5cm, SC-Dissect.Scissors, Kilner, cvd., 12 cm, SC-Dissect.Scissors, Kilner, cvd., 15 cm, SC-Scissor, Diss., Kilner, cvd., 18 cm, SC-Scissors, Reynolds, cvd., 15,5 cm, SC-Scissors, Reynolds, cvd., 18 cm, SC-Scissor, Iris, sh/sh, str., 10,5 cm, SC-Iris Scissors, sh/sh, str., 11,5 cm, SC-Scissor, Iris, sh/sh, str., 11,5cm, SC-Scissor, Iris, sh/sh, cvd., 10,5 cm, SC-Iris Scissors, sh/sh, cvd., 11,5 cm, SC-Scissors, Stevens, sh/sh, str.,10,5cm, SC-Scissors, Stevens, sh/sh, cvd.,10,5cm, SC-Scissors, Stevens, bl/bl, str.,10,5cm, SC-Scissors, Stevens, bl/bl, cvd.,10,5cm, Scissor, Stevens, bl/bl, str., 10 cm, Scissor, Stevens, bl/bl, cvd, 10 cm, INTESTINAL SCISSORS, W. HOOK, 21.5 CM, INTESTINAL SCISSORS, BUTTON END, 21.5 CM, RECTAL SCISSORS, HEAVY CVD., 32,5 CM, LIGAT. SCISSORS, NORTHBENT, CVD., 13 CM, Scissor, Faden, O'Brien, angl., 9 cm, LIGATURE SCISSORS, SPENCER, STR., 9 CM, Scissor, Faden, Spencer, str., 10,5 cm, LIGATURE SCISSORS, SPENCER, STR., 13 CM, LIGATURE SCISSORS, BUCK, STR., 14.5 CM, LIGATURE SCISSORS, BUCK, STR., 18 CM, LIGATURE SCISSORS, LITTAUER, STR., 14 CM, LIGATURE SCISSORS, EISELSBERG, 12 CM, WIRE SCISSORS, UNIVERSAL, ANGLED, 12 CM, WIRE SCISS., BEEBEE, SH/SH, STR., 10 CM, WIRE SCISS., BEEBEE, SH/SH, CVD., 10 CM, WIRE SCISSORS, SH/SH, STR., SERR., 12 CM, WIRE SCISSORS, SH/SH, CVD., SERR., 12 CM, Scissors, dissecting, Aquila,cvd.,11,5cm, AQUILA DISSECTING SCISSORS, CVD., 18 CM, AQUILA DISSECT. SCISSORS, CVD., 20.5 CM, AQUILA DISSECTING-SCISSORS, CVD., 23 CM, AQUILA DISSECTING-SCISSORS, CVD., 25 CM, AQUILA DISSECTING-SCISSORS, CVD., 30 CM, AQUILA SCISSORS, CVD., FINE, 14.5 CM, AQUILA SCISSORS, CVD., FINE, 18 CM, AQUILA SCISS., CVD., EXTRA FINE, 17.5 CM, AQUILA SCISSORS, MAYO-LEXER, CVD., 16 CM, TC-SCISSORS, BL/BL, STR., 14.5 CM, TC-SCISSORS, BL/BL, CVD., 14.5 CM, TC-SCISSORS, SH/BL, STR., 14.5 CM, TC-SCISSORS, SH/BL, CVD., 14.5 CM, TC-SCISSORS, SH/SH, STR., 14.5 CM, TC-SCISSORS, SH/SH, CVD., 14.5 CM, TC-SCISSORS, MAYO, STR., 14.5 CM, TC-SCISSORS, MAYO, STR., 17 CM, TC-SCISSORS, MAYO, STR., 23 CM, TC-SCISSORS, MAYO, CVD., 14.5 CM, TC-SCISSORS, MAYO, CVD., 17 CM, TC-SCISSORS, MAYO, CVD., 23 CM, TC-Ligature sciss., cvd., serr., 18 cm, TC-Ligature sciss., cvd., serr., 20,5 cm, TC-Ligature sciss., cvd., serr., 25 cm, TC-Ligature sciss., cvd., serr., 30 cm, TC-Ligature sciss., cvd., serr., 14,5 cm, TC-Ligature sciss., cvd., serr., 17 cm, TC-Ligature sciss., cvd., serr., 23 cm, TCC-Blackline-Scissor, Diss., str., 14cm, TCC-Blackline-Scissor, Diss., str., 18cm, TCC-Blackline-Scissor, Diss., str., 20cm, Sciss., diss., TCC Blackline,cvd.,11,5cm, TCC BLACKLINE DISS. SCISS., CVD., 18 CM, TCC BLACKLINE DISS. SCISS., CVD., 20.5CM, TCC BLACKLINE DISS. SCISS., CVD., 23 CM, TCC BLACKLINE DISS. SCISS., CVD., 25 CM, TCC BLACKLINE DISS. SCISS., CVD., 30 CM, TCC BLACKLINE DISS. SCISS., CVD., 14.5CM, TCC-BLACKLINE SCISS., FINE, CVD., 17 CM, TCC-BLACKLINE DISS. SCISS., CVD., 16 CM, TCC-BLACKLINE UTERINE SCISS., CVD., 20CM, TCC-BLACKLINE UTERINE SCISS., CVD., 23CM, TC-SCISSORS, MAYO-STILLE, STR., 14.5 CM, TC-SCISSORS, MAYO-STILLE, STR., 17 CM, TC-SCISSORS, MAYO-STILLE, CVD., 14.5 CM, TC-SCISSORS, MAYO-STILLE, CVD., 17 CM, TC-Scissor, Diss., Knapp, str., 12,5 cm, TC-Scissor, Diss., Knapp, cvd., 12,5 cm, TC-DISSECTING SCISSORS, STR., 11.5 CM, TC-DISSECTING SCISSORS, CVD., 11.5 CM, TC-DISSECTING SCISSORS, STR., 14.5 CM, TC-DISSECTING SCISSORS, CVD., 14.5 CM, TC-DISSECTING SCISSORS, STR., 18 CM, TC-DISSECTING SCISSORS, STR., 20.5 CM, TC-DISSECTING SCISSORS, STR., 23 CM, Capsule scissors, Resano, ang., 24.5 cm, Scissors, Systrunk, str., 13 cm, Modeling knife handle, Nagata, small, Modeling knife handle, Nagata, big, Modeling knife blade, Nagata, 3,0 mm, Modeling knife blade, Nagata, 4,5 mm, Modeling knife blade, Nagata, 6,0 mm, DERMATOME, HUMBY, COMPLETE, 32 CM, DERMATOME, SCHINK, COMPLETE, 30 CM, SKINSTRAIGHTENING PLATE F. 10-880-00, DERMATOME, SILVER, 19.5 CM, OPERATING SCISSORS, BL/BL, STR., 12 CM, OPERATING SCISSORS, BL/BL, STR., 13 CM, OPERATING SCISSORS, BL/BL, STR., 14.5 CM, OPERATING SCISSORS, BL/BL, STR., 15.5 CM, OPERATING SCISSORS, BL/BL, STR., 16.5 CM, OPERATING SCISSORS, BL/BL, STR., 18.5 CM, OPERATING SCISSORS, BL/BL, STR., 20.5 CM, OPERATING SCISSORS, SH/BL, STR., 12 CM, OPERATING SCISSORS, SH/BL, STR., 13 CM, OPERATING SCISSORS, SH/BL, STR., 14.5 CM, OPERATING SCISSORS, SH/BL, STR., 16.5 CM, OPERATING SCISSORS, SH/BL, STR., 17,5CM, OPERATING SCISSORS, SH/BL, STR., 18.5 CM, OPERATING SCISSORS, SH/BL, STR., 20.5 CM, OPERATING SCISSORS, SH/SH, STR., 12 CM, OPERATING SCISSORS, SH/SH, STR., 13 CM, OPERATING SCISSORS, SH/SH, STR., 14.5 CM, OPERATING SCISSORS, SH/SH, STR., 16.5 CM, OPERATING SCISSORS, BL/BL, CVD., 12 CM, OPERATING SCISSORS, BL/BL, CVD., 13 CM, OPERATING SCISSORS, BL/BL, CVD., 14.5 CM, OPERATING SCISSORS, BL/BL, CVD., 15.5 CM, OPERATING SCISSORS, BL/BL, CVD., 16.5 CM, OPERATING SCISSORS, BL/BL, CVD., 18.5 CM, OPERATING SCISSORS, BL/BL, CVD., 20.5 CM, OPERATING SCISSORS, SH/BL, CVD., 12 CM, OPERATING SCISSORS, SH/BL, CVD., 13 CM, OPERATING SCISSORS, SH/BL, CVD., 14.5 CM, OPERATING SCISSORS, SH/BL, CVD., 15.5 CM, OPERATING SCISSORS, SH/BL, CVD., 16.5 CM, OPERATING SCISSORS, SH/BL, CVD., 17.5 CM, OPERATING SCISSORS, SH/BL, CVD., 18.5 CM, OPERATING SCISSORS, SH/BL, CVD., 20.5 CM, OPERATING SCISSORS, SH/SH, CVD., 12 CM, OPERATING SCISSORS, SH/SH, CVD., 13 CM, OPERATING SCISSORS, SH/SH, CVD., 14.5 CM, OPERATING SCISSORS, SH/SH, CVD., 15,5 CM, OPERATING SCISSORS, SH/SH, CVD., 16.5 CM, Scissor, fine, sh/sh, str., 11 cm, Scissor, fine, sh/sh, cvd., 11 cm, Scissor, Knapp, bl/bl, str., 12 cm, Scissor, Knapp, bl/bl, cvd., 12 cm, SCISSORS, DELICATE, BL/BL, STR., 13 CM, SCISSORS, DELICATE, BL/BL, STR., 14.5 CM, SCISSORS, DELICATE, SH/BL, STR., 14.5 CM, SCISSORS, DELICATE, SH/SH, STR., 13 CM, SCISSORS, DELICATE, SH/SH, STR., 14.5 CM, SCISSORS, DELICATE, BL/BL, CVD., 14.5 CM, SCISSORS, DELICATE, SH/BL, CVD., 13 CM, SCISSORS, DELICATE, SH/BL, CVD., 14.5 CM, SCISSORS, DELICATE, SH/SH, CVD., 13 CM, SCISSORS, DELICATE, SH/SH, CVD., 14.5 CM, INCISION SCISSORS, STR., 14.5 CM, Scissors, Deaver, pd/bl, str., 14.5 cm, Scissors, Deaver, pd/bl, cvd., 14.5 cm, SCISSORS, MAYO, STR., 14.5 CM, SCISSORS, MAYO, STR., 15 CM, SCISSORS, MAYO, STR., 17 CM, SCISSORS, MAYO, STR., 23.5 CM, SCISSORS, MAYO, CVD., 14.5 CM, SCISSORS, MAYO, CVD., 17 CM, SCISSORS, MAYO, CVD., 23.5 CM, SCISSORS, MAYO-HARRINGTON, STR., 23 CM, SCISSORS, MAYO-HARRINGTON, CVD., 23 CM, SCISSORS, MAYO-HARRINGTON, CVD., 28 CM, SCISSORS, MAYO-STILLE, STR., 15 CM, SCISSORS, MAYO-STILLE, STR., 17 CM, SCISSORS, MAYO-STILLE, CVD., 15 CM, SCISSORS, MAYO-STILLE, CVD., 17 CM, SCISSORS, MAYO-STILLE, STR., 16 CM, SCISSORS, MAYO-STILLE, STR., 19.5 CM, SCISSORS, MAYO-STILLE, STR., 21.5 CM, SCISSORS, MAYO-STILLE, CVD., 16 CM, SCISSORS, MAYO-STILLE, CVD., 19.5 CM, SCISSORS, MAYO-STILLE, CVD., 21.5 CM, SCISSORS, MAYO-NOBLE, STR., 16.5 CM, SCISSORS, MAYO-NOBLE, CVD., 16.5 CM, SCISSORS, SIMS, BL/BL, STR., 20 CM, SCISSORS, SIMS, BL/BL, STR., 23 CM, SCISSORS, SIMS, BL/BL, CVD., 20 CM, SCISSORS, SIMS, BL/BL, CVD., 23 CM, SCISSORS, KELLY, STR., 16 CM, SCISSORS, KELLY, CVD., 16 CM, SCISSORS, DOYEN, BL/BL, STR., 18.5 CM, SCISSORS, DOYEN, BL/BL, CVD., 18.5 CM, SCISSORS, SIMS-SIEBOLD, STR., 24.5 CM, SCISSORS, SIMS-SIEBOLD, CVD., 24.5 CM, UTERINE SCISSORS, CVD., 20 CM, UTERINE SCISSORS, CVD., 23 CM, DISSECT. SCISSORS, FINE, CVD., 12CM, DISSECT. SCISSORS, BL/BL, STR., 11.5 CM, DISSECT. SCISSORS, BL/BL, CVD., 11.5 CM, DISSECT. SCISSORS, BL/BL, STR., 14.5 CM, DISSECT. SCISSORS, SH/BL, STR., 14.5 CM, DISSECT. SCISSORS, SH/SH, STR., 14.5 CM, DISSECT. SCISSORS, BL/BL, CVD., 14.5 CM, DISSECT. SCISSORS, SH/BL, CVD., 14.5 CM, DISSECT. SCISSORS, SH/SH, CVD., 14.5 CM, DISSECT. SCISSORS, BL/BL, STR., 15.5 CM, DISSECT. SCISSORS, BL/BL, CVD., 15.5 CM, Scissors, diss.,Metzenb.,bl/bl,str.,18cm, Scissors,diss.,Metzenb.,bl/bl,str,20,5cm, Scissors, diss.,Metzenb.,bl/bl,str.,23cm, Scissors, diss.,Metzenb.,bl/bl,str.,26cm, Scissors,diss.,Metzenb.,bl/bl,str,28,5cm, Scissors, diss.,Metzenb.,bl/bl,str.,31cm, DISSECTING SCISSORS, SH/SH, STR., 18 CM, DISSECTING SCISSORS, STR., 20.5 CM, DISSECTING SCISSORS, CVD., 18 CM, DISSECTING SCISSORS, CVD., 20.5 CM, DISSECTING SCISSORS, CVD., 23 CM, DISSECTING SCISSORS, CVD., 26 CM, DISSECTING SCISSORS, CVD., 28.5 CM, DISSECTING SCISSORS, CVD., 31 CM, DISSECT. SCISSORS, SERR., STR., 14.5 CM, DISSECT. SCISSORS, SERR., CVD., 14.5 CM, DISSECT. SCISSORS, SH/SH, STR., 15.5 CM, DISSECT. SCISSORS, SH/SH, CVD., 15.5 CM, Scissors, dissecting, Kübler 15 cm, SCISSORS, KAYE, CVD., SERR., 18.5 CM, SCISSORS, GORNEY, STR., SERR., 12.5 CM, SCISSORS, GORNEY, STR., SERR., 19.5 CM, SCISSORS, GORNEY, CVD., SERR., 19.5 CM, FACE-LIFT SCISSORS, ASTON, STR., 17 CM, DISSECTING SCISSORS, LEXER, STR., 16 CM, DISSECTING SCISSORS, LEXER, CVD., 16 CM, TC-Dissect scissors, Hohenfellner, 18 cm, TC-Dissect scissors, Hohenfellner, 21 cm, TC-Dissect scissors, Hohenfellner, 24 cm, TC-Dissect scissors, DeBakey, 17,5 cm, TC-Dissect scissors, DeBakey, 20 cm, NASAL SCISSORS, CINELLI, 11.5 CM, NASAL SCISSORS, FOMON, CVD., 14 CM, DISSECT. SCISSORS, THOREK, CVD., 18.5 CM, DISS. SCISSORS, LEXER-BABY, STR., 10 CM, DISS. SCISSORS, LEXER-BABY, CVD., 10 CM, SCISSORS, LEXER, FINE, STR., 16.5 CM, SCISSORS, LEXER, FINE, CVD., 16.5 CM, DISSECT. SCISSORS, FINE, STR., 14.5 CM, DISSECT. SCISSORS, FINE, CVD., 14.5 CM, SCISSORS, FINE, SH/SH, STR., 14.5 CM, SCISSORS, FINE, SH/SH, CVD., 14.5 CM, Scissor, Diss., fine, sh/sh, cvd., 18cm, Scissor, Diss., fine, sh/sh, cvd., 20cm, DISSECTING SCISSORS, FINE, STR., 18 CM, DISSECTING SCISSORS, FINE, STR., 20.5 CM, DISSECT. SCISSORS, FINE, STR., 23 CM, DISSECT. SCISSORS, FINE, CVD., 18 CM, DISSECT. SCISSORS, FINE, CVD., 20.5 CM, DISSECT. SCISSORS, FINE, CVD., 23 CM, DISSECT. SCISSORS, FINE, S-SHAPE, 18 CM, DISS. SCISSORS, FINE, S-SHAPE, 20.5 CM, DISSECT. SCISSORS, FINE, S-SHAPE, 23 CM, CLEFT PALATE SCISSORS, CVD., 12.5 CM, CLEFT PALATE SCISSORS, CVD., 18 CM, SCISSORS, SANVENERO, SH/SH, STR., 14 CM, SCISSORS, SANVENERO, SH/SH, CVD., 14 CM, DISSECT. SCISSORS, FINE, STR., 11 CM, DISSECT. SCISSORS, FINE, CVD., 11 CM, SCISSORS, JOSEPH, SH/SH, STR., 14.5 CM, SCISSORS, JOSEPH, SH/SH, CVD., 14.5 CM, SCISSORS, PECK-JOSEPH, STR., SH, 14.5 CM, SCISSORS, PECK-JOSEPH, CVD., SH, 14.5 CM, SCISSORS, PECK-JOSEPH, STR., BL, 14.5 CM, SCISSORS, PECK-JOSEPH, CVD., BL, 14.5 CM, VEIN SCISSORS, SHEA, CVD., 12 CM, DISSECTING & GUM SCISSORS, 13 CM, DISSECTING SCISSORS, KILNER, CVD., 12 CM, DISSECTING SCISSORS, KILNER, CVD., 15 CM, Scissor, Diss., Kilner, bl/bl, cvd.,18cm, Scissor, Diss., Kilner, bl/bl, cvd.,20cm, DISSECTING SCISSORS, STR., 14.5 CM, DISSECTING SCISSORS, CVD., 14.5 CM, Scissor, Diss., Reynolds, str., 14 cm, SCISSORS, REYNOLDS, STR., 15.5 CM, Scissor, Diss., Reynolds, str., 18 cm, Scissor, Diss., Reynolds, cvd., 14 cm, SCISSORS, REYNOLDS, CVD., 15.5 CM, SCISSORS, REYNOLDS, CVD., 18 CM, SCISSORS, JAMESON, CVD., 15.5 CM, SCISSORS, JAMESON, CVD., SERR., 15.5 CM, VASC. SCISSORS, FINE, SH/SH, STR., 20 CM, VASC. SCISSORS, FINE, SH/SH, CVD., 20 CM, VASC. SCISSORS, SATINSKY, S-SHP, 25.5 CM, Scissors, Dietrich-Potts, 7mm,25°,18cm, Scissors, Dietrich-Potts, 7mm,45°,18cm, Scissors, Dietrich-Potts, 7mm,60°,18cm, Scissors, Dietrich-Potts, 7mm,90°,18cm, Scissors, Dietrich-Potts, 7mm,125°18cm, SC-Scissors,Dietrich-Potts,7mm,25°,18cm, SC-Scissors,Dietrich-Potts,7mm,45°,18cm, SC-Scissors,Dietrich-Potts,7mm,60°,18cm, SC-Scissors,Dietrich-Potts,7mm,90°,18cm, SC-Scissors,Dietrich-Potts,7mm,125°,18cm, Scissors,Dietrich-Hegemann,15mm,25°,18cm, Scissors,Dietrich-Hegemann,15mm,45°,18cm, Scissors,Dietrich-Hegemann,15mm,60°,18cm, Scissors,Dietrich-Hegemann,15mm,90°,18cm, Scissors,Dietr.-Hegemann,15mm,125°,18cm, Scissors,Dietrich-Hegemann,15mm,25°,14cm, Scissors,Dietrich-Hegemann,15mm,45°,14cm, Scissors,Dietrich-Hegemann,15mm,60°,14cm, Scissors,Dietrich-Hegemann,15mm,90°,14cm, Scissors,Dietr.-Hegemann,15mm,125°,14cm, TC-scissors, Potts-Smith, 18 cm, TC-scissors, Potts-Smith, 18,5 cm, VASCULAR SCISSORS, FAVALORO, 14.5 CM, VASCULAR SCISSORS, BUTTON, STR., 12 CM, SCISSORS, STRULLY, BL/BL, CVD., 22 CM, Scissors, Strully, pd/pd, cvd., 22 cm, Scissor, Schmieden-Taylor, 16.5 cm, SCISSORS, TOENNIS-ADSON, CVD., 17.5 CM, SCISSORS, OLIVECRONA, KNEE BENT, 13 CM, SCISSORS, DEAN, ANGLED UPW., 17.5 CM, SCISSORS, DEAN, SERR., ANG. UP., 17.5 CM, TONSIL SCISSORS, GOOD, CVD., 19.5 CM, TC-NASAL SCISSORS, FOMON, CVD., 14.5 CM, TC-NASAL SCISSORS, Cottle, CVD., 16 CM, NASAL SCISSORS, FOMON, KNEE BENT, 14 CM, Scissor, Faden, Littler, 12 cm, Scissor, Nose, Cottle-M., sh., cvd.,10cm, Scissor, Nose, Fomon, cvd., 12,5 cm, Scissor, Nose, Converse, str., 13,5 cm, NASAL SCISSORS, COTTLE, 15.5 CM, Scissor, Nose, Cottle, angl., 18 cm, Scissor, Nose, Heymann, angl., 20 cm, Scissor, Nose, Cottle-M., bl., cvd.,10cm, NASAL SCISSORS, HEYMANN, 18 CM, TC-Scissor, Nose, Giunta, cvd., 13,5 cm, Scissor, Nose, Aufricht, cvd., 14 cm, NASAL SCISSORS, HEYMANN, SERR., 18 CM, Scissor, Cart., McIndoe, str., 19 cm, SCISSORS, CONVERSE, BL/BL, 10.5 CM, SCISSORS, CONVERSE, SH/SH, 10.5 CM, EPISIOTOMY SCISSORS, WALDMANN, 18 CM, PERINEUM SCISS., BRAUN-STADLER, 14.5 CM, PERINEUM SCISS., BRAUN-STADLER, 22 CM, UMBILICAL SCISSORS, US TYPE, 10.5 CM, UMBILICAL SCISSORS, SCHUHMACHER, 15.5 CM, UMBILICAL SCISSORS, BUSCH, 16 CM, UMBILICAL SCISSORS, BUSCH, SERR., 16 CM, SCISSORS, GOLDM.-FOX, STR., SERR., 13 CM, SCISSORS, GOLDM.-FOX, CVD., SERR., 13 CM, SCISSORS, WAGNER, SH/SH, STR., 12 CM, SCISSORS, WAGNER, SH/SH, CVD., 12 CM, SCISSORS, DELICATE, BL/BL, STR., 12 CM, SCISSORS, DELICATE, SH/BL, STR., 12 CM, SCISSORS, DELICATE, SH/SH, STR., 12 CM, SCISSORS, DELICATE, BL/BL, CVD., 12 CM, SCISSORS, DELICATE, SH/BL, CVD., 12 CM, SCISSORS, DELICATE, SH/SH, CVD., 12 CM, GUM SCISSORS, S-SHAPE, 11.5 CM, SCISSORS, DELICATE, BL/BL, STR., 11.5 CM, SCISSORS, DELICATE, BL/BL, CVD., 11.5 CM, SCISSORS, LOCKLIN, ANGLED, SERR., 16 CM, SCISSORS, LOCKLIN, CVD., SERR., 16 CM | O.E.S DISTRIMED | 2023-08-14T00:00:00.000+02:00 | Gebruder Martin GmbH & Co. KG,KLS Martin Platz 1 78532 Tuttlingen Germany | 23-135-15-04, 23-135-20-04, 23-135-25-04, 23-135-30-04, 23-777-01-07, 23-777-02-07, 23-799-12-07, 23-801-14-07, 23-803-14-07, 23-805-14-07, 23-807-17-07, 23-815-16-07, 23-816-16-07, 23-819-18-07, 23-826-18-07, 23-828-18-07, 23-829-18-07, 23-832-19-07, 23-833-19-07, 23-835-15-07, 23-835-30-07, 23-836-00-07, 23-836-30-07, 23-836-90-07, 23-837-15-07, 23-846-17-07, 23-847-17-07, 23-853-15-07, 23-864-15-07, 23-865-15-07, 23-876-15-07, 23-877-15-07, 23-879-18-07, 23-881-18-07, 23-883-17-07, 23-885-20-07, 23-887-18-07, 23-893-23-07, 23-895-22-07, 23-897-23-07, 23-899-02-07, 23-899-03-07, 23-899-04-07, 23-901-23-07, 23-905-24-07, 23-907-24-07, 23-909-24-07, 23-910-22-07, 23-911-22-07, 23-930-19-07, 23-934-14-07, 23-934-17-07, 23-934-19-07, 23-934-22-07, 23-935-14-07, 23-935-17-07, 23-935-19-07, 23-935-22-07, 23-939-17-07, 23-941-15-07, 23-944-15-07, 23-946-15-07, 23-950-18-07, 23-951-18-07, 23-952-27-07, 23-954-27-07, 23-955-23-07, 23-955-27-07, 23-957-27-07, 24-101-22-07, 24-107-22-07, 24-126-34-07, 24-131-26-07, 24-137-27-07, 24-147-28-07, 24-149-28-07, 28-400-11-07, 28-400-13-07, 28-401-11-07, 28-401-13-07, 28-402-10-07, 28-402-11-07, 28-403-09-07, 28-403-10-07, 28-403-11-07, 28-404-11-07, 28-404-12-07, 28-405-11-07, 28-405-12-07, 28-406-11-07, 28-407-11-07, 28-408-14-07, 28-408-17-07, 28-409-14-07, 28-409-17-07, 28-410-16-07, 28-411-16-07, 28-413-15-07, 28-413-16-07, 28-413-17-07, 28-415-11-07, 28-417-13-07, 28-417-15-07, 28-417-18-07, 28-418-14-07, 28-419-14-07, 28-420-14-07, 28-421-14-07, 28-422-14-07, 28-423-14-07, 28-423-18-07, 28-424-11-07, 28-424-14-07, 28-424-18-07, 28-424-20-07, 28-425-11-07, 28-425-14-07, 28-425-18-07, 28-425-20-07, 28-426-23-07, 28-426-26-07, 28-426-30-07, 28-427-23-07, 28-427-26-07, 28-427-30-07, 28-428-14-07, 28-428-18-07, 28-428-20-07, 28-428-23-07, 28-429-14-07, 28-429-18-07, 28-429-20-07, 28-429-23-07, 28-429-26-07, 28-429-28-07, 28-431-18-07, 28-431-20-07, 28-431-23-07, 28-432-15-07, 28-433-15-07, 28-434-16-07, 28-435-16-07, 28-437-18-07, 28-439-12-07, 28-439-16-07, 28-439-18-07, 28-441-13-07, 28-443-17-07, 28-443-19-07, 28-445-17-07, 28-447-23-07, 28-449-17-07, 28-449-23-07, 28-450-13-07, 28-451-13-07, 28-453-18-07, 28-455-14-07, 28-457-12-07, 28-459-13-07, 28-461-16-07, 28-463-17-07, 28-464-11-07, 28-465-11-07, 28-466-14-07, 28-466-17-07, 28-467-14-07, 28-467-17-07, 28-468-16-07, 28-469-16-07, 28-471-15-07, 28-471-17-07, 28-472-20-07, 28-472-23-07, 28-473-18-07, 28-473-20-07, 28-473-23-07, 28-474-16-07, 28-475-16-07, 28-477-18-07, 28-479-16-07, 28-481-13-07, 28-499-17-07, 28-499-19-07, 28-499-23-07, 28-501-14-07, 28-503-15-07, 28-503-18-07, 28-505-18-07, 28-521-18-07, 28-525-18-07, 28-529-23-07, 32-843-21-07, 32-865-00-07, 32-865-01-07, 36-461-17-07, 36-463-19-07, 36-466-14-07, 37-331-20-07, 37-340-13-07, 37-341-13-07, 37-342-12-07, 37-343-12-07, 37-356-17-07, 37-357-17-07, 37-360-17-07, 37-361-17-07, 37-362-03-07, 37-362-05-07, 37-389-00-07, 37-389-01-07, 37-389-02-07, 37-389-03-07, 37-627-04-07, 37-627-05-07, 37-627-06-07, 37-627-07-07, 37-627-08-07, 37-627-10-07, 39-581-01-07, 39-584-20-07, 39-608-01-07, 39-616-02-07, 39-616-03-07, 39-618-02-07, 39-618-03-07, 39-624-01-07, 39-628-01-07, 39-628-02-07, 39-632-01-07, 47-572-11-07, 47-580-01-07, 47-582-11-07, 47-582-13-07, 11-942-25-07, 11-942-28-07, 11-942-30-07, 11-943-18-07, 11-943-20-07, 11-943-23-07, 11-943-25-07, 11-943-28-07, 11-943-30-07, 11-945-20-07, 11-945-23-07, 11-945-28-07, 11-948-14-07, 11-949-14-07, 11-950-10-07, 11-950-16-07, 11-950-21-07, 11-951-10-07, 11-951-16-07, 11-951-21-07, 11-953-16-07, 11-954-14-07, 11-955-14-07, 11-956-14-07, 11-957-14-07, 11-960-18-07, 11-961-18-07, 11-961-20-07, 11-961-23-07, 11-961-25-07, 11-961-28-07, 11-962-18-07, 11-962-20-07, 11-962-23-07, 11-965-14-07, 11-965-17-07, 11-965-20-07, 11-965-23-07, 11-967-18-07, 11-967-20-07, 11-967-23-07, 11-968-11-07, 11-969-11-07, 11-969-17-07, 11-969-19-07, 11-969-23-07, 11-970-19-07, 11-970-23-07, 11-971-19-07, 11-971-23-07, 11-973-17-07, 11-974-23-07, 11-975-20- | Klasa I | Instrumenta kirurgjikale | Instrumenta shumeperdorimeshe
14673 | Patient Monitor Systems lntelliVue ECG Lead Sets/ M1532A , Patient Monitor Systems lntelliVue ECG Lead Sets / M1533A, Patient Monitor Systems lntelliVue ECG Lead Sets / M1602A, Patient Monitor Systems lntelliVue ECG Lead Sets / M1604A, Patient Monitor Systems lntelliVue ECG Lead Sets / M1626A, Patient Monitor Systems lntelliVue ECG Lead Sets / M1644A, Patient Monitor Systems lntelliVue ECG Lead Sets / M1645A, Patient Monitor Systems lntelliVue ECG Lead Sets / M1647A, Patient Monitor Systems lntelliVue ECG Lead Sets / M1673A, Patient Monitor Systems lntelliVue ECG Lead Sets / M1674A, Patient Monitor Systems lntelliVue ECG Lead Sets / M1675A, Patient Monitor Systems lntelliVue ECG Lead Sets / M1678A, Patient Monitor Systems lntelliVue ECG Lead Sets / M1682A, Patient Monitor Systems lntelliVue ECG Lead Sets / M1971A, Patient Monitor Systems lntelliVue ECG Lead Sets / M1973A, Patient Monitor Systems lntelliVue ECG Lead Sets / M1974A, Patient Monitor Systems lntelliVue ECG Lead Sets / M1976A, Patient Monitor Systems lntelliVue ECG Lead Sets / M1984A, Patient Monitor Systems lntelliVue ECG Lead Sets / M1624A, Patient Monitor Systems lntelliVue ECG Lead Sets / M1648A, Patient Monitor Systems lntelliVue ECG Lead Sets / M1671A, Patient Monitor Systems lntelliVue ECG Lead Sets / M1672A, Patient Monitor Systems lntelliVue ECG Lead Sets / M1680A, Patient Monitor Systems lntelliVue ECG Lead Sets / M1681A, Patient Monitor Systems lntelliVue ECG Lead Sets / M1968A, Patient Monitor Systems lntelliVue ECG Lead Sets / M1978A, Patient Monitor Systems lntelliVue ECG Lead Sets / M1979A, Patient Monitor Systems lntelliVue ECG Trunk cables / M1663A, Patient Monitor Systems lntelliVue ECG Trunk cables / M1665A, Patient Monitor Systems lntelliVue ECG Trunk cables / M1667A, Patient Monitor Systems lntelliVue ECG Trunk cables / M1668A, Patient Monitor Systems lntelliVue ECG Trunk cables / M1669A, Patient Monitor Systems lntelliVue ECG Trunk cables / M1949A, Patient Monitor Systems lntelliVue ECG Trunk cables / 989803170171, Patient Monitor Systems lntelliVue ECG Trunk cables / 989803170181 | Health & Light | 2023-08-24T00:00:00.000+02:00 | Philips Medizin Systeme Boblingen GmbH Hewlett-Packard-Strasse 2 71034 Bobl in gen, Germany | M1532A, M1533A, M1602A, M1604A, M1626A, M1644A, M1645A, M1647A, M1673A, M1674A, M1675A, M1678A, M1682A, M1971A, M1973A, M1974A, M1976A, M1984A, M1624A, M1648A, M1671A, M1672A, Ml680A, M1681A, M1968A, M1978A, M1979A, M1663A, M1665A, M1667A, M1668A, M1669A, M1949A, 989803170171, 989803170181 | Klasa I | lntelliVue Set elektordash EKG me 4 fije , 4 Lead Set Grabber AAMI, ICU, lntelliVue Set elektordash EKG me 4 fije, ECG Lead Sets, 4 Lead Set Grabber IEC, ICU, lntelliVue Set elektordash EKG me 5 fije, ECG Lead Sets, 5 Lead Snap Chest AAMI, ICU, lntelliVue Set elektordash EKG me 5 fije, ECG Lead Sets , 5 Lead Snap Chest IEC, ICU, lntelliVue Set elektordash EKG me 3 fije I pa skermuar, ECG Lead Sets , Unshielded 3 Lead Miniclip IEC 0.7m, lntelliVue Set elektordash EKG me 5 fije, ECG Lead Sets, 5 Leadset, Snap, AAMI, ICU, lntelliVue Set elektordash EKG me 5 fije, ECG Lead Sets, 5 Leadset, Snap, IEC, ICU, lntelliVue Set elektordash EKG me 5 fije, ECG Lead Sets, Unsh. 5-ld Miniclip AAMI 0.7/l.3rn, lntelliVue Set elektordash EKG me 3 fije, ECG Lead Sets, 3 Leadset, Snap, AAMI, ICU, lntelliVue Set elektordash EKG me 3 fije, ECG Lead Sets, 3 Leadset, Snap, IEC, ICU, lntelliVue Set elektordash EKG me 3 fije, ECG Lead Sets, 3 Leadset, Grabber, AAMI, OR, lntelliVue Set elektordash EKG me 3 fije, ECG Lead Sets, 3 Leadset, Grabber, IEC, OR, lntelliVue Set elektordash EKG me 6 fije, ECG Lead Sets, 6 Lead Set Snap, AAMI, ICU, lntelliVue Set elektordash EKG me 5 fije, ECG Lead Sets, 5 Leadset, Grabber, IEC, ICU, lntelliVue Set elektordash EKG me 5 fije, ECG Lead Sets, 5 Leadset, Grabber, AAMI, OR, lntelliVue Set elektordash EKG me 5 fije, ECG Lead Sets, 5 Leadset, Grabber, IEC, OR, lntelliVue Set elektordash EKG me 5 fije, ECG Lead Sets, 5 Leadset, Grabber,Chest, AAMI, ICU, lntelliVue Set elektordash EKG me 5 fije, ECG Lead Sets, 5 Leadset, Grabber, Chest, IEC, OR, lntelliVue Set elektordash EKG me 3 fije I pa skermuar, ECG Lead Sets, Unshielded 3 Ld Miniclip AAMT 0.7m, lntelliVue Set elektordash EKG miniklip I pa skermuar, ECG Lead Sets, Unsh. Sid Miniclip IEC 0.7/l.3m, lntelliVue Set elektordash EKG me 3 fije, ECG Lead Sets, 3 Leadset, Grabber, AAMI, ICU, lntelliVue Set elektordash EKG me 3 fije, ECG Lead Sets, 3 Leadset, Grabber, IEC, ICU, lntelliVue Set elektordash EKG me 6 fije, ECG Lead Sets, 6 Lead Set Grabber, AAMI, ICU, lntelliVue Set elektordash EKG me 6 fije, ECG Lead Sets, 6 Lead Set Grabber, IEC, ICU, lntelliVue Set elektordash EKG me 5 fije, ECG Lead Sets, 5 Leadset, Grabber, AAMI, ICU, lntelliVue Set elektordash EKG me 5 fije, ECG Lead Sets, 5 Leadset, Grabber, Chest, IEC, ICU, lntelliVue Set elektordash EKG me 5 fije, ECG Lead Sets, 5 Leadset, Grabber, Chest, AAMI, OR, lntelliVue Kablo EKG (Trungu) per set me 10 fije, ECG Trunk cables, 10 Lead ECG Trunk AAMI/IEC 2m, lntelliVue Kablo EKG (Trungu) per set me 6+4 fije, ECG Trunk cables, 6+4 Lead ECG Trunk AAMI/IEC 2.7m, lntelliVue Kablo EKG (Trungu) per set me 6 fije, ECG Trunk cables, 6 Lead ECG Trunk, AAMI/IEC 2.7m, lntelliVue Kablo EKG (Trungu) per set me 5 fije, ECG Trunk cables, 5 Lead ECG Trunk, AAMI/IEC 2.7m, lntelliVue Kablo EKG (Trungu) per set me 3 fije, ECG Trunk cables, 3 Lead ECG Trunk, AAMI/IEC 2.7m, lntelliVue Kablo EKG (Trungu) per set me 5+5 fije, ECG Trunk cables, 5+5 ECG Trunk Cable AAMl, lEC 2.7m, lntelliVue Kablo EKG (Trungu) per set me 3 fije per Salle operacioni, ECG Trunk cables, OR 3-Lead ECG Trunk Cable, AAMI/IEC, lntelliVue Kablo EKG (Trungu) per set me 5 fije per Salle operacioni, ECG Trunk cables, OR 5-Lead ECG Trunk Cable, AAMI/IEC | Pajisje elektromekanike
14796 | Silicone flat & round drainage tube, Silicone flat drainage tube , Silicone Round Perforated Drainage Tube, Silicone drainage jar | MONTAL | 2023-08-24T00:00:00.000+02:00 | Well Lead Medical Co., Ltd., C-4 Jinhu Industrial Estate, Hualong 511434 Panyu, Guangzhou, People Republic of China | Size: 4mm x 10mm; 3.5mm x 7.5mm, Size: 6mm, 8mm, 10mm, 12mm;, Size: 9Fr, 12Fr, 14Fr, 16Fr, 18Fr, 20Fr, 24Fr, 26Fr, 28Fr, 30Fr, 33Fr, 36Fr., Size: 100ml, 150ml, 200ml. | Klasa IIa | Jane tuba silikoni qe sherbejne per drenazhimin e lengjeve trupore | Pajisje nje perdorimeshe
14797 | Micro SSP™ HLA Class I DNA Typing Tray - AB , Micro SSP™ HLA Class I A Locus Specific DNA Typing Tray , Micro SSP™ HLA Class I B Locus Specific DNA Typing Tray , Micro SSP™ Generic HLA Class I DNA Typing Tray , Micro SSP™ Allele Specific HLA Class I DNA Typing Tray - A*02 , Micro SSP™ Allele Specific HLA Class I DNA Typing Tray - A*01/36 , Micro SSP™ Allele Specific HLA Class I DNA Typing Tray - A*03 , Micro SSP™ Allele Specific HLA Class I DNA Typing Tray - B*51/52/78 , Micro SSP™ Allele Specific HLA Class I DNA Typing Tray - B*07 , Micro SSP™ Allele Specific HLA Class I DNA Typing Tray - B*08 , Micro SSP™ Allele Specific HLA Class I DNA Typing Tray - A*11 , Micro SSP™ Allele Specific HLA Class I DNA Typing Tray - B*13 , Micro SSP™ Allele Specific HLA Class I DNA Typing Tray - B*14 , Micro SSP™ Allele Specific HLA Class I DNA Typing Tray - B*15 , Micro SSP™ Allele Specific HLA Class I DNA Typing Tray - B*38/39 , Micro SSP™ Allele Specific HLA Class I DNA Typing Tray - B*18 , Micro SSP™ Allele Specific HLA Class I DNA Typing Tray - B*49/50 , Micro SSP™ Allele Specific HLA Class I DNA Typing Tray - B*54-56 , Micro SSP™ Allele Specific HLA Class I DNA Typing Tray - A*23 , Micro SSP™ Allele Specific HLA Class I DNA Typing Tray - A*24 , Micro SSP™ Allele Specific HLA Class I DNA Typing Tray - A*25/34/66 , Micro SSP™ Allele Specific HLA Class I DNA Typing Tray - A*26 , Micro SSP™ Allele Specific HLA Class I DNA Typing Tray - B*27 , Micro SSP™ Allele Specific HLA Class I DNA Typing Tray - A*29 , Micro SSP™ Allele Specific HLA Class I DNA Typing Tray - A*30 , Micro SSP™ Allele Specific HLA Class I DNA Typing Tray - A*31 , Micro SSP™ Allele Specific HLA Class I DNA Typing Tray - A*32 , Micro SSP™ Allele Specific HLA Class I DNA Typing Tray - A*33 , Micro SSP™ Allele Specific HLA Class I DNA Typing Tray - B*35 , Micro SSP™ Allele Specific HLA Class I DNA Typing Tray - B*37 , Micro SSP™ Allele Specific HLA Class I DNA Typing Tray - B*40 , Micro SSP™ Allele Specific HLA Class I DNA Typing Tray - B*41 , Micro SSP™ Allele Specific HLA Class I DNA Typing Tray - B*42 , Micro SSP™ Allele Specific HLA Class I DNA Typing Tray - B*44 , Micro SSP™ Allele Specific HLA Class I DNA Typing Tray - B*45 , Micro SSP™ Allele Specific HLA Class I DNA Typing Tray - B*46/67/81/82, Micro SSP™ Allele Specific HLA Class I DNA Typing Tray - B*47 , Micro SSP™ Allele Specific HLA Class I DNA Typing Tray - B*48 , Micro SSP™ Allele Specific HLA Class I DNA Typing Tray - B*53 , Micro SSP™ Allele Specific HLA Class I DNA Typing Tray - B*57 , Micro SSP™ Allele Specific HLA Class I DNA Typing Tray - B*58 , Micro SSP™ Allele Specific HLA Class I DNA Typing Tray - A*68 , Micro SSP™ Allele Specific HLA Class I DNA Typing Tray - A*74 , Micro SSP™ Null Allele Specific HLA Class I DNA Typing Tray , Micro SSP™ Allele Specific HLA Class I DNA Typing Tray - B5 , Micro SSP™ Generic HLA Class II DNA Typing Tray DR/DQ , Micro SSP™ Generic HLA Class II DNA Typing Tray - DRB Only , Micro SSP™ High Resolution HLA Class II DNA Typing Tray , Micro SSP™ Generic HLA Class II DRB, DQB, DPB DNA Typing Tray , Micro SSP™ Allele Specific HLA Class II DNA Typing Tray - DRB1*01 , Micro SSP™ Allele Specific HLA Class II DNA Typing Tray - DRB1*03 , Micro SSP™ Allele Specific HLA Class II DNA Typing Tray - DRB1*04 , Micro SSP™ Allele Specific HLA Class II DNA Typing Tray - DRB1*07/09/10 , Micro SSP™ Allele Specific HLA Class II DNA Typing Tray - DRB1*08 , Micro SSP™ Allele Specific HLA Class II DNA Typing Tray - DRB1*11 , Micro SSP™ Allele Specific HLA Class II DNA Typing Tray - DRB1*12 , Micro SSP™ Allele Specific HLA Class II DNA Typing Tray - DRB1*13 , Micro SSP™ Allele Specific HLA Class II DNA Typing Tray - DRB1*14 , Micro SSP™ Allele Specific HLA Class II DNA Typing Tray - DRB1*15 , Micro SSP™ Allele Specific HLA Class II DNA Typing Tray - DRB1*16 , Micro SSP™ Allele Specific HLA Class II DNA Typing Tray - DRB3 , Micro SSP™ Allele Specific HLA Class II DNA Typing Tray - DRB4 , Micro SSP™ Allele Specific HLA Class II DNA Typing Tray - DRB5 , Micro SSP™ Null Allele Specific HLA Class II DNA Typing Tray , Micro SSP™ Generic HLA Class I and II ABDR DNA Typing Tray , Micro SSP™ Generic HLA Class I and II DNA Typing Tray - ABDRDQ | KRIJON | 2023-08-25T00:00:00.000+02:00 | One Lambda, Inc. 22801 Roscoe Boulevard West Hills, CA 91304 U.S.A. | SSP1AB, SSP1A , SSP1B , SSP1L , SSPR1-A2 , SSPR1-01 , SSPR1-03 , SSPR1-05 , SSPR1-07 , SSPR1-08 , SSPR1-11 , SSPR1-13 , SSPR1-14 , SSPR1-15 , SSPR1-16 , SSPR1-18 , SSPR1-21 , SSPR1-22 , SSPR1-23 , SSPR1-24 , SSPR1-25 , SSPR1-26 , SSPR1-27 , SSPR1-29 , SSPR1-30 , SSPR1-31 , SSPR1-32 , SSPR1-33 , SSPR1-35 , SSPR1-37 , SSPR1-40 , SSPR1-41 , SSPR1-42 , SSPR1-44 , SSPR1-45 , SSPR1-46 , SSPR1-47 , SSPR1-48 , SSPR1-53 , SSPR1-57 , SSPR1-58 , SSPR1-68 , SSPR1-74 , SSP1-NL , SSPSB5 , SSP2L , SSP2LB , SSP2H , SSPDRQP1 , SSPR2-101 , SSPR2-103 , SSPR2-104 , SSPR2-107 , SSPR2-108 , SSPR2-111 , SSPR2-112 , SSPR2-113 , SSPR2-114 , SSPR2-115 , SSPR2-116 , SSPR2- 3 , SSPR2- 4 , SSPR2- 5 , SSP2-NL , SSPABDR , SSPML02 | In vitro | Reagent te bazuar ne metoden Micro SSP per tipizimin gjenetik ADN te HLA klasa e I dhe e II (antigjeni leukocit human) | Pajisje te diagnostifikimit in vitro
14798 | Filtek™ Supreme Flowable Restorative Syringes | Amber Dental | 2023-08-23T00:00:00.000+02:00 | 3M ESPE Dental Products 2510 Conway Avenue St.Paul, MN 55144-1000 USA | Syringe Refills 3930A1 Filtek Supreme Flowable Restorative | Klasa IIa | material restaurues me permbajtje resin | Pajisje dentare
•2-2g A1 Shade Syringe
•20 dispensing tips
•instructions for use, Syringe Refills 3930A2 Filtek Supreme Flowable Restorative
•2-2g A2 Shade Syringe
•20 dispensing tips
•instructions for use, Syringe Refills 3930A3 Filtek Supreme Flowable Restorative
•2-2g A3 Shade Syringe
•20 dispensing tips
•instructions for use, Syringe Refills 3930A3.5 Filtek Supreme Flowable Restorative
•2-2g A3.5 Shade Syringe
•20 dispensing tips
•instructions for use, Syringe Refills 3930A4 Filtek Supreme Flowable Restorative
•2-2g A4 Shade Syringe
•20 dispensing tips
•instructions for use, Syringe Refills 3930B1 Filtek Supreme Flowable Restorative
•2-2g B1 Shade Syringe
•20 dispensing tips
•instructions for use, Syringe Refills 3930B2 Filtek Supreme Flowable Restorative
•2-2g B2 Shade Syringe
•20 dispensing tips
•instructions for use, Syringe Refills 3930C2 Filtek Supreme Flowable Restorative
•2-2g C2 Shade Syringe
•20 dispensing tips
•instructions for use, Syringe Refills 3930D2 Filtek Supreme Flowable Restorative
•2-2g D2 Shade Syringe
•20 dispensing tips
•instructions for use, Syringe Refills 3930W Filtek Supreme Flowable Restorative
•2-2g W Shade Syringe
•20 dispensing tips
•instructions for use, Syringe Refills 3930XW Filtek Supreme Flowable Restorative
•2-2g XW Shade Syringe
•20 dispensing tips
•instructions for use, Syringe Refills 3930OA3 Filtek Supreme Flowable Restorative
•2-2g OA3 Shade Syringe
•20 dispensing tips
•instructions for use, Samples 3930A2-S Not for sale Filtek Supreme Flowable Restorative
•1-1g syringe A2 Shade
•20 dispensing tips
•instructions for use, Samples 3930A3-S Not for sale Filtek Supreme Flowable Restorative
•1-1g syringe A3 Shade
•20 dispensing tips
•instructions for use
14675 | REPLACEMENT PADS FOR MULTI ADJUSTABLE FACEMASK 550-104, LIP RING GREEN (5 PACK) 600-755, LIP RING WHITE (5 PACK) 600-757, LIP RING BLUE (5 PACK) 600-759, WIRE BONDER LG TIPS & HANDLE (10 TIPS) 700-001, BONDER HANDLE 700-002, BUTTON BONDER TIPS AND HANDLE (10 TIPS) 700-004, POSTERIOR MOLAR PAD TIPS & HANDLE (10 TIPS) 700-007, WIRE BONDER SMALL TIPS & HANDLE (10 TIPS) 700-009, BRACKET BONDER TIPS & HANDLE (10 TIPS) 700-011, LIP RING MIXED (5 PACK) 600-760, CEPHALOMETRIC TRACING PAPER 700-058, CEPHALOMETRIC PROTRACTOR AND TEMPLATE 700-069, MINI MOLD STARTER KIT 30 TIPS 700-100 M+, MINI MOLD INTRO KIT 700-101, MINI MOLD UNIVERSAL BITE OPENING KIT 700-102, MINI MOLD PEG LATERAL 4 TIP KIT 700-111, HABIT CONTROL TIPS & HANDLES (10 TIPS) 700-116, ANTERIOR BITE RAMP 3MM TIPS & HANDLE (8) 700-117, ANTERIOR BITE RAMP 5MM TIPS & HANDLE (8) 700-117L, MINI MOLD HOOK BONDER TIPS & HANDLE (10) 700-118, CUSPID BITE RAMP ADULT TIPS & HANDLE (8) 700-119, CUSPID BITE RAMP PEDO TIPS & HANDLE (8) 700-119S, MINI MOLD TUBE BONDER TIPS & HANDLE (10) 700-123, PATIENT RELIEF WAX 700-104, BRACE GARD SILICONE SQUARES (80) 700-204, CARTON OF PATIENT PACK 4 ORTHODOTS (24 PACKS) 700-205, PATIENT CARE KITS - BLUE (10) 700-207, PATIENT CARE KITS - PINK (10) 700-208, DISPOSABLE ORTHO IMPRESSION TRAYS UP SIZE 1 RED (10) 700-220, DISPOSABLE ORTHO IMPRESSION TRAYS LO SIZE 1 RED (10) 700-222, DISPOSABLE ORTHO IMPRESSION TRAYS UP SIZE 2 ORANGE (10) 700-224, DISPOSABLE ORTHO IMPRESSION TRAYS LO SIZE 2 ORANGE (10) 700-226, DISPOSABLE ORTHO IMPRESSION TRAYS UP SIZE 3 BLUE (10) 700-228, DISPOSABLE ORTHO IMPRESSION TRAYS LO SIZE 3 BLUE (10) 700-230, DISPOSABLE ORTHO IMPRESSION TRAYS UP SIZE 4 GREEN (10) 700-232, DISPOSABLE ORTHO IMPRESSION TRAYS LO SIZE 4 GREEN (10) 700-234, DISPOSABLE ORTHO IMPRESSION TRAYS UP SIZE 5 YELLOW (10) 700-236, DISPOSABLE ORTHO IMPRESSION TRAYS LO SIZE 5 YELLOW (10) 700-238, DISPOSABLE ORTHO IMPRESSION TRAYS UP SIZE 6 PURPLE (10) 700-240, DISPOSABLE ORTHO IMPRESSION TRAYS LO SIZE 6 PURPLE (10) 700-242, DISPOSABLE ORTHO IMPRESSION TRAYS MIXED PACK (3EA SIZE, 36) 700-250, BRACKETED TYPODONT HORIZON MINI (7x7) 700-357HZ, ELASTIC ATTACHERS ASSORTED COLORS (100) 800-026, Arch Markers (100) 800-446 | MEDIK LINE STEWART | 2023-08-22T00:00:00.000+02:00 | Ortho Arch 1107 Tower road. Schaumburg, IL 60173. USA | 550-104, 600-755, 600-757, 600-759, 700-001, 700-002, 700-004, 700-007, 700-009, 700-011, 600-760, 700-058, 700-069, 700-100M+, 700-101, 700-102, 700-111, 700-116, 700-117, 700-117L, 700-118, 700-119, 700-119S, 700-123, 700-104, 700-204, 700-205, 700-207, 700-208, 700-220, 700-222, 700-224, 700-226, 700-228, 700-230, 700-232, 700-234, 700-236, 700-238, 700-240, 700-242, 700-250, 700-357HZ, 800-026, 800-446 | Klasa I | Rregullues multi funksional per aparatin Facebown, Hapes buzesh ngjyre gree (5 pako), Hapes buzesh ngjyre e bardhe (5 pako), Hapes buzesh ngjyre blu (5 pako), Bondues reteineri sw bashku me maja dhe mbajtesen (10pako), Manipulues bondi., Buton per bondimin me maja dhe mbajtesen. (10 maja), Bondues per posterioret me majat dhe mbajteset (10 maja), Bondues teli te vogel me maja dhe mbajtese (10 maja), bondues braketash me maja dhe mbajtese. (10 maja), Hapes buzesh miks (5 cope), Leter transparente e vijezuar per matjen mbi radiografi Cefale, Pozicionues me kunje per vendosjen e braketave kit fillimi. , Pozicionues me kunje per vendosjen e braketave kit njohes, Pozicionues me kunje universal me goje te hapur kit, Pozicionues me kunje per dhembe anesore me goje te hapur kit 4 cope, Kontrollues vesesh me maja dhe mbajtes 10 cope, Kafshues per dhembe anteriore me dimension 3 mm me maja dhe mbajetese (8), Kafshues per dhembe anteriore me dimension 5 mm me maja dhe mbajetese (8), Pozicionues me kunje per bondim me hook me maja dhe mbajetes .(10), Kafshues per Kuspid tek adultet me maja dhe mbajetes .(8), Kafshues p[er pedodontik tek adultet me maja dhe mbajetes .(8), Pozicionues per bondim te tubave me maja dhe mbajtese (10), Dyll per mbrojtejen e pacientit gjate trajtimit., Silikon qe sherben per ruajtjen e dimensioneve te braketave., Ambalazh kartoni per pacientet ortodontik (24 cope), Kit per kujdesjen e pacientit Blu(10), Kit per kujdesjen e pacientit Rose(10), Luge mase per Ortodonzi njeperdorim larte masa 1 kuqe, Luge mase per ortodonci njeperdorim poshte masa 1 kuqe, Luge mase per ortodonci njeperdorim larte masa 2 Portokalli, Luge mase per ortodonci njeperdorim poshte masa 2 Portokalli, Luge mase per ortodonci njeperdorim larte masa 3 blu, Luge mase per ortodonci njeperdorim poshte masa 3 blu, Luge mase per ortodonci njeperdorim larte masa 4 gri, Luge mase per ortodonci njeperdorim poshte masa 4 gri, Luge mase per ortodonci njeperdorim larte masa 5 e verdhe , Luge mase per ortodonci njeperdorim poshte masa 5 e verdhe, Luge mase per ortodonci njeperdorim larte masa 6 e vjollce, Luge mase per ortodonci njeperdorim poshte masa 6 e vjollce, Luge maseper ortodonci njeperdorim te perziera pako(3EA mase,36), Ekspozues brakesh Horizon te vogla (7x7), Atashmente elastike me kolore te perzier (100), Shenues harqesh. | Pajisje dentare
14800 | Micro SSP™ HLA Class I C Locus Specific DNA Typing Tray , Micro SSP™ Allele Specific HLA Class I DNA Typing Tray - C*01 , Micro SSP™ Allele Specific HLA Class I DNA Typing Tray - C*02 , Micro SSP™ Allele Specific HLA Class I DNA Typing Tray - C*03 , Micro SSP™ Allele Specific HLA Class I DNA Typing Tray - C*04 , Micro SSP™ Allele Specific HLA Class I DNA Typing Tray - C*05 , Micro SSP™ Allele Specific HLA Class I DNA Typing Tray - C*06 , Micro SSP™ Allele Specific HLA Class I DNA Typing Tray - C*07 , Micro SSP™ Allele Specific HLA Class I DNA Typing Tray - C*08 , Micro SSP™ Allele Specific HLA Class I DNA Typing Tray - C*12 , Micro SSP™ Allele Specific HLA Class I DNA Typing Tray - C*14 , Micro SSP™ Allele Specific HLA Class I DNA Typing Tray - C*15 , Micro SSP™ Allele Specific HLA Class I DNA Typing Tray - C*16/17/18 , Micro SSP™ High Resolution HLA Class II DNA Typing Tray DPA1/DPB1 , Micro SSP™ High Resolution HLA Class II DNA Typing Tray - DQA1 , Micro SSP™ Generic HLA Class II DNA Typing Tray - DQB1 Only , Micro SSP™ Allele Specific HLA Class II DNA Typing Tray - DQB1 , Micro SSP™ AmbiStrips™ HLA Class I - C0320N , Micro SSP™ AmbiStrips™ HLA Class I - C0409N , Micro SSP™ AmbiStrips™ Negative Control | KRIJON | 2023-08-25T00:00:00.000+02:00 | One Lambda, Inc. 22801 Roscoe Boulevard West Hills, CA 91304 U.S.A. | SSP1C , SSPR1-C01 , SSPR1-C02 , SSPR1-C03 , SSPR1-C04 , SSPR1-C05 , SSPR1-C06 , SSPR1-C07 , SSPR1-C08 , SSPR1-C12 , SSPR1-C14 , SSPR1-C15 , SSPR1-C16 , SSP2HDP , SSP2HQA1 , SSP2LQB1 , SSPR2-Q1 , SSPT1-A1 , SSPT1-H2 , SSPT1-H1 | In vitro | Reagent te bazuar ne metoden Micro SSP per tipizimin gjenetik ADN te HLA klasa e I dhe e II (antigjeni leukocit human) | Pajisje te diagnostifikimit in vitro
14706 | Non-sterile P.O.P. bandages,model: orthoBAND FAST,Plaster of Paris bandage, binding time 3 min.,6cm x 3m, Non-sterile P.O.P. bandages,model: orthoBAND FAST,Plaster of Paris bandage, binding time 3 min.,8cm x 3m, Non-sterile P.O.P. bandages,model: orthoBAND FAST,Plaster of Paris bandage, binding time 3 min.,10cm x 3m, Non-sterile P.O.P. bandages,model: orthoBAND FAST,Plaster of Paris bandage, binding time 3 min.,12cm x 3m, Non-sterile P.O.P. bandages,model: orthoBAND FAST,Plaster of Paris bandage, binding time 3 min.,14cm x 3m, Non-sterile P.O.P. bandages,model: orthoBAND FAST,Plaster of Paris bandage, binding time 3 min.,15cm x 3m, Non-sterile P.O.P. bandages,model: orthoBAND FAST,Plaster of Paris bandage, binding time 3 min.,20cm x 3m, Non-sterile P.O.P. bandages,model: orthoBAND NORMAL,Plaster of Paris bandage, binding time 5-6 min, 6cm x 3m, Non-sterile P.O.P. bandages,model: orthoBAND NORMAL,Plaster of Paris bandage, binding time 5-6 min8cm x 3m, Non-sterile P.O.P. bandages,model: orthoBAND NORMAL,Plaster of Paris bandage, binding time 5-6 min,10cm x 3m, Non-sterile P.O.P. bandages,model: orthoBAND NORMAL,Plaster of Paris bandage, binding time 5-6 min,12cm x 3m, Non-sterile P.O.P. bandages,model: orthoBAND NORMAL,Plaster of Paris bandage, binding time 5-6 min14cm x 3m, Non-sterile P.O.P. bandages,model: orthoBAND NORMAL,Plaster of Paris bandage, binding time 5-6 min,15cm x 3m, Non-sterile P.O.P. bandages,model: orthoBAND NORMAL,Plaster of Paris bandage, binding time 5-6 min,20cm x 3m, Non-sterile P.O.P. bandages,model: orthoBAND NORMAL,Plaster of Paris bandage, binding time 5-6 min10cm x 4m, Non-sterile P.O.P. bandages,model: orthoBAND NORMAL,Plaster of Paris bandage, binding time 5-6 min,12cm x 4m, Non-sterile P.O.P. bandages,model: orthoBAND NORMAL,Plaster of Paris bandage, binding time 5-6 min,15cm x 4m | GREEMED | 2023-08-29T00:00:00.000+02:00 | ZARYS International Group Spółka z ograniczoną odpowiedzialnością, spółka komandytowa ul. Pod Borem 18 41-808 Zabrze Poland | OB06300-F, OB08300-F, OB10300-F, OB12300-F, OB14300-F, OB15300-F, OB20300-F, OB06300-N, OB08300-N, OB10300-N, OB12300-N, OB14300-N, OB15300-N, OB20300-N, OB10400-L, OB12400-L, OB15400-L | Klasa I | Bandazh jo steril | Tjeter
14711 | ECG Cables &amp; Lead Wires-Direct-Connect EKG Cable/Creative/10 leads/4mm Banana end/IEC/2.2M+1.2M*4+0.8M*6/331, ECG Cables &amp; Lead Wires-Direct-Connect ECG Cable/universal6P/5 leads/grabber end/IEC/2.5M+0.9M/001, ECG Cables &amp; Lead Wires-ECG Lead Wire/HP type/5 leads/grabber end/IEC/0.9M+1.5M, ECG Cables &amp; Lead Wires-Direct-Connect EKG Cable/Kenz/10 leads/4mm Banana end/AHA/2.2M+1.2M*4+0.8M*6/338 | O.E.S DISTRIMED | 2023-08-29T00:00:00.000+02:00 | Unimed Medical Supplies, Inc Bld#8, Nangang 3rd Industrial Park, Tangtou, Shiyan, 518108, Shenzhen, PEOPLE'S REPUBLIC OF CHINA | E10-NK2-B/I, 2540P-I, HPA5-90/150P-I, E10-KZ1-B | Klasa I | kabull per pajisje ECG,perdorim spitalor, Elektrode per ECG,perdorim spitalor, Kabull per ECG,perdorim spitalor | Instrumenta shumeperdorimeshe
14646 | CAPILLARYS IMMUNOTYPING, MINICAP PROTEIN(E) 6, MINICAP HEMOGLOBIN(E), MINICAP CDT, MINICAP Hb A1c, MINICAP PROTEIN(E) 6 MAXI-KIT, HARDWARE MODULE + SCREEN (WITHOUT PRINTER), PRINTER, MONITOR DELL ULTRAHD 43, HARDWARE MODULE (WITHOUT SCREEN), PHORESIS SOFTWARE, HYDRASYS 2 SCAN, HYDRASYS 2, HYDRASYS 2 FOCUSING OPTION, HYDRASYS 2 SCAN OPTION, CAPILLARYS 2, CAPILLARYS 2 NEONAT Fast, CAPILLARYS 2 FLEX-PIERCING, MINICAP, NEONAT Hb PUNCHER, UPDATE KIT FOR MINICAP FLEX-PIERCING HbA1c, HYDRASYS APPLICATOR - ELECTRODE CARRIERS, HYDRASYS REAR ELECTRODE CARRIER, HYDRASYS FRONT ELECTRODE CARRIER, CAPILLARYS SAMPLE RACKS (5), CAPILLARYS QUICK COUPLING, HOLDER FOR NEONAT Hb SEGMENTS, CAPILLARYS 2 FLEX-PIERCING RACKS (5), CAPILLARYS 2 FLEX-PIERCING RACKS FOR TUBES 11 mm (5), CAPILLARY SAMPLE RACKS (5), CAPILLARY AND OPTICAL FIBER CLEANING KIT, K20 ELECTROPHORESIS CHAMBER, HYDRAGEL K20 APPLICATOR, HYDRAGEL IEP PLUS ACCESSORIES, HYDRAGEL K20 ACCESSORIES, INCUBATION BOXES (3), HYDRAGEL ENZ K20 ACCESSORIES, DOUBLE IF K20 TEMPLATE, IS 80 INCUBATOR DRYER, K20 ELECTRODE (1), HYDRAGEL GM CARRIER, HYDRAGEL PM CARRIER, SET OF 30 MINICAP TUBE ADAPTERS, PUMP FILTER FOR MINICAP FLEX-PIERCING (2), MINICAP & MINICAP FLEX-PIERCING MAINTENANCE KIT, SONICATION PLATE HOLDER, CAPILLARYS PROTEIN(E) 6, CAPILLARYS NEONAT Hb, CAPILLARYS HEMOGLOBIN(E), CAPILLARYS CDT (2), CAPILLARYS Hb A1c, CAPILLARYS CDT MAXI-KIT, CAPILLARYS PROTEIN(E) 6 BUFFER, CAPILLARYS HEMOGLOBIN(E) BUFFER, CAPILLARYS HEMOGLOBIN(E) HEMOLYSING SOLUTION, TETRAVALENT CDT / IS, CAPILLARYS NNHb HEMOLYSING SOLUTION (2), BOXES FOR CONTROL STORAGE (2), RC Kappa, FLC Lambda, FLC CONTROL LEVEL 1, FLC CONTROL LEVEL 2, WEDGE ADAPTER (10), CLAMP FOR CAPILLARY BLOOD COLLECTION TUBE (5), ANTI-Ig GAM 1 mL (DM), PENTAVALENT 1 mL (DM), FIXATIVE SOLUTION 1 mL (DM), HYDRAGEL 4 IF (DM) MAXI-KIT, HYDRAGEL 9 IF (DM) MAXI-KIT, HYDRAGEL 9 BENCE JONES (DM) MAXI-KIT, HYDRAGEL 12 IF Penta (DM) MAXI-KIT, HYDRAGEL 18 A1AT ISOFOCUSING MAXI-KIT, IRIS BARBITAL BUFFER (2), DILUENT FOR A1AT DRY BLOOD SPOT SAMPLE, POLYVALENT 1 mL, ANTI-Ig A 1 mL (SM), ANTI-Ig G 1 mL (SM), ANTI-Ig M 1 mL (SM), ANTI-KAPPA 1 mL (SM), ANTI-LAMBDA 1 mL (SM), FREE ANTI-KAPPA 1 mL (SM), FREE ANTI-LAMBDA 1 mL (SM), ANTI-Ig D 1 mL (SM), ANTI-Ig E 1 mL (SM), ANTI-Ig GAM 1 mL (SM), PENTAVALENT 1 mL (SM), POLYVALENT 8 mL, ANTI-Ig A 8 mL (SM), ANTI-Ig G 8 mL (SM), ANTI-Ig M 8 mL (SM), ANTI-KAPPA 8 mL (SM), ANTI-LAMBDA 8 mL (SM), PENTAVALENT 8 mL (SM), ANTI-Ig GAM 10.8 mL (SM), ANTI-Ig A - PER, ANTI-Ig G - PER, ANTI-Ig M - PER, ANTI-KAPPA / LAMBDA - PER, ANTI-A1AT - PER, 5 von WILLEBRAND MULTIMERS VISUALIZATION KIT, ANTI-TRANSFERRIN(E) - PER, Hb Alc CAPILLARY CALIBRATORS (2), Hb A1c CAPILLARY CALIBRATORS (5x2), CAPI 3 NEONAT Hb AF CONTROL, CDT CAPILLARYS CALIBRATORS (2 levels), CDT MINICAP CALIBRATORS (2 levels), HYPERGAMMA CONTROL (20), MULTI-SYSTEM Hb A1c CAPILLARY CONTROLS (10x2), MULTI-SYSTEM Hb A1c CAPILLARY CONTROLS (2), (32 TRANSFERRIN(E) CONTROL, A1AT CONTROLS (MM - MZ - MS), HIGH CDT CONTROL, INTERMEDIATE CDT CONTROL, Hb Alc CAPILLARY CONTROLS (2), Hb AF CONTROL, NORMAL Hb A2 CONTROL (5), PATHOLOGICAL Hb A2 CONTROL, MOLECULAR MASS CONTROL (5), NORMAL CONTROL (5), NORMAL CONTROL (20), HYPERGAMMA CONTROL (5), IT / IF CONTROL, ENZYCONTROL, Hb AFSC CONTROL, ISO-PAL CONTROL, CSF CONTROL, NORMAL CDT CONTROL (5), FIXATIVE SOLUTION 2.5 mL (SM), HYDRAGEL 1 IF (SM), HYDRAGEL 2 IF (SM), HYDRAGEL 2 IF / BJ (HR) (SM), HYDRAGEL 4 IF (SM) - ACID VIOLET, HYDRAGEL 4 IF (SM) - AMIDOBLACK, HYDRAGEL 9 IF (SM), IF ANTISERA AND FIXATIVE SOLUTION BOX (SM), HYDRAGEL 1 BENCE JONES (SM), HYDRAGEL 2 BENCE JONES (SM), HYDRAGEL 4 BENCE JONES (SM), HYDRAGEL 2 URINE PROFIL(E) (SM), HYDRAGEL 4 URINE PROFIL(E) (SM), (GAM. K. L) ANTISERA AND FIXATIVE SOLUTION BOX (SM), K & L FREE LIGHT CHAINS ANTISERA BOX (SM), ANTI-Ig DE 0.5 mL (SM), URINE PROFIL(E) ANTISERA BOX (SM), HYDRAGEL 6 IF Penta (SM), HYDRAGEL 12 IF Penta (SM), IF Penta ANTISERUM AND FIXATIVE SOLUTION BOX (SM), HYDRAGEL 3 CSF (SM), HYDRAGEL 6 CSF (SM), HYDRAGEL 6 112 TRANSFERRIN(E) (SM), HYDRAGEL 4 IF (SM) MAXI-KIT, HYDRAGEL 9 IF (SM) MAXI-KIT, HYDRAGEL 9 BENCE JONES (SM) MAXI-KIT, HYDRAGEL 12 IF Penta (SM) MAXI-KIT, HYDRAGEL 2 IF / BJ (HR) (SM) MAXI-KIT, ANTI-Ig G 1 mL (DM), ANTI-Ig M 1 mt. (DM), ANTI-KAPPA 1 mL (DM), ANTI-LAMBDA 1 mL (DM), FREE ANTI-KAPPA 1 mL (DM), FREE ANTI-LAMBDA 1 mL (DM), MINICAP HEMOGLOBIN(E) MAXI-KIT, MINICAP CDT MAXI-KIT, MINICAP PROTEIN(E) 6 BUFFER, MINICAP HEMOGLOBIN(E) BUFFER, LIDS FOR MINICAP BINS FOR USED CUPS (12), MINICAP IMMUNOTYPING, CAPI 3 PROTEIN(E) 6, CAPI 3 NEONAT Hb, CAPI 3 HEMOGLOBIN(E), CAPI 3 CDT, CAPI 3 Hb Alc, CAPI 3 NEONAT HEMOLYSING SOLUTION, CAPI 3 IMMUNOTYPING, HYDRAGEL PROTEIN(E) K20, HYDRAGEL HR K20, HYDRAGEL PROTEINURIE K20, HYDRAGEL LIPO + Lp(a) K20, HYDRAGEL HEMOGLOBIN(E) K20, HYDRAGEL ACID(E) HEMOGLOBIN(E) K20, HYDRAGEL ISO-LDH K20, HYDRAGEL ISO-PAL K20, HYDRAGEL ISO-CK K20, HYDRAGEL IF K20 (SM), HYDRAGEL DOUBLE IF K20 (SM), HYDRAGEL BENCE JONES K20 (SM), HYDRAGEL PROTEIN(E) K20 MAXI-KIT, HYDRAGEL IEP, HYDRAGEL IEP PLUS, HYDRAGEL OUCHTERLONY (20), HYDRAGEL 7 PROTEIN(E), HYDRAGEL 7111412, HYDRAGEL 7 HR ACID VIOLET, HYDRAGEL 7 LIPO + Lp(a), HYDRAGEL 7 HR AMIDOBLACK, HYDRAGEL 7 HEMOGLOBIN(E), HYDRAGEL 7 ACID(E) HEMOGLOBIN(E), HYDRAGEL 7 ISO-LDH, HYDRAGEL 7 ISO-CK, HYDRAGEL 7 ISO-PAL, HYDRAGEL 7 LIPOPROTEIN(E), HYDRAGEL 5 PROTEINURIE, HYDRAGEL 7 LDUHDL CHOL Direct, HYDRAGEL 15 PROTEIN(E), HYDRAGEL 15131-132, HYDRAGEL 15 HR ACID VIOLET, HYDRAGEL 15 LIPO + Lp(a), HYDRAGEL 15 HR AMIDOBLACK, HYDRAGEL 15 HEMOGLOBIN(E), HYDRAGEL 15 ACID(E) HEMOGLOBIN(E), HYDRAGEL 15 ISO-LDH, HYDRAGEL 15 ISO-CK, HYDRAGEL 15 ISO-PAL, HYDRAGEL 15 LIPOPROTEIN(E), HYDRAGEL 15 LDUHDL CHOL Direct, HYDRAGEL 30 ISO-LDH, HYDRAGEL 30 ISO-CK, HYDRAGEL 30 LIPOPROTEIN(E), HYDRAGEL 30 LDUHDL CHOL Direct, HYDRAGEL 30 PROTEIN(E), HYDRAGEL 30 I11-112, HYDRAGEL 30 LIPO + Lp(a), HYDRAGEL 54 PROTEIN(E), HYDRAGEL 54131-f32, HYDRAGEL 54 LDUHDL CHOL Direct, HYDRAGEL IEP MAXI-KIT, HYDRAGEL 54 PROTEIN(E) MAXI-KIT, HYDRAGEL 1 IF (DM), HYDRAGEL 2 IF (DM), HYDRAGEL 4 IF (DM) - ACID VIOLET, HYDRAGEL 4 IF (DM) - AMIDOBLACK, HYDRAGEL 9 IF (DM), IF ANTISERA AND FIXATIVE SOLUTION BOX (DM), HYDRAGEL 1 BENCE JONES (DM), HYDRAGEL 2 BENCE JONES (DM), HYDRAGEL 4 BENCE JONES (DM), HYDRAGEL 2 URINE PROFIL(E) (DM), HYDRAGEL 4 URINE PROFIL(E) (DM), (GAM. K. L) ANTISERA AND FIXATIVE SOLUTION BOX (DM), K & L FREE LIGHT CHAINS ANTISERA BOX (DM), URINE PROFIL(E) ANTISERA BOX (DM), HYDRAGEL 6 IF Penta (DM), HYDRAGEL 12 IF Penta (DM), IF Penta ANTISERUM AND FIXATIVE SOLUTION BOX (DM), HYDRAGEL 3 CSF (DM), HYDRAGEL 6 CSF (DM), HYDRAGEL 3 CSF ISOFOCUSING, HYDRAGEL 9 CSF ISOFOCUSING, HYDRAGEL 18 A1AT ISOFOCUSING, HYDRAGEL 5 von WILLEBRAND MULTIMERS, HYDRAGEL 11 von WILLEBRAND MULTIMERS, ANTI-Ig A 1 mL (DM) | GENIUS SHPK | 2023-08-02T00:00:00.000+02:00 | Sebia S.A - 26 rue Leonard de Vinci,Parc Technologiqe Leonard de Vinci, CP 8010 Lisses ,91008 Evry Cedex,France | 2100, 2203, 2207, 2208, 2215, 2223, 1082, 1083, 1084, 1085, 1110, 1200, 1201, 1207, 1208, 1222, 1224, 1227, 1230, 1233, 1240, 1279, 1280, 1281, 1291, 1292, 1295, 1296, 1360, 1361, 1398, 1400, 1409, 1419, 1420, 1421, 1422, 1423, 1430, 1441, 1470, 1471, 1610, 1620, 1621, 1630, 2003, 2006, 2007, 2009, 2015, 2029, 2043, 2047, 2055, 2057, 2063, 2082, 5102, 5103, 5112, 5113, 9203, 9213, 4375, 4376, 4380, 4381, 4382, 4383, 4384, 4390, 4503, 4584, 4600, 4603, 4604, 4605, 4606, 4607, 4610, 4611, 4613, 4614, 4615, 4616, 4730, 4733, 4734, 4735, 4736, 4737, 4738, 4739, 4742, 4743, 4744, 4745, 4746, 4747, 4748, 4755, 4756, 4757, 4760, 4761, 4766, 4767, 4768, 4769, 4771, 4772, 4773, 4774, 4777, 4778, 4779, 4781, 4785, 4786, 4787, 4788, 4790, 4792, 4793, 4794, 4795, 4799, 4801, 4802, 4803, 4804, 4808, 4809, 4815, 4821, 4822, 4824, 4831, 4832, 4835, 4836, 4837, 4838, 4841, 4842, 4845, 4850, 4851, 4853, 4881, 4882, 4883, 4884, 4885, 4364, 4365, 4366, 4367, 4370, 4371, 2227, 2228, 2243, 2247, 2286, 2300, 2503, 2506, 2507, 2509, 2515, 2563, 2600, 3000, 3001, 3004, 3007, 3010, 3013, 3020, 3022, 3024, 3031, 3036, 3038, 3200, 4036, 4037, 4040, 4100, 4101, 4102, 4104, 4105, 4106, 4108, 4110, 4111, 4112, 4114, 4115, 4116, 4120, 4121, 4122, 4124, 4125, 4126, 4128, 4130, 4131, 4132, 4134, 4135, 4136, 4137, 4138, 4139, 4140, 4141, 4144, 4145, 4146, 4147, 4226, 4260, 4301, 4302, 4304, 4308, 4309, 4315, 4321, 4322, 4324, 4331, 4332, 4335, 4336, 4338, 4341, 4342, 4345, 4350, 4351, 4353, 4355, 4357, 4359, 4360, 4363 | In vitro | Reagent. Sistemet Sebia përdorin parimin e elektroforezës kapilare në tretësirë të lirë.Keto reagent ndjekin kete parim : Molekulat e ngarkuara ndahen nga lëvizshmëria e tyre elektroforetike në një pH specifik në një tampon alkalik. Ndarja ndodh sipas pH të elektrolitit dhe rrjedhës elektroosmotike.Instrumentet e elektroforezës kapilare Sebia janë të pajisura me disa kapilarë paralelë që mundësojnë analiza të shumta të njëkohshme.Çdo mostër hollohet në një tampon hollimi dhe kapilarët mbushen me tampon ndarës; mostrat më pas injektohen me aspirim në skajin anodik të kapilarit. Më pas bëhet një ndarje e proteinave të tensionit të lartë; zbulimi i drejtpërdrejtë dhe kuantifikimi i fraksioneve të ndryshme proteinike kryhet në një gjatësi vale specifike në skajin katodik të kapilarit., Instrument laboratorike per testime IVD që përdor elektroforezën kapilare të zhvilluar për të qenë i gjithanshëm duke siguruar një ndarje të qartë dhe të saktë të proteinave. Ky instrument me shumë parametra ofron një menu gjithëpërfshirëse mbi serumin, urinën dhe gjakun e plotë për testimin e proteinave, imunotipizimit, HbA1c, hemoglobinës dhe CDT (Transferrinës së Mungesës së Karbohidrateve), Aksesor. Sistemet Sebia përdorin parimin e elektroforezës kapilare në tretësirë të lirë.Keto reagent ndjekin kete parim : Molekulat e ngarkuara ndahen nga lëvizshmëria e tyre elektroforetike në një pH specifik në një tampon alkalik. Ndarja ndodh sipas pH të elektrolitit dhe rrjedhës elektroosmotike.Instrumentet e elektroforezës kapilare Sebia janë të pajisura me disa kapilarë paralelë që mundësojnë analiza të shumta të njëkohshme.Çdo mostër hollohet në një tampon hollimi dhe kapilarët mbushen me tampon ndarës; mostrat më pas injektohen me aspirim në skajin anodik të kapilarit. Më pas bëhet një ndarje e proteinave të tensionit të lartë; zbulimi i drejtpërdrejtë dhe kuantifikimi i fraksioneve të ndryshme proteinike kryhet në një gjatësi vale specifike në skajin katodik të kapilarit. | Pajisje te diagnostifikimit in vitro
14442 | Polymer Based Filling and Restorative Materials Prime-Dent Light Cure Hybrid Composite | MARLEN/E | 2023-07-06T00:00:00.000+02:00 | Prime Dental Manifacturing ,Inc. 4555 West Addison Street, Chicago,IL;60641 Unated States | NA | Klasa IIa | Materiale dentare me bazë rezine qe perdoren per mbushjen dhe restaurimin e dhembit., Material lidhes midis dhembit dhe mbushjes, Cemente dentare per mbushje te dhembit dhe ngjitje te korones, Cemente Dentare me baze rezine per ngjitjen e koronave, Materiale dentare per ndertimin e kultit dhembit, Materiale per mbushjen e kanalit te dhembit, Cemente dentare te perkohshem, Materiale per acidifikimin e dhembit, Materiale ngjites per braketat ortodontike, Material per mbylljen e fisurave dentare, Material per uljen e ndjeshmerise se dhembit, Xhel lubrifikues dhe pastrues i kanalit te dhembit, Materiale dentare per ura dhe korona te perkohshme, Permiresues te lidhjeve te braketave ortodontike me dhembin | Pajisje dentare
Prime-Dent Light Cure Micro-Hybrid Composite
Prime-Dent Light Cure Nano-Hybrid Composite
Prime-Dent Light Cure Posterior Composite
Prime-Dent Light Cure Anterior Composite
Prime-Dent Light Cure Flowable Composite
Prime-Dent Esthetic Kit
Prime-Dent Chemical Cure Composite Parafil
Parafil LAB
Parafil Gingiva
Parafil Stains, Dental Bonding Agents Prime-Dent Light Cure One-Step Dentin/Enamel Bonding Adhesive
Prime-Dent Light Cure Dentin/Enamel Bonding Adhesive
Prime-Dent Chemical Cure Dentin/Enamel Bonding Adhesive
Prime-Dent Light Cure Self-Etch Prime & Bond
Prime-Dent Surface Sealant
Parafil Primer, Dental Cements Prime-Dent Glass Ionomer Powder/Liquid Cement
Prime-Dent Glass Ionomer Restorative Cement
Prime-Dent Light Cured Glass Ionomer Restorative Prime-Dent Zinc Oxide Cement Prime-Dent Zinc Phosphate Cement
Prime-Dent Polycarboxylate Cement, Polymer Based Luting Cements Prime-Dent Luting Cement
Prime-Dent Dual Cure Composite Luting Cement
Prime-Dent Automix Dual Cure Composite Luting Cement, Dental Core Build Up Materials Prime-Dent Chemical Cure Core Build-Up Material
Prime-Dent Light Cure Core Build-Up Material
Prime-Dent Automix Dual Cure Core Build-Up Material, Dental Root Canal Filling Materials Prime-Dent Root Canal Filling Material , Dental Temporary Cements Prime-Dent Resin Based Non-Eugenol Temporary Cement
Prime-Dent Automix Dual Cure Temporary Cement
Prime-Dent Temporary Cement
Prime-Dent Surgical Cement
Prime-Dent Dental Dam Material, Dental Etching Materials Prime-Dent Etchant Gel
Prime-Dent Etchant Gel Silica Free
Prime-Dent Etchant Liquid
Prime-Dent Etchant Liquid Silica Free
Prime-Dent Porcelain Etchant Gel
Prime-Dent Porcelain Repair Kit
Prime-Dent Citrus Acid
, Orthodontic Adhesives Prime-Dent Paste/Paste Orthodontic Adhesive
Prime-Dent One-Step Orthodontic Adhesive
Prime-Dent Visible Light Cure Orthodontic Adhesive Prime-Dent Megaset Prime-Dent Dual Cure Glass Ionomer Band Cement, Dental Pit and Fissure Sealants and Liners Prime-Dent Light Cure Pit and Fissure Sealant
Prime-Dent Chemical Cure Pit and Fissure Sealant
Prime-Blend Ultra
Prime-Dent Copal Varnish, Dental Desensitizer Prime-Dent Hema Desensitizer
, Dental Root Canal Cleaning and Lubricating Gel RC-Cream
Prime-Gel, Dental Temporary Crown and Bridge Materials: Prime Crown , Bracket Bond Enhancers Prime-Dent Metal Bond Enhancer
Prime-Dent Plastic Bond Enhancer
Prime-Dent Porcelain Bond Enhancer
14568 | Radial Jaw 4 Standard Capacity Biopsy Forceps, Radial Jaw 4 Standard Capacity Biopsy Forceps with Needle, Radial Jaw 4 Large Capacity Biopsy Forceps, Radial Jaw 4 Large Capacity Biopsy Forceps with Needle, Radial Jaw 4 Jumbo Biopsy Forceps, Radial Jaw 4 Jumbo Biopsy Forceps with Needle, Radial Jaw 4 Pediatric Biopsy Forceps, Radial Jaw 4 Pediatric Biopsy Forceps with Needle, Radial Jaw 4 Hot Biopsy Forceps | MONTAL | 2023-07-06T00:00:00.000+02:00 | Boston Scientific Corporation, 300 Boston Scientific Way, Marlborough, MA 01752 USA | M00513380, M00513381, M00513382, M00513383, M00513400, M00513401, M00513402, M00513403, M00513390, M00513391, M00513392, M00513393, M00513410, M00513411, M00513412, M00513413, M00513300, M00513301, M00513302, M00513303, M00513304, M00513320, M00513321, M00513322, M00513323, M00513324, M00513310, M00513311, M00513312, M00513313, M00513314, M00513330, M00513331, M00513332, M00513333, M00513334, M00513340, M00513343, M00513360, M00513361, M00513362, M00513363, M00513364, M00513350, M00513353, M00513370, M00513371, M00513372, M00513373, M00513374, M00513440, M00513441, M00513442, M00513443, M00513500, M00513501, M00513502, M00513503, M00513450, M00513451, M00513452, M00513453, M00513510, M00513511, M00513512, M00513513, M00515030, M00515031, M00515032, M00515033 | Klasa IIa, Klasa IIb | Sherben për të mbledhur indet në mënyrë endoskopike për ekzaminim histologjik, Synohet të përdoret nëpërmjet një endoskopi për të kauterizuar dhe hequr polipet dhe/ose mostrat e indeve në të gjithë traktin ushqimor | Pajisje nje perdorimeshe
14433 | HS Hi-R NEO 900 Microscope HS-Hi-R NEO 900, HS NEO 900 Carrier HS Hi-R NEO 900A | PEGASUS. | 2023-07-10T00:00:00.000+02:00 | Haag-Streit AG SRN CH-MF-000020981 CHRN-MF-2000022 3098 Koeniz Switzerland | 4000037, 4000038 | Klasa I | Jane mikroskope diagnostikues te problemeve te syrit qe perdoren ne okulistike . | Pajisje oftalmike dhe optike
14572 | RF LATEX CALIBRATOR, SERUM PROTEIN MULTI-CALIBRATOR 1, APO A1 & B CALIBRATOR, PREALBUMIN CALIBRATOR, APO A1, APO B, TRANSFERRIN, DIRECT BILIRUBIN, ALBUMIN, ALT, AST, C3, C4, FERRITIN, IgA, IgG, IgM, PREALBUMIN, RF LATEX, PYRIDOXAL PHOSPHATE (P5P) LIQUID, P5P, a-AMYLASE, Alkaline Phosphatase (ALP), Cholinesterase Reagent, CK (NAC), CK-MB, Lipase, LACTATE, UIBC, UREA, UREA STAT, MAGNESIUM, TOTAL PROTEIN, URINARY / CSF PROTEIN, b-2-MICROGLOBULIN, D-DIMER, D-DIMER CALIBRATOR, D-DIMER CONTROL, ASO, CERULOPLASMIN, CHOLESTEROL, CREATININE, HAPTOGLOBIN, IRON, Calcium Arsenazo Reagent, Uric Acid, Inorganic Phosphorous, Triglyceride, Total Bilirubin, Glucose | GENIUS SHPK | 2023-07-11T00:00:00.000+02:00 | Beckman Coulter Inc . - 250 S. Kraemer Blvd, Brea, CA 92821 USA - Avenija Veceslava Holjevca 40,10020 Zagreb , Croatia | ODC0028, ODR3021, ODR3022, ODR3029, OSR6142, OSR6143, OSR6152, OSR6111, OSR6211, OSR6611, OSR6102, OSR6202, OSR6602, OSR6007, OSR6107, OSR6607, OSR6009, OSR6109, OSR6209, OSR6609, OSR6159, OSR6160, OSR61203, OSR61171, OSR61172, OSR61173, OSR6175, OSR61105, 60106, OSR60180, OSR6006, OSR6106, OSR6004, OSR6104, OSR6204, OSR6604, OSR6114, OSR6179, OSR6279, OSR61155, OSR6130, OSR6230, OSR6193, OSR61205, OSR6134, OSR6234, OSR6634, OSR6141, OSR6641, OSR6189, OSR6132, OSR6232, OSR6632, OSR6170, OSR6270, OSR6151, OSR60135, ODR3033, ODC0029, OSR6194, OSR6164, OSR6116, OSR6216, OSR6616, OSR6178, OSR6678, OSR6165, OSR6186, OSR6286, OSR60117, OSR61117, OSR66117, OSR6098, OSR6198, OSR6298, OSR6698, OSR6122, OSR6222, OSR60118, OSR61118, OSR66118, OSR6112, OSR6212, OSR6612, OSR6121, OSR6221, OSR6621 | In vitro | RF Latex Calibrator është një serum i lëngshëm njerëzor i bazuar ne matricën kalibrator i destinuar për t'u përdorur me reagentin RF Latex OSR61105 për përcaktimin sasior të faktorit Rheumatoid duke përdorur analizuesit e automatizuar Beckman Coulter AU/DxC AU., Serum Protein Multi-Calibrator synohet të përdoret me reagentët imuno-turbidimetrik të renditur në tabelën më poshtë për përcaktimin sasior të imunoglobulinës G, imunoglobulinës A, imunoglobulinës M, komplementit 3, komplementit 4, transferinës, proteinës C-reaktive, anti. -streptolizina O dhe ferritina duke përdorur analizuesit e automatizuar Beckman Coulter AU/DxC AU. Materiali përgatitet nga serumi i njeriut me vlerat përbërëse të rregulluara sipas nevojës me shtimin e kimikateve të shkallës analitike dhe proteinave të përshtatshme të serumit., Kalibratori Apo A1 & B është një serum i lëngshëm njerëzor i bazuar ne matricën kalibrator i destinuar për t'u përdorur me reagentët Apo A1 dhe Apo B (përkatësisht OSR6142 & OSR6143) për përcaktimin sasior të Apo A1 dhe Apo B duke përdorur Beckman Coulter AU/DxC të automatizuar. Analizuesit AU., Calibratori Prealbumin është një serum i lëngshëm njerëzor i bazuar ne matricën kalibrator destinuar për t'u përdorur me reagentin Prealbumin OSR6175 për përcaktimin sasior të prealbuminës duke përdorur analizuesit e automatizuar Beckman Coulter AU/DxC AU., Apo A1 (Apolipoproteina A1) është një pajisje mjekësore diagnostikuese in vitro e destinuar për t'u përdorur nga profesionistët e kujdesit shëndetësor për matjen sasiore imunoturbidimetrike të Apo A1 në serumin e njeriut duke përdorur analizuesit e automatizuar Beckman Coulter AU\DxC AU. Matja e Apo A1 synohet të përdoret si një ndihmë në vlerësimin e rrezikut të semundjeve te arterieve koronale., Reagenti Apo B (Apolipoproteina B) është një pajisje mjekësore diagnostikuese in vitro e destinuar për t'u përdorur nga profesionistët e kujdesit shëndetësor për matjen sasiore imunoturbidimetrike të Apo B në serumin e njeriut duke përdorur analizuesit e automatizuar Beckman Coulter AU/DxC AU.Matja e Apo B synon të përdoret si një ndihmë në vlerësimin e rrezikut të sëmundjes së arterieve koronare., Reagenti i Transferrinës është një pajisje mjekësore diagnostikuese in vitro e destinuar për t'u përdorur nga profesionistët e kujdesit shëndetësor për matjen sasiore të transferrinës në serumin dhe plazmën e njeriut duke përdorur analizuesit e automatizuar Beckman Coulter AU/DxC AU. Matja e transferrinës synohet të përdoret si një ndihmë në diagnostikimin e anemisë dhe atransferinemisë., Reagenti i Direct bilirubin është një pajisje mjekësore diagnostikuese in vitro e destinuar për t'u përdorur nga profesionistët e kujdesit shëndetësor për matjen sasiore fotometrike të ngjyrave të direct bilirubinit në serumin dhe plazmën e njeriut duke përdorur analizuesit e automatizuar Beckman Coulter AU/DxC AU. Matja e Direct bilirubinit synohet të përdoret si një ndihmë në diagnostikimin e çrregullimeve të mëlçisë., Reagenti i albuminës është një pajisje mjekësore diagnostikuese in vitro e destinuar për t'u përdorur nga profesionistët e kujdesit shëndetësor për matjen sasiore fotometrike të albuminës në serumin dhe plazmën e njeriut duke përdorur analizuesit e automatizuar Beckman Coulter AU/DxC AU.Matja e albuminës synohet të përdoret si një ndihmë në diagnostikimin e një sërë çrregullimesh metabolike dhe ushqimore., Reagenti ALT është një pajisje mjekësore diagnostikuese in vitro e destinuar për t'u përdorur nga profesionistët e kujdesit shëndetësor për matjen sasiore të alaninës aminotransferazës (ALT) në serumin dhe plazmën e njeriut duke përdorur analizuesit e automatizuar Beckman Coulter AU/DxC AU.Matja e ALT synohet të përdoret si një ndihmë në diagnostikimin e çrregullimeve të mëlçisë., Reagenti AST është një pajisje mjekësore diagnostikuese in vitro e destinuar për t'u përdorur nga profesionistët e kujdesit shëndetësor për matjen sasiore te kinetic UV në aspartat aminotransferazës (AST) në serumin dhe plazmën e njeriut duke përdorur analizuesit e automatizuar AU/DxC AU Beckman Coulter. Matja e AST synohet të përdoret si një ndihmë në diagnostikimin e çrregullimeve të mëlçisë ose të muskujve skeletik., Reagenti AST është një pajisje mjekësore diagnostikuese in vitro e destinuar për t'u përdorur nga profesionistët e kujdesit shëndetësor për matjen sasiore te kinetiq UV në aspartat aminotransferazës (AST) në serumin dhe plazmën e njeriut duke përdorur analizuesit e automatizuar AU/DxC AU Beckman Coulter. Matja e AST synohet të përdoret si një ndihmë në diagnostikimin e çrregullimeve të mëlçisë ose të muskujve skeletik., Reagenti C3 (Komplementi 3) është një pajisje mjekësore diagnostikuese in vitro e destinuar për t'u përdorur nga profesionistët e kujdesit shëndetësor për matjen sasiore imunoturbidimetrike të C3 në serumin dhe plazmën e njeriut duke përdorur analizuesit e automatizuar Beckman Coulter AU/DxC AU. Matja e C3 synohet të përdoret si një ndihmë në diagnostikimin e çrregullimeve inflamatore, Reagenti C4 (Komplementi 4) është një pajisje mjekësore diagnostikuese in vitro e destinuar për t'u përdorur nga profesionistët e kujdesit shëndetësor për matjen sasiore imunoturbidimetrike të C4 në serumin dhe plazmën e njeriut duke përdorur analizuesit e automatizuar Beckman Coulter AU/DxC AU. Matja e C4 synohet të përdoret si një ndihmë në diagnostikimin e çrregullimeve inflamatore., Reagenti i ferritinës është një pajisje mjekësore diagnostikuese in vitro e destinuar për t'u përdorur nga profesionistët e kujdesit shëndetësor për matjen sasiore imunoturbidimetrike të ferritinës në serumin dhe plazmën e njeriut duke përdorur analizuesit e automatizuar Beckman Coulter AU/DxC AU.Matja e ferritinës synohet të përdoret si një ndihmë në diagnostikimin e anemisë nga mungesa e hekurit dhe hemokromatozës., Reagenti IgA është një pajisje mjekësore diagnostikuese in vitro e destinuar për t'u përdorur nga profesionistët e kujdesit shëndetësor për matjen sasiore imunoturbidimetrike të imunoglobulinës A (IgA) në serumin dhe plazmën e njeriut duke përdorur analizues automatik Beckman Coulter AU/DxC AU . Matja e IgA synon të përdoret si ndihmë për diagnostikimin e infeksionit ose si ndihmë për diagnostikimin e mungesës së IgA. Ky reagent nuk synon të diagnostikojë mungesën e plotë të IgA ose mungesën e plotë të nëntipit të IgA para transfuzionit., Reagenti IgG është një pajisje mjekësore diagnostikuese in vitro e destinuar për t'u përdorur nga profesionistët e kujdesit shëndetësor për matjen sasiore imunoturbidimetrike të imunoglobulinës G (IgG) në serumin e njeriut, plazmën dhe lëngun cerobrospinal duke përdorur analizuesit e automatizuar Beckman Coulter AU/DxC AU. Matja e IgG në serum ose plazmë synohet të përdoret si një ndihmë në diagnostikimin e infeksionit ose mungesës së IgG. Matja e IgG në CSF synohet të përdoret si një ndihmë në diagnostikimin e sëmundjeve të Sistemit Nervor Qendror (SNQ)., Reagenti IgM është një pajisje mjekësore diagnostikuese in vitro e destinuar për t'u përdorur nga profesionistët e kujdesit shëndetësor për matjen sasiore imunoturbidimetrike të imunoglobulinës M (IgM) në serumin dhe plazmën e njeriut duke përdorur analizuesit e automatizuar Beckman Coulter AU/DxC AU. Matja e IgM synohet të përdoret si ndihmë për diagnostikimin e infeksionit ose si ndihmë për diagnostikimin e mungesës së IgM., Reagenti prealbumin është një pajisje mjekësore diagnostikuese in vitro e destinuar për t'u përdorur nga profesionistët e kujdesit shëndetësor për matjen sasiore imunoturbidimetrike të Prealbuminës në serumin e njeriut duke përdorur analizuesit e automatizuar Beckman Coulter AU/DxC AU. Matja e Prealbuminës synohet të përdoret si një ndihmë në diagnostikimin e çrregullimeve ushqyese., Reagenti RF Latex është një pajisje mjekësore diagnostikuese in vitro e destinuar për t'u përdorur nga profesionistët e kujdesit shëndetësor për matjen sasiore imunoturbidimetrike të RF (faktori reumatoid) në serumin dhe plazmën e njeriut duke përdorur analizuesit e automatizuar Beckman Coulter AU/DxC AU. Matja e RF Latex synohet të përdoret si një ndihmë në diagnostikimin e artritit reumatoidit., Reagenti pyridoxal phosphate liquid është një pajisje mjekësore diagnostikuese in vitro e destinuar për t'u përdorur nga profesionistët e kujdesit shëndetësor për trajtimin dhe diagnostifikimin e semundjeve te melcis dhe te zemres e njeriut duke përdorur analizuesit e automatizuar Beckman Coulter AU/DxC AU. , Reagenti alfa(α)-amilazë është një pajisje mjekësore diagnostikuese in vitro e destinuar për t'u përdorur nga profesionistët e kujdesit shëndetësor për matjen sasiore të ngjyrës kinetike të α-amilazës në serumin e njeriut, plazmën dhe urinën duke përdorur analizuesit e automatizuar AU/DxC AU Beckman Coulter.Matja e α-amilazës synohet të përdoret si një ndihmë në diagnostikimin e çrregullimeve të pankreasit., Reagenti ALP është një pajisje mjekësore diagnostikuese in vitro e destinuar për t'u përdorur nga profesionistët e kujdesit shëndetësor për matjen sasiore të ngjyrave kinetike të fosfatazës alkaline (ALP) në serumin dhe plazmën e njeriut duke përdorur analizuesit e automatizuar Beckman Coulter AU/DxC AU. Matja e ALP synon të përdoret si një ndihmë në diagnostikimin e çrregullimeve të mëlçisë dhe kockave., Reagenti i kolinesterazës është një pajisje mjekësore diagnostikuese in vitro e destinuar për t'u përdorur nga profesionistët e kujdesit shëndetësor për matjen sasiore kinetike të ngjyrës së kolinesterazës (CHE) në serumin dhe plazmën e njeriut duke përdorur analizuesit e automatizuar Beckman Coulter AU/DxC AU. Matja e kolinesterazës synohet të përdoret si një tregues i helmimit me insekticid, për zbulimin e pacientëve me forma atipike të enzimës ose si një test i funksionit të mëlçisë., Reagenti CK-NAC është një pajisje mjekësore diagnostikuese in vitro e destinuar për t'u përdorur nga profesionistët e kujdesit shëndetësor për matjen sasiore kinetike UV të kreatinë kinazës në serumin dhe plazmën e njeriut duke përdorur analizuesit e automatizuar Beckman Coulter AU/DxC AU.Matja e CK-NAC synohet të përdoret si një ndihmë në diagnostikimin e çrregullimeve të muskujve skeletorë., Reagenti CK-MB është një pajisje mjekësore diagnostikuese in vitro e destinuar për t'u përdorur nga profesionistët e kujdesit shëndetësor për matjen sasiore enzimatike të imuno-inhibimit të kreatininës kinazës-MB në serumin dhe plazmën e njeriut duke përdorur analizuesit e automatizuar Beckman Coulter AU/DxC AU. Matja e CK-MB synohet të përdoret si ndihmë në diagnostikimin e infarktit të miokardit., Reagenti i lipazës është një pajisje mjekësore diagnostikuese in vitro e destinuar për t'u përdorur nga profesionistët e kujdesit shëndetësor për matjen sasiore të ngjyrës kinetike të lipazës në serumin dhe plazmën e njeriut duke përdorur analizuesit e automatizuar Beckman Coulter AU/DxC AU.Matja e lipazës synohet të përdoret si një ndihmë në diagnostikimin e çrregullimeve të pankreasit., Reagenti laktat është një pajisje mjekësore diagnostikuese in vitro e destinuar për t'u përdorur nga profesionistët e kujdesit shëndetësor për matjen sasiore enzimatike të ngjyrës së laktatit në plazmën e njeriut dhe lëngun cerebrospinal (CSF) duke përdorur analizuesit e automatizuar Beckman Coulter AU/DxC AU. Matja e laktatit në plazmë synohet të përdoret si një ndihmë në diagnostikimin e acidozës laktike. Matja e laktat në CSF synohet të përdoret si një ndihmë në diagnostikimin e një sërë çrregullimesh të sistemit nervor qendror (CNS)., Reagenti UIBC është një pajisje mjekësore diagnostikuese in vitro e destinuar për t'u përdorur nga profesionistët e kujdesit shëndetësor për matjen sasiore të ngjyrave fotometrike ne UIBC në serumin dhe plazmën e njeriut duke përdorur analizuesit e automatizuar Beckman Coulter AU/DxC AU. Matja e UIBC synohet të përdoret si një ndihmë në diagnostikimin e anemisë., Reagenti i uresë është një pajisje mjekësore diagnostikuese in vitro e destinuar për t'u përdorur nga profesionistët e kujdesit shëndetësor për matjen sasiore kinetike UV të ures në serumin e njeriut, plazmën dhe urinën duke përdorur analizuesit e automatizuar Beckman Coulter AU/DxC AU. Matja e uresë synohet të përdoret si një ndihmë në diagnostikimin e çrregullimeve të veshkave ose ekuilibrit të lëngjeve/elektroliteve., Reagenti i uresë është një pajisje mjekësore diagnostikuese in vitro e destinuar për t'u përdorur nga profesionistët e kujdesit shëndetësor për matjen sasiore kinetike UV të uresë në serumin e njeriut, plazmën dhe urinën duke përdorur analizuesit e automatizuar Beckman Coulter AU/DxC AU. Matja e uresë synohet të përdoret si një ndihmë në diagnostikimin e çrregullimeve të veshkave ose ekuilibrit të lëngjeve/elektroliteve., Reagenti ure STAT është një pajisje mjekësore diagnostikuese in vitro e destinuar për t'u përdorur nga profesionistët e kujdesit shëndetësor për matjen sasiore kinetike UV të uresë në serumin e njeriut, plazmën dhe urinën duke përdorur analizuesit e automatizuar Beckman Coulter AU/DxC AU. Matja e uresë synohet të përdoret si një ndihmë në diagnostikimin e çrregullimeve të veshkave ose ekuilibrit të lëngjeve/elektroliteve., Reagenti i magnezit është një pajisje mjekësore diagnostikuese in vitro e destinuar për t'u përdorur nga profesionistët e kujdesit shëndetësor për matjen sasiore fotometrike të ngjyrave të magnezit në serumin e njeriut, plazmën dhe urinën duke përdorur analizuesit e automatizuar Beckman Coulter AU/DxC AU. Matja e magnezit synohet të përdoret si një ndihmë në diagnostikimin dhe trajtimin e hipomagnesemisë (anormalisht e ulët) dhe hipermagnezemia (anormalisht e lartë)., Reagenti Total Protein është një pajisje mjekësore diagnostikuese in vitro e destinuar për t'u përdorur nga profesionistët e kujdesit shëndetësor për matjen sasiore fotometrike të proteinës totale në serumin dhe plazmën e njeriut duke përdorur analizuesit e automatizuar Beckman Coulter AU/DxC AU. Matja e proteinës totale synohet të përdoret si ndihmë për diagnostikimin dhe trajtimin e një sërë sëmundjesh që përfshijnë mëlçinë, veshkat ose palcën e eshtrave, si dhe çrregullime të tjera metabolike dhe ushqyese., Reagenti i proteinës urinar/CSF është një pajisje mjekësore diagnostikuese in vitro e destinuar për t'u përdorur nga profesionistët e kujdesit shëndetësor për matjen sasiore fotometrike të ngjyrës së proteinës totale në urinën e njeriut dhe lëngun cerebrospinal (CSF) duke përdorur analizuesit e automatizuar Beckman Coulter AU/DxC AU. Matja e proteinës totale në urinë synohet të përdoret si një ndihmë në diagnostikimin e çrregullimeve të veshkave. Matja e proteinës totale në CSF synohet të përdoret si një ndihmë në diagnostikimin e çrregullimeve të SNQ., Reagenti i mikroglobulinës β-2 është një pajisje mjekësore diagnostikuese in vitro e destinuar për t'u përdorur nga profesionistët e kujdesit shëndetësor për matjen sasiore imunoturbidimetrike të mikroglobulinës β-2 në serumin dhe plazmën e njeriut duke përdorur analizuesit e automatizuar Beckman Coulter AU/DxC AU.Matja e mikroglobulinës β-2 synohet të përdoret si një ndihmë në diagnostikimin e sëmundjes së veshkave ose si një shënues i ndryshimit në qarkullimin limfocitar., Reagenti D-Dimer është një pajisje mjekësore diagnostikuese in vitro e destinuar për t'u përdorur nga profesionistët e kujdesit shëndetësor për matjen sasiore imunoturbidimetrike të D-Dimer në plazmën e njeriut duke përdorur analizuesit e automatizuar Beckman Coulter AU/DxC AU. | Pajisje te diagnostifikimit in vitro
Matja e D-Dimer synohet të përdoret si një ndihmë për diagnostikimin e çrregullimeve të koagulimit intravaskular, duke përfshirë trombozën e venave të thella (DVT), Embolinë pulmonare (PE) dhe Koagulimin Intravaskular të Diseminuar (DIC). D-Dimer zakonisht përdoret për vlerën e tij parashikuese negative., Kalibratori D-Dimer është një kalibrator i liofilizuar në një matricë serumi të njeriut, i destinuar për t'u përdorur me reagentin D-Dimer OSR60135 për përcaktimin sasior të D-Dimerit në plazmën e njeriut duke përdorur analizuesit e automatizuar Beckman Coulter AU/DxC AU., Kontrolli D-Dimer është një kontroll i liofilizuar në një matricë serumi njerëzor që synohet të përdoret për të monitoruar performancën analitike të reagentit D-Dimer OSR60135 duke përdorur analizuesit e automatizuar Beckman Coulter AU/DxC AU., Reagenti ASO është një pajisje mjekësore diagnostikuese in vitro e destinuar për t'u përdorur nga profesionistët e kujdesit shëndetësor për matjen sasiore imunoturbidimetrike të Anti-Streptolisin O (ASO) në serumin e njeriut duke përdorur analizuesit e automatizuar Beckman Coulter AU/DxC AU.
Matja e antitrupave ASO synohet të përdoret si një ndihmë në diagnostikimin e një infeksioni streptokok të grupit A paraardhës., Reagenti i ceruloplazminës është një pajisje mjekësore diagnostikuese in vitro e destinuar për t'u përdorur nga profesionistët e kujdesit shëndetësor për matjen sasiore imunoturbidimetrike të ceruloplazminës në serumin dhe plazmën e njeriut duke përdorur analizuesit e automatizuar Beckman Coulter AU / DxC AU. Matja e ceruloplazminës synohet të përdoret si një ndihmë në diagnostikimin e sëmundjes Wilson., Reagenti i kolesterolit është një pajisje mjekësore diagnostikuese in vitro e destinuar për t'u përdorur nga profesionistët e kujdesit shëndetësor për matjen sasiore enzimatike të ngjyrave të kolesterolit në serumin dhe plazmën e njeriut duke përdorur analizuesit e automatizuar Beckman Coulter AU/DxC AU.
Matja e kolesterolit synohet të përdoret si një ndihmë në vlerësimin e rrezikut kardiak., Reagenti i kreatininës është një pajisje mjekësore diagnostikuese in vitro e destinuar për t'u përdorur nga profesionistët e kujdesit shëndetësor për matjen sasiore të kreatininës në serumin e njeriut, plazmën dhe urinën duke përdorur analizuesit e automatizuar Beckman Coulter AU/DxC AU.
Matja e kreatininës synohet të përdoret si një ndihmë në diagnostikimin dhe monitorimin e çrregullimeve të veshkave. Reagentët OSR6x78 mund të përdoren në dy mënyra për aplikimin e serumit/plazmës:
Metoda A: Kinetic Jaffe (metodë e kompensuar) e gjurmueshme në metodën e referencës IDMS. Metoda B: Jaffe kinetike e pakompensuar., Reagenti haptoglobin është një pajisje mjekësore diagnostikuese in vitro e destinuar për t'u përdorur nga profesionistët e kujdesit shëndetësor për matjen sasiore imunoturbidimetrike të Haptoglobinës në serumin dhe plazmën e njeriut duke përdorur analizuesit e automatizuar Beckman Coulter AU/DxC AU. Matja e Haptoglobinës synohet të përdoret si një ndihmë në diagnostikimin dhe monitorimin e çrregullimeve hemolitike., Reagenti i hekurit është një pajisje mjekësore diagnostikuese in vitro e destinuar për t'u përdorur nga profesionistët e kujdesit shëndetësor për sasinë
matja fotometrike e ngjyrave të hekurit në serumin dhe plazmën e njeriut duke përdorur analizuesit e automatizuar Beckman Coulter AU/DxC AU.
Matja e hekurit synohet të përdoret si një ndihmë në diagnostikimin e anemisë ose mbingarkesës me hekur., Reagenti Calcium Arsenazo është një pajisje mjekësore diagnostikuese in vitro e destinuar për t'u përdorur nga profesionistët e kujdesit shëndetësor për matjen sasiore fotometrike të ngjyrave të kalciumit në serumin e njeriut, plazmën dhe urinën duke përdorur analizuesit e automatizuar Beckman Coulter AU/DxC AU. Matja e kalciumit synohet të përdoret si ndihmë në diagnostikimin e çrregullimeve të kockave, veshkave dhe paratiroideve., "Reagenti i acidit urik është një pajisje mjekësore diagnostikuese in vitro e destinuar për t'u përdorur nga profesionistët e kujdesit shëndetësor për matjen sasiore enzimatike të ngjyrës së acidit urik në serumin e njeriut, plazmën dhe urinën duke përdorur analizuesit e automatizuar Beckman Coulter AU/DxC AU.
Matja e acidit urik synohet të përdoret si ndihmë në diagnostikimin e hipo/hiperuricemisë"
, Reagenti inorganik i fosforit është një pajisje mjekësore diagnostikuese in vitro e destinuar për t'u përdorur nga profesionistët e kujdesit shëndetësor për matjen sasiore fotometrike UV të fosforit inorganik në serumin e njeriut, plazmën dhe urinën duke përdorur analizuesit e automatizuar Beckman Coulter AU/DxC AU. Matja e fosforit inorganik synohet të përdoret si një ndihmë në diagnostikimin e çrregullimeve të kockave dhe veshkave., Reagenti i triglicerideve është një pajisje mjekësore diagnostikuese in vitro e destinuar për t'u përdorur nga profesionistët e kujdesit shëndetësor për matjen sasiore enzimatike të ngjyrës së triglicerideve në serumin dhe plazmën e njeriut duke përdorur analizuesit e automatizuar Beckman Coulter AU/DxC AU.
Matja e triglicerideve synohet të përdoret si një ndihmë në diagnostikimin e çrregullimeve metabolike të lipideve dhe në vlerësimin e rrezikut kardiak., Reagenti i bilirubinës totale është një pajisje mjekësore diagnostikuese in vitro e destinuar për t'u përdorur nga profesionistët e kujdesit shëndetësor për
matje sasiore fotometrike e ngjyrave të bilirubinës totale në serumin dhe plazmën e njeriut duke përdorur analizuesit e automatizuar Beckman Coulter AU/DxC AU. Matja e bilirubinës totale synohet të përdoret si një ndihmë në diagnostikimin e çrregullimeve të mëlçisë dhe qelizave të kuqe të gjakut., Reagenti i glukozës është një pajisje mjekësore diagnostikuese in vitro e destinuar për t'u përdorur nga profesionistët e kujdesit shëndetësor për matjen sasiore enzimatike UV të glukozës në serumin e njeriut, plazmën, urinën dhe lëngun cerebrospinal (CSF) duke përdorur analizuesit e automatizuar Beckman Coulter AU/DxC AU.
Matja e glukozës synohet të përdoret si një ndihmë në diagnostikimin dhe trajtimin e çrregullimeve të metabolizmit të karbohidrateve duke përfshirë diabetin mellitus, hipogliceminë neonatale dhe insulinomën.
Matja e glukozës në CSF synohet të përdoret si një ndihmë në diagnostikimin e infeksionit të SNQ.
14554 | Attain SelectTM II + SureValveTM 6248VI-130P Delivery Catheter System, Attain CommandTM + SureValveTM 6250VI-MPX Guide Catheter for Left-Heart Delivery, Attain CommandTM + SureValveTM 6250VI-3D Guide Catheter for Left- Heart Delivery, Attain SelectTM II + SureValveTM 6248VI-90 Delivery Catheter System, Attain SelectTM II + SureValveTM 6248VI-90S Delivery Catheter System, Attain SelectTM II + SureValveTM 6248VI-90L Delivery Catheter System, Attain SelectTM II + SureValveTM 6248VI-130 Delivery Catheter System, Attain SelectTM II + SureValveTM 6248VI-130L Delivery Catheter System, Attain SelectTM II + SureValveTM 6248VI-90P Delivery Catheter System, Attain SelectTM II + SureValveTM 6248VI-90SP Delivery Catheter System, SelectSiteTM C304-S59 Deflectable catheter system, SelectSiteTM C304-L69 Deflectable catheter system, SelectSiteTM C304-XL74 Deflectable catheter system, SelectSiteTM C304-HIS Deflectable catheter system, Attain® 6227DEF Deflectable Catheter Delivery System, C315S4 Delivery Catheter, C315S5 Delivery Catheter, C315S10 Delivery Catheter, C315J Delivery Catheter, C315HIS Delivery Catheter, C315H20 Delivery Catheter, C315H40 Delivery Catheter, Attain CommandTM + SureValveTM 6250VIC Left-Heart Delivery System, Attain CommandTM + SureValveTM 6250VIS Left-Heart Delivery System, Attain CommandTM + SureValveTM 6250VI-45S Guide Catheter for Left-Heart Delivery, Attain CommandTM + SureValveTM 6250VI-50S Guide Catheter for Left-Heart Delivery, Attain CommandTM + SureValveTM 6250VI-57S Guide Catheter for Left-Heart Delivery, Attain CommandTM + SureValveTM 6250VI-AM Guide Catheter for Left-Heart Delivery, Attain CommandTM + SureValveTM 6250VI-EH Guide Catheter for Left- Heart Delivery, Attain CommandTM + SureValveTM 6250VI-EHXL Guide Catheter for Left-Heart Delivery, Attain CommandTM + SureValveTM 6250VI-MB2 Guide Catheter for Left-Heart Delivery, Attain CommandTM + SureValveTM 6250VI-MB2X Guide Catheter for Left-Heart Delivery, Attain CommandTM + SureValveTM 6250VI-MP Guide Catheter for Left- Heart Delivery, Attain CommandTM + SureValveTM 6250VI-MPR Guide Catheter for Left-Heart Delivery | O.E.S DISTRIMED | 2023-07-11T00:00:00.000+02:00 | Medtronic Inc. 710 Medtronic Parkway Minneapolis, MN 55432 USA | 6248VI-130P, 6250VI-MPX, 6250VI-3D, 6248VI-90, 6248VI-90S, 6248VI-90L, 6248VI-130, 6248VI-130L, 6248VI-90P, 6248VI-90SP, C304-S59, C304-L69, C304-XL74, C304-HIS, 6227DEF, C315S4, C315S5, C315S10, C315J, C315HIS, C315H20, C315H40, 6250VIC, 6250VIS, 6250VI-45S, 6250VI-50S, 6250VI-57S, 6250VI-AM, 6250VI-EH, 6250VI-EHXL, 6250VI-MB2, 6250VI-MB2X, 6250VI-MP, 6250VI-MPR | Te implantueshme aktive | Sisteme dorezimi per terapine e zemres | Pajisje te implantueshme aktive
14625 | Affiniti Series Diagnostic Ultrasound System / Affiniti 30 Diagnostic Ultrasound System (includes 30C, 30G, and 30W), Affiniti Series Diagnostic Ultrasound System / Affiniti 50 Diagnostic Ultrasound System (includes 50C, 50G, and 50W), Affiniti Series Diagnostic Ultrasound System / Affiniti 70 Diagnostic Ultrasound System (includes 70C, 70G, and 70W), Affiniti Series Diagnostic Ultrasound System / Affiniti CVx Diagnostic Ultrasound System | Health & Light | 2023-07-18T00:00:00.000+02:00 | Philips Ultrasound LLC 22100 Bothell Everett Hwy Bothell, WA 98021-8431 USA | Affiniti 30 Diagnostic Ultrasound System (includes 30C, 30G, and 30W), Affiniti 50 Diagnostic Ultrasound System (includes 50C, 50G, and 50W), Affiniti 70 Diagnostic Ultrasound System (includes 70C, 70G, and 70W), Affiniti CVx Diagnostic Ultrasound System | Klasa IIa | Pajisje diagnostikimi Ultrasonike, Affiniti 30 Diagnostic Ultrasound System (includes 30C, 30G, and 30W), Pajisje diagnostikimi Ultrasonike, Affiniti 50 Diagnostic Ultrasound System (includes 50C, 50G, and 50W), Pajisje diagnostikimi Ultrasonike, Affiniti 70 Diagnostic Ultrasound System (includes 70C, 70G, and 70W), Pajisje diagnostikimi Ultrasonike, Affiniti CVx Diagnostic Ultrasound System | Pajisje te implantueshme aktive
14643 | Non-invasive transducers /Transducer C6-2 , Non-invasive transducers /Transducer S4-2 , Non-invasive transducers / Transducer C5-1 , Non-invasive transducers /Transducer C8-5, Non-invasive transducers /Transducer C9-2, Non-invasive transducers /Transducer D2cwc, Non-invasive transducers /Transducer D2tcd, Non-invasive transducers /Transducer D5cwc, Non-invasive transducers /Transducer L12-3, Non-invasive transducers /Transducer L12-3Ergo, Non-invasive transducers /Transducer L12-5, Non-invasive transducers /Transducer eL18-4 EMT, Non-invasive transducers / Transducer eL18-4, Non-invasive transducers /Transducer L18-5, Non-invasive transducers /Transducer mC7-2, Non-invasive transducers /Transducer mC12-3, Non-invasive transducers /Transducer mL26-8, Non-invasive transducers /Transducer SS-1, Non-invasive transducers /Transducer SS-3, Non-invasive transducers /Transducer S9-2, Non-invasive transducers /Transducer S12-4, Non-invasive transducers /Transducer X5-1, Non-invasive transducers /Transducer X6-1, Non-invasive transducers /Transducer X7-2, Non-invasive transducers /Transducer V6-2, Non-invasive transducers /Transducer V9-2 , Non-invasive transducers /Transducer VL13-5, Non-invasive transducers /Transducer XL14-3 , Non-invasive transducers /Transducer C5-2 , Non-invasive transducers /Transducer L12-4 , Non-invasive transducers /Transducer S4-1 | Health & Light | 2023-08-01T00:00:00.000+02:00 | Philips Ultrasound LLC 22100 Bothell Everett Hwy Bothell, WA 98021-8431 USA | Transducer C6-2 , Transducer S4-2 , Transducer C5-1, Transducer C8-5, Transducer C9-2, Transducer D2cwc, Transducer D2tcd, Transducer D5cwc, Transducer L12-3, Transducer L12-3Ergo, Transducer L12-5, Transducer eL18-4 EMT, Transducer eL18-4, Transducer L18-5, Transducer mC7-2, Transducer mC12-3, Transducer mL26-8, Transducer SS-1, Transducer SS-3, Transducer S9-2, Transducer S12-4, Transducer X5-1, Transducer X6-1, Transducer X7-2, Transducer V6-2, Transducer V9-2 , Transducer VL13-5, Transducer XL14-3 , Transducer C5-2 , Transducer L12-4 , Transducer S4-1 | Klasa IIa | Sonde Diagnostikuese Ultrasonike , Transducer C6-2 , Sonde Diagnostikuese Ultrasonike , Transducer S4-2 , Sonde Diagnostikuese Ultrasonike , Transducer C5-1, Sonde Diagnostikuese Ultrasonike , Transducer C8-5, Sonde Diagnostikuese Ultrasonike , Transducer C9-2, Sonde Diagnostikuese Ultrasonike , Transducer D2cwc, Sonde Diagnostikuese Ultrasonike , Transducer D2tcd, Sonde Diagnostikuese Ultrasonike , Transducer D5cwc, Sonde Diagnostikuese Ultrasonike , Transducer L12-3, Sonde Diagnostikuese Ultrasonike , Transducer L12-3Ergo, Sonde Diagnostikuese Ultrasonike , Transducer L12-5, Sonde Diagnostikuese Ultrasonike , Transducer eL18-4 EMT, Sonde Diagnostikuese Ultrasonike , Transducer eL18-4, Sonde Diagnostikuese Ultrasonike , Transducer L18-5, Sonde Diagnostikuese Ultrasonike , Transducer mC7-2, Sonde Diagnostikuese Ultrasonike , Transducer mC12-3, Sonde Diagnostikuese Ultrasonike , Transducer mL26-8, Sonde Diagnostikuese Ultrasonike , Transducer SS-1, Sonde Diagnostikuese Ultrasonike , Transducer SS-3, Sonde Diagnostikuese Ultrasonike , Transducer S9-2, Sonde Diagnostikuese Ultrasonike , Transducer S12-4, Sonde Diagnostikuese Ultrasonike , Transducer X5-1, Sonde Diagnostikuese Ultrasonike , Transducer X6-1, Sonde Diagnostikuese Ultrasonike , Transducer X7-2, Sonde Diagnostikuese Ultrasonike , Transducer V6-2, Sonde Diagnostikuese Ultrasonike , Transducer V9-2 , Sonde Diagnostikuese Ultrasonike , Transducer VL13-5, Sonde Diagnostikuese Ultrasonike , Transducer XL14-3 , Sonde Diagnostikuese Ultrasonike , Transducer C5-2 , Sonde Diagnostikuese Ultrasonike , Transducer L12-4 , Sonde Diagnostikuese Ultrasonike , Transducer S4-1 | Pajisje elektromekanike
14498 | Tourniquets | MONTAL | 2023-07-18T00:00:00.000+02:00 | Ningbo Jenius Polymer Sci-Tech Co., Ltd, No. 2112, Ningheng South Road, Hengxi Town, Yinzhou District, Ningbo, Zhejiang, China (Mainland) | JS-TQ001, JS-TQ003 | Klasa I | Përdoret për të bllokuar përkohësisht kthimin venoz gjatë infuzionit intravenoz ose marrjes së gjakut | Pajisje nje perdorimeshe
14496 | Kelotan gel | T R I M E D | 2023-07-24T00:00:00.000+02:00 | Agetis Supplements Ltd., 21A Costantinoupoleos street, 3011, Limassol, Cyprus | 09500300I | Klasa I | Kelotan Gel është një xhel silikoni i lehtë lokal dhe që thahet vetë, që përdoret për trajtimin dhe parandalimin e shenjave hipertrofike dhe keloide që janë rezultat i djegieve, procedurave të përgjithshme kirurgjikale dhe plagëve traumatike. | Tjeter
14590 | Disposable Sterile Hypodermic Needles-, Scalp Vein Sets | EUROMED | 2023-07-24T00:00:00.000+02:00 | Jiangsu Zhengkang Medical Apparatus Co., Ltd Sanhekou, Zhenglu town, Changzhou city, Jiangsu, china | Disposable Sterile Hypodermic Needles 0.4mm, 0.45mm, 0.5mm, 0.55mm, 0.6mm, 0. 7mm, 0.8mm, 0.9mm, 1.1 mm, 1.2mm, Scalp Vein Sets 0.4mm, 0.45mm, 0.5mm, 0.55mm, 0.6mm , 0.7mm, 0.8mm, 0.9mm, l.0mm , l.2mm | Klasa IIa | Age hipodermike njeperdorimeshme, Age flutur per venat e skalpit | Pajisje nje perdorimeshe
14557 | Curing Lights i Led II | MOTO-MANIA | 2023-07-20T00:00:00.000+02:00 | Guilin Woodpecker Medical Instrument Co.,Ltd.Add , Information Industrial Park,Guilin National High-Tech Zone,Guilin,Guangxi, 541004 P.R.China | Curing Lights i Led II | Klasa I | LLAMPE POLIMERIZIMI | Pajisje dentare
14652 | Dental Prosthesis Materials ,Dental Acrylic Powders IQ-15,SC,O-80, Dental Prosthesis Materials ,Dental Acrylic Liquids IQ-15,SC,O-80 | MOTO-MANIA | 2023-07-24T00:00:00.000+02:00 | IMICRYL DIS MALZEMELERİ SANAYI ve TICARET ANONIM SIRKETI FETIH MAHALLESI MAHIR SOKAK NO: 5/201 42030 KARATAY/KONYA | Dental Prosthesis Materials ,Dental Acrylic Powders IQ-15,SC,O-80, Dental Prosthesis Materials ,Dental Acrylic Liquids IQ-15,SC,O-80 | Klasa IIa | Pluhur Akrilik Dentare , Likid Akrilik Dentare | Pajisje dentare
14579 | Chisel, Safescraper Twist, 3598, Safescraper Twist Curve, 3987, Master Mill, Ost Tray, Prof Dr. F. Khoury, Sinus Tray, Prof Dr. F. Khoury, Soft-Tissue-Try, Prof Dr. Khoury, Easy Clean Scissors, Extraction Screw, Screw Driver Benex, Benex Pullrope, Protecting Cap, Extractor, Quadrant support, Teflon bite plate, Periotome, Surgical Ratchet, Adaptor horizontal spreaders, Horizontal spreader, Surgical Spreader-Key, Surgical Spreader, Screw driver, Pin holder, Fixing holder, Ejection instrument, Ejection sleeve, Hand wheel, Screw Driver Basic, Manual screwdriver, Claw for manual screwdriver, Needle holder crile wood, TC, Tissue forceps, micro, 1.3mm, Tissue forceps, anatom. micro, Bone kurette khoury, 2.0mm, Bone kurette khoury, 3.0mm, Periostalelev, Molt, mod. 3/5mm, Periostalelev, Khoury 5/8mm, Scalpel handle f. blades, round, Dissecting scissors, Metzenb., Gum scissors Kelly, supercut, Tongue depressor curved, Tissue retractor Langenbeck | DENTAL LEADER -CORSI | 2023-08-02T00:00:00.000+02:00 | Hager & Meisinger GmbH, Hansemannstraße 10, D — 41468 Neuss, Germany | 39HI011, 39HI012, 39HI013, 39HI073, 39HI074, 39CA0RA, 39CARA5, 39BS003, 39BS004, 79BKM00, 79BOST0, 79BSIN0, 79BSOT0, 79CM01S, 47BE001230060, 47BE001230070, 47BE001230080, 47BE001230085, 47BE001230045, 47BE001230055, 47BE001230020, 47BE001230021, 47BE00123SK60, 47BE001230010, 47BE001230090, 47BE001230015, 39HI306, 39SW0K1, 39CARA4, 39VCD50, 39SW0L1, 39VCD35, 39VCD85, 39A2005, 39B2005, 39C2005, 39D2005, 39E2005, 39F2005, 39CA1RB, 39CA0RB, 39A1005, 39B1005, 39C1005, 39D1005, 39E1005, 39F1005, 39C3005, 39D3005, 39E3005, 39F3005, 39G2005, 39H2005, 39BMP000011, 39BMP000012, 39BMP000014, 39ASTKH000021, 39ASTKH000029, 39ASNKH000008, 39ASHKH, 39HRKH1, 39MSSDE, 39MSSDM, 39MSGSD, 39MI041, 39MI048, 39MI050, 39MI056, 39MI057, 39MI070, 39MI071, 39MI077, 39MI083, 39MI089, 39MI098, 39MI101, 39MI102, 39MI104, 39MI105, 39MI106, 39MI130, 39MI131, 39MI139, 39MI156, 39MI158, 39MI160, 39MI163, 39MI165, 39MI132, 39MI135, 39MI136, 39MI140, 39MI141, 39MI142, 39MI042, 39MI049, 39MI060, 39MI067, 39MI078, 39MI079, 39BR001, 39TL0T1, 36CL011, 36CL012, 36CL013, 36CL014, 36CL015, 36CL016, 36CL017, 36CL008, 36CL009, 36CL010, 36CL018, 39CL021, 3900TL1, 3900TL2, 3900TL3, 3900TL4, 3900TL5, 3900TL6, 3900TL7, 3900TL8, 3900TL9, 390SL25, 390SL30, 390SL35, 390SL40, 390SL45, 390SL50, 3900SL0, 3900SL1, 39HI070, 390TL19, 390TL20, 36CL038, 36CL039, 36CL040, 36CL041, 36CL031, 36CL032, 36CL033, 36CL034, 36CL035, 36CL036, 36CL066, 36CL065, 36CL064, 36CL063, 36CL062, 36CL061, 36CL050, 36CL051, 36CL052, 36CL053, 36CL054, 36CL055, 36CL056, 36CL057, 36HN001020040, 36HN002025040, 36HN003030040, 36HN004035040, 36HN005040045, 36HN006020050, 36HN007030050, 36HN008040050, 36HN009050060, 3964557DU0000, 3964556DU0000, 39SW150, 39HN020020035, 39UG00W, 39CM001, 39CM002, 3900TM0, 3900TM1, 3900TM2, 3900TM3, 3900TM4, 3900TM5, 39HI009, 39HI010 | Klasa I | Instrumenta te ndryshme dentare te cilat perdoren ne procedura ne klinike. | Pajisje dentare
42x10mm, Tissue retractor Langenbeck
60x11mm, Haemostatic forceps Halstead-
Mosquito, 14.5cm, Towel clip Tohoku, Bone rongeur forceps, Mouth wedge, silicone, XL adult, Mouth wedge, silicone, L adult, Curette Columbia, Fig. 4R-4L, Mouth Mirror handle round, Tweezers college mod. 17cm, Probe Impl. Cyl. Working part, Sonde, strong model, Mouth Mirror, Twin Side, Mouth wedge, silicone, S adult, Condenser Khoury f. BGM, Sinus-Lift elevator, Khoury, Needle holder crile wood, RH, Tissue forceps, Cooley, 0.6mm, Tunneling instrument, Papilla elevator 1.8/3mm, Scalpel handle f. blades, micro, Scalpel handle, swivel head, Bone Ring Tweezer, Screw driver manual, Stop sleeve, Depth gauge, Sinus lift, Membrane positioning, Condenser, Scissors, Elevator, Impact tool, Hammer, Gauze Packer Luniatchek, Standard guiding sleeve, closed, Molar guiding sleeve, open, Parallel pin, Screw Driver, Depth measuring gauge, Easy clean scissor, short, Easy clean scissor, long, Needle holder straight, Needle holder curved, Scissors straight, Scissors curved, Forceps straight, Forceps curved, Raspatorium
14654 | MONOFILAMENT POLYPROPYLENE SUTURE | EUROMED | 2023-07-26T00:00:00.000+02:00 | UNISUR LIFECARE PRIVATE LIMITED No. 15/ 1, 2, 3 Andrahalli Main Road, Acharya I ndust rial Complex, Vishwaneedam Post, Karnataka, Bangalore - 560091, India | UNILENE | Klasa IIb | Sutura kirurgjikale Polipropileni | Pajisje nje perdorimeshe
14618 | VSN P R2 Elastography, VSN P R2 Breast Care, VSN P R2 Thyroid prod, VSN P R2 RIC5-9A-RS SW option, VSN P R2 C1-5-RS SW option, VSN P R2 Easy Style SW option, VSN P R2 Whizz Label SW option, VSN P R2 DICOM CHN, VSN P R2 Follow up tool CHN, VSN P R2 LOGIQ VIEW CHN, VSN P R2 Easy/Adv 3D CHN, VSN P R2 B-flow/color CHN, VSN P R2 Contrast CHN, VSN P R2 Tricefy CHN, VSN P R2 4D software CHN, VSN P R2 VOCAL CHN, VSN P R2 Auto IMT CHN, VSN P R2 TVI CHN, VSN P R2 AMM CHN, VSN P R2 Stress Echo CHN, VSN P R2 Auto EF CHN, VSN P R2 CWD CHN, VSN P R2 Needle rec CHN, VSN P R2 Eloastography CHN, VSN P R2 Breast Care CHN, VSN P R2 Thyroid prod CHN, VSN P R2 RICS-9A-RS SW option CHN, VSN P R2 Cl-5-RS SW option CHN, VSN P R2 Easy Style SW option CHN, VSN P R2 Whizz Label SW option CHN, VSN P 4D Hardware option, VSN P R2 Gel Warmer, Isolation USB for AC printer, VSN P R2 Battery Charger and Battery, VSN A Spare Battery, VSN P R2 Battery Charger, VSN Premier 4PP HW option, VSN Premier Articular Arm, VSN Premier Paper Tray, Accessory Tray, Versana Premier printer shelf, VSN P TV probe holder, AN Keyboard film French, AN Keyboard film German, AN Keyboard film Russian, VSN P R2 Drawer, EMI Filter, 4C-RS Convex array probe, E8C-RS probe, 8C-RS Convex array probe, L8-l8t-RS, BE9Cs-RS, 6S-RS, 3Sc-RS Phased Array probe, L6-12-RS Linear Array probe, E8Cs-RS, RAB2-6-RS probe, 12L-RS, 12S-RS, LK760-RS, RIC5-9A-RS, Cl-5-RS, E7C8L-RS Probe, L3-12-RS, 9L-RS, 4C-RS Biopsy Kit, L6-12-RS Biopsy Kit, 3Sc-RS Biopsy Kit, RAB2-6-RS Biopsy Kit, E8C-RS Biopsy Kit, E8C-RS Reusable Biopsy Kit, BE9CS disposal, BE9CS Reusable, 12L Transverse bracket, Infinite 12L biopsy kit, Reusable Biopsy Guide for RIC5-9A-RS, Disposable Biopsy Guide for RIC5-9A-RS, Disposable Biopsy Guide with Covers for RIC5-9A-RS, Cl-5-RS Biopsy Kit, ERB7 BIOPSY ATTACHMENT, L3-12-D Biopsy Kit, Biopsy Kit for 9L-RS, SONY UPD25 Color Printer USA Kit, SONY UPD25 Color Printer EUP Kit, SONY UPD25 Color Printer CHN Kit, SONY UPD25 Color Printer JPN Kit, SONY UPD25 Color Printer Brazil Kit, BW PRINTER (UP-D898MD), UP-D898DC Printer, 898 printer paper, UP-D898MD DC Printer OFC, Footswitch MKF 2-MED USB GP26, 1-Peadl type footswitch 'Whanam FSU-1000', USB Stick, lTB mobile USB HDD, VSN P R2 Transcend TS8XDVDS-K DVDRW kit, USB ECG Module (IEC)-MFG Germany, USB ECG Module (AHA)-MFG Israel, USB ECG Module (IEC)-MFG Israel, ECG ASSY w/ Chinese Label, wireless Adaptor, Bluetooth Adaptor, Versana Premier R2 VS w flex CP vet console, Vet probe caution label, ECG Module Vet AHA, ECG Module Vet IEC, German Version ECG Vet kits, VSN P R2 Vet kits, VSN P R2 Vet kits CHN, Versana Premier R2 VS, Versana Premier R2 VS w flex CP, Versana Premier R2 VA, Versana Premier R2 VA w 4D, Versana Premier R2 VS vet console, Versana Premier R2 VA vet console, VSN P R2 DICOM, VSN P R2 Follow up tool, VSN P R2 LOGIQ VIEW, VSN P R2 Easy/Adv 3D, VSN P R2 B-flow/color, VSN P R2 Contrast, VSN P R2 Tricefy, VSN P R2 4D software, VSN P R2 VOCAL, VSN P R2 Auto IMT, VSN P R2 TVI, VSN P R2 AMM, VSN P R2 Stress Echo, VSN P R2 Auto EF, VSN P R2 CWD, VSN P R2 Needle rec | MONTAL | 2023-07-27T00:00:00.000+02:00 | GE Medical Systems (China) Co., Ltd., No. 19, Changjiang Road,, Wuxi National Hi-Tech Development Zone, 214028 Jiangsu, P.R. China | H48782BE, H48782BF, H48782BG, H48782BH, H48782BJ, H48782BL, H48832BE, H48812BZ, H48822BA, H48822BC, H48822BD, H48822BE, H48822BF, H48822BG, H48822BH, H48822BJ, H48822BK, H48822BL, H48822BM, H48822BN, H48822BP, H48832BK, H48812BW, H48812BY, H48822BB, H48172BW, H48772BE, H48242BC, H48832BJ, H48442BC, H48772BH, H48182BH, H48182BJ, H48182BF, H48782BP, H48192BF, H48182BG, H48182BR, H48182BS, H48182BL, H48832BH, H48242BD, H4000SR, H40402LN, H40402LS, H40462LF, H40482LN, H45021RP, H45041DL, H48062AC, H48062AF, H48681WR, H40402LY, H44901AB, H44901AF, H48701EJ, H40462LA, H48062AL, H44901AP, H40442LL, E8385NA, H40432LC, H46222LC, H48681ML, E8385MJ, H40412LN, E8387M, E8387MA, H48392LL, H48392LT, H46721R, H48681GF, H48691Z, H40432LE, H40202E, H48302AA, H4906BK, H48542LZ, H48552LA, H48542LY, H48552LB, H48312AN, H48492AZ, H48052BG, H41402LS, H48192BN, H41642LS, H41882LD, H48962LC, H48492AB, H48782BS, H48502AR, H41852LK, H41852LL, H41852LM, H48832AC, H48122BT, H48492AW, H48992LR, H48522AG, H48522AH, H48522AJ, H48812BE, H48782BK, H48772BA, H48772BB, H48772BC, H48772BD, H48812BA, H48812BB, H48812BC, H48772BJ, H48772BK, H4877 2BL, H48772BM, H48772BN, H48772BP, H48772BR, H48772BS, H48772BT, H48772BW, H48772BY, H48772BZ, H48782BA, H48782BB, H48782BC, H48782BD | Klasa IIa | Sistem ultrasaund i destinacionit te pergjithshem | Pajisje diagnostikuese dhe terapeutike me rezatim
14680 | Sterile surgical suction cannulas,suction cannula with suction control,four side holes,CH21, Sterile surgical suction cannulas,suction cannula with suction control,ball tip,CH23, Sterile surgical suction cannulas,suction cannula without suction control,four side holes CH21, Sterile surgical suction cannulas,suction cannula without suction control,four side holes CH23 | GREEMED | 2023-08-08T00:00:00.000+02:00 | ZARYS International Group Spółka z ograniczoną odpowiedzialnością, spółka komandytowa ul. Pod Borem 18 41-808 Zabrze Poland | KO-00214, KO-00114, KO-00204, KO-00104 | Klasa IIa | Kanjule aspirimi kirurgjikale | Tjeter
14715 | Sterile hypodermic needles: dispoFINE,injection needle 0.6mmx30mm, Sterile hypodermic needles: dispoFINE,injection needle 0.6mmx40mm, Sterile hypodermic needles: dispoFINE,injection needle 0.7mmx30mm, Sterile hypodermic needles: dispoFINE,injection needle 0.7mmx40mm, Sterile hypodermic needles: dispoFINE,injection needle 0.7mmx50mm, Sterile hypodermic needles: dispoFINE,injection needle 0.8mmx25mm, Sterile hypodermic needles: dispoFINE,injection needle 0.8mmx40mm, Sterile hypodermic needles: dispoFINE,injection needle 0.8mmx50mm, Sterile hypodermic needles: dispoFINE,injection needle 0.9mmx25mm, Sterile hypodermic needles: dispoFINE,injection needle 0.9mmx40mm, Sterile hypodermic needles: dispoFINE,injection needle 1.1mmx40mm, Sterile hypodermic needles: dispoFINE,injection needle 12mmx40mm, Sterile hypodermic needles: dispoFINE,injection needle 1.2mmx50mm, Sterile hypodermic needles: dispoFINE,injection needle 1.6mmx40mm, Sterile hypodermic needles: dispoFINE,injection needle 1.8mmx40mm, Sterile hypodermic needles: dispoFINE,injection needle 2.1mmx40mm, Sterile hypodermic needles: docFINE,disposable injection needle 0.3mmx13mm, Sterile hypodermic needles: docFINE,disposable injection needle 0.45mmx12mm, Sterile hypodermic needles: docFINE,disposable injection needle 0.45mmx16mm, Sterile hypodermic needles: docFINE,disposable injection needle 0.45mmx22mm, Sterile hypodermic needles: docFINE,disposable injection needle 0.5mmx16mm, Sterile hypodermic needles: docFINE,disposable injection needle 0.5mmx25mm, Sterile hypodermic needles: docFINE,disposable injection needle 0.5mmx40mm, Sterile hypodermic needles: docFINE,disposable injection needle 0.6mmx25mm, Sterile hypodermic needles: docFINE,disposable injection needle 0.6mmx30mm, Sterile hypodermic needles: docFINE,disposable injection needle 0.6mmx40mm | GREEMED | 2023-08-08T00:00:00.000+02:00 | ZARYS International Group Spółka z ograniczoną odpowiedzialnością, spółka komandytowa ul. Pod Borem 18 41-808 Zabrze Poland | IN-06X30, IN-06X40, IN-07X30, IN-07X40, IN-07X50, IN-08X25, IN-08X40, IN-08X50, IN-09X25, IN-09X40, IN-11X40, IN-12X40, IN-12X50, IN-16X40, IN-18X40, IN-21X40, DW IN-03X13, DW IN-045X12, DW IN-045X16, DW IN-045X22, DW IN-05X16, DW IN-05X25, DW IN-05X40, DW IN-06X25, DW IN-06X26, DW IN-06X30, DW IN-06X40 | Klasa IIa | Age te thjeshta sterile per injektim | Tjeter
14594 | POSITIONERS, OT BAR, OT BOX, OT CAP- OT CAP TECNO, OT EQUATOR -OT BRIDGE, OT REVERSE 3, OT STRATEGY, PLUS | DENTAL LEADER -CORSI | 2023-08-10T00:00:00.000+02:00 | Rhein83 S.R.L. via zago,10/ABC-40128 Bologna Italy | CN100-1BR, 142CPPN, 142CPPN-DA, 143CPN, CN100-50, CN100-500, NA , 023CPA, 023CPAUS, 024CPB, 024CPBUS, CPA-50, CPA-100, CPB-50, CPB-100, 101PPM, 101PPN, 3276003, PP003-50, PP003-100, PP004-10, PP004-50, PP004-100, PP004-500, PP005-10, PP005-100, PP005-50, PP006-10, 043CLN, 1900176, 043CLN-IQ, 240457503, 3205701, 407709, 407731, CN027-10, CN027-50, CN027-500, CN027-100, CN027-1000, 043CLM, 043ZICLM, 240547503, 3205702, CN028-10, CN028-100, CN028-1000, CN028-50, CN028-500, 101PPMT, 101PPNT, 073CVMN, AOD240140B, 140CEN, 140CEN., 140CENBL, 140CEN-IQ, 140CENY, 158SEL, 40-50286, 4695, 50140CEN, 902654, ASJEQU001, CN068-10, CN068-100, CN068-50, CN068-500, CN068-1000, EQ1003, K140CEN, OC140CEN, PFONAP-POLKITN, RH140CEN, Z-EQ-140CEN, MAH2-100, 121PR, CN032-10, CN032-50,, CN032-100, CN032-500, CN032-1000, CN033-10, CN033-50, CN033-100, CN033-500, CN033-1000, 045CLS, 047CLS, 101OTS, 101OTST, 3205703, 3205704, 240447503, 240467503, 240927503, 240937503, 140CEN-DIO, 16042, 140CPN-HE, 140CPPN-HE, CN090-1, CN090-10, CN090-100, CN090-1000, CN090-50, CN090-200, CN090-500, CN100-10, CN100-100, CN100-1000 | Klasa I | Komponent dhe instrumenta per proteze dentare | Pajisje dentare
14595 | Salifluss® 30 cpr 400mg | F A R M A T E CH | 2023-08-02T00:00:00.000+02:00 | Metis Healthcare s.r.l., via Della Moscova 13, 20121 Milano Italy | 418 | Klasa I | Tableta për trajtimin e simptomave dhe komplikimeve që lidhen me gojën e thatë (kserostomia) | Tjeter
14685 | Excel+ Console 220V AC with Footswitch, Excel 23kHz Straight Handpiece, Excel 23kHz Aingled Handpiece, Excel 36kHz Straight Handpiece, Excel 23kHz Tubing, Excel 36kHz Tubing, Excel CEM Nosecone 23kHz, Excel CEM Nosecone 36kHz | O.E.S DISTRIMED | 2023-08-07T00:00:00.000+02:00 | Integra LifeSciences (Ireland) Ltd,IDA Business &amp; Technology Park Sragh Tullamore, County Offaly Ireland | CUSAEXEL9, C2600, C2601, C2602, C3600, C3601, C6623, C6636 | Klasa IIb, Klasa IIa | Pajisje aspiratore,per perdorim ne kirurgji, Aksesore per pajisje aspiratore,perdorim ne kirurgji | Instrumenta shumeperdorimeshe
14664 | Access TSH ( 3rd IS ) Reagent Packs, Access TSH ( 3rd IS ) Calibrators | GENIUS SHPK | 2023-08-04T00:00:00.000+02:00 | Immunotech S.A.S A Beckman Coulter Company - 130, avenue de Lattre de Tassigny BP 177 ; 13276 Marseille Cedex 9 France | B63284,C28643, B63285 | In vitro | Reagent diagnostifikues in vitro,analize imunologjike kimiluminishente per percaktimin kuantitativ te niveleve te hormonit te stimulimit te tiroideve te njeriut (thyrotropin, TSH, hTSH) ne serumin dhe plazmen humane duke perdorur Sistemet e Testimit te Imunologjise Access. Ky test eshte ne gjendje te ofroje rezultate te TSH-se se gjenerates se trete. Perdorimi kryesor klinik i matjes se TSH-se eshte per te ndihmuar ne diagnozen e semundjeve te tiroideve. TSH e matur ne bashkeveprim me teste te tjera te tiroideve mund te zbuloje ose te perjashtoje hipotireozen, hipertireozen ose te monitoroje trajtimin e zevendesimit te T4., Kalibratoret Access TSH (3rd IS) jane te destinuar per kalibrimin e testit Access TSH (3rd IS) per percaktimin kuantitativ te niveleve te hormonit te stimulimit te tiroideve te njeriut (thyrotropin, TSH, hTSH) ne serumin dhe plazmen humane duke perdorur Sistemet e Testimit te Imunologjise Access. | Pajisje te diagnostifikimit in vitro
14641 | Access CEA (Reagent Pack), Access CEA Calibrators, Access CEA Diluent, Access CEA QC | GENIUS SHPK | 2023-08-04T00:00:00.000+02:00 | Beckman Coulter Inc . - 250 S. Kraemer Blvd, Brea, CA 92821 USA | 33200, 33205, 33206, 33209 | In vitro | Reagent imunologjik diagnostifikues in vitro e destinuar per percaktimin sasior te niveleve te CEA ne serumin e njeriut .Ajo vjen si nje ndihme ne menaxhimin e pacienteve me kancer., Kalibrator I reagentit imunologjik diagnostifikues in vitro e destinuar per te kalibruar analizen e Access CEA per sasine e niveleve te Antigjenit Karcinoembrional (CEA) ne serumin e njeriut ., Diluent I reagentit imunologjik diagnostifikues in vitro e destinuar per te holluar mostrat e pacienteve qe permbajne perqendrime te CEA., Kontroll cilesie I reagentit imunologjik diagnostifikues in vitro e destinuar per monitorimin e performances se sistemit imunoenzimatik per matjen sasiore te CEA duke perdorur reagentet Access CEA. | Pajisje te diagnostifikimit in vitro
14642 | Access Rubella IgG, Access Rubella IgG Calibrators, Access Rubella IgG QC | GENIUS SHPK | 2023-08-04T00:00:00.000+02:00 | Beckman Coulter Inc . - 250 S. Kraemer Boulevard Brea, CA 92821 U.S.A | 34430, 34435, 34439 | In vitro | Reagent imunologjik diagnostifikues in vitro e destinuar per përcaktimin cilësor dhe sasior të antitrupave IgG kundër virusit të rubeolës në serumin e njeriut duke përdorur Sistemet e Testimit Access. Testi Access Rubella IgG ndihmon në diagnozën e infeksionit të rubeolës dhe përcaktimin e imunitetit., Kalibrator imunologjik diagnostifikues in vitro e destinuar per kalibrimin e testimi Access Rubella IgG për përcaktimin cilësor dhe sasior të antitrupave IgG kundër virusit të rubeolës në serumin e njeriut duke përdorur Sistemet e Testimit Access., Kontroll cilesie imunologjik diagnostifikues in vitro e destinuar per monitorimin e performancës së sistemit të testimi Access Rubella IgG. | Pajisje te diagnostifikimit in vitro
14716 | Kit diagnostico in vitro per CYTOTEST 51 Alimenti e Sostanze Chimiche Alimentari In Vitro Diagnostic Kit for CYTOTEST 51 Foods and Food Chemical Substances, Kit diagnostico in vitro per CYTOTEST 29 Alimenti.In Vitro Diagnostic Kit for CYTOTEST 29 Foods | 2 AE | 2023-08-07T00:00:00.000+02:00 | CYTODIAGNOSTIC SRL Via Onesto Scavino, 10 47891 Falciano Repubblica di San Marino | 5AFHCT51, 8FHCT29 | In vitro | PAJISJE MJEKESORE DIAGNOSTIKUESE IN VITRO PER DETEKTIMIN E INTOLERANCAVE USHQIMORE | Pajisje te diagnostifikimit in vitro
14669 | NavienTM A+ Intracranial Support Catheter | O.E.S DISTRIMED | 2023-08-07T00:00:00.000+02:00 | Micro Therapeutics, Inc. DBA ev3 Neurovascular 9775 Toledo Way Irvine, CA 92618 USA | RFXA058-115-08, RFXA058-125-08, RFXA058-130-08, RFXA072-95-08, RFXA072-95-08MP, RFXA072-105-08, RFXA072-105-08MP, RFXA072-115-08, RFXA072-115-08MP, RFXA072-125-08, RFXA072-125-08MP, RFXA072-130-08, RFXA072-130-08MP, RFXA058-105-08 | Klasa III | Kateter per suport intrakranial, per perdorim ne procedurat diagnostike,terapeutike neurovaskulare | Pajisje nje perdorimeshe
14693 | Dental root-canal instruments/Unitaper Gold, Dental root-canal instruments/Unitaper Blue, Dental root-canal instruments/Unitaper, Dental root-canal instruments/Unitaper (Hand Use), Dental root-canal instruments/Uni-RT, Dental root-canal instruments/Uni-RT GOLD, Dental root-canal instruments/Uni-Wave, Dental root-canal instruments/Uni-Next, Dental root-canal instruments/Uni Next GOLD, Dental root-canal instruments/Uni-Path, Dental root-canal instruments/Uni-Path Wave, Dental root-canal instruments/Uni-Reci BLUE, Dental root-canal instruments/Uni-Elves, Dental root-canal instruments/Uni-One, Dental root-canal instruments/Uni-Flex, Dental root-canal instruments/Stainless Steel K Files(Hand Use), Dental root-canal instruments/Stainless Steel H Files(Hand Use), Dental root-canal instruments/Stainless Steel K-Flex Files(Hand Use), Dental root-canal instruments/Stainless Steel Reamers(Hand Use), Dental root-canal instruments/Stainless Steel Pluggers(Hand Use), Dental root-canal instruments/Stainles Steel Spreaders(Hand Use), Dental root-canal instruments/Stainless Steel C FILES(Hand Use), Dental root-canal instruments/NITI K-Files(Hand Use), Dental root-canal instruments/NITI H-Files(Hand Use), Dental root-canal instruments/NITI Reamers(Hand Use), Dental root-canal instruments/NITI Spreaders(Hand Use), Dental root-canal instruments/NITI Pluggers(Hand Use), Dental root-canal instruments/Peeso Reamers, Dental root-canal instruments/Gates Drills, Dental root-canal instruments/Paste Carrier, Dental root-canal instruments/Barbed Broaches, Dental root-canal instruments/U FILE, Dental root-canal instruments/HD-P | EURODENTA | 2023-08-09T00:00:00.000+02:00 | Shenzhen FeiHuan Medical Instruments Co.,Ltd.1305 Wensheng Center Wenjin Plaza,East Wenjin Road,Luohu District 518020 Shenzhen.China | #SX,#S1,#S2,#F1,#F2,F3,#F5.21mm,25mm,31mm., #D1,#D2,#D3., #20/.07,#25/.07,#35/.06,#45/.05 21mm,25mm,31mm, #X1,#X2,#X3,#X4,#X5.21mm,25mm,31mm, #16/.02 21mm,25mm,31mm, #15/.02 21mm,25mm,31mm, #R25/.08,#R40/.06,#R50/.05 21mm,25mm31mm, #17/.12,#13/.02,#17/.04,#21/.06,#25/.06 21mm,25mm,31mm, #20/.07,#16/.02,#25/.04,#25/.06,#35/.04 21mm,25mm,30mm, #17/.08,#15/.03,#20/.04,#25/.04,#25/.06 21mm,25mm,31mm, #15,#20,#25,#30,#35,#40 21mm,25mm,28mm,31mm, #6,#8,#10,#15,#20,#25,#30,#35,#40,#45,#50,#55,#60,#70,#80,#15-40,#45-80 21mm,25mm,28mm,31mm, #15,#20,#25,#30,#35,#40,#15-40 21mm,25mm,28mm,31mm, #6,#8,#10,#15,#20,18mm,21mm,25mm, #1,#2,#3,#4,#5,#6,1-6, 28mm,32mm, #25,#30,#35,#40,#25-40 21mm,25mm,29mm, #00,#01,#02,#03,#04,%,#06,#00-06 21mm,25mm,28mm, #15,#20,#25,#30,#35,#40,#15-40 33mm, #35/70,#40/80,#50/100,#60/120 | Klasa IIa | Instrumente manuale dhe per punime ne kanalet e rrenjeve, Instrumente manuale per punime ne kanalet e rrenjeve, Instrumente manuale dhe mikromotori per punime ne kanalet e rrenjeve | Pajisje dentare
14722 | 1151100 CALiaGold Calibrator | AESKULAP | 2023-08-08T00:00:00.000+02:00 | Sentinel CH. S.p.A, Via Robert Koch, 2, 20152 Milano (Italy) | 1151100 CALiaGold Calibrator | In vitro | Kalibrator në formë likuide. Shërben për përcaktimin e përqendrimit të kalprotektinës në ekstraktin e mostrës fekale të pacientit. | Pajisje laboratori
14513 | Zebra™ Guidewire (0.025inX150cm/Straight Tip), Zebra™ Guidewire (0.025inX150cm/Straight Tip), Zebra™ Guidewire (0.025inX150cm/Angle Tip), Zebra™ Guidewire (0.032inX150cm/Straight Tip), Zebra™ Gu idewire (0.032inX150cm/Angle Tip), Zebra™ Guidewire (0.032inX150cm/Angle Tip), Zebra™ Guidewire (0.035inX150cm/Straight Tip), Zebra™ Guidewire (0.035inX150cm/Straight Tip), Zebra™ Guidewire (0.035inX150cm/Angle Tip), Zebra™ Guidewire (0.038inX150cm/Straight Tip), Zebra™ Guidewire (0.038inX150cm/Angle Tip) | MONTAL | 2023-07-10T00:00:00.000+02:00 | Boston Scientific Corporation, 300 Boston Scientific Way, Marlborough, MA 01752 USA | M0066701081, M0066701080*, M0066701091, M0066701090*, M0066701101, M0066701100*, M0066701111, M0066701110*, M0066701121, M0066701120*, M0066701131, M0066701130*, M0066701141, M0066701140*, M0066701151, M0066701150* | Klasa IIa | Tela udhëzues urologjik që shërbejnë për vendosjen e instrumenteve endurologjike gjatë procedurave diagnostikuese ose intervenuese. | Pajisje nje perdorimeshe
14574 | Clearview Blower/Mister, Clearview Blower/Mister Kit, Accumist Blower/Mister | O.E.S DISTRIMED | 2023-07-18T00:00:00.000+02:00 | Medtronic Inc. 710 Medtronic Parkway Minneapolis, MN 55432 USA | 22120, 22150, 29150 | Klasa IIa | Aksesore ndihmes per pastrimin e gjakut ne zonen ku kryhet nderhyrja kirurgjikale ,per perdorim kardiologji | Pajisje nje perdorimeshe
14620 | X5 Non invasive blood pressure measuring device with pulse arrhythmia detecting function (including Afib (Atrial fibrillation), PC (premature contraction), TACH (Tachycardia) and BRAD (bradycardia) | DELTA PHARMA - AL | 2023-07-31T00:00:00.000+02:00 | Rossmax Swiss GmbH Widnauerstrasse 1, CH-9435 Heerbrugg, Switzerland | X5 Non invasive blood pressure measuring device with pulse arrhythmia detecting function (including Afib (Atrial fibrillation), PC (premature contraction), TACH (Tachycardia) and BRAD (bradycardia) | Klasa IIa | Pajisje profesionale për monitorimin e presionit të gjakut. Parandalon rrezikun e sëmundjeve kardiake dhe goditjes në tru me zbulimin e hershëm të fibrilacionit atrial, kontraktimit të parakohshëm, takikardisë dhe bradikardisë. Çrregullimet kardiake kanë nevojë për kujdes mjekësor dhe për këtë arsye diagnoza e hershme është e një rëndësie të madhe. Teknologjia PARR zbulon aritminë gjatë kontrollev | Tjeter
14638 | Steam sterilizer | EURODENTA | 2023-07-27T00:00:00.000+02:00 | Ningbo Haishu YESON Medical Device Co.,LTD. No.1 Huanzhen Dadao, Hengjie Town,Haishu,Ningbo 315181 Zhejiang,China | YS-8L-E, YS-12L-E, YS-18L-E, YS-22L-E | Klasa IIb | Pajisje sterilizuese, Autoklave | Pajisje dentare
14660 | TOMTEC-ARENA / TTA2 | Health & Light | 2023-08-03T00:00:00.000+02:00 | Philips Ultrasound LLC 22100 Bothell Everett Hwy Bothell, WA 98021-8431 USA | TTA2 | Klasa IIa | Software klinik per prezantim, kuantifikim dhe krijim raportesh bazuar ne te dhena mjekesore digitale per modalitete te ndryshme , TOMTEC-ARENA / TTA2 | Tjeter
14684 | Access Progesterone (Reagent Pack), Access Progesterone (Calibrators), Access Progesterone (DE Calibrators), Access Progesterone (Calibrator S0) | GENIUS SHPK | 2023-08-04T00:00:00.000+02:00 | Beckman Coulter Inc . - 250 South Kraemer Blvd, Brea, California 92821 ,USA | 33550, 33555, A80773, 33556 | In vitro | Reagent imunologjik diagnostifikues in vitro e destinuar per percaktimin kuantitativ te niveleve te progesteronit ne serumin humane duke perdorur Sistemet e Testimit te Imunologjise Access., Kalibrator imunologjik diagnostifikues in vitro e destinuar per kalibrimin e testit Access Progesterone per percaktimin kuantitativ te niveleve te progesteronit ne serumin humane duke perdorur Sistemet e Testimit te Imunologjise Access., Kalibruesi imunologjik diagnostifikues in vitro e destinuar per perdorim me testin Access Progesterone per te zvogeluar mostrat e pacienteve qe permbajne koncentrata te analitit me te larta se kalibratori specifik i analitit S5. | Pajisje te diagnostifikimit in vitro
14668 | AvigoTm Hydrophilic Guidewire, MirageTm .008 Hydrophilic Guidewire, X-pedion TM-10 Hydrophilic Guidewire | O.E.S DISTRIMED | 2023-08-07T00:00:00.000+02:00 | Micro Therapeutics, Inc. DBA ev3 Neurovascular 9775 Toledo Way Irvine, CA 92618 USA | 103-0606-200, 103-0608, 103-0605-200 | Klasa III | Tel drejtues hidrofilik qe ndihmon vendosjen e kateterit,per perdorim intravaskular gjate procedurave diagnostike dhe terapeutike neurovaskulare | Pajisje nje perdorimeshe
14596 | Synergy, Synergy FX, Synergy R, Mini Taurus, lntegra, FU Twin, iTTR, Altitude SL, Mini Low Profile, Alpine SL, Other Brackets, Bracket Accessories, BuccalTubes, Lingual Tubes, Self-Ligating Buccal Tubes, Lingual Post, Lingual Sheath, Trulock Primer Activated Adhesive, Trulock Light Activated Adhesive, Trulock Primer, Trulock Bonding Resin, Trulock Etchant Liquid / Gel, Trulock Conditioners, Trulock Band Adhesive, Trulock Light Activated Flowable Adhesive, Elastics, Energy Chain, Ligatures, Separators, Tie Thread, Superthread, Elastic Ligature Thread, Wire, Braided Wire, Straight Wire, Ligature Wire, Arch Wire, Springs; Coil, Compression,, Retainer, Clasps, Coated Arch Wire, Wire Accessories, Solder Wire, Bimetric Arch, Lingual Arch, Rapid Palatal Expanders, Quad Helix, Multi-action Appliance, Palatal Appliance, Distalizing Arch, Mesial/Distal Arch, Orthopedic Incline, Tongue Retrainer, Space Maintainer, Appliance Accessories, Bands, Seating Lug, Preweld, Preweld Attachments, Dispensing Gun (for Adhesive Capsules), Spatula, Brushes | ORTHO TARGET | 2023-08-07T00:00:00.000+02:00 | Rocky Mountain Orthodontics 2165 Earlywood Drive Franklin, IN 46131 USA | 46581, 31759, 36153, 31750, 62073, 44732, 62074, 41677, 16204, 41397, 31797, 38799, 35310, 33592, 31754, 38734, 46338, 16196, 38530, 35697, 40468, 31757, 38621, 33209, 31801, 32886, 32885, 37413, 16205, 32886 | Klasa I, Klasa IIb, Klasa IIa | Braketa Metalike Ortodonci, Tuba Ortodoncie, Kompozit Ortodoncie, Ndihmsa ne Trajtim Ortodoncie, Harqe Ortodoncie, Intra-Oral Aparat ne Ortodonci, Unaza Ortodoncie, Maska per Trajtim Ortodoncie, Instrumenta Ortodoncie, Material Mase ne Ortodonci, Aksesore per Kompozit, Top Anchore System Mini Inpiante, Braketa Estetike | Pajisje dentare
| , Replacement Tips, FlashMax P4 Light Pen and accessories, Paste Applicators, Facebow, Headgear, Head Strap, Spring Gear, Orthopedic Face Mask, Lip Bumper, Modules, Neck Pad, Mouthguard, Pliers, Instruments and Accessories, Holder; Bracket, Needle, Wrench; Hex, RM Lock, Instruments for Bands and Accessories, Mosquito Hemostat, Cutters, Instruments and Accessories, Tucker Tier, Bite Block, Tweezers, Direct Bond, Scaler, SL Instrument, Cheek Retractors, IPR Strip, Miscellaneous Instruments and Accessories, Ortho-Jel Alginate, Impression Tray, Patient Relief Wax, RMbond Model Box, RMbond Thermoform Sheets, Dual Top Anchor System, Endosseous Implants, Mini-Orthodontic Implant Pilot Drill, Orthonia Driver, Dual Top Manual Drivers/Attachments, Signature III, FLICIear, FLI Composite, Alice, Ascend sL, Alpine Clear SL |  |  |  | , 35320, 62086
, 44828, 35702, 16350, 34804, 10532, 35863, 42347, 36235, 33968, 46582, 5B937, 58937
14723 | 1151200 CALiaGold Control Set | AESKULAP | 2023-08-08T00:00:00.000+02:00 | Sentinel CH. S.p.A, Via Robert Koch, 2, 20152 Milano (Italy) | 1151200 CALiaGold Control Set | In vitro | Material likuid për kontrollin e performancës së kalprotektinës në 2 nivele të përqëndruara. | Pajisje laboratori
14556 | Full-body MRI system, superconducting magnet /MR 7700, Upgrade Full-body MRI system, superconducting magnet/Upgrades dStream to R11, Upgrade Full-body MRI system, superconducting magnet/Upgrade to MR 7700 | Health & Light |  | Philips Medical Systems Nederland B.V. Veenpluis 6 5684 PC Best The Netherlands SRN ID.: NL-MF-000001489 | 782153, 782142, 782130 | Klasa IIa, Klasa IIb | Sistem Rezonance Magnetike per te gjithe trupin me magnet Surepercues, MR7700, Upgrade per Sistem Rezonance Magnetike per te gjithe trupin me magnet Surepercues, Upgrades dStream to R11, Upgrade per Sistem Rezonance Magnetike per te gjithe trupin me magnet Surepercues, Upgrade to MR 7700 | Pajisje elektromekanike
14730 | Surgitie™ Auto Suture ™ Ligating Loop with Delivery System 2-0 / 3 Metric, Surgitie™ Auto Suture™ Ligating Loop with Delivery System 0 / 3 Metric, Surgiwip™ Auto Suture™ Suture Ligature with Delivery System 0 / 3.5 Metric, Surgiwip™ Auto Suture™ Suture Ligature with Delivery System 2-0 / 3 Metric, Surgiwip™-Auto Suture™ Suture Ligature with Delivery System 0 / 3.5 Metric, Surgitie™ Auto Suture™ Ligating Loop with Delivery System 0 / 3.5 Metric, SURGITIE™ Auto Suture™ Ligating Loop 2-0 / 3 Metric, Surgitie™ Auto Suture™ Ligating Loop 0 / 3.5 Metric, Surgiwip™ Auto Suture™ Suture Ligature 0/3.5 Metric, Surgiwip™ Auto Suture ™ Suture Ligature with Delivery System 2-0 / 3 Metric, Surgiwip™ Auto Suture ™ Suture Ligature with Delivery System 0 / 3.5 Metric | O.E.S DISTRIMED | 2023-08-09T00:00:00.000+02:00 | Covidien llc 15 Hampshire Street Mansfield, MA 02048, U.S.A. | ED-20-L, ED-21-L, EDW-50, EDW-51, EDW-52, EDW-53, EL-20-L, EL-21-L, EL-22-LN, EL-23-LN, ELW-30, ELW-31, ELW-42, ELW-43, ELW-50, ELW-51, ELW-52, ELW-53 | Klasa III | Lak lidhes ,perdoret për lidhjen endoskopike të enëve të gjakut dhe strukturave të tjera të vogla tubulare., Sutura lidhese me sistem dorezimi, e përshtatshme për përafrimin endoskopik dhe lidhjen e indeve të buta. | Pajisje nje perdorimeshe
14644 | MBQ-707 ORTHODRIVE LITE MODULAR HANDPIECE - SINGLE TRIGGER / 1289334, KQ-707 SAGITTAL SAW HEAD (S89) / 17640, CQ-707 RECIPROCATING SAW HEAD (S84) / 17660, DQ-708 DRILL - 7.4MM KEYED CHUCK/ 17600, RQ-708 REAMER HEAD - HUDSON/ZIMMER COMBI OUTPUT / 17630, WQ-707 WIRE/PIN DRIVER 0.7 - 4.0mm / 17700, SAGITTAL BLADE - DE SOUTTER WEBLITE 19 x 90 x 1.27mm / S89-3656, RECIP. BLADE - DE SOUTTER STANDARD 12 x 71 x 1.00mm/ S84-373 | Health & Light | 2023-08-09T00:00:00.000+02:00 | DeSoutter Medical Ltd Halton Brook Business Park Weston Road Aston Clinton Aylesbury Bucks HP22 5WF England | 1289334, 17640, 17660, 17600, 17630, 17700, S89-3656, S84-373 | Klasa IIa | Trapano Mjeksore , MBQ-707 ORTHODRIVE LITE MODULAR HANDPIECE - SINGLE TRIGGER, Aksesor share Mjekesore, KQ-707 SAGITTAL SAW HEAD (S89), Aksesor share mjekesore , CQ-707 RECIPROCATING SAW HEAD (S84), Aksesor Trapan Mjekesor , DQ-708 DRILL - 7.4MM KEYED CHUCK, Aksesor trapan mjekesor , RQ-708 REAMER HEAD - HUDSON/ZIMMER COMBI OUTPUT, Aksesor trapan Mjekesor, WQ-707 WIRE/PIN DRIVER 0.7 - 4.0mm, SAGITTAL BLADE - DE SOUTTER Aksesor Share Mjekesore, WEBLITE 19 x 90 x 1.27mm, Aksesor share mjekesore, RECIP. BLADE - DE SOUTTER STANDARD 12 x 71 x 1.00mm | Pajisje elektromekanike
14731 | Amplatz Super Stiff Guidewire (5/box) | MONTAL | 2023-08-08T00:00:00.000+02:00 | Boston Scientific Corporation, 300 Boston Scientific Way, Marlborough, MA 01752 USA | M001465001, M001465011, M001465021, M001465031, M001465041, M001465091, M001465101, M001465171, M001465181, M001465191, M001465201, M001465231, M001465241, M001465251, M001465261, M001465631, M001465641, H7493922311, H7493922321 | Klasa III | Tel udhëzues i forte por me maje te bute, I pershtatshem per vendosjen e stentave dhe angioplastikë. | Pajisje nje perdorimeshe
14614 | PS-701 POWER SUPPLY / 17870, CM-700 CORDED MODULE / 15720, 1/2 SIZE WIRE STERI-CASE/ 19000, MAINS CABLE BC/PS-EURO PLUG / 8300 | Health & Light | 2023-08-09T00:00:00.000+02:00 | DeSoutter Medical Ltd Halton Brook Business Park Weston Road Aston Clinton Aylesbury Bucks HP22 5WF England | 17870, 15720, 19000, 8300 | Klasa I | , Burim Ushqimi per trapano MjekesorePS-701 POWER SUPPLY, , Aksesor trapano mjekesore, CM-700 CORDED MODULE, , Conternier sterilizues, 1/2 SIZE WIRE STERI-CASE, Kabllo ushqimi standard EuropianMAINS CABLE BC/PS-EURO PLUG | Pajisje elektromekanike
14762 | Medi-Test Glucose PN , Medi-Test Glucose , Medi-Test Glucose/Keton , Medi-Test Protein 2 , Medi-Test Keton , Medi-Test Nitrit , Medi-Test Combi 2 | KRIJON | 2023-08-16T00:00:00.000+02:00 | MACHEREY-NAGEL GmbH & Co. KG Valencienner Str. 11 D - 52355 Düren Germany | 93017; 930965 , 93001; 93024 , 93020; 93025 , 93004; 93027 , 93005; 93028 , 93006; 93029 , 93015; 93037 | In vitro | Medi-Test jane teste te shpejta per testimin e urines | Tjeter
14738 | Extracorporeal Circuit Auxiliary Cannulae (ARTERIAL CANNULAE), Curved tip, with round ring, Extracorporeal Circuit Auxiliary Cannulae (ARTERIAL CANNULAE), 45 Dgree Curved tip, without ring, Extracorporeal Circuit Auxiliary Cannulae (ANTEGRADE CANNULAE), Coronary artery, 45 Degree angled tip, Extracorporeal Circuit Auxiliary Cannulae (VENTS & SUMPS), With plastic inner core, Extracorporeal Circuit Auxiliary Cannulae (VENTS & SUMPS), With stainless steel tube on the tip, Extracorporeal Circuit Auxiliary Cannulae (VENTS & SUMPS), With stainless steel wire inside the tube, Extracorporeal Circuit Auxiliary Cannulae (VENTS & SUMPS), 90 Degree angled tip, Extracorporeal Circuit Auxiliary Cannulae (VENTS & SUMPS), Sumps, With protective spring tip, Extracorporeal Circuit Auxiliary Cannulae (VENTS & SUMPS), With stainless steel inner core, malleable, Extracorporeal Circuit Auxiliary Cannulae (Suckers), Stainless steel tube with fluted pool tip, Extracorporeal Circuit Auxiliary Cannulae (Suckers), Soft tube with fluted pool tip, Extracorporeal Circuit Auxiliary Cannulae (Suckers), Extra long version for VATS, Extracorporeal Circuit Auxiliary Cannulae (ARTERIAL CANNULAE), 45 Dgree Curved tip, with round ring, Extracorporeal Circuit Auxiliary Cannulae (ARTERIAL CANNULAE), Non-reinforced, Straight tip, with round (fixed) ring, Extracorporeal Circuit Auxiliary Cannulae (ARTERIAL CANNULAE), Non-reinforced, Straight tip, with moveable ring, Extracorporeal Circuit Auxiliary Cannulae (ARTERIAL CANNULAE), Non-reinforced, 45 Degree Curved tip, with round (fixed) ring, Extracorporeal Circuit Auxiliary Cannulae (ARTERIAL CANNULAE), Non-reinforced, Blue tip , Extracorporeal Circuit Auxiliary Cannulae (ARTERIAL CANNULAE), Non-reinforced, Blue tip, Extracorporeal Circuit Auxiliary Cannulae (ARTERIAL CANNULAE), Non-reinforced, Same OD overall cannula body with connector , Extracorporeal Circuit Auxiliary Cannulae (ARTERIAL CANNULAE), One piece pediatric cannula, with unique buckle design , Extracorporeal Circuit Auxiliary Cannulae (ARTERIAL CANNULAE), With introducer, Long version with multiple side holes, Extracorporeal Circuit Auxiliary Cannulae (ARTERIAL CANNULAE), With introducer, without multiple side holes, Extracorporeal Circuit Auxiliary Cannulae (ARTERIAL CANNULAE), With introducer, Short version with 2 side holes, Extracorporeal Circuit Auxiliary Cannulae (VENOUS CANNULAE), Single stage, Straight tip, Extracorporeal Circuit Auxiliary Cannulae (VENOUS CANNULAE), Single stage, 90 Degree Angled tip, Extracorporeal Circuit Auxiliary Cannulae (VENOUS CANNULAE), Single stage, 90 Degree Short Angled tip, Extracorporeal Circuit Auxiliary Cannulae (VENOUS CANNULAE), Single stage, 90 Degree Angled metal tip, Extracorporeal Circuit Auxiliary Cannulae (VENOUS CANNULAE), Two stage, Round Body, Extracorporeal Circuit Auxiliary Cannulae (VENOUS CANNULAE), Two stage, Flat Body, Extracorporeal Circuit Auxiliary Cannulae (VENOUS CANNULAE), Three stage, Flat Body, Extracorporeal Circuit Auxiliary Cannulae (VENOUS CANNULAE), Three stage, Round Body, Extracorporeal Circuit Auxiliary Cannulae (VENOUS CANNULAE), With Introducer, Single stage, Extracorporeal Circuit Auxiliary Cannulae (VENOUS CANNULAE), With Introducer, Two stage, Extracorporeal Circuit Auxiliary Cannulae (VENOUS CANNULAE), With Introducer, Multi stage, Extracorporeal Circuit Auxiliary Cannulae (VENOUS CANNULAE), With Introducer, Multi stage for Pediatrics, Extracorporeal Circuit Auxiliary Cannulae (VENOUS CANNULAE), With Introducer, long version tip, Extracorporeal Circuit Auxiliary Cannulae (ANTEGRADE CANNULAE), Aortic Root, Straight type with high flow stopcock, Extracorporeal Circuit Auxiliary Cannulae (ANTEGRADE CANNULAE), Aortic Root, Straight Type , Extracorporeal Circuit Auxiliary Cannulae (ANTEGRADE CANNULAE), Aortic Root, Straight Type, Extracorporeal Circuit Auxiliary Cannulae (ANTEGRADE CANNULAE), Aortic Root, Y type (with vent-line), Extracorporeal Circuit Auxiliary Cannulae (ANTEGRADE CANNULAE), Aortic Root, Long Version (For VATS surgery), Extracorporeal Circuit Auxiliary Cannulae (ANTEGRADE CANNULAE), Coronary artery, 90 Degree angled tip, Extracorporeal Circuit Auxiliary Cannulae (ARTERIAL CANNULAE), Straight tip, with round ring, Extracorporeal Circuit Auxiliary Cannulae (ARTERIAL CANNULAE), Curved tip, with suture flange, Extracorporeal Circuit Auxiliary Cannulae (ARTERIAL CANNULAE), Straight tip, without ring, Extracorporeal Circuit Auxiliary Cannulae (ARTERIAL CANNULAE), Straight tip, with moveable ring, Extracorporeal Circuit Auxiliary Cannulae (ARTERIAL CANNULAE), Straight tip, with suture flange | BIOMETRIC ALBANIA | 2023-08-11T00:00:00.000+02:00 | Changzhou KangXin Medical Instruments Co., Ltd - Adresa: No.10 Shengba Road, Luoxi Town, Xinbei District, Changzhou 213136, China | KX0104-24, KX0104-26, KX0105-08, KX0105-10, KX0105-12, KX0105-14, KX0105-16, KX0105-18, KX0105-20, KX0105-22, KX0105-24, KX0105-26, KX0106-08, KX0106-10, KX0106-12, KX0106-14, KX0106-16, KX0106-18, KX0106-20, KX0106-22, KX0307-2-10, KX0307-2-12, KX0401-12, KX0401-14, KX0401-17, KX0402-12, KX0402-17, KX0403-12, KX0403-14, KX0403-17, KX0404-10, KX0404-13, KX0405-12, KX0405-17, KX0407-14, KX0407-17, KX0501-16, KX0501-20, KX0502-16, KX0502-20, KX0503-16, KX0503-20, KX0106-24, KX0106-26, KX0106-1-08, KX0106-1-10, KX0106-1-12, KX0106-1-14, KX0106-1-16, KX0106-1-18, KX0106-1-20, KX0106-1-22, KX0106-1-24, KX0106-1-26, KX0107-14, KX0107-16, KX0107-18, KX0107-20, KX0107-22, KX0107-24, KX0108-14, KX0108-16, KX0108-18, KX0108-20, KX0108-22, KX0108-24, KX0110-14, KX0110-16, KX0110-18, KX0110-20, KX0110-22, KX0110-24, KX0111-14, KX0111-16, KX0111-18, KX0111-20, KX0111-22, KX0111-24, KX0112-14, KX0112-16, KX0112-18, KX0112-20, KX0112-22, KX0112-24, KX0113-2-06, KX0113-2-08, KX0113-2-10, KX0113-2-12, KX0113-2-14, KX0113-2-16, KX0113-2-18, KX0114-1-14, KX0114-1-16, KX0114-1-18, KX0114-1-20, KX0114-1-22, KX0114-1-24, KX0114-2-14, KX0114-2-16, KX0114-2-18, KX0114-2-20, KX0114-2-22, KX0114-2-24, KX0114-3-08, KX0114-3-12, KX0114-3-14, KX0114-3-16, KX0114-3-18, KX0114-3-20, KX0114-3-22, KX0114-3-24, KX0201-12, KX0201-14, KX0201-16, KX0201-18, KX0201-20, KX0201-22, KX0201-24, KX0201-26, KX0201-28, KX0201-30, KX0201-32, KX0201-34, KX0201-36, KX0201-38, KX0201-40, KX0202-12, KX0202-14, KX0202-16, KX0202-18, KX0202-20, KX0202-22, KX0202-24, KX0202-26, KX0202-28, KX0202-30, KX0202-32, KX0202-34, KX0202-36, KX0202-38, KX0202-40, KX0202-2-12, KX0202-2-14, KX0202-2-16, KX0202-2-18, KX0202-2-20, KX0202-2-22, KX0202-2-24, KX0202-2-26, KX0202-2-28, KX0202-2-30, KX0202-2-32, KX0202-2-34, KX0202-2-36, KX0202-2-38, KX0202-2-40, KX0203-10, KX0203-12, KX0203-14, KX0203-16, KX0203-18, KX0203-20, KX0203-22, KX0203-24, KX0203-26, KX0203-28, KX0203-30, KX0203-32, KX0205-1-28/36, KX0205-1-30/38, KX0205-1- 32/40, KX0205-1-34/46, KX0205-1-36/46, KX0205-1-36/51, KX0205-1-38/46, KX0205-2-28/36, KX0205-2-30/38, KX0205-2-32/40, KX0205-2-34/46, KX0205-2-36/46, KX0205-2-36/51, KX0205-2-38/46, KX0205-3-28/36, KX0205-3-30/38, KX0205-3-32/40, KX0205-3-34/46, KX0205-3-36/46, KX0205-3-36/51, KX0205-4-28/36, KX0205-4-30/38, KX0205-4-32/40, KX0205-4-34/46, KX0205-4-36/46, KX0205-4-36/51, KX0206-1-16, KX0206-1-18, KX0206-1-20, KX0206-1-22, KX0206-1-24, KX0206-1-26, KX0206-1-28, KX0206-2-16, KX0206-2-18, KX0206-2-20, KX0206-2-22, KX0206-2-24, KX0206-2-26, KX0206-2-28, KX0206-3-20, KX0206-3-22, KX0206-3-24, KX0206-3-26, KX0206-3-28, KX0206-4-08, KX0206-4-10, KX0206-4-12, KX0206-4-14, KX0206-5-18, KX0206-5-20, KX0206-5-22, KX0206-5-24, KX0206-5-26, KX0206-5-28, KX0301-12, KX0301-14, KX0301-16, KX0301-18, KX0302-12, KX0302-14, KX0302-16, KX0302-18, KX0304-12, KX0304-14, KX0304-16, KX0304-18, KX0305-14, KX0305-16, KX0307-1-10, KX0307-1-12, KX0101-2-24, KX0101-2-26, KX0103-08, KX0103-10, KX0103-12, KX0103-14, KX0103-16, KX0103-18, KX0103-20, KX0103-22, KX0103-24, KX0103-26, KX0104-08, KX0104-10, KX0104-12, KX0104-14, KX0104-16, KX0104-18, KX0104-20, KX0104-22, KX0101-08, KX0101-10, KX0101-12, KX0101-14, KX0101-16, KX0101-18, KX0101-20, KX0101-22, KX0101-24, KX0101-26, KX0101-1-08, KX0101-1-10, KX0101-1-12, KX0101-1-14, KX0101-1-16, KX0101-1-18, KX0101-1-20, KX0101-1-22, KX0101-1-24, KX0101-1-26, KX0101-2-08, KX0101-2-10, KX0101-2-12, KX0101-2-14, KX0101-2-16, KX0101-2-18, KX0101-2-20, KX0101-2-22 | Klasa IIa | Kanjula (Vent & Sumps) per Kardiokirurgji, Kanjula (Sucker) per Kardiokirurgji, Kanjula Arteriale (femorale) per Kardiokirurgji, Kanjula Venoze (femorale) per Kardiokirurgji, Kanjula Antegrade per Kardiokirurgji | Produkte per institucione te kujdesit shendetesor
14767 | Diagnostic Audiometer / AD528 | Health & Light | 2023-08-17T00:00:00.000+02:00 | Interacoustics A/S Audiometer Allé 1 5500 Middelfart Denmark | AD528, AD629, AS608, AA222, AT235, Air Fx, Aqua Stim, Eclipse, Luna, Orion, OtoRead, PA5, Sera, Titan, VisualEyes 505, VisualEyes 515, VisualEyes 525, VisualEyes EyeSeeCam vHIT | Klasa IIa | Audiometer Diagnostikues AD528, Audiometer Diagnostikues AD629, Audiometer depistimi AS608, Audiometer dhe Timpanometer AA222, Timpanometer AT235, Irrigator Calorik me ajer oer ekazminim vestibular, Irrigator Calorik me uji oer ekazminim vestibular, Platforme kompiuterike mjekesore per Audiometri Eclipse, Audiometer depistues Luna, Karige rrotullese versioni perkules Orion , Aksesor per ekzaminime Vestibulare, Karige rrotullese versioni autotransverse Orion, Aksesor per ekzaminime Vestibulare, Karige rrotullese versioni perkules Orion, Aksesor per ekzaminime Vestibulare, Pajisje portable per testime Otoakustike / OtoRead, Audiometer Depistues PA5, Platforme analizuese Audiologjike Sera, Platforme analizuese Audiologjike Titan, Unit Ekzaminimi vestubular Nystagmograf, VisualEyes 505, Unit Ekzaminimi vestubular Nystagmograf, VisualEyes 515, Unit Ekzaminimi vestubular Nystagmograf, VisualEyes 525, Unit Ekzaminimi vestubular Nystagmograf, VisualEyes EyeSeeCam vHIT | Pajisje elektromekanike
, Diagnostic Audiometer / AD629, Screening Audiometer / AS608, Audiometer and Tympanometer / AA222, Impedance Audiometer / AT235, Air Caloric irrigator / Air Fx, Water Caloric irrigator/ Aqua Stim, Medical PC Platform/ Eclipse, Screening Audiometer /Luna, Rotary Chair, Version: Reclining / Orion, Rotary Chair, Version: Autotraverse / Orion, Rotary Chair, Version: Comprehensive / Orion, Portable Otoacoustic Test Device / OtoRead, Screening Audiometer / PA5, Auditory analysis platform/ Sera, Auditory analysis platform/Titan, Vestibular Examination Unit (Nystagmograph) / VisualEyes 505, Vestibular Examination Unit (Nystagmograph) / VisualEyes 515, Vestibular Examination Unit (Nystagmograph) / VisualEyes 525, Vestibular Examination Unit (Nystagmograph) / VisualEyes EyeSeeCam vHIT
14631 | Non sterile tongue depressors,wooden tongue depessor non sterile | GREEMED | 2023-08-17T00:00:00.000+02:00 | ZARYS International Group Spółka z ograniczoną odpowiedzialnością, spółka komandytowa ul. Pod Borem 18 41-808 Zabrze Poland | SLN-001 | Klasa I | Spatul druri josterile | Tjeter
14772 | Transparent film dressings,model: elastoDERM,Foil dressing, self-adhesive, sterile,6 x 7 cm, Transparent film dressings,model: elastoDERM F,Foil dressing, with frame, self-adhesive, sterile; 4,4 x 4,4 cm, Transparent film dressings,model: elastoDERM F,Foil dressing, with frame, self-adhesive, sterile,6 x 7 cm, Transparent film dressings,model: elastoDERM F,Foil dressing, with frame, self-adhesive, sterile,10 x 12 cm, Transparent film dressings,model: elastoDERM F,Foil dressing, with frame, self-adhesive, sterile,10 x 15 cm, Transparent film dressings,model: elastoDERM F-IV,IV cannula dressing, foil, with frame, with U-incision, self-adhesi sterile,6 x 7 cm, Transparent film dressings,model: elastoDERM PAD,Foil dressing, with absorbent pad, self-adhesive, sterile 6x7cm, Transparent film dressings,model: elastoDERM PAD,Foil dressing, with absorbent pad, self-adhesive, sterile 9 x 10 cm, Transparent film dressings,model: elastoDERM PAD,Foil dressing, with absorbent pad, self-adhesive, sterile 9 x 15 cm, Transparent film dressings,model: elastoDERM PAD,Foil dressing, with absorbent pad, self-adhesive, sterile10 x 20 cm, Transparent film dressings,model: elastoDERM PAD,Foil dressing, with absorbent pad, self-adhesive, sterile10 x 25 cm, Transparent film dressings,model: elastoDERM IV,IV cannula dressing, foil, self-adhesive, sterile,5,8 x 8 cm | GREEMED | 2023-08-22T00:00:00.000+02:00 | ZARYS International Group Spółka z ograniczoną odpowiedzialnością, spółka komandytowa ul. Pod Borem 18 41-808 Zabrze Poland | 811210, 812003, 812005, 812008, 812011, 812006, 802012, 802014, 802015, 802016, 802018, 811301 | Is | Adeziv transparent per fiksimin e katetereve | Tjeter
14756 | Elecsys ACTH, ACTH CalSet | Labor Dr. Limbach Heidelberg Germany | 2023-08-18T00:00:00.000+02:00 | Roche Diagnostics GmbH, Sandhofer Strasse 116 68305 Mannheim Germany | 08946710190, 08946728190, 08959820190 | In vitro | Reagent ACTH, Calibratori | Pajisje te diagnostifikimit in vitro
14773 | Β-THALASSAEMIA & HbA1c Calibrator, Β-THALASSAEMIA & HbA1c Control Material, Β-THALASSAEMIA & HbA1c Assay Column (HPLC), HbA1c Calibrator, HbA1c Control Material, Chromatographic Column (HPLC) | SWISSMED | 2023-08-22T00:00:00.000+02:00 | Shenzhen Lifotronic Technology Co., Ltd., ("Lifotronic"), 4th Floor Building 15, 1008 Songbai Road, Nanshan District, Shenzhen 518055, Guangdong, P.R. China | n/a | In vitro | Kontroll per perdorim laboratorik, Reagent per perdorim laboratorik, Kalibrator per perdorim laboratorik, Kontroll per perdorim laboratorik | Pajisje te diagnostifikimit in vitro
14774 | CerTest FOB (Card kit x 20 tests), CerTest FOB (Card kit x 20 tests + PC), CerTest FOB (Blister kit x 40 tests), CerTest FOB (Blister kit x 40 tests + PC), CerTest FOB 50+200 (Combo Card kit x 20 tests), CerTest FOB 50+200 (Combo Card kit x 20 tests + PC), CerTest FOB+Transferrin (Combo Card kit x 20 tests), CerTest FOB+Transferrin (Combo Card kit x 20 tests + PC), CerTest FOB-Transferrin (Blister kit x 40 tests), CerTest FOB-Transferrin (Blister kit x 40 tests + PC), CerTest Transferrin (Card kit x 20 tests), CerTest Transferrin (Card kit x 20 tests + PC), CerTest Calprotectin (Card kit x 20 tests), CerTest Calprotectin (Card kit x 20 tests + PC), CerTest Calprotectin (Blister kit x 40 tests), CerTest Calprotectin (Blister kit x 40 tests + PC), CerTest Calprotectin 50+200 (Combo Card kit x 20 tests), CerTest Calprotectin 50+200 (Combo Card kit x 20 tests + PC), CerTest Lactoferrin (Card kit x 20 tests), CerTest Lactoferrin (Card kit x 20 tests + PC), CerTest Lactoferrin (Blister kit x 40 tests), CerTest Lactoferrin (Blister kit x 40 tests + PC), CerTest Calprotectin+Lactoferrin (Combo Card kit x 20 tests), CerTest Calprotectin+Lactoferrin (Combo Card kit x 20 tests + PC), CerTest Calprotectin-Lactoferrin (Blister kit x 40 tests), CerTest Calprotectin-Lactoferrin (Blister kit x 40 tests + PC), CerTest FOB+Transferrin+Calprotectin+Lactoferrin (Quad Card kit x 20 tests) , CerTest FOB+Transferrin+Calprotectin+Lactoferrin (Quad Card kit x 20 tests + PC), CerTest Rotavirus (Card kit x 20 tests), CerTest Rotavirus (Card kit x 20 tests + PC), CerTest Rotavirus (Blister kit x 40 tests), CerTest Rotavirus (Blister kit x 40 tests + PC), CerTest Adenovirus (Card kit x 20 tests), CerTest Adenovirus (Card kit x 20 tests + PC), CerTest Adenovirus (Blister kit x 40 tests), CerTest Adenovirus (Blister kit x 40 tests + PC), CerTest Rotavirus+Adenovirus (Combo Card kit x 20 tests), CerTest Rotavirus+Adenovirus (Combo Card kit x 20 tests + PC ), CerTest Rotavirus-Adenovirus (Blister kit x 40 tests), CerTest Rotavirus-Adenovirus (Blister kit x 40 tests + PC), CerTest Astrovirus (Card kit x 20 tests), CerTest Astrovirus (Card kit x 20 tests + PC), CerTest Astrovirus (Blister kit x 40 tests), CerTest Astrovirus (Blister kit x 40 tests + PC), CerTest Rotavirus+Adenovirus+Astrovirus (Triple Card kit x 20 tests), CerTest Rotavirus+Adenovirus+Astrovirus (Triple Card kit x 20 tests + PC), CerTest Norovirus (Card kit x 20 tests), CerTest Norovirus (Card kit x 20 tests + PC), CerTest Norovirus (Blister kit x 40 tests), CerTest Norovirus (Blister kit x 40 tests + PC), CerTest Norovirus GI+GII (Combo Card kit x 20 tests), CerTest Norovirus GI+GII (Combo Card kit x 20 tests + PC), CerTest Norovirus GI-GII (Blister kit x 40 tests), CerTest Norovirus GI-GII (Blister kit x 40 tests, CerTest Rotavirus+Norovirus GI/GII (Combo Card kit x 20 tests), CerTest Rotavirus+Norovirus GI/GII (Combo Card kit x 20 tests + PC), CerTest ROTA+ADENO+NORO (Triple Card kit x 20 tests), CerTest ROTA+ADENO+NORO (Triple Card kit x 20 tests + PC), CerTest Rota+Adeno+Astro+Noro (Quad Card kit x 20 tests), CerTest Rota+Adeno+Astro+Noro (Quad Card kit x 20 tests + PC), CerTest Enterovirus (Card kit x 20 tests), CerTest Enterovirus (Card kit x 20 tests + PC), CerTest Enterovirus (Blister kit x 40 tests), CerTest Enterovirus (Blister kit x 40 tests + PC), CerTest H. pylori (Card kit x 20 tests), CerTest H. pylori (Card kit x 20 tests + PC), CerTest H. pylori (Blister kit x 40 tests), CerTest H. pylori (Blister kit x 40 tests + PC), CerTest H. pylori+Transferrin (Combo Card kit x 20 tests), CerTest H. pylori+Transferrin (Combo Card kit x 20 tests + PC), CerTest Clostridium difficile antigen GDH (Card kit x 20 tests), CerTest Clostridium difficile antigen GDH (Card kit x 20 tests + PC), CerTest Clostridium difficile antigen GDH (Blister kit x 40 tests), CerTest Clostridium difficile antigen GDH (Blister kit x 40 tests + PC), CerTest GDH+Lactoferrin (Combo Card kit x 20 tests), CerTest GDH+Lactoferrin (Combo Card kit x 20 tests + PC), CerTest Clostridium difficile Toxin A+B (Combo Card kit x 20 tests), CerTest Clostridium difficile Toxin A+B (Combo Card kit x 20 tests + PC), CerTest Clostridium difficile Toxin A-B (Blister kit x 40 tests), CerTest Clostridium difficile Toxin A-B (Blister kit x 40 tests + PC), CerTest C. difficile GDH+Toxin A+B (Triple Card kit x 20 tests), CerTest C. difficile GDH+Toxin A+B (Triple Card kit x 20 tests + PC), CerTest C. difficile GDH+Toxin A+B+Lactoferrin (Quad Card kit x 20 tests), CerTest C. difficile GDH+Toxin A+B+Lactoferrin (Quad Card kit x 20 tests + PC), CerTest E. coli O157:H7 (Card kit x 20 tests), CerTest E. coli O157:H7 (Card kit x 20 tests + PC), CerTest E. coli O157:H7(Blister kit x 40 tests), CerTest E. coli O157:H7(Blister kit x 40 tests + PC), CerTest EHEC VT1+VT2 (Combo Card kit x 20 tests), CerTest EHEC VT1+VT2 (Combo Card kit x 20 tests + PC), CerTest E. coli O157+ VT1+VT2 (Triple Card kit x 20 tests), CerTest E. coli O157+ VT1+VT2 (Triple Card kit x 20 tests + PC), CerTest Campylobacter (Card kit x 20 tests), CerTest Campylobacter (Card kit x 20 tests + PC), CerTest Campylobacter (Blister kit x 40 tests), CerTest Campylobacter (Blister kit x 40 tests + PC), CerTest Salmonella (Card kit x 20 tests), CerTest Salmonella (Card kit x 20 tests + PC), CerTest Salmonella (Blister kit x 40 tests), CerTest Salmonella (Blister kit x 40 tests + PC), CerTest Salmonella typhi (Card kit x 20 tests), CerTest Salmonella typhi (Card kit x 20 tests +PC ), CerTest Salmonella typhi (Blister kit x 40 tests), CerTest Salmonella typhi (Blister kit x 40 tests+ PC), CerTest Salmonella paratyphi (Card kit x 20 tests), CerTest Salmonella paratyphi (Card kit x 20 tests + PC), CerTest Salmonella typhi+paratyphi (Combo Card kit x 20 tests), CerTest Salmonella typhi+paratyphi (Combo Card kit x 20 tests + PC), CerTest Yersinia enterocolitica O:3 (Card kit x 20 tests), CerTest Yersinia enterocolitica O:3 (Card kit x 20 tests + PC), CerTest Yersinia enterocolitica O:3 (Blister kit x 40 tests), CerTest Yersinia enterocolitica O:3 (Blister kit x 40 tests + PC), CerTest Yersinia enterocolitica O:9 (Card kit x 20 tests), CerTest Yersinia enterocolitica O:9 (Card kit x 20 tests + PC), CerTest Yersinia enterocolitica O:9 ( Blister kit x 40 tests), CerTest Yersinia enterocolitica O:9 ( Blister kit x 40 tests + PC), CerTest Yersinia enterocolitica O:3+O:9 (Combo Card kit x 20 tests), CerTest Yersinia enterocolitica O:3+O:9 (Combo Card kit x 20 tests + PC), CerTest Crypto (Card kit x 20 tests), CerTest Crypto (Card kit x 20 tests + PC), CerTest Crypto (Blister kit x 40 tests), CerTest Crypto (Blister kit x 40 tests + PC), CerTest Giardia (Card kit x 20 tests), CerTest Giardia (Card kit x 20 tests + PC), CerTest Giardia (Blister kit x 40 tests), CerTest Giardia (Blister kit x 40 tests + PC), CerTest Giardia+ (Card kit x 20 tests), CerTest Giardia+ (Card kit x 20 tests + PC) , CerTest Giardia+ (Blister kit x 40 tests), CerTest Giardia+ (Blister kit x 40 tests + PC), CerTest Crypto+Giardia (Combo Card kit x 20 tests), CerTest Crypto+Giardia (Combo Card kit x 20 tests + PC), CerTest Crypto-Giardia (Blister kit x 40 tests), CerTest Crypto-Giardia (Blister kit x 40 tests + PC), CerTest Entamoeba (Card kit x 20 tests), CerTest Entamoeba (Card kit x 20 tests + PC), CerTest Crypto+Giardia+Entamoeba (Triple Card kit x 20 tests), CerTest Crypto+Giardia+Entamoeba (Triple Card kit x 20 tests + PC), CerTest Strep A (Card kit x 20 tests+ PC), CerTest Strep A (Blister kit x 20 tests+ PC), CerTest RSV (Card kit x 20 tests+ PC), CerTest RSV (Blister kit x 20 tests+ PC), CerTest Adenovirus Resp. (Card kit x 20 tests+ PC), CerTest Adenovirus Resp. (Blister kit x 20 tests+ PC), CerTest RSV+Adenovirus Resp. (Combo Card kit x 20 tests+ PC), CerTest RSV-Adenovirus Resp. (Blister kit x 20 tests+ PC), CerTest Influenza A (Card kit x 20 tests+ PC), CerTest Influenza A (Blister kit x 20 tests+ PC), CerTest Influenza A+B (Combo Card kit x 20 tests+ PC), CerTest Influenza A+B (Blister kit x 20 tests+ PC), CerTest Influenza A+B+RSV (Triple Card kit x 20 tests), CerTest Influenza A+B+RSV (Triple Card kit x 20 tests+ PC), CerTest Influenza A+B+RSV+Adeno Resp.(Quad Card kit x 20 tests), CerTest Influenza A+B+RSV+Adeno Resp.(Quad Card kit x 20 tests + PC), CerTest Legionella (Card kit x 20 Test+ PC+NC), CerTest Legionella (Blister kit x 20 Test+ PC+NC), CerTest S. pneumoniae (Card kit x 20 Test+ PC+NC), CerTest S. pneumoniae (Blister kit x 20 Test+ PC+NC), CerTest S. pneumoniae+Legionella (Combo Card kit x 20 Test+ PC+NC) | SWISSMED | 2023-08-22T00:00:00.000+02:00 | CERTEST BIOTEC, S.L; Calle J Nº1 – Pol. Ind. Río Gallego II 50840 San Mateo de Gallego - Zaragoza Spain. | F820001F, F820001FC, F740001F, F740001FC, FB882001F, FB882001FC, FT882001F, FT882001FC, FT740001F, FT740001FC, TF820001F, TF820001FC, CP820001F, CP820001FC, CP740001F, CP740001FC, CC882001F, CC882001FC, LT820001F, LT820001FC, LT740001F, LT740001FC, CL882001F, CL882001FC, CR740301F, CR740301FC, FC862001F, FC862001FC, R820001V, R820001VC, R740001V, R740001VC, AD820001V, AD820001VC, AD740001V, AD740001VC, XR882001V, XR882001VC, XR740301V, XR740301VC, AT820001V, AT820001VC, AT740001V, AT740001VC, RT872001V, RT872001VC, NN820001V, NN820001VC, NN740001V, NN740001VC, NV882001V, NV882001VC, NV740301V, NV740301VC, RN882001V, RN882001VC, RA872001V, RA872001VC, RG862001V, RG862001VC, EV820001V, EV820001VC, EV740001V, EV740001VC, P820001V, P820001VC, P740001V, P740001VC, PT882001VF, PT882001VFC, GD820001V, GD820001VC, GD740001V, GD740001VC, GF882001VF, GF882001VFC, CD882001V, CD882001VC, CD740301V, CD740301VC, GX872001V, GX872001VC, LX862001VF, LX862001VFC, E820001V, E820001VC, E740001V, E740001VC, SX882001V, SX882001VC, EX872001V, EX872001VC, CA820001V, CA820001VC, CA740001V, CA740001VC, SA820001V, SA820001VC, SA740001V, SA740001VC, ST820001V, ST820001VC, ST740001V, ST740001VC, SP820001V, SP820001VC, TP882001V, TP882001VC, YE820001V, YE820001VC, YE740001V, YE740001VC, YC820001V, YC820001VC, YC740001V, YC740001VC, YS882001V, YS882001VC, K820001V, K820001VC, K740001V, K740001VC, G820001V, G820001VC, G740001V, G740001VC, GW820001V, GW820001VC, GW740001V, GW740001VC, NW882001V, NW882001VC, KG740301V, KG740301VC, EH820001V, EH820001VC, NE872001V, NE872001VC, T820201PC, T720201PC, RV820001PC, RV720001PC, AP820001PC, AP720001PC, VR882001PC, VR720301PC, Y820001PC, Y720001PC, Z882001PC, ZR720301PC, ZS872001P, ZS872001PC, ZV862001P, ZV862001PC, LP820201PC, LP720201PC, SN820201PC, SN720201PC, NL882201PC | In vitro | Test diagnostikues per perdorim laboratorik | Pajisje te diagnostifikimit in vitro
14790 | PerceptaTM Quad CRT-P MRI SureScanTM, SerenaTM Quad CRT-P MRI SureScanTM, SolaraTM Quad CRT-P MRI SureScanTM, PerceptaTM CRT-P MRI SureScanTM, SerenaTM CRT-P MRI SureScanTM, SolaraTM CRT-P MRI SureScanTM, Programmer Application Software, CareLink SmartSyncTM Application | O.E.S DISTRIMED | 2023-08-24T00:00:00.000+02:00 | Medtronic Inc. 710 Medtronic Parkway Minneapolis, MN 55432 USA | W4TR04, W4TR05, W4TR06, W1TR04, W1TR05, W1TR06, SW040, D00U004 | Klasa III | Ritemberes kardiake te implantueshem me terapine e risinkronizimit kardiak (CRT-P) dhe Teknologjine SureScan, si dhe Aplikacionin Software Programues | Pajisje te implantueshme aktive
14791 | Spectra Optia Exchange Set 12220 | EUROMED | 2023-08-24T00:00:00.000+02:00 | Terumo BCT, Inc 10811 W. Collins Ave. Lakewood, CO 80215 USA | Spectra Optia Exchange Set 12220 | Klasa IIa | Një koleksion tubash plastikë sterilë, fleksibël dhe artikujsh të lidhur (p.sh., çiftëzues, përshtatës, kapëse) të përdorura për të transferuar gjakun ose përbërësit e gjakut (p.sh., qelizat burimore periferike, plazma) në kontejnerë ose midis kontejnerëve për përpunim ose ruajtje (p.sh. ngrirje ). Kjo është një pajisje njepërdorimëshme | Tjeter
14792 | Spectra Optia System 61000 | EUROMED | 2023-08-24T00:00:00.000+02:00 | Terumo BCT, Inc 10811 W. Collins Ave. Lakewood, CO 80215 USA | Spectra Optia System 61000 | Klasa IIb | Sistemi Spectra Optia është një platformë afereze terapeutike, me energji elektrike të dizajnuara për ndarjen dhe heqjen ekstrakorporale të një përbërësi të gjakut të plotë (p.sh., plazmës, trombociteve, leukociteve) dhe patogjenëve, dhe kthimin e përbërësve të mbetur te pacienti. Zakonisht përfshin pompa për të qarkulluar gjakun dhe përdor metoda të tilla si filtrimi membranor, centrifugimi, ads | Tjeter
14714 | Lift up: Resect+LiftUp®,LiftUp Kit | GREEMED | 2023-08-08T00:00:00.000+02:00 | Ovesco Endoscopy AG;Friedrich-Miescher-Str.9,D-72076 Tubingen, Germany | 200.56.01; 200.56.02 | Klasa IIa | Xhel per elevimin e shtreses mukozale me kateter injektues dhe shiringe | Tjeter
14570 | FREZYDERM MEDILIKE EFFECT CREAM TYPE 2 -50ML | FUFARMA | 2023-07-12T00:00:00.000+02:00 | FREZYDERM S.A. 4TH TATOIOU AV. METAMORFOSSI, ATHENS 144 51 GREECE | FREZYDERM MEDILIKE EFFECT CREAM TYPE 2 -50ML | Klasa IIa | krem per lehtesimin e simptomave te akneve tip 2. Opsion alternativ i trajtimit mjekesor. Imiton veprimin e trajtimit klasik per trajtimin e akneve tip 2, pa perdorur molekula farmaceutike. Mund te perdoret i vetem ose i kombinuar me trajtim mjekesor. Redukton shperthimet inflamatore | Tjeter
14509 | Alpha(α)-Amylase, ALBUMIN, ALP, ALPHA-AMYLASE, CALCIUM oCPC, CALCIUM (ARSENAZO), CHOLESTEROL, CHOLINESTERASE, CK-NAC, CREATININE, CREATININE (ENZYMATIC), DIRECT BILIRUBIN, α-Amylase, Urea, Urea Stat, Calcium oCPC, Creatinine (Enzymatic), Glucose, Inorganic Phosphorous, Albumin, ALT, Alpha-Amylase, APO A1, APO B –(Specific to Control Serum Level 2), IgA, IgG, IgM, Iron, Lactate, LDH, AST, Direct Bilirubin, Total Bilirubin, Calcium (oCPC), Calcium (Arsenazo), Cholinesterase, Cholesterol, Creatinine, Lipase, Magnesium, Triglyceride, Total Protein, UIBC, Urea STAT, Uric Acid, Chloride, Potassium, Sodium, Enzymatic Creatinine, GGT, HDL-CHOLESTEROL, LDL-CHOLESTEROL, HDL-CHOLESTEROL CALIBRATOR, LDL-CHOLESTEROL CALIBRATOR, HDL/LDL-CHOLESTEROL CONTROL SERUM, System Calibrator, Urine Calibrator, Control Serum Level 1, Control Serum Level 2, CK-MB Calibrator, CK-MB Control Serum Level 1, CK-MB Control Serum Level 2, Urine / CSF Albumin, Urine / CSF Albumin Calibrator | GENIUS SHPK | 2023-07-11T00:00:00.000+02:00 | Beckman Coulter Inc . - 250 S. Kraemer Blvd, Brea, CA 92821 USA - Avenija Veceslava Holjevca 40,10020 Zagreb , Croatia | OSR6182, OSR6x04, OSR6x07 modified without Pyridoxal Phosphate, OSR6x06, OSR6x82, OSR6x09 modified without Pyridoxal Phosphate, OSR6x117, OSR6x16, OSR6x14, OSR6x11, OSR6x34, OSR6x41, OSR6x13, OSR6x78, OSR6x21, OSR6x89, OSR6x22, OSR6x02, OSR6x07 with Pyridoxal Phosphate, OSR6x82, OSR6x42, OSR6x43, OSR6x171, OSR6x172, OSR6x173, OSR6x86, OSR6x93, OSR6x28, OSR6x27, OSR6x09 with Pyridoxal Phosphate, OSR6x09 Modified without Pyridoxal Phosphate, OSR6x12, OSR6x79, OSR6x204, OSR6x20, OSR6x30, OSR6x118, OSR6x32, OSR6x205, OSR6x98, N/A, OSR61204, OSR6020, OSR6120, OSR6620, OSR6187, OSR6287, OSR6687, OSR6126, OSR6128, OSR6183, OSR6283, ODC0011, ODC0012, ODC0005, 66300, B64606, ODC0003, ODC0004, ODR30034, ODR30035, ODR30036, B38858, B46435, B38859 | In vitro | "Reagenti alfa(α)-amilazë është një pajisje mjekësore diagnostikuese in vitro e destinuar për t'u përdorur nga profesionistët e kujdesit shëndetësor për matjen sasiore kinetike të α-amilazës në serumin e njeriut, plazmën dhe urinën duke përdorur analizuesin e automatizuar Beckman Coulter AU/DxC AU. | Pajisje te diagnostifikimit in vitro
Matja e α-amilazës synohet të përdoret si një ndihmë në diagnostikimin e çrregullimeve të pankreasit.
"
, Reagenti ALP është një pajisje mjekësore diagnostikuese in vitro e destinuar për t'u përdorur nga profesionistët e kujdesit shëndetësor për matjen sasiore të ngjyrave kinetike të fosfatazës alkaline (ALP) në serumin dhe plazmën e njeriut duke përdorur analizuesit e automatizuar Beckman Coulter AU/DxC AU. Matja e ALP synon të përdoret si një ndihmë në diagnostikimin e çrregullimeve të mëlçisë dhe kockave., Reagenti ALT është një pajisje mjekësore diagnostikuese in vitro e destinuar për t'u përdorur nga profesionistët e kujdesit shëndetësor për matjen sasiore të alaninës aminotransferazës (ALT) në serumin dhe plazmën e njeriut duke përdorur analizuesit e automatizuar Beckman Coulter AU/DxC AU.Matja e ALT synohet të përdoret si një ndihmë në diagnostikimin e çrregullimeve të mëlçisë., Reagenti alfa(α)-amilazë është një pajisje mjekësore diagnostikuese in vitro e destinuar për t'u përdorur nga profesionistët e kujdesit shëndetësor për matjen sasiore të ngjyrës kinetike të α-amilazës në serumin e njeriut, plazmën dhe urinën duke përdorur analizuesit e automatizuar AU/DxC AU Beckman Coulter.Matja e α-amilazës synohet të përdoret si një ndihmë në diagnostikimin e çrregullimeve të pankreasit., Reagenti AST është një pajisje mjekësore diagnostikuese in vitro e destinuar për t'u përdorur nga profesionistët e kujdesit shëndetësor për matjen sasiore te kinetiq UV në aspartat aminotransferazës (AST) në serumin dhe plazmën e njeriut duke përdorur analizuesit e automatizuar AU/DxC AU Beckman Coulter. Matja e AST synohet të përdoret si një ndihmë në diagnostikimin e çrregullimeve të mëlçisë ose të muskujve skeletik., Reagenti i kolinesterazës është një pajisje mjekësore diagnostikuese in vitro e destinuar për t'u përdorur nga profesionistët e kujdesit shëndetësor për matjen sasiore kinetike të ngjyrës së kolinesterazës (CHE) në serumin dhe plazmën e njeriut duke përdorur analizuesit e automatizuar Beckman Coulter AU/DxC AU. Matja e kolinesterazës synohet të përdoret si një tregues i helmimit me insekticid, për zbulimin e pacientëve me forma atipike të enzimës ose si një test i funksionit të mëlçisë., Reagenti CK-NAC është një pajisje mjekësore diagnostikuese in vitro e destinuar për t'u përdorur nga profesionistët e kujdesit shëndetësor për matjen sasiore kinetike UV të kreatinë kinazës në serumin dhe plazmën e njeriut duke përdorur analizuesit e automatizuar Beckman Coulter AU/DxC AU.Matja e CK-NAC synohet të përdoret si një ndihmë në diagnostikimin e çrregullimeve të muskujve skeletorë., Reagenti i uresë është një pajisje mjekësore diagnostikuese in vitro e destinuar për t'u përdorur nga profesionistët e kujdesit shëndetësor për matjen sasiore kinetike UV të uresë në serumin e njeriut, plazmën dhe urinën duke përdorur analizuesit e automatizuar Beckman Coulter AU/DxC AU. Matja e uresë synohet të përdoret si një ndihmë në diagnostikimin e çrregullimeve të veshkave ose ekuilibrit të lëngjeve/elektroliteve., Reagenti ure STAT është një pajisje mjekësore diagnostikuese in vitro e destinuar për t'u përdorur nga profesionistët e kujdesit shëndetësor për matjen sasiore kinetike UV të uresë në serumin e njeriut, plazmën dhe urinën duke përdorur analizuesit e automatizuar Beckman Coulter AU/DxC AU. Matja e uresë synohet të përdoret si një ndihmë në diagnostikimin e çrregullimeve të veshkave ose ekuilibrit të lëngjeve/elektroliteve., Reagenti Calcium oCPC është një pajisje mjekësore diagnostikuese in vitro e destinuar për t'u përdorur nga profesionistët e kujdesit shëndetësor për matjen sasiore fotometrike të ngjyrave të kalciumit në serumin e njeriut, plazmën dhe urinën duke përdorur analizuesit e automatizuar Beckman Coulter AU/DxC AU. Matja e kalciumit synohet të përdoret si ndihmë në diagnostikimin e çrregullimeve të kockave, veshkave dhe paratiroideve., Reagenti Calcium Arsenazo është një pajisje mjekësore diagnostikuese in vitro e destinuar për t'u përdorur nga profesionistët e kujdesit shëndetësor për matjen sasiore fotometrike të ngjyrave të kalciumit në serumin e njeriut, plazmën dhe urinën duke përdorur analizuesit e automatizuar Beckman Coulter AU/DxC AU. Matja e kalciumit synohet të përdoret si ndihmë në diagnostikimin e çrregullimeve të kockave, veshkave dhe paratiroideve., Reagenti i kreatininës është një pajisje mjekësore diagnostikuese in vitro e destinuar për t'u përdorur nga profesionistët e kujdesit shëndetësor për matjen sasiore të kreatininës në serumin e njeriut, plazmën dhe urinën duke përdorur analizuesit e automatizuar Beckman Coulter AU/DxC AU.
Matja e kreatininës synohet të përdoret si një ndihmë në diagnostikimin dhe monitorimin e çrregullimeve të veshkave. Reagentët OSR6x78 mund të përdoren në dy mënyra për aplikimin e serumit/plazmës:
Metoda A: Kinetic Jaffe (metodë e kompensuar) e gjurmueshme në metodën e referencës IDMS. Metoda B: Jaffe kinetike e pakompensuar., Reagenti Enzymatic Creatinine është një pajisje mjekësore diagnostikuese in vitro e destinuar për t'u përdorur nga profesionistët e kujdesit shëndetësor për matjen sasise se enzimes në kreatinen e serumit te njeriut, plazmën dhe urinën duke përdorur analizuesit e automatizuar Beckman Coulter AU/DxC AU. Matja e kreatininës synohet të përdoret si një ndihmë në diagnostikimin dhe monitorimin e çrregullimeve të veshkave., Reagenti i magnezit është një pajisje mjekësore diagnostikuese in vitro e destinuar për t'u përdorur nga profesionistët e kujdesit shëndetësor për matjen sasiore fotometrike të ngjyrave të magnezit në serumin e njeriut, plazmën dhe urinën duke përdorur analizuesit e automatizuar Beckman Coulter AU/DxC AU. Matja e magnezit synohet të përdoret si një ndihmë në diagnostikimin dhe trajtimin e hipomagnesemisë (anormalisht e ulët) dhe hipermagnezemia (anormalisht e lartë)., "Reagenti i acidit urik është një pajisje mjekësore diagnostikuese in vitro e destinuar për t'u përdorur nga profesionistët e kujdesit shëndetësor për matjen sasiore enzimatike të ngjyrës së acidit urik në serumin e njeriut, plazmën dhe urinën duke përdorur analizuesit e automatizuar Beckman Coulter AU/DxC AU.
Matja e acidit urik synohet të përdoret si ndihmë në diagnostikimin e hipo/hiperuricemisë"
, Reagenti i albuminës është një pajisje mjekësore diagnostikuese in vitro e destinuar për t'u përdorur nga profesionistët e kujdesit shëndetësor për matjen sasiore fotometrike të albuminës në serumin dhe plazmën e njeriut duke përdorur analizuesit e automatizuar Beckman Coulter AU/DxC AU.Matja e albuminës synohet të përdoret si një ndihmë në diagnostikimin e një sërë çrregullimesh metabolike dhe ushqimore., Apo A1 (Apolipoproteina A1) është një pajisje mjekësore diagnostikuese in vitro e destinuar për t'u përdorur nga profesionistët e kujdesit shëndetësor për matjen sasiore imunoturbidimetrike të Apo A1 në serumin e njeriut duke përdorur analizuesit e automatizuar Beckman Coulter AU\DxC AU. Matja e Apo A1 synohet të përdoret si një ndihmë në vlerësimin e rrezikut të semundjeve te arterieve koronale.., Reagenti Apo B (Apolipoproteina B) është një pajisje mjekësore diagnostikuese in vitro e destinuar për t'u përdorur nga profesionistët e kujdesit shëndetësor për matjen sasiore imunoturbidimetrike të Apo B në serumin e njeriut duke përdorur analizuesit e automatizuar Beckman Coulter AU/DxC AU.Matja e Apo B synon të përdoret si një ndihmë në vlerësimin e rrezikut të sëmundjes së arterieve koronare., Reagenti IgA është një pajisje mjekësore diagnostikuese in vitro e destinuar për t'u përdorur nga profesionistët e kujdesit shëndetësor për matjen sasiore imunoturbidimetrike të imunoglobulinës A (IgA) në serumin dhe plazmën e njeriut duke përdorur analizues automatik Beckman Coulter AU/DxC AU . Matja e IgA synon të përdoret si ndihmë për diagnostikimin e infeksionit ose si ndihmë për diagnostikimin e mungesës së IgA. Ky reagent nuk synon të diagnostikojë mungesën e plotë të IgA ose mungesën e plotë të nëntipit të IgA para transfuzionit., Reagenti IgG është një pajisje mjekësore diagnostikuese in vitro e destinuar për t'u përdorur nga profesionistët e kujdesit shëndetësor për matjen sasiore imunoturbidimetrike të imunoglobulinës G (IgG) në serumin e njeriut, plazmën dhe lëngun cerobrospinal duke përdorur analizuesit e automatizuar Beckman Coulter AU/DxC AU. Matja e IgG në serum ose plazmë synohet të përdoret si një ndihmë në diagnostikimin e infeksionit ose mungesës së IgG. Matja e IgG në CSF synohet të përdoret si një ndihmë në diagnostikimin e sëmundjeve të Sistemit Nervor Qendror (SNQ)., Reagenti IgM është një pajisje mjekësore diagnostikuese in vitro e destinuar për t'u përdorur nga profesionistët e kujdesit shëndetësor për matjen sasiore imunoturbidimetrike të imunoglobulinës M (IgM) në serumin dhe plazmën e njeriut duke përdorur analizuesit e automatizuar Beckman Coulter AU/DxC AU. Matja e IgM synohet të përdoret si ndihmë për diagnostikimin e infeksionit ose si ndihmë për diagnostikimin e mungesës së IgM., Reagenti inorganik i fosforit është një pajisje mjekësore diagnostikuese in vitro e destinuar për t'u përdorur nga profesionistët e kujdesit shëndetësor për matjen sasiore fotometrike UV të fosforit inorganik në serumin e njeriut, plazmën dhe urinën duke përdorur analizuesit e automatizuar Beckman Coulter AU/DxC AU. Matja e fosforit inorganik synohet të përdoret si një ndihmë në diagnostikimin e çrregullimeve të kockave dhe veshkave., Reagenti i hekurit është një pajisje mjekësore diagnostikuese in vitro e destinuar për t'u përdorur nga profesionistët e kujdesit shëndetësor për sasinë
matja fotometrike e ngjyrave të hekurit në serumin dhe plazmën e njeriut duke përdorur analizuesit e automatizuar Beckman Coulter AU/DxC AU.
Matja e hekurit synohet të përdoret si një ndihmë në diagnostikimin e anemisë ose mbingarkesës me hekur., Reagenti laktat është një pajisje mjekësore diagnostikuese in vitro e destinuar për t'u përdorur nga profesionistët e kujdesit shëndetësor për matjen sasiore enzimatike të ngjyrës së laktatit në plazmën e njeriut dhe lëngun cerebrospinal (CSF) duke përdorur analizuesit e automatizuar Beckman Coulter AU/DxC AU. Matja e laktatit në plazmë synohet të përdoret si një ndihmë në diagnostikimin e acidozës laktike. Matja e laktat në CSF synohet të përdoret si një ndihmë në diagnostikimin e një sërë çrregullimesh të sistemit nervor qendror (CNS)., Reagenti LDH është një pajisje mjekësore diagnostikuese in vitro e destinuar për t'u përdorur nga profesionistët e kujdesit shëndetësor për matjen sasiore të laktat dehidrogjenazës (LDH) në serumin dhe plazmën e njeriut duke përdorur analizuesit e automatizuar Beckman Coulter AU/DxC AU. Matja e LDH synohet të përdoret si një ndihmë në diagnostikimin e çrregullimeve të mëlçisë, muskujve kardiak/skeletor ose eritrociteve., Reagenti AST është një pajisje mjekësore diagnostikuese in vitro e destinuar për t'u përdorur nga profesionistët e kujdesit shëndetësor për matjen sasiore te kinetic UV në aspartat aminotransferazës (AST) në serumin dhe plazmën e njeriut duke përdorur analizuesit e automatizuar AU/DxC AU Beckman Coulter. Matja e AST synohet të përdoret si një ndihmë në diagnostikimin e çrregullimeve të mëlçisë ose të muskujve skeletik., Reagenti i Direct bilirubin është një pajisje mjekësore diagnostikuese in vitro e destinuar për t'u përdorur nga profesionistët e kujdesit shëndetësor për matjen sasiore fotometrike të ngjyrave të direct bilirubinit në serumin dhe plazmën e njeriut duke përdorur analizuesit e automatizuar Beckman Coulter AU/DxC AU. Matja e Direct bilirubinit synohet të përdoret si një ndihmë në diagnostikimin e çrregullimeve të mëlçisë., Reagenti i bilirubinës totale është një pajisje mjekësore diagnostikuese in vitro e destinuar për t'u përdorur nga profesionistët e kujdesit shëndetësor për
matje sasiore fotometrike e ngjyrave të bilirubinës totale në serumin dhe plazmën e njeriut duke përdorur analizuesit e automatizuar Beckman Coulter AU/DxC AU. Matja e bilirubinës totale synohet të përdoret si një ndihmë në diagnostikimin e çrregullimeve të mëlçisë dhe qelizave të kuqe të gjakut., Reagenti i kolesterolit është një pajisje mjekësore diagnostikuese in vitro e destinuar për t'u përdorur nga profesionistët e kujdesit shëndetësor për matjen sasiore enzimatike të ngjyrave të kolesterolit në serumin dhe plazmën e njeriut duke përdorur analizuesit e automatizuar Beckman Coulter AU/DxC AU.
Matja e kolesterolit synohet të përdoret si një ndihmë në vlerësimin e rrezikut kardiak., Reagenti i glukozës është një pajisje mjekësore diagnostikuese in vitro e destinuar për t'u përdorur nga profesionistët e kujdesit shëndetësor për matjen sasiore enzimatike UV të glukozës në serumin e njeriut, plazmën, urinën dhe lëngun cerebrospinal (CSF) duke përdorur analizuesit e automatizuar Beckman Coulter AU/DxC AU.
Matja e glukozës synohet të përdoret si një ndihmë në diagnostikimin dhe trajtimin e çrregullimeve të metabolizmit të karbohidrateve duke përfshirë diabetin mellitus, hipogliceminë neonatale dhe insulinomën.
Matja e glukozës në CSF synohet të përdoret si një ndihmë në diagnostikimin e infeksionit të SNQ., Reagenti i lipazës është një pajisje mjekësore diagnostikuese in vitro e destinuar për t'u përdorur nga profesionistët e kujdesit shëndetësor për matjen sasiore të ngjyrës kinetike të lipazës në serumin dhe plazmën e njeriut duke përdorur analizuesit e automatizuar Beckman Coulter AU/DxC AU.Matja e lipazës synohet të përdoret si një ndihmë në diagnostikimin e çrregullimeve të pankreasit., Reagenti i triglicerideve është një pajisje mjekësore diagnostikuese in vitro e destinuar për t'u përdorur nga profesionistët e kujdesit shëndetësor për matjen sasiore enzimatike të ngjyrës së triglicerideve në serumin dhe plazmën e njeriut duke përdorur analizuesit e automatizuar Beckman Coulter AU/DxC AU.
Matja e triglicerideve synohet të përdoret si një ndihmë në diagnostikimin e çrregullimeve metabolike të lipideve dhe në vlerësimin e rrezikut kardiak., Reagenti Total Protein është një pajisje mjekësore diagnostikuese in vitro e destinuar për t'u përdorur nga profesionistët e kujdesit shëndetësor për matjen sasiore fotometrike të proteinës totale në serumin dhe plazmën e njeriut duke përdorur analizuesit e automatizuar Beckman Coulter AU/DxC AU. Matja e proteinës totale synohet të përdoret si ndihmë për diagnostikimin dhe trajtimin e një sërë sëmundjesh që përfshijnë mëlçinë, veshkat ose palcën e eshtrave, si dhe çrregullime të tjera metabolike dhe ushqyese., Reagenti UIBC është një pajisje mjekësore diagnostikuese in vitro e destinuar për t'u përdorur nga profesionistët e kujdesit shëndetësor për matjen sasiore të ngjyrave fotometrike ne UIBC në serumin dhe plazmën e njeriut duke përdorur analizuesit e automatizuar Beckman Coulter AU/DxC AU. Matja e UIBC synohet të përdoret si një ndihmë në diagnostikimin e anemisë., Reagenti i Klorideve është një pajisje mjekësore diagnostikuese in vitro e destinuar për t'u përdorur nga profesionistët e kujdesit shëndetësor për diagnostifikim dhe trajtimin e cregullimeve metabolike per fibrozat cistet në serumin e njeriut, plazmën dhe urinën duke përdorur analizuesit e automatizuar Beckman Coulter AU/DxC AU.
, Reagenti i Potasiumit është një pajisje mjekësore diagnostikuese in vitro e destinuar për t'u përdorur nga profesionistët e kujdesit shëndetësor për diagnostifikim dhe trajtimin e cregullimeve metabolike per hiperkalemin në serumin e njeriut, plazmën dhe urinën duke përdorur analizuesit e automatizuar Beckman Coulter AU/DxC AU.
, Reagenti i Potasiumit është një pajisje mjekësore diagnostikuese in vitro e destinuar për t'u përdorur nga profesionistët e kujdesit shëndetësor për diagnostifikim dhe trajtimin e cregullimeve metabolike per aldosteronim në serumin e njeriut, plazmën dhe urinën duke përdorur analizuesit e automatizuar Beckman Coulter AU/DxC AU.
, Reagenti GGT është një pajisje mjekësore diagnostikuese in vitro e destinuar për t'u përdorur nga profesionistët e kujdesit shëndetësor për matjen sasiore të ngjyrave kinetike të gama-glutamyltransferazës në serumin dhe plazmën e njeriut duke përdorur analizuesit e automatizuar Beckman Coulter AU/DxC AU. Matja e GGT synohet të përdoret si një ndihmë në diagnostikimin e çrregullimeve të mëlçisë.
, Reagenti HDL-Kolesterol është një pajisje mjekësore diagnostikuese in vitro e destinuar për t'u përdorur nga profesionistët e kujdesit shëndetësor për matjen sasiore të HDL-cholesterol-it në serumin dhe plazmën e njeriut duke përdorur analizuesit e automatizuar Beckman Coulter AU/DxC AU. Matja e kolesterolit HDL synohet të të përdoret si një ndihmë në vlerësimin e rrezikut kardiak., Reagenti LDH është një pajisje mjekësore diagnostikuese in vitro e destinuar për t'u përdorur nga profesionistët e kujdesit shëndetësor për matjen sasiore të laktat dehidrogjenazës në serumin dhe plazmën e njeriut duke përdorur analizuesit e automatizuar Beckman Coulter AU/DxC AU. Matja e LDH synohet të përdoret si një ndihmë në diagnostikimin e çrregullimeve të mëlçisë, muskujve kardiak/skeletor ose eritrociteve., Reagenti LDL-Kolesterol është një pajisje mjekësore diagnostikuese in vitro e destinuar për t'u përdorur nga profesionistët e kujdesit shëndetësor për matjen sasiore enzimatike të ngjyrave të kolesterolit LDL në serumin dhe plazmën e njeriut duke përdorur analizuesit e automatizuar Beckman Coulter AU/DxC AU. Matja e kolesterolit LDL synohet të të përdoret si një ndihmë në vlerësimin e rrezikut kardiak., Kalibrimi i kolesterolit HDL është një kalibrator i serumit njerëzor të liofilizuar, i destinuar për t'u përdorur me reagentin HDL-Kolesterol OSR6187/OSR6287/OSR6687 për përcaktimin sasior të kolesterolit HDL duke përdorur analizuesit Beckman Coulter AU/DxC AU, Kalibratori i kolesterolit LDL është një kalibrator i serumit njerëzor të liofilizuar, i destinuar për t'u përdorur me reagentin LDL-Kolesterol OSR6183/OSR6283 për përcaktimin sasior të kolesterolit LDL duke përdorur analizuesit Beckman Coulter AU/DxC AU, Serumi i kontrollit të kolesterolit HDL/LDL është një kontroll i serumit njerëzor i liofilizuar i krijuar për të monitoruar performancën analitike të reagentëve të kolesterolit HDL dhe LDL, përkatësisht OSR6x87 dhe OSR6x83, në analizuesit e automatizuar Beckman Coulter AU/DxC AU., Kalibruesi i Sistemit është një serum kalibrues i destinuar për t'u përdorur me reagentët e Sistemit Beckman Coulter të renditur në tabelën më poshtë duke përdorur analizuesit e automatizuar Beckman Coulter AU/DxC AU., Kalibratori i urinës është një kalibrator i lëngshëm i urinës njerëzore i destinuar për t'u përdorur disa reagentë te sistemit Beckman Coulter duke përdorur analizuesit e automatizuar Beckman Coulter AU/DxC AU, "Serumi i Kontrollit 1 është një kontroll i serumit njerëzor i liofilizuar i synuar për t'u përdorur së bashku me Serumin e Kontrollit 2 ODC0004 për të monitoruar performancën analitike të reagentëve të sistemit Beckman Coulter të listuar në
tabela më poshtë mbi analizuesit e automatizuar Beckman Coulter AU/DxC AU
"
, Serumi Control 2 është një kontroll i serumit njerëzor i liofilizuar i synuar për t'u përdorur së bashku me Serumin e Kontrollit 1 ODC0003 për të monitoruar performancën analitike të reagentëve të sistemit Beckman Coulter të listuar në
tabela më poshtë mbi analizuesit e automatizuar Beckman Coulter AU/DxC AU.
".
, Kalibratori CK-MB është një kalibrator i serumit njerëzor të liofilizuar, i destinuar për t'u përdorur me reagentin CK-MB OSR61155 për përcaktimin sasior të CK-MB duke përdorur analizuesit Beckman Coulter AU/DxC AU., Serumi i Kontrollit CK-MB Niveli 1 është një kontroll i serumit njerëzor i liofilizuar i synuar për t'u përdorur për të monitoruar saktësinë e reagentit CK-MB OSR61155 duke përdorur analizuesit Beckman Coulter AU/DxC AU., Serumi i Kontrollit CK-MB Niveli 2 është një kontroll i serumit njerëzor i liofilizuar i destinuar për t'u përdorur për të monitoruar saktësinë e reagentit CK-MB OSR61155 duke përdorur analizuesit Beckman CoulterAU/DxC AU, Reagenti i albuminës së urinës/CSF është një pajisje mjekësore diagnostikuese in vitro e destinuar për t'u përdorur nga profesionistët e kujdesit shëndetësor për matjen sasiore të albuminës në urinë dhe CSF (Lëngu cerebrospinal) duke përdorur analizuesit e automatizuar Beckman Coulter AU/DxC AU., Kalibratori i albuminës së urinës/CSF synohet të përdoret për të kalibruar reagentin e albuminës së urinës/CSF duke përdorur analizuesit e automatizuar Beckman Coulter AU/DxC AU.
14563 | Ultrasonic Nebulizers (Portable Mesh Nebulizer) | PARTNERS PHARMA | 2023-07-18T00:00:00.000+02:00 | FEELLIFE HEALTH INC Room 1903, Building A, No.9 Furong Road, Tantou Community, Songgang Subdistrict, Bao'an District, Shenzhen, 518104, Guangdong, China | Air Plus | Klasa IIa | Aerosol potabel qe perdoret per femijet dhe te rriturit. | Tjeter
14587 | Nanoduct® Neonatal Sweat Analysis System , Nanoduct® Calibration Standard Plate, Nanoduct® Attachment Strap Retainer Post, Nanoduct® Electrode Strap, Small, Nanoduct® Electrode Strap, Medium, Nanoduct® Electrode Strap, Large, Nanoduct® Pas (+) Red Holder, Nanoduct® Neg (-) Black Holder, Nanoduct® Electrode Cable Set Assembly | BIOMETRIC ALBANIA | 2023-07-11T00:00:00.000+02:00 | ELITechGroup Inc. - Address: 370 West 1700 South, Logan, Utah 84321-8212, USA | 1030, AC-081, RP-353, RP-354, RP-355, RP-356, RP-357, RP-358, RP-359 | Klasa IIa | Pajisje per Analizen e djerses tek Neonatalet, Aksesore te pajisjes Nanoduct® Neonatal Sweat Analysis System | Produkte per institucione te kujdesit shendetesor
14545 | Peltier Cooler BM50, Thermal conducting strip, Photoelectric sensor Wire terminal | O3 LAB | 2023-07-18T00:00:00.000+02:00 | Shenzhen Mindray Bio-Medical Electronics Co., Ltd. Mindray Building, Keji 12th Road South. High-Tech Industrial Park. Nanshan, Shenzhen. 518057, P. R. China | 115-053192-00, 047-018132-00, 801-3003-00015-00 | In vitro | Ftohes Peltier BM50, Shirit percues termik, Asamblazh e sensorit të pozicionit të motorit të rrotullimit | Pajisje te diagnostifikimit in vitro
14763 | Determine ™ HIV Early Detect | PEGASUS. | 2023-08-28T00:00:00.000+02:00 | Abbott Diagnostics Medical Co. Ltd. 357 Matsuhidai Matsudo Chiba 270-2214 Japan | 7D2846, 7D2847 | In vitro | Jane reagente qe perdoren per analizen sasiore te HIV ne gjak | Pajisje te diagnostifikimit in vitro
14546 | Panoramic, Cone Beam CT and cephalometric X-ray system.; Stellaris 3D; Stellaris 3D Ceph. | MOTO-MANIA | 2023-07-19T00:00:00.000+02:00 | Fona S.r.l ,Add 20057 ASSAGO (MI) - VIA GALILEO GALILEI 11 Italy | 9768600000,9768600002.Stellaris 3D; Stellaris 3D Ceph. | Klasa IIb | Grafi panorameks 3d | Pajisje dentare
14636 | Bone Management Pins and Screws, Master-Pin-Control Basic, Master-Pin-Control, Master-Pin-Control Plus, Micro Screw System Basic, Micro Screw System, Micro Screw System Plus, Screw System TX, Screw System TX Professional, Pins, Micro-Screw, Screws | DENTAL LEADER -CORSI | 2023-08-02T00:00:00.000+02:00 | Hager & Meisinger GmbH, Hansemannstraße 10, D — 41468 Neuss, Germany | NA, 79BMPBA, 79BMP00, 79BMPPL, 79BMSBA, 79BMS00, 79BMSPL, 79BTX00, 79BTXPR, 36BMP000010, 36BMP000050, 36BMP000100, 36BMP000020, 39MSS10060, 39MSS10080, 39MSS10100, 39MSS12060, 39MSS12080, 39MSS12100, 39MSS10040, 39MSS10120, 39MSS10140, 39MSS12040, 39MSS12120, 39MSS12140, 36TCT09007, 36TCT09010, 36TCT10007, 36TCT10010, 36TCT09013, 36TCT09016, 36TCT10013, 36TCT10016 | Klasa IIb | Pajisje dentare te cilat perdoren gjate procedurave kirurgjikale, vida, mini vida, kunja. | Pajisje dentare
14655 | CH155f Non invasive blood pressure measuring device upper arm automatic type | DELTA PHARMA - AL | 2023-07-27T00:00:00.000+02:00 | Rossmax Swiss GmbH Widnauerstrasse 1, CH-9435 Heerbrugg, Switzerland | CH155f Non invasive blood pressure measuring device upper arm automatic type | Klasa IIa | CH155f është një matës automatik i presionit të gjakut. Metodë e thjeshtë për të matur presionin e gjakut në shtëpi. Me detektorë për lëvizjen, indikator për rrezikun e hipertensionit dhe detektim për ritmin e çrregullt të zemrës. Detektimi i lëvizjes ndihmon për të kujtuar që duhet qëndruar pa lëvizur dhe tregon çdo lëvizje të trupit gjatë matjes. Aparati tregon mesataren e 3 matjeve të fundit. | Tjeter
14679 | Argos Argos ver1.5 | PEGASUS. | 2023-08-07T00:00:00.000+02:00 | Santec OIS Corporation 5823 Ohkusa Nenjozaka Komaki Aichi 485-0802 | Argos ver1.5 | Klasa IIa | Eshte biometer qe perdoret per matjen precize te segmenteve te syrit perpara procedurave kirurgjikale oftalmike te kataraktit. | Pajisje oftalmike dhe optike
14593 | CASTABLES, OT BAR, OT BOX, OT CAP- OT CAP TECNO, OT EQUATOR - OT BRIDGE, OT LOCK, PIVOT, OT STRATEGY, OT UNILATERAL, OT VERTICAL, CALCINABILI PER IMPIANTO | DENTAL LEADER -CORSI | 2023-08-10T00:00:00.000+02:00 | Rhein83 S.R.L. via zago,10/ABC-40128 Bologna Italy | NA, 022OBB, 022OBBUS, 022RGO, 025CPB, 025CPBUS, 3281010, 3281011, BC-10, BC-100, BC-50, BC-500, CCB-10, CCB-100, CCB-50, CCB-500, PFONAP POLBCC2, PFONAP POLSRL6, SOBM-50, SOBM-100, 042AMM, 42AMN, 58BSM, 58BSN, 53BCM, 53BCML, 53BCN, 53BCNL, 155CC, 253BLM, 253BLN, 3276006, 3276007, BC010-50, BC010-100, BC011-10, BC011-100, BC011-50, BC011-500, BC012-10, BC012-50, BC013-10, BC013-100, BC013-50, BC017-10, BC017-50, BC018-50, BC023-10, BC023-50, BC024-50, BC025-10, BC025-100, BC025-50, BC032-50, 240707503, 240727503, 240737503, 240747503, 240757503, 240887503, 240897503, 241099803, 038GCS, 055SCM, 055SCN, 150BPM, 150BPMT, 150BPN, 150BPNT, 151BAM, 151BAMT, 151BAN, 151BANT, 193BCA, 240197503, 240207503, 240217503, 240227503, 240237503, 240247503, 240257503, 3205110, 3205111, 3205121, 3205322, 3205512, BC009-10, BC009-100, BC009-50, BC009-500, BC016-50, BC014-10, BC014-100, BC014-50, BC014-500, BC026-10, BC026-100, BC026-50, BC026-500, BC027-10, BC027-100, BC027-50, BC027-500, BC028-10, BC028-100, BC028-50, BC029-10, BC029-100, BC029-50, BC029T, GC, GC4, GC5, GMM, GMM4, GCMR, GCMR4, MEG40C, RMCEG15SF, BC038-50, BC038-10, BC038-100, 151SS, K151SS, 158CCE, 158CCAE, 902655, 3210050, 882DCC, PC001-50, PC002-10, PC002-50, PC003-50, PC004-50, PC005-50, PC006-50, PC007-50, PC008-50, PC003-100, 010PSP14, 010PSP17, 010PSP18, 010PSP2, 010PSP22, 012PSM14, 012PSM17, 012PSM18, 3201017, 3201018, 3201214, 340077503, 340087503, 340097503, 340107503, 340117503, 340127503, 340137503, 340147503, 341149803, ST04-100, ST03-100, ST05-100, ST04-50, ST04-500, ST03-50, ST05-50, ST04-10, ST03-10, 054PLS, 054PLSE, 054PLST, 154PCS, 154STY, 154STYT, 154PCST, 3204733, 3204734, 156BCU, 156CCU, BC036-100, BC036-50, BC036-500, BC037-10, BC037-100, BC037-50, 072MCV, 072SCV, SOBV-100, SOBV-50, MOBV-50, MOBV-100, FMC005, FMC006, FMC007, FMC0072, FMC0074, FMC008, FMC011, FMC015, FMC020, FMC021, FMC025, FMC026, FMC027, FMC028, FMC030, FMC031, FMC032, FMC037, FMC038, CS-10, 055SCNT, SD241099803, SD241109803, RVMC | Klasa I | Komponent dhe instrumenta per proteze dentare | Pajisje dentare
14661 | Aquafluor, Calcident 450, C-Bond, C-Bond Self Etch, Competence Flow, Competence Universal, Dent-a-cav, Extra Gel, Fisseal, white, Glass Liner, P-Cem, Pro-Fill, Secura Varnish, Securacem, Securafil LC, Securafix, WP Metalprime, WP PerfectPrint - Splint- | Primary Dental | 2023-08-04T00:00:00.000+02:00 | dent a pharm, Produktionsgesellschaft mbH, Schusterring 35, 25355 Barmstedt, Gjermani | WP4004/WP4005/ WP4948/WP4949, WP4200/WP4201, WP4230/WP4300, WP4018/WP4048, WP4190/WP4 191/ WP4192/W4 197/ WP4199/WP4374, WP4251/WP4250/ WP4261/WP4258/ WP4265/WP4266/ WP4257/WP4297/ WP4264/WP4256/ WP4267/WP4294/ WP4254/WP4255/ WP4259/WP4253/ WP4260/WP4252, WP4311/WP4312/ WP5427/WP5628, WP4050/WP4051, WP4170, WPS601/WPS602, WP4010, WP4041, WP4099, WP4072/WP4092, WP4144, WP4110/WP4093, WPSS93, WPS180/WPS185/ WPS159/WPS160 | Klasa IIa | Solucion tretesire me Fluor per fluorizimin e dhembeve me aplikim me furce, Paste me hidroksid kalciumi per aplikim ne dentine, karies profund, mbulim indirekt dhe direkt te pulpes, pulpotomi dhe aplikim ne kanalet dentare, Bond dentar per ngjitjen e kompoziteve ne smalt ose detnine, dhe per ngjitjen e cementeve glasionomer baze me kompozitin., Bond dentar vete-acidifikues per ngjitjen e kompoziteve ne smalt ose detnine, dhe per ngjitjen e cementeve glasionomer baze me kompozitin., Kompozit I lengshem flow per restaurimin e dhembeve dhe kaviteteve te clasit te III, IV dhe V dhe riparimin e materialeve bis-akrilike, Kompozit paste per restaurimin e dhembeve dhe I pershtatshem per te gjitha klasat, Mbushes provizor ne forme paste ngurtesuese per trajtime provizore ndermejt seancave mjekuese, Xhel acid per acidifikimin e sieprfaqes dhembore si parapergatitje per ngjiten e materialit bondues dhe mbushes., Silant I lengshem flow per bllokimin e fisurave dhe thellimeve te siperfaqes dhembore me synim mbrojtes, Glasionomer I lengshem I polimerizueshem per perdorim si shtrese izoluese ne kavitetet e thella., Ngjites provizor ne forme paste me perzierje per ngjtijen provizore te urave dhe kelelfeve dentare, Mbushes provizor ne forme paste ngurtesuese me polimerizim si mbushje provizore dhe per mbrojtjen e inlay dhe onlay, Llak ne forme tretesire per mbindjehsmerine dhe izolimin e cementeve glasionomere, Cement izolues per perdorim nen cdo material restorativ, Cement glasionomer me polimerizim me 2 perberes per mbushje te kaviteteve te klasit III dhe V, Cement per ngjitje te kurorave, urave, inlay, onlay, vidave dhe bandave ortodontike, Llak perfocues per ngjitjen e plastikes dhe kompozitit ne metale te te gjitha llojeve, Solucion kompozit i lenghsem per perdorim ne printer 3D per printim modelesh dhembesh. | Pajisje dentare
14663 | Access AMH (Reagent Pack), Access AMH (Calibrators), Access AMH (QC) | GENIUS SHPK | 2023-08-04T00:00:00.000+02:00 | Immunotech SAS , a Beckman Coulter Company - 130, Avenue de Lattre de Tassigny BP 177 , 13276 Marseille Cedex 9 France | B13127, B13128, B13129 | In vitro | Reagent imunologjik diagnostifikues in vitro e destinuar per percaktimin sasior te niveleve te hormonit anti-Müllerian (AMH) ne serumin dhe plazmen e njeriut., Kalibrator I reagentit imunologjik diagnostifikues in vitro e destinuar per te kalibruar analizen AMH per percaktimin sasior te niveleve te hormonit anti-Müllerian (AMH) ne serumin dhe plazmen e njeriut ., Kontroll cilesie I reagentit imunologjik diagnostifikues in vitro e destinuar per sistemin e monitorimit te performances se analizes Access AMH. | Pajisje te diagnostifikimit in vitro
14746 | VITEK REVEAL GN01-AST 900-00008, VITEK REVEAL Sensor 900-00002 | LABOPHARMA SHPK | 2023-08-17T00:00:00.000+02:00 | Specific Diagnostics LLC 130 Baytech Dr. San Jose CA 95134 USA | 900-00008, 900-00002 | In vitro | Jane aparatura diagnostikimi In Vitro te mostrave te gjakut ne laborator | Pajisje te diagnostifikimit in vitro
14694 | Sundt" Internal Carotid Shunt w/ Non-Reinforced Segm., Sundt' Internal Carotid Shunt w/ Non-Reinforced Segm., 'SundtTM Internal Carotid Shunt w/ Non-Reinforced Segm., Sterile SundtTM Carotid Shunt 3mm x 4mm, Sterile SundtTM Carotid Shunt 3 mm x 5mm, Sterile SundtTM Carotid Shunt 4mm x 5mm, Sterile SundtTM Carotid Loop Shunt 3mm x 4mm, Sterile SundtTM Carotid Loop Shunt 3 mm x 5mm, Sterile Sundt' Carotid Loop Shunt 4mm x 5mm, Sundt" External Carotid Shunt w/ Non-Reinforced Segm., SundtTM External Carotid Shunt w/ Non-Reinforced Segm. | O.E.S DISTRIMED | 2023-08-09T00:00:00.000+02:00 | Integra Neurosciences 1100 Campus Road,Princeton, New Jersey, USA 08540 | NL850-5060, NL850-5061, NL850-5062, NL850-5063, NL850-5065, NL850-5066, NL850-5067, NL850-5070, NL850-5071, NL850-5072, NL850-5076, NL850-5077, NL850-5078, NL850-5079 | Klasa III | Shunte Karotide – perdorim ne kirurgjine vaskulare | Pajisje te implantueshme aktive
14613 | Amputation knife, Liston, cut 13 cm, Amputation knife, cut 160 mm, 29 cm, Amputation knife, Liston, cut 22 cm, Amputation knife, Catlin, dbl cut, 16cm, Amputation knife, Catlin, dbl cut, 19 cm, Amputation knife, Catlin, dbl cut, 21cm, Amputation knife, Langenbeck, cut 12 cm, Mamillacutter, Freeman, serrated, 0 25mm, Mamillacutter, Freeman, serrated, 0 30mm, Mamillacutter, Freeman, serrated, 0 34mm, Mamillacutter, Freeman, serrated, 0 36mm, Mamillacutter, Freeman, serrated, 0 38mm, Mamillacutter, Freeman, serrated, 0 40mm, Mamillacutter, Freeman, serrated, 0 42mm, Mamillacutter, Freeman, serrated, 0 45mm, Mamillacutter, Freeman, serrated, 0 50mm, Scalpel handle, Caspar, round, 18 cm, Knife, dura, Toennis, fine, 13cm, Knife, cartilage, Masing, cvd., 13 cm, Knife, peristeal, Muck, 12.8 cm, Knife, round, across oval, 24.5 cm, Knife, straight cutting, 24.5 cm, Knife, sickle shaped cvd., 24.5 cm, Knife, 45° angled, 0 2,5 mm, 24.5 cm, Knife, golfstick shaped, 24.5 cm, Knife, vertical cutting, round, 24.5 cm, DISSECTING SCALPEL, NO. 1, 15 CM, DISSECTING SCALPEL, NO. 2, 15 CM, DISSECTING SCALPEL, NO. 3, 15.5 CM, DISSECTING SCALPEL, NO. 4, 16 CM, DISSECTING SCALPEL, NO. 5, 16 CM, DISSECTING SCALPEL, NO. 6, 15 CM, DISSECTING SCALPEL, NO. 7, 15 CM, DISSECTING SCALPEL, NO. 8, 16 CM, DISSECTING SCALPEL, NO. 9, 16 CM, DISSECTING SCALPEL, NO. 10, 17 CM, BRAIN KNIFE, VIRCHOW, 30 CM, BRAIN KNIFE, VIRCHOW, 33.5 CM, BRAIN KNIFE, VIRCHOW, 38 CM, BLADEHOLDER, TROUTMAN-CHRIS, STR., 9 CM, BLADEHOLDER, CASTROVIEJO, 13 CM, SCALPEL HANDLE, NO. 4, 13.5 CM, SCALPEL HANDLE, NO 3 & 4, DOUBLE, 16 CM, SCALPEL HANDLE, NO. 4L, LONG, 21 CM, SCALPEL HANDLE, NO. 4L, ANG., 20.5 CM, SCALPEL HANDLE, COLLIN, NO. 9, 14.5 CM, SWIVEL HEAD SCALPEL HANDLE, 15.5 CM, SCALPEL HANDLE, NO. 3, 16 CM, SCALPEL HANDLE, NO. 3, 12 CM, SCALPEL HANDLE, NO. 3, SHAPE AS NO. 4, SCALPEL HANDLE, NO. 3, CM-SCALE, 12 CM, SCALPEL HANDLE, NO. 3L, LONG, 21.5 CM, SCALPEL HANDLE, NO. 3L, ANG., 21.5 CM, Scalpel handle,No. 3XL, 26 cm, SCALPEL HANDLE, NO. 7, SOLID, 16 CM, SCALPEL HANDLE, NO. 7K, SOLID, SHORT, SCALPEL HANDLE, ROUND, NO. 3, 15.5 CM, SCALPEL HANDLE, PLASTIC, NO. 3, 12.5 CM, SCALPEL HANDLE ROUND, STR., NO. 3, 14 CM, SCALPEL HANDLE ROUND, ANG., NO. 3, 14 CM, SCALPEL HANDLE KAYE, ROUND, NO. 3, 15 CM, Scalpel handle, Landolt, bay., 21 cm, Scalpel handle, Landolt, bay., 25 cm, Scalpel handle, long, fine, 21,5 cm, Scalpel handle, bay., 21 cm, Scalpel handle, Mini, round, 15,5 cm, SCALPEL HANDLE F. MICROBLADE, 13.5 CM, AMPUTATING KNIFE, CUT 190 MM, 32 CM, RESECTION KNIFE, SOLID, 19 CM, PLASTER KNIFE, HOPKINS, 20 CM, PLASTER KNIFE, ESMARCH, 18 CM, PLASTER KNIFE, REINER, CVD., 18 CM, Fasciotomy knife, Hach, Si., 30 cm, Scalpel handle, marCore, microbl., 26cm, Scalpel handle, marCore, microbl., 34cm, Scalpel handle, marCore, #11, 26 cm, Scalpel handle, marCore, #11, 34 cm, SICKLE KNIFE ACC. MIKAEEL #9, STR., FINE, Sickle knife, Mikaeel #9, bay., 23 cm, Sickle knife, Mikaeel #10, bay., 23 cm, Sickle knife, Mikaeel #9, bay., 26 cm, Tumor knife, Samii, 1.0 mm, 23cm, Tumor knife, Samii, 1.5 mm, 23cm, Tumor knife, Samii, 2.0 mm, 23cm, Tumor knife, Samii, 2.5 mm, 23cm, Tumor knife, Samii, 3.0 mm, 23cm, Tumor knife, Samii, 3.5 mm, 23cm, Tumor knife, Samii, 4.0 mm, 23cm, Tumor knife, Samii, 5.0 mm, 23cm, Tumor knife, Samii, round, 1.5 mm, 23cm, Tumor knife, Samii, round, 3.0 mm, 23cm, Tumor knife, Samii, round, 4.5 mm, 23cm, Tumor knife, Samii, round, 6.0 mm, 23cm, Lancet knife, Samii, 1.8 mm, 23 cm, Knife, micro vasc., Koos, curved, 18.5cm, Knife, micro vasc., Koos, cvd dwn,18.5cm, Knife, micro vasc.,Koos,strg. cvd,18.5cm, Knife,microvasc,Koos,strg.cvd dwn,18.5cm, Knife micro vasc., Yasar.,cvd dwn,18.5cm, Knife micro vasc.,Yasar,cvd upwrd,18.5cm, Knife micro vasc.,Jacob.,straight,18.5cm, MYOMA KNIFE, SEGOND, 13 MM, 28 CM, CONIZATION KNIFE, AYRE, ANGLED, 23.5 CM, SICKLE KNIFE, SCHUKNECHT, ANG., 14.5 CM, SICKLE KNIFE, WULLSTEIN, STR., 15.5 CM, MUCOUS KNIFE, TABB, 15.5 CM, FLAP KNIFE, PLESTER, 3.5 MM, 15 CM, ROUND CUTT. KNIFE, ROSEN, 3.0 MM, 15 CM, ROUND CUTT. KNIFE, ROSEN, 2.8 MM, 15 CM, ROUND CUTT. KNIFE, ROSEN, 2.6 MM, 15 CM, ROUND CUTT. KNIFE, ROSEN, 2.0 MM, 15 CM, ROUND CUTT. KNIFE, ROSEN, 1.6 MM, 15 CM, ROUND CUTT. KNIFE, ROSEN, 1.4 MM, 15 CM, ROUND CUTT. KNIFE, ROSEN, 1.0 MM, 15 CM, RHINOPLASTIC KNIFE, JOSEPH, NO. 1, RHINOPLASTIC KNIFE, JOSEPH, NO. 2, RHINOPLASTIC KNIFE, FOMON, CVD., 16.5 CM, RHINOPLAST. KNIFE, CONVERSE, CVD., 16 CM, RHINOPLAST. KNIFE, JOSEPH, STR., 15.5 CM, RHINOPLASTIC KNIFE, COTTLE, STR., 14 CM, Knife, Mucosa, Freer, 15,5 cm, SEPTUM KNIFE, FREER, CVD., 19 CM, SEPTUM KNIFE, FREER, ANGLED, 18.5 CM, SWIVEL KNIFE, BALLENGER, STR., 3 MM, SWIVEL KNIFE, BALLENGER, STR., 4 MM, SWIVEL KNIFE, BALLENGER, STR., 5 MM, SWIVEL KNIFE, BALLENGER, BAYON., 3 MM, SWIVEL KNIFE, BALLENGER, BAYON., 4 MM, SWIVEL KNIFE, BALLENGER, BAYON., 5 MM, GUMKNIFE,ALLEN/IGLHAUT, FIG.1, GUMKNIFE,ALLEN/IGLHAUT, FIG.2, TONSIL KNIFE, FISHER, 22.5 CM, GOLDM.-FOX-GINGIVAL KNIFE, FIG.7, GOLDM.-FOX-GINGIVAL KNIFE, FIG.8, GOLDM.-FOX-GINGIVAL KNIFE, FIG.9, GOLDM.-FOX-GINGIVAL KNIFE, FIG.10, GOLDM.-FOX-GINGIVAL KNIFE, FIG.11, KIRKLAND-GINGIVAL KNIFE, R. HANDLE, LEFT, KIRKLAND-GINGIVAL KNIFE, R. HANDLE, RIGH, KIRKLAND-GINGIVAL KNIFE, R. HANDLE, RI/L, ORBAN-GINGIVAL KNIFE, FIG. 1, ORBAN-GINGIVAL KNIFE, FIG. 2, ORBAN-GINGIVAL KNIFE, FIG. 1/2, GUM KNIFE, 5D, GRITMANN PLASTER KNIFE | O.E.S DISTRIMED | 2023-08-14T00:00:00.000+02:00 | GebrUder Martin GmbH & Co. KG,KLS Martin Platz 1 78532 Tuttlingen Germany | 09-004-30-07, 09-004-31-07, 09-004-33-07, 09-004-34-07, 09-004-35-07, 09-004-36-07, 09-004-37-07, 09-006-45-07, 09-006-46-07, 09-006-47-07, 09-006-48-07, 09-006-49-07, 09-006-50-07, 09-006-51-07, 09-006-52-07, 09-006-53-07, 09-007-80-07, 09-008-62-07, 09-009-53-07, 09-009-77-07, 09-009-79-07, 09-009-90-07, 09-009-91-07, 09-009-92-07, 09-009-93-07, 09-009-94-07, 10-002-01-07, 10-002-02-07, 10-002-03-07, 10-002-04-07, 10-002-05-07, 10-002-06-07, 10-002-07-07, 10-002-08-07, 10-002-09-07, 10-002-10-07, 10-038-16-07, 10-038-20-07, 10-038-24-07, 10-090-09-07, 10-094-13-07, 10-100-04-07, 10-100-34-07, 10-104-41-07, 10-104-45-07, 10-109-09-07, 10-118-03-07, 10-120-04-07, 10-130-03-07, 10-130-04-07, 10-130-05-07, 10-133-31-07, 10-133-35-07, 10-135-01-07, 10-137-07-07, 10-137-71-07, 10-140-03-07, 10-142-03-07, 10-146-03-07, 10-147-03-07, 10-148-03-07, 10-149-01-07, 10-149-02-07, 10-149-03-07, 10-149-05-07, 10-149-06-07, 10-160-01-07, 10-500-19-07, 10-560-06-07, 21-401-20-07, 21-420-18-07, 21-425-18-07, 24-521-01-04, 24-599-84-07, 24-599-85-07, 24-599-86-07, 24-599-87-07, 24-842-09-07, 24-843-09-07, 24-843-10-07, 24-845-09-07, 24-854-01-07, 24-854-02-07, 24-854-03-07, 24-854-04-07, 24-854-05-07, 24-854-06-07, 24-854-07-07, 24-854-08-07, 24-854-09-07, 24-854-10-07, 24-854-11-07, 24-854-12-07, 24-858-01-07, 24-858-10-07, 24-858-11-07, 24-858-12-07, 24-858-13-07, 24-858-20-07, 24-858-21-07, 24-858-30-07, 32-762-27-07, 32-801-23-07, 36-020-06-07, 36-020-11-07, 36-020-16-07, 36-020-21-07, 36-022-01-07, 36-022-02-07, 36-022-03-07, 36-022-04-07, 36-022-05-07, 36-022-06-07, 36-022-07-07, 37-440-01-07, 37-441-01-07, 37-444-16-07, 37-459-16-07, 37-466-15-07, 37-468-15-07, 37-484-15-07, 37-497-19-07, 37-499-19-07, 37-504-03-07, 37-504-04-07, 37-504-05-07, 37-505-03-07, 37-505-04-07, 37-505-05-07, 38-050-03-07, 38-050-04-07, 39-220-22-07, 43-326-37-07, 43-326-38-07, 43-326-39-07, 43-326-40-07, 43-326-41-07, 43-331-51-07, 43-331-61-07, 43-332-61-07, 43-333-01-07, 43-333-02-07, 43-333-12-07, 43-335-01-07, 46-481-17-07 | Klasa I | Instrumenta kirurgjikale | Instrumenta shumeperdorimeshe
14775 | Accessory Waste Bag 70040 | EUROMED | 2023-08-24T00:00:00.000+02:00 | Terumo BCT, Inc 10811 W. Collins Ave. Lakewood, CO 80215 USA | Accessory Waste Bag 70040 | Is | Një koleksion tubash plastikë sterilë, fleksibël dhe artikujsh të lidhur (p.sh., çiftëzues, përshtatës, kapëse) të përdorura për të transferuar gjakun ose përbërësit e gjakut (p.sh., qelizat burimore periferike, plazma) në kontejnerë ose midis kontejnerëve për përpunim ose ruajtje (p.sh. ngrirje ). Kjo është një pajisje njepërdorimëshme | Pajisje nje perdorimeshe
14829 | PAD BUFFER REF40100-PAD BUFFER 500 REF40104 | EUROMED | 2023-08-24T00:00:00.000+02:00 | DIAGAST 251 avenue Eugène Avinée, Eurasanté Parc 59120 LOOS FRANCE | PAD BUFFER REF40100-PAD BUFFER 500 REF40104 | In vitro | PAD Buffer dhe PAD Buffer 500 janë pajisje mjekësore diagnostikuese in vitro (IVDMD) të destinuara për t'u përdorur nga profesionistë të kujdesit shëndetësor, biolog ose teknik laboratori, si një tampon në kombinim me IVDMD të tjera, për të kryer teste dhe procedura të ndryshme të lidhura me imunohematologjinë. | Tjeter
14833 | i-Smart 30 PRO Electrolyte Analyzer, i-Smart 30 PRO Cartridge, 50 Tests / 4 weeks, i-Smart 30 PRO Cartridge, 100 Tests / 4 weeks, i-Smart 30 PRO Cartridge, 200 Tests / 4 weeks, i-Smart 30 PRO Cartridge, 300 Tests / 4 weeks, i-Smart 30 PRO Cartridge E4, 50 Tests / 4 weeks, i-Smart 30 PRO Cartridge E4, 100 Tests / 4 weeks, i-Smart 30 PRO Cartridge E4, 200 Tests / 4 weeks, i-Smart 30 PRO Cartridge E4, 300 Tests / 4 weeks, i-Smart Electrolyte Quality Control | GENIUS SHPK | 2023-08-24T00:00:00.000+02:00 | i-SENS, Inc. - 43, Banpo-daero 28-gil, Seocho-gu,Seoul 06646,Korea | 210153, 11 30 04 11 00, 11 30 04 11 00 , 11 50 90 90 00 | In vitro | Instrument diagnostifikues in vitro e destinuar per matjen sasiore te e elektroliteve natrium,kalium, klor dhe kalcium te jonizuar ne plazmen, serum, urine dhe gjakun e njeriut., Reagent mjeksor diagnostifikues in vitro per matjen sasiore te elektroliteve natrium, kalium dhe klor ne plazmen, serum, urine dhe gjakun e njeriut, nepermjet instrumentin in vitro I-smart 30 Pro, pakete elektroliti me 50 teste., Reagent mjeksor diagnostifikues in vitro per matjen sasiore te elektroliteve natrium, kalium dhe klor ne plazmen, serum, urine dhe gjakun e njeriut, nepermjet instrumentin in vitro I-smart 30 Pro, pakete elektroliti me 100 teste., Reagent mjeksor diagnostifikues in vitro per matjen sasiore te elektroliteve natrium, kalium dhe klor ne plazmen, serum, urine dhe gjakun e njeriut, nepermjet instrumentin in vitro I-smart 30 Pro, pakete elektroliti me 200 teste., Reagent mjeksor diagnostifikues in vitro per matjen sasiore te elektroliteve natrium, kalium dhe klor ne plazmen, serum, urine dhe gjakun e njeriut, nepermjet instrumentin in vitro I-smart 30 Pro, pakete elektroliti me 300 teste., Reagent mjeksor diagnostifikues in vitro per matjen sasiore te elektroliteve natrium, kalium , klor dhe kalcium te jonizuar ne plazmen, serum, urine dhe gjakun e njeriut, nepermjet instrumentin in vitro I-smart 30 Pro, pakete elektroliti me 50 teste., Reagent mjeksor diagnostifikues in vitro per matjen sasiore te elektroliteve natrium, kalium , klor dhe kalcium te jonizuar ne plazmen, serum, urine dhe gjakun e njeriut, nepermjet instrumentin in vitro I-smart 30 Pro, pakete elektroliti me 100 teste., Reagent mjeksor diagnostifikues in vitro per matjen sasiore te elektroliteve natrium, kalium , klor dhe kalcium te jonizuar ne plazmen, serum, urine dhe gjakun e njeriut, nepermjet instrumentin in vitro I-smart 30 Pro, pakete elektroliti me 200 teste., Reagent mjeksor diagnostifikues in vitro per matjen sasiore te elektroliteve natrium, kalium , klor dhe kalcium te jonizuar ne plazmen, serum, urine dhe gjakun e njeriut, nepermjet instrumentin in vitro I-smart 30 Pro, pakete elektroliti me 300 teste., Reagent mjeksor diagnostifikues in vitro per te kontrolluar parametrat e elektroliteve gjate procesit te punes me instrumentin in vitro I-smart 30 Pro. | Pajisje te diagnostifikimit in vitro
14843 | Coulter Body Fluid Control | GENIUS SHPK | 2023-08-29T00:00:00.000+02:00 | Beckman Coulter, Inc . - 250 S. Kraemer Blvd, Brea, CA 92821 USA | 628030 | In vitro | Reagent kontrolli diagnostifikues in vitro e destinuar per te monitoruar performancen dhe per te verifikuar gamen matese te ciklit te lengjeve trupore te Autoanalizatoret Hematologjik IVR per testimin e gjakut human. | Pajisje te diagnostifikimit in vitro
14921 | Sterile IV cannulas,model SANVflon,IV Cannula,teflon FEP,26G 0,6mm x 19mm, Sterile IV cannulas,model SANVflon,IV Cannula,teflon FEP24G 0,7mm x 19mm, Sterile IV cannulas,model SANVflon,IV Cannula,teflon FEP,22G 0,9mm x 25mm, Sterile IV cannulas,model SANVflon,IV Cannula,teflon FEP,20G 1,1mm x 32mm, Sterile IV cannulas,model SANVflon,IV Cannula,teflon FEP,18G 1,3mm x 45mm, Sterile IV cannulas,model SANVflon,IV Cannula,teflon FEP,17G 1,5mm x 45mm, Sterile IV cannulas,model SANVflon,IV Cannula,teflon FEP,16G 1,7mm x 45mm, Sterile IV cannulas,model SANVflon,IV Cannula,teflon FEP,14G 2,0mm x 45mm, Sterile IV cannulas,model SANVflon S,IV Cannula,teflon FEP,26G 0,6mm x 19mm, Sterile IV cannulas,model SANVflon S,IV Cannula,teflon FEP24G 0,7mm x 19mm, Sterile IV cannulas,model SANVflon Premium,poliuretan/PU,24G 0,7mm x 19mm, Sterile IV cannulas,model SANVflon Premium,poliuretan/PU,22G 0,9mm x 25mm, Sterile IV cannulas,model SANVflon Premium,poliuretan/PU,20G 1,1mm x 32mm, Sterile IV cannulas,model SANVflon Premium,poliuretan/PU,18G 1,3mm x 45mm, Sterile IV cannulas,model SANVflon Premium,poliuretan/PU,17G 1,5mm x 45mm, Sterile IV cannulas,model SANVflon Premium,poliuretan/PU,16G 1,7mm x 45mm, Sterile IV cannulas,model SANVflon Premium,poliuretan/PU,14G 2,0mm x 45mm, Sterile IV cannulas,model SANVflon SAFE,Poliuretan PU24G 0,7mm x 19mm, Sterile IV cannulas,model SANVflon SAFE,Poliuretan PU,22G 0,9mm x 25mm, Sterile IV cannulas,model SANVflon SAFE,Poliuretan PU 20G 1,1mm x 32mm, Sterile IV cannulas,model SANVflon SAFE,Poliuretan PU,18G 1,3mm x 45mm, Sterile IV cannulas,model SANVflon SAFE,Poliuretan PU,17G 1,5mm x 45mm, Sterile IV cannulas,model SANVflon SAFE,Poliuretan PU16G 1,7mm x 45mm, Sterile IV cannulas,model SANVflon SAFE,Poliuretan PU14G 2,0mm x 45mm | GREEMED | 2023-09-11T00:00:00.000+02:00 | ZARYS International Group Spółka z ograniczoną odpowiedzialnością, spółka komandytowa ul. Pod Borem 18 41-808 Zabrze Poland | KDF-06-19, KDF-07-19, KDF-09-25, KDF-11-32, KDF-13-45, KDF-15-45, KDF-17-45, KDF-20-45, KDFS-06-19, KDFS-07-19, KDP-07-19, KDP-09-25, KDP-11-32, KDP-13-45, KDP-15-45, KDP-17-45, KDP-20-45, KDBP-07-19, KDBP-09-25, KDBP-11-32, KDBP-13-45, KDBP-15-45, KDBP-17-45, KDBP-20-45 | Klasa IIa | Kanjule qe mundeson akses ne sistemin vaskular periferik per administrimin e lengjeve dhe barnave | Tjeter
14888 | Klik Clamp | MONTAL | 2023-08-30T00:00:00.000+02:00 | Romsons International (Unit-II), 59J( C ), Noida Special Economic Zone, Noida Dadri Road, Phase II, Noida-201305 Uttar Pradesh, INDIA | GS-5084 | Is | Kapse të përshtatshëme për shtrëngimin e kordonit kërthizor të foshnjave të sapolindura menjëherë pas lindjes së tyre | Pajisje nje perdorimeshe
14889 | Suction Catheter, Size: FG 08, FG 10, FG 12, FG 14, FG 16, FG 18 | MONTAL | 2023-08-30T00:00:00.000+02:00 | Romsons International (Unit-II), 59J( C ), Noida Special Economic Zone, Noida Dadri Road, Phase II, Noida-201305 Uttar Pradesh, INDIA | GS-2030TS | Klasa IIa | Katetere aspirues endo-bronkial të projektuar me dy konektore të ndryshëm që përdoren për të kontrolluar presionin e thithjes. | Pajisje nje perdorimeshe
14848 | Absorbent underpads,BETAtex absorbent underpad non sterile 40cm x 60cm, Absorbent underpads,BETAtex absorbent underpad non sterile 60cm x 60cm, Absorbent underpads,BETAtex absorbent underpad non sterile 60cm x 90cm | GREEMED | 2023-09-20T00:00:00.000+02:00 | ZARYS International Group Spółka z ograniczoną odpowiedzialnością, spółka komandytowa ul. Pod Borem 18 41-808 Zabrze Poland | BT-PC4060, BT-PC6060, BT-PC6090 | Klasa I | Mbrojtese shtrati per perdorim mjeksor | Tjeter
14892 | Sterile suction catheters,suction catheter 400mm,6G, Sterile suction catheters,suction catheter 400mm,8G, Sterile suction catheters,suction catheter 400mm,10G, Sterile suction catheters,suction catheter 600mm,12G, Sterile suction catheters,suction catheter 600mm,14G, Sterile suction catheters,suction catheter 600mm,16G, Sterile suction catheters,suction catheter 600mm,18G, Sterile suction catheters,suction catheter 600mm,20G, Sterile suction catheters,suction catheter 600mm,22G, Sterile suction catheters, suction catheter 500mm,12G, Sterile suction catheters, suction catheter 500mm,14G, Sterile suction catheters,suction catheter 500mm,16G, Sterile suction catheters,suction catheter 500mm,18G, Sterile suction catheters,suction catheter 500mm,20G, Sterile suction catheters,suction catheter 500mm,22G, Sterile suction catheters,suction catheter with frozen surface,phthalate-free,400mm,6G, Sterile suction catheters,suction catheter with frozen surface,phthalate-free 400mm,8G, Sterile suction catheters,suction catheter with frozen surface,phthalate-free 400mm,10G, Sterile suction catheters,suction catheter with frozen surface,phthalate-free 600mm,6G, Sterile suction catheters,suction catheter with frozen surface,phthalate-free 600mm,8G, Sterile suction catheters,suction catheter with frozen surface,phthalate-free 600mm,10G, Sterile suction catheters,suction catheter with frozen surface,phthalate-free 600mm,12G, Sterile suction catheters,suction catheter with frozen surface,phthalate-free 600mm,14G, Sterile suction catheters,suction catheter with frozen surface,phthalate-free 600mm,16G, Sterile suction catheters,suction catheter with frozen surface,phthalate-free 600mm,18G, Sterile suction catheters,suction catheter with frozen surface,phthalate-free 600mm,20G, Sterile suction catheters,suction catheter with frozen surface,phthalate-free 600mm,22G, Sterile suction catheters,suction catheter with frozen surface,phthalate-free 600mm,24G, Sterile suction catheters,suction catheter with frozen surface,phthalate-free 500mm,6G, Sterile suction catheters,suction catheter with frozen surface,phthalate-free 500mm,8G, Sterile suction catheters,suction catheter with frozen surface,phthalate-free 500mm,10G, Sterile suction catheters,suction catheter with frozen surface,phthalate-free 500mm,12G, Sterile suction catheters,suction catheter with frozen surface,phthalate-free 500mm,14G, Sterile suction catheters,suction catheter with frozen surface,phthalate-free 500mm,16G, Sterile suction catheters,suction catheter with frozen surface,phthalate-free 500mm,18G, Sterile suction catheters,suction catheter with frozen surface,phthalate-free 500mm,20G, Sterile,suction catheter,Suction catheter with vacum control 400mm,6G, Sterile,suction catheter,Suction catheter with vacum control 400mm,8G, Sterile,suction catheter,Suction catheter with vacum control 400mm,10G, Sterile,suction catheter,Suction catheter with vacum control 600mm,6G, Sterile,suction catheter,Suction catheter with vacum control,600mm,8G, Sterile,suction catheter,Suction catheter with vacum control600mm,10G, Sterile,suction catheter,Suction catheter with vacum control600mm,12G, Sterile,suction catheter,Suction catheter with vacum control 600mm,14G, Sterile,suction catheter,Suction catheter with vacum control 600mm,16G, Sterile,suction catheter,Suction catheter with vacum control 600mm,18G, Suction catheter with vacuum control with frozen surface,phthalate free,400mm,6G, Suction catheter with vacuum control with frozen surface,phthalate free, 400mm,8G, 400mm,10G, Suction catheter with vacuum control with frozen surface,phthalate free 400mm,12G, Suction catheter with vacuum control with frozen surface,phthalate free,400mm,14G, Suction catheter with vacuum control with frozen surface,phthalate free400mm,16G, Suction catheter with vacuum control with frozen surface,phthalate free 500mm,6G, Suction catheter with vacuum control with frozen surface,phthalate free 500mm,8G, Suction catheter with vacuum control with frozen surface,phthalate free500mm,10G, Suction catheter with vacuum control with frozen surface,phthalate free500mm,12G, Suction catheter with vacuum control with frozen surface,phthalate free 500mm,14G, Suction catheter with vacuum control with frozen surface,phthalate free 500mm,16G, Suction catheter with vacuum control with frozen surface,phthalate free 500mm,18G, Suction catheter with vacuum control with frozen surface,phthalate free 600mm,6G, Suction catheter with vacuum control with frozen surface,phthalate free 600mm,8G, Suction catheter with vacuum control with frozen surface,phthalate free 600mm,10G, Suction catheter with vacuum control with frozen surface,phthalate free 600mm,12G, Suction catheter with vacuum control with frozen surface,phthalate free 600mm,14G, Suction catheter with vacuum control with frozen surface,phthalate free 600mm,16G, Suction catheter with vacuum control with frozen surface,phthalate free 600mm,18G | GREEMED | 2023-08-31T00:00:00.000+02:00 | ZARYS International Group Spółka z ograniczoną odpowiedzialnością, spółka komandytowa ul. Pod Borem 18 41-808 Zabrze Poland | CO-B06-40, CO-B08-40, CO-B10-40, CO-B12-60, CO-B14-60, CO-B16-60, CO-B18-60, CO-B20-60, CO-B22-60, CO-B12-50, CO-B14-50, CO-B16-50, CO-B18-50, CO-B20-50, CO-B22-50, CO-BF-ZP-B06-4, CO-BF-ZP-B08-4, CO-BF-ZP-B10-4, CO-BF-ZP-B06-6, CO-BF-ZP-B08-6, CO-BF-ZP-B10-6, CO-BF-ZP-B12-6, CO-BF-ZP-B14-6, CO-BF-ZP-B16-6, CO-BF-ZP-B18-6, CO-BF-ZP-B20-6, CO-BF-ZP-B22-6, CO-BF-ZP-B24-6, CO-BF-ZP-B06-5, CO-BF-ZP-B08-5, CO-BF-ZP-B10-5, CO-BF-ZP-B12-5, CO-BF-ZP-B14-5, CO-BF-ZP-B16-5, CO-BF-ZP-B18-5, CO-BF-ZP-B20-5, CO-A06-40, CO-A08-40, CO-A10-40, CO-A06-60, CO-A08-60, CO-A10-60, CO-A12-60, CO-A14-60, CO-A16-60, CO-A18-60, CO-BF-ZP-A06-4, CO-BF-ZP-A08-4, CO-BF-ZP-A10-4, CO-BF-ZP-A12-4, CO-BF-ZP-A14-4, CO-BF-ZP-A16-4, CO-BF-ZP-A06-5, CO-BF-ZP-A08-5, CO-BF-ZP-A10-5, CO-BF-ZP-A12-5, CO-BF-ZP-A14-5, CO-BF-ZP-A16-5, CO-BF-ZP-A18-5, CO-BF-ZP-A06-6, CO-BF-ZP-A08-6, CO-BF-ZP-A10-6, CO-BF-ZP-A12-6, CO-BF-ZP-A14-6, CO-BF-ZP-A16-6, CO-BF-ZP-A18-6 | Klasa IIa | Kateter aspirimi per kirurgji | Tjeter
14926 | Delta Fil, Delta Fil Conditioner, Ecosite Bond, Ecosite Bulk Fill | EURODENTA | 2023-08-31T00:00:00.000+02:00 | DMG Chemisch-Pharmazeutische Fabrik GmbH ElbgaustraBe 248 22547 Hamburg Germany | N/A | Klasa IIa | Cement dentar glasionomer, Ngjites kompoziti, Kompozit dentar | Pajisje dentare
14893 | Sterile three-way stopcocks,model: easyWAY,Three-way stopcock, Sterile three-way stopcocks,model: easyWAY L,Three-way stopcock with extension,7cm, Sterile three-way stopcocks,model: easyWAY,Three-way stopcock with extension 10 cm, Sterile three-way stopcocks,model: easyWAY,Three-way stopcock with extension 25 cm, Sterile three-way stopcocks,model: easyWAY,Three-way stopcock with extension 50 cm, Sterile three-way stopcocks,model: easyWAY,Three-way stopcock with extension 75 cm, Sterile three-way stopcocks,model: easyWAY,Three-way stopcock with extension 100 cm | GREEMED | 2023-08-31T00:00:00.000+02:00 | ZARYS International Group Spółka z ograniczoną odpowiedzialnością, spółka komandytowa ul. Pod Borem 18 41-808 Zabrze Poland | KT-002, KTP-7, KTP-10, KTP-25, KTP-50, KTP-75, KTP-100 | Klasa IIa | Rubinet 3 rrugesh per ndarjen e terapise gjate infuzionit | Tjeter
14896 | Access Inhibin A (Reagent Pack), Access Inhibin A (Calibrator), Access Inhibin A (Quality Control) | GENIUS SHPK | 2023-08-30T00:00:00.000+02:00 | Beckman Coulter Inc . - 250 South Kraemer Blvd, Brea, California 92821, USA | A36097, A36098, A36100 | In vitro | Reagent diagnostifikues in vitro i destinuar per percaktimin sasior te inhibines A dimerike ne serumin dhe plazmen humane (me heparin dhe EDTA) si ndihme ne diagnozen dhe monitorimin e semundjeve te ndryshme hormonale te riprodhimit duke perdorur Sistemet dhe instrumentat imunologjik te seris Access., Reagent diagnostifikues in vitro i destinuar per kalibrimin e analizes Access Inhibin A per percaktimin sasior te niveleve te inhibines A dimerike ne serumin dhe plazmen humane (me heparin dhe EDTA) si ndihme ne diagnozen dhe monitorimin e ndryshme te semundjeve hormonale te riprodhimit duke perdorur Sistemet dhe instrumentat imunologjik te seris Access., Reagent diagnostifikues in vitro i destinuar per monitorimin e performances ne sistem per reagentin Access Inhibin A. | Pajisje te diagnostifikimit in vitro
14963 | StrataVarius Adjustment System, Strata (II) Smart Card (Replacement), Strata NSC Smart Card (Replacement), StrataVarius Magnet(Replacement) | O.E.S DISTRIMED | 2023-09-27T00:00:00.000+02:00 | Medtronic Inc. 710 Medtronic Parkway Minneapolis, MN 55432 USA | 45806, 45807, 45808, 45809 | Klasa I | Sistemi i rregullimit te valvules Strata, perdoret ne trajtimin e simptomave te hydrocephalus,neurokirurgji | Pajisje nje perdorimeshe
14984 | Ureteral catheter and splint Mono J, Suprapubic balloon catheter | MONTAL | 2023-09-13T00:00:00.000+02:00 | MEDICOPLAST International GmbH, Heusweilerstrasse 100, 66557 Illingen, Germany | 135948, 135960, 135960K, 135970, 135970K, 135980, 135980K, 135990, 135990K, 136948, 136948K, 136960, 136960K, 136970, 136970K, 136980, 136980K, 136990, 136990K, 137007, 137303, 137304, 137305, 137306, 137307, 137308, 137414, 137415, 137416, 137417, 137418, 137424, 137425, 137426, 137434, 137435, 137436, 137437, 137438, 137454, 137464, 137465, 137466, 137467, 137468, 137477, 137496, 137497, 137504, 137505, 137506, 137507, 137508, 137515, 137516, 137517, 137518, 137534, 137535, 137536, 137538, 137664, 137665, 137666, 137667, 137668, 137710, 137804, 137805, 137806, 137807, 137808, 137809, 137810, 137811, 137812, 137906K, 137908K, 137910K, 139105, 139106, 139107, 139108, 122012, 122512, 122514, 122516, 122518, 122712, 1227A12, 122714, 1227A14, 122716, 1227A16, 122718, 1227A18, 123012, 123014, 123512, 123514, 123516 | Klasa IIa, Klasa IIb | Pajisje për drenazhimin e urinës nga veshkat, Pajisje suprapubike për drenazhimin e urinës nga fshikëza | Pajisje nje perdorimeshe
14988 | NADAL® Strep A Test | 2 AE | 2023-09-18T00:00:00.000+02:00 | nal von minden GmbH Carl-Zeiss-Str. 12 47445 Moers, Germany | 222001A | In vitro | PAJISJE MJEKESORE IN VITRO PER DETEKTIMIN E STREPTOKOK A | Pajisje te diagnostifikimit in vitro
14962 | ORSS454_H01~H85 ORSS554_H01~H85 ORSS654_H01~H85 ORSS455_H01~H85 ORSS555_H01~H85 ORSS655_H01~H85 ORSS456_H01~H85 ORSS556_H01~H85 | BRIANZA DENT | 2023-09-19T00:00:00.000+02:00 | MEDIDEN Co., Ltd 50, Cheomdangwagi-ro 208beon-gil, Bulk-gu, Gwangju, Repuplic of Korea | HexORSS454_H01~H85 ORSS554_H01~H85 ORSS654_H01~H85 ORSS455_H01~H85 ORSS555_H01~H85 ORSS655_H01~H85 ORSS456_H01~H85 ORSS556_H01~H85 | Klasa IIb | Aksesor dentar , Kulte Abutment, Screw vida dentare | Pajisje dentare
| ORSS656_H01~H85, SS-01~19 SS-22~31 |  |  |  | ORSS656_H01~H85, HexSS-01~19 SS-22~31
| SS-33~64, SS-20~21 |  |  |  | SS-33~64, TorxSS-20~21
| SS-32, SB4-01~64 |  |  |  | SS-32, Healing
| SB5-01~64 SB6-01~64, AO10_H01, H11~H14, H23~H37 AO12_H01,H11~H14, H23~H37 |  |  |  | Abutment screwSB4-01~64
| AO14_H01,H11~H14, H23~H37, AO10_N01,N11~N14, N23~N37 AO12_N01,N11~N14, N23~N37 |  |  |  | SB5-01~64 SB6-01~64, HexAO10_H01, H11~H14, H23~H37 AO12_H01,H11~H14, H23~H37
| AO14_N01,N11~N14, N23~N37, BO10_H01, H11~H14, H23~H37 BO12_H01, H11~H14, H23~H37 |  |  |  | AO14_H01,H11~H14, H23~H37, Non-HexAO10_N01,N11~N14, N23~N37 AO12_N01,N11~N14, N23~N37
| BO14_H01, H11~H14, H23~H37, BO10_N01, N11~N14, N23~N37 |  |  |  | AO14_N01,N11~N14, N23~N37, HexBO10_H01, H11~H14, H23~H37 BO12_H01, H11~H14, H23~H37
| BO12_N01, N11~N14, N23~N37, BO14_N01, N11~N14, N23~N37, DO10_H01, H11~H14, H23~H37 DO12_H01, H11~H14, H23~H37 |  |  |  | BO14_H01, H11~H14, H23~H37, Non-HexBO10_N01, N11~N14, N23~N37
| DO14_H01, H11~H14, H23~H37, DO10_N01, N11~N14, N23~N37 DO12_N01, N11~N14, N23~N37 |  |  |  | BO12_N01, N11~N14, N23~N37, BO14_N01, N11~N14, N23~N37, HexDO10_H01, H11~H14, H23~H37 DO12_H01, H11~H14, H23~H37
| DO14_N01, N11~N14, N23~N37, MO10_H01, H11~H14, H23~H37 |  |  |  | DO14_H01, H11~H14, H23~H37, Non-HexDO10_N01, N11~N14, N23~N37 DO12_N01, N11~N14, N23~N37
| MO12_H01, H11~H14, H23~H37 MO14_H01, H11~H14, H23~H37, MO10_N01, N11~N14, N23~N37 MO12_N01, N11~N14, N23~N37 |  |  |  | DO14_N01, N11~N14, N23~N37, HexMO10_H01, H11~H14, H23~H37
| MO14_N01, N11~N14, N23~N37, TO10_H01, H11~H14, H23~H37 |  |  |  | MO12_H01, H11~H14, H23~H37 MO14_H01, H11~H14, H23~H37, Non-HexMO10_N01, N11~N14, N23~N37 MO12_N01, N11~N14, N23~N37
| TO12_H01, H11~H14, H23~H37 TO14_H01, H11~H14, H23~H37, TO10_N01, N11~N14, N23~N37 |  |  |  | MO14_N01, N11~N14, N23~N37, HexTO10_H01, H11~H14, H23~H37
| TO12_N01, N11~N14, N23~N37 TO14_N01, N11~N14, N23~N37, FO1010_H01, H11~H14, H23~H37 FO1210_H01, H11~H14, H23~H37 |  |  |  | TO12_H01, H11~H14, H23~H37 TO14_H01, H11~H14, H23~H37, Non-HexTO10_N01, N11~N14, N23~N37
| FO1410_H01, H11~H14, H23~H37, FO1010_N01, N11~N14, N23~N37 |  |  |  | TO12_N01, N11~N14, N23~N37 TO14_N01, N11~N14, N23~N37, HexFO1010_H01, H11~H14, H23~H37 FO1210_H01, H11~H14, H23~H37
| FO1210_N01, N11~N14, N23~N37 FO1410_N01, N11~N14, N23~N37, FO1012_H01, H11~H14, H23~H37 |  |  |  | FO1410_H01, H11~H14, H23~H37, Non-HexFO1010_N01, N11~N14, N23~N37
| FO1212_H01, H11~H14, H23~H37 FO1412_H01, H11~H14, H23~H37, FO1012_N01, N11~N14, N23~N37 FO1212_N01, N11~N14, N23~N37 |  |  |  | FO1210_N01, N11~N14, N23~N37 FO1410_N01, N11~N14, N23~N37, HexFO1012_H01, H11~H14, H23~H37
| FO1412_N01, N11~N14, N23~N37, FO1016_H01, H11~H14, H23~H37 FO1216_H01, H11~H14, H23~H37 |  |  |  | FO1212_H01, H11~H14, H23~H37 FO1412_H01, H11~H14, H23~H37, Non-HexFO1012_N01, N11~N14, N23~N37 FO1212_N01, N11~N14, N23~N37
| FO1416_H01, H11~H14, H23~H37, FO1016_N01, N11~N14, N23~N37 FO1216_N01, N11~N14, N23~N37 |  |  |  | FO1412_N01, N11~N14, N23~N37, HexFO1016_H01, H11~H14, H23~H37 FO1216_H01, H11~H14, H23~H37
| FO1416_N01, N11~N14, N23~N37, FO1017_H01, H11~H14, H23~H37 FO1217_H01, H11~H14, H23~H37 |  |  |  | FO1416_H01, H11~H14, H23~H37, Non-HexFO1016_N01, N11~N14, N23~N37 FO1216_N01, N11~N14, N23~N37
| FO1417_H01, H11~H14, H23~H37, FO1017_N01, N11~N14, N23~N37 FO1217_N01, N11~N14, N23~N37 |  |  |  | FO1416_N01, N11~N14, N23~N37, HexFO1017_H01, H11~H14, H23~H37 FO1217_H01, H11~H14, H23~H37
| FO1417_N01, N11~N14, N23~N37, FO1018_H01, H11~H14, H23~H37 |  |  |  | FO1417_H01, H11~H14, H23~H37, Non-HexFO1017_N01, N11~N14, N23~N37 FO1217_N01, N11~N14, N23~N37
| FO1218_H01, H11~H14, H23~H37, FO1418_H01, H11~H14, H23~H37, FO1018_N01, N11~N14, N23~N37 FO1218_N01, N11~N14, N23~N37 |  |  |  | FO1417_N01, N11~N14, N23~N37, HexFO1018_H01, H11~H14, H23~H37
| FO1418_N01, N11~N14, N23~N37, SLSO45_H01, H11~H14, H23~H37 SLSO55_H01, H11~H14, H23~H37 |  |  |  | FO1218_H01, H11~H14, H23~H37, FO1418_H01, H11~H14, H23~H37, Non-HexFO1018_N01, N11~N14, N23~N37 FO1218_N01, N11~N14, N23~N37
| SLSO65_H01, H11~H14, H23~H37, SLSO45_N01, N11~N14, N23~N37 |  |  |  | FO1418_N01, N11~N14, N23~N37, HexSLSO45_H01, H11~H14, H23~H37 SLSO55_H01, H11~H14, H23~H37
| SLSO55_N01, N11~N14, N23~N37 SLSO65_N01, N11~N14, N23~N37, BLLO45_H01, H11~H14, H23~H37 BLLO55_H01, H11~H14, H23~H37 |  |  |  | SLSO65_H01, H11~H14, H23~H37, Non-HexSLSO45_N01, N11~N14, N23~N37
| BLLO65_H01, H11~H14, H23~H37, BLLO45_N01, N11~N14, N23~N37 |  |  |  | SLSO55_N01, N11~N14, N23~N37 SLSO65_N01, N11~N14, N23~N37, HexBLLO45_H01, H11~H14, H23~H37 BLLO55_H01, H11~H14, H23~H37
| BLLO55_N01, N11~N14, N23~N37 BLLO65_N01, N11~N14, N23~N37, EXO15445_H01, H11~H14, H23~H37 EXO15450_H01, H11~H14, H23~H37 EXO15455_H01, H11~H14, H23~H37 |  |  |  | BLLO65_H01, H11~H14, H23~H37, Non-HexBLLO45_N01, N11~N14, N23~N37
| EXO15460_H01, H11~H14, H23~H37, EXO2445_H01, H11~H14, H23~H37 EXO2450_H01, H11~H14, H23~H37 EXO2455_H01, H11~H14, H23~H37 |  |  |  | BLLO55_N01, N11~N14, N23~N37 BLLO65_N01, N11~N14, N23~N37, HexEXO15445_H01, H11~H14, H23~H37 EXO15450_H01, H11~H14, H23~H37 EXO15455_H01, H11~H14, H23~H37
| EXO2460_H01, H11~H14, H23~H37, EXO3445_H01, H11~H14, H23~H37 EXO3450_H01, H11~H14, H23~H37 EXO3455_H01, H11~H14, H23~H37 |  |  |  | EXO15460_H01, H11~H14, H23~H37, EXO2445_H01, H11~H14, H23~H37 EXO2450_H01, H11~H14, H23~H37 EXO2455_H01, H11~H14, H23~H37
| EXO3460_H01, H11~H14, H23~H37, EXO15545_H01, H11~H14, H23~H37 EXO15550_H01, H11~H14, H23~H37 EXO15555_H01, H11~H14, H23~H37 |  |  |  | EXO2460_H01, H11~H14, H23~H37, EXO3445_H01, H11~H14, H23~H37 EXO3450_H01, H11~H14, H23~H37 EXO3455_H01, H11~H14, H23~H37
| EXO15560_H01, H11~H14, H23~H37, EXO2545_H01, H11~H14, H23~H37 EXO2550_H01, H11~H14, H23~H37 EXO2555_H01, H11~H14, H23~H37 |  |  |  | EXO3460_H01, H11~H14, H23~H37, EXO15545_H01, H11~H14, H23~H37 EXO15550_H01, H11~H14, H23~H37 EXO15555_H01, H11~H14, H23~H37
| EXO2560_H01, H11~H14, H23~H37, EXO3545_H01, H11~H14, H23~H37 EXO3550_H01, H11~H14, H23~H37 EXO3555_H01, H11~H14, H23~H37 |  |  |  | EXO15560_H01, H11~H14, H23~H37, EXO2545_H01, H11~H14, H23~H37 EXO2550_H01, H11~H14, H23~H37 EXO2555_H01, H11~H14, H23~H37
| EXO3560_H01, H11~H14, H23~H37, EXO15445_N01, N11~N14, N23~N37 EXO15450_N01, N11~N14, N23~N37 EXO15455_N01, N11~N14, N23~N37 |  |  |  | EXO2560_H01, H11~H14, H23~H37, EXO3545_H01, H11~H14, H23~H37 EXO3550_H01, H11~H14, H23~H37 EXO3555_H01, H11~H14, H23~H37
| EXO15460_N01, N11~N14, N23~N37, EXO2445_N01, N11~N14, N23~N37 EXO2450_N01, N11~N14, N23~N37 EXO2455_N01, N11~N14, N23~N37 |  |  |  | EXO3560_H01, H11~H14, H23~H37, Non-HexEXO15445_N01, N11~N14, N23~N37 EXO15450_N01, N11~N14, N23~N37 EXO15455_N01, N11~N14, N23~N37
| EXO2460_N01, N11~N14, N23~N37, EXO3445_N01, N11~N14, N23~N37 EXO3450_N01, N11~N14, N23~N37 EXO3455_N01, N11~N14, N23~N37 |  |  |  | EXO15460_N01, N11~N14, N23~N37, EXO2445_N01, N11~N14, N23~N37 EXO2450_N01, N11~N14, N23~N37 EXO2455_N01, N11~N14, N23~N37
| EXO3460_N01, N11~N14, N23~N37, EXO15545_N01, N11~N14, N23~N37 EXO15550_N01, N11~N14, N23~N37 EXO15555_N01, N11~N14, N23~N37 |  |  |  | EXO2460_N01, N11~N14, N23~N37, EXO3445_N01, N11~N14, N23~N37 EXO3450_N01, N11~N14, N23~N37 EXO3455_N01, N11~N14, N23~N37
| EXO15560_N01, N11~N14, N23~N37, EXO2545_N01, N11~N14, N23~N37 EXO2550_N01, N11~N14, N23~N37 EXO2555_N01, N11~N14, N23~N37 |  |  |  | EXO3460_N01, N11~N14, N23~N37, EXO15545_N01, N11~N14, N23~N37 EXO15550_N01, N11~N14, N23~N37 EXO15555_N01, N11~N14, N23~N37
| EXO2560_N01, N11~N14, N23~N37, EXO3545_N01, N11~N14, N23~N37 EXO3550_N01, N11~N14, N23~N37 EXO3555_N01, N11~N14, N23~N37 |  |  |  | EXO15560_N01, N11~N14, N23~N37, EXO2545_N01, N11~N14, N23~N37 EXO2550_N01, N11~N14, N23~N37 EXO2555_N01, N11~N14, N23~N37
| EXO3560_N01, N11~N14, N23~N37, AGEO15445_H01, H11~H14, H23~H37 AGEO15450_H01, H11~H14, H23~H37 AGEO15455_H01, H11~H14, H23~H37 |  |  |  | EXO2560_N01, N11~N14, N23~
AGEO15460_H01, H11~H14, H23~H37, AGEO2445_H01, H11~H14, H23~H37 AGEO2450_H01, H11~H14, H23~H37 AGEO2455_H01, H11~H14, H23~H37
AGEO2460_H01, H11~H14, H23~H37, AGEO3445_H01, H11~H14, H23~H37 AGEO3450_H01, H11~H14, H23~H37 AGEO3455_H01, H11~H14, H23~H37
AGEO3460_H01, H11~H14, H23~H37, AGEO15545_H01, H11~H14, H23~H37 AGEO15550_H01, H11~H14, H23~H37 AGEO15555_H01, H11~H14, H23~H37
AGEO15560_H01, H11~H14, H23~H37, AGEO2545_H01, H11~H14, H23~H37 AGEO2550_H01, H11~H14, H23~H37 AGEO2555_H01, H11~H14, H23~H37
AGEO2560_H01, H11~H14, H23~H37, AGEO3545_H01, H11~H14, H23~H37 AGEO3550_H01, H11~H14, H23~H37 AGEO3555_H01, H11~H14, H23~H37
AGEO3560_H01, H11~H14, H23~H37, AGEO15445_N01, N11~N14, N23~N37 AGEO15450_N01, N11~N14, N23~N37 AGEO15455_N01, N11~N14, N23~N37
AGEO15460_N01, N11~N14, N23~N37, AGEO2445_N01, N11~N14, N23~N37 AGEO2450_N01, N11~N14, N23~N37 AGEO2455_N01, N11~N14, N23~N37
AGEO2460_N01, N11~N14, N23~N37, AGEO3445_N01, N11~N14, N23~N37 AGEO3450_N01, N11~N14, N23~N37 AGEO3455_N01, N11~N14, N23~N37
AGEO3460_N01, N11~N14, N23~N37, AGEO15545_N01, N11~N14, N23~N37 AGEO15550_N01, N11~N14, N23~N37 AGEO15555_N01, N11~N14, N23~N37
AGEO15560_N01, N11~N14, N23~N37, AGEO2545_N01, N11~N14, N23~N37 AGEO2550_N01, N11~N14, N23~N37 AGEO2555_N01, N11~N14, N23~N37
AGEO2560_N01, N11~N14, N23~N37, AGEO3545_N01, N11~N14, N23~N37 AGEO3550_N01, N11~N14, N23~N37 AGEO3555_N01, N11~N14, N23~N37
AGEO3560_N01, N11~N14, N23~N37, ORSO454_H01, H11~H14, H23~H37 ORSO554_H01, H11~H14, H23~H37 ORSO654_H01, H11~H14, H23~H37 ORSO455_H01, H11~H14, H23~H37 ORSO555_H01, H11~H14, H23~H37 ORSO655_H01, H11~H14, H23~H37 ORSO456_H01, H11~H14, H23~H37 ORSO556_H01, H11~H14, H23~H37
ORSO656_H01, H11~H14, H23~H37, SO-01~07, SO-09~13, SO-08, SO4-1, SO4-3~13 SO5-1, SO5-3~13
SO6-1,SO6-3~13, AE10_H01~H05, H13~H30 AE12_H01~H05, H13~H30
AE14_H01~H05, H13~H30, AE10_N01~N05, N13~N30
AE12_N01~N05, N13~N30, AE14_N01~N05, N13~N30, DE10_H01~H05, H13~H30 DE12_H01~H05, H13~H30
DE14_H01~H05, H13~H30, DE10_N01~N05, N13~N30 DE12_N01~N05, N13~N30
DE14_N01~N05, N13~N30, ME10_H01~H05, H13~H30
ME12_H01~H05, H13~H30 ME14_H01~H05, H13~H30, ME10_N01~N05, N13~N30 ME12_N01~N05, N13~N30
ME14_N01~N05, N13~N30, TE10_H01~H05, H13~H30
TE12_H01~H05, H13~H30 TE14_H01~H05, H13~H30, TE10_N01~N05, N13~N30
TE12_N01~N05, N13~N30 TE14_N01~N05, N13~N30, BE10_H01~H05, H13~H30 BE12_H01~H05, H13~H30
BE14_H01~H05, H13~H30, BE10_N01~N05, N13~N30
BE12_N01~N05, N13~N30 BE14_N01~N05, N13~N30, FO1010_H01~H05, H13~H30
FO1210_H01~H05, H13~H30 FO1410_H01~H05, H13~H30, FO1010_N01~N05, N13~N30 FO1210_N01~N05, N13~N30
FO1410_N01~N05, N13~N30, FO1012_H01~H05, H13~H30 FO1212_H01~H05, H13~H30
FO1412_H01~H05, H13~H30, FO1012_N01~N05, N13~N30 FO1212_N01~N05, N13~N30
FO1412_N01~N05, N13~N30, FO1016_H01~H05, H13~H30 FO1216_H01~H05, H13~H30
FO1416_H01~H05, H13~H30, FO1016_N01~N05, N13~N30 FO1216_N01~N05, N13~N30
FO1416_N01~N05, N13~N30, FO1017_H01~H05, H13~H30
FO1217_H01~H05, H13~H30, FO1417_H01~H05, H13~H30, FO1017_N01~N05, N13~N30 FO1217_N01~N05, N13~N30
FO1417_N01~N05, N13~N30, FO1018_H01~H05, H13~H30 FO1218_H01~H05, H13~H30
FO1418_H01~H05, H13~H30, FO1018_N01~N05, N13~N30
FO1218_N01~N05, N13~N30 FO1418_N01~N05, N13~N30, SLSE45_H01~H05, H13~H30 SLSE55_H01~H05, H13~H30
SLSE65_H01~H05, H13~H30, SLSE45_N01~N05, N13~N30
SLSE55_N01~N05, N13~N30 SLSE65_N01~N05, N13~N30, BLLE45_H01~H05, H13~H30
BLLE55_H01~H05, H13~H30 BLLE65_H01~H05, H13~H30, BLLE45_N01~N05, N13~N30 BLLE55_N01~N05, N13~N30
BLLE65_N01~N05, N13~N30, EXE15445_H01~H05, H13~H30 EXE15450_H01~H05, H13~H30 EXE15455_H01~H05, H13~H30
EXE15460_H01~H05, H13~H30, EXE2445_H01~H05, H13~H30 EXE2450_H01~H05, H13~H30 EXE2455_H01~H05, H13~H30
EXE2460_H01~H05, H13~H30, EXE3445_H01~H05, H13~H30 EXE3450_H01~H05, H13~H30 EXE3455_H01~H05, H13~H30
EXE3460_H01~H05, H13~H30, EXE15545_H01~H05, H13~H30 EXE15550_H01~H05, H13~H30 EXE15555_H01~H05, H13~H30
EXE15560_H01~H05, H13~H30, EXE2545_H01~H05, H13~H30 EXE2550_H01~H05, H13~H30 EXE2555_H01~H05, H13~H30
EXE2560_H01~H05, H13~H30, EXE3545_H01~H05, H13~H30
EXE3550_H01~H05, H13~H30, EXE3555_H01~H05, H13~H30
EXE3560_H01~H05, H13~H30, EXE15445_N01~N05, N13~N30 EXE15450_N01~N05, N13~N30 EXE15455_N01~N05, N13~N30
EXE15460_N01~N05, N13~N30, EXE2445_N01~N05, N13~N30 EXE2450_N01~N05, N13~N30 EXE2455_N01~N05, N13~N30
EXE2460_N01~N05, N13~N30, EXE3445_N01~N05, N13~N30 EXE3450_N01~N05, N13~N30 EXE3455_N01~N05, N13~N30
EXE3460_N01~N05, N13~N30, EXE15545_N01~N05, N13~N30 EXE15550_N01~N05, N13~N30 EXE15555_N01~N05, N13~N30
EXE15560_N01~N05, N13~N30, EXE2545_N01~N05, N13~N30 EXE2550_N01~N05, N13~N30 EXE2555_N01~N05, N13~N30
EXE2560_N01~N05, N13~N30, EXE3545_N01~N05, N13~N30 EXE3550_N01~N05, N13~N30 EXE3555_N01~N05, N13~N30
EXE3560_N01~N05, N13~N30, AGEE15445_H01~H05, H13~H30 AGEE15450_H01~H05, H13~H30 AGEE15455_H01~H05, H13~H30
AGEE15460_H01~H05, H13~H30, AGEE2445_H01~H05, H13~H30 AGEE2450_H01~H05, H13~H30 AGEE2455_H01~H05, H13~H30
AGEE2460_H01~H05, H13~H30, AGEE3445_H01~H05, H13~H30 AGEE3450_H01~H05, H13~H30 AGEE3455_H01~H05, H13~H30
AGEE3460_H01~H05, H13~H30, AGEE15545_H01~H05, H13~H30 AGEE15550_H01~H05, H13~H30 AGEE15555_H01~H05, H13~H30
AGEE15560_H01~H05, H13~H30, AGEE2545_H01~H05, H13~H30
AGEE2550_H01~H05, H13~H30, AGEE2555_H01~H05, H13~H30
AGEE2560_H01~H05, H13~H30, AGEE3545_H01~H05, H13~H30 AGEE3550_H01~H05, H13~H30 AGEE3555_H01~H05, H13~H30
AGEE3560_H01~H05, H13~H30, AGEE15445_N01~N05, N13~N30 AGEE15450_N01~N05, N13~N30 AGEE15455_N01~N05, N13~N30
AGEE15460_N01~N05, N13~N30, AGEE2445_N01~N05, N13~N30 AGEE2450_N01~N05, N13~N30 AGEE2455_N01~N05, N13~N30
AGEE2460_N01~N05, N13~N30, AGEE3445_N01~N05, N13~N30 AGEE3450_N01~N05, N13~N30 AGEE3455_N01~N05, N13~N30
AGEE3460_N01~N05, N13~N30, AGEE15545_N01~N05, N13~N30 AGEE15550_N01~N05, N13~N30 AGEE15555_N01~N05, N13~N30
AGEE15560_N01~N05, N13~N30, AGEE2545_N01~N05, N13~N30 AGEE2550_N01~N05, N13~N30 AGEE2555_N01~N05, N13~N30
AGEE2560_N01~N05, N13~N30, AGEE3545_N01~N05, N13~N30 AGEE3550_N01~N05, N13~N30 AGEE3555_N01~N05, N13~N30
AGEE3560_N01~N05, N13~N30, ORSE454_H01~H05, H13~H30 ORSE554_H01~H05, H13~H30 ORSE654_H01~H05, H13~H30 ORSE455_H01~H05, H13~H30 ORSE555_H01~H05, H13~H30 ORSE655_H01~H05, H13~H30 ORSE456_H01~H05, H13~H30 ORSE556_H01~H05, H13~H30
ORSE656_H01~H05, H13~H30, EM-S1~S4, SE-01~07, SE-09~10, E-N6~N8, SE-08, ETS-01, EM4-S1, ER4-S3, EW4-S4
SE4-01~10, E4-N6~N8, EM5-S1, ER5-S3, EW5-S4 SE5-01~10, E5-N6~N8 EM6-S1, ER6-S3, EW6-S4
SE6-01~10, E6-N6~N8, MULTI UNIT ABUTMENT STMUSA4810, MULTI UNIT ABUTMENT STMUAA174810HS, MULTI UNIT ABUTMENT STMUAA304810HS, MULTI UNIT ABUTMENT STMUAA174810NS, MULTI UNIT ABUTMENT STMUAA304810NS, MULTI UNIT ABUTMENT STMUSA4820 , MULTI UNIT ABUTMENT STMUAA174820HS, MULTI UNIT ABUTMENT STMUAA304820HS, MULTI UNIT ABUTMENT STMUAA304820NS, MULTI UNIT ABUTMENT STMUSA4830, MULTI UNIT ABUTMENT STMUAA174830HS, MULTI UNIT ABUTMENT STMUAA304830HS, MULTI UNIT ABUTMENT STMUAA174830NS, MULTI UNIT ABUTMENT STMUAA304830NS, MULTI UNIT ABUTMENT STMUSA4840, MULTI UNIT ABUTMENT STMUAA174840NS, MULTI UNIT ABUTMENT STMUAA304840NS, MULTI UNIT ABUTMENT STMUAA174840HS, MULTI UNIT ABUTMENT STMUAA304840HS, STRAUMAN BLX STMUSA4810, STMUAA174810HS, STMUAA304810HS, ZIMMER CONNECTION STMUSA4810, STMUAA174810HS, STMUAA304810HS, PA12-H-68-1, TITANIUM ANDODIZER, S-68-1, AS10_H01~H85
AS12_H01~H85 AS14_H01~H85, AS10_N01~N38 AS12_N01~N85
AS14_N01~N85, BS10_H01~H85 BS12_H01~H85
BS14_H01~H85, BS10_N01~N85 BS12_N01~N85
BS14_N01~N85, DS10_H01~H85
DS12_H01~H85 DS14_H01~H85, ㄴDS10_N01~N85
DS12_N01~N85
DS14_N01~N85, MS10_H01~H85 MS12_H01~H85
MS14_H01~H85, MS10_N01~N85 MS12_N01~N85
MS14_N01~N85, TS10_H01~H85
TS12_H01~H85 TS14_H01~H85, TS10_N01~N85
TS12_N01~N85 TS14_N01~N85, FS1010_H01~H85 FS1210_H01~H85
FS1410_H01~H85, FS1010_N01~N85 FS1210_N01~N85
FS1410_N01~N85, FS1012_H01~H85 FS1212_H01~H85
FS1412_H01~H85, FS1012_N01~N85 FS1212_N01~N85
FS1412_N01~N85, FS1016_H01~H85 FS1216_H01~H85
FS1416_H01~H85, FS1016_N01~N85
FS1216_N01~N85 FS1416_N01~N85, FS1017_H01~H85 FS1217_H01~H85
FS1417_H01~H85, FS1017_N01~N85 FS1217_N01~N85
FS1417_N01~N85, FS1018_H01~H85 FS1218_H01~H85
FS1418_H01~H85, FS1018_N01~N85
FS1218_N01~N85 FS1418_N01~N85, IS35_H01~H86 IS40_H01~H86 IS45_H01~H86 IS50_H01~H86 IS55_H01~H86 IS60_H01~H86 IS65_H01~H86 IS70_H01~H86
IS73_H01~H86, IS35_N01~N86 IS40_N01~N86 IS45_N01~N86 IS50_N01~N86 IS55_N01~N86 IS60_N01~N86 IS65_N01~N86 IS70_N01~N86
IS73_N01~N86, SLSS45_H01~H85 SLSS55_H01~H85
SLSS65_H01~H85, SLSS45_N01~N85 SLSS55_N01~N85
SLSS65_N01~N85, BLLS45_H01~H85
BLLS55_H01~H85, BLLS65_H01~H85, BLLS45_N01~N85 BLLS55_N01~N85
BLLS65_N01~N85, EXS15445_H01~H85 EXS15450_H01~H85 EXS15455_H01~H85 EXS15460_H01~H85, EXS2445_H01~H85 EXS2450_H01~H85 EXS2455_H01~H85
EXS2460_H01~H85, EXS3445_H01~H85 EXS3450_H01~H85 EXS3455_H01~H85
EXS3460_H01~H85, EXS15545_H01~H85 EXS15550_H01~H85 EXS15555_H01~H85
EXS15560_H01~H85, EXS2545_H01~H85 EXS2550_H01~H85 EXS2555_H01~H85
EXS2560_H01~H85, EXS3545_H01~H85 EXS3550_H01~H85 EXS3555_H01~H85 EXS3560_H01~H85, EXS15445_N01~N85 EXS15450_N01~N85 EXS15455_N01~N85
EXS15460_N01~N85, EXS2445_N01~N85 EXS2450_N01~N85 EXS2455_N01~N85
EXS2460_N01~N85, EXS3445_N01~N85 EXS3450_N01~N85 EXS3455_N01~N85
EXS3460_N01~N85, EXS15545_N01~N85 EXS15550_N01~N85, EXS15555_N01~N85
EXS15560_N01~N85, EXS2545_N01~N85 EXS2550_N01~N85 EXS2555_N01~N85
EXS2560_N01~N85, EXS3545_N01~N85 EXS3550_N01~N85 EXS3555_N01~N85 EXS3560_N01~N85, AGES15445_H01~H85 AGES15450_H01~H85 AGES15455_H01~H85
AGES15460_H01~H85, AGES2445_H01~H85 AGES2450_H01~H85 AGES2455_H01~H85
AGES2460_H01~H85, AGES3445_H01~H85 AGES3450_H01~H85 AGES3455_H01~H85
AGES3460_H01~H85, AGES15545_H01~H85 AGES15550_H01~H85 AGES15555_H01~H85
AGES15560_H01~H85, AGES2545_H01~H85 AGES2550_H01~H85 AGES2555_H01~H85
AGES2560_H01~H85, AGES3545_H01~H85 AGES3550_H01~H85 AGES3555_H01~H85
AGES3560_H01~H85, AGES15445_N01~N85 AGES15450_N01~N85 AGES15455_N01~N85
AGES15460_N01~N85, AGES2445_N01~N85 AGES2450_N01~N85 AGES2455_N01~N85
AGES2460_N01~N85, AGES3445_N01~N85, AGES3450_N01~N85 AGES3455_N01~N85
AGES3460_N01~N85, AGES15545_N01~N85 AGES15550_N01~N85 AGES15555_N01~N85
AGES15560_N01~N85, AGES2545_N01~N85 AGES2550_N01~N85 AGES2555_N01~N85
AGES2560_N01~N85, AGES3545_N01~N85 AGES3550_N01~N85 AGES3555_N01~N85
AGES3560_N01~N85
14983 | Ketac™ Cem Plus, Ketac™ Cem Plus Automix | Amber Dental | 2023-09-14T00:00:00.000+02:00 | 3M ESPE Dental Products 2510 Conway Avenue St.Paul, MN 55144-1000 USA | 56930 Ketac Cem Plus Resin Modified Glass Ionomer Cement | Klasa IIa | cement per ngjitje te perhershme kurorash | Pajisje dentare
• 2 - 11 g Ketac™ Cem Plus Luting Cement in Clicker™ Dispenser
• 1 mixing pad
• Instructions for use, 56931 Ketac Cem Plus Luting Cement Trial Kit
• 1 - 11 g Ketac™ Cem Plus Luting Cement in Clicker™ Dispenser
• 1 mixing pad
• Instructions for use, 3536 Ketac Cem Plus Automix Resin Modified Glass Ionomer Cement
• 3 - 8.5 g Ketac Cem Plus Automix Dispenser
• 3 - 12 count Ketac Cem Plus Automix Mixing tips
• Instructions for use, 3536TK Ketac Cem Plus Automix Resin Modified Glass Ionomer Cement
• 1 - 8.5 g Ketac Cem Plus Automix Dispenser
• 1 - 12 count Ketac Cem Plus Automix Mixing tips
• Instructions for use, 3536SK Ketac Cem Plus Automix Resin Modified Glass Ionomer Cement
• 1 - 4.25 g Ketac Cem Plus Automix Dispenser
• 3 - 6 count Ketac Cem Plus Automix Mixing tips
• Instructions for use
14985 | UriSed Mini Urine Microscopy Analyzer | GENIUS SHPK | 2023-09-14T00:00:00.000+02:00 | 77 Elektronika Muszeripari Kft. - Fehervari ut 98., H-1116 Budapest,Hungary | UriSed Mini | In vitro | Instrument diagnostifikues in vitro i destinuar per te prodhuar imazhe mikroskopike te tere fushes se pamjes se sedimenteve te urines dhe duke klasifikuar dhe numeruar automatikisht grimcat e sedimenteve te urines ne imazhet. | Pajisje te diagnostifikimit in vitro
14990 | NADAL® H. pylori Ag Test | 2 AE | 2023-09-18T00:00:00.000+02:00 | nal von minden GmbH Carl-Zeiss-Str. 12 47445 Moers, Germany | 262002 | In vitro | PAJISJE MJEKESORE IN VITRO PER DETEKTIMIN E HELICOBAKTER PYLORI | Pajisje te diagnostifikimit in vitro
14998 | BBR xPRO | O.E.S DISTRIMED | 2023-09-18T00:00:00.000+02:00 | EVERmed Srl Via Galileo Galilei, 2 - 46020 Motteggiana (MN) - ITALY | 110V, 110H, 130, 270, 370, 440, 530, 625, 925, 1160, 1365 | Klasa IIa | Frigorifere te bankes se gjakut | Produkte per institucione te kujdesit shendetesor
14914 | Non sterile sports tapes,yellowTAPE,5 cm x 5 m, Non sterile sports tapes,yellowTAPE,7,5 cm x 5 m, Non sterile sports tapes,yellowTAPE,5 cm x 32 m | GREEMED | 2023-09-21T00:00:00.000+02:00 | ZARYS International Group Spółka z ograniczoną odpowiedzialnością, spółka komandytowa ul. Pod Borem 18 41-808 Zabrze Poland | YT-55-4, YT-55-4-C, YT-55-4-RZ, YT-55-AP, YT-55-B, YT-55-G, YT-55-GC, YT-55-NS, YT-55-P, YT-55-PA, YT-55-R, YT-55-RA, YT-55-RT, YT-55-RZ, YT-55-S, YT-55-X, YT-55-Y, YT-55-YL, YT-755-S, YT-755-X, YT-532-B, YT-532-P, YT-532-S, YT-532-X | Klasa I | Shirit I holle,fleksibel qe ka per qellim te lehtesoje dhimbjen,te qetesoje enjtjen dhe inflamacionin dhe te siguroje mbeshtetje per nyjet dhe muskujt | Tjeter
, Sonda që lidhin aparatin Pacemaker me muskulin e zemrës Variant MR Conditional
14852 | Reusable Instrument for human application/ Dental Hand Instrument, Surgical, Reusable Instrument for human application/ Dental Hand Instrument, Endodontic, Reusable Instrument for human application/ Dental Hand Instrument, Periodontal, Reusable Instrument for human application/ Raspatory, Dental, Reusable Instrument for human application/ Excavator, Dental, Reusable Instrument for human application/ Rongeur, Bone, Reusable Instrument for human application/ Forceps,Artery, Reusable Instrument for human application/ Bone File, Reusable Instrument for human application/ Bone Mill, Reusable Instrument for human application/ Curette, Reusable Instrument for human application/ Chisel, Bone, Reusable Instrument for human application/ Scalpel Holder, Reusable Instrument for human application/ Micro Surgery Instrument, Reusable Instrument for human application/ Needle Hodler, Reusable Instrument for human application/ Osteotome, Reusable Instrument for human application/ Tweezers, Reusable Instrument for human application/ Scissors, Reusable Instrument for human application/ Probe, Dental, Reusable Instrument for human application/ Cheek,Retractor, Reusable Instrument for human application/ Scaler, Reusable Instrument for human application/ Forceps/Pliers, Reusable Instrument for human application/ Pliers/Forceps, Tissue | EURODENTA | 2023-09-14T00:00:00.000+02:00 | Kahdent Roland Kohler Medizintechnik GmbH@Co.KG,Bodenseeallee 14-16 78333 Stockach Germany | N/A | Klasa I | Instrumente te riperdorshme,Dentare,Kirurgjie invazive | Pajisje dentare
14997 | Suction Catheter, Endotracheal tube, Suction bottles and redon suction system | MONTAL | 2023-09-14T00:00:00.000+02:00 | MEDICOPLAST International GmbH, Heusweilerstrasse 100, 66557 Illingen, Germany | 779218, 779508, 779510, 779512, 779514, 779610, 779614, 232008, 232010, 232012, 232014, 232016, 232018, 233008, 233010, 233012, 233014, 233016, 233018, 245006, 245008, 245010, 245012, 245014, 245016, 245814, 247006, 247008, 247010, 247012, 247014, 247016, 247018, 247020, 248006, 248008, 24800873, 248010, 24801073, 248012, 248014, 24801473, 248016, 248018, 24801873, 248204, 248314, 249006, 249008, 249010, 249012, 249014, 249016, 249018, 249020, 249308, 249310, 249312, 249314, 249316, 249406, 249408, 249506, 249508, 249510, 249712, 249716, 249718, 250010, 250018, 251005, 251006, 25100681, 251008, 251010, 251012, 251014, 251016, 251018, 251020, 252008, 252010, 252012, 252014, 252016, 252018, 252020, 253006, 253008, 253010, 253012, 253014, 253016, 253018, 253020, 254008, 25400881, 254010, 25401081, 254012, 25401281, 254014, 25401481, 254016, 25401681, 254018, 25401881, 255010, 255012, 255014, 255016, 255018, 256014, 258008, 258010, 258012, 258014, 258016, 258018, 258020, 261010, 261012, 261014, 261016, 261018, 261020, 262210, 263008, 263010, 263012, 263014, 263016, 263018, 264008, 264012, 264014, 26401481, 264016, 268008, 268012, 268014, 268016, 268018, 26901481, 271006, 271008, 271010, 271012, 271014, 271016, 271018, 271020, 86248008, 86248010, 86248014, 86248016, 86248018, 86249008, 86249010, 86249012, 86249014, 86249016, 911359, 295020, 295025, 295030, 295035, 295040, 295045, 295050, 295055, 295060, 295065, 295070, 295075, 295080, 296030, 296035, 296040, 296045, 296050, 296055, 296060, 296065, 296070, 296075, 296080, 296085, 296090, 296095, 296100, 297020, 297025, 297030, 297035, 297040, 297045, 297050, 297055, 297060, 297065, 297070, 297075, 297080, 297085, 297090, 298030, 298035, 298040, 298045, 298050, 298055, 298060, 298065, 298070, 298075, 298080, 298085, 298090, 298100, 298130, 298135, 298140, 298145, 298150, 298155, 298160, 298165, 298170, 298175, 298180, 298185, 298190, 766006, 766008, 767006, 767008, 770006, 77000681, 770008, 771006, 771008, 775000, 772000, 772008, 772010, 772012, 772014, 772016, 772018, 772210, 772212, 772214, 772216, 775010, 775012, 775014, 775016, 775212, 776000, 777000, 777200, 778008, 778010, 778012, 778014, 778016, 778018, 778208, 778210, 778212, 778214, 778216, 778218, 779008, 779010, 779012, 779014, 779016, 779018, 779208, 779210, 779212, 779214, 779216 | Klasa IIa | Pajisje për drenazhimin e lengjeve trupore ose sekrecioneve te plageve, Pajisje qe sherben per te hequr sekresionet nga rruget e frymarjes, Tub ventilimi qe sherben per sigurimin e rrugeve te frymemarrjes | Pajisje nje perdorimeshe
14860 | MASTRELLE Amour Chocolate, lubricant gel | MedCare International | 2023-09-14T00:00:00.000+02:00 | Look Ahead Srl, Sos. Pacurari nr. 127, 5th floor, 700544, Iasi, Romania | NA | Klasa I | Pajisje mjekesore xhel lubrifikant | Pajisje terapie komplementare
14999 | Cardioplegia Delivery System (Heat Lung Pack Accessories) - Brand: PerfX | BIOMETRIC ALBANIA | 2023-09-18T00:00:00.000+02:00 | BL Lifesciences Pvt. Ltd. - Adresa: 28-D, Sector 31, Ecotech I, Greater Noida, Gautam Budh Nagar, U.P., India | BCP-XXXX | Klasa IIa | Sisteme te shperndarjes per kardioplegji | Produkte per institucione te kujdesit shendetesor
14964 | Ballon Inflation Devices | O.E.S DISTRIMED | 2023-10-03T00:00:00.000+02:00 | SCW MEDICATH LTD NO.4 Baolong 6th Road,Baolong Industrial Town,Longgang District,Shenzhen ,China | SCW-BID-20, SCW-BID1-20, SCW-BID1-30, SCW-BID2-20 | Is | Pajisje Inflatuese( fryrese) te ballonave,per perdorim ne kardiologji | Pajisje nje perdorimeshe
14982 | Filtek™ Ultimate Universal Restorative | Amber Dental | 2023-09-14T00:00:00.000+02:00 | 3M ESPE Dental Products 2510 Conway Avenue St.Paul, MN 55144-1000 USA | Kits 3920S Filtek Ultimate Universal Restorative | Klasa IIa | material restaurues me permbajtje resin | Pajisje dentare
Syringe Single Shade Introductory Kit :
4-4g syringes :2 each of body shades A2 and A3,
Technique Guides
Instructions for use , Kits 3920D Filtek Ultimate Universal Restorative
Syringe Dual Shade Introductory Kit
4-4g syringes : 1 each of Dentin Shades A3, A4, and Enamel Shades A2, A3
1 shade selection Wheel
Technique Guides
Instructions for us, Kits 3920P Filtek Ultimate Universal Restorative
Syringe professional kit
12-4g syringes, 1 each of shades :
Dentin Shades A2, A3, B3,
Body shades A2, A3, A3.5, B2,
Enamel Shades A1, A2, A3, W,
Translucent Shades : AT
1 shade selection Wheel,
Technique Guides,
Instructions for us, Kits 3920P-R Filtek Ultimate Universal Restorative
Professional procedure kit
12-4g syringes, 1 each of shades :
Dentin Shades A2, A3, A4,
Body shades A2, A3, A3.5, A4,
Enamel Shades A1, A2, A3, W,
Translucent Shades : CT
1-5ml Single Bond Universal Adhesive
1-3ml Scotchbond™ Universal Etchant
25 Etchant Dispensing Tips
6 Sof-Lex™ Spiral Finishing Wheels (beige)
6 Sof-Lex™ Spiral Polishing Wheels (white)
1 RA Mandrel
1 shade selection Wheel
Instructions for us, Kits 3920S-R Filtek Ultimate Universal Restorative
Single Shade Procedure Kit
4-4g syringes : 2 each of body shades A2 and A3
1-5ml Single Bond Universal Adhesive
1-3ml Scotchbond™ Universal Etchant
25 Etchant Dispensing Tips
Instructions for us, Syringe Refills 3920A1D Filtek Ultimate Universal Restorative
1-4g A1 Dentin Shade Syringe
Instructions for use, Syringe Refills 3920A2D Filtek Ultimate Universal Restorative
1-4g A2 Dentin Shade Syringe
Instructions for use, Syringe Refills 3920A3D Filtek Ultimate Universal Restorative
1-4g A3 Dentin Shade Syringe
Instructions for use, Syringe Refills 3920A4D Filtek Ultimate Universal Restorative
1-4g A4 Dentin Shade Syringe
Instructions for use, Syringe Refills 3920B3D Filtek Ultimate Universal Restorative
1-4g B3 Dentin Shade Syringe
Instructions for use, Syringe Refills 3920WD Filtek Ultimate Universal Restorative
1-4g W Dentin Shade Syringe
Instructions for use, Syringe Refills 3920A1B Filtek Ultimate Universal Restorative
1-4g A1 Body Shade Syringe
Instructions for use, Syringe Refills 3920A2B Filtek Ultimate Universal Restorative
1-4g A2 Body Shade Syringe
Instructions for use, Syringe Refills 3920A3B Filtek Ultimate Universal Restorative
1-4g A3 Body Shade Syringe
Instructions for use, Syringe Refills 3920A3.5B Filtek Ultimate Universal Restorative
1-4g A3.5 Body Shade Syringe
Instructions for use, Syringe Refills 3920A4B Filtek Ultimate Universal Restorative
1-4g A4 Body Shade Syringe
Instructions for use, Syringe Refills 3920A6B Filtek Ultimate Universal Restorative
1-4g A6 Body Shade Syringe
Instructions for use, Syringe Refills 3920B1B Filtek Ultimate Universal Restorative
1-4g B1 Body Shade Syringe
Instructions for use, Syringe Refills 3920B2B Filtek Ultimate Universal Restorative
1-4g B2 Body Shade Syringe
Instructions for use, Syringe Refills 3920B3B Filtek Ultimate Universal Restorative
1-4g B3 Body Shade Syringe
Instructions for use, Syringe Refills 3920B5B Filtek Ultimate Universal Restorative
1-4g B5 Body Shade Syringe
Instructions for use, Syringe Refills 3920C1B Filtek Ultimate Universal Restorative
1-4g C1 Body Shade Syringe
Instructions for use, Syringe Refills 3920C2B Filtek Ultimate Universal Restorative
1-4g C2 Body Shade Syringe
Instructions for use, Syringe Refills 3920C3B Filtek Ultimate Universal Restorative
1-4g C3 Body Shade Syringe
Instructions for use, Syringe Refills 3920D2B Filtek Ultimate Universal Restorative
1-4g D2 Body Shade Syringe
Instructions for use, Syringe Refills 3920D3B Filtek Ultimate Universal Restorative
1-4g D3 Body Shade Syringe
Instructions for use, Syringe Refills 3920WB Filtek Ultimate Universal Restorative
1-4g W Body Shade Syringe
Instructions for use, Syringe Refills 3920XWB Filtek Ultimate Universal Restorative
1-4g XW Body Shade Syringe
Instructions for use, Syringe Refills 3920A1E Filtek Ult
14994 | NADAL® Mononucleosis Test | 2 AE | 2023-09-18T00:00:00.000+02:00 | nal von minden GmbH Carl-Zeiss-Str. 12 47445 Moers, Germany | 252017N-05 | In vitro | PAJISJE MJEKESORE IN VITRO PER DETEKTIMIN E ANTITRUPAVE HETEROFILE NDAJ VIRUSIT TE EPSTEIN BARR(EBV) | Pajisje te diagnostifikimit in vitro
14856 | FLEXIMOBIL Med, emulsified gel, tube X 100 g | MedCare International | 2023-09-14T00:00:00.000+02:00 | Look Ahead Srl, Sos. Pacurari nr. 127, 5th floor, 700544, Iasi, Romania | NA | Klasa I | Pajisje mjekesore ne forme xheli te emulsifikuar per lehtesimin e dhimbjeve kronike te muskujve dhe kyceve | Pajisje terapie komplementare
14859 | MASTRELLE Amour Raspberry, lubricant gel | MedCare International | 2023-09-14T00:00:00.000+02:00 | Look Ahead Srl, Sos. Pacurari nr. 127, 5th floor, 700544, Iasi, Romania | NA | Klasa I | Pajisje mjekesore xhel lubrifikant | Pajisje terapie komplementare
14965 | Zimmer Dental Non-Sterile Dental Instruments, Modeli:COPING, WAXING, CONTOUR, 17°, Zimmer Dental Non-Sterile Dental Instruments, Modeli:COPING, WAXING, CONTOUR, Zimmer Dental Non-Sterile Dental Instruments, Modeli:TOOL, HEX, Zimmer Dental Non-Sterile Dental Instruments, Modeli:MULTI-TOOL DRILL STOPS, Zimmer Dental Non-Sterile Dental Instruments, Modeli:SURGICAL MODULE, NP, EMPTY, Zimmer Dental Non-Sterile Dental Instruments, Modeli:REPLICA, ABUTMENT, BALL, Zimmer Dental Non-Sterile Dental Instruments, Modeli:COPING, TRANSFER, WAXING, Zimmer Dental Non-Sterile Dental Instruments, Modeli:TRAY, SURGICAL, Zimmer Dental Non-Sterile Dental Instruments, Modeli:TOOL, DRIVER, OCTAGON, Zimmer Dental Non-Sterile Dental Instruments, Modeli:TOOL, DRIVER, HEX, Zimmer Dental Non-Sterile Dental Instruments, Modeli:TOOL , DRIVER, HEX, Zimmer Dental Non-Sterile Dental Instruments, Modeli:ANALOG, ABUTMENT, SHORT, Zimmer Dental Non-Sterile Dental Instruments, Modeli:COPING, WAXING, SHORT, Zimmer Dental Non-Sterile Dental Instruments, Modeli:SCREW, WAXING, Zimmer Dental Non-Sterile Dental Instruments, Modeli:REPLICA, IMPLANT, Zimmer Dental Non-Sterile Dental Instruments, Modeli:SET, DRILL STOPS, Zimmer Dental Non-Sterile Dental Instruments, Modeli:TOOL, SCREWDRIVER HANDLE, Zimmer Dental Non-Sterile Dental Instruments, Modeli:TUBE ADAPTER, Zimmer Dental Non-Sterile Dental Instruments, Modeli:TUBE ADAPTER KIT, COMPLETE, Zimmer Dental Non-Sterile Dental Instruments, Modeli:TUBE ADAPTER KIT, EMPTY, Zimmer Dental Non-Sterile Dental Instruments, Modeli:Ti ANALOG ABUTMENT, CONTOUR 17°, Zimmer Dental Non-Sterile Dental Instruments, Modeli:Ti ANALOG ABUTMENT, CONTOUR, Zimmer Dental Non-Sterile Dental Instruments, Modeli:TOOL, REMOVAL, Zimmer Dental Non-Sterile Dental Instruments, Modeli:STAGING BLOCK, EMPTY, Zimmer Dental Non-Sterile Dental Instruments, Modeli:SURGICAL TRAY, EMPTY, Zimmer Dental Non-Sterile Dental Instruments, Modeli:TRY-IN, ABUTMENT, CONTOUR, Zimmer Dental Non-Sterile Dental Instruments, Modeli:KIT, TRY-IN, ABUTMENT, CONTOUR, Zimmer Dental Non-Sterile Dental Instruments, Modeli:REPLICA, ABUTMENT, TAPERED, Zimmer Dental Non-Sterile Dental Instruments, Modeli:TRANSFER, BALL, Zimmer Dental Non-Sterile Dental Instruments, Modeli:REPLICA, ABUTMENT, STRAIGHT, Zimmer Dental Non-Sterile Dental Instruments, Modeli:BALL PATTERN, CASTABLE, Zimmer Dental Non-Sterile Dental Instruments, Modeli:CAP ATTACHMENT TRANSFER, Zimmer Dental Non-Sterile Dental Instruments, Modeli:TOOL,DRIVER, RATCHET, SHORT, Zimmer Dental Non-Sterile Dental Instruments, Modeli:TOOL, DRIVER, RATCHET, LONG, Zimmer Dental Non-Sterile Dental Instruments, Modeli:IMPLANT ANALOG, Zimmer Dental Non-Sterile Dental Instruments, Modeli:DRILL STOP KIT, COMPLETE, Zimmer Dental Non-Sterile Dental Instruments, Modeli:SURGICAL DRILL MODULE, EMPTY, Zimmer Dental Non-Sterile Dental Instruments, Modeli:TOOL, ABUTMENT INSERT, Zimmer Dental Non-Sterile Dental Instruments, Modeli:IMPRESSION POST, Zimmer Dental Non-Sterile Dental Instruments, Modeli:COPING, TRANSFER, Zimmer Dental Non-Sterile Dental Instruments, Modeli:ANALOG, ABUTMENT, SHOULDERED, Zimmer Dental Non-Sterile Dental Instruments, Modeli:WAXING SLEEVE, SHOULDERED, Zimmer Dental Non-Sterile Dental Instruments, Modeli:TOOL, O-RING, SEATING, Zimmer Dental Non-Sterile Dental Instruments, Modeli:TOOL, PARALLELING, Zimmer Dental Non-Sterile Dental Instruments, Modeli:TOOL, RATCHET, Zimmer Dental Non-Sterile Dental Instruments, Modeli:SCREW, REPLACEMENT, Zimmer Dental Non-Sterile Dental Instruments, Modeli:ANALOG, IMPLANT, Zimmer Dental Non-Sterile Dental Instruments, Modeli:SCREW, LONG, Zimmer Dental Non-Sterile Dental Instruments, Modeli:TOOL, HEX KIT, Zimmer Dental Non-Sterile Dental Instruments, Modeli:ANALOG, ABUTMENT, O-RING, Zimmer Dental Non-Sterile Dental Instruments, Modeli:GUIDE SLEEVE, Zimmer Dental Non-Sterile Dental Instruments, Modeli:TOOL, MANUAL DRIVER, Zimmer Dental Non-Sterile Dental Instruments, Modeli:TRAY, PROSTHETIC, Zimmer Dental Non-Sterile Dental Instruments, Modeli:TOOL, ABUTMENT, SEATING, Zimmer Dental Non-Sterile Dental Instruments, Modeli:TOOL, ABUTMENT HOLDER | Salutalb | 2023-09-28T00:00:00.000+02:00 | Zimmer Dental, Inc. 1900 Aston Ave Carlsbad, California 92008-7308, U.S.A | ZOCWAX5S, ZOCWAX6A, ZOCWAX6S, HXL1.25, HXL3.0-S, HXLGR1.25, IA2, IA3, IA4, IA5, IRT, MTL, NPTRAY, OPBAR, OPBAT, OPC, OPR, OPSUR, OT3.0-S, OTL3.0-S, RH2.5, RHL2.5, RSR, SAANA4, SAANA5, SAANA6, SAWAX4, SAWAX5, SAWAX6, SCWS, SPMR, SRT, SS10D16, SS10D22, SS11D16, SS11D22, SS13D22, SS51D, SS57D, SS8D16, SS8D22, SSHS, TAD23A, TAD23B, TAD28A, TAD28B, TAD34A, TAD34B, TAD38B, TAD44B, TADKIT, TADTRAY, TCANA4A, TCANA4S, TCANA5A, TCANA5S, TCANA6A, TCANA6S, TLRT2, TSVBLK, TSVTRAY, TW1.25, TW1.25L, ZOAT34, ZOAT45, ZOAT56, ZOATKIT, ZOCWAX4A, ZOCWAX4S, ZOCWAX5A, ACTR, AV6R, BAR, BAT, BTO, CAB, CAT, CHR2.1, CHRL2.1, CIANP, CLRT2, DSKIT, GSTRAY, HLRTX2, HX1.25, HX3.0-S, HXGR1.25, 0431, 0491, 0599, 0684, 0685, 0699, 0701, 0714, 0718, 0721, 0724, 0769, 0837, 0999, 1230, 1632, 1633, 1645, 1648, 1657, 1660, 1691, 1694, 1822, 1823, 1824, 1825, 1826, 1830, 1831, 1832, 1833, 1834, 1836, 1837, 1839, 1845, 1939, 1943, 1947, 1951, 2220, 2221, 2222, 2223, 2302, 2320, 2740, ABTH | Klasa I | Instrumenta dentar jo steril qe perdoren per te thjeshtesuar proceduren e implantimit te implantit dentar. Gjithashtu perdoren dhe si aksesore restaurues te komponenteve laboratorik dentar | Pajisje dentare
14989 | NADAL® Strep B Test | 2 AE | 2023-09-18T00:00:00.000+02:00 | nal von minden GmbH Carl-Zeiss-Str. 12 47445 Moers, Germany | 232001 | In vitro | PAJISJE MJEKESORE IN VITRO PER DETEKTIMIN E STREPTOKOK B | Pajisje te diagnostifikimit in vitro
14861 | Driver Square mm 2,8 x 24 mm, Screwdriver body, Cross driver shaft (for DSX-1690S and Torque driver), Pick-up handle driver, Contrangle cross driver, Organizer + 8 instruments, Hexagonal driver mm 1,0 x 24 mm for abutment screw, Square driver, Drill extension, Analog, Coping Transfer, Surgical guide tube (1 PKG=2 PCS), Scanbody SHORT (1 PKG=2 PCS), Scanbody (1 PKG=2 PCS), Organizer for vestibular miniscrews + palatal, Organizer for palatal miniscrews, Organizer for palatal miniscrews + 6 instruments, Organizer for vestibular miniscrews + palatal + 13 instruments, Square mm 3,4 x 24 mm, Manual driver for screwing in self ligating insert, Organizer, Organizer + 7 instruments, Esagonale mm 2,3 x 24 mm, Organizer + 5 strumenti, TORQUE DRIVER, MANUAL CONTRANGLE | MEDIK LINE STEWART | 2023-09-19T00:00:00.000+02:00 | HDC srl, via Dei Mestieri 5/7. 36016 Thiene Vicenza Italy . | DSQ-2824, DSX-1690S, DSX-2852S, DPH-2824, DPX-2830, CSS-4000, CSS-4009, DSE-2410, ANR-4012, CTS-5000, DSQ-2507, PRL-3513, ANR-3812, CTS-6000, BGU-6050, SCB-4005, SCB-4010, CSS-7000, CSS-7001, CSS-7006, CSS-7014, DSQ-3424, DXL-2820, CSS-6000, CSS-6008, DSQ-2324, CSS-3000, CSS-3006, DST-1600, CAM-2000 | Klasa I | Kacavide katrore me Ø 2,8 x 24 mm, Trupi I kacavides, Kacavide Kryq (per DSX-1690S dhe drejtues force), Kapes per drejtues te frezave, Drejtues per kontrangel, Mbajtes, Mbajtes+ 8 instruments, Kacavide Hegzagonale me Ø 1,0 x 24 mm vide mbeshtetese, Kopjimi I Transfertes, Kacavide katrore, Zgjatues frezash, Analog, Guide kirurgjikale (1 PKG=2 PCS), Transfert e skanueshem I SHKURTER (1 PKG=2 PCS), Transfer I skanueshem (1 PKG=2 PCS), Mbajtes per mini implante vestibulare + palatal, Mbajtes per mini implante palatal, Mbajtes per mini implante palatal + 6 instrumenta, Mbajtes per mini implante vetibulare + palatal + 13 instrumenta, Kacavide katrore me Ø 3,4 x 24 mm, Drejtues manual për vidosjen në self ligating, Kacavide Egzagonal me Ø 2,3 x 24 mm, Mbajtes + 7 intrumenta, Mbajtes + 5 intrumenta, DREJTUES FORCE, KONTRANGEL MANUAL | Pajisje dentare
14915 | Non sterile dressings tapes,model:Elastopor E,Dressing tape, non-woven, self-adhesive, non-sterile,2,5cm x 10m, Non sterile dressings tapes,model:Elastopor E,Dressing tape, non-woven, self-adhesive, non-sterile,5cm x 10m, Non sterile dressings tapes,model:Elastopor E,Dressing tape, non-woven, self-adhesive, non-sterile,10cm x 10m, Non sterile dressings tapes,model:Elastopor E,Dressing tape, non-woven, self-adhesive, non-sterile,15cm x 10m, Non sterile dressings tapes,model:Elastopor E,Dressing tape, non-woven, self-adhesive, non-sterile,20cm x 10m, Non sterile dressings tapes,model:Elastopor E,Dressing tape, non-woven, self-adhesive, non-sterile,25cm x 10m, Non sterile dressings tapes,model:Elastopor E,Dressing tape, non-woven, self-adhesive, non-sterile,30cm x 10m | GREEMED | 2023-09-21T00:00:00.000+02:00 | ZARYS International Group Spółka z ograniczoną odpowiedzialnością, spółka komandytowa ul. Pod Borem 18 41-808 Zabrze Poland | 806009E, 806010E, 806011E, 806012E, 806013E, 806014E, 806015E | Klasa I | Adeziv per fiksimin e kanjules | Tjeter
14849 | Manual BED-16 2 Cranks Restraint Bed | Farma Net Albania | 2023-09-14T00:00:00.000+02:00 | Miamed Medikal Tekstil Insaat Turizim Gida Ticaret Ve Sanayii Limited, Adresa: Şevket Sümer Mah. 5954 Sokak No :13A Akdeniz /MERSİN Turqi | 86816723981001 | Klasa I | Krevat manual me dy kranke per kufizim fizik | Pajisje mobilim spitalor
14987 | NADAL® Trichomonas vaginalis Test | 2 AE | 2023-09-18T00:00:00.000+02:00 | nal von minden GmbH Carl-Zeiss-Str. 12 47445 Moers, Germany | 840003N-10 | In vitro | PAJISJE MJEKESORE IN VITRO PER DETEKTIMIN E TRICHOMONAS VAGINALIS | Pajisje te diagnostifikimit in vitro
14980 | Perceval RelyON PAK-S, Perceval RelyON PAK-M, Perceval RelyON PAK-L, Perceval RelyON PAK-XL | AGS Corporation | 2023-09-11T00:00:00.000+02:00 | Corcym S.r.l Via Cresentino sn 13040 Saluggia (VC) ITALY | PAK-S, PAK-M, PAK-L, PAK-XL | Klasa III | Aksesore per Valvula Perceval S, Aksesore per Valvula Perceval M, Aksesore per Valvula Perceval L, Aksesore per Valvula Perceval XL | Pajisje te implantueshme aktive
14850 | Urine bag, unsterile | MONTAL | 2023-09-13T00:00:00.000+02:00 | MEDICOPLAST International GmbH, Heusweilerstrasse 100, 66557 Illingen, Germany | 430000 | Klasa I | Mbledhes urine | Pajisje nje perdorimeshe
14855 | Manual Hospital Bed A1K A2K A3K B4w D2w D3d D3w V1k V2k V2w V3k V3v V3w V4w V4v Y2w Y3w CD3q CR0q CR2q CT2k CX2x GT3K X01-1 X01-5 X07a X09 X14 X20 SK033-1 SK056-1 SK057-1 SK062-1 SK-A1 SK-AD1 SK-A2 SK-AD2 SK-A3 SK-AD3 SK-A4 SK-AD4 SK-B1 SK-BD1 SK-B2 SK-BD2 SK-B3 SK-BD3 SK-B4 SK-BD4 SK-C1 SK-CD1 SK-C2 SK-CD2 SK-C3 SK-CD3 SK-C4 SK-CD 4 SK-C5 | EUROMED | 2023-09-14T00:00:00.000+02:00 | Jiangsu Saikang Medical Equipment Co., Ltd.No. 35 Lehong Road, Modern Agriculture Demonstration Park, Zhangjiagang City, Jiangsu Province, China | Manual Hospital Bed A1K A2K A3K B4w D2w D3d D3w V1k V2k V2w V3k V3v V3w V4w V4v Y2w Y3w CD3q CR0q CR2q CT2k CX2x GT3K X01-1 X01-5 X07a X09 X14 X20 SK033-1 SK056-1 SK057-1 SK062-1 SK | Klasa I | Shtrat Spitalor manual | Pajisje mobilim spitalor
14961 | Reamer Drill, Reamer Bite, Reamer Handle, Fixture Remover Screw, Hand Tap, Hex Remover, High Speed Bur, Mount Removal Driver, Multi Tool, Multi-unit Removal Driver, Retentive Cap Insertion Tool, Retentive Cap Removal Tool, Screw Remover, Screw Remover Guide, Screw Retriever, Stopper, Core Lift Stopper, Drill Stopper, Stopper Holder, Surgical Driver, Final Driver, Reamer Driver Center Pin, Hole Trimmer, Hole Trimmer Set, Prosthesis Driver, Hand Driver, Impression Driver, Insert Driver, Multi-unit Driver, Octa Driver, Ratchet Extension, Right Angle Driver, Slot Driver, Solid Driver, Tip Driver, Torque Driver, Torx Driver, Torx Tip, Repair Instruments, Abutment Removal Driver, Abutment Remover, Extractor, Fixture Remover, Surgical Instruments, Adapter & Extension, Carrier Handpiece Adapter , Drill Extension, Carrier Extension, Torque Wrench Adapter, Anchor, Stent Anchor, Carrier Handle, Bone Tack Carrier, Double Blade Holder, Scan Post Carrier, Dental Lab Bur, Fixture Driver, Handpiece Connector, Implant Carrier, Manual Inserter, Ratchet Connector, Wrench, Open End Wrench, Ratchet Wrench, Ring & Open Wrench, Ring Wrench, Torque Wrench, Torque | Rodio Pharma | 2023-09-28T00:00:00.000+02:00 | MegaGen Implant Co., Ltd. 45, Secheon-ro 7-gil, Dasa-eup, Dalseong-gun, Daegu 42921, Republic of Korea | TANRDJ50, TANRB, TANRDS, MRD10, TCMRH, RDJ40, RDJ45, RDJ55, RDJ65, TANRDJ40, TANRDJ60, TANRDJ70, MIRC04S, MIRC05S, FSS16, FSS18, FSS20, FSS25, THT160L, THT180L, THT200L, THT250L, HSL, HSS, ARARHB18, MVD100, MLMT, MUARD20, 085IAC, 091EC, SSGH, SS1416L, SS1416S, SSL, SSS, SSEG24, SSEG2412, SSEG27, SSEG2712, SSEG33, SSEG3312, SSIG10, SSIG1012, SSIG16, SSIG1612, SSIG22, SSIG2212, SSIG2212S, SSIG2212W, SSIG22S, SSIG22W, SCR01, COS03, COS04, COS05, COS06, R2SDS5010, R2SSH45, R2SSH60, MOHD310, MIRC06S, RIRC06S, RIRC07S, RIRC08S, AGHTN1, AGHTN2, AGHTN3, AGHTR1, AGHTR2, AGHTR3, AGHTW1, AGHTW2, AGHTW3, AGHTS, MHD050L, MHD050S, MUHD1220, TCMHDE1200, TCMHDL0900, TCMHDL1200, TCMHDL1600, TCMHDS0900, TCMHDS1200, TCMHDS1600, TCMHDU0900, TCMHDU1200, TBH250L, TBH250S, TCMID, TCMIDE, TCMIDL, TCMIDS, MID050E, MID050L, MID050S, MID090L, MID090S, MID120L, MID120S, MID125L, MID125S, MID160L, MID160S, MUD10, TCMMUDL20, TCMMUDS20, MOD300L, MOD300S, TBR250L, TBR250S, MDR050L, MDR050S, MDR090L, MDR090S, MDR090SS, MDR120EL, MDR120L, MDR120S, MDR120SS, MDR125L, MDR125S, MDR125SS, MDR160L, MDR160S, MURAD10, RDI30U, SDL06, SDM06, SDS06, MSD300L, MSD300S, MSD430L, Solid Driver, Tip Driver, Torque Driver, Torx Driver, Torx Tip, TANMRD18, TANMRD25, ARORDS16, AROARD16, ASL, ASS, OPE, FSL3035, FSL3540, FSL4555, FSL6080, FSS3035, FSS3540, FSS4555, FSS6080, FSS14, na, AGHA, MDE150, MRE400S, AGSANN16, AGSANR16, AGSARR16, AGSAR18, AGSAR20, AGSARW16, AGSAW18, AGSAW20, MAPC4, MAPC5, BTC01, DBH20, SPC16, TANRD, MOHD310S, AROFDN, AROFDR, MEHC100, OPHCL, MAPHCS22, MAPHCL22, AIHCL, AIHCS, AROHCL21, AROHCL25, AROHCS21, AROHCS25, AROHCU21, AROHCU25, HCL17, HCL25, HCS17, HCS25, HCU25, OHCS, STHCL21, STHCL25, STHCL36M, STHCS21, STHCS25, STHCS36M, STHCU21, STHCU25, TANHCL, TANHCS, TANHCU, ICNH1722, ICRAOE, ICRH2127, ICRH2127H, ICRH2127OS, ICRH2221CT, ICRH2224, ICRH2224H, ICRH2324, ICRH2324H, ICRH2518, ICRH2518H, ICRH2518IS, ICRH2523, ICRH2523H, ICRH2523HO, ICRH2523IS, ICRH2523O, ICRH2523SL, ICRH2523UF, ICRH2624H, ICRO2127, ICRO2530, ICRSBL1, ICRSBL2, ICRSBLH, ICRSBN, ICRSBNH, ICRT35RT, ICWAOE, ICWH2324, ICWH2324H, ICWH2523, ICWH2523H, ICWH2523IS, ICWH2523SL, ICWH2523UF, ICWH2538OS, ICWH2624, ICWH2711CT, ICWT43RT, ICWT50RT, ICRH2624, ICNH1722H, TANMI, ORCL, OPRCS, OPRCL, AIRCL, AIRCS, ARORCL21, ARORCL25, ARORCS21, ARORCS25, ARORCU21, ARORCU25, EIRCL, EIRCS, ORCS, RCL17, RCL25, RCS17, RCS25, RCU25, STRCL21, STRCL25, STRCL36M, STRCS21, STRCS25, STRCS36M, STRCU21, STRCU25, TANREL, TANRES, TANREU, MOW300, MRW040S, MUOW100, MRIW100, TW500, TWSQ70, MTW300A, TTAR100, TW70, KPSFS3000, KPSCS3000, KAOPK3000, KANPK3000, UNI3000, ARARS, KPSFS2000, KPSCS2000, KAOPK2000, KANPK2000, UNI2000, KCMEC2000, KARIN2000, MPK2000, KBECS2000, KARBP2000, KAROBP2000, KPSKC2000, KAOIN2003, KAOSS2000, KARIN2001, KARIN2003, KAGIN2000, KAGIN2001, KAGAS2000, KAGAS2001, KAMS2000, KLSCN2000, SGIS2000, KOPSM2001, KAGUN2000, KAGNS2000, KAOBP2000, KMXIS2000, RMK2000, RMTK2000, KARO2003, KAGTS2000, KAGSL2000, KAGUF2000, PET2000, KARO2001, KSTIN2000, KAFK2000, AOSK2001, KAISS2000, R2SK2000, ARPK2000, SGPM1000, C-AHAR04N, C-AHAR05N, C-AHAR07N, C-AHAR04H, C-AHAR05H, C-AHAR07H, C-AHAO04N, C-AHAO05N, C-AHAO07N, C-AHAO04H, C-AHAO05H, C-AHAO07H, C-AHBD04N, C-AHBD05N, C-AHBD07N, C-AHBD04O, C-AHBD05O, C-AHBD07O | Klasa I | Instrumenta kirurgjikale të cilat përdoren për kirurgjinë e implanteve dentare. | Pajisje dentare
Wrench, Surgical Instruments Kit, 911 Fixture Kit, 911Kit, AnyOne Prosthetics Kit, AnyRidge Prosthetic Kit, Universal Kit, Abutment Removal Kit, Surgical Instruments Kit Case, 911 Kit Fixture Kit Case, 911 Kit Case, AnyOne Prosthetics Kit Case, AnyRidge Prosthetic Kit Case, Universal Kit Case, EZ-CASSETTE, AnyOne Prosthetic Kit Case, BonEx Kit Case, AnyRidge Bone Profiler Kit Case, BLUEDIAMOND Bone Profiler Kit Case, Palatal Surgical Kit Case, AnyOne Surgical Kit Case, AnyOne Stopper Drill Kit Case, AnyRidge Surgical Kit Case, Anchor Kit Case, Auto-Max Kit Case, MILAkit Case, MICAkit Case, MiNi Kit Case, R2 Universal Kit Case, R2 Narrow Kit Case, AnyOne Bone Profiler Kit Case, Short Implant Solution Kit Case, Root Membrane Kit Case, Root Membrane Trial Kit Case, R2 Surgical Kit Case, PET Kit Case, BLUEDIAMOND Surgical Kit Case, ST Surgical Kit Case, Standard Kit Case, AI Surgical Kit Case, R2 Sinus Kit Case, Surgical Kit Case, Anatomic Healing Abutment Case
14996 | Cover Screw Ø 6.0 JDEvolution Plus, Cover Screw JDEvolution Plus, Healing Abutment Ø 4.0 H 3.0 JDEvolution Plus, Healing Abutment Ø 4.0 H 5.0 JDEvolution Plus, Healing Abutment Ø 4.0 H 7.0 JDEvolution Plus, Healing Abutment Ø 5.0 H 3.0 JDEvolution Plus, Healing Abutment Ø 5.0 H 5.0 JDEvolution Plus, Healing Abutment Ø 5.0 H 7.0 JDEvolution Plus, Healing Abutment Ø 5.0 H 9.0 JDEvolution Plus, Healing Abutment Ø 6.0 H 3.0 JDEvolution Plus, Healing Abutment Ø 6.0 H 5.0 JDEvolution Plus, Healing Abutment Ø 6.0 H 7.0 JDEvolution Plus, Healing Abutment Ø 7.5 H 3.0 JDEvolution Plus, Healing Abutment Ø 7.5 H 5.0 JDEvolution Plus, Healing Abutment Ø 4.0 H 10.0 JDEvolution Plus, Healing Abutment JDEvolution Plus, Standard Abutment JDEvolution Plus, Standard Screw JDEvolution Plus, Temporary Abutment Engaging JDEvolution Plus, Temporary Abutment Non Engaging JDEvolution Plus, Temporary Abutment JDEvolution Plus, Straight Abutment Ø 4.5 H 1.5 JDEvolution Plus, Straight Abutment Ø 4.5 H 2.0 JDEvolution Plus, Straight Abutment Ø 4.5 H 4.0 JDEvolution Plus, Straight Abutment Ø 5.0 H 2.0 JDEvolution Plus, Straight Abutment Ø 5.0 H 4.0 JDEvolution Plus, Straight Abutment Ø 6.0 H 2.0 JDEvolution Plus, Straight Abutment Ø 6.0 H 4.0 JDEvolution Plus, GP Abutment Engaging Ø 4.0 JDEvolution Plus, GP Abutment Non Engaging Ø 4.0 JDEvolution Plus, GP Abutment Engaging Ø 5.0 JDEvolution Plus, GP Abutment Non Engaging Ø 5.0 JDEvolution Plus, GP Abutment Engaging Ø 6.0 JDEvolution Plus, GP Abutment 15° JDEvolution Plus, GP Abutment 25° JDEvolution Plus, AS Abutment Engaging JDEvolution Plus, AS Abutment Non Engaging JDEvolution Plus, Anatomic Abutment H 1.5 JDEvolution Plus, Anatomic Abutment H 3.0 JDEvolution Plus, 15° Angulated Anatomic Abutment Ø 5.0 H 1.5 JDEvolution Plus, 15° Angulated Anatomic Abutment Ø 4.5 H 1.5 JDEvolution Plus, 15° Angulated Anatomic Abutment Ø 5.0 H 3.0 JDEvolution Plus, 15° Angulated Anatomic Abutment Ø 4.5 H 3.0 JDEvolution Plus, 25° Angulated Anatomic Abutment Ø 5.0 H 1.5 JDEvolution Plus, 25° Angulated Anatomic Abutment Ø 5.0 H 3.0 JDEvolution Plus, Rapid Abutment H 1.5 JDEvolution Plus, Rapid Abutment H 3.0 JDEvolution Plus, Rapid Abutment w/o Healing Cap and Coping H 1.5 JDEvolution Plus, Rapid Abutment w/o Healing Cap and Coping H 3.0 JDEvolution Plus, Prosthetic Screw JDEvolution Plus, Prosthetic Screw Angulated JDEvolution Plus, Prosthetic Screw Long JDEvolution Plus, Zirconia Abutment Screw JDEvolution Plus, Conical Abutment Straight H 1.0 JDEvolution Plus, Conical Abutment Straight H 1.5 JDEvolution Plus, Conical Abutment Straight H 2.0 JDEvolution Plus, Conical Abutment Straight H 3.0 JDEvolution Plus, Conical Abutment Straight H 4.0 JDEvolution Plus, Conical Abutment Straight H 7.0 JDEvolution Plus, Conical Abutment Straight H 9.0 JDEvolution Plus, Conical Abutment Straight Engaging H 1.5 JDEvolution Plus, Screw for Conical Abutment Straight Engaging H 1.5 JDEvolution Plus, Conical Abutment Straight Engaging H 3.0 JDEvolution Plus, Screw for Conical Abutment Straight Engaging H 3.0 JDEvolution Plus, Conical Abutment Angulated 17° H 2.5 JDEvolution Plus, Conical Abutment Angulated 17° H 3.5 JDEvolution Plus, Conical Abutment Angulated 30° H 2.5 JDEvolution Plus, Conical Abutment Angulated 30° H 3.5 JDEvolution Plus, Conical Abutment Angulated 45° H 4.5 JDEvolution Plus, Conical Abutment Angulated 45° H 6.0 JDEvolution Plus, Conical Abutment Angulated 52.5° H 5.0 JDEvolution Plus, Conical Abutment Angulated 60° H 5.0 JDEvolution Plus, TiBase Engaging for Conical Abutment JDEvolution Plus, Screw for 60° Angulated Conical Abutment JDEvolution Plus, Conical Abutment JDEvolution Plus, Prosthetic Screw Conical Abutment JDEvolution Plus, Prosthetic Screw Conical Abutment Long JDEvolution Plus, Screw for Angulated Conical Abutment JDEvolution Plus, Healing Cap for Conical Abutment JDEvolution Plus, Conical Abutment Healing Cap H 6.0 JDEvolution Plus, Conical Abutment Healing Cap H 9.0 JDEvolution Plus, GP Abutment Engaging for Conical Abutment JDEvolution Plus, GP Abutment Non Engaging for Conical Abutment JDEvolution Plus, Temporary Abutment Non Engaging Conical Abutment JDEvolution Plus, Temporary Abutment Non Engaging Conical Abutment for Welding JDEvolution Plus, Temporary Abutment Non Engaging Conical Abutment Smooth for Welding JDEvolution Plus, Conometric Abutment Straight H 0.5 JDEvolution Plus, Conometric Abutment Straight H 1.0 JDEvolution Plus, Conometric Abutment Straight H 2.0 JDEvolution Plus, Conometric Abutment Straight H 3.0 JDEvolution Plus, Conometric Abutment Straight H 4.0 JDEvolution Plus, 7° Angulated Conometric Abutment H 2.0 JDEvolution Plus, 15° Angulated Conometric Abutment H 2.0 JDEvolution Plus, 22.5° Angulated Conometric Abutment H 2.0 JDEvolution Plus, Conometric Abutment JDEvolution Plus, 30° Angulated Conometric Abutment H 2.0 JDEvolution Plus, Cap With Pin for Intraoral Welding, Cap for Partial or Full-Arch Fixed Prosthesis, Anti-Rotation Cap for Single Element, Screw for Conometric Abutment JDEvolution Plus, Screw for Angulated Conometric Abutment JDEvolution Plus, TiBase Engaging JDEvolution Plus, TiBase Non Engaging JDEvolution Plus, TiBase Engaging H 1.5 JDEvolution Plus, TiBase Non Engaging H 1.5 JDEvolution Plus, TiBase Engaging H 3.0 JDEvolution Plus, TiBase Non Engaging H 3.0 JDEvolution Plus, TiBase New Engaging JDEvolution Plus, TiBase New Non Engaging JDEvolution Plus, TiBase New Engaging H 1.5 JDEvolution Plus, TiBase New Non Engaging H 1.5 JDEvolution Plus, TiBase New Engaging H 3.0 JDEvolution Plus, TiBase New Non Engaging H 3.0 JDEvolution Plus, Tibase Interface Engaging H 6.0 for Angulated Channel JDEvolution Plus, Tibase Interface Non Engaging H 6.0 for Angulated Channel JDEvolution Plus, Tibase Interface Engaging H 10.0 for Angulated Channel JDEvolution Plus, Tibase Interface Non Engaging H 10.0 for Angulated Channel JDEvolution Plus, Interface CAD CAM Engaging for Conical Abutment JDEvolution Plus, Interface CAD CAM Non Engaging for Conical Abutment JDEvolution Plus, TiBase for Conical Abutment JDEvolution Plus, Interface Engaging JDEvolution Plus, Interface Non Engaging JDEvolution Plus, Interface Non Engaging for Conical Abutment JDEvolution Plus, Ball Abutment H 1.5 JDEvolution Plus, Ball Abutment H 3.0 JDEvolution Plus, Ball Abutment H 5.0 JDEvolution Plus, Ball Abutment JDEvolution Plus, Emi Abutment H 1.5 JDEvolution Plus, Emi Abutment H 3.0 JDEvolution Plus, Emi Abutment H 5.0 JDEvolution Plus, Emi Abutment JDEvolution Plus, Healing Abutment Tissue Ø 5.0 H 4.0 JDEvolution Plus, Healing Abutment Tissue Ø 5.0 H 6.0 JDEvolution Plus, Temporary Abutment Tissue Engaging JDEvolution Plus, Temporary Abutment Tissue Non Engaging JDEvolution Plus, Straight Abutment Tissue Ø 5.0 H 2.0 JDEvolution Plus, Straight Abutment Tissue Ø 5.0 H 4.0 JDEvolution Plus, Conical Abutment Tissue Straight H 1.5 JDEvolution Plus, Conical Abutment Tissue Straight H 3.0 JDEvolution Plus, Conical Abutment Tissue Straight H 4.0 JDEvolution Plus, Conical Abutment Tissue Straight H 5.0 JDEvolution Plus, Conical Abutment Tissue Angulated 17° H 2.5 JDEvolution Plus, Conical Abutment Tissue Angulated 17° H 3.5 JDEvolution Plus, Conical Abutment Tissue Angulated 30° H 2.5 JDEvolution Plus, Conical Abutment Tissue Angulated 30° H 3.5 JDEvolution Plus, Conical Abutment Tissue Angulated 30° H 5.0 JDEvolution Plus, TiBase Tissue Engaging H 1.5 JDEvolution Plus, TiBase Tissue Non Engaging H 1.5 JDEvolution Plus, TiBase Tissue Engaging H 3.0 JDEvolution Plus, TiBase Tissue Non Engaging H 3.0 JDEvolution Plus, JDIcon Plus Ø 5.0 L 13, JDIcon Plus Anodized Collar Ø 3.7 L 8, JDIcon Plus Anodized Collar Ø 3.7 L 10, JDIcon Plus Anodized Collar Ø 3.7 L 11.5, JDIcon Plus Anodized Collar Ø 3.7 L 13, JDIcon Plus Anodized Collar Ø 3.7 L 15, JDIcon Plus Anodized Collar Ø 3.7 L 18, JDIcon Plus Anodized Collar Ø 4.3 L 6, JDIcon Plus Anodized Collar Ø 4.3 L 8, JDIcon Plus Anodized Collar Ø 4.3 L 10, JDIcon Plus Anodized Collar Ø 4.3 L 11.5, JDIcon Plus Anodized Collar Ø 4.3 L 13, JDIcon Plus Anodized Collar Ø 4.3 L 15, JDIcon Plus Anodized Collar Ø 4.3 L 18, JDIcon Plus Anodized Collar Ø 5.0 L 6, JDIcon Plus Anodized Collar Ø 5.0 L 8, JDIcon Plus Anodized Collar Ø 5.0 L 10, JDIcon Plus Anodized Collar Ø 5.0 L 11.5, JDIcon Plus Anodized Collar Ø 5.0 L 13, JDIcon Plus Ø 3.5 L 10, JDIcon Plus Ø 3.5 L 11.5, JDIcon Plus Ø 3.5 L 13, JDIcon Plus Ø 4.0 L 8.5, JDIcon Plus Ø 4.0 L 10, JDIcon Plus Ø 4.0 L 11.5, JDIcon Plus Ø 4.0 L 13, JDIcon Plus Ø 4.0 L 15, JDIcon Plus Ø 4.0 L 18, JDIcon Plus Ø 4.5 L 8.5, JDIcon Plus Ø 4.5 L 10, JDIcon Plus Ø 4.5 L 11.5, JDIcon Plus Ø 4.5 L 13, JDIcon Plus Ø 4.5 L 15, JDIcon Plus Ø 4.5 L 18, JDIcon Plus Ø 5.0 L 8.5, JDIcon Plus Ø 5.0 L 11.5, JDIcon Plus Ø 5.0 L 15, JDIcon Plus Ø 5.0 L 18, JDIcon Plus Ø 5.5 L 8.5, JDIcon Plus Ø 5.5 L 10, JDIcon Plus Ø 5.5 L 11.5, JDIcon Plus Ø 5.5 L 13, JDIcon Plus Ø 5.5 L 15, JDIcon Plus Ø 5.5 L 18, JD Dental Implant L 18, JD Dental Implant L 6, JD Dental Implant L 8, JD Dental Implant L 10, JD Dental Implant L 11.5, JD Dental Implant L 13, JDPterygo Ø 3.3 L 13, JDPterygo Ø 3.3 L 15, JDPterygo Ø 3.3 L 18, JDPterygo Ø 3.3 L 20, JDPterygo Ø 4.0 L 13, JDPterygo Ø 4.0 L 15, JDPterygo Ø 4.0 L 18, JDPterygo Ø 4.0 L 20, JD Dental Implant L 12, JD Dental Implant L 15, JDNasal Ø 4.0 L 20, JDNasal Ø 4.0 L 22, JDNasal Ø 4.0 L 24, JDNasal Ø 4.0 L 26, JDNasal Evo Ø 4.0 L 18, JDNasal Evo Ø 4.0 L 20, JDNasal Evo Ø 4.0 L 22, JDNasal Evo Ø 4.0 L 24, JDNasal Evo Ø 4.0 L 26, JD Dental Implant L 22, JD Dental Implant L 24, JD Dental Implant L 16, JD Dental Implant L 20, JD Dental Implant L 26, JDOcta RN Ø 3.7 L 8, JDOcta RN Ø 3.7 L 10, JDOcta RN Ø 3.7 L 11.5, JDOcta RN Ø 4.3 L 8, JDOcta RN Ø 4.3 L 10, JDOcta RN Ø 4.3 L 11.5, JDOcta WN Ø 5.0 L 8, JDOcta WN Ø 5.0 L 10, JDOcta WN Ø 5.0 L 11.5, JDZygoma Ø 3.9 L 30, JDZygoma Ø 3.9 L 35, JDZygoma Ø 3.9 L 37.5, JDZygoma Ø 3.9 L 40, JDZygoma Ø 3.9 L 42.5, JDZygoma Ø 3.9 L 45, JDZygoma Ø 3.9 L 47.5, JDZygoma Ø 3.9 L 50, JDZygoma Ø 3.9 L 52.5, JDZygoma Ø 3.9 L 55, JDZygoma Ø 3.9 L 57.5, JDZygoma Ø 4.3 L 30, JDZygoma Ø 4.3 L 35, JDZygoma Ø 4.3 L 37.5, JDZygoma Ø 4.3 L 40, JDZygoma Ø 4.3 L 42.5, JDZygoma Ø 4.3 L 45, JDZygoma Ø 4.3 L 47.5, JDZygoma Ø 4.3 L 50, JDZygoma Ø 4.3 L 52.5, JDZygoma Ø 4.3 L 55, JDZygoma Ø 4.3 L 57.5, JDZygoma Ø 4.3 L 60, Straight Abutment Ø 4.5 H 1.0 JDEvolution, Straight Abutment Ø 4.5 H 2.0 JDEvolution, Straight Abutment Ø 4.5 H 3.0 JDEvolution, Straight Abutment Ø 4.5 H 4.0 JDEvolution, Straight Abutment Ø 5.0 H 1.0 JDEvolution, Straight Abutment Ø 5.0 H 2.0 JDEvolution, Straight Abutment Ø 5.0 H 3.0 JDEvolution, Straight Abutment Ø 5.0 H 4.0 JDEvolution, Straight Abutment Ø 6.0 H 1.0 JDEvolution, Straight Abutment Ø 6.0 H 2.0 JDEvolution, Straight Abutment Ø 6.0 H 3.0 JDEvolution, Straight Abutment Ø 6.0 H 4.0 JDEvolution, GP Abutment Ø 4.0 Engaging JDEvolution, GP Abutment Ø 4.0 Non Engaging JDEvolution, GP Abutment Ø 4.5 Engaging JDEvolution, GP Abutment Ø 5.0 Engaging JDEvolution, GP Abutment Ø 5.0 Non Engaging JDEvolution, GP Abutment Ø 6.0 Engaging JDEvolution, Anatomic Abutment H 1.5 JDEvolution, Anatomic Abutment H 3.0 JDEvolution, 15° Angulated Anatomic Abutment Ø 4.5 H 1.5 JDEvolution, 15° Angulated Anatomic Abutment Ø 4.5 H 3.0 JDEvolution, 15° Angulated Anatomic Abutment Ø 5.5 H 1.5 JDEvolution, 15° Angulated Anatomic Abutment Ø 5.5 H 3.0 JDEvolution, 25° Angulated Anatomic Abutment Ø 5.5 H 1.5 JDEvolution, 25° Angulated Anatomic Abutment Ø 5.5 H 3.0 JDEvolution, Prosthetic Screw JDEvolution, Prosthetic Screw Angulated JDEvolution, Straight Conical Abutment H 1.0 JDEvolution, Straight Conical Abutment H 1.5 JDEvolution, Straight Conical Abutment H 2.0 JDEvolution, Straight Conical Abutment H 3.0 JDEvolution, Straight Conical Abutment H 4.0 JDEvolution, 17° Angulated Conical Abutment H 2.5 JDEvolution, 17° Angulated Conical Abutment H 3.5 JDEvolution, 30° Angulated Conical Abutment H 2.5 JDEvolution, 30° Angulated Conical Abutment H 3.5 JDEvolution, Prosthetic Screw Conical Abutment JDEvolution, Screw for Angulated Conical Abutment JDEvolution, Prosthetic Screw Angulated for Conical Abutment JDEvolution, Conical Abutment Healing Cap JDEvolution, Conical Abutment Healing Cap H 6.0 JDEvolution, Conical Abutment Healing Cap H 9.0 JDEvolution, GP Abutment Engaging for Conical Abutment JDEvolution, GP Abutment Non Engaging for Conical Abutment JDEvolution, Temporary Abutment Non Engaging Conical Abutment JDEvolution, Temporary Abutment Non Engaging Conical Abutment for Welding JDEvolution, Temporary Abutment Non Engaging Conical Abutment Smooth for Welding JDEvolution, Conical Abutment JDEvolution, TiBase Engaging for Conical Abutment, TiBase Engaging JDEvolution, TiBase Non Engaging JDEvolution, TiBase Engaging H 1.5 JDEvolution, TiBase Non Engaging H 1.5 JDEvolution, TiBase Engaging H 3.0 JDEvolution, TiBase Non Engaging H 3.0 JDEvolution, Interface CAD CAM for Conical Abutment Engaging JDEvolution, Interface CAD CAM for Conical Abutment Non Engaging JDEvolution, TiBase for Conical Abutment JDEvolution, Interface Engaging JDEvolution, Interface Non Engaging JDEvolution, Interface Non Engaging for Conical Abutment JDEvolution, Ball Abutment H 1.5 JDEvolution, Ball Abutment H 3.0 JDEvolution, Ball Abutment H 5.0 JDEvolution, Emi Abutment H 1.5 JDEvolution, Emi Abutment H 3.0 JDEvolution, Emi Abutment H 5.0 JDEvolution, Conical Abutment Tissue Straight H 1.5 JDEvolution, Conical Abutment Tissue Straight H 3.0 JDEvolution, Conical Abutment Tissue Straight H 4.0 JDEvolution, Conical Abutment Tissue Straight H 5.0 JDEvolution, Standard Abutment JDEvolution, standard screw JDEvolution, Standard Abutment JDIcon Plus, Standard Screw JDIcon Plus, Cover Screw RN H 3.0 JDOcta, Cover Screw JDOcta RN, Cover Screw WN H 3.0 JDOcta, Cover Screw JDOcta WN, Healing Abutment JDOcta RN, Healing Abutment JDOcta WN, Impression Coping Closed Tray / GP Abutment RN JDOcta, Impression Coping Closed Tray / GP Abutment WN JDOcta, TiBase Engaging RN JDOcta, TiBase Engaging WN JDOcta, Standard Straight Abutment JDOcta RN, Standard Straight Abutment JDOcta WN, Prosthetic Screw JDOcta, Prosthetic Screw for TiBase JDOcta, Ball Abutment H 1.0 JDOcta RN, Ball Abutment H 2.0 JDOcta RN, Ball Abutment H 3.0 JDOcta RN, Ball Abutment H 4.0 JDOcta RN, Ball Abutment H 5.0 JDOcta RN, Ball Abutment H 1.0 JDOcta WN, Ball Abutment H 2.0 JDOcta WN, Ball Abutment H 3.0 JDOcta WN, Ball Abutment H 4.0 JDOcta WN, Ball Abutment H 5.0 JDOcta WN, Emi Abutment H 1.0 JDOcta RN, Emi Abutment H 2.0 JDOcta RN, Emi Abutment H 3.0 JDOcta RN, Emi Abutment H 4.0 JDOcta RN, Emi Abutment H 5.0 JDOcta RN, Emi Abutment H 1.0 JDOcta WN, Emi Abutment H 2.0 JDOcta WN, Emi Abutment H 3.0 JDOcta WN, Emi Abutment H 4.0 JDOcta WN, Emi Abutment H 5.0 JDOcta WN, Conical Abutment Straight H 1 JDOcta RN, Conical Abutment Straight H 2.0 JDOcta RN, Conical Abutment Straight H 3.0 JDOcta RN, Conical Abutment Straight H 1 JDOcta WN, Conical Abutment Straight H 2.0 JDOcta WN, Conical Abutment Straight H 3.0 JDOcta WN, Temporary Abutment Engaging JDOcta RN, Temporary Abutment Non Engaging JDOcta RN, Temporary Abutment Engaging JDOcta WN, Temporary Abutment Non Engaging JDOcta WN, Standard Abutment JDOcta RN, Standard Abutment JDOcta WN, JDIcon Ultra S Ø 2.75 L 10, JDIcon Ultra S Ø 2.75 L 11.5, JDIcon Ultra S Ø 2.75 L 13, JDIcon Ultra S Ø 2.75 L 15, WE2 Dental Implant Ø 3.2 L 10, WE2 Dental Implant Ø 3.2 L 11.5, WE2 Dental Implant Ø 3.2 L 13, WE2 Dental Implant Ø 3.2 L 15, JDIcon Ø 3.9 L 8, JDIcon Ø 3.9 L 10, JDIcon Ø 3.9 L 11.5, JDIcon Ø 3.9 L 13, JDIcon Ø 3.9 L 15, JDIcon Ø 3.9 L 18, JDIcon Ø 3.9 L 20, JDIcon Ø 4.3 L 6, JDIcon Ø 4.3 L 8, JDIcon Ø 4.3 L 10, JDIcon Ø 4.3 L 11.5, JDIcon Ø 4.3 L 13, JDIcon Ø 4.3 L 15, JDIcon Ø 5.0 L 6, JDIcon Ø 5.0 L 8, JDIcon Ø 5.0 L 10, JDIcon Ø 5.0 L 11.5, JDIcon Ø 5.0 L 13, JDIcon Ø 5.0 L 15, JDIcon F Ø 3.9 L 8, JDIcon F Ø 3.9 L 10, JDIcon F Ø 3.9 L 11.5, JDIcon F Ø 3.9 L 13, JDIcon F Ø 3.9 L 15, JDIcon F Ø 3.9 L 18, JDIcon F Ø 3.9 L 20, JDIcon F Ø 4.3 L 6, JDIcon F Ø 4.3 L 8, JDIcon F Ø 4.3 L 10, JDIcon F Ø 4.3 L 11.5, JDIcon F Ø 4.3 L 13, JDIcon F Ø 4.3 L 15, JDIcon F Ø 5.0 L 6, JDIcon F Ø 5.0 L 8, JDIcon F Ø 5.0 L 10, JDIcon F Ø 5.0 L 11.5, JDIcon F Ø 5.0 L 13, JDIcon F Ø 5.0 L 15, JD Dental Implant Ø 3.7 L 8, JD Dental Implant Ø 3.7 L 10, JD Dental Implant Ø 3.7 L 13, JD Dental Implant Ø 3.7 L 15, JD Dental Implant Ø 3.7 L 18, JD Dental Implant Ø 4.3 L 8, JD Dental Implant Ø 4.3 L 13, JD Dental Implant Ø 4.3 L 15, JD Dental Implant Ø 4.3 L 18, JD Dental Implant Ø 5.0 L 8, JD Dental Implant Ø 5.0 L 10, JD Dental Implant Ø 5.0 L 13, JD Dental Implant Ø 5.0 L 15, JD Dental Implant Ø 5.0 L 18, JDIcon Plus Ø 3.7 L 8, JDIcon Plus Ø 3.7 L 10, JDIcon Plus Ø 3.7 L 11.5, JDIcon Plus Ø 3.7 L 13, JDIcon Plus Ø 3.7 L 15, JDIcon Plus Ø 3.7 L 18, JDIcon Plus Ø 4.3 L 6, JDIcon Plus Ø 4.3 L 8, JDIcon Plus Ø 4.3 L 10, JDIcon Plus Ø 4.3 L 11.5, JDIcon Plus Ø 4.3 L 13, JDIcon Plus Ø 4.3 L 15, JDIcon Plus Ø 4.3 L 18, JDIcon Plus Ø 5.0 L 6, JDIcon Plus Ø 5.0 L 8, JDIcon Plus Ø 5.0 L 10, JDEvolution Ø 3.7 L 8, JDEvolution Ø 3.7 L 10, JDEvolution Ø 3.7 L 11.5, JDEvolution Ø 3.7 L 13, JDEvolution Ø 3.7 L 15, JDEvolution Ø 3.7 L 18, JDEvolution Ø 4.3 L 6, JDEvolution Ø 4.3 L 8, JDEvolution Ø 4.3 L 10, JDEvolution Ø 4.3 L 11.5, JDEvolution Ø 4.3 L 13, JDEvolution Ø 4.3 L 15, JDEvolution Ø 4.3 L 18, JDEvolution Ø 5.0 L 6, JDEvolution Ø 5.0 L 8, JDEvolution Ø 5.0 L 10, JDEvolution Ø 5.0 L 11.5, JDEvolution Ø 5.0 L 13, JDEvolution Ø 5.0 L 15, JDEvolution Ø 6.0 L 6, JDEvolution Ø 6.0 L 8, JDEvolution Ø 6.0 L 10, JDEvolution Ø 6.0 L 11.5, JDEvolution Ø 6.0 L 13, JDEvolution Ø 6.0 L 15, JDEvolution Ø 3.7 L 8 SLA, JDEvolution Ø 3.7 L 10 SLA, JDEvolution Ø 3.7 L 11.5 SLA, JDEvolution Ø 3.7 L 13 SLA, JDEvolution Ø 3.7 L 15 SLA, JDEvolution Ø 3.7 L 18 SLA, JDEvolution Ø 4.3 L 6 SLA, JDEvolution Ø 4.3 L 8 SLA, JDEvolution Ø 4.3 L 10 SLA, JDEvolution Ø 4.3 L 11.5 SLA, JDEvolution Ø 4.3 L 13 SLA, JDEvolution Ø 4.3 L 15 SLA, JDEvolution Ø 4.3 L 18 SLA, JDEvolution Ø 5.0 L 6 SLA, JDEvolution Ø 5.0 L 8 SLA, JDEvolution Ø 5.0 L 10 SLA, JDEvolution Ø 5.0 L 11.5 SLA, JDEvolution Ø 5.0 L 13 SLA, JDEvolution Ø 5.0 L 15 SLA, JDEvolution Ø 6.0 L 6 SLA, JDEvolution Ø 6.0 L 8 SLA, JDEvolution Ø 6.0 L 10 SLA, JDEvolution Ø 6.0 L 11.5 SLA, JDEvolution Ø 6.0 L 13 SLA, JDEvolution Ø 6.0 L 15 SLA, JDEvolution Plus Ø 3.7 L 8, JDEvolution Plus Ø 3.7 L 10, JDEvolution Plus Ø 3.7 L 11.5, JDEvolution Plus Ø 3.7 L 13, JDEvolution Plus Ø 3.7 L 15, JDEvolution Plus Ø 3.7 L 18, JDEvolution Plus Ø 4.3 L 6, JDEvolution Plus Ø 4.3 L 8, JDEvolution Plus Ø 4.3 L 10, JDEvolution Plus Ø 4.3 L 11.5, JDEvolution Plus Ø 4.3 L 13, JDEvolution Plus Ø 4.3 L 15, JDEvolution Plus Ø 4.3 L 18, JDEvolution Plus Ø 5.0 L 6, JDEvolution Plus Ø 5.0 L 8, JDEvolution Plus Ø 5.0 L 10, JDEvolution Plus Ø 5.0 L 11.5, JDEvolution Plus Ø 5.0 L 13, JDEvolution Plus Ø 5.0 L 15, JDEvolution Plus Ø 5.0 L 18, JDEvolution Plus Ø 5.0 L 23, JDEvolution Plus Ø 6.0 L 6, JDEvolution Plus Ø 6.0 L 8, JDEvolution Plus Ø 6.0 L 10, JDEvolution Plus Ø 6.0 L 11.5, JDEvolution Plus Ø 6.0 L 13, JDEvolution Plus Ø 6.0 L 15, JDEvolution Plus Anodized Collar Ø 3.7 L 8, JDEvolution Plus Anodized Collar Ø 3.7 L 10, JDEvolution Plus Anodized Collar Ø 3.7 L 11.5, JDEvolution Plus Anodized Collar Ø 3.7 L 13, JDEvolution Plus Anodized Collar Ø 3.7 L 15, JDEvolution Plus Anodized Collar Ø 3.7 L 18, JDEvolution Plus Anodized Collar Ø 4.3 L 6, JDEvolution Plus Anodized Collar Ø 4.3 L 8, JDEvolution Plus Anodized Collar Ø 4.3 L 10, JDEvolution Plus Anodized Collar Ø 4.3 L 11.5, JDEvolution Plus Anodized Collar Ø 4.3 L 13, JDEvolution Plus Anodized Collar Ø 4.3 L 15, JDEvolution Plus Anodized Collar Ø 4.3 L 18, JDEvolution Plus Anodized Collar Ø 5.0 L 6, JDEvolution Plus Anodized Collar Ø 5.0 L 8, JDEvolution Plus Anodized Collar Ø 5.0 L 10, JDEvolution Plus Anodized Collar Ø 5.0 L 11.5, JDEvolution Plus Anodized Collar Ø 5.0 L 13, JDEvolution Plus Anodized Collar Ø 5.0 L 15, JDEvolution Plus Anodized Collar Ø 5.0 L 18, JDEvolution Plus Anodized Collar Ø 6.0 L 6, JDEvolution Plus Anodized Collar Ø 6.0 L 8, JDEvolution Plus Anodized Collar Ø 6.0 L 10, JDEvolution Plus Anodized Collar Ø 6.0 L 11.5, JDEvolution Plus Anodized Collar Ø 6.0 L 13, JDEvolution Plus Anodized Collar Ø 6.0 L 15, JDEvolution Plus Ø 4.0 L 6, JDEvolution Plus Ø 4.0 L 8, JDEvolution Plus Ø 4.0 L 10, JDEvolution Plus Ø 4.0 L 11.5, JDEvolution Plus Ø 4.0 L 13, JDEvolution Plus Ø 4.0 L 15, JDEvolution Plus Ø 4.0 L 18, JD Dental Implant Ø 3.7 L 11.5, JD Dental Implant Ø 4.3 L 6, JD Dental Implant Ø 4.3 L 10, JD Dental Implant Ø 4.3 L 11.5, JD Dental Implant Ø 5.0 L 6, JD Dental Implant Ø 5.0 L 11.5, JDEvolution S Ø 3.2 L 8, JDEvolution S Ø 3.2 L 10, JDEvolution S Ø 3.2 L 11.5, JDEvolution S Ø 3.2 L 13, JDEvolution S Ø 3.2 L 15, JDEvolution S Anodized Collar Ø 3.2 L 8, JDEvolution S Anodized Collar Ø 3.2 L 10, JDEvolution S Anodized Collar Ø 3.2 L 11.5, JDEvolution S Anodized Collar Ø 3.2 L 13, JDEvolution S Anodized Collar Ø 3.2 L 15, JDIcon Ultra S Ø 2.75 L 8, Conical Abutment JDIcon Plus, TiBase Engaging JDIcon Plus, TiBase Non Engaging JDIcon Plus, TiBase Engaging H 1.5 JDIcon Plus, TiBase Non Engaging H 1.5 JDIcon Plus, TiBase Engaging H 3.0 JDIcon Plus, TiBase Non Engaging H 3.0 JDIcon Plus, TiBase New Engaging JDIcon Plus, TiBase New Non Engaging JDIcon Plus, TiBase New Engaging H 1.5 JDIcon Plus, TiBase New Non Engaging H 1.5 JDIcon Plus, TiBase New Engaging H 3.0 JDIcon Plus, TiBase New Non Engaging H 3.0 JDIcon Plus, TiBase New Engaging H 4.0 JDIcon Plus, TiBase New Non Engaging H 4.0 JDIcon Plus, TiBase Extra Engaging JDIcon Plus, TiBase Extra Non Engaging JDIcon Plus, TiBase Extra Engaging H 1.5 JDIcon Plus, TiBase Extra Non Engaging H 1.5 JDIcon Plus, TiBase Extra Engaging H 3.0 JDIcon Plus, TiBase Extra Non Engaging H 3.0 JDIcon Plus, Ball Abutment H 1.5 JDIcon Plus, Ball Abutment H 3.0 JDIcon Plus, Ball Abutment H 5.0 JDIcon Plus, Ball Abutment JDIcon Plus, Emi Abutment H 1.5 JDIcon Plus, Emi Abutment H 3.0 JDIcon Plus, Emi Abutment H 5.0 JDIcon Plus, Emi Abutment JDIcon Plus, Octa Abutment H 1.5 JDIcon Plus, Octa Abutment H 3.0 JDIcon Plus, Octa Abutment H 4.0 JDIcon Plus, Octa Abutment H 5.0 JDIcon Plus, Octa Abutment H 6.0 JDIcon Plus, Healing Cap Octa Abutment JDIcon Plus, Healing Cap Octa Abutment D 5.0 H 4.0 JDIcon Plus, Prosthetic Screw Octa Abutment JDIcon Plus, Prosthetic Screw Angulated Octa Abutment JDIcon Plus, Temporary Abutment Non Engaging Octa Abutment JDIcon Plus, Temporary Abutment Engaging Octa Abutment JDIcon Plus, Interface CAD CAM Octa Abutment JDIcon Plus, Interface CAD CAM Engaging Octa Abutment JDIcon Plus, TiBase Octa Abutment JDIcon Plus, TiBase Octa Abutment Engaging JDIcon Plus, Octa Abutment JDIcon Plus, Conometric Abutment Straight H 0.5 JDIcon Plus, Conometric Abutment Straight H 1.0 JDIcon Plus, Conometric Abutment Straight H 2.0 JDIcon Plus, Conometric Abutment Straight H 3.0 JDIcon Plus, Conometric Abutment Straight H 4.0 JDIcon Plus, Conometric Abutment Angulated 7.5° H 2.0 JDIcon Plus, Conometric Abutment Angulated 15° H 2.0 JDIcon Plus, Conometric Abutment Angulated 22.5° H 2.0 JDIcon Plus, Screw for Conometric Abutment JDIcon Plus, Screw for Angulated Conometric Abutment JDIcon Plus, Conometric Abutment JDIcon Plus, Cover Screw JDEvolution S, Healing Abutment Ø 3.2 H 3.0 JDEvolution S, Healing Abutment Ø 3.2 H 5.0 JDEvolution S, Healing Abutment Ø 3.2 H 7.0 JDEvolution S, Healing Abutment Ø 4.0 H 3.0 JDEvolution S, Healing Abutment Ø 4.0 H 5.0 JDEvolution S, Healing Abutment Ø 4.0 H 7.0 JDEvolution S, Healing Abutment JDEvolution S, Temporary Abutment Engaging JDEvolution S, Temporary Abutment Non Engaging JDEvolution S, Temporary Abutment JDEvolution S, Immediate Temporary Abutment JDEvolution S, GP Abutment Ø 3.2 JDEvolution S, GP Abutment Ø 4.0 JDEvolution S, GP Abutment 15° Ø 4.0 JDEvolution S, Anatomic Abutment Ø 4.0 H 1.5 JDEvolution S, Anatomic Abutment Ø 4.0 H 3.0 JDEvolution S, Prosthetic Screw JDEvolution S, Prosthetic Screw Angulated JDEvolution S, Straight Conical Abutment H 1.5 JDEvolution S, Straight Conical Abutment H 3.0 JDEvolution S, 17° Angulated Conical Abutment H 2.5 JDEvolution S, 17° Angulated Conical Abutment H 3.5 JDEvolution S, 30° Angulated Conical Abutment H 2.5 JDEvolution S, 30° Angulated Conical Abutment H 3.5 JDEvolution S, Angulated Conical Abutment Screw JDEvolution S, Conical Abutment JDEvolution S, TiBase JDEvolution S, TiBase Non Engaging JDEvolution S, TiBase H 1.5 JDEvolution S, TiBase Non Engaging H 1.5 JDEvolution S, TiBase H 3.0 JDEvolution S, TiBase Non Engaging H 3.0 JDEvolution S, TiBase New JDEvolution S, TiBase New Non Engaging JDEvolution S, TiBase New H 1.5 JDEvolution S, TiBase New Non Engaging H 1.5 JDEvolution S, TiBase New H 3.0 JDEvolution S, TiBase New Non Engaging H 3.0 JDEvolution S, Ball Abutment H 1.5 JDEvolution S, Ball Abutment H 3.0 JDEvolution S, Ball Abutment H 5.0 JDEvolution S, Emi Abutment H 1.5 JDEvolution S, Emi Abutment H 3.0 JDEvolution S, Emi Abutment H 5.0 JDEvolution S, Conical Abutment Tissue Straight H 1.5 JDEvolution S, Conical Abutment Tissue Straight H 3.0 JDEvolution S, Conical Abutment Tissue Angulated 17° H 2.5 JDEvolution S, Conical Abutment Tissue Angulated 17° H 3.5 JDEvolution S, Conical Abutment Tissue Angulated 30° H 2.5 JDEvolution S, Conical Abutment Tissue Angulated 30° H 3.5 JDEvolution S, Conometric Abutment Straight H 0,5 JDEvolution S, Conometric Abutment Straight H 1 JDEvolution S, Conometric Abutment Straight H 2 JDEvolution S, Conometric Abutment Straight H 3 JDEvolution S, Conometric Abutment Straight H 4 JDEvolution S, Conometric Abutment Angulated 7,5° H 2 JDEvolution S, Conometric Abutment Angulated 15° H 2 JDEvolution S, Conometric Abutment Angulated 22,5° H 2 JDEvolution S, Screw for Conometric Abutment JDEvolution S, Screw for Angulated Conometric Abutment JDEvolution S, Standard Abutment JDEvolution S, Standard Screw JDEvolution S, Cover Screw JDIcon, Healing Abutment Ø 4.0 H 3.0 JDIcon, Healing Abutment Ø 4.0 H 5.0 JDIcon, Healing Abutment Ø 4.0 H 7.0 JDIcon, Healing Abutment Ø 5.0 H 3.0 JDIcon, Healing Abutment Ø 5.0 H 5.0 JDIcon, Healing Abutment Ø 5.0 H 7.0 JDIcon, Healing Abutment Ø 5.0 H 9.0 JDIcon, Healing Abutment Ø 6.0 H 3.0 JDIcon, Healing Abutment Ø 6.0 H 5.0 JDIcon, Healing Abutment Ø 6.0 H 7.0 JDIcon, Healing Abutment JDIcon, Healing Abutment Bridge Ø 5.0 H 3.0 JDIcon, Healing Abutment Bridge Ø 5.0 H 5.0 JDIcon, Healing Abutment Bridge Ø 5.0 H 7.0 JDIcon, Temporary Abutment Engaging JDIcon, Temporary Abutment Engaging H 3.0 JDIcon, Temporary Abutment Non Engaging JDIcon, Temporary Abutment Non Engaging for Welding JDIcon, Temporary Abutment JDIcon, Straight Abutment Ø 4.5 H 2.0 JDIcon, Straight Abutment Ø 4.5 H 4.0 JDIcon, Straight Abutment Ø 5.0 H 2.0 JDIcon, Straight Abutment Ø 5.0 H 4.0 JDIcon, Straight Abutment Ø 6.0 H 2.0 JDIcon, GP Abutment Ø 4.0 JDIcon, GP Abutment Ø 5.0 JDIcon, GP Abutment Ø 6.0 JDIcon, GP Abutment 15° JDIcon, GP Abutment 25° JDIcon, Anatomic Abutment H 1.5 JDIcon, Anatomic Abutment H 3.0 JDIcon, 15° Angulated Anatomic Abutment Ø 5.5 H 1.5 JDIcon, 15° Angulated Anatomic Abutment Ø 5.5 H 3.0 JDIcon, 25° Angulated Anatomic Abutment Ø 5.5 H 1.5 JDIcon, 25° Angulated Anatomic Abutment Ø 5.5 H 3.0 JDIcon, Prosthetic Screw JDIcon, Prosthetic Screw Angulated JDIcon, Conical Abutment H 1.5 JDIcon, Conical Abutment H 3.0 JDIcon, Conical Abutment Angulated 17° H 2.5 JDIcon, Conical Abutment Angulated 17° H 3.5 JDIcon, Conical Abutment Angulated 30° H 2.5 JDIcon, Conical Abutment Angulated 30° H 3.5 JDIcon, Conical Abutment Angulated Screw JDIcon, Conical Abutment JDIcon, TiBase Engaging JDIcon, TiBase Non Engaging JDIcon, TiBase Engaging H 1.5 JDIcon, TiBase Non Engaging H 1.5 JDIcon, TiBase Engaging H 3.0 JDIcon, TiBase Non Engaging H 3.0 JDIcon, Interface Engaging JDIcon, Interface Non Engaging JDIcon, Ball Abutment H 1.5 JDIcon, Ball Abutment H 3.0 JDIcon, Ball Abutment H 5.0 JDIcon, Emi Abutment H 1.5 JDIcon, Emi Abutment H 3.0 JDIcon, Emi Abutment H 5.0 JDIcon, Conometric Abutment Straight H 0,5 JDIcon, Conometric Abutment Straight H 1 JDIcon, Conometric Abutment Straight H 2 JDIcon, Conometric Abutment Straight H 3 JDIcon, Conometric Abutment Straight H 4 JDIcon, Conometric Abutment Angulated 7,5° H 2 JDIcon, Conometric Abutment Angulated 15° H 2 JDIcon, Conometric Abutment Angulated 22,5° H 2 JDIcon, Screw for Conometric Abutment JDIcon, Screw for Angulated Conometric Abutment JDIcon, Conometric Abutment JDIcon, Octa Abutment JDIcon, Standard Abutment JDIcon, Standard Screw JDIcon, Cover Screw JDIcon Ultra S, Cover Screw JDIcon Ultra S Plus, Healing Abutment Ø 3.2 H 3.0 JDIcon Ultra S, Healing Abutment Ø 3.2 H 5.0 JDIcon Ultra S, Healing Abutment Ø 3.2 H 7.0 JDIcon Ultra S, Healing Abutment Ø 4.0 H 3.0 JDIcon Ultra S, Healing Abutment Ø 4.0 H 5.0 JDIcon Ultra S, Healing Abutment Ø 4.0 H 7.0 JDIcon Ultra S, Healing Abutment JDIcon Ultra S, Healing Abutment Ø 3.2 H 3.0 JDIcon Ultra S Plus, Healing Abutment Ø 3.2 H 5.0 JDIcon Ultra S Plus, Healing Abutment Ø 3.2 H 7.0 JDIcon Ultra S Plus, Healing Abutment Ø 4.0 H 3.0 JDIcon Ultra S Plus, Healing Abutment Ø 4.0 H 5.0 JDIcon Ultra S Plus, Healing Abutment Ø 4.0 H 7.0 JDIcon Ultra S Plus, Healing Abutment Ø 4.0 H 10.0 JDIcon Ultra S Plus, Prosthetic Screw JDIcon Ultra S, Prosthetic Screw Angulated JDIcon Ultra S, Prosthetic Screw JDIcon Ultra S Plus, Temporary Abutment Engaging JDIcon Ultra S, Temporary Abutment JDIcon Ultra S, GP Abutment Ø 3.2 JDIcon Ultra S, GP Abutment Ø 4.0 JDIcon Ultra S, GP Abutment 15° Ø 4.0 JDIcon Ultra S, GP Abutment Ø 3.2 JDIcon Ultra S Plus, GP Abutment Ø 4.0 JDIcon Ultra S Plus, GP Abutment 15° Ø 4.0 JDIcon Ultra S Plus, Straight Abutment Ø 4.0 H 2.0 JDIcon Ultra S, Straight Abutment Ø 4.0 H 4.0 JDIcon Ultra S, Straight Abutment Ø 4.0 H 2.0 JDIcon Ultra S Plus, Straight Abutment Ø 4.0 H 4.0 JDIcon Ultra S Plus, Conical Abutment H 1.5 JDIcon Ultra S, Conical Abutment Angulated 17° H 2.5 JDIcon Ultra S, Conical Abutment Angulated Screw JDIcon Ultra S, Conical Abutment JDIcon Ultra S, TiBase JDIcon Ultra S, TiBase New JDIcon Ultra S, TiBase New H 1.5 JDIcon Ultra S, TiBase New H 3.0 JDIcon Ultra S, Ball Abutment H 1.5 JDIcon Ultra S, Ball Abutment H 3.0 JDIcon Ultra S, Ball Abutment H 5.0 JDIcon Ultra S, Ball Abutment H 1.5 JDIcon Ultra S Plus, Ball Abutment H 3.0 JDIcon Ultra S Plus, Ball Abutment H 5.0 JDIcon Ultra S Plus, Standard Abutment JDIcon Ultra S, Standard Screw JDIcon Ultra S, Cover Screw JDIcon Plus, Healing Abutment Ø 4.0 H 3.0 JDIcon Plus, Healing Abutment Ø 4.0 H 5.0 JDIcon Plus, Healing Abutment Ø 4.0 H 7.0 JDIcon Plus, Healing Abutment Ø 5.0 H 3.0 JDIcon Plus, Healing Abutment Ø 5.0 H 5.0 JDIcon Plus, Healing Abutment Ø 5.0 H 7.0 JDIcon Plus, Healing Abutment Ø 6.0 H 3.0 JDIcon Plus, Healing Abutment Ø 6.0 H 5.0 JDIcon Plus, Healing Abutment Ø 6.0 H 7.0 JDIcon Plus, Healing Abutment Ø 7.5 H 3.0 JDIcon Plus, Healing Abutment Ø 7.5 H 5.0 JDIcon Plus, Healing Abutment JDIcon Plus, Temporary Abutment Engaging JDIcon Plus, Temporary Abutment Non Engaging JDIcon Plus, Temporary Abutment JDIcon Plus, Straight Abutment Ø 4.5 H 1.5 JDIcon Plus, Straight Abutment Ø 4.5 H 2.0 JDIcon Plus, Straight Abutment Non Engaging Ø 4.5 H 2.0 JDIcon Plus, Straight Abutment Ø 4.5 H 4.0 JDIcon Plus, Straight Abutment Non Engaging Ø 4.5 H 4.0 JDIcon Plus, Straight Abutment Ø 5.0 H 2.0 JDIcon Plus, Straight Abutment Non Engaging Ø 5.0 H 2.0 JDIcon Plus, Straight Abutment Ø 5.0 H 4.0 JDIcon Plus, Straight Abutment Non Engaging Ø 5.0 H 4.0 JDIcon Plus, Straight Abutment Extra Ø 5.5 H 2.0 JDIcon Plus, Straight Abutment Extra Ø 5.5 H 4.0 JDIcon Plus, Straight Abutment Ø 6.0 H 2.0 JDIcon Plus, Straight Abutment Ø 6.0 H 4.0 JDIcon Plus, GP Abutment Ø 4.0 JDIcon Plus, GP Abutment Ø 5.0 JDIcon Plus, GP Abutment Ø 6.0 JDIcon Plus, GP Abutment 15° JDIcon Plus, GP Abutment 25° JDIcon Plus, 15° Angulated Anatomic Abutment Ø 5.0 H 1.5 JDIcon Plus, 15° Angulated Anatomic Abutment Ø 5.0 H 3.0 JDIcon Plus, 25° Angulated Anatomic Abutment Ø 5.0 H 1.5 JDIcon Plus, 25° Angulated Anatomic Abutment Ø 5.0 H 3.0 JDIcon Plus, Prosthetic Screw JDIcon Plus, Prosthetic Screw Angulated JDIcon Plus, Conical Abutment H 1.5 JDIcon Plus, Conical Abutment H 3.0 JDIcon Plus, Conical Abutment H 4.0 JDIcon Plus, Conical Abutment Angulated 17° H 2.5 JDIcon Plus, Conical Abutment Angulated 17° H 3.5 JDIcon Plus, Conical Abutment Angulated 30° H 2.5 JDIcon Plus, Conical Abutment Angulated 30° H 3.5 JDIcon Plus, Conical Abutment Angulated Screw JDIcon Plus | MARLEN/E | 2023-09-20T00:00:00.000+02:00 | JDentalCare S.r.l. Via Dino Campana 2, 41123 Modena (MO), Italy | EVS127, EVS128, EVS129, EVS130, EVCS:, EVCS6:, EVS100:, EVS101:, EVS102:, EVS103:, EVS104:, EVHA43:, EVHA45:, EVHA47:, EVHA53:, EVHA55:, EVHA57:, EVHA59:, EVHA63:, EVHA65:, EVHA67:, EVHA753:, EVHA755:, WE2PAL, EVA100C:, EVA101C:, EVA102C:, EVA103C:, EVA104C:, EVA105C:, EVA106C:, EVA107C:, EVA108C:, EVA109C:, EVA110C:, EVA111C:, EVA112C:, EVA193C:, EVA194C:, EVA195C:, EVA204C:, EVA205C:, EVA206C:, EVA207C:, EVA208C:, EVA209C:, EVA210C:, EVA211C:, EVA212C:, EVA213C:, EVA214C:, EVA223C:, EVA224C:, EVA225C:, EVA226C:, EVA227C:, EVA228C:, EVA229C:, EVA230C:, EVA231C:, EVA232C:, EVA233C:, EVA242C:, EVA243C:, EVA244C:, EVA245C:, EVA246C:, EVA247C:, EVA248C:, EVA249C:, EVA250C:, EVA251C:, EVA252C:, EVA253C:, EVS107:, EVS108:, EVS109:, EVA113C:, EVA114C:, EVTAEC:, EVTANEC:, EVA115C:, EVA116C:, EVA117C:, EVA118C:, EVA119C:, EVA120C:, EVA121C:, EVA122C:, EVA123C:, EVA124C:, EVA125C:, EVA126C:, EVA127C:, EVA128C:, EVA129C:, EVNSA4510C:, EVNSA4520C:, EVNSA4540C:, EVNSA5020C:, EVNSA5040C:, EVNSA6020C:, EVNSA6040C:, EVGPA40EC:, EVGPA40NEC:, EVGPAEC:, EVGPA50NEC:, EVGPA60EC:, EV15GPAEC:, EV25GPAEC:, EVASCEC:, EVASCNEC:, EVEA15:, EVEA30:, EV15A15:, EV15A15N:, EV15A30:, EV15A30N:, EV25A15:, EV25A30:, EVRA15C:, EVRA30C:, EVRA15D:, EVRA30D:, EVS:, EVSA:, EVSL:, 40104, EVNCA10C:, EVNCA15C:, EVNCA20C:, EVNCA30C:, EVNCA40C:, EVNCA70C:, EVNCA90C:, EVA137C:, EVS105:, EVA138C:, EVS106:, EVCA1725C:, EVCA1735C:, EVCA3025C:, EVCA3035C:, EVCA4545C:, EVCA4560C:, EVCA5250C:, EVCA6050C:, EVA139C:, EVCASA60:, EVA140C:, EVA141C:, EVA142C:, EVA143C:, EVA144C:, EVA145C:, EVA146C:, EVA158C:, EVA159C:, EVA160C:, EVA161C:, EVA162C:, EVA163C:, EVA164C:, EVA165C:, EVA177C:, EVA178C:, EVA179C:, EVA180C:, EVA181C:, EVA182C:, EVA183C:, EVA184C:, EVA196C:, EVA197C:, EVA198C:, EVA199C:, EVA200C:, EVA201C:, EVA202C:, EVA203C:, EVA215C:, EVA216C:, EVA217C:, EVA218C:, EVA219C:, EVA220C:, EVA221C:, EVA222C:, EVA234C:, EVA235C:, EVA236C:, EVA237C:, EVA238C:, EVA239C:, EVA240C:, EVA241C:, EVA272C:, EVA273C:, EVA274C:, EVA275C:, EVA276C:, EVA277C:, EVA278C:, EVA279C:, EVCAPS:, EVCAPSL:, EVCASA:, EVCAHC:, EVCAHCL:, EVCAHC9:, EVCAGPAEC:, EVCAGPANEC:, EVCATANEC:, EVCATANEWC:, EVCATANEWSC:, EVCP05C:, EVCP10C:, EVCP20C:, EVCP30C:, EVCP40C:, EV7CP20C:, EV15CP20C:, EV22CP20C:, EVA280C:, EVA281C:, EVA282C:, EVA283C:, EVA284C:, EVA285C:, EVA286C:, EVA287C:, EVA288C:, EVA289C:, EVA290C:, EVA291C:, EVA292C:, EVA293C:, EVA294C:, EVA295C:, EVA296C:, EVA297C:, EVA298C:, EVA299C:, EVA300C:, EVA130C:, EVA131C:, EVA132C:, EVCPS:, EVCPSA:, EVTIBC:, EVTIBNEC:, EVTIB15C:, EVTIB15NEC:, EVTIB30C:, EVTIB30NEC:, EVTIBNC:, EVTIBNENC:, EVTIB15NC:, EVTIB15NENC:, EVTIB30NC:, EVTIB30NENC:, EVA133C:, EVA134C:, EVA135C:, EVA136C:, EVCAITEC:, EVCAITC:, EVCATIBC:, EVINTEC:, EVINTNEC:, 70287C:, EVBA15:, EVBA30:, EVBA50:, EVA254C:, EVA255C:, EVA256C:, EVA257C:, EVA258C:, EVA259C:, EVA260C:, EVA261C:, EVA262C:, EVEMI15:, EVEMI30:, EVEMI50:, EVA263C:, EVA264C:, EVA265C:, EVA266C:, EVA267C:, EVA268C:, EVA269C:, EVA270C:, EVA271C:, EVHA54TS:, EVHA56TS:, EVTAETSC:, EVTANETSC:, EVNSA5020TSC:, EVNSA5040TSC:, EVNCA15TSC:, EVNCA30TSC:, EVNCA40TSC:, EVNCA50TSC:, EVCA1725TSC:, EVCA1735TSC:, EVCA3025TSC:, EVCA3035TSC:, EVCA3050TSC:, EVTIB15TSC:, EVTIB15NETSC:, EVTIB30TSC:, EVTIB30NETSC:, EVA147C:, EVA148C:, EVA149C:, EVA150C:, EVA151C:, EVA152C:, EVA153C:, EVA154C:, EVA155C:, EVA156C:, EVA157C:, EVA166C:, EVA167C:, EVA168C:, EVA169C:, EVA170C:, EVA171C:, EVA172C:, EVA173C:, EVA174C:, EVA175C:, EVA176C:, EVA185C:, EVA186C:, EVA187C:, EVA188C:, EVA189C:, EVA190C:, EVA191C:, EVA192C:, IC50130., IC37080,, IC37100,, IC37115,, IC37130,, IC37150,, IC37180,, IC43060,, IC43080,, IC43100,, IC43115,, IC43130,, IC43150,, IC43180,, IC50060,, IC50080,, IC50100,, IC50115,, IC50130,, IM37100-0, IM37115-0, IM37130-0, ICT40080., ICT40100., ICT40115., ICT40130., ICT40150., ICT40180., ICT45080., ICT45100., ICT45115., ICT45130., ICT45150., ICT45180., ICT50080., ICT50100., ICT50115., ICT50130., ICT50150., ICT50180., ICT55080., ICT55100., ICT55115. | Klasa IIb | Implant dentar, Koka sherimi qe vihen mbi implant | Pajisje dentare
14857 | FLEXIMOBIL ICE, gel, tube X 100 g | MedCare International | 2023-09-14T00:00:00.000+02:00 | Look Ahead Srl, Sos. Pacurari nr. 127, 5th floor, 700544, Iasi, Romania | NA | Klasa I | Pajisje mjekesore ne forme xheli per lehtesimin e dhimbjeve kronike te muskujve dhe kyceve | Pajisje terapie komplementare
14853 | Electric Hospital Bed A6k B6e B8e D6w D8d H6k V6k V6v V6w V8v V8w X9x Y6t Y6w Y6y Y8t Y8y X12 X26 X27 Z0n BG8e CT8k HB 300 HB400 HB 421 HB422 HB423 HB424 HB 425 HB 426 HC200 HC300 HC400 HD421 HD422 SKD-A SKD-B SKD-C | EUROMED | 2023-09-14T00:00:00.000+02:00 | Jiangsu Saikang Medical Equipment Co., Ltd.No. 35 Lehong Road, Modern Agriculture Demonstration Park, Zhangjiagang City, Jiangsu Province, China | Electric Hospital Bed A6k B6e B8e D6w D8d H6k V6k V6v V6w V8v V8w X9x Y6t Y6w Y6y Y8t Y8y X12 X26 X27 Z0n BG8e CT8k HB 300 HB400 HB 421 HB422 HB423 HB424 HB 425 HB 426 HC200 HC300 HC400 HD421 HD4 | Klasa I | Shtrat spitalor elektrik | Pajisje elektromekanike
14916 | Non sterile tourniquets,latex free tourniquet,blue, Non sterile tourniquets,latex free tourniquet,pink, Non sterile tourniquets,automatic tourniquet | GREEMED | 2023-09-21T00:00:00.000+02:00 | ZARYS International Group Spółka z ograniczoną odpowiedzialnością, spółka komandytowa ul. Pod Borem 18 41-808 Zabrze Poland | S001, S002, SA-001 | Klasa I | Zhgute llastiku per marrje gjaku | Tjeter
14981 | Patient Monitor/B105P, Patient Monitor/B125P, Patient Monitor/B105M, Patient Monitor/B125M, Patient Monitor/B155M, VSP 4.0 Upgrade Software | MONTAL | 2023-09-11T00:00:00.000+02:00 | GE Medical Systems Information Technologies, Inc. 9900 Innovation Drive, Wauwatosa, WI 53226 USA | 6160000-101, 6160000-102, 6160000-103, 6160000-104, 6160000-105, 5877259 | Klasa IIb | Instrument për monitorimin e shënjave jetësore, E destinuar te perdoret me monitort e pacientit B125P/B105P/B125M/B105M/B155M per te kryer permiresimin (upgrade) e software-it | Instrumenta shumeperdorimeshe
14986 | UriSed 2 automated urine sediment analyzer, UriSed 3 automated urine sediment analyzer, UriSed 3 PRO automated urine sediment analyzer | GENIUS SHPK | 2023-09-14T00:00:00.000+02:00 | 77 Elektronika Muszeripari Kft. - Fehervari ut 98., H-1116 Budapest,Hungary | UriSed | In vitro | Instrument diagnostifikues in vitro I destinuar per te ofruar imazhe mikroskopike te tere fushes se pamjes se sedimenteve te urines dhe zbulon 16 grimca te sedimenteve duke perdorur UriSed Cuvettes., Instrument diagnostifikues in vitro I destinuar per percaktimin sasinor te qelizave te kuqe te gjakut dhe qelizave te bardha te gjakut., Instrument diagnostifikues in vitro I destinuar per te ofruar nje metode te vecante te avancuar per vizualizimin dhe njohjen e elementeve te formuara ne mostra te urines. Duke automatizuar metoden tradicionale te standardit ari te analizes se sedimenteve, ai redukton kohen e pergjigjes. | Pajisje te diagnostifikimit in vitro
14993 | Drug-Screen® Multi 5 Test | 2 AE | 2023-09-18T00:00:00.000+02:00 | nal von minden GmbH Carl-Zeiss-Str. 12 47445 Moers, Germany | 620402 | In vitro | PAJISJE MJEKESORE PER DETEKTIMIN ME ANE TE URINES TE 5 PARAMETRAVE TE DROGES | Pajisje te diagnostifikimit in vitro
14858 | FLEXIMOBIL HOT emulsified gel for the treatment of muscle pain and rigidity, tube x 100 g | MedCare International | 2023-09-14T00:00:00.000+02:00 | Look Ahead Srl, Sos. Pacurari nr. 127, 5th floor, 700544, Iasi, Romania | NA | Klasa I | Pajisje mjekesore ne forme xheli te emulsifikuar per lehtesimin e dhimbjeve kronike te muskujve dhe kyceve | Pajisje terapie komplementare
15000 | MISTRAL CARDIOPLEGIA HEAT EXCHANGER | BIOMETRIC ALBANIA | 2023-09-19T00:00:00.000+02:00 | EUROSETS S.r.l. - Strada Statale 12, 143; 41036 Medolla (Modena) ITALY | EU5009, EU5027 | Klasa IIa | Ftohes per Kardioplegji | Produkte per institucione te kujdesit shendetesor
14851 | Surgical Instrument, Core Lifter 1, Core Lifter 2, Membrane Elevator001, Membrane Elevator002, Mushroom, Sinus Lift, Spreader & Condenser, Splitter 1, Splitter 2, Split Chisel | Rodio Pharma | 2023-09-19T00:00:00.000+02:00 | MegaGen Implant Co., Ltd. 45, Secheon-ro 7-gil, Dasa-eup, Dalseong-gun, Daegu 42921, Republic of Korea | na, CL01, CL02, TLSME001, TLSME002, SMR2838, SMR4858, SCB401, SSC3828, SPLT01, SPLT02, TCMSC403 | Klasa I | Instrument kirurgjik i implantit dentar ka për qëllim aplikimin e rrotullimit për të shtrënguar ose liruar vidën me dorezë gjatë një procedure kirurgjikale. | Pajisje dentare
14992 | Drug-Screen® Multi 7B Test | 2 AE | 2023-09-18T00:00:00.000+02:00 | nal von minden GmbH Carl-Zeiss-Str. 12 47445 Moers, Germany | 103071 | In vitro | PAJISJE MJEKESORE IN VITRO PER DETEKTIMIN ME ANE TE URINES TE 7 PARAMETRAVE TE DROGERAVE | Pajisje te diagnostifikimit in vitro
14854 | Flexibles Naso-Pharyngoskop,konv.BB,12000Pixel,3,8x300 mm,Blick 0°,WW Naso-Pharyngoscope,1200 pixel,convent,Image guide,3.8x300mm,view.dir.0°,WA, Flex.Naso-Pharyngoskop,7000 Pixel,3,2x300 mm,0°,WW,mit ETO Ventil Flex.Naso-Pharyngoscope,conv.image bundle,7000 pix,3,2x300 mm 0°,ETO | O.E.S DISTRIMED | 2023-09-14T00:00:00.000+02:00 | Scholly Fiberoptic GMBH Robert-Bosch-Str.1-3 79211 Denzlingen Germany | 31.0001s, 31.1001s | Klasa I | Instrument diagnostikues Nazo-Faringoskop,per perdorim ne ORL | Tjeter
14991 | NADAL® Mycoplasma Test | 2 AE | 2023-09-18T00:00:00.000+02:00 | nal von minden GmbH Carl-Zeiss-Str. 12 47445 Moers, Germany | 1770001 | In vitro | PAJISJE MJEKESORE IN VITRO PER DETEKTIMIN E MYCOPLASMA DHE UREAPLASMA HOMINIS | Pajisje te diagnostifikimit in vitro
14995 | NADAL® Gonorrhea Test | 2 AE | 2023-09-18T00:00:00.000+02:00 | nal von minden GmbH Carl-Zeiss-Str. 12 47445 Moers, Germany | 611005N-10 | In vitro | PAJISJE MJEKESORE IN VITRO PER DETEKTIMIN E ANTIGENEVE TE GONHORREAS NE SEKRECIONET NGA SISTEMI UROGJENITAL | Pajisje te diagnostifikimit in vitro
15034 | NADAL® FOB Test | 2 AE | 2023-09-18T00:00:00.000+02:00 | nal von minden GmbH Carl-Zeiss-Str. 12 47445 Moers, Germany | 272001 | In vitro | PAJISJE MJEKESORE PER DETEKTIMIN E HEMOGLOBINES HUMANE NE FECE | Pajisje te diagnostifikimit in vitro
15011 | Philips Orthopedic Coils, dS Microscopy 23mm, Ingenia 1.5T /459801795043, Philips Orthopedic Coils, dS Microscopy 47mm, Ingenia 1.5T /459801729993, Philips Orthopedic Coils, dS Microscopy 23mm, Ingenia 3.0T /459801730013, Philips Orthopedic Coils, dS Microscopy 47mm, Ingenia 3.0T /459801794483, Philips Orthopedic Coils, dS Shoulder 16Ch 1.5T /459801728823, Philips Orthopedic Coils, dS Shoulder 16Ch 3T /459801728833, Philips Orthopedic Coils, dS FootAnkle 16Ch 1.5T /459801728843, Philips Orthopedic Coils, dS FootAnkle 16Ch 3.0T /459801728853, Philips Orthopedic Coils, dS HiRes Hand/Wrist 16Ch 1.5T /459801728863, Philips Orthopedic Coils, dS HiRes Hand/Wrist 16CH 3.0T /459801728873, Philips Orthopedic Coils, dS Small Extremity 16Ch 1.5T / 459801728793, Philips Orthopedic Coils, dS Small Extremity 16CH 3.0T / 459801728803, Philips Orthopedic Coils, dS Knee Coil 8ch 1.5T / 459801728883, Philips Orthopedic Coils, dS Wrist Coil 8ch 1.5T / 459801729342, Philips Orthopedic Coils, dS FootAnkle Coil 8ch 1.5T / 459801729352, Philips Orthopedic Coils, dS Shoulder Coil 8ch 1.5T / 459801730042, Philips Orthopedic Coils, dS Knee Coil 16ch 1.5T / 459801730022, Philips Neurovascular Coils, dS Head 1.5T / 459801730072, Philips Neurovascular Coils, dS Base 1.5T / 459801730052, Philips Neurovascular Coils, dS HeadNeck 1.5T / 459801730092, Philips Neurovascular Coils, dS Base 3.0T / 459801730062, Philips Neurovascular Coils, dS Head 3.0T / 459801730082, Philips Neurovascular Coils, dS HeadNeck 3.0T / 459801730102, Philips Neurovascular Coils , dS Head 32ch 3.0T / 459801730132, Philips Breast Coils, dS Breast Coil 7ch 1.5T / 459801728813, Philips Breast Coils, dS Breast 7ch 1.5T / 459801729903, Philips Breast Coils, dS Breast 7ch 3.0T / 459801729913, Philips Breast Coils, dS Breast 16ch 3.0T / 459801729892, Philips Breast Coils, dS Breast 16ch 1.5T / 459801729882, Philips Flex Coils, dS FLEX-L 1.5T / 459801729933, Philips Flex Coils, dS FLEX-L 3.0T / 459801729943, Philips Flex Coils, dS FLEX-M 1.5T / 459801729953, Philips Flex Coils, dS FLEX-M 3.0T / 459801729963, Philips Flex Coils, dS FLEX-S 1.5T / 459801729973, Philips Flex Coils, dS FLEX-S / 459801729983, Philips Flex Coils, dS Anterior 1.5T / 459801730112, Philips Flex Coils, dS Anterior 3.0T / 459801730122, Philips T/R Knee Coils, dS T/R Knee 16ch 3.0T / 459801730032 | Health & Light | 2023-09-18T00:00:00.000+02:00 | Philips Medical Systems Nederland B.V. Veenpluis 6 5684 PC Best The Netherlands SRN ID.: NL-MF-000001489 | 459801795043, 459801729993, 459801730013, 459801794483, 459801728823, 459801728833, 459801728843, 459801728853, 459801728863, 459801728873, 459801728793, 459801728803, 459801728883, 459801729342, 459801729352, 459801730042, 459801730022, 459801730072, 459801730052, 459801730092, 459801730062, 459801730082, 459801730102, 459801730132, 459801728813, 459801729903, 459801729913, 459801729892, 459801729882, 459801729933, 459801729943, 459801729953, 459801729963, 459801729973, 459801729983, 459801730112, 459801730122, 459801730032 | Klasa IIa | Bobina Ortopedike Philips, Mikroskopike 23 mm per Ingenia 1.5T Sistem MRI, Bobina Ortopedike Philips, Mikroskopike 47 mm per Ingenia 1.5T Sistem MRI, Bobina Ortopedike Philips, Mikroskopike 23 mm per Ingenia 3.0T Sistem MRI, Bobina Ortopedike Philips, Mikroskopike 47 mm per Ingenia 3.0T Sistem MRI, Bobina Ortopedike Philips, Shpatulle me 16 kanale per sisteme MRI 1.5T, Bobina Ortopedike Philips, Shpatulle me 16 kanale per sisteme MRI 3.0T, Bobina Ortopedike Philips, Talo-Crurale me 16 kanale per sisteme MRI 1.5T, Bobina Ortopedike Philips, Talo-Crurale me 16 kanale per sisteme MRI 3.0T, Bobina Ortopedike Philips, Me rezolucion te larte, Dora / Kyçi I dores me 16 kanale per sisteme MRI 1.5 T, Bobina Ortopedike Philips, Me rezolucion te larte, Dora / Kyçi I dores me 16 kanale per sisteme MRI 3.0 T, Bobina Ortopedike Philips, Ekstremitetet e vogla me 16 kanale per sisteme MRI 1.5T, Bobina Ortopedike Philips, Ekstremitetet e vogla me 16 kanale per sisteme MRI 3.0T, Bobina Ortopedike Philips, Gjuri me 8 kanale per sisteme MRI 1.5 T, Bobina Ortopedike Philips, Kyçi I dores me 8 kanale per sisteme MRI 1.5 T, Bobina Ortopedike Philips, Talo-Crurale me 8 kanale per sisteme MRI 1.5T, Bobina Ortopedike Philips, Shpatulle me 8 kanale per sisteme MRI 1.5T, Bobina Ortopedike Philips, Gjuri me 16 kanale per sisteme MRI 1.5 T, Bobina Neurovaskulare Philips, Koke per sisteme MRI 1.5 T, Bobina Neurovaskulare Philips, Bazale per sisteme MRI 1.5 T, Bobina Neurovaskulare Philips, Koke-Qafe per sisteme MRI 1.5 T, Bobina Neurovaskulare Philips, Koke per sisteme MRI 3.0 T, Bobina Neurovaskulare Philips, Bazale per sisteme MRI 3.0 T, Bobina Neurovaskulare Philips, Koke-Qafe per sisteme MRI 3.0 T, Bobina Neurovaskulare Philips, Koke me 32 Kanale per sisteme MRI 3.0 T, Bobina te Gjirit Philips, Bobine Gjiri me 7 kanale per sisteme MRI 1.5 T, Bobina te Gjirit Philips, Gjiri me 7 kanale per sisteme MRI 1.5 T, Bobina te Gjirit Philips, Gjiri me 7 kanale per sisteme MRI 3.0 T, Bobina te Gjirit Philips, Gjiri me 16 kanale per sisteme MRI 3.0 T, Bobina te Gjirit Philips, Gjiri me 16 kanale per sisteme MRI 1.5 T, Bobina Fleksibel Philips, Fleksibel masa Large per sisteme MRI 1.5 T, Bobina Fleksibel Philips, Fleksibel masa Large per sisteme MRI 3.0 T, Bobina Fleksibel Philips, Fleksibel masa Medium per sisteme MRI 1.5 T, Bobina Fleksibel Philips, Fleksibel masa Medium per sisteme MRI 3.0 T, Bobina Fleksibel Philips, Fleksibel masa Small per sisteme MRI 1.5 T, Bobina Fleksibel Philips, Fleksibel masa Small , Bobina Fleksibel Philips, Bobina Anteriore (Toraks/Abdomen/Pelvis/Vaskulare) per sisteme MRI 1.5 T, Bobina Fleksibel Philips, Bobina Anteriore (Toraks/Abdomen/Pelvis/Vaskulare) per sisteme MRI 3.0 T, Bobina Transmetuse/Marrese Gjuri Philips, Bobine Transmetuese dhe marrese per Gjrin me 16 Kanale per sisteme MRI 3.0 T | Pajisje elektromekanike
14996 | Cover Screw Ø 6.0 JDEvolution Plus, Cover Screw JDEvolution Plus, Healing Abutment Ø 4.0 H 3.0 JDEvolution Plus, Healing Abutment Ø 4.0 H 5.0 JDEvolution Plus, Healing Abutment Ø 4.0 H 7.0 JDEvolution Plus, Healing Abutment Ø 5.0 H 3.0 JDEvolution Plus, Healing Abutment Ø 5.0 H 5.0 JDEvolution Plus, Healing Abutment Ø 5.0 H 7.0 JDEvolution Plus, Healing Abutment Ø 5.0 H 9.0 JDEvolution Plus, Healing Abutment Ø 6.0 H 3.0 JDEvolution Plus, Healing Abutment Ø 6.0 H 5.0 JDEvolution Plus, Healing Abutment Ø 6.0 H 7.0 JDEvolution Plus, Healing Abutment Ø 7.5 H 3.0 JDEvolution Plus, Healing Abutment Ø 7.5 H 5.0 JDEvolution Plus, Healing Abutment Ø 4.0 H 10.0 JDEvolution Plus, Healing Abutment JDEvolution Plus, Standard Abutment JDEvolution Plus, Standard Screw JDEvolution Plus, Temporary Abutment Engaging JDEvolution Plus, Temporary Abutment Non Engaging JDEvolution Plus, Temporary Abutment JDEvolution Plus, Straight Abutment Ø 4.5 H 1.5 JDEvolution Plus, Straight Abutment Ø 4.5 H 2.0 JDEvolution Plus, Straight Abutment Ø 4.5 H 4.0 JDEvolution Plus, Straight Abutment Ø 5.0 H 2.0 JDEvolution Plus, Straight Abutment Ø 5.0 H 4.0 JDEvolution Plus, Straight Abutment Ø 6.0 H 2.0 JDEvolution Plus, Straight Abutment Ø 6.0 H 4.0 JDEvolution Plus, GP Abutment Engaging Ø 4.0 JDEvolution Plus, GP Abutment Non Engaging Ø 4.0 JDEvolution Plus, GP Abutment Engaging Ø 5.0 JDEvolution Plus, GP Abutment Non Engaging Ø 5.0 JDEvolution Plus, GP Abutment Engaging Ø 6.0 JDEvolution Plus, GP Abutment 15° JDEvolution Plus, GP Abutment 25° JDEvolution Plus, AS Abutment Engaging JDEvolution Plus, AS Abutment Non Engaging JDEvolution Plus, Anatomic Abutment H 1.5 JDEvolution Plus, Anatomic Abutment H 3.0 JDEvolution Plus, 15° Angulated Anatomic Abutment Ø 5.0 H 1.5 JDEvolution Plus, 15° Angulated Anatomic Abutment Ø 4.5 H 1.5 JDEvolution Plus, 15° Angulated Anatomic Abutment Ø 5.0 H 3.0 JDEvolution Plus, 15° Angulated Anatomic Abutment Ø 4.5 H 3.0 JDEvolution Plus, 25° Angulated Anatomic Abutment Ø 5.0 H 1.5 JDEvolution Plus, 25° Angulated Anatomic Abutment Ø 5.0 H 3.0 JDEvolution Plus, Rapid Abutment H 1.5 JDEvolution Plus, Rapid Abutment H 3.0 JDEvolution Plus, Rapid Abutment w/o Healing Cap and Coping H 1.5 JDEvolution Plus, Rapid Abutment w/o Healing Cap and Coping H 3.0 JDEvolution Plus, Prosthetic Screw JDEvolution Plus, Prosthetic Screw Angulated JDEvolution Plus, Prosthetic Screw Long JDEvolution Plus, Zirconia Abutment Screw JDEvolution Plus, Conical Abutment Straight H 1.0 JDEvolution Plus, Conical Abutment Straight H 1.5 JDEvolution Plus, Conical Abutment Straight H 2.0 JDEvolution Plus, Conical Abutment Straight H 3.0 JDEvolution Plus, Conical Abutment Straight H 4.0 JDEvolution Plus, Conical Abutment Straight H 7.0 JDEvolution Plus, Conical Abutment Straight H 9.0 JDEvolution Plus, Conical Abutment Straight Engaging H 1.5 JDEvolution Plus, Screw for Conical Abutment Straight Engaging H 1.5 JDEvolution Plus, Conical Abutment Straight Engaging H 3.0 JDEvolution Plus, Screw for Conical Abutment Straight Engaging H 3.0 JDEvolution Plus, Conical Abutment Angulated 17° H 2.5 JDEvolution Plus, Conical Abutment Angulated 17° H 3.5 JDEvolution Plus, Conical Abutment Angulated 30° H 2.5 JDEvolution Plus, Conical Abutment Angulated 30° H 3.5 JDEvolution Plus, Conical Abutment Angulated 45° H 4.5 JDEvolution Plus, Conical Abutment Angulated 45° H 6.0 JDEvolution Plus, Conical Abutment Angulated 52.5° H 5.0 JDEvolution Plus, Conical Abutment Angulated 60° H 5.0 JDEvolution Plus, TiBase Engaging for Conical Abutment JDEvolution Plus, Screw for 60° Angulated Conical Abutment JDEvolution Plus, Conical Abutment JDEvolution Plus, Prosthetic Screw Conical Abutment JDEvolution Plus, Prosthetic Screw Conical Abutment Long JDEvolution Plus, Screw for Angulated Conical Abutment JDEvolution Plus, Healing Cap for Conical Abutment JDEvolution Plus, Conical Abutment Healing Cap H 6.0 JDEvolution Plus, Conical Abutment Healing Cap H 9.0 JDEvolution Plus, GP Abutment Engaging for Conical Abutment JDEvolution Plus, GP Abutment Non Engaging for Conical Abutment JDEvolution Plus, Temporary Abutment Non Engaging Conical Abutment JDEvolution Plus, Temporary Abutment Non Engaging Conical Abutment for Welding JDEvolution Plus, Temporary Abutment Non Engaging Conical Abutment Smooth for Welding JDEvolution Plus, Conometric Abutment Straight H 0.5 JDEvolution Plus, Conometric Abutment Straight H 1.0 JDEvolution Plus, Conometric Abutment Straight H 2.0 JDEvolution Plus, Conometric Abutment Straight H 3.0 JDEvolution Plus, Conometric Abutment Straight H 4.0 JDEvolution Plus, 7° Angulated Conometric Abutment H 2.0 JDEvolution Plus, 15° Angulated Conometric Abutment H 2.0 JDEvolution Plus, 22.5° Angulated Conometric Abutment H 2.0 JDEvolution Plus, Conometric Abutment JDEvolution Plus, 30° Angulated Conometric Abutment H 2.0 JDEvolution Plus, Cap With Pin for Intraoral Welding, Cap for Partial or Full-Arch Fixed Prosthesis, Anti-Rotation Cap for Single Element, Screw for Conometric Abutment JDEvolution Plus, Screw for Angulated Conometric Abutment JDEvolution Plus, TiBase Engaging JDEvolution Plus, TiBase Non Engaging JDEvolution Plus, TiBase Engaging H 1.5 JDEvolution Plus, TiBase Non Engaging H 1.5 JDEvolution Plus, TiBase Engaging H 3.0 JDEvolution Plus, TiBase Non Engaging H 3.0 JDEvolution Plus, TiBase New Engaging JDEvolution Plus, TiBase New Non Engaging JDEvolution Plus, TiBase New Engaging H 1.5 JDEvolution Plus, TiBase New Non Engaging H 1.5 JDEvolution Plus, TiBase New Engaging H 3.0 JDEvolution Plus, TiBase New Non Engaging H 3.0 JDEvolution Plus, Tibase Interface Engaging H 6.0 for Angulated Channel JDEvolution Plus, Tibase Interface Non Engaging H 6.0 for Angulated Channel JDEvolution Plus, Tibase Interface Engaging H 10.0 for Angulated Channel JDEvolution Plus, Tibase Interface Non Engaging H 10.0 for Angulated Channel JDEvolution Plus, Interface CAD CAM Engaging for Conical Abutment JDEvolution Plus, Interface CAD CAM Non Engaging for Conical Abutment JDEvolution Plus, TiBase for Conical Abutment JDEvolution Plus, Interface Engaging JDEvolution Plus, Interface Non Engaging JDEvolution Plus, Interface Non Engaging for Conical Abutment JDEvolution Plus, Ball Abutment H 1.5 JDEvolution Plus, Ball Abutment H 3.0 JDEvolution Plus, Ball Abutment H 5.0 JDEvolution Plus, Ball Abutment JDEvolution Plus, Emi Abutment H 1.5 JDEvolution Plus, Emi Abutment H 3.0 JDEvolution Plus, Emi Abutment H 5.0 JDEvolution Plus, Emi Abutment JDEvolution Plus, Healing Abutment Tissue Ø 5.0 H 4.0 JDEvolution Plus, Healing Abutment Tissue Ø 5.0 H 6.0 JDEvolution Plus, Temporary Abutment Tissue Engaging JDEvolution Plus, Temporary Abutment Tissue Non Engaging JDEvolution Plus, Straight Abutment Tissue Ø 5.0 H 2.0 JDEvolution Plus, Straight Abutment Tissue Ø 5.0 H 4.0 JDEvolution Plus, Conical Abutment Tissue Straight H 1.5 JDEvolution Plus, Conical Abutment Tissue Straight H 3.0 JDEvolution Plus, Conical Abutment Tissue Straight H 4.0 JDEvolution Plus, Conical Abutment Tissue Straight H 5.0 JDEvolution Plus, Conical Abutment Tissue Angulated 17° H 2.5 JDEvolution Plus, Conical Abutment Tissue Angulated 17° H 3.5 JDEvolution Plus, Conical Abutment Tissue Angulated 30° H 2.5 JDEvolution Plus, Conical Abutment Tissue Angulated 30° H 3.5 JDEvolution Plus, Conical Abutment Tissue Angulated 30° H 5.0 JDEvolution Plus, TiBase Tissue Engaging H 1.5 JDEvolution Plus, TiBase Tissue Non Engaging H 1.5 JDEvolution Plus, TiBase Tissue Engaging H 3.0 JDEvolution Plus, TiBase Tissue Non Engaging H 3.0 JDEvolution Plus, JDIcon Plus Ø 5.0 L 13, JDIcon Plus Anodized Collar Ø 3.7 L 8, JDIcon Plus Anodized Collar Ø 3.7 L 10, JDIcon Plus Anodized Collar Ø 3.7 L 11.5, JDIcon Plus Anodized Collar Ø 3.7 L 13, JDIcon Plus Anodized Collar Ø 3.7 L 15, JDIcon Plus Anodized Collar Ø 3.7 L 18, JDIcon Plus Anodized Collar Ø 4.3 L 6, JDIcon Plus Anodized Collar Ø 4.3 L 8, JDIcon Plus Anodized Collar Ø 4.3 L 10, JDIcon Plus Anodized Collar Ø 4.3 L 11.5, JDIcon Plus Anodized Collar Ø 4.3 L 13, JDIcon Plus Anodized Collar Ø 4.3 L 15, JDIcon Plus Anodized Collar Ø 4.3 L 18, JDIcon Plus Anodized Collar Ø 5.0 L 6, JDIcon Plus Anodized Collar Ø 5.0 L 8, JDIcon Plus Anodized Collar Ø 5.0 L 10, JDIcon Plus Anodized Collar Ø 5.0 L 11.5, JDIcon Plus Anodized Collar Ø 5.0 L 13, JDIcon Plus Ø 3.5 L 10, JDIcon Plus Ø 3.5 L 11.5, JDIcon Plus Ø 3.5 L 13, JDIcon Plus Ø 4.0 L 8.5, JDIcon Plus Ø 4.0 L 10, JDIcon Plus Ø 4.0 L 11.5, JDIcon Plus Ø 4.0 L 13, JDIcon Plus Ø 4.0 L 15, JDIcon Plus Ø 4.0 L 18, JDIcon Plus Ø 4.5 L 8.5, JDIcon Plus Ø 4.5 L 10, JDIcon Plus Ø 4.5 L 11.5, JDIcon Plus Ø 4.5 L 13, JDIcon Plus Ø 4.5 L 15, JDIcon Plus Ø 4.5 L 18, JDIcon Plus Ø 5.0 L 8.5, JDIcon Plus Ø 5.0 L 11.5, JDIcon Plus Ø 5.0 L 15, JDIcon Plus Ø 5.0 L 18, JDIcon Plus Ø 5.5 L 8.5, JDIcon Plus Ø 5.5 L 10, JDIcon Plus Ø 5.5 L 11.5, JDIcon Plus Ø 5.5 L 13, JDIcon Plus Ø 5.5 L 15, JDIcon Plus Ø 5.5 L 18, JD Dental Implant L 18, JD Dental Implant L 6, JD Dental Implant L 8, JD Dental Implant L 10, JD Dental Implant L 11.5, JD Dental Implant L 13, JDPterygo Ø 3.3 L 13, JDPterygo Ø 3.3 L 15, JDPterygo Ø 3.3 L 18, JDPterygo Ø 3.3 L 20, JDPterygo Ø 4.0 L 13, JDPterygo Ø 4.0 L 15, JDPterygo Ø 4.0 L 18, JDPterygo Ø 4.0 L 20, JD Dental Implant L 12, JD Dental Implant L 15, JDNasal Ø 4.0 L 20, JDNasal Ø 4.0 L 22, JDNasal Ø 4.0 L 24, JDNasal Ø 4.0 L 26, JDNasal Evo Ø 4.0 L 18, JDNasal Evo Ø 4.0 L 20, JDNasal Evo Ø 4.0 L 22, JDNasal Evo Ø 4.0 L 24, JDNasal Evo Ø 4.0 L 26, JD Dental Implant L 22, JD Dental Implant L 24, JD Dental Implant L 16, JD Dental Implant L 20, JD Dental Implant L 26, JDOcta RN Ø 3.7 L 8, JDOcta RN Ø 3.7 L 10, JDOcta RN Ø 3.7 L 11.5, JDOcta RN Ø 4.3 L 8, JDOcta RN Ø 4.3 L 10, JDOcta RN Ø 4.3 L 11.5, JDOcta WN Ø 5.0 L 8, JDOcta WN Ø 5.0 L 10, JDOcta WN Ø 5.0 L 11.5, JDZygoma Ø 3.9 L 30, JDZygoma Ø 3.9 L 35, JDZygoma Ø 3.9 L 37.5, JDZygoma Ø 3.9 L 40, JDZygoma Ø 3.9 L 42.5, JDZygoma Ø 3.9 L 45, JDZygoma Ø 3.9 L 47.5, JDZygoma Ø 3.9 L 50, JDZygoma Ø 3.9 L 52.5, JDZygoma Ø 3.9 L 55, JDZygoma Ø 3.9 L 57.5, JDZygoma Ø 4.3 L 30, JDZygoma Ø 4.3 L 35, JDZygoma Ø 4.3 L 37.5, JDZygoma Ø 4.3 L 40, JDZygoma Ø 4.3 L 42.5, JDZygoma Ø 4.3 L 45, JDZygoma Ø 4.3 L 47.5, JDZygoma Ø 4.3 L 50, JDZygoma Ø 4.3 L 52.5, JDZygoma Ø 4.3 L 55, JDZygoma Ø 4.3 L 57.5, JDZygoma Ø 4.3 L 60, Straight Abutment Ø 4.5 H 1.0 JDEvolution, Straight Abutment Ø 4.5 H 2.0 JDEvolution, Straight Abutment Ø 4.5 H 3.0 JDEvolution, Straight Abutment Ø 4.5 H 4.0 JDEvolution, Straight Abutment Ø 5.0 H 1.0 JDEvolution, Straight Abutment Ø 5.0 H 2.0 JDEvolution, Straight Abutment Ø 5.0 H 3.0 JDEvolution, Straight Abutment Ø 5.0 H 4.0 JDEvolution, Straight Abutment Ø 6.0 H 1.0 JDEvolution, Straight Abutment Ø 6.0 H 2.0 JDEvolution, Straight Abutment Ø 6.0 H 3.0 JDEvolution, Straight Abutment Ø 6.0 H 4.0 JDEvolution, GP Abutment Ø 4.0 Engaging JDEvolution, GP Abutment Ø 4.0 Non Engaging JDEvolution, GP Abutment Ø 4.5 Engaging JDEvolution, GP Abutment Ø 5.0 Engaging JDEvolution, GP Abutment Ø 5.0 Non Engaging JDEvolution, GP Abutment Ø 6.0 Engaging JDEvolution, Anatomic Abutment H 1.5 JDEvolution, Anatomic Abutment H 3.0 JDEvolution, 15° Angulated Anatomic Abutment Ø 4.5 H 1.5 JDEvolution, 15° Angulated Anatomic Abutment Ø 4.5 H 3.0 JDEvolution, 15° Angulated Anatomic Abutment Ø 5.5 H 1.5 JDEvolution, 15° Angulated Anatomic Abutment Ø 5.5 H 3.0 JDEvolution, 25° Angulated Anatomic Abutment Ø 5.5 H 1.5 JDEvolution, 25° Angulated Anatomic Abutment Ø 5.5 H 3.0 JDEvolution, Prosthetic Screw JDEvolution, Prosthetic Screw Angulated JDEvolution, Straight Conical Abutment H 1.0 JDEvolution, Straight Conical Abutment H 1.5 JDEvolution, Straight Conical Abutment H 2.0 JDEvolution, Straight Conical Abutment H 3.0 JDEvolution, Straight Conical Abutment H 4.0 JDEvolution, 17° Angulated Conical Abutment H 2.5 JDEvolution, 17° Angulated Conical Abutment H 3.5 JDEvolution, 30° Angulated Conical Abutment H 2.5 JDEvolution, 30° Angulated Conical Abutment H 3.5 JDEvolution, Prosthetic Screw Conical Abutment JDEvolution, Screw for Angulated Conical Abutment JDEvolution, Prosthetic Screw Angulated for Conical Abutment JDEvolution, Conical Abutment Healing Cap JDEvolution, Conical Abutment Healing Cap H 6.0 JDEvolution, Conical Abutment Healing Cap H 9.0 JDEvolution, GP Abutment Engaging for Conical Abutment JDEvolution, GP Abutment Non Engaging for Conical Abutment JDEvolution, Temporary Abutment Non Engaging Conical Abutment JDEvolution, Temporary Abutment Non Engaging Conical Abutment for Welding JDEvolution, Temporary Abutment Non Engaging Conical Abutment Smooth for Welding JDEvolution, Conical Abutment JDEvolution, TiBase Engaging for Conical Abutment, TiBase Engaging JDEvolution, TiBase Non Engaging JDEvolution, TiBase Engaging H 1.5 JDEvolution, TiBase Non Engaging H 1.5 JDEvolution, TiBase Engaging H 3.0 JDEvolution, TiBase Non Engaging H 3.0 JDEvolution, Interface CAD CAM for Conical Abutment Engaging JDEvolution, Interface CAD CAM for Conical Abutment Non Engaging JDEvolution, TiBase for Conical Abutment JDEvolution, Interface Engaging JDEvolution, Interface Non Engaging JDEvolution, Interface Non Engaging for Conical Abutment JDEvolution, Ball Abutment H 1.5 JDEvolution, Ball Abutment H 3.0 JDEvolution, Ball Abutment H 5.0 JDEvolution, Emi Abutment H 1.5 JDEvolution, Emi Abutment H 3.0 JDEvolution, Emi Abutment H 5.0 JDEvolution, Conical Abutment Tissue Straight H 1.5 JDEvolution, Conical Abutment Tissue Straight H 3.0 JDEvolution, Conical Abutment Tissue Straight H 4.0 JDEvolution, Conical Abutment Tissue Straight H 5.0 JDEvolution, Standard Abutment JDEvolution, standard screw JDEvolution, Standard Abutment JDIcon Plus, Standard Screw JDIcon Plus, Cover Screw RN H 3.0 JDOcta, Cover Screw JDOcta RN, Cover Screw WN H 3.0 JDOcta, Cover Screw JDOcta WN, Healing Abutment JDOcta RN, Healing Abutment JDOcta WN, Impression Coping Closed Tray / GP Abutment RN JDOcta, Impression Coping Closed Tray / GP Abutment WN JDOcta, TiBase Engaging RN JDOcta, TiBase Engaging WN JDOcta, Standard Straight Abutment JDOcta RN, Standard Straight Abutment JDOcta WN, Prosthetic Screw JDOcta, Prosthetic Screw for TiBase JDOcta, Ball Abutment H 1.0 JDOcta RN, Ball Abutment H 2.0 JDOcta RN, Ball Abutment H 3.0 JDOcta RN, Ball Abutment H 4.0 JDOcta RN, Ball Abutment H 5.0 JDOcta RN, Ball Abutment H 1.0 JDOcta WN, Ball Abutment H 2.0 JDOcta WN, Ball Abutment H 3.0 JDOcta WN, Ball Abutment H 4.0 JDOcta WN, Ball Abutment H 5.0 JDOcta WN, Emi Abutment H 1.0 JDOcta RN, Emi Abutment H 2.0 JDOcta RN, Emi Abutment H 3.0 JDOcta RN, Emi Abutment H 4.0 JDOcta RN, Emi Abutment H 5.0 JDOcta RN, Emi Abutment H 1.0 JDOcta WN, Emi Abutment H 2.0 JDOcta WN, Emi Abutment H 3.0 JDOcta WN, Emi Abutment H 4.0 JDOcta WN, Emi Abutment H 5.0 JDOcta WN, Conical Abutment Straight H 1 JDOcta RN, Conical Abutment Straight H 2.0 JDOcta RN, Conical Abutment Straight H 3.0 JDOcta RN, Conical Abutment Straight H 1 JDOcta WN, Conical Abutment Straight H 2.0 JDOcta WN, Conical Abutment Straight H 3.0 JDOcta WN, Temporary Abutment Engaging JDOcta RN, Temporary Abutment Non Engaging JDOcta RN, Temporary Abutment Engaging JDOcta WN, Temporary Abutment Non Engaging JDOcta WN, Standard Abutment JDOcta RN, Standard Abutment JDOcta WN, JDIcon Ultra S Ø 2.75 L 10, JDIcon Ultra S Ø 2.75 L 11.5, JDIcon Ultra S Ø 2.75 L 13, JDIcon Ultra S Ø 2.75 L 15, WE2 Dental Implant Ø 3.2 L 10, WE2 Dental Implant Ø 3.2 L 11.5, WE2 Dental Implant Ø 3.2 L 13, WE2 Dental Implant Ø 3.2 L 15, JDIcon Ø 3.9 L 8, JDIcon Ø 3.9 L 10, JDIcon Ø 3.9 L 11.5, JDIcon Ø 3.9 L 13, JDIcon Ø 3.9 L 15, JDIcon Ø 3.9 L 18, JDIcon Ø 3.9 L 20, JDIcon Ø 4.3 L 6, JDIcon Ø 4.3 L 8, JDIcon Ø 4.3 L 10, JDIcon Ø 4.3 L 11.5, JDIcon Ø 4.3 L 13, JDIcon Ø 4.3 L 15, JDIcon Ø 5.0 L 6, JDIcon Ø 5.0 L 8, JDIcon Ø 5.0 L 10, JDIcon Ø 5.0 L 11.5, JDIcon Ø 5.0 L 13, JDIcon Ø 5.0 L 15, JDIcon F Ø 3.9 L 8, JDIcon F Ø 3.9 L 10, JDIcon F Ø 3.9 L 11.5, JDIcon F Ø 3.9 L 13, JDIcon F Ø 3.9 L 15, JDIcon F Ø 3.9 L 18, JDIcon F Ø 3.9 L 20, JDIcon F Ø 4.3 L 6, JDIcon F Ø 4.3 L 8, JDIcon F Ø 4.3 L 10, JDIcon F Ø 4.3 L 11.5, JDIcon F Ø 4.3 L 13, JDIcon F Ø 4.3 L 15, JDIcon F Ø 5.0 L 6, JDIcon F Ø 5.0 L 8, JDIcon F Ø 5.0 L 10, JDIcon F Ø 5.0 L 11.5, JDIcon F Ø 5.0 L 13, JDIcon F Ø 5.0 L 15, JD Dental Implant Ø 3.7 L 8, JD Dental Implant Ø 3.7 L 10, JD Dental Implant Ø 3.7 L 13, JD Dental Implant Ø 3.7 L 15, JD Dental Implant Ø 3.7 L 18, JD Dental Implant Ø 4.3 L 8, JD Dental Implant Ø 4.3 L 13, JD Dental Implant Ø 4.3 L 15, JD Dental Implant Ø 4.3 L 18, JD Dental Implant Ø 5.0 L 8, JD Dental Implant Ø 5.0 L 10, JD Dental Implant Ø 5.0 L 13, JD Dental Implant Ø 5.0 L 15, JD Dental Implant Ø 5.0 L 18, JDIcon Plus Ø 3.7 L 8, JDIcon Plus Ø 3.7 L 10, JDIcon Plus Ø 3.7 L 11.5, JDIcon Plus Ø 3.7 L 13, JDIcon Plus Ø 3.7 L 15, JDIcon Plus Ø 3.7 L 18, JDIcon Plus Ø 4.3 L 6, JDIcon Plus Ø 4.3 L 8, JDIcon Plus Ø 4.3 L 10, JDIcon Plus Ø 4.3 L 11.5, JDIcon Plus Ø 4.3 L 13, JDIcon Plus Ø 4.3 L 15, JDIcon Plus Ø 4.3 L 18, JDIcon Plus Ø 5.0 L 6, JDIcon Plus Ø 5.0 L 8, JDIcon Plus Ø 5.0 L 10, JDEvolution Ø 3.7 L 8, JDEvolution Ø 3.7 L 10, JDEvolution Ø 3.7 L 11.5, JDEvolution Ø 3.7 L 13, JDEvolution Ø 3.7 L 15, JDEvolution Ø 3.7 L 18, JDEvolution Ø 4.3 L 6, JDEvolution Ø 4.3 L 8, JDEvolution Ø 4.3 L 10, JDEvolution Ø 4.3 L 11.5, JDEvolution Ø 4.3 L 13, JDEvolution Ø 4.3 L 15, JDEvolution Ø 4.3 L 18, JDEvolution Ø 5.0 L 6, JDEvolution Ø 5.0 L 8, JDEvolution Ø 5.0 L 10, JDEvolution Ø 5.0 L 11.5, JDEvolution Ø 5.0 L 13, JDEvolution Ø 5.0 L 15, JDEvolution Ø 6.0 L 6, JDEvolution Ø 6.0 L 8, JDEvolution Ø 6.0 L 10, JDEvolution Ø 6.0 L 11.5, JDEvolution Ø 6.0 L 13, JDEvolution Ø 6.0 L 15, JDEvolution Ø 3.7 L 8 SLA, JDEvolution Ø 3.7 L 10 SLA, JDEvolution Ø 3.7 L 11.5 SLA, JDEvolution Ø 3.7 L 13 SLA, JDEvolution Ø 3.7 L 15 SLA, JDEvolution Ø 3.7 L 18 SLA, JDEvolution Ø 4.3 L 6 SLA, JDEvolution Ø 4.3 L 8 SLA, JDEvolution Ø 4.3 L 10 SLA, JDEvolution Ø 4.3 L 11.5 SLA, JDEvolution Ø 4.3 L 13 SLA, JDEvolution Ø 4.3 L 15 SLA, JDEvolution Ø 4.3 L 18 SLA, JDEvolution Ø 5.0 L 6 SLA, JDEvolution Ø 5.0 L 8 SLA, JDEvolution Ø 5.0 L 10 SLA, JDEvolution Ø 5.0 L 11.5 SLA, JDEvolution Ø 5.0 L 13 SLA, JDEvolution Ø 5.0 L 15 SLA, JDEvolution Ø 6.0 L 6 SLA, JDEvolution Ø 6.0 L 8 SLA, JDEvolution Ø 6.0 L 10 SLA, JDEvolution Ø 6.0 L 11.5 SLA, JDEvolution Ø 6.0 L 13 SLA, JDEvolution Ø 6.0 L 15 SLA, JDEvolution Plus Ø 3.7 L 8, JDEvolution Plus Ø 3.7 L 10, JDEvolution Plus Ø 3.7 L 11.5, JDEvolution Plus Ø 3.7 L 13, JDEvolution Plus Ø 3.7 L 15, JDEvolution Plus Ø 3.7 L 18, JDEvolution Plus Ø 4.3 L 6, JDEvolution Plus Ø 4.3 L 8, JDEvolution Plus Ø 4.3 L 10, JDEvolution Plus Ø 4.3 L 11.5, JDEvolution Plus Ø 4.3 L 13, JDEvolution Plus Ø 4.3 L 15, JDEvolution Plus Ø 4.3 L 18, JDEvolution Plus Ø 5.0 L 6, JDEvolution Plus Ø 5.0 L 8, JDEvolution Plus Ø 5.0 L 10, JDEvolution Plus Ø 5.0 L 11.5, JDEvolution Plus Ø 5.0 L 13, JDEvolution Plus Ø 5.0 L 15, JDEvolution Plus Ø 5.0 L 18, JDEvolution Plus Ø 5.0 L 23, JDEvolution Plus Ø 6.0 L 6, JDEvolution Plus Ø 6.0 L 8, JDEvolution Plus Ø 6.0 L 10, JDEvolution Plus Ø 6.0 L 11.5, JDEvolution Plus Ø 6.0 L 13, JDEvolution Plus Ø 6.0 L 15, JDEvolution Plus Anodized Collar Ø 3.7 L 8, JDEvolution Plus Anodized Collar Ø 3.7 L 10, JDEvolution Plus Anodized Collar Ø 3.7 L 11.5, JDEvolution Plus Anodized Collar Ø 3.7 L 13, JDEvolution Plus Anodized Collar Ø 3.7 L 15, JDEvolution Plus Anodized Collar Ø 3.7 L 18, JDEvolution Plus Anodized Collar Ø 4.3 L 6, JDEvolution Plus Anodized Collar Ø 4.3 L 8, JDEvolution Plus Anodized Collar Ø 4.3 L 10, JDEvolution Plus Anodized Collar Ø 4.3 L 11.5, JDEvolution Plus Anodized Collar Ø 4.3 L 13, JDEvolution Plus Anodized Collar Ø 4.3 L 15, JDEvolution Plus Anodized Collar Ø 4.3 L 18, JDEvolution Plus Anodized Collar Ø 5.0 L 6, JDEvolution Plus Anodized Collar Ø 5.0 L 8, JDEvolution Plus Anodized Collar Ø 5.0 L 10, JDEvolution Plus Anodized Collar Ø 5.0 L 11.5, JDEvolution Plus Anodized Collar Ø 5.0 L 13, JDEvolution Plus Anodized Collar Ø 5.0 L 15, JDEvolution Plus Anodized Collar Ø 5.0 L 18, JDEvolution Plus Anodized Collar Ø 6.0 L 6, JDEvolution Plus Anodized Collar Ø 6.0 L 8, JDEvolution Plus Anodized Collar Ø 6.0 L 10, JDEvolution Plus Anodized Collar Ø 6.0 L 11.5, JDEvolution Plus Anodized Collar Ø 6.0 L 13, JDEvolution Plus Anodized Collar Ø 6.0 L 15, JDEvolution Plus Ø 4.0 L 6, JDEvolution Plus Ø 4.0 L 8, JDEvolution Plus Ø 4.0 L 10, JDEvolution Plus Ø 4.0 L 11.5, JDEvolution Plus Ø 4.0 L 13, JDEvolution Plus Ø 4.0 L 15, JDEvolution Plus Ø 4.0 L 18, JD Dental Implant Ø 3.7 L 11.5, JD Dental Implant Ø 4.3 L 6, JD Dental Implant Ø 4.3 L 10, JD Dental Implant Ø 4.3 L 11.5, JD Dental Implant Ø 5.0 L 6, JD Dental Implant Ø 5.0 L 11.5, JDEvolution S Ø 3.2 L 8, JDEvolution S Ø 3.2 L 10, JDEvolution S Ø 3.2 L 11.5, JDEvolution S Ø 3.2 L 13, JDEvolution S Ø 3.2 L 15, JDEvolution S Anodized Collar Ø 3.2 L 8, JDEvolution S Anodized Collar Ø 3.2 L 10, JDEvolution S Anodized Collar Ø 3.2 L 11.5, JDEvolution S Anodized Collar Ø 3.2 L 13, JDEvolution S Anodized Collar Ø 3.2 L 15, JDIcon Ultra S Ø 2.75 L 8, Conical Abutment JDIcon Plus, TiBase Engaging JDIcon Plus, TiBase Non Engaging JDIcon Plus, TiBase Engaging H 1.5 JDIcon Plus, TiBase Non Engaging H 1.5 JDIcon Plus, TiBase Engaging H 3.0 JDIcon Plus, TiBase Non Engaging H 3.0 JDIcon Plus, TiBase New Engaging JDIcon Plus, TiBase New Non Engaging JDIcon Plus, TiBase New Engaging H 1.5 JDIcon Plus, TiBase New Non Engaging H 1.5 JDIcon Plus, TiBase New Engaging H 3.0 JDIcon Plus, TiBase New Non Engaging H 3.0 JDIcon Plus, TiBase New Engaging H 4.0 JDIcon Plus, TiBase New Non Engaging H 4.0 JDIcon Plus, TiBase Extra Engaging JDIcon Plus, TiBase Extra Non Engaging JDIcon Plus, TiBase Extra Engaging H 1.5 JDIcon Plus, TiBase Extra Non Engaging H 1.5 JDIcon Plus, TiBase Extra Engaging H 3.0 JDIcon Plus, TiBase Extra Non Engaging H 3.0 JDIcon Plus, Ball Abutment H 1.5 JDIcon Plus, Ball Abutment H 3.0 JDIcon Plus, Ball Abutment H 5.0 JDIcon Plus, Ball Abutment JDIcon Plus, Emi Abutment H 1.5 JDIcon Plus, Emi Abutment H 3.0 JDIcon Plus, Emi Abutment H 5.0 JDIcon Plus, Emi Abutment JDIcon Plus, Octa Abutment H 1.5 JDIcon Plus, Octa Abutment H 3.0 JDIcon Plus, Octa Abutment H 4.0 JDIcon Plus, Octa Abutment H 5.0 JDIcon Plus, Octa Abutment H 6.0 JDIcon Plus, Healing Cap Octa Abutment JDIcon Plus, Healing Cap Octa Abutment D 5.0 H 4.0 JDIcon Plus, Prosthetic Screw Octa Abutment JDIcon Plus, Prosthetic Screw Angulated Octa Abutment JDIcon Plus, Temporary Abutment Non Engaging Octa Abutment JDIcon Plus, Temporary Abutment Engaging Octa Abutment JDIcon Plus, Interface CAD CAM Octa Abutment JDIcon Plus, Interface CAD CAM Engaging Octa Abutment JDIcon Plus, TiBase Octa Abutment JDIcon Plus, TiBase Octa Abutment Engaging JDIcon Plus, Octa Abutment JDIcon Plus, Conometric Abutment Straight H 0.5 JDIcon Plus, Conometric Abutment Straight H 1.0 JDIcon Plus, Conometric Abutment Straight H 2.0 JDIcon Plus, Conometric Abutment Straight H 3.0 JDIcon Plus, Conometric Abutment Straight H 4.0 JDIcon Plus, Conometric Abutment Angulated 7.5° H 2.0 JDIcon Plus, Conometric Abutment Angulated 15° H 2.0 JDIcon Plus, Conometric Abutment Angulated 22.5° H 2.0 JDIcon Plus, Screw for Conometric Abutment JDIcon Plus, Screw for Angulated Conometric Abutment JDIcon Plus, Conometric Abutment JDIcon Plus, Cover Screw JDEvolution S, Healing Abutment Ø 3.2 H 3.0 JDEvolution S, Healing Abutment Ø 3.2 H 5.0 JDEvolution S, Healing Abutment Ø 3.2 H 7.0 JDEvolution S, Healing Abutment Ø 4.0 H 3.0 JDEvolution S, Healing Abutment Ø 4.0 H 5.0 JDEvolution S, Healing Abutment Ø 4.0 H 7.0 JDEvolution S, Healing Abutment JDEvolution S, Temporary Abutment Engaging JDEvolution S, Temporary Abutment Non Engaging JDEvolution S, Temporary Abutment JDEvolution S, Immediate Temporary Abutment JDEvolution S, GP Abutment Ø 3.2 JDEvolution S, GP Abutment Ø 4.0 JDEvolution S, GP Abutment 15° Ø 4.0 JDEvolution S, Anatomic Abutment Ø 4.0 H 1.5 JDEvolution S, Anatomic Abutment Ø 4.0 H 3.0 JDEvolution S, Prosthetic Screw JDEvolution S, Prosthetic Screw Angulated JDEvolution S, Straight Conical Abutment H 1.5 JDEvolution S, Straight Conical Abutment H 3.0 JDEvolution S, 17° Angulated Conical Abutment H 2.5 JDEvolution S, 17° Angulated Conical Abutment H 3.5 JDEvolution S, 30° Angulated Conical Abutment H 2.5 JDEvolution S, 30° Angulated Conical Abutment H 3.5 JDEvolution S, Angulated Conical Abutment Screw JDEvolution S, Conical Abutment JDEvolution S, TiBase JDEvolution S, TiBase Non Engaging JDEvolution S, TiBase H 1.5 JDEvolution S, TiBase Non Engaging H 1.5 JDEvolution S, TiBase H 3.0 JDEvolution S, TiBase Non Engaging H 3.0 JDEvolution S, TiBase New JDEvolution S, TiBase New Non Engaging JDEvolution S, TiBase New H 1.5 JDEvolution S, TiBase New Non Engaging H 1.5 JDEvolution S, TiBase New H 3.0 JDEvolution S, TiBase New Non Engaging H 3.0 JDEvolution S, Ball Abutment H 1.5 JDEvolution S, Ball Abutment H 3.0 JDEvolution S, Ball Abutment H 5.0 JDEvolution S, Emi Abutment H 1.5 JDEvolution S, Emi Abutment H 3.0 JDEvolution S, Emi Abutment H 5.0 JDEvolution S, Conical Abutment Tissue Straight H 1.5 JDEvolution S, Conical Abutment Tissue Straight H 3.0 JDEvolution S, Conical Abutment Tissue Angulated 17° H 2.5 JDEvolution S, Conical Abutment Tissue Angulated 17° H 3.5 JDEvolution S, Conical Abutment Tissue Angulated 30° H 2.5 JDEvolution S, Conical Abutment Tissue Angulated 30° H 3.5 JDEvolution S, Conometric Abutment Straight H 0,5 JDEvolution S, Conometric Abutment Straight H 1 JDEvolution S, Conometric Abutment Straight H 2 JDEvolution S, Conometric Abutment Straight H 3 JDEvolution S, Conometric Abutment Straight H 4 JDEvolution S, Conometric Abutment Angulated 7,5° H 2 JDEvolution S, Conometric Abutment Angulated 15° H 2 JDEvolution S, Conometric Abutment Angulated 22,5° H 2 JDEvolution S, Screw for Conometric Abutment JDEvolution S, Screw for Angulated Conometric Abutment JDEvolution S, Standard Abutment JDEvolution S, Standard Screw JDEvolution S, Cover Screw JDIcon, Healing Abutment Ø 4.0 H 3.0 JDIcon, Healing Abutment Ø 4.0 H 5.0 JDIcon, Healing Abutment Ø 4.0 H 7.0 JDIcon, Healing Abutment Ø 5.0 H 3.0 JDIcon, Healing Abutment Ø 5.0 H 5.0 JDIcon, Healing Abutment Ø 5.0 H 7.0 JDIcon, Healing Abutment Ø 5.0 H 9.0 JDIcon, Healing Abutment Ø 6.0 H 3.0 JDIcon, Healing Abutment Ø 6.0 H 5.0 JDIcon, Healing Abutment Ø 6.0 H 7.0 JDIcon, Healing Abutment JDIcon, Healing Abutment Bridge Ø 5.0 H 3.0 JDIcon, Healing Abutment Bridge Ø 5.0 H 5.0 JDIcon, Healing Abutment Bridge Ø 5.0 H 7.0 JDIcon, Temporary Abutment Engaging JDIcon, Temporary Abutment Engaging H 3.0 JDIcon, Temporary Abutment Non Engaging JDIcon, Temporary Abutment Non Engaging for Welding JDIcon, Temporary Abutment JDIcon, Straight Abutment Ø 4.5 H 2.0 JDIcon, Straight Abutment Ø 4.5 H 4.0 JDIcon, Straight Abutment Ø 5.0 H 2.0 JDIcon, Straight Abutment Ø 5.0 H 4.0 JDIcon, Straight Abutment Ø 6.0 H 2.0 JDIcon, GP Abutment Ø 4.0 JDIcon, GP Abutment Ø 5.0 JDIcon, GP Abutment Ø 6.0 JDIcon, GP Abutment 15° JDIcon, GP Abutment 25° JDIcon, Anatomic Abutment H 1.5 JDIcon, Anatomic Abutment H 3.0 JDIcon, 15° Angulated Anatomic Abutment Ø 5.5 H 1.5 JDIcon, 15° Angulated Anatomic Abutment Ø 5.5 H 3.0 JDIcon, 25° Angulated Anatomic Abutment Ø 5.5 H 1.5 JDIcon, 25° Angulated Anatomic Abutment Ø 5.5 H 3.0 JDIcon, Prosthetic Screw JDIcon, Prosthetic Screw Angulated JDIcon, Conical Abutment H 1.5 JDIcon, Conical Abutment H 3.0 JDIcon, Conical Abutment Angulated 17° H 2.5 JDIcon, Conical Abutment Angulated 17° H 3.5 JDIcon, Conical Abutment Angulated 30° H 2.5 JDIcon, Conical Abutment Angulated 30° H 3.5 JDIcon, Conical Abutment Angulated Screw JDIcon, Conical Abutment JDIcon, TiBase Engaging JDIcon, TiBase Non Engaging JDIcon, TiBase Engaging H 1.5 JDIcon, TiBase Non Engaging H 1.5 JDIcon, TiBase Engaging H 3.0 JDIcon, TiBase Non Engaging H 3.0 JDIcon, Interface Engaging JDIcon, Interface Non Engaging JDIcon, Ball Abutment H 1.5 JDIcon, Ball Abutment H 3.0 JDIcon, Ball Abutment H 5.0 JDIcon, Emi Abutment H 1.5 JDIcon, Emi Abutment H 3.0 JDIcon, Emi Abutment H 5.0 JDIcon, Conometric Abutment Straight H 0,5 JDIcon, Conometric Abutment Straight H 1 JDIcon, Conometric Abutment Straight H 2 JDIcon, Conometric Abutment Straight H 3 JDIcon, Conometric Abutment Straight H 4 JDIcon, Conometric Abutment Angulated 7,5° H 2 JDIcon, Conometric Abutment Angulated 15° H 2 JDIcon, Conometric Abutment Angulated 22,5° H 2 JDIcon, Screw for Conometric Abutment JDIcon, Screw for Angulated Conometric Abutment JDIcon, Conometric Abutment JDIcon, Octa Abutment JDIcon, Standard Abutment JDIcon, Standard Screw JDIcon, Cover Screw JDIcon Ultra S, Cover Screw JDIcon Ultra S Plus, Healing Abutment Ø 3.2 H 3.0 JDIcon Ultra S, Healing Abutment Ø 3.2 H 5.0 JDIcon Ultra S, Healing Abutment Ø 3.2 H 7.0 JDIcon Ultra S, Healing Abutment Ø 4.0 H 3.0 JDIcon Ultra S, Healing Abutment Ø 4.0 H 5.0 JDIcon Ultra S, Healing Abutment Ø 4.0 H 7.0 JDIcon Ultra S, Healing Abutment JDIcon Ultra S, Healing Abutment Ø 3.2 H 3.0 JDIcon Ultra S Plus, Healing Abutment Ø 3.2 H 5.0 JDIcon Ultra S Plus, Healing Abutment Ø 3.2 H 7.0 JDIcon Ultra S Plus, Healing Abutment Ø 4.0 H 3.0 JDIcon Ultra S Plus, Healing Abutment Ø 4.0 H 5.0 JDIcon Ultra S Plus, Healing Abutment Ø 4.0 H 7.0 JDIcon Ultra S Plus, Healing Abutment Ø 4.0 H 10.0 JDIcon Ultra S Plus, Prosthetic Screw JDIcon Ultra S, Prosthetic Screw Angulated JDIcon Ultra S, Prosthetic Screw JDIcon Ultra S Plus, Temporary Abutment Engaging JDIcon Ultra S, Temporary Abutment JDIcon Ultra S, GP Abutment Ø 3.2 JDIcon Ultra S, GP Abutment Ø 4.0 JDIcon Ultra S, GP Abutment 15° Ø 4.0 JDIcon Ultra S, GP Abutment Ø 3.2 JDIcon Ultra S Plus, GP Abutment Ø 4.0 JDIcon Ultra S Plus, GP Abutment 15° Ø 4.0 JDIcon Ultra S Plus, Straight Abutment Ø 4.0 H 2.0 JDIcon Ultra S, Straight Abutment Ø 4.0 H 4.0 JDIcon Ultra S, Straight Abutment Ø 4.0 H 2.0 JDIcon Ultra S Plus, Straight Abutment Ø 4.0 H 4.0 JDIcon Ultra S Plus, Conical Abutment H 1.5 JDIcon Ultra S, Conical Abutment Angulated 17° H 2.5 JDIcon Ultra S, Conical Abutment Angulated Screw JDIcon Ultra S, Conical Abutment JDIcon Ultra S, TiBase JDIcon Ultra S, TiBase New JDIcon Ultra S, TiBase New H 1.5 JDIcon Ultra S, TiBase New H 3.0 JDIcon Ultra S, Ball Abutment H 1.5 JDIcon Ultra S, Ball Abutment H 3.0 JDIcon Ultra S, Ball Abutment H 5.0 JDIcon Ultra S, Ball Abutment H 1.5 JDIcon Ultra S Plus, Ball Abutment H 3.0 JDIcon Ultra S Plus, Ball Abutment H 5.0 JDIcon Ultra S Plus, Standard Abutment JDIcon Ultra S, Standard Screw JDIcon Ultra S, Cover Screw JDIcon Plus, Healing Abutment Ø 4.0 H 3.0 JDIcon Plus, Healing Abutment Ø 4.0 H 5.0 JDIcon Plus, Healing Abutment Ø 4.0 H 7.0 JDIcon Plus, Healing Abutment Ø 5.0 H 3.0 JDIcon Plus, Healing Abutment Ø 5.0 H 5.0 JDIcon Plus, Healing Abutment Ø 5.0 H 7.0 JDIcon Plus, Healing Abutment Ø 6.0 H 3.0 JDIcon Plus, Healing Abutment Ø 6.0 H 5.0 JDIcon Plus, Healing Abutment Ø 6.0 H 7.0 JDIcon Plus, Healing Abutment Ø 7.5 H 3.0 JDIcon Plus, Healing Abutment Ø 7.5 H 5.0 JDIcon Plus, Healing Abutment JDIcon Plus, Temporary Abutment Engaging JDIcon Plus, Temporary Abutment Non Engaging JDIcon Plus, Temporary Abutment JDIcon Plus, Straight Abutment Ø 4.5 H 1.5 JDIcon Plus, Straight Abutment Ø 4.5 H 2.0 JDIcon Plus, Straight Abutment Non Engaging Ø 4.5 H 2.0 JDIcon Plus, Straight Abutment Ø 4.5 H 4.0 JDIcon Plus, Straight Abutment Non Engaging Ø 4.5 H 4.0 JDIcon Plus, Straight Abutment Ø 5.0 H 2.0 JDIcon Plus, Straight Abutment Non Engaging Ø 5.0 H 2.0 JDIcon Plus, Straight Abutment Ø 5.0 H 4.0 JDIcon Plus, Straight Abutment Non Engaging Ø 5.0 H 4.0 JDIcon Plus, Straight Abutment Extra Ø 5.5 H 2.0 JDIcon Plus, Straight Abutment Extra Ø 5.5 H 4.0 JDIcon Plus, Straight Abutment Ø 6.0 H 2.0 JDIcon Plus, Straight Abutment Ø 6.0 H 4.0 JDIcon Plus, GP Abutment Ø 4.0 JDIcon Plus, GP Abutment Ø 5.0 JDIcon Plus, GP Abutment Ø 6.0 JDIcon Plus, GP Abutment 15° JDIcon Plus, GP Abutment 25° JDIcon Plus, 15° Angulated Anatomic Abutment Ø 5.0 H 1.5 JDIcon Plus, 15° Angulated Anatomic Abutment Ø 5.0 H 3.0 JDIcon Plus, 25° Angulated Anatomic Abutment Ø 5.0 H 1.5 JDIcon Plus, 25° Angulated Anatomic Abutment Ø 5.0 H 3.0 JDIcon Plus, Prosthetic Screw JDIcon Plus, Prosthetic Screw Angulated JDIcon Plus, Conical Abutment H 1.5 JDIcon Plus, Conical Abutment H 3.0 JDIcon Plus, Conical Abutment H 4.0 JDIcon Plus, Conical Abutment Angulated 17° H 2.5 JDIcon Plus, Conical Abutment Angulated 17° H 3.5 JDIcon Plus, Conical Abutment Angulated 30° H 2.5 JDIcon Plus, Conical Abutment Angulated 30° H 3.5 JDIcon Plus, Conical Abutment Angulated Screw JDIcon Plus | MARLEN/E | 2023-09-20T00:00:00.000+02:00 | JDentalCare S.r.l. Via Dino Campana 2, 41123 Modena (MO), Italy | EVS127, EVS128, EVS129, EVS130, EVCS:, EVCS6:, EVS100:, EVS101:, EVS102:, EVS103:, EVS104:, EVHA43:, EVHA45:, EVHA47:, EVHA53:, EVHA55:, EVHA57:, EVHA59:, EVHA63:, EVHA65:, EVHA67:, EVHA753:, EVHA755:, WE2PAL, EVA100C:, EVA101C:, EVA102C:, EVA103C:, EVA104C:, EVA105C:, EVA106C:, EVA107C:, EVA108C:, EVA109C:, EVA110C:, EVA111C:, EVA112C:, EVA193C:, EVA194C:, EVA195C:, EVA204C:, EVA205C:, EVA206C:, EVA207C:, EVA208C:, EVA209C:, EVA210C:, EVA211C:, EVA212C:, EVA213C:, EVA214C:, EVA223C:, EVA224C:, EVA225C:, EVA226C:, EVA227C:, EVA228C:, EVA229C:, EVA230C:, EVA231C:, EVA232C:, EVA233C:, EVA242C:, EVA243C:, EVA244C:, EVA245C:, EVA246C:, EVA247C:, EVA248C:, EVA249C:, EVA250C:, EVA251C:, EVA252C:, EVA253C:, EVS107:, EVS108:, EVS109:, EVA113C:, EVA114C:, EVTAEC:, EVTANEC:, EVA115C:, EVA116C:, EVA117C:, EVA118C:, EVA119C:, EVA120C:, EVA121C:, EVA122C:, EVA123C:, EVA124C:, EVA125C:, EVA126C:, EVA127C:, EVA128C:, EVA129C:, EVNSA4510C:, EVNSA4520C:, EVNSA4540C:, EVNSA5020C:, EVNSA5040C:, EVNSA6020C:, EVNSA6040C:, EVGPA40EC:, EVGPA40NEC:, EVGPAEC:, EVGPA50NEC:, EVGPA60EC:, EV15GPAEC:, EV25GPAEC:, EVASCEC:, EVASCNEC:, EVEA15:, EVEA30:, EV15A15:, EV15A15N:, EV15A30:, EV15A30N:, EV25A15:, EV25A30:, EVRA15C:, EVRA30C:, EVRA15D:, EVRA30D:, EVS:, EVSA:, EVSL:, 40104, EVNCA10C:, EVNCA15C:, EVNCA20C:, EVNCA30C:, EVNCA40C:, EVNCA70C:, EVNCA90C:, EVA137C:, EVS105:, EVA138C:, EVS106:, EVCA1725C:, EVCA1735C:, EVCA3025C:, EVCA3035C:, EVCA4545C:, EVCA4560C:, EVCA5250C:, EVCA6050C:, EVA139C:, EVCASA60:, EVA140C:, EVA141C:, EVA142C:, EVA143C:, EVA144C:, EVA145C:, EVA146C:, EVA158C:, EVA159C:, EVA160C:, EVA161C:, EVA162C:, EVA163C:, EVA164C:, EVA165C:, EVA177C:, EVA178C:, EVA179C:, EVA180C:, EVA181C:, EVA182C:, EVA183C:, EVA184C:, EVA196C:, EVA197C:, EVA198C:, EVA199C:, EVA200C:, EVA201C:, EVA202C:, EVA203C:, EVA215C:, EVA216C:, EVA217C:, EVA218C:, EVA219C:, EVA220C:, EVA221C:, EVA222C:, EVA234C:, EVA235C:, EVA236C:, EVA237C:, EVA238C:, EVA239C:, EVA240C:, EVA241C:, EVA272C:, EVA273C:, EVA274C:, EVA275C:, EVA276C:, EVA277C:, EVA278C:, EVA279C:, EVCAPS:, EVCAPSL:, EVCASA:, EVCAHC:, EVCAHCL:, EVCAHC9:, EVCAGPAEC:, EVCAGPANEC:, EVCATANEC:, EVCATANEWC:, EVCATANEWSC:, EVCP05C:, EVCP10C:, EVCP20C:, EVCP30C:, EVCP40C:, EV7CP20C:, EV15CP20C:, EV22CP20C:, EVA280C:, EVA281C:, EVA282C:, EVA283C:, EVA284C:, EVA285C:, EVA286C:, EVA287C:, EVA288C:, EVA289C:, EVA290C:, EVA291C:, EVA292C:, EVA293C:, EVA294C:, EVA295C:, EVA296C:, EVA297C:, EVA298C:, EVA299C:, EVA300C:, EVA130C:, EVA131C:, EVA132C:, EVCPS:, EVCPSA:, EVTIBC:, EVTIBNEC:, EVTIB15C:, EVTIB15NEC:, EVTIB30C:, EVTIB30NEC:, EVTIBNC:, EVTIBNENC:, EVTIB15NC:, EVTIB15NENC:, EVTIB30NC:, EVTIB30NENC:, EVA133C:, EVA134C:, EVA135C:, EVA136C:, EVCAITEC:, EVCAITC:, EVCATIBC:, EVINTEC:, EVINTNEC:, 70287C:, EVBA15:, EVBA30:, EVBA50:, EVA254C:, EVA255C:, EVA256C:, EVA257C:, EVA258C:, EVA259C:, EVA260C:, EVA261C:, EVA262C:, EVEMI15:, EVEMI30:, EVEMI50:, EVA263C:, EVA264C:, EVA265C:, EVA266C:, EVA267C:, EVA268C:, EVA269C:, EVA270C:, EVA271C:, EVHA54TS:, EVHA56TS:, EVTAETSC:, EVTANETSC:, EVNSA5020TSC:, EVNSA5040TSC:, EVNCA15TSC:, EVNCA30TSC:, EVNCA40TSC:, EVNCA50TSC:, EVCA1725TSC:, EVCA1735TSC:, EVCA3025TSC:, EVCA3035TSC:, EVCA3050TSC:, EVTIB15TSC:, EVTIB15NETSC:, EVTIB30TSC:, EVTIB30NETSC:, EVA147C:, EVA148C:, EVA149C:, EVA150C:, EVA151C:, EVA152C:, EVA153C:, EVA154C:, EVA155C:, EVA156C:, EVA157C:, EVA166C:, EVA167C:, EVA168C:, EVA169C:, EVA170C:, EVA171C:, EVA172C:, EVA173C:, EVA174C:, EVA175C:, EVA176C:, EVA185C:, EVA186C:, EVA187C:, EVA188C:, EVA189C:, EVA190C:, EVA191C:, EVA192C:, IC50130., IC37080,, IC37100,, IC37115,, IC37130,, IC37150,, IC37180,, IC43060,, IC43080,, IC43100,, IC43115,, IC43130,, IC43150,, IC43180,, IC50060,, IC50080,, IC50100,, IC50115,, IC50130,, IM37100-0, IM37115-0, IM37130-0, ICT40080., ICT40100., ICT40115., ICT40130., ICT40150., ICT40180., ICT45080., ICT45100., ICT45115., ICT45130., ICT45150., ICT45180., ICT50080., ICT50100., ICT50115., ICT50130., ICT50150., ICT50180., ICT55080., ICT55100., ICT55115. | Klasa IIb | Implant dentar, Koka sherimi qe vihen mbi implant | Pajisje dentare
14997 | Suction Catheter, Endotracheal tube, Suction bottles and redon suction system | MONTAL | 2023-09-14T00:00:00.000+02:00 | MEDICOPLAST International GmbH, Heusweilerstrasse 100, 66557 Illingen, Germany | 779218, 779508, 779510, 779512, 779514, 779610, 779614, 232008, 232010, 232012, 232014, 232016, 232018, 233008, 233010, 233012, 233014, 233016, 233018, 245006, 245008, 245010, 245012, 245014, 245016, 245814, 247006, 247008, 247010, 247012, 247014, 247016, 247018, 247020, 248006, 248008, 24800873, 248010, 24801073, 248012, 248014, 24801473, 248016, 248018, 24801873, 248204, 248314, 249006, 249008, 249010, 249012, 249014, 249016, 249018, 249020, 249308, 249310, 249312, 249314, 249316, 249406, 249408, 249506, 249508, 249510, 249712, 249716, 249718, 250010, 250018, 251005, 251006, 25100681, 251008, 251010, 251012, 251014, 251016, 251018, 251020, 252008, 252010, 252012, 252014, 252016, 252018, 252020, 253006, 253008, 253010, 253012, 253014, 253016, 253018, 253020, 254008, 25400881, 254010, 25401081, 254012, 25401281, 254014, 25401481, 254016, 25401681, 254018, 25401881, 255010, 255012, 255014, 255016, 255018, 256014, 258008, 258010, 258012, 258014, 258016, 258018, 258020, 261010, 261012, 261014, 261016, 261018, 261020, 262210, 263008, 263010, 263012, 263014, 263016, 263018, 264008, 264012, 264014, 26401481, 264016, 268008, 268012, 268014, 268016, 268018, 26901481, 271006, 271008, 271010, 271012, 271014, 271016, 271018, 271020, 86248008, 86248010, 86248014, 86248016, 86248018, 86249008, 86249010, 86249012, 86249014, 86249016, 911359, 295020, 295025, 295030, 295035, 295040, 295045, 295050, 295055, 295060, 295065, 295070, 295075, 295080, 296030, 296035, 296040, 296045, 296050, 296055, 296060, 296065, 296070, 296075, 296080, 296085, 296090, 296095, 296100, 297020, 297025, 297030, 297035, 297040, 297045, 297050, 297055, 297060, 297065, 297070, 297075, 297080, 297085, 297090, 298030, 298035, 298040, 298045, 298050, 298055, 298060, 298065, 298070, 298075, 298080, 298085, 298090, 298100, 298130, 298135, 298140, 298145, 298150, 298155, 298160, 298165, 298170, 298175, 298180, 298185, 298190, 766006, 766008, 767006, 767008, 770006, 77000681, 770008, 771006, 771008, 775000, 772000, 772008, 772010, 772012, 772014, 772016, 772018, 772210, 772212, 772214, 772216, 775010, 775012, 775014, 775016, 775212, 776000, 777000, 777200, 778008, 778010, 778012, 778014, 778016, 778018, 778208, 778210, 778212, 778214, 778216, 778218, 779008, 779010, 779012, 779014, 779016, 779018, 779208, 779210, 779212, 779214, 779216 | Klasa IIa | Pajisje për drenazhimin e lengjeve trupore ose sekrecioneve te plageve, Pajisje qe sherben per te hequr sekresionet nga rruget e frymarjes, Tub ventilimi qe sherben per sigurimin e rrugeve te frymemarrjes | Pajisje nje perdorimeshe
15012 | Cord clamps | MONTAL | 2023-09-14T00:00:00.000+02:00 | MEDICOPLAST International GmbH, Heusweilerstrasse 100, 66557 Illingen, Germany | 460002, 460004 | Is | Kapse(morsetë) per shtrëngimin e kordonit umbilikal | Instrumenta shumeperdorimeshe
14856 | FLEXIMOBIL Med, emulsified gel, tube X 100 g | MedCare International | 2023-09-14T00:00:00.000+02:00 | Look Ahead Srl, Sos. Pacurari nr. 127, 5th floor, 700544, Iasi, Romania | NA | Klasa I | Pajisje mjekesore ne forme xheli te emulsifikuar per lehtesimin e dhimbjeve kronike te muskujve dhe kyceve | Pajisje terapie komplementare
14857 | FLEXIMOBIL ICE, gel, tube X 100 g | MedCare International | 2023-09-14T00:00:00.000+02:00 | Look Ahead Srl, Sos. Pacurari nr. 127, 5th floor, 700544, Iasi, Romania | NA | Klasa I | Pajisje mjekesore ne forme xheli per lehtesimin e dhimbjeve kronike te muskujve dhe kyceve | Pajisje terapie komplementare
14858 | FLEXIMOBIL HOT emulsified gel for the treatment of muscle pain and rigidity, tube x 100 g | MedCare International | 2023-09-14T00:00:00.000+02:00 | Look Ahead Srl, Sos. Pacurari nr. 127, 5th floor, 700544, Iasi, Romania | NA | Klasa I | Pajisje mjekesore ne forme xheli te emulsifikuar per lehtesimin e dhimbjeve kronike te muskujve dhe kyceve | Pajisje terapie komplementare
14859 | MASTRELLE Amour Raspberry, lubricant gel | MedCare International | 2023-09-14T00:00:00.000+02:00 | Look Ahead Srl, Sos. Pacurari nr. 127, 5th floor, 700544, Iasi, Romania | NA | Klasa I | Pajisje mjekesore xhel lubrifikant | Pajisje terapie komplementare
14860 | MASTRELLE Amour Chocolate, lubricant gel | MedCare International | 2023-09-14T00:00:00.000+02:00 | Look Ahead Srl, Sos. Pacurari nr. 127, 5th floor, 700544, Iasi, Romania | NA | Klasa I | Pajisje mjekesore xhel lubrifikant | Pajisje terapie komplementare
15013 | CUSA® Clarity CUSA Quick Connect Cartridge and Tubing Set (1 unit), CUSA® Clarity 36kHz Torque Wrench (5 units), CUSA Clarity 36kHz Torque Wrench (1 unit), CUSA® Clarity 23kHz Torque Wrench (5 units), CUSA Clarity 23kHz Torque Wrench (1 unit), CUSA® Clarity 23kHz CEM Nosecone (5 units), CUSA® Clarity 23kHz CEM Nosecone (1 unit), CUSA® Clarity Ultrasonic Surgical Aspirator, CUSA Clarity 36kHz Handpiece, CUSA® Clarity 36kHz Handpiece, CUSA® Clarity 23kHz Handpiece, CUSA® Clarity CUSA Quick Connect Cartridge and Tubing Set (5 units) | O.E.S DISTRIMED | 2023-09-18T00:00:00.000+02:00 | Integra LifeSciences (Ireland) Ltd,IDA Business &amp; Technology Park Sragh Tullamore, County Offaly Ireland | C7300EA, C7602, C7602EA, C7601, C7601EA, C7523, C7523EA, C7000, C7036, C7036RR, C7023, C7023RR, C7300 | Is, Klasa IIb, Klasa IIa | Sistem Aspiratori kirurgjikal dhe instrumentat,per perdorim ne kirurgji | Pajisje nje perdorimeshe
14998 | BBR xPRO | O.E.S DISTRIMED | 2023-09-18T00:00:00.000+02:00 | EVERmed Srl Via Galileo Galilei, 2 - 46020 Motteggiana (MN) - ITALY | 110V, 110H, 130, 270, 370, 440, 530, 625, 925, 1160, 1365 | Klasa IIa | Frigorifere te bankes se gjakut | Produkte per institucione te kujdesit shendetesor
15015 | BUDDE® Halo Retractor System, BUDDE® Halo Retractor System (Modified), BUDDE® Halo Retractor Side Rail Support, BUDDE® Halo Radiolucent Retractor System, INTEGRA® Brain Retractor System, BUDDE® 1/4" X 4" Curved, BUDDE® 3/8" X 4" Curved, BUDDE® 5/8" X 4" Curved, BUDDE® 3/4" X 4" Curved, BUDDE® 1" X 4" Curved, BUDDE® 1/2" X 4" Curved, TEWTM 2mm X 4-1/2 "Micro, TEWTM 2mm X 5-1/2" Micro, TEWTM 2mm x 6-1/2" Micro, TEWTM 2mm x 7-1/2" Micro, TEWTM 4mm x 4-1/2" Micro, TEWTM 4mm x 5-1/2" Micro, TEWTM 4mm x 6-1/2" Micro, TEWTM 4mm x 7-1/2" Micro, TEWTM 2mm x 4-1/2" Hooked Micro, TEWTM 2mm x 5-1/2" Hooked Micro, TEWTM 2mm x 6-1/2" Hooked Micro, TEWTM 2mm x 7-1/2" Hooked Micro, TEWTM 4mm x 4-1/2" Hooked Micro, TEWTM 4mm x 5-1/2" Hooked Micro, TEWTM 4mm x 6-1/2" Hooked Micro, TEWTM 4mm x 7-1/2" Hooked Micro, BUDDE® 1/8" – 3/8" x 5" Tapered, BUDDE® 13/64" – 5/8" x 5" Tapered, BUDDE® 1/4" – 3/4" x 5" Tapered, BUDDE® 5/16" – 1" x 5" Tapered, TEWTM 2mm x 4-1/2" Serrated Micro, TEWTM 2mm x 5-1/2" Serrated Micro, TEWTM 2mm x 6-1/2" Serrated Micro, TEWTM 2mm x 7-1/2" Serrated Micro, TEWTM 4mm x 4-1/2" Serrated Micro, TEWTM 4mm x 5-1/2" Serrated Micro, TEWTM 4mm x 6-1/2" Serrated Micro, TEWTM 4mm x 7-1/2" Serrated Micro, SAMYTM Vascular Retractor Blades, Short, SAMYTM Vascular Retractor Blades, Long, Aneurysm Retractor 3MM, Aneurysm Retractor 5MM, Aneurysm Retractor 7MM, INTEGRA® BRS Primary Bar, INTEGRA® BRS Floating Secondary Bar, INTEGRA® BRS Retractor Arm, INTEGRA® BRS Handset, INTEGRA® BRS Pattie Tray, INTEGRA® BRS Retractor Blade 1/4" to 3/4", INTEGRA® BRS Retractor Blade 5/32" to 5/8", INTEGRA® BRS Retractor Blade 1/8" to 1/2", INTEGRA® BRS Retractor Blade 3/32" to 3/8", INTEGRA® BRS Retractor Blade 1/16" to 1/4", INTEGRA® BRS Sterilization Case | O.E.S DISTRIMED | 2023-09-18T00:00:00.000+02:00 | Integra LifeSciences Corporation 4900 Charlemar Drive, Building A Cincinnati, Ohio 45227 USA | A1040, A1040A, A1067, A1096, A2012, 438A1077A, 438A1077B, 438A1077C, 438A1077D, 438A1077E, 438A1077X, 438A1082A, 438A1082B, 438A1082C, 438A1082D, 438A1083A, 438A1083B, 438A1083C, 438A1083D, 438A1151A, 438A1151B, 438A1151C, 438A1151D, 438A1152A, 438A1152B, 438A1152C, 438A1152D, 438A1154B, 438A1154C, 438A1154D, 438A1154E, 438A1155A, 438A1155B, 438A1155C, 438A1155D, 438A1157A, 438A1157B, 438A1157C, 438A1157D, 438A1200A, 438A1200B, 438A1192A, 438A1192B, 438A1193A, 438A1193B, 438A1194A, 438A1194B, 417A1000, 417A1001, 417A1002, 417A1003, 417A1004, 417A1005, 417A1006, 417A1007, 417A1008, 417A1009, 417A1010 | Klasa IIa | Instrumenta kirurgjikale | Instrumenta shumeperdorimeshe
14999 | Cardioplegia Delivery System (Heat Lung Pack Accessories) - Brand: PerfX | BIOMETRIC ALBANIA | 2023-09-18T00:00:00.000+02:00 | BL Lifesciences Pvt. Ltd. - Adresa: 28-D, Sector 31, Ecotech I, Greater Noida, Gautam Budh Nagar, U.P., India | BCP-XXXX | Klasa IIa | Sisteme te shperndarjes per kardioplegji | Produkte per institucione te kujdesit shendetesor
15035 | Hemoconcentrator Kit (Heart Lung Pack Accessories) - Brand PerfX | BIOMETRIC ALBANIA | 2023-09-18T00:00:00.000+02:00 | BL Lifesciences Pvt. Ltd. - Adresa: 28-D, Sector 31, Ecotech I, Greater Noida, Gautam Budh Nagar, U.P., India | BHC-XXXX | Klasa IIa | Kit per perqendrimin e gjakut per procedurat kardio-kirurgjikale | Produkte per institucione te kujdesit shendetesor
15016 | Heart Lung Pack (Heart Lung Pack) - Brand: PerfX | BIOMETRIC ALBANIA | 2023-09-18T00:00:00.000+02:00 | BL Lifesciences Pvt. Ltd. - Adresa: 28-D, Sector 31, Ecotech I, Greater Noida, Gautam Budh Nagar, U.P., India | BHL-XXXX | Klasa IIa | Sisteme te nderlidhjes Extrakoporale per Karidokirurgji | Produkte per institucione te kujdesit shendetesor
14962 | ORSS454_H01~H85 ORSS554_H01~H85 ORSS654_H01~H85 ORSS455_H01~H85 ORSS555_H01~H85 ORSS655_H01~H85 ORSS456_H01~H85 ORSS556_H01~H85 | BRIANZA DENT | 2023-09-19T00:00:00.000+02:00 | MEDIDEN Co., Ltd 50, Cheomdangwagi-ro 208beon-gil, Bulk-gu, Gwangju, Repuplic of Korea | HexORSS454_H01~H85 ORSS554_H01~H85 ORSS654_H01~H85 ORSS455_H01~H85 ORSS555_H01~H85 ORSS655_H01~H85 ORSS456_H01~H85 ORSS556_H01~H85 | Klasa IIb | Aksesor dentar , Kulte Abutment, Screw vida dentare | Pajisje dentare
| ORSS656_H01~H85, SS-01~19 SS-22~31 |  |  |  | ORSS656_H01~H85, HexSS-01~19 SS-22~31
| SS-33~64, SS-20~21 |  |  |  | SS-33~64, TorxSS-20~21
| SS-32, SB4-01~64 |  |  |  | SS-32, Healing
| SB5-01~64 SB6-01~64, AO10_H01, H11~H14, H23~H37 AO12_H01,H11~H14, H23~H37 |  |  |  | Abutment screwSB4-01~64
| AO14_H01,H11~H14, H23~H37, AO10_N01,N11~N14, N23~N37 AO12_N01,N11~N14, N23~N37 |  |  |  | SB5-01~64 SB6-01~64, HexAO10_H01, H11~H14, H23~H37 AO12_H01,H11~H14, H23~H37
| AO14_N01,N11~N14, N23~N37, BO10_H01, H11~H14, H23~H37 BO12_H01, H11~H14, H23~H37 |  |  |  | AO14_H01,H11~H14, H23~H37, Non-HexAO10_N01,N11~N14, N23~N37 AO12_N01,N11~N14, N23~N37
| BO14_H01, H11~H14, H23~H37, BO10_N01, N11~N14, N23~N37 |  |  |  | AO14_N01,N11~N14, N23~N37, HexBO10_H01, H11~H14, H23~H37 BO12_H01, H11~H14, H23~H37
| BO12_N01, N11~N14, N23~N37, BO14_N01, N11~N14, N23~N37, DO10_H01, H11~H14, H23~H37 DO12_H01, H11~H14, H23~H37 |  |  |  | BO14_H01, H11~H14, H23~H37, Non-HexBO10_N01, N11~N14, N23~N37
| DO14_H01, H11~H14, H23~H37, DO10_N01, N11~N14, N23~N37 DO12_N01, N11~N14, N23~N37 |  |  |  | BO12_N01, N11~N14, N23~N37, BO14_N01, N11~N14, N23~N37, HexDO10_H01, H11~H14, H23~H37 DO12_H01, H11~H14, H23~H37
| DO14_N01, N11~N14, N23~N37, MO10_H01, H11~H14, H23~H37 |  |  |  | DO14_H01, H11~H14, H23~H37, Non-HexDO10_N01, N11~N14, N23~N37 DO12_N01, N11~N14, N23~N37
| MO12_H01, H11~H14, H23~H37 MO14_H01, H11~H14, H23~H37, MO10_N01, N11~N14, N23~N37 MO12_N01, N11~N14, N23~N37 |  |  |  | DO14_N01, N11~N14, N23~N37, HexMO10_H01, H11~H14, H23~H37
| MO14_N01, N11~N14, N23~N37, TO10_H01, H11~H14, H23~H37 |  |  |  | MO12_H01, H11~H14, H23~H37 MO14_H01, H11~H14, H23~H37, Non-HexMO10_N01, N11~N14, N23~N37 MO12_N01, N11~N14, N23~N37
| TO12_H01, H11~H14, H23~H37 TO14_H01, H11~H14, H23~H37, TO10_N01, N11~N14, N23~N37 |  |  |  | MO14_N01, N11~N14, N23~N37, HexTO10_H01, H11~H14, H23~H37
| TO12_N01, N11~N14, N23~N37 TO14_N01, N11~N14, N23~N37, FO1010_H01, H11~H14, H23~H37 FO1210_H01, H11~H14, H23~H37 |  |  |  | TO12_H01, H11~H14, H23~H37 TO14_H01, H11~H14, H23~H37, Non-HexTO10_N01, N11~N14, N23~N37
| FO1410_H01, H11~H14, H23~H37, FO1010_N01, N11~N14, N23~N37 |  |  |  | TO12_N01, N11~N14, N23~N37 TO14_N01, N11~N14, N23~N37, HexFO1010_H01, H11~H14, H23~H37 FO1210_H01, H11~H14, H23~H37
| FO1210_N01, N11~N14, N23~N37 FO1410_N01, N11~N14, N23~N37, FO1012_H01, H11~H14, H23~H37 |  |  |  | FO1410_H01, H11~H14, H23~H37, Non-HexFO1010_N01, N11~N14, N23~N37
| FO1212_H01, H11~H14, H23~H37 FO1412_H01, H11~H14, H23~H37, FO1012_N01, N11~N14, N23~N37 FO1212_N01, N11~N14, N23~N37 |  |  |  | FO1210_N01, N11~N14, N23~N37 FO1410_N01, N11~N14, N23~N37, HexFO1012_H01, H11~H14, H23~H37
| FO1412_N01, N11~N14, N23~N37, FO1016_H01, H11~H14, H23~H37 FO1216_H01, H11~H14, H23~H37 |  |  |  | FO1212_H01, H11~H14, H23~H37 FO1412_H01, H11~H14, H23~H37, Non-HexFO1012_N01, N11~N14, N23~N37 FO1212_N01, N11~N14, N23~N37
| FO1416_H01, H11~H14, H23~H37, FO1016_N01, N11~N14, N23~N37 FO1216_N01, N11~N14, N23~N37 |  |  |  | FO1412_N01, N11~N14, N23~N37, HexFO1016_H01, H11~H14, H23~H37 FO1216_H01, H11~H14, H23~H37
| FO1416_N01, N11~N14, N23~N37, FO1017_H01, H11~H14, H23~H37 FO1217_H01, H11~H14, H23~H37 |  |  |  | FO1416_H01, H11~H14, H23~H37, Non-HexFO1016_N01, N11~N14, N23~N37 FO1216_N01, N11~N14, N23~N37
| FO1417_H01, H11~H14, H23~H37, FO1017_N01, N11~N14, N23~N37 FO1217_N01, N11~N14, N23~N37 |  |  |  | FO1416_N01, N11~N14, N23~N37, HexFO1017_H01, H11~H14, H23~H37 FO1217_H01, H11~H14, H23~H37
| FO1417_N01, N11~N14, N23~N37, FO1018_H01, H11~H14, H23~H37 |  |  |  | FO1417_H01, H11~H14, H23~H37, Non-HexFO1017_N01, N11~N14, N23~N37 FO1217_N01, N11~N14, N23~N37
| FO1218_H01, H11~H14, H23~H37, FO1418_H01, H11~H14, H23~H37, FO1018_N01, N11~N14, N23~N37 FO1218_N01, N11~N14, N23~N37 |  |  |  | FO1417_N01, N11~N14, N23~N37, HexFO1018_H01, H11~H14, H23~H37
| FO1418_N01, N11~N14, N23~N37, SLSO45_H01, H11~H14, H23~H37 SLSO55_H01, H11~H14, H23~H37 |  |  |  | FO1218_H01, H11~H14, H23~H37, FO1418_H01, H11~H14, H23~H37, Non-HexFO1018_N01, N11~N14, N23~N37 FO1218_N01, N11~N14, N23~N37
| SLSO65_H01, H11~H14, H23~H37, SLSO45_N01, N11~N14, N23~N37 |  |  |  | FO1418_N01, N11~N14, N23~N37, HexSLSO45_H01, H11~H14, H23~H37 SLSO55_H01, H11~H14, H23~H37
| SLSO55_N01, N11~N14, N23~N37 SLSO65_N01, N11~N14, N23~N37, BLLO45_H01, H11~H14, H23~H37 BLLO55_H01, H11~H14, H23~H37 |  |  |  | SLSO65_H01, H11~H14, H23~H37, Non-HexSLSO45_N01, N11~N14, N23~N37
| BLLO65_H01, H11~H14, H23~H37, BLLO45_N01, N11~N14, N23~N37 |  |  |  | SLSO55_N01, N11~N14, N23~N37 SLSO65_N01, N11~N14, N23~N37, HexBLLO45_H01, H11~H14, H23~H37 BLLO55_H01, H11~H14, H23~H37
| BLLO55_N01, N11~N14, N23~N37 BLLO65_N01, N11~N14, N23~N37, EXO15445_H01, H11~H14, H23~H37 EXO15450_H01, H11~H14, H23~H37 EXO15455_H01, H11~H14, H23~H37 |  |  |  | BLLO65_H01, H11~H14, H23~H37, Non-HexBLLO45_N01, N11~N14, N23~N37
| EXO15460_H01, H11~H14, H23~H37, EXO2445_H01, H11~H14, H23~H37 EXO2450_H01, H11~H14, H23~H37 EXO2455_H01, H11~H14, H23~H37 |  |  |  | BLLO55_N01, N11~N14, N23~N37 BLLO65_N01, N11~N14, N23~N37, HexEXO15445_H01, H11~H14, H23~H37 EXO15450_H01, H11~H14, H23~H37 EXO15455_H01, H11~H14, H23~H37
| EXO2460_H01, H11~H14, H23~H37, EXO3445_H01, H11~H14, H23~H37 EXO3450_H01, H11~H14, H23~H37 EXO3455_H01, H11~H14, H23~H37 |  |  |  | EXO15460_H01, H11~H14, H23~H37, EXO2445_H01, H11~H14, H23~H37 EXO2450_H01, H11~H14, H23~H37 EXO2455_H01, H11~H14, H23~H37
| EXO3460_H01, H11~H14, H23~H37, EXO15545_H01, H11~H14, H23~H37 EXO15550_H01, H11~H14, H23~H37 EXO15555_H01, H11~H14, H23~H37 |  |  |  | EXO2460_H01, H11~H14, H23~H37, EXO3445_H01, H11~H14, H23~H37 EXO3450_H01, H11~H14, H23~H37 EXO3455_H01, H11~H14, H23~H37
| EXO15560_H01, H11~H14, H23~H37, EXO2545_H01, H11~H14, H23~H37 EXO2550_H01, H11~H14, H23~H37 EXO2555_H01, H11~H14, H23~H37 |  |  |  | EXO3460_H01, H11~H14, H23~H37, EXO15545_H01, H11~H14, H23~H37 EXO15550_H01, H11~H14, H23~H37 EXO15555_H01, H11~H14, H23~H37
| EXO2560_H01, H11~H14, H23~H37, EXO3545_H01, H11~H14, H23~H37 EXO3550_H01, H11~H14, H23~H37 EXO3555_H01, H11~H14, H23~H37 |  |  |  | EXO15560_H01, H11~H14, H23~H37, EXO2545_H01, H11~H14, H23~H37 EXO2550_H01, H11~H14, H23~H37 EXO2555_H01, H11~H14, H23~H37
| EXO3560_H01, H11~H14, H23~H37, EXO15445_N01, N11~N14, N23~N37 EXO15450_N01, N11~N14, N23~N37 EXO15455_N01, N11~N14, N23~N37 |  |  |  | EXO2560_H01, H11~H14, H23~H37, EXO3545_H01, H11~H14, H23~H37 EXO3550_H01, H11~H14, H23~H37 EXO3555_H01, H11~H14, H23~H37
| EXO15460_N01, N11~N14, N23~N37, EXO2445_N01, N11~N14, N23~N37 EXO2450_N01, N11~N14, N23~N37 EXO2455_N01, N11~N14, N23~N37 |  |  |  | EXO3560_H01, H11~H14, H23~H37, Non-HexEXO15445_N01, N11~N14, N23~N37 EXO15450_N01, N11~N14, N23~N37 EXO15455_N01, N11~N14, N23~N37
| EXO2460_N01, N11~N14, N23~N37, EXO3445_N01, N11~N14, N23~N37 EXO3450_N01, N11~N14, N23~N37 EXO3455_N01, N11~N14, N23~N37 |  |  |  | EXO15460_N01, N11~N14, N23~N37, EXO2445_N01, N11~N14, N23~N37 EXO2450_N01, N11~N14, N23~N37 EXO2455_N01, N11~N14, N23~N37
| EXO3460_N01, N11~N14, N23~N37, EXO15545_N01, N11~N14, N23~N37 EXO15550_N01, N11~N14, N23~N37 EXO15555_N01, N11~N14, N23~N37 |  |  |  | EXO2460_N01, N11~N14, N23~N37, EXO3445_N01, N11~N14, N23~N37 EXO3450_N01, N11~N14, N23~N37 EXO3455_N01, N11~N14, N23~N37
| EXO15560_N01, N11~N14, N23~N37, EXO2545_N01, N11~N14, N23~N37 EXO2550_N01, N11~N14, N23~N37 EXO2555_N01, N11~N14, N23~N37 |  |  |  | EXO3460_N01, N11~N14, N23~N37, EXO15545_N01, N11~N14, N23~N37 EXO15550_N01, N11~N14, N23~N37 EXO15555_N01, N11~N14, N23~N37
| EXO2560_N01, N11~N14, N23~N37, EXO3545_N01, N11~N14, N23~N37 EXO3550_N01, N11~N14, N23~N37 EXO3555_N01, N11~N14, N23~N37 |  |  |  | EXO15560_N01, N11~N14, N23~N37, EXO2545_N01, N11~N14, N23~N37 EXO2550_N01, N11~N14, N23~N37 EXO2555_N01, N11~N14, N23~N37
| EXO3560_N01, N11~N14, N23~N37, AGEO15445_H01, H11~H14, H23~H37 AGEO15450_H01, H11~H14, H23~H37 AGEO15455_H01, H11~H14, H23~H37 |  |  |  | EXO2560_N01, N11~N14, N23~
AGEO15460_H01, H11~H14, H23~H37, AGEO2445_H01, H11~H14, H23~H37 AGEO2450_H01, H11~H14, H23~H37 AGEO2455_H01, H11~H14, H23~H37
AGEO2460_H01, H11~H14, H23~H37, AGEO3445_H01, H11~H14, H23~H37 AGEO3450_H01, H11~H14, H23~H37 AGEO3455_H01, H11~H14, H23~H37
AGEO3460_H01, H11~H14, H23~H37, AGEO15545_H01, H11~H14, H23~H37 AGEO15550_H01, H11~H14, H23~H37 AGEO15555_H01, H11~H14, H23~H37
AGEO15560_H01, H11~H14, H23~H37, AGEO2545_H01, H11~H14, H23~H37 AGEO2550_H01, H11~H14, H23~H37 AGEO2555_H01, H11~H14, H23~H37
AGEO2560_H01, H11~H14, H23~H37, AGEO3545_H01, H11~H14, H23~H37 AGEO3550_H01, H11~H14, H23~H37 AGEO3555_H01, H11~H14, H23~H37
AGEO3560_H01, H11~H14, H23~H37, AGEO15445_N01, N11~N14, N23~N37 AGEO15450_N01, N11~N14, N23~N37 AGEO15455_N01, N11~N14, N23~N37
AGEO15460_N01, N11~N14, N23~N37, AGEO2445_N01, N11~N14, N23~N37 AGEO2450_N01, N11~N14, N23~N37 AGEO2455_N01, N11~N14, N23~N37
AGEO2460_N01, N11~N14, N23~N37, AGEO3445_N01, N11~N14, N23~N37 AGEO3450_N01, N11~N14, N23~N37 AGEO3455_N01, N11~N14, N23~N37
AGEO3460_N01, N11~N14, N23~N37, AGEO15545_N01, N11~N14, N23~N37 AGEO15550_N01, N11~N14, N23~N37 AGEO15555_N01, N11~N14, N23~N37
AGEO15560_N01, N11~N14, N23~N37, AGEO2545_N01, N11~N14, N23~N37 AGEO2550_N01, N11~N14, N23~N37 AGEO2555_N01, N11~N14, N23~N37
AGEO2560_N01, N11~N14, N23~N37, AGEO3545_N01, N11~N14, N23~N37 AGEO3550_N01, N11~N14, N23~N37 AGEO3555_N01, N11~N14, N23~N37
AGEO3560_N01, N11~N14, N23~N37, ORSO454_H01, H11~H14, H23~H37 ORSO554_H01, H11~H14, H23~H37 ORSO654_H01, H11~H14, H23~H37 ORSO455_H01, H11~H14, H23~H37 ORSO555_H01, H11~H14, H23~H37 ORSO655_H01, H11~H14, H23~H37 ORSO456_H01, H11~H14, H23~H37 ORSO556_H01, H11~H14, H23~H37
ORSO656_H01, H11~H14, H23~H37, SO-01~07, SO-09~13, SO-08, SO4-1, SO4-3~13 SO5-1, SO5-3~13
SO6-1,SO6-3~13, AE10_H01~H05, H13~H30 AE12_H01~H05, H13~H30
AE14_H01~H05, H13~H30, AE10_N01~N05, N13~N30
AE12_N01~N05, N13~N30, AE14_N01~N05, N13~N30, DE10_H01~H05, H13~H30 DE12_H01~H05, H13~H30
DE14_H01~H05, H13~H30, DE10_N01~N05, N13~N30 DE12_N01~N05, N13~N30
DE14_N01~N05, N13~N30, ME10_H01~H05, H13~H30
ME12_H01~H05, H13~H30 ME14_H01~H05, H13~H30, ME10_N01~N05, N13~N30 ME12_N01~N05, N13~N30
ME14_N01~N05, N13~N30, TE10_H01~H05, H13~H30
TE12_H01~H05, H13~H30 TE14_H01~H05, H13~H30, TE10_N01~N05, N13~N30
TE12_N01~N05, N13~N30 TE14_N01~N05, N13~N30, BE10_H01~H05, H13~H30 BE12_H01~H05, H13~H30
BE14_H01~H05, H13~H30, BE10_N01~N05, N13~N30
BE12_N01~N05, N13~N30 BE14_N01~N05, N13~N30, FO1010_H01~H05, H13~H30
FO1210_H01~H05, H13~H30 FO1410_H01~H05, H13~H30, FO1010_N01~N05, N13~N30 FO1210_N01~N05, N13~N30
FO1410_N01~N05, N13~N30, FO1012_H01~H05, H13~H30 FO1212_H01~H05, H13~H30
FO1412_H01~H05, H13~H30, FO1012_N01~N05, N13~N30 FO1212_N01~N05, N13~N30
FO1412_N01~N05, N13~N30, FO1016_H01~H05, H13~H30 FO1216_H01~H05, H13~H30
FO1416_H01~H05, H13~H30, FO1016_N01~N05, N13~N30 FO1216_N01~N05, N13~N30
FO1416_N01~N05, N13~N30, FO1017_H01~H05, H13~H30
FO1217_H01~H05, H13~H30, FO1417_H01~H05, H13~H30, FO1017_N01~N05, N13~N30 FO1217_N01~N05, N13~N30
FO1417_N01~N05, N13~N30, FO1018_H01~H05, H13~H30 FO1218_H01~H05, H13~H30
FO1418_H01~H05, H13~H30, FO1018_N01~N05, N13~N30
FO1218_N01~N05, N13~N30 FO1418_N01~N05, N13~N30, SLSE45_H01~H05, H13~H30 SLSE55_H01~H05, H13~H30
SLSE65_H01~H05, H13~H30, SLSE45_N01~N05, N13~N30
SLSE55_N01~N05, N13~N30 SLSE65_N01~N05, N13~N30, BLLE45_H01~H05, H13~H30
BLLE55_H01~H05, H13~H30 BLLE65_H01~H05, H13~H30, BLLE45_N01~N05, N13~N30 BLLE55_N01~N05, N13~N30
BLLE65_N01~N05, N13~N30, EXE15445_H01~H05, H13~H30 EXE15450_H01~H05, H13~H30 EXE15455_H01~H05, H13~H30
EXE15460_H01~H05, H13~H30, EXE2445_H01~H05, H13~H30 EXE2450_H01~H05, H13~H30 EXE2455_H01~H05, H13~H30
EXE2460_H01~H05, H13~H30, EXE3445_H01~H05, H13~H30 EXE3450_H01~H05, H13~H30 EXE3455_H01~H05, H13~H30
EXE3460_H01~H05, H13~H30, EXE15545_H01~H05, H13~H30 EXE15550_H01~H05, H13~H30 EXE15555_H01~H05, H13~H30
EXE15560_H01~H05, H13~H30, EXE2545_H01~H05, H13~H30 EXE2550_H01~H05, H13~H30 EXE2555_H01~H05, H13~H30
EXE2560_H01~H05, H13~H30, EXE3545_H01~H05, H13~H30
EXE3550_H01~H05, H13~H30, EXE3555_H01~H05, H13~H30
EXE3560_H01~H05, H13~H30, EXE15445_N01~N05, N13~N30 EXE15450_N01~N05, N13~N30 EXE15455_N01~N05, N13~N30
EXE15460_N01~N05, N13~N30, EXE2445_N01~N05, N13~N30 EXE2450_N01~N05, N13~N30 EXE2455_N01~N05, N13~N30
EXE2460_N01~N05, N13~N30, EXE3445_N01~N05, N13~N30 EXE3450_N01~N05, N13~N30 EXE3455_N01~N05, N13~N30
EXE3460_N01~N05, N13~N30, EXE15545_N01~N05, N13~N30 EXE15550_N01~N05, N13~N30 EXE15555_N01~N05, N13~N30
EXE15560_N01~N05, N13~N30, EXE2545_N01~N05, N13~N30 EXE2550_N01~N05, N13~N30 EXE2555_N01~N05, N13~N30
EXE2560_N01~N05, N13~N30, EXE3545_N01~N05, N13~N30 EXE3550_N01~N05, N13~N30 EXE3555_N01~N05, N13~N30
EXE3560_N01~N05, N13~N30, AGEE15445_H01~H05, H13~H30 AGEE15450_H01~H05, H13~H30 AGEE15455_H01~H05, H13~H30
AGEE15460_H01~H05, H13~H30, AGEE2445_H01~H05, H13~H30 AGEE2450_H01~H05, H13~H30 AGEE2455_H01~H05, H13~H30
AGEE2460_H01~H05, H13~H30, AGEE3445_H01~H05, H13~H30 AGEE3450_H01~H05, H13~H30 AGEE3455_H01~H05, H13~H30
AGEE3460_H01~H05, H13~H30, AGEE15545_H01~H05, H13~H30 AGEE15550_H01~H05, H13~H30 AGEE15555_H01~H05, H13~H30
AGEE15560_H01~H05, H13~H30, AGEE2545_H01~H05, H13~H30
AGEE2550_H01~H05, H13~H30, AGEE2555_H01~H05, H13~H30
AGEE2560_H01~H05, H13~H30, AGEE3545_H01~H05, H13~H30 AGEE3550_H01~H05, H13~H30 AGEE3555_H01~H05, H13~H30
AGEE3560_H01~H05, H13~H30, AGEE15445_N01~N05, N13~N30 AGEE15450_N01~N05, N13~N30 AGEE15455_N01~N05, N13~N30
AGEE15460_N01~N05, N13~N30, AGEE2445_N01~N05, N13~N30 AGEE2450_N01~N05, N13~N30 AGEE2455_N01~N05, N13~N30
AGEE2460_N01~N05, N13~N30, AGEE3445_N01~N05, N13~N30 AGEE3450_N01~N05, N13~N30 AGEE3455_N01~N05, N13~N30
AGEE3460_N01~N05, N13~N30, AGEE15545_N01~N05, N13~N30 AGEE15550_N01~N05, N13~N30 AGEE15555_N01~N05, N13~N30
AGEE15560_N01~N05, N13~N30, AGEE2545_N01~N05, N13~N30 AGEE2550_N01~N05, N13~N30 AGEE2555_N01~N05, N13~N30
AGEE2560_N01~N05, N13~N30, AGEE3545_N01~N05, N13~N30 AGEE3550_N01~N05, N13~N30 AGEE3555_N01~N05, N13~N30
AGEE3560_N01~N05, N13~N30, ORSE454_H01~H05, H13~H30 ORSE554_H01~H05, H13~H30 ORSE654_H01~H05, H13~H30 ORSE455_H01~H05, H13~H30 ORSE555_H01~H05, H13~H30 ORSE655_H01~H05, H13~H30 ORSE456_H01~H05, H13~H30 ORSE556_H01~H05, H13~H30
ORSE656_H01~H05, H13~H30, EM-S1~S4, SE-01~07, SE-09~10, E-N6~N8, SE-08, ETS-01, EM4-S1, ER4-S3, EW4-S4
SE4-01~10, E4-N6~N8, EM5-S1, ER5-S3, EW5-S4 SE5-01~10, E5-N6~N8 EM6-S1, ER6-S3, EW6-S4
SE6-01~10, E6-N6~N8, MULTI UNIT ABUTMENT STMUSA4810, MULTI UNIT ABUTMENT STMUAA174810HS, MULTI UNIT ABUTMENT STMUAA304810HS, MULTI UNIT ABUTMENT STMUAA174810NS, MULTI UNIT ABUTMENT STMUAA304810NS, MULTI UNIT ABUTMENT STMUSA4820 , MULTI UNIT ABUTMENT STMUAA174820HS, MULTI UNIT ABUTMENT STMUAA304820HS, MULTI UNIT ABUTMENT STMUAA304820NS, MULTI UNIT ABUTMENT STMUSA4830, MULTI UNIT ABUTMENT STMUAA174830HS, MULTI UNIT ABUTMENT STMUAA304830HS, MULTI UNIT ABUTMENT STMUAA174830NS, MULTI UNIT ABUTMENT STMUAA304830NS, MULTI UNIT ABUTMENT STMUSA4840, MULTI UNIT ABUTMENT STMUAA174840NS, MULTI UNIT ABUTMENT STMUAA304840NS, MULTI UNIT ABUTMENT STMUAA174840HS, MULTI UNIT ABUTMENT STMUAA304840HS, STRAUMAN BLX STMUSA4810, STMUAA174810HS, STMUAA304810HS, ZIMMER CONNECTION STMUSA4810, STMUAA174810HS, STMUAA304810HS, PA12-H-68-1, TITANIUM ANDODIZER, S-68-1, AS10_H01~H85
AS12_H01~H85 AS14_H01~H85, AS10_N01~N38 AS12_N01~N85
AS14_N01~N85, BS10_H01~H85 BS12_H01~H85
BS14_H01~H85, BS10_N01~N85 BS12_N01~N85
BS14_N01~N85, DS10_H01~H85
DS12_H01~H85 DS14_H01~H85, ㄴDS10_N01~N85
DS12_N01~N85
DS14_N01~N85, MS10_H01~H85 MS12_H01~H85
MS14_H01~H85, MS10_N01~N85 MS12_N01~N85
MS14_N01~N85, TS10_H01~H85
TS12_H01~H85 TS14_H01~H85, TS10_N01~N85
TS12_N01~N85 TS14_N01~N85, FS1010_H01~H85 FS1210_H01~H85
FS1410_H01~H85, FS1010_N01~N85 FS1210_N01~N85
FS1410_N01~N85, FS1012_H01~H85 FS1212_H01~H85
FS1412_H01~H85, FS1012_N01~N85 FS1212_N01~N85
FS1412_N01~N85, FS1016_H01~H85 FS1216_H01~H85
FS1416_H01~H85, FS1016_N01~N85
FS1216_N01~N85 FS1416_N01~N85, FS1017_H01~H85 FS1217_H01~H85
FS1417_H01~H85, FS1017_N01~N85 FS1217_N01~N85
FS1417_N01~N85, FS1018_H01~H85 FS1218_H01~H85
FS1418_H01~H85, FS1018_N01~N85
FS1218_N01~N85 FS1418_N01~N85, IS35_H01~H86 IS40_H01~H86 IS45_H01~H86 IS50_H01~H86 IS55_H01~H86 IS60_H01~H86 IS65_H01~H86 IS70_H01~H86
IS73_H01~H86, IS35_N01~N86 IS40_N01~N86 IS45_N01~N86 IS50_N01~N86 IS55_N01~N86 IS60_N01~N86 IS65_N01~N86 IS70_N01~N86
IS73_N01~N86, SLSS45_H01~H85 SLSS55_H01~H85
SLSS65_H01~H85, SLSS45_N01~N85 SLSS55_N01~N85
SLSS65_N01~N85, BLLS45_H01~H85
BLLS55_H01~H85, BLLS65_H01~H85, BLLS45_N01~N85 BLLS55_N01~N85
BLLS65_N01~N85, EXS15445_H01~H85 EXS15450_H01~H85 EXS15455_H01~H85 EXS15460_H01~H85, EXS2445_H01~H85 EXS2450_H01~H85 EXS2455_H01~H85
EXS2460_H01~H85, EXS3445_H01~H85 EXS3450_H01~H85 EXS3455_H01~H85
EXS3460_H01~H85, EXS15545_H01~H85 EXS15550_H01~H85 EXS15555_H01~H85
EXS15560_H01~H85, EXS2545_H01~H85 EXS2550_H01~H85 EXS2555_H01~H85
EXS2560_H01~H85, EXS3545_H01~H85 EXS3550_H01~H85 EXS3555_H01~H85 EXS3560_H01~H85, EXS15445_N01~N85 EXS15450_N01~N85 EXS15455_N01~N85
EXS15460_N01~N85, EXS2445_N01~N85 EXS2450_N01~N85 EXS2455_N01~N85
EXS2460_N01~N85, EXS3445_N01~N85 EXS3450_N01~N85 EXS3455_N01~N85
EXS3460_N01~N85, EXS15545_N01~N85 EXS15550_N01~N85, EXS15555_N01~N85
EXS15560_N01~N85, EXS2545_N01~N85 EXS2550_N01~N85 EXS2555_N01~N85
EXS2560_N01~N85, EXS3545_N01~N85 EXS3550_N01~N85 EXS3555_N01~N85 EXS3560_N01~N85, AGES15445_H01~H85 AGES15450_H01~H85 AGES15455_H01~H85
AGES15460_H01~H85, AGES2445_H01~H85 AGES2450_H01~H85 AGES2455_H01~H85
AGES2460_H01~H85, AGES3445_H01~H85 AGES3450_H01~H85 AGES3455_H01~H85
AGES3460_H01~H85, AGES15545_H01~H85 AGES15550_H01~H85 AGES15555_H01~H85
AGES15560_H01~H85, AGES2545_H01~H85 AGES2550_H01~H85 AGES2555_H01~H85
AGES2560_H01~H85, AGES3545_H01~H85 AGES3550_H01~H85 AGES3555_H01~H85
AGES3560_H01~H85, AGES15445_N01~N85 AGES15450_N01~N85 AGES15455_N01~N85
AGES15460_N01~N85, AGES2445_N01~N85 AGES2450_N01~N85 AGES2455_N01~N85
AGES2460_N01~N85, AGES3445_N01~N85, AGES3450_N01~N85 AGES3455_N01~N85
AGES3460_N01~N85, AGES15545_N01~N85 AGES15550_N01~N85 AGES15555_N01~N85
AGES15560_N01~N85, AGES2545_N01~N85 AGES2550_N01~N85 AGES2555_N01~N85
AGES2560_N01~N85, AGES3545_N01~N85 AGES3550_N01~N85 AGES3555_N01~N85
AGES3560_N01~N85
15075 | Cetilar, non sterile, Cetilar crema, non sterile, Oleovital Cetilar, non sterile | ALB-GLOBAL PHARMA | 2023-09-20T00:00:00.000+02:00 | Pharmanutra S.P.A, Via delle Lenze, n. 216/b-56122, Pisa Italia | PH30, PH47, FK07 | Klasa IIa | Garze adezive me permbajtje te Acideve yndyrore te esterifikuar, qe lehteson dhimbjen muskulare dhe permireson funksionimin e muskujve., Krem me permbajtje 7.5% Acide yndyrore te cetiluara , per perdorim te jashtem qe ndihmon ne mirefunksionimin e muskujve dhe artikulacioneve, Garze me ngjitje me permbajtje Te Acideve yndyrore te esterifikuar, per efekt te lokalizuar , ngjitet ne lekure dhe ndihmon ne mirefunksionimin e muskujve ne ate zone . | Tjeter
15017 | spider screw accessories and components Drill Ø mm 5,5 x 8,0 mm in POM, spider screw accessories and components Drill Ø mm 4,0 x 4,0 mm in Acciaio Inox, spider screw accessories and components Drill Ø mm 5,5 x 6,0 mm in Acciaio Inox, spider screw accessories and components Drill Ø mm 3,8 x 5,0 mm in Acciaio Inox, spider screw accessories and components Mesial tube with hook (1 PKG=2 PCS), spider screw accessories and components Mesial tube without hook (1 PKG=2 PCS), spider screw accessories and components Reverse tube without hook (1 PKG=2PCS), spider screw accessories and components Reverse tube with hook (1 PKG=2PCS), spider screw accessories and components Wire support ring (1 PKG=2 PCS), spider screw accessories and components Plate (1 PKG= 1 plate +2 screws), spider screw accessories and components Plate with fire, spider screw accessories and components Spring stop (1PKG= 2 PCS), spider screw accessories and components Spring stop with hook (1PKG= 2 PCS), spider screw accessories and components Spring NITI 500gr (PKGCF=2PCS), spider screw accessories and components Abutment fixation screw (1 PKG=2PCS), spider screw accessories and components Ring and plate fixation screw (1 PKG=2PCS) | MEDIK LINE STEWART | 2023-09-19T00:00:00.000+02:00 | HDC srl, via Dei Mestieri 5/7. 36016 Thiene Italy | PMA-5008, PMA-4050R, PMA-5006R, PMA-3850, TUB-1001, TUB-1003, TUB-1022, TUB-1023, PSRP-1001N, PSRP-2001N, PSRP-2005N, STT-3016, STT-3016G, SRP-3850, VRS-1645Q, VRS-1650Q | Klasa IIa | Freze merimange me Ø 5,5 x 8,0 mm in POM, Freze merimange me Ø 4,0 x 4,0 mm Celiku me Inox, Freze merimange me Ø 5,5 x 6,0 mm Celiku me Inox, Freze merimange me Ø 3,8 x 5,0 mm Celiku me Inox, Tub mesial me grep (1 PKG=2 PCS), Tub mesial pa grep (1 PKG=2 PCS), Tub I kthyeshem pa grep (1 PKG=2PCS), Tub i kthyeshem me grep (1 PKG=2PCS), Unaze teli mbeshtetese (1 PKG=2 PCS), Pllake (1 PKG= 1 pllake +2 vida), Pllake me zjarr, Ndalese suste (1PKG= 2 PCS), Ndalese suste me grep (1PKG= 2 PCS), Suste NI-TI 500gr (PKGCF=2PCS), Vide mbeshtetese fiksimi (1 PKG=2PCS), Vide fiksuese per forme pllake dhe unaze (1 PKG=2PCS) | Pajisje te implantueshme jo aktive
15000 | MISTRAL CARDIOPLEGIA HEAT EXCHANGER | BIOMETRIC ALBANIA | 2023-09-19T00:00:00.000+02:00 | EUROSETS S.r.l. - Strada Statale 12, 143; 41036 Medolla (Modena) ITALY | EU5009, EU5027 | Klasa IIa | Ftohes per Kardioplegji | Produkte per institucione te kujdesit shendetesor
15018 | Neonatal IRT FEIA | GENIUS SHPK | 2023-09-20T00:00:00.000+02:00 | Labsystems Diagnostics Oy - Tiilitie 3, 01720 Vantaa Finland | 6199830.6199831.6199832 | In vitro | Reagent diagnostifikues in vitro I destinuar per percaktimin sasior te tripsinogjenit te imunoreaktiv te njeriut (IRT) nga mostra te gjakut te thare mbi leter filtruese si nje test primar per skanimin e foshnjave per fibrozen cistike (CF). | Pajisje te diagnostifikimit in vitro
15019 | Neonatal 17-OH-Progesterone FEIA | GENIUS SHPK | 2023-09-20T00:00:00.000+02:00 | Labsystems Diagnostics Oy - Tiilitie 3, 01720 Vantaa Finland | 6199870.6199871.6199872 | In vitro | Reagent diagnostifikues in vitro I destinuar per percaktimin sasior te hormonit te 17 a-hydroxyprogresterone , me detektim fluorometrik, ne mostra te gjakut te thare mbi leter filtruese si nje test primar per diagnostifikim e crregullimeve gjenetike te trasheguara qe ndikojne ne mirfunksionimin e gjendrave qe prodhojne kortizolin. | Pajisje te diagnostifikimit in vitro
15042 | Neonatal hTSH FEIA Plus | GENIUS SHPK | 2023-09-20T00:00:00.000+02:00 | Labsystems Diagnostics Oy - Tiilitie 3, 01720 Vantaa Finland | 6199880.6199882.6199883 | In vitro | Reagent diagnostifikues in vitro I destinuar per percaktimin sasior te hormonit te stimulimit te tiroideve te njeriut (hTSH, tirotropina humane) me detektim fluorometrik, ne mostra te gjakut te thare mbi leter filtruese si nje test primar per skanimin e foshnjave per hipotiroidizmin kongjenital (CH). | Pajisje te diagnostifikimit in vitro
15043 | Orthodontic Screws Neck Ø mm 1,5 x 10,0 mm, Orthodontic Screws Neck Ø mm 1,5 X 6,5 mm, Orthodontic Screws Long Neck Ø mm 1,5 X 8,0 mm, Orthodontic Screws Long Neck Ø mm 1,5 x 10,0 mm, Orthodontic Screws Short Neck Ø mm 1,9 X 6,0 mm, Orthodontic Screws Short Neck Ø mm 1,9 X 9,0 mm, Orthodontic Screws Neck Ø mm 1,9 x 11,0 mm, Orthodontic Screws Long Neck Ø mm 1,9 X 6,0 mm, Orthodontic Screws Neck Ø mm 1,9 X 7,0 mm, Orthodontic Screws Long Neck Ø mm 1,9 X 9,0 mm, Orthodontic Screws Long Neck Ø mm 1,9 x 11,0 mm, Orthodontic Screws Ø mm 2,0 X 7,0 mm, Orthodontic Screws Ø mm 2,0 X 9,0 mm, Orthodontic Screws Ø mm 2,0 x 11,0 mm, Orthodontic Screws Ø mm 2,0 x 13,0 mm, Orthodontic Screws Ø mm 2,0 x 15,0 mm, Orthodontic Screws Ø mm 2,0 X 6,0 mm, Orthodontic Screws Ø mm 2,0 X 8,0 mm, Orthodontic Screws Ø mm 2,0 x 10,0 mm, Orthodontic Screws Ø mm 2,0 x 12,0 mm, Orthodontic Screws Ø mm 2,0 x 8,0 mm, Orthodontic Screws Ø mm 2,0 x 9,0 mm, Orthodontic Screws Ø mm 2,0 X 10,0 mm, Orthodontic Screws Ø mm 2,0 X 11,0 mm, Orthodontic Screws Ø mm 2,0 X 12,0 mm, Orthodontic Screws Ø mm 2,0 X 13,0 mm, Orthodontic Screws Ø mm 2,0 X 14,0 mm, Orthodontic Screws Ø mm 2,0 X 15,0 mm, Orthodontic Screws Ø mm 2,3 X 7,0 mm, Orthodontic Screws Ø mm 2,3 x 8,0 mm, Orthodontic Screws Ø mm 2,3 x 9,0 mm, Orthodontic Screws Ø mm 2,3 x 10,0 mm, Orthodontic Screws Ø mm 2,3 X 11,0 mm, Orthodontic Screws Ø mm 2,3 X 12,0 mm, Orthodontic Screws Ø mm 2,3 X 13,0 mm, Orthodontic Screws Ø mm 2,3 X 14,0 mm, Orthodontic Screws Ø mm 2,3 X 15,0 mm, Orthodontic Screws Ø mm 1,5 X 6,5 mm, Orthodontic Screws Ø mm 1,5 X 8,0 mm, Orthodontic Screws Ø mm 1,5 x 10,0 mm, Orthodontic Screws Ø mm 1,9 X 6,0 mm, Orthodontic Screws Ø mm 1,9 X 7,0 mm, Orthodontic Screws Ø mm 1,9 X 9,0 mm, Orthodontic Screws Ø mm 1,9 x 11,0 mm, Orthodontic Screws 0mm 1,3 x 8 mm, Orthodontic Screws 0mm 1,3 x 10,0 mm, Orthodontic Screws Short Neck Ø mm 1,5 X 6,5 mm, Orthodontic Screws Neck Ø mm 1,5 X 8,0 mm | MEDIK LINE STEWART | 2023-09-19T00:00:00.000+02:00 | HDC srl, via Dei Mestieri 5/7. 36016 Thiene Italy | SCR-1510, SCL-1506, SCL-1508, SCL-1510, SCR-1906, SCR-1909, SCR-1907, SCR-1911, SCL-1906, SCL-1909, SCL-1907, SCL-1911, SSP-2007, SSP-2009, SSP-2011, SSP-2013, SSP-2015, SCL-2006Z, SCL-2008Z, SCL-2010Z, SCL-2012Z, SSP-2007N, SSP-2008N, SSP-2009N, SSP-2010N, SSP-2011N, SSP-2012N, SSP-2013N, SSP-2014N, SSP-2015N, SSP-2307N, SSP-2308N, SSP-2309N, SSP-2310N, SSP-2311N, SSP-2312N, SSP-2313N, SSP-2314N, SSP-2315N, SXL-1506, SXL-1508, SXL-1510, SXL-1906, SXL-1907, SXL-1909, SXL-1911, SCL-1308, SCL-1310, SCR-1506, SCR-1508 | Klasa IIb | Ortodontik Mini Implant me qafe te shkurter Ø mm 1,5 x 10,0 mm, Ortodontik Mini Implant me qafe te gjate Ø mm 1,5 X 6,5 mm, Ortodontik Mini Implant me qafe te gjate Ø mm 1,5 X 8,0 mm, Ortodontik Mini Implant me qafe te gjate Ø mm 1,5 x 10,0 mm, Ortodontik Mini Implant me qafe te shkurter Ø mm 1,9 X 6,0 mm, Ortodontik Mini Implant me qafe te shkurter Ø mm 1,9 X 7,0 mm, Ortodontik Mini Implant me qafe te shkurter Ø mm 1,9 X 9,0 mm, Ortodontik Mini Implant me qafe te shkurter Ø mm 1,9 x 11,0 mm, Ortodontik Mini Implant me qafe te gjate Ø mm 1,9 X 6,0 mm, Ortodontik MINI Implant me qafe te gjate Ø mm 1,9 X 7,0 mm, Ortodontik Mini Implant me qafe te gjate Ø mm 1,9 X 9,0 mm, Ortodontik Mini Implant me qafe te gjate Ø mm 1,9 x 11,0 mm, Ortodontik Mini Implant Ø mm 2,0 X 9,0 mm, Ortodontik Mini Implant Ø mm 2,0 x 11,0 mm, Ortodontik Mini Implant Ø mm 2,0 x 13,0 mm, Ortodontik Mini Implant Ø mm 2,0 x 15,0 mm, Ortodontik Mini Implant Ø mm 2,0 X 6,0 mm, Ortodontik Mini Implant Ø mm 2,0 X 8,0 mm, Ortodontik Mini Implant Ø mm 2,0 x 10,0 mm, Ortodontik Mini Implant Ø mm 2,0 x 12,0 mm, Ortodontik Mini Implant Ø mm 2,0 X 7,0 mm, Ortodontik Mini Implant Ø mm 2,0 x 8,0 mm, Ortodontik Mini Implant Ø mm 2,0 x 9,0 mm, Ortodontik Mini Implant Ø mm 2,0 X 10,0 mm, Ortodontik Mini Implant Ø mm 2,0 X 11,0 mm, Ortodontik Mini Implant Ø mm 2,0 X 12,0 mm, Ortodontik Mini Implant Ø mm 2,0 X 13,0 mm, Ortodontik Mini Implant Ø mm 2,0 X 14,0 mm, Ortodontik Mini Implant Ø mm 2,0 X 15,0 mm, Ortodontik Mini Implant Ø mm 2,3 X 7,0 mm, Ortodontik Mini Implant Ø mm 2,3 x 8,0 mm, Ortodontik Mini Implant Ø mm 2,3 x 9,0 mm, Ortodontik Mini Implant Ø mm 2,3 x 10,0 mm, Ortodontik Mini Implant Ø mm 2,3 X 11,0 mm, Ortodontik Mini Implant Ø mm 2,3 X 12,0 mm, Ortodontik Mini Implant Ø mm 2,3 X 13,0 mm, Ortodontik Mini Implant Ø mm 2,3 X 14,0 mm, Ortodontik Mini Implant Ø mm 2,3 X 15,0 mm, Ortodontik Mini Implant Ø mm 1,5 X 6,5 mm, Ortodontik Mini Implant Ø mm 1,5 X 8,0 mm, Ortodontik Mini Implant Ø mm 1,5 x 10,0 mm, Ortodontik Mini Implant Ø mm 1,9 X 6,0 mm, Ortodontik Mini Implant Ø mm 1,9 X 7,0 mm, Ortodontik Mini Implant Ø mm 1,9 X 9,0 mm, Ortodontik Mini Implant Ø mm 1,9 x 11,0 mm, Ortodontik Mini Implant 0mm 1,3 x 8 mm, Ortodontik Mini Implant 0mm 1,3 x 10,0 mm, Ortodontik Mini Implant me qafe te shkurter Ø mm 1,5 X 6,5 mm, Ortodontik Mini Implant me qafe te shkurter Ø mm 1,5 X 8,0 mm | Pajisje te implantueshme aktive
14861 | Driver Square mm 2,8 x 24 mm, Screwdriver body, Cross driver shaft (for DSX-1690S and Torque driver), Pick-up handle driver, Contrangle cross driver, Organizer + 8 instruments, Hexagonal driver mm 1,0 x 24 mm for abutment screw, Square driver, Drill extension, Analog, Coping Transfer, Surgical guide tube (1 PKG=2 PCS), Scanbody SHORT (1 PKG=2 PCS), Scanbody (1 PKG=2 PCS), Organizer for vestibular miniscrews + palatal, Organizer for palatal miniscrews, Organizer for palatal miniscrews + 6 instruments, Organizer for vestibular miniscrews + palatal + 13 instruments, Square mm 3,4 x 24 mm, Manual driver for screwing in self ligating insert, Organizer, Organizer + 7 instruments, Esagonale mm 2,3 x 24 mm, Organizer + 5 strumenti, TORQUE DRIVER, MANUAL CONTRANGLE | MEDIK LINE STEWART | 2023-09-19T00:00:00.000+02:00 | HDC srl, via Dei Mestieri 5/7. 36016 Thiene Vicenza Italy . | DSQ-2824, DSX-1690S, DSX-2852S, DPH-2824, DPX-2830, CSS-4000, CSS-4009, DSE-2410, ANR-4012, CTS-5000, DSQ-2507, PRL-3513, ANR-3812, CTS-6000, BGU-6050, SCB-4005, SCB-4010, CSS-7000, CSS-7001, CSS-7006, CSS-7014, DSQ-3424, DXL-2820, CSS-6000, CSS-6008, DSQ-2324, CSS-3000, CSS-3006, DST-1600, CAM-2000 | Klasa I | Kacavide katrore me Ø 2,8 x 24 mm, Trupi I kacavides, Kacavide Kryq (per DSX-1690S dhe drejtues force), Kapes per drejtues te frezave, Drejtues per kontrangel, Mbajtes, Mbajtes+ 8 instruments, Kacavide Hegzagonale me Ø 1,0 x 24 mm vide mbeshtetese, Kopjimi I Transfertes, Kacavide katrore, Zgjatues frezash, Analog, Guide kirurgjikale (1 PKG=2 PCS), Transfert e skanueshem I SHKURTER (1 PKG=2 PCS), Transfer I skanueshem (1 PKG=2 PCS), Mbajtes per mini implante vestibulare + palatal, Mbajtes per mini implante palatal, Mbajtes per mini implante palatal + 6 instrumenta, Mbajtes per mini implante vetibulare + palatal + 13 instrumenta, Kacavide katrore me Ø 3,4 x 24 mm, Drejtues manual për vidosjen në self ligating, Kacavide Egzagonal me Ø 2,3 x 24 mm, Mbajtes + 7 intrumenta, Mbajtes + 5 intrumenta, DREJTUES FORCE, KONTRANGEL MANUAL | Pajisje dentare
14963 | StrataVarius Adjustment System, Strata (II) Smart Card (Replacement), Strata NSC Smart Card (Replacement), StrataVarius Magnet(Replacement) | O.E.S DISTRIMED | 2023-09-27T00:00:00.000+02:00 | Medtronic Inc. 710 Medtronic Parkway Minneapolis, MN 55432 USA | 45806, 45807, 45808, 45809 | Klasa I | Sistemi i rregullimit te valvules Strata, perdoret ne trajtimin e simptomave te hydrocephalus,neurokirurgji | Pajisje nje perdorimeshe
15020 | Neonatal G6PD | GENIUS SHPK | 2023-09-20T00:00:00.000+02:00 | Labsystems Diagnostics Oy - Tiilitie 3, 01720 Vantaa Finland | 6199860 | In vitro | Reagent diagnostifikues in vitro I destinuar per percaktimin sasior te aktivitetit te glukoze-6-fosfat dehidrogenazes ne mostra te gjakut te thare mbi leter filtruese, me detektim fluorometrik, e destinuar per skanimin e te lindurve per mungesen e glukoze-6-fosfat dehidrogenazes. | Pajisje te diagnostifikimit in vitro
15021 | Neonatal Phenylalanine, Neonatal Phenylalanine Controls | GENIUS SHPK | 2023-09-20T00:00:00.000+02:00 | Labsystems Diagnostics Oy - Tiilitie 3, 01720 Vantaa Finland | 6199895, 6199896 and 6199897, 6190930 | In vitro | Reagent diagnostifikues in vitro I destinuar per percaktimin sasinor te fenilalanines, nga mostra te gjakut te thare mbi leter filtruese, me detektim fluorometrik, e destinuar per skanimin e te lindurve per fenilketonuri (PKU)., Reagent diagnostifikues in vitro I destinuar per kontrollin e parametrave ne instrument gjate procesit te punes per kryerjen e analizes Neonatal Phenylalanine. | Pajisje te diagnostifikimit in vitro
15076 | Digital Color Doppler Ultrasound System | O.E.S DISTRIMED | 2023-09-27T00:00:00.000+02:00 | SONOSCAPE MEDICAL CORP.Room 201 & 202, 12th Building, Shenzhen Software Park Phase II, 1 Keji Middle 2nd Road, Yuehai Subdistrict, Nanshan District, Shenzhen, 518057, Guangdong, China | X3 Exp, X3 , X3 Pro, X3 Plus, X2 Plus, X1 Exp, X1, X1 Pro | Klasa IIa | Ekografi me ultratinguj doppler me ngjyra,pajisje diagnostikuese | Produkte per institucione te kujdesit shendetesor
15079 | Digital Color Doppler Ultrasound System, Supported Probes | O.E.S DISTRIMED | 2023-09-27T00:00:00.000+02:00 | SONOSCAPE MEDICAL CORP.Room 201 & 202, 12th Building, Shenzhen Software Park Phase II, 1 Keji Middle 2nd Road, Yuehai Subdistrict, Nanshan District, Shenzhen, 518057, Guangdong, China | P60 Exp, P60 Pro, P60, P60 CV, P70T, P70S, P60S, P60 VO, P55, P55 Elite, P55S, P50T, P50 Elite, P50E, P40T, P40 Elite, P40E, P30T, P30 Elite, P30E, P25S, P22S, 3C-A, C1-6 , C1-6A, C2-9 , 12L-A, 12L-B, 13L-A , 9L-A , 18L-A , 10I2 , 4P-A, S1-5 , 7P-A , 8P1 , VE9-5 , VC6-2 , VC2-9 , 6V3 , C3-10V, 6V3A , 6V7 , EC9-5 , 6V1, BCC9-5, BCL10-5, C322, C613, 12LT-A, 12LI-A, 6CT-A, 6CI-A, CWD2.0, MPTEE, MPTEE mini, LAP7, L741, L3-9, 3P-A, 7P-B | Klasa IIa | Ekografi me ultratinguj doppler me ngjyra,pajisje diagnostikuese, Sonde per ekografi | Produkte per institucione te kujdesit shendetesor
15044 | Digital Color Doppler Ultrasound System | O.E.S DISTRIMED | 2023-09-27T00:00:00.000+02:00 | SONOSCAPE MEDICAL CORP.Room 201 &amp; 202, 12th Building, Shenzhen Software Park Phase II, 1 Keji Middle 2nd Road, Yuehai Subdistrict, Nanshan District, Shenzhen, 518057, Guangdong, China | P20, P20 Pro, P15, P22, P25, P10 Plus | Klasa IIa | Ekografi me ultratinguj doppler me ngjyra,pajisje diagnostikuese | Produkte per institucione te kujdesit shendetesor
15045 | Digital Color Doppler Ultrasound System | O.E.S DISTRIMED | 2023-09-27T00:00:00.000+02:00 | SONOSCAPE MEDICAL CORP.Room 201 & 202, 12th Building, Shenzhen Software Park Phase II, 1 Keji Middle 2nd Road, Yuehai Subdistrict, Nanshan District, Shenzhen, 518057, Guangdong, China | P12 Exp, P12 Elite, P12 Pro, R10, P9 Elite, M11, R9, R12, P12N, P11 Exp, P11 Elite, P11 Pro, R11, P11N, P10 Elite, P10N | Klasa IIa | Ekografi me ultratinguj doppler me ngjyra,pajisje diagnostikuese | Produkte per institucione te kujdesit shendetesor
15046 | Etest Gentamicin | LABOPHARMA SHPK | 2023-09-20T00:00:00.000+02:00 | Biomerieux SA 376 Chemin de l'Orme 69280 Marcy-l'Etoile France | 412368 | In vitro | Jane reagente qe perdoren ne analizen sasiore te barit Gentamicine ne gjak | Pajisje te diagnostifikimit in vitro
15022 | VITEK MS KB 3.3 | LABOPHARMA SHPK | 2023-09-20T00:00:00.000+02:00 | Biomerieux SA 376 Chemin de l'Orme 69280 Marcy-l'Etoile France | 424203 | In vitro | Jane software te aparatit analizues diagnostikues VITEK MS qe perdoret per procesimin e mostrave te gjakut ne laborator | Pajisje te diagnostifikimit in vitro
15023 | TOM 100 HF-Gerät 100W, bipol. Koagulation und Schnit inkl. Fußschalter 220V, TOM 100 HF-Gerät 100W, bipol. Koagulation und Schnit inkl. Fußschalter 110V, TEKNO TOM 411, HF-GERÄT, 400 WATT, TEKNO TOM 211, HF-GERÄT, 200 WATT, TEKNO TOM 412, HF-GERÄT, 400 WATT, TEKNO TOM 212, HF-GERÄT, 200 WATT, TEKNO TOM 412A, HF-GERÄT, 400 WATT MIT INTEGRIERTEM ARGON MODUL, TEKNO TOM 212A, HF-GERÄT, 270 WATT MIT INTEGRIERTEM ARGON MODUL, TEKNOTOM 500, H F-G E RÄT, 400 WATT, MITTOUCH SCREEN UND INTEGRIERTEM ARGON, TEKNOTOM 500, HF-GERÄT, 200 WATT, MITTOUCH SCREEN UND INTEGRIERTEM ARGON, TEKNO TOM 500, HF-GERÄT, 400 WATT, MITTOUCH SCREEN, TEKNO TOM 500, HF-GERÄT, 200 WATT, MITTOUCH SCREEN, TEKNO TOM 411PRO, HF-GERÄT, 350 WATT, TEKNO TOM 80, HF-GERÄT, 80 WATT, 230V, TEKNO TOM 80, HF-GERÄT, 80 WATT, 110V, TEKNO TOM 80, HF-GERÄT, 80 WATT, 230V MIT REM FUNKTION, TEKNO TOM 80, HF-GERÄT, 80 WATT, 110V MIT REM FUNKTION, TOM 141 HF-GERÄT 140 WATT MONOP. KOAG. UND SCHNITT, BIPOL. KOAG., TOM 141 HF-GERÄT 140 WATT 110V MONOP. KOAG. UND SCHNITT, BIPOL. KOAG., TOM 141 DPS HF-GERÄT 140 WATT MONOP. KOAG. UND SCHNITT, BIPOL. KOAG., TOM 141 DPS HF-GERÄT 140 WAFT, 110V MONOP. KOAG. UND SCHNITT, BIPOL KOAG., TEKNO TOM 141, HF-GERÄT, 140 WATT, 110V MIT REM FUNKTION, TEKNO TOM 141, HF-GERÄT, 140 WATT, 230V MIT REM FUNKTION, TEKNOTOM 141DPS, HF-GERÄT, 140WATT, 230V MIT REM FUNKTION, TEKNO TOM 141DPS, HF-GERÄT, 140WATT, 110V MIT REM FUNKTION | MSE | 2023-09-20T00:00:00.000+02:00 | Tekno-Medical Optik-Chirurgie GmbH Sattlerstr. 11 78532 Tuttlingen | 90007-00, 90007-01, 90010-04, 90011-04, 90010-02, 90011-02, 90010-00, 90011-00, 90013-00, 90013-02, 90013-01, 90013-03, 90009-04, 90006-00, 90006-01, 90006-05 *, 90006-06* , 90004-00, 90004-01, 90005-00, 90005-01, 90004-06*, 90004-05 *, 90005-05*, 90005-06 * | Klasa IIb | Pajisje elektrobisturi | Tjeter
14914 | Non sterile sports tapes,yellowTAPE,5 cm x 5 m, Non sterile sports tapes,yellowTAPE,7,5 cm x 5 m, Non sterile sports tapes,yellowTAPE,5 cm x 32 m | GREEMED | 2023-09-21T00:00:00.000+02:00 | ZARYS International Group Spółka z ograniczoną odpowiedzialnością, spółka komandytowa ul. Pod Borem 18 41-808 Zabrze Poland | YT-55-4, YT-55-4-C, YT-55-4-RZ, YT-55-AP, YT-55-B, YT-55-G, YT-55-GC, YT-55-NS, YT-55-P, YT-55-PA, YT-55-R, YT-55-RA, YT-55-RT, YT-55-RZ, YT-55-S, YT-55-X, YT-55-Y, YT-55-YL, YT-755-S, YT-755-X, YT-532-B, YT-532-P, YT-532-S, YT-532-X | Klasa I | Shirit I holle,fleksibel qe ka per qellim te lehtesoje dhimbjen,te qetesoje enjtjen dhe inflamacionin dhe te siguroje mbeshtetje per nyjet dhe muskujt | Tjeter
14915 | Non sterile dressings tapes,model:Elastopor E,Dressing tape, non-woven, self-adhesive, non-sterile,2,5cm x 10m, Non sterile dressings tapes,model:Elastopor E,Dressing tape, non-woven, self-adhesive, non-sterile,5cm x 10m, Non sterile dressings tapes,model:Elastopor E,Dressing tape, non-woven, self-adhesive, non-sterile,10cm x 10m, Non sterile dressings tapes,model:Elastopor E,Dressing tape, non-woven, self-adhesive, non-sterile,15cm x 10m, Non sterile dressings tapes,model:Elastopor E,Dressing tape, non-woven, self-adhesive, non-sterile,20cm x 10m, Non sterile dressings tapes,model:Elastopor E,Dressing tape, non-woven, self-adhesive, non-sterile,25cm x 10m, Non sterile dressings tapes,model:Elastopor E,Dressing tape, non-woven, self-adhesive, non-sterile,30cm x 10m | GREEMED | 2023-09-21T00:00:00.000+02:00 | ZARYS International Group Spółka z ograniczoną odpowiedzialnością, spółka komandytowa ul. Pod Borem 18 41-808 Zabrze Poland | 806009E, 806010E, 806011E, 806012E, 806013E, 806014E, 806015E | Klasa I | Adeziv per fiksimin e kanjules | Tjeter
15024 | Morpheus 8-12 Applicator Tip, Morpheus 8 Applicator Tip, Morpheus 8-40 Applicator Tip | LASER MED | 2023-09-20T00:00:00.000+02:00 | Inmode LTD, Tavor building, Shaar Yokneam, P.O.Box 533 Yokneam 2069206, Israel | AG609136A, AG607563A, AG609135A | Klasa IIa | Pajisje mjekesore sterile njeperdorimshe me mikrogjilpera per tu lidhur me aplikatorin perkaters me radiofrekuence dhe per te rregulluar perdorimin e energjise se radiofrekuences gjate trajtimit te pacientit | Pajisje nje perdorimeshe
15047 | Electromyograph and evoked potential equipment EMG/EP Software version 5.1 | BIOMETRIC ALBANIA | 2023-09-20T00:00:00.000+02:00 | EMS Handels Gesellschaft m.b.H. - Adresa: Jochingergasse 1, 2100 Korneuburg, Austria | Surpass LT | Klasa IIa | Pajisje per Elektromiografi (EMG) | Pajisje elektromekanike
14916 | Non sterile tourniquets,latex free tourniquet,blue, Non sterile tourniquets,latex free tourniquet,pink, Non sterile tourniquets,automatic tourniquet | GREEMED | 2023-09-21T00:00:00.000+02:00 | ZARYS International Group Spółka z ograniczoną odpowiedzialnością, spółka komandytowa ul. Pod Borem 18 41-808 Zabrze Poland | S001, S002, SA-001 | Klasa I | Zhgute llastiku per marrje gjaku | Tjeter
15134 | Suction tubes,suction tube funnel-funnel sterile,210 mm,CH24, Suction tubes,suction tube funnel-funnel sterile,210 mm,CH30, Suction tubes,suction tube funnel-funnel sterile,300 mm,CH24, Suction tubes,suction tube funnel-funnel sterile,300 mm,CH30, Suction tubes,suction tube funnel-funnel sterile,400 mm,CH24, Suction tubes,suction tube funnel-Kapkon sterile,210 mm,CH24, Suction tubes,suction tube funnel-funnel cut to fit sterile,210 mm,CH24 | GREEMED | 2023-10-09T00:00:00.000+02:00 | ZARYS International Group Spółka z ograniczoną odpowiedzialnością, spółka komandytowa ul. Pod Borem 18 41-808 Zabrze Poland | DO-24201, DO-30201, DO-24301, DO-30301, DO-24401, DO-24202, DO-24204 | Is | Tub lidhes per lidhjen e kanjules/kateterit me paisjen mjekesore | Tjeter
15001 | Non-sterile adhesive tapes on a roll,SOFTPlast,adhesive non woven tape 1,25cm x 5m, Non-sterile adhesive tapes on a roll,SOFTPlast,adhesive non woven tape 1,25cm x 9,14m, Non-sterile adhesive tapes on a roll,SOFTPlast,adhesive non woven tape 2,5cm x 5m, Non-sterile adhesive tapes on a roll,SOFTPlast,adhesive non woven tape 2,5cm x 9,14m, Non-sterile adhesive tapes on a roll1,SOFTPlast,adhesive non woven tape 5cm x 5m, Non-sterile adhesive tapes on a roll,SOFTPlast,adhesive non woven tape 5cm x 9,14m | GREEMED | 2023-10-09T00:00:00.000+02:00 | ZARYS International Group Spółka z ograniczoną odpowiedzialnością, spółka komandytowa ul. Pod Borem 18 41-808 Zabrze Poland | SNW12505W, SNW12509W, SNW25005W, SNW25009W, SNW50005W, SNW50009W | Klasa I | Leukoplast josteril | Tjeter
15025 | URINE STRIPS 10 PARAMETER, Liquid Urine Control, CITRIC ACID, FEPAC Fecal parassites conc., FRUCTOSE, HbA1c (GLYCOHEMOGLOBIN), URINE CONTROL, FSH, LH, PROLACTIN, T3, T4, AFP, FERRITIN, CA 125, CA 19-9, CA 15-3, Anti Deamidated Gliadin Peptide (DGP) IgG, Anti Deamidated Gliadin Peptide (DGP) IgA, FT3, FT4, A-TPO, ALLERQUANT IgG EIA, A-Tg, SHBG, TESTOSTERONE, ANDROSTENEDIONE, ALDOSTERONE, DHT, ESTRONE, ESTRADIOL, PROGESTERONE, 17-OH PROGESTERONE, DHEA-S, C-PEPTIDE, CORTISOL, HTG, VITAMIN D, TSH RECEPTOR AB, TRANSGLUTAMINASI IgA, TRANSGLUTAMINASI IgG, ELECTROPHORESIS HB SET, ELECTROPHORESIS SERUM SET, MULTIPLE IgA-IgG-IgM, C3, C4, TRANSFERRIN RID, BENCE JONES, ALPHA-1 ACID GLICOPROTEIN, FIBRINOGEN, ANTITROMBIN III, SALMONELLA PARATTIPHI AH, SALMONELLA PARATTIPHI AO, SALMONELLA PARATTIPHI BH, SALMONELLA PARATTIPHI BO, SALMONELLA PARATTIPHI CH, SALMONELLA PARATTIPHI CO, SALMONELLA TIPHI H, SALMONELLA TIPHI O, BRUCELLA ABORTUS, PROTEUS OX2, PROTEUS OX19, PROTEUS OXK, ASO, ASO LATEX, CRP, CRP LATEX, RF, RF LATEX, RPR/CARBON KIT, WAALER ROSE, IM, TPHA SIPHILIS, HCG, FECAL OCCULT BLOOD, TOTAL IgE, Test One Step IgE, TETANUS, S. PNEUMONIAE, TUBERCOLOSIS, CEA, TSH, TUBERCOLOSIS IgG/IgM, SIPHILIS, MIOGLOBIN, COCAINE (COC), MARIJUANA (THC), MORPHINE (MOP), AMPHETAMINE (AMP), METHAMPHETAMINES (MET), PHENCYCLIDINE (PCP), METHADONE, BENZODIAZEPINES (BZD), BARBITURATES (BAR), TROPONIN I, IM (MONONUCL. INFETT.), HELICOBACTER PYLORI, STREPTO A, STREPTO B, MICROALBUMIN, CK-MB, COMBO CARDIO, HELICOBACTER PYLORI Ag, CALPROTECTIN 50+200, BUPRENORHINE, ROTAVIRUS, ADENOVIRUS, ECSTASY (MDMA), HAV IGM, D-DIMER, CLOSTRIDIUM D. TOXIN A+B, CLOSTRIDIUM D. TOXIN A+B+GDH, LEGIONELLA PNEUPHOPHILA, MULTI-DRUGS, MULTI-DRUGS WITH EZ KEY, LISTERIA M., CALPROTECTIN, ADENO-ROTA COMBO CARD, ASTROVIRUS DIPSTICK, GIARDIA, TRICHOMONAS VAGINALIS, CELI TEST, ELEPHOR 8S Electrophoresis System, URINE ANALIZER U500, PHOTOMETER SPECTRA 8P | GENIUS SHPK | 2023-09-22T00:00:00.000+02:00 | Intermedical Srl - Naples,Via Genovesi 13 Villaricca (NA),Italy | US-0010, CIT, CPF-25, FRS, G540-40, US0010-C, E-01, E-02, E-03, E-04, E-05, E-07, E-08, E-12, E-13, E-16, E-17, E-18, E-20D, E-21D, E-34, E-35, E-36, E-170, E-37, E-38, E-39, E-40, E-168, E-41, E-42, E-43, E-44, E-45, E-46, E-47, E-48, E-70, E-82, E-105, E-102, E-161, E-162, EHE-200, ESP-200, D-01, D-05, D-06, D-08, D-14, D-18, D-22, D-23, AF-01, AF-02, AF-03, AF-04, AF-05, AF-06, AF-07, AF-08, AF-19, AF-22, AF-23, AF-24, L-401, L-402, L-403, L-404, L-405, L-406, L-407, L-408, L-409, L-412, C-01, C-05, C-08, C-08S, C-09, C-100, C-101, C-106, C-11, C-12, C-15, C-16, C-18, C-19, C-20, C-21, C-22, C-23, C-24, C-25, C-26, C-27, C-31, C-35, C-36, C-37, C-38, C-44, C-46, C-47, C-45, C-105, C-49, C-50, C-51, C-52, C-54, C-61, C-69, C-69T, C-70, C-71, C-86, C-87, C-88, C-89, C-72, C-94, C-95, C-96, ELE-8S, U500, SPE-8P | In vitro | Reagent diagnostifikues in vitro I destinuar per te percaktuar ndryshimet patologjike ne urinen njerezore gjate analizes standarte te urines me metoden e testit te shpejt ne menyre manuale ose nepermjet analizatorit te urines U-500., Reagent diagnostifikues in vitro I destinuar per te kontrolluar parametrat gjate analizes standarte te urines nepermjet analizatorit te urines U-500., Reagent diagnostifikues in vitro I destinuar per te percaktuar nivelin e acidit citrik ne trupin e njerit duke ndihmuar ne diagnostifikimin e krijimit te gureve ne veshka., Reagent diagnostifikues in vitro I destinuar per te percaktuar perqendrimin e paraziteve ne fece., Reagent diagnostifikues in vitro I destinuar per te percaktuar nivelin e fruktozes ne trupin e njeriut, Reagent diagnostifikues in vitro I destinuar per te percaktuar nivelin e glukozes ne mostrat e gjakut te njeriut per diagnostifikim te diabetit tipi 2., Reagent diagnostifikues in vitro I destinuar per te matur nivelin e fshs nepermjet mostrave te gjakut ose serumit nepermjet metodes imunoenzimatike direkte., Reagent diagnostifikues in vitro I destinuar per te matur nivelin e LH nepermjet mostrave te gjakut ose serumit nepermjet metodes imunoenzimatike direkte., Reagent diagnostifikues in vitro I destinuar per te matur nivelin e Prolactin nepermjet mostrave te gjakut ose serumit nepermjet metodes imunoenzimatike direkte., Reagent diagnostifikues in vitro I destinuar per te matur nivelin e T3 nepermjet mostrave te gjakut ose serumit nepermjet metodes imunoenzimatike direkte., Reagent diagnostifikues in vitro I destinuar per te matur nivelin e T4 nepermjet mostrave te gjakut ose serumit nepermjet metodes imunoenzimatike direkte., Reagent diagnostifikues in vitro I destinuar per te matur nivelin e TSH nepermjet mostrave te gjakut ose serumit nepermjet metodes imunoenzimatike direkte., Reagent diagnostifikues in vitro I destinuar per te matur nivelin e AFP nepermjet mostrave te gjakut ose serumit nepermjet metodes imunoenzimatike direkte., Reagent diagnostifikues in vitro I destinuar per te matur nivelin e ferritines nepermjet mostrave te gjakut ose serumit nepermjet metodes imunoenzimatike direkte., Reagent diagnostifikues in vitro I destinuar per te matur nivelin e CEA-s nepermjet mostrave te gjakut ose serumit nepermjet metodes imunoenzimatike direkte., Reagent diagnostifikues in vitro I destinuar per te matur nivelin e CA 125 nepermjet mostrave te gjakut ose serumit nepermjet metodes imunoenzimatike direkte., Reagent diagnostifikues in vitro I destinuar per te matur nivelin e CA 19-9 nepermjet mostrave te gjakut ose serumit nepermjet metodes imunoenzimatike direkte., Reagent diagnostifikues in vitro I destinuar per te matur nivelin e CA 15-3 nepermjet mostrave te gjakut ose serumit nepermjet metodes imunoenzimatike direkte., Reagent diagnostifikues in vitro I destinuar per te matur nivelin e anti deamidated gladin peptide IgG nepermjet mostrave te gjakut ose serumit nepermjet metodes imunoenzimatike direkte., Reagent diagnostifikues in vitro I destinuar per te matur nivelin e anti deamidated gladin peptide IgA nepermjet mostrave te gjakut ose serumit nepermjet metodes imunoenzimatike direkte., Reagent diagnostifikues in vitro I destinuar per te matur nivelin e FT3 nepermjet mostrave te gjakut ose serumit nepermjet metodes imunoenzimatike direkte., Reagent diagnostifikues in vitro I destinuar per te matur nivelin e FT4 nepermjet mostrave te gjakut ose serumit nepermjet metodes imunoenzimatike direkte., Reagent diagnostifikues in vitro I destinuar per te matur nivelin e A-TPO nepermjet mostrave te gjakut ose serumit nepermjet metodes imunoenzimatike direkte., Reagent diagnostifikues in vitro I destinuar per te matur nivelin e allerquant IgG nepermjet mostrave te gjakut ose serumit nepermjet metodes imunoenzimatike direkte., Reagent diagnostifikues in vitro I destinuar per te matur nivelin e A-Tg nepermjet mostrave te gjakut ose serumit nepermjet metodes imunoenzimatike direkte., Reagent diagnostifikues in vitro I destinuar per te matur nivelin e SHBG nepermjet mostrave te gjakut ose serumit nepermjet metodes imunoenzimatike direkte., Reagent diagnostifikues in vitro I destinuar per te matur nivelin e testosteronit nepermjet mostrave te gjakut ose serumit nepermjet metodes imunoenzimatike direkte., Reagent diagnostifikues in vitro I destinuar per te matur nivelin e androstenedione nepermjet mostrave te gjakut ose serumit nepermjet metodes imunoenzimatike direkte., Reagent diagnostifikues in vitro I destinuar per te matur nivelin e aldosterone nepermjet mostrave te gjakut ose serumit nepermjet metodes imunoenzimatike direkte., Reagent diagnostifikues in vitro I destinuar per te matur nivelin e DHT nepermjet mostrave te gjakut ose serumit nepermjet metodes imunoenzimatike direkte., Reagent diagnostifikues in vitro I destinuar per te matur nivelin e IgE totale nepermjet mostrave te gjakut ose serumit nepermjet metodes imunoenzimatike direkte., Reagent diagnostifikues in vitro I destinuar per te matur nivelin e estrone nepermjet mostrave te gjakut ose serumit nepermjet metodes imunoenzimatike direkte., Reagent diagnostifikues in vitro I destinuar per te matur nivelin e estradiolit nepermjet mostrave te gjakut ose serumit nepermjet metodes imunoenzimatike direkte., Reagent diagnostifikues in vitro I destinuar per te matur nivelin e progesteronit nepermjet mostrave te gjakut ose serumit nepermjet metodes imunoenzimatike direkte., Reagent diagnostifikues in vitro I destinuar per te matur nivelin e progesteronit 17-OH nepermjet mostrave te gjakut ose serumit nepermjet metodes imunoenzimatike direkte., Reagent diagnostifikues in vitro I destinuar per te matur nivelin e DHEA-s nepermjet mostrave te gjakut ose serumit nepermjet metodes imunoenzimatike direkte., Reagent diagnostifikues in vitro I destinuar per te matur nivelin e c-peptide nepermjet mostrave te gjakut ose serumit nepermjet metodes imunoenzimatike direkte., Reagent diagnostifikues in vitro I destinuar per te matur nivelin e kortizolit nepermjet mostrave te gjakut ose serumit nepermjet metodes imunoenzimatike direkte., Reagent diagnostifikues in vitro I destinuar per te matur nivelin e HTG nepermjet mostrave te gjakut ose serumit nepermjet metodes imunoenzimatike direkte., Reagent diagnostifikues in vitro I destinuar per te matur nivelin e vitamines D nepermjet mostrave te gjakut ose serumit nepermjet metodes imunoenzimatike direkte., Reagent diagnostifikues in vitro I destinuar per te matur nivelin e TSH receptor AB nepermjet mostrave te gjakut ose serumit nepermjet metodes imunoenzimatike direkte., Reagent diagnostifikues in vitro I destinuar per te matur nivelin e transglutaminit IgA nepermjet mostrave te gjakut ose serumit nepermjet metodes imunoenzimatike direkte., Reagent diagnostifikues in vitro I destinuar per te matur nivelin e transglutaminit IgG nepermjet mostrave te gjakut ose serumit nepermjet metodes imunoenzimatike direkte., Reagent in vitro diagnostifikues I destinuar per te bere analizen elektroforezes se hemoglobines per te percaktuar anormalit e hemoglobines ne gjak nepermjet instrumentit te elektroforezes Elephor 8S., Reagent in vitro diagnostifikues I destinuar per te bere analizen elektroforezes se proteines per te percaktuar anormalit e proteines ne gjak nepermjet instrumentit te elektroforezes Elephor 8S, Reagent in vitro diagnostifikues I destinuar per te matur nivelin e antitrupave IgA,IgM,IgG ne gjak ose serum duke perdorur Fotometrin spectra 8P te firmes Intermedical . , Reagent mjekesore diagnostikuese in vitro e destinuar per matjen sasiore imunoturbidimetrike te C3 ne serumin dhe plazmen e njeriut duke perdorur Fotometrin spectra 8P te firmes Intermedical . , Reagent mjekesore diagnostikuese in vitro e destinuar per matjen sasiore imunoturbidimetrike te C4 ne serumin dhe plazmen e njeriut duke perdorur Fotometrin spectra 8P te firmes Intermedical . , Reagent mjekesore diagnostikuese in vitro e destinuar per matjen sasiore te transferines ne serumin dhe plazmen e njeriut duke perdorur Fotometrin spectra 8P te firmes Intermedical . , Reagent mjekesore diagnostikuese in vitro e destinuar per matjen sasiore te anomalive te antitrupave te shkaktuara nga kanceri I plazmes se gjakut duke perdorur Fotometrin spectra 8P te firmes Intermedical . , Reagent mjekesore diagnostikuese in vitro e destinuar per matjen sasiore te proteines alpha-1 te prodhuar nga melcia si pasoj e inflamacionit te vazhdueshem duke perdorur Fotometrin spectra 8P te firmes Intermedical . , Reagent mjekesore diagnostikuese in vitro e destinuar per te matur nivelet e fibronogjenit duke percaktuar aftesin e mpiksjes se gjakut,koagulimit te gjakut duke perdorur Fotometrin spectra 8P te firmes Intermedical . , Reagent mjekesore diagnostikuese in vitro e destinuar per te percaktuar anormalit e mpiksjeve te gjakut duke perdorur Fotometrin spectra 8P te firmes Intermedical . , Reagent mjekesore diagnostikuese in vitro e destinuar per te percaktuar salmonella paratifi AH bakter kercenues per jeten e njeriu qe lidhet me semundjen e etheve enterike te njerezeve duke perdorur Fotometrin spectra 8P te firmes Intermedical . , Reagent mjekesore diagnostikuese in vitro e destinuar per te percaktuar salmonella paratifi AO bakter kercenues per jeten e njeriu qe lidhet me semundjen e etheve enterike te njerezeve duke perdorur Fotometrin spectra 8P te firmes Intermedical . , Reagent mjekesore diagnostikuese in vitro e destinuar per te percaktuar salmonella paratifi BH bakter kercenues per jeten e njeriu qe lidhet me semundjen e etheve enterike te njerezeve duke perdorur Fotometrin spectra 8P te firmes Intermedical . , Reagent mjekesore diagnostikuese in vitro e destinuar per te percaktuar salmonella paratifi BO bakter kercenues per jeten e njeriu qe lidhet me semundjen e etheve enterike te njerezeve duke perdorur Fotometrin spectra 8P te firmes Intermedical . , Reagent mjekesore diagnostikuese in vitro e destinuar per te percaktuar salmonella paratifi CH bakter kercenues per jeten e njeriu qe lidhet me semundjen e etheve enterike te njerezeve duke perdorur Fotometrin spectra 8P te firmes Intermedical . , Reagent mjekesore diagnostikuese in vitro e destinuar per te percaktuar salmonella paratifi CO bakter kercenues per jeten e njeriu qe lidhet me semundjen e etheve enterike te njerezeve duke perdorur Fotometrin spectra 8P te firmes Intermedical . , Reagent mjekesore diagnostikuese in vitro e destinuar per te percaktuar salmonella H bakter kercenues per jeten e njeriu qe lidhet me semundjen e etheve enterike te njerezeve duke perdorur Fotometrin spectra 8P te firmes Intermedical . , Reagent mjekesore diagnostikuese in vitro e destinuar per te percaktuar salmonella O bakter kercenues per jeten e njeriu qe lidhet me semundjen e etheve enterike te njerezeve duke perdorur Fotometrin spectra 8P te firmes Intermedical . , Reagent mjekesore diagnostikuese in vitro e destinuar per matjen e niveleve te bakterive brucela abortus ne gjak ose serumin e njeriut qe merret nga qumeshti I pasterilizuar apo mishi I papjekur dhe shkakton semundje e etheve mesdhetare., Reagent mjekesore diagnostikuese in vitro e destinuar per matjen e niveleve te bakterive Proteus OX2 ne mostrat e gjakut ose urines., Reagent mjekesore diagnostikuese in vitro e destinuar per matjen e niveleve te bakterive Proteus OX19 ne mostrat e gjakut ose urines., Reagent mjekesore diagnostikuese in vitro e destinuar per matjen e niveleve te bakterive Proteus OXK ne mostrat e gjakut ose urines., Reagent mjekesore diagnostikuese in vitro e destinuar eshte i destinuar per percaktimin sasinor te antitrupave ndaj streptolizinit-O duke perdorur Fotometrin spectra 8P te firmes Intermedical ., Reagent mjekesore diagnostikuese in vitro e destinuar eshte i destinuar per zbulimin cilesor dhe gjysme-sasinor te antitrupave anti-streptolizine "O" (ASO) me aglotimin., Reagent mjekesore diagnostikuese in vitro e destinuar eshte i destinuar per percaktimin sasinor te proteinit C-reaktiv (CRP) ne serum dhe plazme humane duke perdorur Fotometrin spectra 8P te firmes Intermedical ., Reagent mjekesore diagnostikuese in vitro e destinuar eshte i destinuar per percaktimin sasinor te proteines C-reaktive (CRP) ne serum dhe plazme humane me aglotimin., Reagent mjekesore diagnostikuese in vitro e destinuar eshte i destinuar per percaktimin sasinor te Faktorit Revmatoid (RF) ne serum dhe plazme humane duke perdorur Fotometrin spectra 8P te firmes Intermedical ., Reagenti mjekesore diagnostikuese in vitro e destinuar per matjen sasiore imunoturbidimetrike te RF (faktori reumatoid) ne serumin dhe plazmen e njeriut duke perdorur aglotimin., Reagenti mjekesore diagnostikuese in vitro e destinuar per diagnostifikimin e sifilizit. , Reagenti mjekesore diagnostikuese in vitro e destinuar per te percaktimin sasior dhe gjysem sasior te faktorit rematoid ne gjakun dhe semrumin e njeriut., Reagenti mjekesore diagnostikuese in vitro e destinuar per te bere analizen e Mononukleozes., Reagenti mjekesore diagnostikuese in vitro e destinuar per te percaktuar nivelin e antitrupave ne gjak ose serumin njerezor gjate lufimit te semundjes se sifilizit., Reagenti mjekesore diagnostikuese in vitro e destinuar per te percaktuar nepermjet metodes se shpejt pranin se shtatzanis. , Reagenti mjekesore diagnostikuese in vitro e destinuar per te percaktuar nepermjet metodes se shpejt pranin se gjakut ne fece., Reagenti mjekesore diagnostikuese in vitro e destinuar per te percaktuar nepermjet metodes se shpejt pranin e antitrupave IgE , Reagenti mjekesore diagnostikuese in vitro e destinuar per te percaktuar nepermjet metodes se shpejt pranin e antitrupave IgE ne nivelet e larta. , Reagenti mjekesore diagnostikuese in vitro e destinuar per te percaktuar nepermjet metodes se shpejt pranin e AFP., Reagenti mjekesore diagnostikuese in vitro e destinuar per te percaktuar nepermjet metodes se shpejt pranin e antitrupit tetanos., Reagenti mjekesore diagnostikuese in vitro e destinuar per te percaktuar nepermjet metodes se shpejt pranin e antigjeneve te s-pneumoniae., Reagenti mjekesore diagnostikuese in vitro e destinuar per te percaktuar nepermjet metodes se shpejt pranin e antitrupave te turbekulozit., Reagenti mjekesore diagnostikuese in vitro e destinuar per te percaktuar nepermjet metodes se shpejt pranin e antifgjeneve te CEA., Reagenti mjekesore diagnostikuese in vitro e destinuar per te percaktuar nepermjet metodes se shpejt pranin e hormonit te TSH., Reagenti mjekesore diagnostikuese in vitro e destinuar per te percaktuar nepermjet metodes se shpejt pranin e bakterit te turbekulozit., Reagenti mjekesore diagnostikuese in vitro e destinuar per te percaktuar nepermjet metodes se shpejt pranin e bakterit te sifilizit.., Reagenti mjekesore diagnostikuese in vitro e destinuar per te percaktuar nepermjet metodes se shpejt pranin e proteines mioglobin., Reagenti mjekesore diagnostikuese in vitro e destinuar per te percaktuar nepermjet metodes se shpejt pranin e kokaines., Reagenti mjekesore diagnostikuese in vitro e destinuar per te percaktuar nepermjet metodes se shpejt pranin e marjuanes., Reagenti mjekesore diagnostikuese in vitro e destinuar per te percaktuar nepermjet metodes se shpejt pranin e morfines., Reagenti mjekesore diagnostikuese in vitro e destinuar per te percaktuar nepermjet metodes se shpejt pranin e amfetamin., Reagenti mjekesore diagnostikuese in vitro e destinuar per te percaktuar nepermjet metodes se shpejt pranin e metafetamin., Reagenti mjekesore diagnostikuese in vitro e destinuar per te percaktuar nepermjet metodes se shpejt pranin e phencyclidine., Reagenti mjekesore diagnostikuese in vitro e destinuar per te percaktuar nepermjet metodes se shpejt pranin e metadones., Reagenti mjekesore diagnostikuese in vitro e destinuar per te percaktuar nepermjet metodes se shpejt pranin e benzodiazebines., Reagenti mjekesore diagnostikuese in vitro e destinuar per te percaktuar nepermjet metodes se shpejt pranin e barbiturates., Reagenti mjekesore diagnostikuese in vitro e destinuar per te percaktuar nepermjet metodes se shpejt pranin e proteines troponin., Reagenti mjekesore diagnostikuese in vitro e destinuar per te percaktuar nepermjet metodes se shpejt pranin e antitrupave IM., Reagenti mjekesore diagnostikuese in vitro e destinuar per te percaktuar nepermjet metodes se shpejt pranin e bakterit herikobakter., Reagenti mjekesore diagnostikuese in vitro e destinuar per te percaktuar nepermjet metodes se shpejt pranin e bakterit strepto A, Reagenti mjekesore diagnostikuese in vitro e destinuar per te percaktuar nepermjet metodes se shpejt pranin e bakterit strepto B., Reagenti mjekesore diagnostikuese in vitro e destinuar per te percaktuar nepermjet metodes se shpejt pranin e mikroalbumines., Reagenti mjekesore diagnostikuese in vitro e destinuar per te percaktuar nepermjet metodes se shpejt pranin e enzimes CK-MB., Reagenti mjekesore diagnostikuese in vitro e destinuar per te percaktuar nepermjet metodes se shpejt pranin e proteines troponin,mikroalbumines dhe enzimes CK-MB ne reaste e infartit te miokardit., Reagenti mjekesore diagnostikuese in vitro e destinuar per te percaktuar nepermjet metodes se shpejt pranin e helikobakterit pylori ne fece., Reagenti mjekesore diagnostikuese in vitro e destinuar per te percaktuar nepermjet metodes se shpejt pranin e CALPROTECTIN ne niveli 50 normlae dhe mbi 200 e larte. ., Reagenti mjekesore diagnostikuese in vitro e destinuar per te percaktuar nepermjet metodes se shpejt pranin e BUPRENORHINE., Reagenti mjekesore diagnostikuese in vitro e destinuar per te percaktuar nepermjet metodes se shpejt pranin e antigjenit ROTAVIRUS., Reagenti mjekesore diagnostikuese in vitro e destinuar per te percaktuar nepermjet metodes se shpejt pranin e antigjenit ADENOVIRUS., Reagenti mjekesore diagnostikuese in vitro e destinuar per te percaktuar nepermjet metodes se shpejt pranin e ECSTASY ., Reagenti mjekesore diagnostikuese in vitro e destinuar per te percaktuar nepermjet metodes se shpejt pranin e antitrupave IgM dhe IgG, Reagenti mjekesore diagnostikuese in vitro e destinuar per te percaktuar nepermjet metodes se shpejt pranin e dedimerit., Reagenti mjekesore diagnostikuese in vitro e destinuar per te percaktuar nepermjet metodes se shpejt pranin e antigjeneve te Glutamat Dehidrogenazes (GDH), Toksinit A dhe Toksinit B te Clostridium difficile ne feçe.., Reagenti mjekesore diagnostikuese in vitro e destinuar per te percaktuar nepermjet metodes se shpejt pranin e baktereve C-diff ne zorret e njeriut., Reagenti mjekesore diagnostikuese in vitro e destinuar per te percaktuar nepermjet metodes se shpejt pranin e LEGIONELLA PNEUPHOPHILA ne urinen e njeriut., Reagenti mjekesore diagnostikuese in vitro e destinuar per te percaktuar nepermjet metodes se shpejt pranin e amfetamine, barbiturat, benzodiazepina, kokaine, marijuane, metadone, metamfetamine, opioide, oksikodone, PCP, dhe propoksifen., Reagenti mjekesore diagnostikuese in vitro e destinuar per te percaktuar nepermjet metodes se shpejt pranin e LISTERIA M., Reagenti mjekesore diagnostikuese in vitro e destinuar per te percaktuar nepermjet metodes se shpejt pranin e CALPROTECTIN ne fece., Reagenti mjekesore diagnostikuese in vitro e destinuar per te percaktuar nepermjet metodes se shpejt pranin e ADENO-ROTA COMBO CARD., Reagenti mjekesore diagnostikuese in vitro e destinuar per te percaktuar nepermjet metodes se shpejt pranin e Antigjenet virale ne mostra te feçeve., Reagenti mjekesore diagnostikuese in vitro e destinuar per te percaktuar nepermjet metodes se shpejt pranin e amfetamine, barbiturat, benzodiazepina, kokaine, marijuane, metadone, metamfetamine, opioide, oksikodone, PCP, dhe propoksifen ne urinen e njeriut., Reagenti mjekesore diagnostikuese in vitro e destinuar per te percaktuar nepermjet metodes se shpejt pranin e GIARDIA-s., Reagenti mjekesore diagnostikuese in vitro e destinuar per te percaktuar nepermjet metodes se shpejt pranin e TRICHOMONAS., Reagenti mjekesore diagnostikuese in vitro e destinuar per te percaktuar nepermjet metodes se shpejt pranin e antitrupave te tipit IgA kunder transglutaminazes dhe gliadinit ne gjak., Instrument mjekesore diagnostikuese in vitro e destinuar per te ndihmuar ne diagnozen e anemise, semundjes se hemoglobines se formes se shperndarjes se semundjes dhe semundjeve te tjera te hemoglobines., Instrument mjekesore diagnostikuese in vitro e destinuar per te analizuar intensitetin dhe ngjyren e drites qe reflektohet nga zonat e reagenteve te nje shiriti te reagenteve te analizes se urines. , Instrument mjekesore diagnostikuese in vitro e destinuar per te matur sasine e nje substance ne nje leng permes parimeve optike. Permes zbatimin e metodave te dizajnuara per substancen e caktuar eshte e mundur riprodhimi i reaksioneve kimike qe kthehen ne nje lend te lengshme qe eshte ne gjendje te absorboje driten e nje gjatsie te caktuar vale. | Pajisje te diagnostifikimit in vitro
15088 | BD Microtrol™ Discs Clostridium perfringens NCTC 8237/ATCC® 13124 , BD Microtrol™ Discs Pseudomonas Aeruginosa NCTC 12903/ ATCC®27853 | PEGASUS. | 2023-09-28T00:00:00.000+02:00 | TCS Biosciences Ltd Botolph Claydon Buckingham MK18 2LR UK | 254628, 254992 | In vitro | Jane disqe te kulturave qelizore te baktereve Clostridium perfringens, Jane disqe te izolimit te kulturave qelizore te baktereve Pseudomonas Aeruginosa qe perdoren ne laborator | Pajisje te diagnostifikimit in vitro
15089 | BD Microtrol™ Discs Staphylococcus aureus NCTC12981 / ATCC®25923 | PEGASUS. | 2023-09-28T00:00:00.000+02:00 | TCS Biosciences Ltd Botolph Claydon Buckingham MK18 2LR UK | 254995 | In vitro | Jane disqe te kultivimit dhe izolimit te kulturave qelizore te Stafilokokut Aureus | Pajisje te diagnostifikimit in vitro
15026 | Nasal Cannula | MONTAL | 2023-09-22T00:00:00.000+02:00 | Intersurgical Ltd. Crane House, Molly Millars Lane, Wokingham, Berkshire, RG41 2RZ, UK | 1144001, 1144002, 1144005, 1144006, 1144009, 1144010, 1144011, 1144013, 1144014, 1144015, 1144016, 1144017, 1160000, 1160001, 1160002, 1161000, 1161004, 1161006, 1161008, 1161020, 1161021, 1162000, 1162004, 1163000, 1163031, 1164000, 1164031, 1165000, 1165001, 1165002, 1165003, 1165004, 1165005, 1165011, 1165012, 1165013, 1165020, 1165021, 1165022, 1165050, 1166000, 1167000, 1167010, 1168000, 1169000, 7300000, 7301000, 7302000 | Klasa IIa | Nasal Cannula është një pajisje që jep oksigjen shtesë përmes një tubi qe kalon në hundë. | Pajisje anestezie dhe respiratore
15027 | Hydro GW Std Lt S 150-038, Hydro GW Stf Std S 150-025, Hydro GW Stf Std An 150-025, Hydro GW Std S 150-025, Hydro GW Std An 150-025, Hydro GW Std Lt An 150-035, Hydro GW Std S 150-035, Hydro GW Std An 150-035, Hydro GW Std Lt An 150-038, Hydro GW Std S 150-038, Hydro GW Std An 150-038, Hydro GW Std S 260-038, Hydro GW Stf Lt An 150-035, Hydro GW Stf Std S 150-035, Hydro GW Stf Std. An 150-035, Hydro GW Stf Lt S 150-035, Hydro GW Stf Std S 150-038, Hydro GW Stf Std An 150-038, Hydro GW Stf Lt S 150-038, Hydro GW Std S Lt An 150-038, Hydro GW Std S 150-018, Hydro GW Std S 150-032, Hydro GW Std An 150-032, Hydro GW Std Lt S 150-035 | MONTAL | 2023-09-22T00:00:00.000+02:00 | Lake Region Medical, 340 Lake Hazeltine Dr., Chaska, Mn 55318 USA | M006630215B1 / M0066802151, M006630215B0 / M0066802150, M006630216B1 / M0066802161, M006630216B0 / M0066802160, M006630217B1 / M0066802171, M006630217B0 / M0066802170, M006630201B1 / M0066802011, M006630201B0 / M0066802010, M006630202B1 / M0066802021, M006630202B0 / M0066802020, M006630203B1 / M0066802031, M006630203B0 / M0066802030, M006630205B1 / M0066802051, M006630205B0 / M0066802050, M006630206B1 / M0066802061, M006630206B0 / M0066802060, M006630207B1 / M0066802071, M006630207B0 / M0066802070, M006630208B1 / M0066802081, M006630208B0 / M0066802080, M006630209B1 / M0066802091, M006630209B0 / M0066802090, M006630210B1 / M0066802101, M006630210B0 / M0066802100, M006630221B1 / M0066802211, M006630221B0 / M0066802210, M006630222B1 / M0066802221, M006630222B0 / M0066802220, M006630223B1 / M0066802231, M006630223B0 / M0066802230, M006630224B1 / M0066802241, M006630224B0 / M0066802240, M006630225B1 / M0066802251, M006630225B0 / M0066802250, M006630226B1 / M0066802261, M006630226B0 / M0066802260, M006630227B1 / M0066802271, M006630227B0 / M0066802270, M006630228B1 / M0066802281, M006630228B0 / M0066802280, M006630200B1 / M0066802001, M006630200B0 / M0066802000, M006630212B1 / M0066802121, M006630212B0 / M0066802120, M006630213B1 / M0066802131, M006630213B0 / M0066802130, M006630214B1 / M0066802141, M006630214B0 / M0066802140 | Klasa IIa | Tela udhëzues që përdoren gjatë procedurave diagnostikuese terapeutike ose intervenuese. | Pajisje nje perdorimeshe
15048 | Anesthetic Circuit Kit, Breathing Circuit Kit, Bilumen Circuit Kit, Pezzer Catheter, Malecot Catheter, Club Catheter | MONTAL | 2023-09-22T00:00:00.000+02:00 | Well Lead Medical Co., Ltd., C-4 Jinhu Industrial Estate, Hualong 511434 Panyu, Guangzhou, People Republic of China | Corrugated, Extendable, Smoothbore, Bilumen Circuit, Bilumen IGS Circuit, 12Fr, 14Fr, 22Fr, 28Fr, 36Fr, 38Fr, 16Fr, 20Fr, 24Fr, 32Fr, 34Fr, 40Fr, 18Fr, 26Fr, 30Fr | Klasa IIa | Sherbejne për të dhënë me saktësi oksigjen dhe gazra të freskët anestezik ndërsa largojnë dioksidin e karbonit., Jane tuba fleksibel qe lejojne rrjedhjen e urines nga veshka permes nje hapje ne lekuren e shpines | Pajisje nje perdorimeshe
15090 | Electrocatheters for temporary endocardial pacing and electrophysiological studies "SPIKE LC S" 5 French – 2 Poles | O.E.S DISTRIMED | 2023-09-27T00:00:00.000+02:00 | Fiab SpA via P.Costoli,4-50039 Vicchio (FI) Italy | 52265S, 52265S6, 52265S8, 52265S9 | Klasa III | Elektrokateter per stimulim kardiak,per perdorim ne kardiologji | Pajisje nje perdorimeshe
15028 | P-5-P, HbA1c Advanced | GENIUS SHPK | 2023-09-25T00:00:00.000+02:00 | Beckman Coulter, Inc . - 250 S. Kraemer Blvd, Brea, CA 92821, USA | OSR60180, B93009 | In vitro | Reagent diagnostikuese biokimik in vitro i destinuar per t'u perdorur per trajtimin dhe diagnostifikimin e semundjeve te melcis dhe te zemres duke perdorur analizuesit e automatizuar Beckman Coulter ., Reagent diagnostifikues biokimik in vitro qe perdoret per percaktimin sasior te hemoglobines A1c e perqendruar ne gjakun e njeriut duke perdorur analizatoret e automatizur Beckman Coulter . | Pajisje te diagnostifikimit in vitro
15049 | ECHELON | E v i t a | 2023-09-25T00:00:00.000+02:00 | Ethicon Endo-Surgery, LLC 475 Calle C, Guaynabo, Puerto Rico 00969 USA | PSE60A, PLE60A, PCE60A, PSE45A, PLE45A, PCE45A, PSEE60A, PLEE60A, PCEE60A, PSEE45A, PLEE45A, PCEE45A, PVE35A | Klasa IIb | Stapler per perdorim ne Endo-Kirurgji | Pajisje nje perdorimeshe
15036 | ECHELON ENDOPATH Stapler Reloads, ENDOPATH ECHELON Reloads | E v i t a | 2023-09-25T00:00:00.000+02:00 | Ethicon Endo-Surgery, LLC 475 Calle C, Guaynabo, Puerto Rico 00969 USA | ECR60B, ECR60D, ECR60G, ECR60W, ECR45B, ECR45D, ECR45G, ECR45W, ECR45M, ECR60M, GST60W, GST60B, GST60D, GST60G, GST60T, GST45W, GST45B, GST45D, GST45G, GST45T | Klasa III | Rimbushese per stapler kirurgjikal endo | Pajisje nje perdorimeshe
15077 | PROXIMATE Open Linear Cutter | E v i t a | 2023-09-25T00:00:00.000+02:00 | Ethicon Endo-Surgery, LLC 475 Calle C, Guaynabo, Puerto Rico 00969 USA | NTLC55, NTLC75 | Klasa IIa | Stapler kirurgjikal linear | Pajisje nje perdorimeshe
15115 | PROXIMATE Linear Cutters Reloads, PROXIMATE Linear Cutters and Reloads | E v i t a | 2023-09-25T00:00:00.000+02:00 | Ethicon Endo-Surgery, LLC 475 Calle C, Guaynabo, Puerto Rico 00969 USA | TCR10, TCR55, TCR75, TRD75, TRT10, TRT55, TRT75, TVR55, TCD75, TCT10, TCT55, TCT75, TLC10, TLC55, TLC75, TVC55 | Klasa III | Rimbushese per stapler kirurgjikal linear, Stapler kirurgjikal linear dhe rimbusheset e tyre | Pajisje nje perdorimeshe
15050 | Linear Cutter Reloads Selectable 55, SR75 - Linear Cutter Reloads Selectable 75 | E v i t a | 2023-09-25T00:00:00.000+02:00 | Ethicon Endo-Surgery, LLC 475 Calle C, Guaynabo, Puerto Rico 00969 USA | SR55, SR75 | Klasa III | Rimbushese per stapler kirurgjikal linear | Pajisje nje perdorimeshe
15091 | Access Wash Buffer II- , UniCel DxI Access Wash Buffer II- , UniCel DxI Wash Buffer II- | GENIUS SHPK | 2023-09-25T00:00:00.000+02:00 | Beckman Coulter, Inc . - 250 South Kraemer Blvd. Brea, California 92821, USA | A16792, A16793, A79784 | In vitro | Reagent imunologjik diagnostifikues in vitro e destinuar per pastrimin e mbetjeve te reagenteve gjate punes ne instrumentet me Sistemin imunologjik Access., Reagent imunologjik diagnostifikues in vitro e destinuar per hollimin e mostres gjate punes per krahasimin e rezultatit me rezultatet e pritshme ne instrumentet me Sistemin imunologjik Access me perdorimin e reagenteve te ndryshem. | Pajisje te diagnostifikimit in vitro
15029 | Alphenix, INFX-8000V | DIAL-ALB | 2023-09-25T00:00:00.000+02:00 | Canon Medical Systems Corporation, 1385, Shimoishigami, Otawara-Shi, Tochigi 324-8550, JAPAN | INFX-8000V | Klasa IIb | Pajisje diagnostikuese me rreze X , per perfitime imazherike te eneve te gjakut | Pajisje diagnostikuese dhe terapeutike me rezatim
15051 | PU-17, ID 1330061, PNEUMATIC UNIT PU-17 | AESKULAP | 2023-09-25T00:00:00.000+02:00 | SYSMEX CORPORATION,1-5-1 Wakinohama-Kaigandori, Chuo-ku, Kobe 651-0073, Japan | PU-17, ID 1330061, PNEUMATIC UNIT PU-17 | In vitro | Pompe vakumi per aparatura hematologjike dhe urinometer | Pajisje laboratori
15030 | UF-1500 Fully Automated Urine Particle Analyzer, Modeli N/A | AESKULAP | 2023-09-25T00:00:00.000+02:00 | SYSMEX CORPORATION,1-5-1 Wakinohama-Kaigandori, Chuo-ku, Kobe 651-0073, Japan | UF-1500 Fully Automated Urine Particle Analyzer, Modeli N/A | In vitro | Aparature laboratorike urinometer per matjen e 60 mostrave ne ore. | Pajisje laboratori
15092 | Disposable Angio-Closure Pads | MONTAL | 2023-09-25T00:00:00.000+02:00 | Sunny Medical Device (Shenzhen) Co., Ltd. 1/F and 401, Zhongtianxin Building B, Longgang District, Shenzhen, Guangdong, 518172,China | SM-AP-L-MP, SM-AP-L-TP, SM-AP-S-MP, SM-AP-M-MP, SM-AP-M-TP, SM-AP-S-TP | Is | Angio-Closure Pads përdoret për të ndaluar gjakderdhjen duke shtypur pikën e shpimit të arteries femorale pas intervenimit femoral | Pajisje nje perdorimeshe
15052 | Submerged mini Type Angled Abutment_Hex B type 25°, Submerged mini Type Angled Abutment_Non-Hex type 15°, Submerged mini Type Angled Abutment_Non-Hex type 25°, Submerged mini Type Milling Abutment_Hex, Submerged mini Type Milling Abutment_Non-Hex, Submerged mini Type NT2 Fixture, Submerged Type NT2 Fixture, Submerged mini Type GT2 Fixture, Submerged Type GT2 Fixture, Submerged mini Type Cover Screw, Submerged mini Type Healing Abutment, Submerged mini Type Solid Abutment, Submerged mini Type Transfer Abutment_Hex, Submerged mini Type Transfer Abutment_Non-Hex, Submerged mini Type Angled Abutment_Hex A type 15°, Submerged mini Type Angled Abutment_Hex A type 25°, Submerged mini Type Angled Abutment_Hex B type 15°, 1.2 Hex Torque Driver, 1.2 Hex Machine Driver, 1.2 Hex Hand Driver, No-Mount Hex Fixture Driver, No-Mount Hex Fixture Driver-mini, Torque Wrench, Drill Extension, Parallel pin, Submerged Type Angled Abutment_Hex B type 25°, Submerged Type Angled Abutment_Non-Hex type 15°, Submerged Type Angled Abutment_Non-Hex type 25°, Submerged Type Milling Abutment_Hex, Submerged Type Milling Abutment_Non-Hex, Submerged Type Temporary Abutment_Hex, Submerged Type Temporary Abutment_Non-Hex, Abutment Screw, Submerged mini Type Solid Lab Analog, Submerged Type Solid Lab Analog, Submerged Type Fixture Lab Analog, Submerged mini Type Fixture Lab Analog, Submerged mini Type Solid Healing Cap(Protect Cap), Submerged Type Solid Healing Cap(Protect Cap), Submerged Type mini Solid Impression Coping, Submerged Type Solid Impression Coping, Submerged Type mini Plastic UCLA Abutment, Submerged Type Plastic UCLA Abutment, Submerged Type mini Impression Coping-Pick-up, Submerged Type Impression Coping-Pick-up, Submerged Type mini Impression Coping-Transfer, Submerged Type Impression Coping-Transfer, Submerged Type mini Guide Pin-Pick-up, Submerged Type Guide Pin-Pick-up, Guide Drill, Twist Drill, Tapered Drill, Submerged Type Angled Abutment_Hex A type 25°, Submerged Type Angled Abutment_Hex B type 15°, Submerged Type Angled Abutment_Hex A type 15°, Submerged Type Solid Abutment, Submerged Type Transfer Abutment_Hex, Submerged Type Transfer Abutment_Non-Hex, Submerged mini Type Temporary Abutment_Hex, Submerged mini Type Temporary Abutment_Non-Hex, Abutment Screw_mini, Submerged Type Cover Screw, Submerged Type Healing Abutment | EODENT | 2023-09-28T00:00:00.000+02:00 | T.Strong Inc. 56, Seobu-ro 346beon-gil, Jinyeong-eup, Gimhae-si, Gyeongsangnam-do, Korea | MAA 4541B, MAA 4551B, MAA 4561B, MAA 5011B, MAA 5021B, MAA 5031B, MAA 5041B, MAA 5051B, MAA 5061B, MAA 4012B, MAA 4022B, MAA 4032B, MAA 4042B, MAA 4052B, MAA 4062B, MAA 4512B, MAA 4522B, MAA 4532B, MAA 4542B, MAA 4552B, MAA 4562B, MAA 5012B, MAA 5022B, MAA 5032B, MAA 5042B, MAA 5052B, MAA 5062B, MAA 4011N, MAA 4021N, MAA 4031N, MAA 4041N, MAA 4051N, MAA 4061N, MAA 4511N, MAA 4521N, MAA 4531N, MAA 4541N, MAA 4551N, MAA 4561N, MAA 5011N, MAA 5021N, MAA 5031N, MAA 5041N, MAA 5051N, MAA 5061N, MAA 4012N, MAA 4022N, MAA 4032N, MAA 4042N, MAA 4052N, MAA 4062N, MAA 4512N, MAA 4522N, MAA 4532N, MAA 4542N, MAA 4552N, MAA 4562N, MAA 5012N, MAA 5022N, MAA 5032N, MAA 5042N, MAA 5052N, MAA 5062N, MMA 4529H, MMA 4549H, MMA 5029H, MMA 5049H, MMA 4529N, MMA 4549N, MMA 5029N, MMA 5049N, NT2 35085T, NT2 3510T, NT2 35115T, NT2 3513T, NT2 3515T, NT2 3517T, NT2 4007T, NT2 40085T, NT2 4010T, NT2 40115T, NT2 4013T, NT2 4015T, NT2 4507T, NT2 45085T, NT2 4510T, NT2 45115T, NT2 4513T, NT2 4515T, NT2 5007T, NT2 50085T, NT2 5010T, NT2 50115T, NT2 5013T, NT2 5015T, NT2 5507T, NT2 55085T, NT2 5510T, NT2 55115T, NT2 5513T, NT2 5515T, NT2 6007T, NT2 60085T, NT2 6010T, NT2 60115T, NT2 6013T, NT2 6015T, NT2 6507T, NT2 65085T, NT2 6510T, NT2 65115T, NT2 6513T, NT2 6515T, NT2 7007T, NT2 70085T, NT2 7010T, NT2 70115T, NT2 7013T, NT2 7015T, GT2 35085MT, GT2 3510MT, GT2 35115MT, GT2 3513MT, GT2 3515MT, GT2 3517MT, GT2 4007MT, GT2 40085MT, GT2 4010MT, GT2 40115MT, GT2 4013MT, GT2 4015MT, GT2 4507MT, GT2 45085MT, GT2 4510MT, GT2 45115MT, GT2 4513MT, GT2 4515MT, GT2 5007MT, GT2 50085MT, GT2 5010MT, GT2 50115MT, GT2 5013MT, GT2 5015MT, GT2 5507MT, GT2 55085MT, GT2 5510MT, GT2 55115MT, GT2 5513MT, GT2 5515MT, GT2 6007MT, GT2 60085MT, GT2 6010MT, GT2 60115MT, GT2 6013MT, GT2 6015MT, GT2 6507MT, GT2 65085MT, GT2 6510MT, GT2 65115MT, GT2 6513MT, GT2 6515MT, GT2 7007MT, GT2 70085MT, GT2 7010MT, GT2 70115MT, GT2 7013MT, GT2 7015MT, MICS 5005, MICS 5020, MHA 4013, MHA 4024, MHA 4025, MHA 4037, MHA 4513, MHA 4524, MHA 4525, MHA 4537, MHA 5013, MHA 5024, MHA 5025, MHA 5037, MSA 3514, MSA 3515, MSA 3517, MSA 3524, MSA 3525, MSA 3527, MSA 3534, MSA 3535, MSA 3537, MSA 3544, MSA 3545, MSA 3547, MSA 3554, MSA 3555, MSA 3557, MSA 4014, MSA 4015, MSA 4017, MSA 4024, MSA 4025, MSA 4027, MSA 4034, MSA 4035, MSA 4037, MSA 4044, MSA 4045, MSA 4047, MSA 4054, MSA 4055, MSA 4057, MSA 4064, MSA 4065, MSA 4067, MSA 4514, MSA 4515, MSA 4517, MSA 4524, MSA 4525, MSA 4527, MSA 4534, MSA 4535, MSA 4537, MSA 4544, MSA 4545, MSA 4547, MSA 4554, MSA 4555, MSA 4557, MSA 4564, MSA 4565, MSA 4567, MSA 5014, MSA 5015, MSA 5017, MSA 5024, MSA 5025, MSA 5027, MSA 5034, MSA 5035, MSA 5037, MSA 5044, MSA 5045, MSA 5047, MSA 5054, MSA 5055, MSA 5057, MSA 5064, MSA 5065, MSA 5067, MTA 4014H, MTA 4015H, MTA 4017H, MTA 4024H, MTA 4025H, MTA 4027H, MTA 4034H, MTA 4035H, MTA 4037H, MTA 4044H, MTA 4045H, MTA 4047H, MTA 4054H, MTA 4055H, MTA 4057H, MTA 4064H, MTA 4065H, MTA 4067H, MTA 4514H, MTA 4515H, MTA 4517H, MTA 4524H, MTA 4525H, MTA 4527H, MTA 4534H, MTA 4535H, MTA 4537H, MTA 4544H, MTA 4545H, MTA 4547H, MTA 4554H, MTA 4555H, MTA 4557H, MTA 4564H, MTA 4565H, MTA 4567H, MTA 5014H, MTA 5015H, MTA 5017H, MTA 5024H, MTA 5025H, MTA 5027H, MTA 5034H, MTA 5035H, MTA 5037H, MTA 5044H, MTA 5045H, MTA 5047H, MTA 5054H, MTA 5055H, MTA 5057H, MTA 5064H, MTA 5065H, MTA 5067H, MTA 4014N, MTA 4015N, MTA 4017N, MTA 4024N, MTA 4025N, MTA 4027N, MTA 4034N, MTA 4035N, MTA 4037N, MTA 4044N, MTA 4045N, MTA 4047N, MTA 4054N, MTA 4055N, MTA 4057N, MTA 4064N, MTA 4065N, MTA 4067N, MTA 4514N, MTA 4515N, MTA 4517N, MTA 4524N, MTA 4525N, MTA 4527N, MTA 4534N, MTA 4535N, MTA 4537N, MTA 4544N, MTA 4545N, MTA 4547N, MTA 4554N, MTA 4555N, MTA 4557N, MTA 4564N, MTA 4565N, MTA 4567N, MTA 5014N, MTA 5015N, MTA 5017N, MTA 5024N, MTA 5025N, MTA 5027N, MTA 5034N, MTA 5035N, MTA 5037N, MTA 5044N, MTA 5045N, MTA 5047N, MTA 5054N, MTA 5055N, MTA 5057N, MTA 5064N, MTA 5065N, MTA 5067N, MAA 4011A, MAA 4021A, MAA 4031A, MAA 4041A, MAA 4051A, MAA 4061 | Klasa IIb, Klasa IIa, Klasa I | Implante dentare, Instrumenta dentare kirurgjikale, Aksesore per implante dentare | Pajisje dentare
15093 | Access HBc IgM, Access HBc IgM Calibrators, Access HBc IgM QC | GENIUS SHPK | 2023-09-28T00:00:00.000+02:00 | Beckman Coulter, Inc . - 250 S. Kraemer Boulevard Brea, CA 92821 U.S.A | 34250, 34255, 34259 | In vitro | Reagent imunologjik diagnostifikues in vitro e destinuar per zbulimin e antitrupave IgM kunder antigjenit te virusit te hepatititit B ne serumin dhe plazmen humane duke perdorur Sistemet e Testimit te Imunologjise Access., Reagent imunologjik diagnostifikues in vitro e destinuar per kalibrimin e testit Access HBc IgM per zbulimin e antitrupave IgM kunder antigjenit te virusit te hepatititit B ne serumin dhe plazmen humane duke perdorur Sistemet e Testimit te Imunologjise Access., Reagent imunologjik diagnostifikues in vitro e destinuar per monitorimin e performances se sistemit te testit Access HBc IgM. | Pajisje te diagnostifikimit in vitro
15275 | Hemostasis Valve Sets | O.E.S DISTRIMED | 2023-10-30T00:00:00.000+01:00 | SCW MEDICATH LTD NO.4 Baolong 6th Road,Baolong Industrial Town,Longgang District,Shenzhen ,China | SCW-HV, SCW-HV-1, SCW-HV-2, SCW-HV-3, SCW-HV-4, SCW-HV-5, SCW-HV-6 | Is | Set valvulash hemostatike,per perdorim ne kardiologji | Pajisje nje perdorimeshe
15116 | Angiographic Syringes | O.E.S DISTRIMED | 2023-10-03T00:00:00.000+02:00 | SCW MEDICATH LTD NO.4 Baolong 6th Road,Baolong Industrial Town,Longgang District,Shenzhen ,China | DSA-60-A1, DSA-150-A1, CT-100-X1, CT-200-A1, MRI-115-A1, DSA-100-B1, DSA-150-B1, CT-200-B1, MRI-65-A1, CT-200-A2, DSA-200-A1, DSA-130-A1, CT/DSA-150-B1, MRI-60-B1, CT-200-NE, DSA-90-NE, DSA-120-NE, CT-100-NE, CT-190-A1, CT-190/190-A1, CT-200/200-A2, CT-200/200-B1, CT-100/100-NE, CT-100/200-NE, CT-200/200-NE, CT-200-EM, CT-200/200-EM, CT-200-MED, CT-200/200-MED, MRI-65/115-A1, MRI-65/65-A1, MRI-115/115-A1, MRI-60/60-B1, MRI-60/60-NE, MRI-65-MED, MRI-65/200-MED | Klasa IIa | Shiringa angiografike,perdorim ne kardiologji | Pajisje nje perdorimeshe
14964 | Ballon Inflation Devices | O.E.S DISTRIMED | 2023-10-03T00:00:00.000+02:00 | SCW MEDICATH LTD NO.4 Baolong 6th Road,Baolong Industrial Town,Longgang District,Shenzhen ,China | SCW-BID-20, SCW-BID1-20, SCW-BID1-30, SCW-BID2-20 | Is | Pajisje Inflatuese( fryrese) te ballonave,per perdorim ne kardiologji | Pajisje nje perdorimeshe
15108 | Colored Piston Speciality Syringes Models:0.5 ml,1ml,2ml,3ml,4ml,5ml,6ml,7ml,8ml,9ml,10ml | O.E.S DISTRIMED | 2023-10-03T00:00:00.000+02:00 | SCW MEDICATH LTD NO.4 Baolong 6th Road,Baolong Industrial Town,Longgang District,Shenzhen ,China | N/A | Is | Shiringa specialiteti me piston te ngjyrosur | Pajisje nje perdorimeshe
15135 | Connecting Tubings Models:0.2inch,0.15inchs | O.E.S DISTRIMED | 2023-10-03T00:00:00.000+02:00 | SCW MEDICATH LTD NO.4 Baolong 6th Road,Baolong Industrial Town,Longgang District,Shenzhen ,China | N/A | Klasa IIa | Tuba konektimi,per perdorim ne kardiologji | Pajisje nje perdorimeshe
15117 | Dose-Control Syringes | O.E.S DISTRIMED | 2023-10-03T00:00:00.000+02:00 | SCW MEDICATH LTD NO.4 Baolong 6th Road,Baolong Industrial Town,Longgang District,Shenzhen ,China | SCW-CCS-0.25P, SCW-CCS-0.5P, SCW-CCS-001P, SCW-CCS-003P, SCW-CCS-006P, SCW-CCS-008P, SCW-CCS-010P, SCW-CCS-012P, SCW-CCS-020P, SCW-CCS-030P, SCW-CCS-060P | Is | Shiringa doze kontrolli,per perdorim spitalor | Pajisje nje perdorimeshe
15080 | Guide Wires | O.E.S DISTRIMED | 2023-10-03T00:00:00.000+02:00 | SCW MEDICATH LTD NO.4 Baolong 6th Road,Baolong Industrial Town,Longgang District,Shenzhen ,China | PTFE Coated Guide Wire, Seldinger Guide Wire | Klasa IIa | Tela drejtues,perdorim ne kardiologji | Pajisje nje perdorimeshe
15109 | Introducer Needles | O.E.S DISTRIMED | 2023-10-03T00:00:00.000+02:00 | SCW MEDICATH LTD NO.4 Baolong 6th Road,Baolong Industrial Town,Longgang District,Shenzhen ,China | Straight type, Y type | Klasa IIa | Age introduktore,perdorim ne kardiologji | Pajisje nje perdorimeshe
15337 | M-30 D Diluent | O3 LAB | 2023-11-02T00:00:00.000+01:00 | Shenzhen Mindray Bio- Medical Electronics Co.,Ltd Mindray Building Keji 12th Road South Hi - Tech Industrial Park Nanshan 518057 Shenzen People's Republic pf China | 105-026309-00, 105-026313-00 | In vitro | Reagent per matjen e gjakut komplet dhe ndarjen ne 3 popullata | Pajisje te diagnostifikimit in vitro
15094 | XIENCE PRO 48 Everolimus Eluting Coronary Stent System | DIAL-ALB | 2023-09-29T00:00:00.000+02:00 | Abbott Medical, 3200 Lakeside Drive, Santa Clara , California 95054,USA | 1017250-48, 1017275-48, 1017300-48, 1017350-48 | Klasa III | Stenda Koronare | Pajisje te implantueshme aktive
15095 | XIENCE Sierra Everolimus Eluting Coronary Stent System | DIAL-ALB | 2023-09-29T00:00:00.000+02:00 | Abbott Medical, 3200 Lakeside Drive, Santa Clara , California 95054,USA | 1500200-08, 1500200-12, 1500200-15, 1500200-18, 1500200-23, 1500200-28, 1500200-33, 1500200-38, 1500225-08, 1500225-12, 1500225-15, 1500225-18, 1500225-23, 1500225-28, 1500225-33, 1500225-38, 1500250-08, 1500250-12, 1500250-15, 1500250-18, 1500250-23, 1500250-28, 1500250-33, 1500250-38, 1500275-08, 1500275-12, 1500275-15, 1500275-18, 1500275-23, 1500275-28, 1500275-33, 1500275-38, 1500300-08, 1500300-12, 1500300-15, 1500300-18, 1500300-23, 1500300-28, 1500300-33, 1500300-38, 1500325-08, 1500325-12, 1500325-15, 1500325-18, 1500325-23, 1500325-28, 1500325-33, 1500325-38, 1500350-08, 1500350-12, 1500350-15, 1500350-18, 1500350-23, 1500350-28, 1500350-33, 1500350-38, 1500400-08, 1500400-12, 1500400-15, 1500400-18, 1500400-23, 1500400-28, 1500400-33, 1500400-38 | Klasa III | Stenda Koronare | Pajisje te implantueshme aktive
15081 | Pro-Mag™ Biopsy Needles | MONTAL | 2023-09-28T00:00:00.000+02:00 | Argon Medical Devices, Inc. 1445 Flat Creek Road, Athens, Texas 75751, USA | 765114080, 765114120, 765114160, 765116080, 765116120, 765116160, 765118080, 765118120, 765118160, 765120080, 765120120, 765120160, 765014100, 765014120, 765014160, 765014200, 765016100, 765016160, 765016200, 765016250, 765016600, 765018100, 765018160, 765018200, 765018250, 765018300, 765020100, 765020160, 765020200 | Klasa IIa | Jane age njeperdorimshe qe sherbejne per marrjen e mostrave histologjike me cilesi te larte | Pajisje nje perdorimeshe
15082 | Z1 Non -Invasive Blood Pressure Measuring Device Upper Arm Automatic Type | DELTA PHARMA - AL | 2023-09-28T00:00:00.000+02:00 | Rossmax Swiss GmbH Widnauerstrasse 1, CH- 9435 Heerbrugg, Switzerland | Z1 Non -Invasive Blood Pressure Measuring Device Upper Arm Automatic Type | Klasa IIa | Matës i presionit të gjakut. Teknologjia Real Fuzzy përcakton presionin ideal të manshetës bazuar në presionin sistolik të gjakut dhe madhësinë e krahut. Përdoruesit nuk kanë më nevojë të paracaktojnë nivelin e inflacionit përpara matjes. Teknologjia eleminon parehatinë e krahut nëpërmjet cilësimeve të panevojshme të inflacionit të lartë dhe gjithashtu parandalon leximet e pasakta të shkaktuara ng | Tjeter
15118 | AXXO WOUNDGEL | REJSI FARMA | 2023-10-05T00:00:00.000+02:00 | Magle Chemoswed AB, Agneslundsvagen 27,212 15 Malmo, Sweden | 960721 AXXO WOUNDGEL 100g | Klasa IIb | Mbështjellë hidroxheli sterile, antibakteriale qe siguron dhe promovon lagështi për plagë të hapura. | Tjeter
15078 | HI-TORQUE PROGRESS 40 Guide Wire with TURBOCOAT Hydrophilic Coating , HI-TORQUE PROGRESS 40 Guide Wire with TURBOCOAT Hydrophilic Coating , HI-TORQUE PROGRESS 80 Guide Wire with TURBOCOAT Hydrophilic Coating , HI-TORQUE PROGRESS 80 Guide Wire with TURBOCOAT Hydrophilic Coating , HI-TORQUE PROGRESS 140T Guide Wire with TURBOCOAT Hydrophilic Coating , HI-TORQUE PROGRESS 200T Guide Wire with TURBOCOAT Hydrophilic Coating , HI-TORQUE PROGRESS 120 Guide Wire with TURBOCOAT Hydrophilic Coating | DIAL-ALB | 2023-09-29T00:00:00.000+02:00 | Abbott Medical, 3200 Lakeside Drive, Santa Clara , California 95054,USA | 1011836, 1011837, 1011838, 1011839, 1011840, 1011841, 1011842, 1011843, 1011884, 1011845 | Klasa III | Tel udhezues per koronarografi | Pajisje nje perdorimeshe
15053 | HI-TORQUE WHISPER LS Guide Wire with Hydrohpilic Coating, HI-TORQUE WHISPER MS Guide Wire with Hydrohpilic Coating, HI-TORQUE WHISPER EXTRA SUPPORT Guide Wire with Hydrohpilic Coating | DIAL-ALB | 2023-09-29T00:00:00.000+02:00 | Abbott Medical, 3200 Lakeside Drive, Santa Clara , California 95054,USA | 1005351H, 1005351HJ, 1005353H, 1005353HJ, 1005357H, 1005357HJ, 1005359H, 1005359HJ, 1011834H, 1011834HJ, 1011835H, 1011835HJ | Klasa III | Tel udhezues per koronarografi | Pajisje nje perdorimeshe
15054 | Peel-Away Introducers | BIOMETRIC ALBANIA | 2023-09-28T00:00:00.000+02:00 | Abbott Medical - Adresa: 15900 Valley View Court, Sylmar CA 91342, USA | 405104, 405108, 405112, 405116, 405118, 405119, 405120, 405122, 405124, 405128, 405129, 405136, 405144, 405145, 405146, 405147, 405149, 405153, 405154, 405254, 405269, 405270, 405404, 405408, 405412, 405416, 405418, 405420, 405422, 405424, 405428 | Klasa III | Udhezues për futjen e sondave dhe kateterëve kardiak në sistemin venoz vaskular. | Produkte per institucione te kujdesit shendetesor
15136 | Introducer Sets Model Standard Introducer set, Introducer Sets Model Peelable introducer set | O.E.S DISTRIMED | 2023-10-03T00:00:00.000+02:00 | SCW MEDICATH LTD NO.4 Baolong 6th Road,Baolong Industrial Town,Longgang District,Shenzhen ,China | N/A | Klasa IIa | Set Introduktor per perdorim ne kardiologji | Pajisje nje perdorimeshe
15123 | Manifold Sets -Models:Three port | O.E.S DISTRIMED | 2023-10-03T00:00:00.000+02:00 | SCW MEDICATH LTD NO.4 Baolong 6th Road,Baolong Industrial Town,Longgang District,Shenzhen ,China | N/A | Klasa IIa | Sete Rubinetash mjekesore,perdorim ne kardiologji | Pajisje nje perdorimeshe
15083 | Manifolds- Model:One Port, Manifolds- Model:Two Port, Manifolds- Model:Three Port, Manifolds- Model:Four Port, Manifolds- Model:Five Port | O.E.S DISTRIMED | 2023-10-03T00:00:00.000+02:00 | SCW MEDICATH LTD NO.4 Baolong 6th Road,Baolong Industrial Town,Longgang District,Shenzhen ,China | N/A | Klasa IIa | Rubinet mjekesor,perdorim ne kardiologji | Pajisje nje perdorimeshe
15110 | Pressure bandage | O.E.S DISTRIMED | 2023-10-03T00:00:00.000+02:00 | SCW MEDICATH LTD NO.4 Baolong 6th Road,Baolong Industrial Town,Longgang District,Shenzhen ,China | SCW-ZXD-I, SCW-ZXD-II, SCW-ZXD-III, SCW-ZXD-IV | Is | fashe presioni,perdorim ne kardiologji | Pajisje nje perdorimeshe
15137 | Transradial Introducer sets -model: 4F, Transradial Introducer sets -model: 5F, Transradial Introducer sets -model: 6F, Transradial Introducer sets -model: 7F | O.E.S DISTRIMED | 2023-10-03T00:00:00.000+02:00 | SCW MEDICATH LTD NO.4 Baolong 6th Road,Baolong Industrial Town,Longgang District,Shenzhen ,China | N/A | Klasa IIa | Set introduktor transradial,perdorim ne kardiologji | Pajisje nje perdorimeshe
15338 | RF Latex Autom NG | O3 LAB | 2023-11-02T00:00:00.000+01:00 | Sentinel CH. Spa -Via Robert Koch,2-20152 Milano, Italy | 11506H | In vitro | Reagent per testet biokimike,ndihmon per diagnostifikimin e artritit reumatoid | Pajisje te diagnostifikimit in vitro
15377 | RF Cal Set | O3 LAB | 2023-11-02T00:00:00.000+01:00 | Sentinel CH. Spa -Via Robert Koch, 2-20152 Milano, Italy | 11523D | In vitro | Reagent per kalibrimin e faktorit reumatoid | Pajisje te diagnostifikimit in vitro
15339 | Clin Chem Cal | O3 LAB | 2023-11-02T00:00:00.000+01:00 | Sentinel CH. Spa -Via Robert Koch, 2-20152 Milano, Italy | 16550 | In vitro | Reagent per kalibrimin e testeve biokimike | Pajisje te diagnostifikimit in vitro
15340 | AST UV Liquid | O3 LAB | 2023-11-01T00:00:00.000+01:00 | Sentinel CH. Spa -Via Robert Koch, 2-20152 Milano, Italy | 17224H | In vitro | Reagent per testet biokimike,test per funksionimin e melcise | Pajisje te diagnostifikimit in vitro
15378 | Gamma GT Liquid | O3 LAB | 2023-11-02T00:00:00.000+01:00 | Sentinel CH. Spa -Via Robert Koch, 2-20152 Milano, Italy | 17336H | In vitro | Reagent per testet biokimike,test per metabolizmin e melcise | Pajisje te diagnostifikimit in vitro
15341 | Creatinine Liquid | O3 LAB | 2023-11-02T00:00:00.000+01:00 | Sentinel CH. Spa -Via Robert Koch, 2-20152 Milano, Italy | 17609H | In vitro | Reagent per testet biokimike,test per funksionimin e veshkave | Pajisje te diagnostifikimit in vitro
15417 | Triglycerides Liquid | O3 LAB | 2023-11-01T00:00:00.000+01:00 | Sentinel CH. Spa -Via Robert Koch, 2-20152 Milano, Italy | 17624H | In vitro | Reagent per testet biokimike,ndihmon per diagnostifikimin e yndyrnave ne gjak | Pajisje te diagnostifikimit in vitro
15342 | Urea Liquid | O3 LAB | 2023-11-01T00:00:00.000+01:00 | Sentinel CH. Spa -Via Robert Koch, 2-20152 Milano, Italy | 17629H | In vitro | Reagent per testet biokimike,test per funksionimin e veshkave | Pajisje te diagnostifikimit in vitro
15343 | Glucose Liquid | O3 LAB | 2023-11-01T00:00:00.000+01:00 | Sentinel CH. Spa -Via Robert Koch, 2-20152 Milano, Italy | 17630H | In vitro | Reagent per testet biokimike,test per matur nivelin e sheqerit ne gjak | Pajisje te diagnostifikimit in vitro
15344 | Cholesterol Liquid | O3 LAB | 2023-11-01T00:00:00.000+01:00 | Sentinel CH. Spa -Via Robert Koch, 2-20152 Milano, Italy | 17644H | In vitro | Reagent per testet biokimike,ndihmon per diagnostifikimin e yndyrnave ne gjak | Pajisje te diagnostifikimit in vitro
15345 | Iron Liquid | O3 LAB | 2023-11-01T00:00:00.000+01:00 | Sentinel CH. Spa -Via Robert Koch, 2-20152 Milano, Italy | 17648H | In vitro | Reagent per testet biokimike,test per nivelin e hekurit ne gjak | Pajisje te diagnostifikimit in vitro
15346 | Uric Acid Liquid | O3 LAB | 2023-11-02T00:00:00.000+01:00 | Sentinel CH. Spa -Via Robert Koch, 2-20152 Milano, Italy | 17658H | In vitro | Reagent per testet biokimike,test per kycet dhe veshkat | Pajisje te diagnostifikimit in vitro
15347 | Calcium Liquid | O3 LAB | 2023-11-01T00:00:00.000+01:00 | Sentinel CH. Spa -Via Robert Koch, 2-20152 Milano, Italy | 17667H | In vitro | Reagent per testet biokimike,test per metabolizmin e melcise | Pajisje te diagnostifikimit in vitro
15119 | Export Advance Aspiration Catheter, Export AP Aspiration Catheter | O.E.S DISTRIMED | 2023-10-03T00:00:00.000+02:00 | Medtronic Inc. 710 Medtronic Parkway Minneapolis, MN 55432 USA | ADVANCECE, EXPORTAPCE | Klasa III | Kateter aspirimi,per perdorim spitalor | Pajisje nje perdorimeshe
15055 | VANADIS EXTRACT BIND AND WASH KIT | 2 AE | 2023-09-28T00:00:00.000+02:00 | WALLAC OY MUSTIONKATU 6 FI-20750 TURKU FINLAND | 3221-0010 | In vitro | PAJISJE MJEKESORE IN VITRO PER PASTRIMIN E METEJSHME TE ADN-SE SE NXJERRE NGA QELIZA | Pajisje te diagnostifikimit in vitro
15096 | VANADIS CORE BUFFER KIT | 2 AE | 2023-09-28T00:00:00.000+02:00 | WALLAC OY MUSTIONKATU 6 FI-20750 TURKU FINLAND | 3223-0010 | In vitro | Pajisje mjekesore për hollimin dhe heqjen e reagentëve të tepërt nga përzierja e etiketuar e molekulës së ADN-së. | Pajisje te diagnostifikimit in vitro
15097 | VANADIS EXTRACT REAGENT KIT | 2 AE | 2023-09-28T00:00:00.000+02:00 | WALLAC OY MUSTIONKATU 6 FI-20750 TURKU FINLAND | 3220-0010 | In vitro | Pajisje Mjekesore për nxjerrjen e ADN-së pa qeliza nga plazma | Pajisje te diagnostifikimit in vitro
15056 | VANADIS VIEW PLATE | 2 AE | 2023-09-28T00:00:00.000+02:00 | WALLAC OY MUSTIONKATU 6 FI-20750 TURKU FINLAND | 3224-0010 | In vitro | Pajisje mjekesore për të kapur molekulat e etiketuara të ADN-së. | Pajisje te diagnostifikimit in vitro
14965 | Zimmer Dental Non-Sterile Dental Instruments, Modeli:COPING, WAXING, CONTOUR, 17°, Zimmer Dental Non-Sterile Dental Instruments, Modeli:COPING, WAXING, CONTOUR, Zimmer Dental Non-Sterile Dental Instruments, Modeli:TOOL, HEX, Zimmer Dental Non-Sterile Dental Instruments, Modeli:MULTI-TOOL DRILL STOPS, Zimmer Dental Non-Sterile Dental Instruments, Modeli:SURGICAL MODULE, NP, EMPTY, Zimmer Dental Non-Sterile Dental Instruments, Modeli:REPLICA, ABUTMENT, BALL, Zimmer Dental Non-Sterile Dental Instruments, Modeli:COPING, TRANSFER, WAXING, Zimmer Dental Non-Sterile Dental Instruments, Modeli:TRAY, SURGICAL, Zimmer Dental Non-Sterile Dental Instruments, Modeli:TOOL, DRIVER, OCTAGON, Zimmer Dental Non-Sterile Dental Instruments, Modeli:TOOL, DRIVER, HEX, Zimmer Dental Non-Sterile Dental Instruments, Modeli:TOOL , DRIVER, HEX, Zimmer Dental Non-Sterile Dental Instruments, Modeli:ANALOG, ABUTMENT, SHORT, Zimmer Dental Non-Sterile Dental Instruments, Modeli:COPING, WAXING, SHORT, Zimmer Dental Non-Sterile Dental Instruments, Modeli:SCREW, WAXING, Zimmer Dental Non-Sterile Dental Instruments, Modeli:REPLICA, IMPLANT, Zimmer Dental Non-Sterile Dental Instruments, Modeli:SET, DRILL STOPS, Zimmer Dental Non-Sterile Dental Instruments, Modeli:TOOL, SCREWDRIVER HANDLE, Zimmer Dental Non-Sterile Dental Instruments, Modeli:TUBE ADAPTER, Zimmer Dental Non-Sterile Dental Instruments, Modeli:TUBE ADAPTER KIT, COMPLETE, Zimmer Dental Non-Sterile Dental Instruments, Modeli:TUBE ADAPTER KIT, EMPTY, Zimmer Dental Non-Sterile Dental Instruments, Modeli:Ti ANALOG ABUTMENT, CONTOUR 17°, Zimmer Dental Non-Sterile Dental Instruments, Modeli:Ti ANALOG ABUTMENT, CONTOUR, Zimmer Dental Non-Sterile Dental Instruments, Modeli:TOOL, REMOVAL, Zimmer Dental Non-Sterile Dental Instruments, Modeli:STAGING BLOCK, EMPTY, Zimmer Dental Non-Sterile Dental Instruments, Modeli:SURGICAL TRAY, EMPTY, Zimmer Dental Non-Sterile Dental Instruments, Modeli:TRY-IN, ABUTMENT, CONTOUR, Zimmer Dental Non-Sterile Dental Instruments, Modeli:KIT, TRY-IN, ABUTMENT, CONTOUR, Zimmer Dental Non-Sterile Dental Instruments, Modeli:REPLICA, ABUTMENT, TAPERED, Zimmer Dental Non-Sterile Dental Instruments, Modeli:TRANSFER, BALL, Zimmer Dental Non-Sterile Dental Instruments, Modeli:REPLICA, ABUTMENT, STRAIGHT, Zimmer Dental Non-Sterile Dental Instruments, Modeli:BALL PATTERN, CASTABLE, Zimmer Dental Non-Sterile Dental Instruments, Modeli:CAP ATTACHMENT TRANSFER, Zimmer Dental Non-Sterile Dental Instruments, Modeli:TOOL,DRIVER, RATCHET, SHORT, Zimmer Dental Non-Sterile Dental Instruments, Modeli:TOOL, DRIVER, RATCHET, LONG, Zimmer Dental Non-Sterile Dental Instruments, Modeli:IMPLANT ANALOG, Zimmer Dental Non-Sterile Dental Instruments, Modeli:DRILL STOP KIT, COMPLETE, Zimmer Dental Non-Sterile Dental Instruments, Modeli:SURGICAL DRILL MODULE, EMPTY, Zimmer Dental Non-Sterile Dental Instruments, Modeli:TOOL, ABUTMENT INSERT, Zimmer Dental Non-Sterile Dental Instruments, Modeli:IMPRESSION POST, Zimmer Dental Non-Sterile Dental Instruments, Modeli:COPING, TRANSFER, Zimmer Dental Non-Sterile Dental Instruments, Modeli:ANALOG, ABUTMENT, SHOULDERED, Zimmer Dental Non-Sterile Dental Instruments, Modeli:WAXING SLEEVE, SHOULDERED, Zimmer Dental Non-Sterile Dental Instruments, Modeli:TOOL, O-RING, SEATING, Zimmer Dental Non-Sterile Dental Instruments, Modeli:TOOL, PARALLELING, Zimmer Dental Non-Sterile Dental Instruments, Modeli:TOOL, RATCHET, Zimmer Dental Non-Sterile Dental Instruments, Modeli:SCREW, REPLACEMENT, Zimmer Dental Non-Sterile Dental Instruments, Modeli:ANALOG, IMPLANT, Zimmer Dental Non-Sterile Dental Instruments, Modeli:SCREW, LONG, Zimmer Dental Non-Sterile Dental Instruments, Modeli:TOOL, HEX KIT, Zimmer Dental Non-Sterile Dental Instruments, Modeli:ANALOG, ABUTMENT, O-RING, Zimmer Dental Non-Sterile Dental Instruments, Modeli:GUIDE SLEEVE, Zimmer Dental Non-Sterile Dental Instruments, Modeli:TOOL, MANUAL DRIVER, Zimmer Dental Non-Sterile Dental Instruments, Modeli:TRAY, PROSTHETIC, Zimmer Dental Non-Sterile Dental Instruments, Modeli:TOOL, ABUTMENT, SEATING, Zimmer Dental Non-Sterile Dental Instruments, Modeli:TOOL, ABUTMENT HOLDER | Salutalb | 2023-09-28T00:00:00.000+02:00 | Zimmer Dental, Inc. 1900 Aston Ave Carlsbad, California 92008-7308, U.S.A | ZOCWAX5S, ZOCWAX6A, ZOCWAX6S, HXL1.25, HXL3.0-S, HXLGR1.25, IA2, IA3, IA4, IA5, IRT, MTL, NPTRAY, OPBAR, OPBAT, OPC, OPR, OPSUR, OT3.0-S, OTL3.0-S, RH2.5, RHL2.5, RSR, SAANA4, SAANA5, SAANA6, SAWAX4, SAWAX5, SAWAX6, SCWS, SPMR, SRT, SS10D16, SS10D22, SS11D16, SS11D22, SS13D22, SS51D, SS57D, SS8D16, SS8D22, SSHS, TAD23A, TAD23B, TAD28A, TAD28B, TAD34A, TAD34B, TAD38B, TAD44B, TADKIT, TADTRAY, TCANA4A, TCANA4S, TCANA5A, TCANA5S, TCANA6A, TCANA6S, TLRT2, TSVBLK, TSVTRAY, TW1.25, TW1.25L, ZOAT34, ZOAT45, ZOAT56, ZOATKIT, ZOCWAX4A, ZOCWAX4S, ZOCWAX5A, ACTR, AV6R, BAR, BAT, BTO, CAB, CAT, CHR2.1, CHRL2.1, CIANP, CLRT2, DSKIT, GSTRAY, HLRTX2, HX1.25, HX3.0-S, HXGR1.25, 0431, 0491, 0599, 0684, 0685, 0699, 0701, 0714, 0718, 0721, 0724, 0769, 0837, 0999, 1230, 1632, 1633, 1645, 1648, 1657, 1660, 1691, 1694, 1822, 1823, 1824, 1825, 1826, 1830, 1831, 1832, 1833, 1834, 1836, 1837, 1839, 1845, 1939, 1943, 1947, 1951, 2220, 2221, 2222, 2223, 2302, 2320, 2740, ABTH | Klasa I | Instrumenta dentar jo steril qe perdoren per te thjeshtesuar proceduren e implantimit te implantit dentar. Gjithashtu perdoren dhe si aksesore restaurues te komponenteve laboratorik dentar | Pajisje dentare
15057 | NOTCH IMPLANT SMART IMPLANT NR 3,3-8, NOTCH IMPLANT SMART IMPLANT NR 3,3-10, NOTCH IMPLANT SMART IMPLANT NR 3,3-11,5, NOTCH IMPLANT SMART IMPLANT NR 3,3-13, NOTCH IMPLANT SMART IMPLANT NR 3,3-16, NOTCH IMPLANT SMART IMPLANT RP 3,75-8, NOTCH IMPLANT SMART IMPLANT RP 3,75-10, NOTCH IMPLANT SMART IMPLANT RP 3,75-11,5, NOTCH IMPLANT SMART IMPLANT RP 3,75-13, NOTCH IMPLANT SMART IMPLANT RP 3,75-16, NOTCH IMPLANT SMART IMPLANT RP 4,2-8, NOTCH IMPLANT SMART IMPLANT RP 4,2-10, NOTCH IMPLANT SMART IMPLANT RP 4,2-11,5, NOTCH IMPLANT SMART IMPLANT RP 4,2-13, NOTCH IMPLANT SMART IMPLANT RP 4,2-16, NOTCH IMPLANT SMART IMPLANT RP 4,7-8, NOTCH IMPLANT SMART IMPLANT RP 4,7-10, NOTCH IMPLANT SMART IMPLANT RP 4,7-11,5, NOTCH IMPLANT SMART IMPLANT RP 4,7-13, NOTCH IMPLANT SMART IMPLANT RP 4,7-16, NOTCH IMPLANT SMART IMPLANT RP 5,3-8, NOTCH IMPLANT SMART IMPLANT RP 5,3-10, NOTCH IMPLANT SMART IMPLANT RP 5,3-11,5, NOTCH IMPLANT SMART IMPLANT RP 5,3-13, NOTCH IMPLANT SMART IMPLANT RP 5,3-16, NOTCH IMPLANT UNIQUE IMPLANT NP 3,3-8, NOTCH IMPLANT UNIQUE IMPLANT NP 3,3-10, NOTCH IMPLANT UNIQUE IMPLANT NP 3,3-11,5, NOTCH IMPLANT UNIQUE IMPLANT NP 3,3-13, NOTCH IMPLANT UNIQUE IMPLANT NP 3,3-16, NOTCH IMPLANT UNIQUE IMPLANT RP 3,75-8, NOTCH IMPLANT UNIQUE IMPLANT RP 3,75-10, NOTCH IMPLANT UNIQUE IMPLANT RP 3,75-11,5, NOTCH IMPLANT UNIQUE IMPLANT RP 3,75-13, NOTCH IMPLANT UNIQUE IMPLANT RP 3,75-16, NOTCH IMPLANT UNIQUE IMPLANT RP 4,2-8, NOTCH IMPLANT UNIQUE IMPLANT RP 4,2-10, NOTCH IMPLANT UNIQUE IMPLANT RP 4,2-11,5, NOTCH IMPLANT UNIQUE IMPLANT RP 4,2-13, NOTCH IMPLANT UNIQUE IMPLANT RP 4,2-16, NOTCH IMPLANT UNIQUE IMPLANT RP 4,7-8, NOTCH IMPLANT UNIQUE IMPLANT RP 4,7-10, NOTCH IMPLANT UNIQUE IMPLANT RP 4,7-11,5, NOTCH IMPLANT UNIQUE IMPLANT RP 4,7-13, NOTCH IMPLANT UNIQUE IMPLANT RP 4,7-16, NOTCH IMPLANT UNIQUE IMPLANT RP 5,3-8, NOTCH IMPLANT UNIQUE IMPLANT RP 5,3-10, NOTCH IMPLANT UNIQUE IMPLANT RP 5,3-11,5, NOTCH IMPLANT UNIQUE IMPLANT RP 5,3-13, NOTCH IMPLANT UNIQUE IMPLANT RP 5,3-16, NOTCH IMPLANT SHORT SMART IMPLANT RP 3,75-6, NOTCH IMPLANT SHORT SMART IMPLANT RP 4,2-6, NOTCH IMPLANT SHORT SMART IMPLANT RP 4,7-6, NOTCH IMPLANT SHORT SMART IMPLANT RP 5,3-6, NOTCH IMPLANT SHORT SMART IMPLANT RP 6-6, NOTCH IMPLANT MINI IMPLANT 2,2-10, NOTCH IMPLANT MINI IMPLANT 2,2-12, NOTCH IMPLANT MINI IMPLANT 2,2-14, NOTCH IMPLANT MINI IMPLANT 2,5-10, NOTCH IMPLANT MINI IMPLANT 2,5-12, NOTCH IMPLANT MINI IMPLANT 2,5-14, NOTCH IMPLANT MINI IMPLANT 2,9-8, NOTCH IMPLANT MINI IMPLANT 2,9-10, NOTCH IMPLANT MINI IMPLANT 2,9-12, NOTCH IMPLANT MINI IMPLANT 2,9-14, NOTCH IMPLANT MINI IMPLANT-MINOR 2,2-10, NOTCH IMPLANT MINI IMPLANT-MINOR 2,2-12, NOTCH IMPLANT MINI IMPLANT-MINOR 2,2-14, NOTCH IMPLANT MINI IMPLANT-MINOR 2,5-10, NOTCH IMPLANT MINI IMPLANT-MINOR 2,5-12, NOTCH IMPLANT MINI IMPLANT-MINOR 2,5-14, NOTCH IMPLANT COVER SCREW 3,3, NOTCH IMPLANT COVER SCREW 3,8, NOTCH IMPLANT DUAL ABUTMENT NP 4,5-H1,5, NOTCH IMPLANT DUAL ABUTMENT NP 4,5-H3, NOTCH IMPLANT DUAL ABUTMENT NP 4,5-H4,5, NOTCH IMPLANT DUAL ABUTMENT RP 4,5-H1,5, NOTCH IMPLANT DUAL ABUTMENT RP 4,5-H3, NOTCH IMPLANT DUAL ABUTMENT RP 4,5-H4,5, NOTCH IMPLANT DUAL ABUTMENT RP 5,5-H1,5, NOTCH IMPLANT DUAL ABUTMENT RP 5,5-H3, NOTCH IMPLANT DUAL ABUTMENT RP 5,5-H4,5, NOTCH IMPLANT DUAL ABUTMENT RP 6-H1,5, NOTCH IMPLANT DUAL ABUTMENT RP 6-H3, NOTCH IMPLANT DUAL ABUTMENT RP 6-H4,5, NOTCH IMPLANT 15˚ ESTHETIC ABUTMENT NP H1,5, NOTCH IMPLANT 15˚ ESTHETIC ABUTMENT NP H3, NOTCH IMPLANT 15˚ ESTHETIC ABUTMENT NP H4,5, NOTCH IMPLANT 15˚ ESTHETIC ABUTMENT RP H1,5, NOTCH IMPLANT 15˚ ESTHETIC ABUTMENT RP H3, NOTCH IMPLANT 15˚ ESTHETIC ABUTMENT RP H4,5, NOTCH IMPLANT 25˚ ESTHETIC ABUTMENT NP H1,5, NOTCH IMPLANT 25˚ ESTHETIC ABUTMENT NP H3, NOTCH IMPLANT 25˚ ESTHETIC ABUTMENT NP H4,5, NOTCH IMPLANT 25˚ ESTHETIC ABUTMENT RP H1,5, NOTCH IMPLANT 25˚ ESTHETIC ABUTMENT RP H3, NOTCH IMPLANT 25˚ ESTHETIC ABUTMENT RP H4,5, NOTCH IMPLANT ESTHETIC ABUTMENT NP H1,5, NOTCH IMPLANT ESTHETIC ABUTMENT NP H3, NOTCH IMPLANT ESTHETIC ABUTMENT NP H4,5, NOTCH IMPLANT ESTHETIC ABUTMENT RP H1,5, NOTCH IMPLANT ESTHETIC ABUTMENT RP H3, NOTCH IMPLANT ESTHETIC ABUTMENT RP H4,5, NOTCH IMPLANT ESTHETIC ABUTMENT H1,5, NOTCH IMPLANT ESTHETIC ABUTMENT H3, NOTCH IMPLANT ESTHETIC ABUTMENT H4,5, NOTCH IMPLANT SCREW ABUTMENT NP H1,5, NOTCH IMPLANT SCREW ABUTMENT NP H2,5, NOTCH IMPLANT SCREW ABUTMENT NP H3,5, NOTCH IMPLANT SCREW ABUTMENT RP H1,5, NOTCH IMPLANT SCREW ABUTMENT RP H2,5, NOTCH IMPLANT SCREW ABUTMENT RP H3,5, NOTCH IMPLANT SCREW ABUTMENT RP H4,5, NOTCH IMPLANT BALL ABUTMENT NP H1, NOTCH IMPLANT BALL ABUTMENT NP H2, NOTCH IMPLANT BALL ABUTMENT NP H3, NOTCH IMPLANT BALL ABUTMENT NP H4, NOTCH IMPLANT BALL ABUTMENT NP H5, NOTCH IMPLANT BALL ABUTMENT NP H6, NOTCH IMPLANT BALL ABUTMENT RP H1, NOTCH IMPLANT BALL ABUTMENT RP H2, NOTCH IMPLANT BALL ABUTMENT RP H3, NOTCH IMPLANT BALL ABUTMENT RP H4, NOTCH IMPLANT BALL ABUTMENT RP H5, NOTCH IMPLANT BALL ABUTMENT RP H6, NOTCH IMPLANT LOCATOR ABUTMENT NP H1, NOTCH IMPLANT LOCATOR ABUTMENT NP H2, NOTCH IMPLANT LOCATOR ABUTMENT NP H3, NOTCH IMPLANT LOCATOR ABUTMENT NP H4, NOTCH IMPLANT LOCATOR ABUTMENT NP H5, NOTCH IMPLANT LOCATOR ABUTMENT NP H6, NOTCH IMPLANT LOCATOR ABUTMENT RP H1, NOTCH IMPLANT LOCATOR ABUTMENT RP H2, NOTCH IMPLANT LOCATOR ABUTMENT RP H3, NOTCH IMPLANT LOCATOR ABUTMENT RP H4, NOTCH IMPLANT LOCATOR ABUTMENT RP H5, NOTCH IMPLANT LOCATOR ABUTMENT RP H6, NOTCH IMPLANT 17˚ ANGLED SCREW ABUTMENT NP H2,7, NOTCH IMPLANT 17˚ ANGLED SCREW ABUTMENT NP H3,5, NOTCH IMPLANT 17˚ ANGLED SCREW ABUTMENT RP H2,7, NOTCH IMPLANT 17˚ ANGLED SCREW ABUTMENT RP H3,5, NOTCH IMPLANT 30˚ ANGLED SCREW ABUTMENT NP H3,5, NOTCH IMPLANT 30˚ ANGLED SCREW ABUTMENT NP H4, NOTCH IMPLANT 30˚ ANGLED SCREW ABUTMENT RP H3,5, NOTCH IMPLANT 30˚ ANGLED SCREW ABUTMENT RP H4, NOTCH IMPLANT IMMEDIATE TEMPORARY ABUTMENT NP H1,5, NOTCH IMPLANT IMMEDIATE TEMPORARY ABUTMENT NP H3, NOTCH IMPLANT IMMEDIATE TEMPORARY ABUTMENT RP H1,5, NOTCH IMPLANT IMMEDIATE TEMPORARY ABUTMENT RP H3, NOTCH IMPLANT TEMPORARY ENGAGING ABUTMENT NP H1,5, NOTCH IMPLANT TEMPORARY ENGAGING ABUTMENT RP H1,5, NOTCH IMPLANT TEMPORARY ENGAGING ABUTMENT RP H3,0, NOTCH IMPLANT TEMPORARY ABUTMENT NON-ENGAGING NP H1,5, NOTCH IMPLANT TEMPORARY ABUTMENT NON-ENGAGING NP H3,0, NOTCH IMPLANT TEMPORARY ABUTMENT NON-ENGAGING RP H1,5, NOTCH IMPLANT TEMPORARY ABUTMENT NON-ENGAGING RP H3,0, NOTCH IMPLANT HEALING ABUTMENT NP 3,6-H3, NOTCH IMPLANT HEALING ABUTMENT NP 3,6-H5, NOTCH IMPLANT HEALING ABUTMENT NP 3,6-H7, NOTCH IMPLANT HEALING ABUTMENT NP 4,5-H3, NOTCH IMPLANT HEALING ABUTMENT NP 4,5-H5, NOTCH IMPLANT HEALING ABUTMENT NP 4,5-H7, NOTCH IMPLANT HEALING ABUTMENT RP 4-H3, NOTCH IMPLANT HEALING ABUTMENT RP 4-H5, NOTCH IMPLANT HEALING ABUTMENT RP 4-H7, NOTCH IMPLANT HEALING ABUTMENT RP 5-H3, NOTCH IMPLANT HEALING ABUTMENT RP 5-H5, NOTCH IMPLANT HEALING ABUTMENT RP 5-H7, NOTCH IMPLANT HEALING ABUTMENT RP 6-H3, NOTCH IMPLANT HEALING ABUTMENT RP 6-H5, NOTCH IMPLANT HEALING ABUTMENT RP 6-H7, NOTCH IMPLANT SCREW OPEN IMPRESSION COPING , NOTCH IMPLANT SCREW CLOSED IMPRESSION COPING, NOTCH IMPLANT SCREW ABUTMENT PROHEALING CAP, NOTCH IMPLANT SCREW ABUTMENT ANALOG, NOTCH IMPLANT DUAL ABUTMENT IMPRESSION COPING NP, NOTCH IMPLANT DUAL ABUTMENT IMPRESSION COPING RP, NOTCH IMPLANT DUAL ABUTMENT IMPRESSION COPING , NOTCH IMPLANT DUAL ABUTMENT PROHEALING CAP NP, NOTCH IMPLANT DUAL ABUTMENT PROHEALING CAP RP, NOTCH IMPLANT DUAL ABUTMENT PROHEALING CAP , NOTCH IMPLANT BALL ABUTMENT IMPRESSION COPING, NOTCH IMPLANT LOCATOR ABUTMENT IMPRESSION COPING, NOTCH IMPLANT MINI IMPLANT IMPRESSION COPING, NOTCH IMPLANT BALL ABUTMENT PROHEALING CAP, NOTCH IMPLANT LOCATOR ABUTMENT PROHEALING CAP, NOTCH IMPLANT BALL ABUTMENT ANALOG NP, NOTCH IMPLANT BALL ABUTMENT ANALOG RP, NOTCH IMPLANT LOCATOR ABUTMENT ANALOG NP, NOTCH IMPLANT LOCATOR ABUTMENT ANALOG RP, NOTCH IMPLANT MINI IMPLANT PROHEALING CAP, NOTCH IMPLANT MINI IMPLANT ANALOG, NOTCH IMPLANT PROSTHETIC SCREW, NOTCH IMPLANT ABUTMENT SCREW, NOTCH IMPLANT ABUTMENT SCREW RP, NOTCH IMPLANT SCANBODY NP, NOTCH IMPLANT SCANBODY RP, NOTCH IMPLANT SCANBODY SCREW, NOTCH IMPLANT PREMILL ABUTMENT NP, NOTCH IMPLANT PREMILL ABUTMENT RP, NOTCH IMPLANT TI BASE BRIDGES/BARS NP H0,7, NOTCH IMPLANT TI BASE BRIDGES/BARS RP H0,7, NOTCH IMPLANT TI BASE BRIDGES/BARS NP H2,5, NOTCH IMPLANT TI BASE BRIDGES/BARS RP H2,5, NOTCH IMPLANT TI BASE SINGLE TOOTH NP H0,7, NOTCH IMPLANT TI BASE SINGLE TOOTH RP H0,7, NOTCH IMPLANT TI BASE SINGLE TOOTH NP H2,5, NOTCH IMPLANT TI BASE SINGLE TOOTH RP H2,5, NOTCH IMPLANT TI BASE SCREW SINGLE TOOTH , NOTCH IMPLANT TI BASE SCREW BRIDGES/BARS, NOTCH IMPLANT UNIVERSAL CASTING ABUTMENT NP H1,5, NOTCH IMPLANT UNIVERSAL CASTING ABUTMENT NP H3, NOTCH IMPLANT UNIVERSAL CASTING ABUTMENT RP H1,5, NOTCH IMPLANT UNIVERSAL CASTING ABUTMENT RP H3, NOTCH IMPLANT GINGIVA FORMER NP 3,6-H3, NOTCH IMPLANT GINGIVA FORMER NP 3,6-H5, NOTCH IMPLANT GINGIVA FORMER NP 3,6-H7, NOTCH IMPLANT GINGIVA FORMER NP 4,5-H3, NOTCH IMPLANT GINGIVA FORMER NP 4,5-H5, NOTCH IMPLANT GINGIVA FORMER NP 4,5-H7, NOTCH IMPLANT GINGIVA FORMER RP 4-H3, NOTCH IMPLANT GINGIVA FORMER RP 4-H5, NOTCH IMPLANT GINGIVA FORMER RP 4-H7, NOTCH IMPLANT GINGIVA FORMER RP 5-H3, NOTCH IMPLANT GINGIVA FORMER RP 5-H5, NOTCH IMPLANT GINGIVA FORMER RP 5-H7, NOTCH IMPLANT GINGIVA FORMER RP 6-H3, NOTCH IMPLANT GINGIVA FORMER RP 6-H5, NOTCH IMPLANT GINGIVA FORMER RP 6-H7 | PARS DENTAL IMPLANTS | 2023-09-29T00:00:00.000+02:00 | NOTCH Zum schnuffel 6.58540 Meinerzhagen GERMANY | n/a | Klasa IIb | IMPLANTE PER PERDORIM DENTAR | Pajisje dentare
15098 | ARCHITECT STAT CK-MB Reagent Kit , ARCHITECT STAT CK-MB Calibrators, ARCHITECT STAT CK-MB Controls | PEGASUS. | 2023-09-29T00:00:00.000+02:00 | Abbott Ireland Diagnostics Finisklin Business Park Sligo Ireland | 2K42-25, 2K42-28, 2K42-35, 2K42-38, 2K42-01, 2K42-10 | In vitro | Jane reagente qe perdoren per matjen e enzimes specifike | Pajisje te diagnostifikimit in vitro
te kreatine kinazes ne analizat e gjakut ne laborator, Jane reagente qe perdoren per kalibrimin ne matjen e enzimes specifike
te kreatine kinazes ne analizat e gjakut ne laborator, Jane reagente qe perdoren per kontrollin e
precizionit ne matjen e enzimes specifike te kreatine kinazes ne analizat e gjakut ne laborator
15099 | MSFX- MIKRON SPINAL STABILIZATION CERVICAL CORPECTOMY TITANIUM CAGEØ12MM [39,65] 6 ANGLED, MSFX- MIKRON SPINAL STABILIZATION CERVICAL CORPECTOMY TITANIUM CAGEØ10MM [16,25], MSFX- MIKRON SPINAL STABILIZATION LUMBAR CORPECTOMY CAGE Ø20 [32,44] ANGLED, MSFX- MIKRON SPINAL STABILIZATION LUMBAR CORPECTOMY CAGE Ø24 [23,29], MSFX- MIKRON SPINAL STABILIZATION LUMBAR CORPECTOMY CAGE Ø28 [30,44] ANGLED, MSFX- MIKRON SPINAL STABILIZATION CERVICAL CORPECTOMY TITANIUM CAGEØ12MM [24,40], MSFX- MIKRON SPINAL STABILIZATION CERVICAL CORPECTOMY TITANIUM CAGEØ14MM [24,40] 6 ANGLED, MSFX- MIKRON SPINAL STABILIZATION CERVICAL CORPECTOMY TITANIUM CAGEØ14MM [39,65] 6 ANGLED, MSFX- MIKRON SPINAL STABILIZATION LUMBAR CORPECTOMY CAGE Ø24 [38,54] ANGLED, MSFX- MIKRON SPINAL STABILIZATION CERVICAL CORPECTOMY TITANIUM CAGEØ12MM [24,40] 6 ANGLED, MSFX- MIKRON SPINAL STABILIZATION LUMBAR CORPECTOMY CAGE Ø28 [100,140] ANGLED, MSFX- MIKRON SPINAL STABILIZATION LUMBAR CORPECTOMY CAGE Ø20 [56,84] ANGLED, MSFX- MIKRON SPINAL STABILIZATION CERVICAL CORPECTOMY TITANIUM CAGEØ14MM [10,17], MSFX- MIKRON SPINAL STABILIZATION CERVICAL CORPECTOMY TITANIUM CAGE Ø20mm [10,17], MSFX- MIKRON SPINAL STABILIZATION CERVICAL CORPECTOMY TITANIUM CAGE Ø10MM [10,13], MSFX- MIKRON SPINAL STABILIZATION LUMBAR CORPECTOMY CAGE Ø24 [28,40] ANGLED, MSFX- MIKRON SPINAL STABILIZATION CERVICAL CORPECTOMY TITANIUM CAGEØ14MM [16,25], MSFX- MIKRON SPINAL STABILIZATION LUMBAR CORPECTOMY CAGE Ø28 [30,44], MSFX- MIKRON SPINAL STABILIZATION LUMBAR CORPECTOMY CAGE Ø24 [74,114] ANGLED, MSFX- MIKRON SPINAL STABILIZATION LUMBAR CORPECTOMY CAGE Ø28 [56,84] ANGLED, MSFX- MIKRON SPINAL STABILIZATION LUMBAR CORPECTOMY CAGE Ø24 [23,29] ANGLED, MSFX- MIKRON SPINAL STABILIZATION LUMBAR CORPECTOMY CAGE Ø28 [82,130], MSFX- MIKRON SPINAL STABILIZATION LUMBAR CORPECTOMY CAGE Ø28 [82,130] ANGLED, MSFX- MIKRON SPINAL STABILIZATION CERVICAL CORPECTOMY TITANIUM CAGE Ø16mm [24,40], MSFX- MIKRON SPINAL STABILIZATION LUMBAR CORPECTOMY CAGE Ø20 [42,58], MSFX- MIKRON SPINAL STABILIZATION CERVICAL CORPECTOMY TITANIUM CAGEØ12MM [16,25] 6 ANGLED, MSFX- MIKRON SPINAL STABILIZATION LUMBAR CORPECTOMY CAGE Ø20 [42,58] ANGLED, MSFX- MIKRON SPINAL STABILIZATION CERVICAL CORPECTOMY TITANIUM CAGEØ16mm [10,17], MSFX- MIKRON SPINAL STABILIZATION LUMBAR CORPECTOMY CAGE Ø24 [38,54], MSFX- MIKRON SPINAL STABILIZATION CERVICAL CORPECTOMY TITANIUM CAGEØ14MM [24,40], MSFX- MIKRON SPINAL STABILIZATION CERVICAL CORPECTOMY TITANIUM CAGE Ø16mm [16,25], MSFX- MIKRON SPINAL STABILIZATION LUMBAR CORPECTOMY CAGE Ø20 [25,34], MSFX- MIKRON SPINAL STABILIZATION LUMBAR CORPECTOMY CAGE Ø28 [100,140], MSFX- MIKRON SPINAL STABILIZATION CERVICAL CORPECTOMY TITANIUM CAGEØ10MM [10,17], MSFX- MIKRON SPINAL STABILIZATION CERVICAL CORPECTOMY TITANIUM CAGEØ14MM [16,25] 6 ANGLED, MSFX- MIKRON SPINAL STABILIZATION CERVICAL CORPECTOMY TITANIUM CAGEØ16mm [10,13], MSFX- MIKRON SPINAL STABILIZATION LUMBAR CORPECTOMY CAGE Ø24 [74,114], MSFX- MIKRON SPINAL STABILIZATION CORPECTOMY CAGE SCREW, MSFX-MIKRON SPINAL STABILIZATION CERVICAL PEEK CAGE & ANATOMICAL SURFACE 7x14x14, MSFX-MIKRON SPINAL STABILIZATION CERVICAL PEEK CAGE & ANATOMICAL SURFACE 6x14x14, MSFX-MIKRON SPINAL STABILIZATION MINIMAL INVAZIVE TLIF CAGE 24x12x12, MSFX MIKRON SPINAL STABILIZATION HIGH FLEX EXPANDABLE TLIF PEEK CAGE 28x10x10, MSFX -MIKRON SPINAL STABILIZATION HIGH FLEX LUMBAR EXPANDABLE PEEK CAGE 24x10x12, MSFX-MIKRON SPINAL LUMBAR FUSION PEEK CAGES 22x8 MM, MSFX-MIKRON SPINAL STABILIZATION CERVICAL PEEK CAGE & ANATOMICAL SURFACE 8x12x16, MSFX-MIKRON SPINAL STABILIZATION CERVICAL BLADED PEEK CAGE & ANATOMICAL SURFACE 4x14x14, MSFX-MIKRON SPINAL STABILIZATION CERVICAL PEEK CAGE & ANATOMICAL SURFACE 5x14x14, MSFX MIKRON SPINAL STABILIZATION HIGH FLEX EXPANDABLE TLIF PEEK CAGE 28x10x7, MSFX MIKRON SPINAL STABILIZATION HIGH FLEX EXPANDABLE CERVICAL PEEK CAGEE 12x14x8, MSFX-MIKRON SPINAL STABILIZATION TLIF CAGE 32x10x13 4° ANGLED, MSFX-MIKRON SPINAL STABILIZATION CERVICAL BLADED PEEK CAGE & ANATOMICAL SURFACE 5x12x14, MSFX-MIKRON SPINAL STABILIZATION CERVICAL BLADED PEEK CAGE & ANATOMICAL SURFACE 6x12x14, MSFX-MIKRON SPINAL STABILIZATION CERVICAL PEEK CAGE & ANATOMICAL SURFACE 6x12x16, MSFX -MIKRON SPINAL STABILIZATION HIGH FLEX LUMBAR EXPANDABLE PEEK CAGE 24x10x8, MSFX-MIKRON SPINAL LUMBAR FUSION PEEK CAGES 24x12 MM, MSFX-MIKRON SPINAL LUMBAR FUSION PEEK CAGES 22x14 MM, AÇILI, MSFX-MIKRON SPINAL LUMBAR FUSION PEEK CAGES 24x11 MM, AÇILI, MSFX-MIKRON SPINAL STABILIZATION TLIF CAGE 28x10x7 4° ANGLED, MSFX-MIKRON SPINAL STABILIZATION CERVICAL PEEK CAGE & ANATOMICAL SURFACE 5x12x14, MSFX-MIKRON SPINAL LUMBAR FUSION PEEK CAGES 22x12 MM, MSFX-MIKRON SPINAL STABILIZATION TLIF CAGE 28x10x13 4° ANGLED, MSFX MIKRON SPINAL STABILIZATION HIGH FLEX EXPANDABLE CERVICAL PEEK CAGE 12x14x7, MSFX-MIKRON SPINAL STABILIZATION CERVICAL BLADED PEEK CAGE & ANATOMICAL SURFACE 6x12x16, MSFX-MIKRON SPINAL LUMBAR FUSION PEEK CAGES 24x9 MM, AÇILI, MSFX-MIKRON SPINAL LUMBAR FUSION PEEK CAGES 22x10 MM, MSFX- MIKRON SPINAL STABİLİZASYON BANANA CAGE24x10x11 4° ANGLED, MSFX MIKRON SPINAL STABILIZATION HIGH FLEX EXPANDABLE CERVICAL PEEK CAGE 12x14x5, MSFX-MIKRON SPINAL STABILIZATION MINIMAL INVAZIVE TLIF CAGE 24x12x8, MSFX MIKRON SPINAL STABILIZATION HIGH FLEX EXPANDABLE TLIF PEEK CAGE 28x10x9, MSFX-MIKRON SPINAL STABILIZATION TLIF CAGE 32x10x11 4° ANGLED, MSFX-MIKRON SPINAL STABILIZATION CERVICAL BLADED PEEK CAGE & ANATOMICAL SURFACE 7x12x14, MSFX -MIKRON SPINAL STABILIZATION HIGH FLEX LUMBAR EXPANDABLE PEEK CAGE 24x10x11, MSFX-MIKRON SPINAL STABILIZATION TLIF CAGE 28x10x13, MOBILE SERVICAL DISC PROSTHESIS 14-04, MOBILE SERVICAL DISC PROSTHESIS 12-06, MOBILE SERVICAL DISC PROSTHESIS 14-05, MOBILE SERVICAL DISC PROSTHESIS 12-08, MOBILE SERVICAL DISC PROSTHESIS 16-08, MOBILE SERVICAL DISC PROSTHESIS 14-07, MOBILE SERVICAL DISC PROSTHESIS 16-05, MOBILE SERVICAL DISC PROSTHESIS 12-07, MOBILE SERVICAL DISC PROSTHESIS 16-09, MOBILE SERVICAL DISC PROSTHESIS 14-09, MOBILE SERVICAL DISC PROSTHESIS 12-04, MOBILE SERVICAL DISC PROSTHESIS 14-08, MOBILE SERVICAL DISC PROSTHESIS 16-07, MOBILE SERVICAL DISC PROSTHESIS 12-05, MOBILE SERVICAL DISC PROSTHESIS 12-09, MOBILE SERVICAL DISC PROSTHESIS 16-06, MOBILE SERVICAL DISC PROSTHESIS 14-06, MSFX- MIKRON SPINAL STABILIZATION LUMBAR CORPECTOMY CAGE Ø28 [56,84], MSFX- MIKRON SPINAL STABILIZATION CERVICAL CORPECTOMY TITANIUM CAGEØ14MM [10,13], MSFX- MIKRON SPINAL STABILIZATION LUMBAR CORPECTOMY CAGE Ø20 [25,34] ANGLED, MSFX- MIKRON SPINAL STABILIZATION CERVICAL CORPECTOMY TITANIUM CAGE Ø16mm [39,65], MSFX- MIKRON SPINAL STABILIZATION LUMBAR CORPECTOMY CAGE Ø24 [52,76], MSFX- MIKRON SPINAL STABILIZATION CERVICAL CORPECTOMY TITANIUM CAGEØ12MM [16,25], MSFX- MIKRON SPINAL STABILIZATION CERVICAL CORPECTOMY TITANIUM CAGEØ12MM [10,17], MSFX- MIKRON SPINAL STABILIZATION LUMBAR CORPECTOMY CAGE Ø28 [42,58] ANGLED, MSFX- MIKRON SPINAL STABILIZATION CERVICAL CORPECTOMY TITANIUM CAGEØ12MM [10,13], MSFX- MIKRON SPINAL STABILIZATION LUMBAR CORPECTOMY CAGE Ø24 [52,76] ANGLED, MSFX- MIKRON SPINAL STABILIZATION CERVICAL CORPECTOMY TITANIUM CAGE Ø20mm [10,13], MSFX- MIKRON SPINAL STABILIZATION LUMBAR CORPECTOMY CAGE Ø20 [56,84], MSFX- MIKRON SPINAL STABILIZATION LUMBAR CORPECTOMY CAGE Ø20 [32,44], MSFX- MIKRON SPINAL STABILIZATION CERVICAL CORPECTOMY TITANIUM CAGEØ12MM [39,65], MSFX- MIKRON SPINAL STABILIZATION CERVICAL CORPECTOMY TITANIUM CAGE Ø20mm [16,25], MSFX- MIKRON SPINAL STABILIZATION LUMBAR CORPECTOMY CAGE Ø24 [28,40], MSFX- MIKRON SPINAL STABILIZATION LUMBAR CORPECTOMY CAGE Ø28 [42,58], MSFX- MIKRON SPINAL STABILIZATION CERVICAL CORPECTOMY TITANIUM CAGEØ14MM [39,65], MSFX -MIKRON SPINAL STABILIZATION POLAR PEDICULAR POLYAXIAL SCREW 5.0x50 MM, MSFX -MIKRON SPINAL STABILIZATION TRANSVERSE CONNECTOR 70 MM, MSFX -MIKRON SPINAL STABILIZATION POLAR PEDICULAR MONOAXIAL SCREW 6.5x45 MM, MSFX -MIKRON SPINAL STABILIZATION POLYAXIAL SCREW 6.5x30 MM, MSFX -MIKRON SPINAL STABILISATION MONOAXIAL SCREW 6.5x50 MM, MSFX -MIKRON SPINAL STABILIZATION POLAR PEDICULAR MONOAXIAL SCREW 4.5x35 MM, MSFX -MIKRON SPINAL STABILIZATION ROD 6,0x480, MSFX- MODULAR DYNAMIC PLATE LARGE (3 HOLES), MSFX -MIKRON SPINAL STABILIZATION POLYAXIAL SPONDYLOLISTHESIS SCREW7.0x55 MM, MSFX -MIKRON SPINAL STABILISATION MONOAXIAL CANNULATED-CEMENTED SCREW 7.5x50 mm, MSFX -MIKRON SPINAL STABILIZATION POLAR CANNULATED-CEMENTED MULTIFUNCTIONAL SCREW 7.5x45 mm, MSFX -MIKRON SPINAL STABILIZATION MONOAXIAL SPONDYLOLISTHESIS SCREW 7,5x50, MSFX -MIKRON SPINAL STABILIZATION MONOAXIAL SPONDYLOLISTHESIS SCREW 7,0x45, MSFX -MIKRON SPINAL STABILIZATION POLYAXIAL SPONDYLOLISTHESIS SCREW7.5x40 MM, MSFX -MIKRON SPINAL STABILIZATION ANTERIOR ROD6,0x230, MSFX- MIKRON SPINAL STABİLİZASYON 3 TİPİ KANCA LEFT 5x11, MSFX -MIKRON SPINAL STABILISATION MONOAXIAL SCREW 8.0x55 MM, MSFX-MIKRON SPINAL STABILIZATION PEDIS PEDIATRIC POYAXIAL SPONDYLOLISTHESIS SCREW+ Setscrew 4,0 X 45, MSFX -MIKRON SPINAL STABILIZATION MULTIAXIAL TRANSVERSE CONNECTOR 40-60 MM, MSFX -MIKRON SPINAL STABILISATION MULTIFUNCTIONAL SCREW 7.0x35 MM, MSFX -MIKRON SPINAL STABILIZATION MULTIFUNCTIONAL SPONDYLOLISTHESIS SCREW5.5x40 MM, MSFX -MIKRON SPINAL STABILIZATION POLAR PEDICULAR SPONDYLOLISTHESIS POLYAXIAL SCREW 7.0x55 MM, MSFX -MIKRON SPINAL STABILIZATION POLAR PEDICULAR SPONDYLOLISTHESIS POLYAXIAL SCREW 6.5x35 MM, MSFX-MIKRON SPINAL STABILIZATION SPHERICAL CONNECTOR40mm, MSFX -MIKRON SPINAL STABILIZATION POLAR PEDICULAR CANNULATED-CEMENTED MONOAXIAL SCREW 6.5x35 mm, MSFX -MIKRON SPINAL STABILIZATION POLYAXIAL SPONDYLOLISTHESIS SCREW7.0x50 MM, MSFX -MIKRON SPINAL STABILIZATION POLYAXIAL SPONDYLOLISTHESIS SCREW6.0x50 MM, MSFX -MIKRON SPINAL STABILIZATION POLAR PEDICULAR SPONDYLOLISTHESIS MULTIFUNCTIONAL SCREW 6.0x45 MM, MSFX -MIKRON SPINAL STABILIZATION POLAR PEDICULAR MULTIFUNCTIONAL SCREW 8.0x35 MM, MSFX -MIKRON SPINAL STABILIZATION ROD 6,0x110, MSFX -MIKRON SPINAL STABILIZATION POLYAXIAL SCREW 3.5x40 MM, MSFX -MIKRON SPINAL STABILIZATION POLYAXIAL SCREW 4.0x20 MM, MSFX-MIKRON SPINAL STABILIZATION MONOAXIAL HEMISPHERICAL SCREW 5,5x35 mm, MSFX -MIKRON SPINAL STABILISATION POLYAXIAL CANNULATED-CEMENTED SCREW 7.5x35 mm, MSFX -MIKRON SPINAL STABILIZATION TRANSVERSE CONNECTOR 60 MM, MSFX -MIKRON SPINAL STABILISATION MONOAXIAL SCREW 4.0x25 MM, MSFX- MODULAR DYNAMIC PLATE LARGE (2 HOLES), MSFX-MIKRON SPINAL STABILISATION POLYAXIAL CEMENTED SCREW 7.0x40 mm, MSFX -MIKRON SPINAL STABILIZATION POLAR PEDICULAR POLYAXIAL SCREW 7.5x30 MM, MSFX-MIKRON SPINAL STABILIZATION POLYAXIAL HEMISPHERICAL SCREW 6,5x45 mm, MSFX -MIKRON SPINAL STABILIZATION POLAR PEDICULAR MULTIFUNCTIONAL SCREW 7.0x55 MM, MSFX -MIKRON SPINAL STABILIZATION ROD 5,5x280, MSFX -MIKRON SPINAL STABILISATION MONOAXIAL SCREW 7.0x55 MM, MSFX -MIKRON SPINAL STABILIZATION POLAR PEDICULAR SPONDYLOLISTHESIS MULTIFUNCTIONAL SCREW 6.5x40 MM, MSFX -MIKRON SPINAL STABILIZATION POLAR CANNULATED-CEMENTED MULTIFUNCTIONAL SCREW 6.5x40 mm, MSFX -MIKRON SPINAL STABILIZATION POLAR PEDICULAR MONOAXIAL SCREW 6.5x50 MM, MSFX -MIKRON SPINAL STABILISATION MULTIFUNCTIONAL SCREW 5.5x25 MM, MSFX -MIKRON SPINAL STABILISATION POLYAXIAL CANNULATED-CEMENTED SCREW 6.5x35 mm, MSFX -MIKRON SPINAL STABILIZATION POLYAXIAL SCREW 6.3x38 MM, MSFX -MIKRON SPINAL STABILIZATION POLYAXIAL SCREW 6.0x55 MM, MSFX -MIKRON SPINAL STABILIZATION POLAR PEDICULAR SPONDYLOLISTHESIS POLYAXIAL SCREW 7.0x45 MM, MSFX -MIKRON SPINAL STABILISATION MULTIFUNCTIONAL SCREW 6.0x35 MM, MSFX-MIKRON SPINAL STABILIZATION MONOAXIAL HEMISPHERICAL SCREW 6,0x55 mm, MSFX -MIKRON SPINAL STABILISATION MULTIFUNCTIONAL SCREW 6.5x40 MM, MSFX -MIKRON SPINAL STABILIZATION POLAR PEDICULAR MULTIFUNCTIONAL SCREW 7.0x40 MM, MSFX-MIKRON SPINAL STABILIZATION PEDIATRIC ROD 5.0 x 200, MSFX -MIKRON SPINAL STABILIZATION POLAR PEDICULAR MULTIFUNCTIONAL SCREW 4.5x25 MM, MSFX -MIKRON SPINAL STABILIZATION TRANSVERSE CONNECTOR I 80 MM, MSFX -MIKRON SPINAL STABILISATION MONOAXIAL SCREW 4.0x30 MM, MSFX -MIKRON SPINAL STABILIZATION POLYAXIAL SCREW 8.0x40 MM, MSFX -MIKRON SPINAL STABILISATION MULTIFUNCTIONAL SCREW 6.0x45 MM, MSFX -MIKRON SPINAL STABILIZATION POLAR PEDICULAR MONOAXIAL SCREW 3.5x45 MM, MSFX -MIKRON SPINAL STABILIZATION ROD 6,0x280, MSFX-MIKRON SPINAL STABILISATION POLYAXIAL CEMENTED SCREW 6.3x43 mm, MSFX-MIKRON SPINAL STABILIZATION MONOAXIAL HEMISPHERICAL SCREW 7,0x35 mm, MSFX-MIKRON SPINAL STABILIZATION SACRAL-ILIAC SCREW Ø7.0x55, MSFX -MIKRON SPINAL STABILIZATION POLYAXIAL SPONDYLOLISTHESIS SCREW5.5x55 MM, MSFX -MIKRON SPINAL STABILIZATION POLAR PEDICULAR POLYAXIAL SCREW 8.0x55 MM, MSFX-MIKRON SPINAL STABILISATION POLYAXIAL CEMENTED SCREW 7.0x50 mm, MSFX -MIKRON SPINAL STABILISATION MONOAXIAL SCREW 8.0x40 MM, MSFX -MIKRON SPINAL STABILISATION MULTIFUNCTIONAL SCREW 5.0x30 MM, MSFX -MIKRON SPINAL STABILISATION MONOAXIAL CANNULATED-CEMENTED SCREW 6.5x45 mm, MSFX -MIKRON SPINAL STABILIZATION POLAR PEDICULAR POLYAXIAL SCREW 5.5x20 MM, MSFX -MIKRON SPINAL STABILISATION MULTIFUNCTIONAL SCREW 5.5x30 MM, MSFX -MIKRON SPINAL STABILISATION MULTIFUNCTIONAL SCREW 4.5x20 MM, MSFX -MIKRON SPINAL STABILIZATION ROD 6,0x70, MSFX -MIKRON SPINAL STABILIZATION POLAR PEDICULAR POLYAXIAL SCREW 6.5x45 MM, MSFX -MIKRON SPINAL STABILISATION MULTIFUNCTIONAL SCREW 5.5x45 MM, MSFX -MIKRON SPINAL STABILIZATION POLYAXIAL SCREW 6.0x50 MM, MSFX -MIKRON SPINAL STABILIZATION POLAR PEDICULAR MULTIFUNCTIONAL SCREW 7.5x35 MM, MSFX -MIKRON SPINAL STABILISATION MONOAXIAL CANNULATED-CEMENTED SCREW 6.5x30 mm, MSFX-MODULER RIGID PLATESMALL (3 HOLES), MSFX -MIKRON SPINAL STABILIZATION POLAR PEDICULAR CANNULATED-CEMENTED MONOAXIAL SCREW 7.5x50 mm, MSFX -MIKRON SPINAL STABILIZATION POLAR PEDICULAR POLYAXIAL SCREW 7.5x35 MM, MSFX-MIKRON SPINAL STABILIZATION PEDIATRIC ROD 5.0 x 80, MSFX -MIKRON SPINAL STABILIZATION POLYAXIAL SCREW 8.0x100 MM, MSFX- MIKRON SPINALSTABİLİZASYON ANTERIOR AGRAF PLATE 25 RIGHT, MSFX -MIKRON SPINAL STABILIZATION MULTIFUNCTIONAL SPONDYLOLISTHESIS SCREW7.5x40 MM, MSFX -MIKRON SPINAL STABILIZATION MULTIFUNCTIONAL SPONDYLOLISTHESIS SCREW6.5x45 MM, MSFX -MIKRON SPINAL STABILISATION MONOAXIAL CANNULATED-CEMENTED SCREW 5.5x55 mm, MSFX - MIKRON SPINAL STABILIZATION PEDIS PEDIATRIC PEDICUL HOOK 7,5 x 5,5, MSFX -MIKRON SPINAL STABILISATION POLYAXIAL CANNULATED-CEMENTED SCREW 7.5x40 mm, MSFX -MIKRON SPINAL STABILISATION MULTIFUNCTIONAL SCREW 8.0x80 MM, MSFX -MIKRON SPINAL STABILISATION MONOAXIAL SCREW 5.0x35 MM, MSFX -MIKRON SPINAL STABILIZATION POLAR PEDICULAR SPONDYLOLISTHESIS POLYAXIAL SCREW 7.0x40 MM, MSFX -MIKRON SPINAL STABILISATION MULTIFUNCTIONAL SCREW 8.0x70 MM, MSFX -MIKRON SPINAL STABILIZATION POLYAXIAL SPONDYLOLISTHESIS SCREW 5.5x30 MM, MSFX -MIKRON SPINAL STABILISATION MULTIFUNCTIONAL SCREW 8.0x50 MM, MSFX -MIKRON SPINAL STABILIZATION POLAR PEDICULAR MULTIFUNCTIONAL SCREW 7.5x50 MM, MSFX- MIKRON SPINAL STABİLİZASYON PEDİATRİK LAMINA KANCA 5X6,5, MSFX -MIKRON SPINAL STABILISATION MONOAXIAL SCREW 7.5x40 MM, MSFX-MIKRON SPINAL STABILIZATION POLYAXIAL HEMISPHERICAL SCREW 5,0x45 mm, MSFX -MIKRON SPINAL STABILISATION MONOAXIAL CANNULATED-CEMENTED SCREW 7.5x30 mm, MSFX -MIKRON SPINAL STABILIZATION ROD 6,0x190, MSFX -MIKRON SPINAL STABILIZATION POLYAXIAL SCREW 4.5x35 MM, MSFX -MIKRON SPINAL STABILIZATION MONOAXIAL SPONDYLOLISTHESIS SCREW 7,0x55, MSFX -MIKRON SPINAL STABILIZATION POLAR PEDICULAR POLYAXIAL SCREW 7.5x55 MM, MSFX -MIKRON SPINAL STABILISATION MULTIFUNCTIONAL SCREW 6.0x40 MM, MSFX -MIKRON SPINAL STABILIZATION POLAR PEDICULAR MONOAXIAL SCREW 8.0x55 MM, MSFX- MIKRON SPINAL STABİLİZASYON PEDIS PEDIATRIC LAMINAR CONNECTOR5.0 x 7,5, MSFX -MIKRON SPINAL STABILIZATION ROD 5,5x200, MSFX -MIKRON SPINAL STABILIZATION POLYAXIAL SPONDYLOLISTHESIS SCREW6.5x45 MM, MSFX- MIKRON SPINAL STABİLİZASYON PEDIS PEDIATRIC LAMINAR CONNECTOR4.0 x 6,5, MSFX -MIKRON SPINAL STABILIZATION POLYAXIAL SCREW 5.5x30 MM, MSFX -MIKRON SPINAL STABILIZATION POLYAXIAL SPONDYLOLISTHESIS SCREW7.0x45 MM, MSFX-MIKRON SPINAL STABILIZATION POLYAXIAL HEMISPHERICAL SCREW 5,5x50 mm, MSFX -MIKRON SPINAL STABILIZATION POLYAXIAL SCREW 8.5x40 MM, MSFX -MIKRON SPINAL STABILIZATION POLAR PEDICULAR MONOAXIAL SCREW 7.5x55 MM, MSFX -MIKRON SPINAL STABILIZATION POLAR PEDICULAR CANNULATED-CEMENTED MONOAXIAL SCREW 7.5x35 mm, MSFX-MIKRON SPINAL STABILIZATION POLYAXIAL HEMISPHERICAL SCREW 5,5x30 mm, MSFX-MIKRON SPINAL STABILIZATION PEDIS PEDIATRIC TRANSVERSE CONNECTOR 50mm, MSFX -MIKRON SPINAL STABILIZATION POLAR PEDICULAR CANNULATED-CEMENTED MONOAXIAL SCREW 7.5x30 mm, MSFX-MIKRON SPINAL STABILIZATION POLYAXIAL HEMISPHERICAL SCREW 6,5x35 mm, MSFX -MIKRON SPINAL STABILISATION MONOAXIAL SCREW 4.5x45 MM, MSFX -MIKRON SPINAL STABILIZATION POLAR PEDICULAR POLYAXIAL SCREW3.5x25 MM, MSFX -MIKRON SPINAL STABILIZATION POLAR PEDICULAR MONOAXIAL SCREW 5.0x40 MM, MSFX -MIKRON SPINAL STABILIZATION POLAR PEDICULAR POLYAXIAL SCREW 8.0x100 MM, MSFX -MIKRON SPINAL STABILISATION MONOAXIAL SCREW 3.5x45 MM, MSFX -MIKRON SPINAL STABILISATION MULTIFUNCTIONAL SCREW 5.5x50 MM, MSFX -MIKRON SPINAL STABILIZATION POLAR PEDICULAR SPONDYLOLISTHESIS POLYAXIAL SCREW 5.5x45 MM, MSFX -MIKRON SPINAL STABILIZATION 3 TYPE HOOK LEFT 5x7, MSFX-MIKRON SPINAL STABILIZATION PEDIS PEDIATRIC POYAXIAL SPONDYLOLISTHESIS SCREW+ Setscrew 5,0 X 35, MSFX -MIKRON SPINAL STABILIZATION POLAR CANNULATED-CEMENTED MULTIFUNCTIONAL SCREW 5.5x30 mm, MSFX-MIKRON SPINAL STABILIZATION ANTERIOR TRANSVERSE CONNECTOR 23-15 mm, MSFX -MIKRON SPINAL STABILIZATION POLYAXIAL SCREW 6.5x50 MM, MSFX -MIKRON SPINAL STABILIZATION POLYAXIAL SCREW 5.0x35 MM, MSFX-MIKRON SPINAL STABILIZATION POLYAXIAL HEMISPHERICAL SCREW 7,0x50 mm, MSFX -MIKRON SPINAL STABILIZATION POLAR PEDICULAR MONOAXIAL SCREW 7.0x35 MM, MSFX -MIKRON SPINAL STABILIZATION ROD 6,0x150, MSFX -MIKRON SPINAL STABILIZATION MONOAXIAL SPONDYLOLISTHESIS SCREW 6,0x35, MSFX-MODULER RIGID PLATESMALL (2 HOLES), MSFX -MIKRON SPINAL STABILIZATION POLAR PEDICULAR POLYAXIAL SCREW 6.0x55 MM, MSFX -MIKRON SPINAL STABILISATION MONOAXIAL SCREW 3.5x30 MM, MSFX -MIKRON SPINAL STABILIZATION ROD 5,5x480, MSFX-MIKRON SPINAL STABILIZATION PEDIS PEDIATRIC POYAXIAL SPONDYLOLISTHESIS SCREW + Setscrew 5,0 X 45, MSFX -MIKRON SPINAL STABILIZATION POLAR PEDICULAR SPONDYLOLISTHESIS MULTIFUNCTIONAL SCREW 5.5x30 MM, MSFX -MIKRON SPINAL STABILIZATION POLAR CANNULATED-CEMENTED MULTIFUNCTIONAL SCREW 7.5x50 mm, MSFX -MIKRON SPINAL STABILIZATION POLYAXIAL SPONDYLOLISTHESIS SCREW6.0x35 MM, MSFX -MIKRON SPINAL STABILIZATION ANTERIOR ROD6,0x100, MSFX-MIKRON SPINAL STABILISATION POLYAXIAL CEMENTED SCREW 6.3x38 mm, MSFX -MIKRON SPINAL STABILIZATION POLAR PEDICULAR POLYAXIAL SCREW 4.5x20 MM, MSFX -MIKRON SPINAL STABILISATION MONOAXIAL CANNULATED-CEMENTED SCREW 5.5x45 mm, MSFX -MIKRON SPINAL STABILIZATION ROD 5,5x100, MSFX -MIKRON SPINAL STABILIZATION POLAR PEDICULAR MONOAXIAL SCREW 6.0x55 MM, MSFX-MIKRON SPINAL STABILIZATION SPHERICAL CONNECTOR 80mm, MSFX -MIKRON SPINAL STABILIZATION POLAR PEDICULAR MONOAXIAL SCREW 3.5x40 MM, MSFX -MIKRON SPINAL STABILIZATION POLYAXIAL SCREW 5.0x40 MM, MSFX -MIKRON SPINAL STABILIZATION POLAR PEDICULAR MONOAXIAL SCREW 4.0x40 MM, MSFX- MIKRON SPINAL STABILIZATION PEDIS PEDIATRIC AXIAL CONNECTOR MIDDLE, MSFX -MIKRON SPINAL STABILIZATION POLYAXIAL SCREW 4.0x25 MM, MSFX -MIKRON SPINAL STABILIZATION POLAR PEDICULAR POLYAXIAL SCREW 7.0x55 MM, MSFX- MİKRON SPINAL STABILIZATION TRANSVERSE CONNECTION HOOK, MSFX -MIKRON SPINAL STABILISATION MONOAXIAL SCREW 6.5x45 MM, MSFX -MIKRON SPINAL STABILIZATION 3 TYPE HOOK RIGHT5x7, MSFX -MIKRON SPINAL STABILIZATION ROD 6,0x250, MSFX -MIKRON SPINAL STABILIZATION ANTERIOR ROD6,0x130, MSFX -MIKRON SPINAL STABILIZATION POLAR PEDICULAR MULTIFUNCTIONAL SCREW 6.0x35 MM, MSFX -MIKRON SPINAL STABILIZATION POLAR PEDICULAR MULTIFUNCTIONAL SCREW 7.0x45 MM, MSFX -MIKRON SPINAL STABILIZATION POLYAXIAL SCREW 6.0x60 MM, MSFX -MIKRON SPINAL STABILIZATION POLAR CANNULATED-CEMENTED MULTIFUNCTIONAL SCREW 7.5x35 mm, MSFX -MIKRON SPINAL STABILIZATION ROD 5,5x180, MSFX-MIKRON SPINAL STABILIZATION SACRAL CONNECTOR 15, MSFX -MIKRON SPINAL STABILIZATION POLAR PEDICULAR MULTIFUNCTIONAL SCREW 6.5x45 MM, MSFX -MIKRON SPINAL STABILIZATION POLAR PEDICULAR MONOAXIAL SCREW 4.5x25 MM, MSFX -MIKRON SPINAL STABILIZATION POLAR PEDICULAR MONOAXIAL SCREW 4.5x30 MM, MSFX-MIKRON SPINAL STABILIZATION PEDIS PEDIATRIC POYAXIAL SCREW + Setscrew 4,5 x 45, MSFX-MIKRON SPINAL STABILIZATION PEDIS PEDIATRIC POYAXIAL SCREW + Setscrew 4,5 x 30, MSFX -MIKRON SPINAL STABILIZATION LAMINAR HOOK 7x11 LEFT AÇILI 20º, MSFX-MIKRON SPINAL STABILIZATION SPHERICAL CONNECTOR 60mm, MSFX -MIKRON SPINAL STABILIZATION POLAR PEDICULAR MONOAXIAL SCREW 7.5x40 MM, MSFX -MIKRON SPINAL STABILIZATION POLAR PEDICULAR SPONDYLOLISTHESIS POLYAXIAL SCREW 7.5x40 MM, MSFX -MIKRON SPINAL STABILIZATION MULTIFUNCTIONAL SPONDYLOLISTHESIS SCREW6.5x40 MM, MSFX -MIKRON SPINAL STABILIZATION POLAR PEDICULAR CANNULATED-CEMENTED MONOAXIAL SCREW 7.5x40 mm, MSFX -MIKRON SPINAL STABILISATION MONOAXIAL SCREW 8.0x45 MM, MSFX -MIKRON SPINAL STABILIZATION POLAR PEDICULAR SPONDYLOLISTHESIS MONOAXIAL SCREW7,0x40, MSFX -MIKRON SPINAL STABILISATION MULTIFUNCTIONAL SCREW 5.0x35 MM, MSFX-MIKRON SPINAL STABILIZATION POLYAXIAL HEMISPHERICAL SCREW 5,0x40 mm, MSFX -MIKRON SPINAL STABILIZATION POLAR PEDICULAR SPONDYLOLISTHESIS MULTIFUNCTIONAL SCREW 6.5x50 MM, MSFX -MIKRON SPINAL STABILIZATION POLAR PEDICULAR MONOAXIAL SCREW 6.0x45 MM, MSFX -MIKRON SPINAL STABILISATION MULTIFUNCTIONAL SCREW 3.5x25 MM, MSFX-MIKRON SPINAL STABILIZATION PEDIATRIC ROD 5.0 x 500, MSFX -MIKRON SPINAL STABILIZATION ROD 5,5x260, MSFX -MIKRON SPINAL STABILISATION MONOAXIAL SCREW 7.0x40 MM, MSFX-MIKRON SPINAL STABILISATION POLYAXIAL CEMENTED SCREW 5.0x35 mm, MSFX -MIKRON SPINAL STABILIZATION ROD 5,5x120, MSFX -MIKRON SPINAL STABILISATION POLYAXIAL CANNULATED-CEMENTED SCREW 5.5x30 mm, MSFX -MIKRON SPINAL STABILIZATION POLAR PEDICULAR MONOAXIAL SCREW 5.5x35 MM, MSFX -MIKRON SPINAL STABILIZATION POLYAXIAL SCREW 8.5x70 MM, MSFX -MIKRON SPINAL STABILIZATION POLAR PEDICULAR SPONDYLOLISTHESIS MULTIFUNCTIONAL SCREW 5.5x50 MM, MSFX -MIKRON SPINAL STABILIZATION LATERAL CONNECTOR 20 MM, MSFX -MIKRON SPINAL STABILIZATION POLAR PEDICULAR POLYAXIAL SCREW 8.0x70 MM, MSFX -MIKRON SPINAL STABILIZATION LATERAL CONNECTOR15 MM, MSFX- MIKRON SPINAL STABILIZATION PEDIS PEDIATRIC AXIAL CONNECTOR LARGE, MSFX -MIKRON SPINAL STABILIZATION MONOAXIAL SPONDYLOLISTHESIS SCREW 6,5x50, MSFX -MIKRON SPINAL STABILISATION MONOAXIAL SCREW 3.5x25 MM, MSFX -MIKRON SPINAL STABILIZATION MULTIFUNCTIONAL SPONDYLOLISTHESIS SCREW6.5x35 MM, MSFX-MIKRON SPINAL STABILIZATION POLYAXIAL HEMISPHERICAL SCREW 6,5x30 mm, MSFX -MIKRON SPINAL STABILIZATION POLYAXIAL SCREW 8.0x35 MM, MSFX -MIKRON SPINAL STABILIZATION POLYAXIAL SCREW 7.5x60 MM, MSFX -MIKRON SPINAL STABILISATION POLYAXIAL CANNULATED-CEMENTED SCREW 5.5x50 mm, MSFX -MIKRON SPINAL STABILISATION MULTIFUNCTIONAL SCREW 5.0x40 MM, MSFX -MIKRON SPINAL STABILIZATION MONOAXIAL HOOK CONNECTOR, MSFX-MIKRON SPINAL STABILISATION POLYAXIAL CEMENTED SCREW 7.0x55 mm, MSFX -MIKRON SPINAL STABILIZATION POLAR PEDICULAR MULTIFUNCTIONAL SCREW 5.0x50 MM, MSFX-MIKRON SPINAL STABILIZATION POLYAXIAL HEMISPHERICAL SCREW 6,5x50 mm, MSFX- MIKRON SPINAL STABİLİZASYON ANTERIOR TITANYUM PLAK CORPUS 25 LEFT, MSFX -MIKRON SPINAL STABILIZATION POLYAXIAL SCREW 5.5x45 MM, MSFX -MIKRON SPINAL STABILIZATION POLAR PEDICULAR MONOAXIAL SCREW 8.0x50 MM, MSFX -MIKRON SPINAL STABILIZATION POLAR PEDICULAR MULTIFUNCTIONAL SCREW 3.5x45 MM, MSFX -MIKRON SPINAL STABILIZATION POLAR PEDICULAR POLYAXIAL SCREW 4.5x25 MM, MSFX -MIKRON SPINAL STABILIZATION POLAR PEDICULAR SPONDYLOLISTHESIS MONOAXIAL SCREW5,5x50, MSFX -MIKRON SPINAL STABILISATION MULTIFUNCTIONAL SCREW 3.5x35 MM, MSFX- MIKRON SPINAL STABİLİZASYON ANTERIOR TITANYUM PLAK CORPUS 23 LEFT, MSFX- MIKRON SPINAL STABILIZATION PEDIATRIC PEDICULAR HOOK SMALL 7x5, MSFX-MIKRON SPINAL STABILIZATION SPHERICAL CONNECTOR SCREW TO SCREW 50mm, MSFX -MIKRON SPINAL STABILIZATION POLAR PEDICULAR MULTIFUNCTIONAL SCREW 8.0x40 MM, MSFX -MIKRON SPINAL STABILIZATION ROD 6,0x140, MSFX -MIKRON SPINAL STABILISATION MULTIFUNCTIONAL SCREW 3.5x45 MM, MSFX -MIKRON SPINAL STABILISATION POLYAXIAL CANNULATED-CEMENTED SCREW 6.5x50 mm, MSFX -MIKRON SPINAL STABILIZATION ROD 5,5x90, MSFX -MIKRON SPINAL STABILIZATION POLAR PEDICULAR SPONDYLOLISTHESIS MULTIFUNCTIONAL SCREW 7.5x45 MM, MSFX-MIKRON SPINAL STABILIZATION PEDIS PEDIATRIC POYAXIAL SCREW + Setscrew 4,5 x 35, MSFX -MIKRON SPINAL STABILIZATION POLYAXIAL SCREW 5.5x55 MM, MSFX -MIKRON SPINAL STABILISATION POLYAXIAL CANNULATED-CEMENTED SCREW 5.5x55 mm, MSFX -MIKRON SPINAL STABILISATION POLYAXIAL CANNULATED-CEMENTED SCREW 7.5x45 mm, MSFX -MIKRON SPINAL STABILIZATION MONOAXIAL SPONDYLOLISTHESIS SCREW 7,5x45, MSFX -MIKRON SPINAL STABILIZATION POLYAXIAL SCREW 6.0x45 MM, MSFX-MIKRON SPINAL STABILIZATION MONOAXIAL HEMISPHERICAL SCREW 5,5x50 mm, MSFX-MIKRON SPINAL STABILIZATION POLYAXIAL HEMISPHERICAL SCREW 6,0x55 mm, MSFX -MIKRON SPINAL STABILIZATION POLYAXIAL SCREW 4.0x30 MM, MSFX -MIKRON SPINAL STABILIZATION POLAR PEDICULAR POLYAXIAL SCREW 7.5x50 MM, MSFX -MIKRON SPINAL STABILIZATION MULTIFUNCTIONAL SPONDYLOLISTHESIS SCREW6.0x50 MM, MSFX -MIKRON SPINAL STABILISATION MONOAXIAL SCREW 5.0x45 MM, MSFX-MIKRON SPINAL STABILIZATION PEDIS PEDIATRIC POYAXIAL SCREW + Setscrew 4,0 x 40, MSFX -MIKRON SPINAL STABILISATION MONOAXIAL SCREW 3.5x35 MM, MSFX -MIKRON SPINAL STABILIZATION POLYAXIAL SCREW 7.0x45 MM, MSFX- MIKRON SPINAL STABİLİZASYON 3 TİPİ KANCA RIGHT5x11, MSFX-MODULER RIGID PLATELARGE (2 HOLES), MSFX -MIKRON SPINAL STABILIZATION POLAR PEDICULAR MULTIFUNCTIONAL SCREW 4.5x20 MM, MSFX-MIKRON SPINAL STABILIZATION PEDIS PEDIATRIC POYAXIAL SPONDYLOLISTHESIS SCREW+ Setscrew 4,0 X 40, MSFX -MIKRON SPINAL STABILISATION MONOAXIAL SCREW 4.0x35 MM, MSFX -MIKRON SPINAL STABILIZATION POLAR PEDICULAR MONOAXIAL SCREW 5.5x40 MM, MSFX -MIKRON SPINAL STABILIZATION POLYAXIAL SCREW 4.5x45 MM, MSFX -MIKRON SPINAL STABILISATION MULTIFUNCTIONAL SCREW 6.0x55 MM, MSFX-MIKRON SPINAL STABILIZATION SPHERICAL CONNECTOR 70mm, MSFX -MIKRON SPINAL STABILIZATION POLAR PEDICULAR MONOAXIAL SCREW 7.0x50 MM, MSFX -MIKRON SPINAL STABILISATION MULTIFUNCTIONAL SCREW 5.5x20 MM, MSFX -MIKRON SPINAL STABILIZATION ROD 6,0x270, MSFX -MIKRON SPINAL STABILIZATION POLYAXIAL SPONDYLOLISTHESIS SCREW7.5x35 MM, MSFX -MIKRON SPINAL STABILIZATION ROD 6,0x290, MSFX-MIKRON SPINAL STABILIZATION MONOAXIAL HEMISPHERICAL SCREW 5,0x40 mm, MSFX -MIKRON SPINAL STABILISATION MONOAXIAL SCREW 6.0x55 MM, MSFX -MIKRON SPINAL STABILIZATION MULTIFUNCTIONAL SPONDYLOLISTHESIS SCREW7.0x35 MM, MSFX -MIKRON SPINAL STABILISATION POLYAXIAL CANNULATED-CEMENTED SCREW 7.5x30 mm, MSFX -MIKRON SPINAL STABILIZATION POLAR CANNULATED-CEMENTED MULTIFUNCTIONAL SCREW 5.5x40 mm, MSFX -MIKRON SPINAL STABILISATION MULTIFUNCTIONAL SCREW 8.0x55 MM, MSFX -MIKRON SPINAL STABILIZATION POLAR PEDICULAR SPONDYLOLISTHESIS POLYAXIAL SCREW 6.5x45 MM, MSFX -MIKRON SPINAL STABILIZATION POLYAXIAL SCREW 6.3x43 MM, MSFX -MIKRON SPINAL STABILIZATION POLYAXIAL SCREW 8.0x70 MM, MSFX -MIKRON SPINAL STABILIZATION POLYAXIAL SCREW 5.5x20 MM, MSFX-MIKRON SPINAL STABILIZATION POLYAXIAL HEMISPHERICAL SCREW 6,5x40 mm, MSFX-MIKRON SPINAL STABILISATION POLYAXIAL CEMENTED SCREW 8.0x45 mm, MSFX -MIKRON SPINAL STABILISATION MONOAXIAL SCREW 8.0x50 MM, MSFX -MIKRON SPINAL STABILISATION MONOAXIAL CANNULATED-CEMENTED SCREW 6.5x50 mm, MSFX -MIKRON SPINAL STABILISATION MULTIFUNCTIONAL SCREW 8.0x30 MM, MSFX -MIKRON SPINAL STABILIZATION POLAR PEDICULAR SPONDYLOLISTHESIS POLYAXIAL SCREW 7.5x45 MM, MSFX -MIKRON SPINAL STABILISATION MONOAXIAL SCREW 3.5x40 MM, MSFX -MIKRON SPINAL STABILIZATION POLAR PEDICULAR SPONDYLOLISTHESIS POLYAXIAL SCREW 6.5x40 MM, MSFX -MIKRON SPINAL STABILIZATION POLAR PEDICULAR SPONDYLOLISTHESIS MONOAXIAL SCREW5,5x35, MSFX -MIKRON SPINAL STABILISATION MULTIFUNCTIONAL SCREW 7.5x35 MM, MSFX -MIKRON SPINAL STABILIZATION POLYAXIAL SCREW 3.5x45 MM, MSFX -MIKRON SPINAL STABILISATION MULTIFUNCTIONAL SCREW 7.0x45 MM, MSFX- MIKRON SPINAL STABILIZATION PEDIATRIC PEDICULAR HOOK SMALL 7x7, MSFX -MIKRON SPINAL STABILIZATION POLAR PEDICULAR POLYAXIAL SCREW 5.0x35 MM, MSFX -MIKRON SPINAL STABILISATION MONOAXIAL SCREW 5.5x45 MM, MSFX -MIKRON SPINAL STABILIZATION POLAR PEDICULAR SPONDYLOLISTHESIS MULTIFUNCTIONAL SCREW 7.5x35 MM, MSFX -MIKRON SPINAL STABILIZATION ROD 6,0x50, MSFX -MIKRON SPINAL STABILIZATION POLAR PEDICULAR MULTIFUNCTIONAL SCREW 3.5x40 MM, MSFX -MIKRON SPINAL STABILIZATION POLAR PEDICULAR SPONDYLOLISTHESIS MULTIFUNCTIONAL SCREW 6.5x45 MM, MSFX -MIKRON SPINAL STABILIZATION POLAR PEDICULAR MULTIFUNCTIONAL SCREW 5.5x30 MM, MSFX -MIKRON SPINAL STABILIZATION POLAR PEDICULAR CANNULATED-CEMENTED MONOAXIAL SCREW 5.5x55 mm, MSFX -MIKRON SPINAL STABILIZATION ROD 6,0x500, MSFX -MIKRON SPINAL STABILIZATION ANTERIOR ROD6,0x160, MSFX -MIKRON SPINAL STABILIZATION POLAR PEDICULAR MULTIFUNCTIONAL SCREW 4.5x30 MM, MSFX -MIKRON SPINAL STABILIZATION POLAR PEDICULAR SPONDYLOLISTHESIS POLYAXIAL SCREW 7.0x35 MM, MSFX -MIKRON SPINAL STABILIZATION POLAR PEDICULAR SPONDYLOLISTHESIS MULTIFUNCTIONAL SCREW 7.0x40 MM, MSFX -MIKRON SPINAL STABILIZATION ROD 6,0x210, MSFX -MIKRON SPINAL STABILIZATION POLAR PEDICULAR SPONDYLOLISTHESIS POLYAXIAL SCREW 6.0x40 MM, MSFX -MIKRON SPINAL STABILIZATION POLAR PEDICULAR CANNULATED-CEMENTED MONOAXIAL SCREW 6.5x30 mm, MSFX -MIKRON SPINAL STABILIZATION POLYAXIAL SCREW 7.0x35 MM, MSFX -MIKRON SPINAL STABILIZATION POLAR CANNULATED-CEMENTED MULTIFUNCTIONAL SCREW 6.5x35 mm, MSFX-MIKRON SPINAL STABILIZATION PEDIS PEDIATRIC POYAXIAL SCREW + Setscrew 3,5 x 35, MSFX -MIKRON SPINAL STABILISATION POLYAXIAL CANNULATED-CEMENTED SCREW 5.5x40 mm, MSFX -MIKRON SPINAL STABILIZATION POLYAXIAL SPONDYLOLISTHESIS SCREW7.5x45 MM, MSFX -MIKRON SPINAL STABILIZATION POLAR PEDICULAR POLYAXIAL SCREW 5.5x45 MM, MSFX -MIKRON SPINAL STABILISATION MONOAXIAL SCREW 5.5x40 MM, MSFX-MIKRON SPINAL STABILIZATION SACRAL CONNECTOR 20, MSFX-MIKRON SPINAL STABILISATION POLYAXIAL CEMENTED SCREW 8.0x40 mm, MSFX -MIKRON SPINAL STABILIZATION MULTIFUNCTIONAL SPONDYLOLISTHESIS SCREW6.0x35 MM, MSFX -MIKRON SPINAL STABILIZATION LAMINAR HOOK 5x9, MSFX -MIKRON SPINAL STABILIZATION POLAR PEDICULAR MONOAXIAL SCREW 8.0x45 MM, MSFX -MIKRON SPINAL STABILIZATION POLAR PEDICULAR MULTIFUNCTIONAL SCREW 6.0x40 MM, MSFX -MIKRON SPINAL STABILISATION MONOAXIAL SCREW 6.5x55 MM, MSFX-MIKRON SPINAL STABILISATION POLYAXIAL CEMENTED SCREW 8.0x55 mm, MSFX -MIKRON SPINAL STABILIZATION POLAR PEDICULAR MULTIFUNCTIONAL SCREW 8.0x45 MM, MSFX -MIKRON SPINAL STABILIZATION ANTERIOR ROD6,0x50, MSFX -MIKRON SPINAL STABILIZATION POLAR PEDICULAR POLYAXIAL SCREW 7.5x45 MM, TORAKOLOMBER POSTERIOR POLIAXIAL SCREW TITANIUM SELF TAPPING4.5x30 MM, TORAKOLOMBER POSTERIOR POLIAXIAL SCREW TITANIUM SELF TAPPING4.0x25 MM, TORAKOLOMBER POSTERIOR POLIAXIAL SCREW TITANIUM SELF TAPPING8.5x100 MM, TORAKOLOMBER POSTERIOR POLIAXIAL SCREW TITANIUM SELF TAPPING8.5x30 MM, TORAKOLOMBER POSTERIOR POLIAXIAL SCREW TITANIUM SELF TAPPING6.5x50 MM, TORAKOLOMBER POSTERIOR POLIAXIAL SCREW TITANIUM SELF TAPPING8.5x95 MM, TORAKOLOMBER POSTERIOR POLIAXIAL SCREW TITANIUM SELF TAPPING7.5x60 MM, TORAKOLOMBER POSTERIOR POLIAXIAL SCREW TITANIUM SELF TAPPING8.5x80 MM, TORAKOLOMBER POSTERIOR POLIAXIAL SCREW TITANIUM SELF TAPPING8.5x20 MM, TORAKOLOMBER POSTERIOR POLIAXIAL SCREW TITANIUM SELF TAPPING8.5x35 MM, TORAKOLOMBER POSTERIOR POLIAXIAL SCREW TITANIUM SELF TAPPING8.0x60 MM, TORAKOLOMBER POSTERIOR POLIAXIAL SCREW TITANIUM SELF TAPPING8.5x85 MM, TORAKOLOMBER POSTERIOR POLIAXIAL SCREW TITANIUM SELF TAPPING8.5x40 MM, TORAKOLOMBER POSTERIOR POLIAXIAL SCREW TITANIUM SELF TAPPING8.5x50 MM, TORAKOLOMBER POSTERIOR POLIAXIAL SCREW TITANIUM SELF TAPPING8.5x55 MM, TORAKOLOMBER POSTERIOR POLIAXIAL SCREW TITANIUM SELF TAPPING8.5x60 MM, TORAKOLOMBER POSTERIOR POLIAXIAL SCREW TITANIUM SELF TAPPING8.5x65MM, TORAKOLOMBER POSTERIOR POLIAXIAL SCREW TITANIUM SELF TAPPING8.5x70 MM, TORAKOLOMBER POSTERIOR POLIAXIAL SCREW TITANIUM SELF TAPPING8.5x75 MM, MSFX -MIKRON SPINAL STABİLİZASYON SERVİKAL POSTERİOR POLİYAKSİYEL SCREW 3.5x10 MM (titanyum), MSFX -MIKRON SPINAL STABİLİZASYON SERVİKAL POSTERİOR POLİYAKSİYEL SCREW 3.5x12 MM (titanyum), MSFX -MIKRON SPINAL STABİLİZASYON SERVİKAL POSTERİOR POLİYAKSİYEL SCREW 3.5x14 MM (titanyum), MSFX -MIKRON SPINAL STABİLİZASYON SERVİKAL POSTERİOR POLİYAKSİYEL SCREW 3.5x16 MM (titanyum), MSFX -MIKRON SPINAL STABİLİZASYON SERVİKAL POSTERİOR POLİYAKSİYEL SCREW 3.5x18 MM (titanyum), MSFX -MIKRON SPINAL STABİLİZASYON SERVİKAL POSTERİOR POLİYAKSİYEL SCREW 3.5x20 MM (titanyum), MSFX -MIKRON SPINAL STABİLİZASYON SERVİKAL POSTERİOR POLİYAKSİYEL SCREW 3.5x22 MM (titanyum), MSFX -MIKRON SPINAL STABİLİZASYON SERVİKAL POSTERİOR POLİYAKSİYEL SCREW 3.5x2 | TURK MED | 2023-09-29T00:00:00.000+02:00 | MİKRON MAKİNA SANAYİ VE TİCARET LİMİTED ŞİRKETİ -- İVEDİK OSB AĞAÇ İŞLERİ SAN. SİT. 1372. SOK NO:31 OSTİM YENİMAHALLE - ANKARA / TURKEY | MCTC1239656, MCTC101625, MVTCA203244, MVTCD242329, MVTCA283044, MCTC122440, MCTC1424406, MCTC1439656, MVTCA243854, MCTC1224406, MVTCA28100140, MVTCA205684, MCTC141017, MCTC201017, MCTC101013, MVTCA242840, MCTC141625, MVTCD283044, MVTCA2474114, MVTCA285684, MVTCA242329, MVTCD2882130, MVTCA2882130, MCTC162440, MVTCD204258, MCTC1216256, MVTCA204258, MCTC161017, MVTCD243854, MCTC142440, MCTC161625, MVTCD202534, MVTCD28100140, MCTC101017, MCTC1416256, MCTC161013, MVTCD2474114, MCCLS, MSFX-CPC071414, MSFX-CPC061414, MSFX-AC1212, MSFX-EBC2813, MSFX-EPC1012, MSFX-LCD2208, MSFX-CPC081216, MCPCB41414, MSFX-CPC051414, MSFX-EBC2807, MSFXECPC128, MSFX-BCA3213, MCPCB51214, MCPCB61214, MSFX-CPC061216, MSFX-EPC1008, MSFX-LCD2412, MSFX-LCA2214, MSFX-LCA2411, MSFX-BCA2807, MSFX-CPC051214, MSFX-LCD2212, MSFX-BCA2813, MSFXECPC127, MCPCB61216, MSFX-LCA2409, MSFX-LCD2210, MSFX-BCA2411, MSFXECPC125, MSFX-AC1208, MSFX-EBC2811, MSFX-BCA3211, MCPCB71214, MSFX-EPC1011, MSFX-BC2813, MSFX-CD14-04, MSFX-CD12-06, MSFX-CD14-05, MSFX-CD12-08, MSFX-CD16-08, MSFX-CD14-07, MSFX-CD16-05, MSFX-CD12-07, MSFX-CD16-09, MSFX-CD14-09, MSFX-CD12-04, MSFX-CD14-08, MSFX-CD16-07, MSFX-CD12-05, MSFX-CD12-09, MSFX-CD16-06, MSFX-CD14-06, MVTCD285684, MCTC141013, MVTCA202534, MCTC163965, MVTCD245276, MCTC121625, MCTC121017, MVTCA284258, MCTC121013, MVTCA245276, MCTC201013, MVTCD205684, MVTCD203244, MCTC123965, MCTC201625, MVTCD242840, MVTCD284258, MCTC143965, MSFX-PPPS5050, MSFX-TL170, MSFX-PPMAS6545, MSFX-PAS6530, MSFX-MAS6550, MSFX-PPMAS4535, MSFX-SR1648, MSFX-3MDPLD, MSFX-PRS7055, MSFX-CMS7550, MSFX-PPCPS7545, MSFX-MRS7550, MSFX-MRS7045, MSFX-PRS7540, MSFX-HT3L0511, MSFX-MAS8055, MSFX-SPPAS4045, MSFX-MTL4060, MSFX-MFS7035, MSFX-MFRS5540, MSFX- PPRPS7055, MSFX- PPRPS6535, MSFX-40TB, MSFX-PPCMS6535, MSFX-PRS7050, MSFX-PRS6050, MSFX-PPMFRS6045, MSFX-PPMFS8035, MSFX-SR1611, MSFX-PAS3540, MSFX-PAS4020, MSFX-MA55-35M, MSFX-CPS7535, MSFX-TL160, MSFX-MAS4025, MSFX-2MDPL, MSFX-CPS7040, MSFX-PPPS7530, MSFX-HM65-45P, MSFX-PPMFS7055, MSFX-SR1528, MSFX-MAS7055, MSFX-PPMFRS6540, MSFX-PPCPS6540, MSFX-PPMAS6550, MSFX-MFS5525, MSFX-CPS6535, MSFX-PAS6338, MSFX-PAS6055, MSFX- PPRPS7045, MSFX-MFS6035, MSFX-MA60-55M, MSFX-MFS6540, MSFX-PPMFS7040, MSFX-PPR200, MSFX-PPMFS4525, MSFX-TL180, MSFX-MAS4030, MSFX-PAS8040, MSFX-MFS6045, MSFX-PPMAS3545, MSFX-SR1628, MSFX-CPS6343, MSFX-MA70-35M, MSFX-SSS7055, MSFX-PRS5555, MSFX-PPPS8055, MSFX-CPS7050, MSFX-MAS8040, MSFX-SPA5030, MSFX-CMS6545, MSFX-PPPS5520, MSFX-MFS5530, MSFX-SPA4520, MSFX-PPPS6545, MSFX-MFS5545, MSFX-PAS6050, MSFX-PPMFS7535, MSFX-CMS6530, MSFX-3MRPS, MSFX-PPCMS7550, MSFX-PPPS7535, MSFX-PPR80, MSFX-PAS80100, MSFX-SAPR25, MSFX-MFRS7540, MSFX-MFRS6545, MSFX-CMS5555, MSFX-PPH7555, MSFX-CPS7540, MSFX-MFS8080, MSFX-MAS5035, MSFX- PPRPS7040, MSFX-MFS8070, MSFX-PRS5530, MSFX-MFS8050, MSFX-PPMFS7550, MSFX-PLH0565, MSFX-MAS7540, MSFX-HM50-45P, MSFX-CMS7530, MSFX-SR1619, MSFX-PAS4535, MSFX-MRS7055, MSFX-PPPS7555, MSFX-MFS6040, MSFX-PPMAS8055, MSFX-PLH5075, MSFX-SR1520, MSFX-PRS6545, MSFX-PLH4065, MSFX-PAS5530, MSFX-PRS7045, MSFX-HM55-50P, MSFX-PAS8540, MSFX-PPMAS7555, MSFX-PPCMS7535, MSFX-HM55-30P, MSFX-PTC50, MSFX-PPCMS7530, MSFX-HM65-35P, MSFX-MAS4545, MSFX-PPPS3525, MSFX-PPMAS5040, MSFX-PPPS80100, MSFX-MAS3545, MSFX-MFS5550, MSFX- PPRPS5545, MSFX-HT3L0507, MSFX-SPPAS5035, MSFX-PCPS5530, MSFX-SATB2315, MSFX-PAS6550, MSFX-PAS5035, MSFX-HM70-50P, MSFX-PPMAS7035, MSFX-SR1615, MSFX-MRS6035, MSFX-2MRPS, MSFX-PPPS6055, MSFX-MAS3530, MSFX-SR1548, MSFX-SPPAS5045, MSFX-PPMFRS5530, MSFX-PPCPS7550, MSFX-PRS6035, MSFX-SR1610, MSFX-CPS6338, MSFX-CMS5545, MSFX-SR1510, MSFX-PPMAS6055, MSFX-80TB, MSFX-PPMAS3540, MSFX-PAS5040, MSFX-PPMAS4040, MSFX-PPAO, MSFX-PAS4025, MSFX-PPPS7055, MSFX-MAS6545, MSFX-HT3R0507, MSFX-SR1625, MSFX-PPMFS6035, MSFX-PPMFS7045, MSFX-PAS6060, MSFX-PPCPS7535, MSFX-SR1518, MSFX-SSC15, MSFX-PPMFS6545, MSFX-PPMAS4525, MSFX-PPMAS4530, MSFX-PPAS4545, MSFX-PPAS4530, MSFX-LHLA711, MSFX-60TB, MSFX-PPMAS7540, MSFX- PPRPS7540, MSFX-MFRS6540, MSFX-P | Klasa IIb | Pajisje te implantueshme aktive | Pajisje te implantueshme aktive
15100 | Alinity i Homocisteine Reagent Kit (2x100 tests), Alinity i Homocisteine Calibrators, Alinity i Homocisteine Controls | PEGASUS. | 2023-09-29T00:00:00.000+02:00 | Abbott GmbH Max Planck Ring 2 65205 Wiesbaden Germany | 09P2820, 09P2801, 09P2810 | In vitro | Jane reagente qe perdoren per analizen sasiore te Homocisteines | Pajisje te diagnostifikimit in vitro
ne gjak me sistemin Alinity, Jane reagente qe perdoren per kalibrimin ne analizen sasiore te Homocisteines ne gjak me sistemin Alinity, Jane reagente qe perdoren per kontrollin ne analizen sasiore te Homocisteines ne gjak me sistemin Alinity
15138 | Osmodrop (Ophthalmic solution with Osmotic action) | INNOVUS PHARMA | 2023-10-02T00:00:00.000+02:00 | ITALDEVICE s.r.l. Via Laurentina Km 26,700 – 00071 Pomezia (Rome). | N/A | Klasa IIa | Osmodrop solucion oftalmik me veprim osmotik | Pajisje oftalmike dhe optike
15111 | Keradrop ( Lubrificant Lenitive Ophthalmic Solution) | INNOVUS PHARMA | 2023-10-02T00:00:00.000+02:00 | ITALDEVICE s.r.l. Via Laurentina Km 26,700 – 00071 Pomezia (Rome). | N/A | Klasa IIa | Keradrop solucion oftalmik me veprim lubrifikues | Pajisje oftalmike dhe optike
15139 | Angiodrop (Lubricant and Moisturizing Ophthalmic Solution with mallow and chamomille's extracts) | INNOVUS PHARMA | 2023-10-02T00:00:00.000+02:00 | ITALDEVICE s.r.l. Via Laurentina Km 26,700 – 00071 Pomezia (Rome). | N/A | Klasa IIb | Angiodrop solucion oftalmik lubrifikues dhe hidratues me ekstakte kamomil dhe mellage | Pajisje oftalmike dhe optike
15084 | eBike III Basic, eBike III Basic with NIBP, eBike III comfort, eBike III comfort with NIBP, ebike III cuff adult std tube 130cm, ebike III cuff adult small tube 130cm, ebike III cuff adult large tube 130 cm, ebike saddle mount infant, ebike saddle infant, ebike saddle sport, ebike saddle mount hor. adjustable, ebike crank set adjustable, ebike Velcro for cuff tube, USB Cable 5m ebike II III to cardiosoft PC, Spare ebike III COM Module, Power cord C Euro ebike II III, Power cord G2 UK ebike II III, Power cord A US ebike II III, Power cord M2 South Africa ebike II III, Power cord 12 Australia ebike II III, ebike III Comfort Stabilizer plate, DVD MNL OPR ebike II III, ebike II III driver CD | MONTAL | 2023-10-02T00:00:00.000+02:00 | Ergoline GmbH, Lindenstr. 5, 72475 Bitz, Germany | 2017911-301, 2017911-303, 2017911-305, 2017911-307, 2017911-051, 2017911-052, 2017911-053, 2017911-015, 2017911-016, 2017911-017, 2017911-018, 2017911-019, 2017911-044, 2017911-131, 2018111-340, 2017911-140, 2017911-141, 2017911-142, 2017911-144, 2017911-145, 2017911-047, 2017911-325, 2017911-130 | Klasa IIa | Janë pajisje qe sherbejne per te zbuluar ndryshimet e metabolizmit oksidativ.Gjithashtu ushtrimi me to sherben per te trajnuar zemren per te pompuar gjakun ne menyre me efikase. | Pajisje elektromekanike
15112 | Alinity c Cannabinoids Reagent Kit , Alinity c Cannabinoids Qual Calibrator Kit , Alinity c Cannabinoids SemiQuant 100 Calibrator Kit , Alinity c Cannabinoids SemiQuant 200 Calibrator Kit , Alinity c Cannabinoids Control 1 Kit , Alinity c Cannabinoids Control 2 Kit | PEGASUS. | 2023-10-03T00:00:00.000+02:00 | Microgenics Corporation 46500 Kato Road ,Fremont, CA 94538 USA | 09P54-20, 09P54-01, 09P54-02, 09P54-03, 09P54-10, 09P54-11 | In vitro | Jane reagente qe perdoren ne analizen sasiore te kanabinoideve ne gjak | Pajisje te diagnostifikimit in vitro
me sistemin Alinity. , Jane reagente qe perdoren ne kalibrimin e analizes sasiore te kanabinoideve ne gjak me sistemin Alinity. , Jane reagente qe perdoren ne kalibrimin e analizes sasiore te kanabinoideve ne gjak me sistemin Alinity ., Jane reagente qe perdoren ne kalibrimin e analizes sasiore te kanabinoideve ne gjak me sistemin Alinity ., Jane reagente qe perdoren ne kontrollin e analizes sasiore te kanabinoideve ne gjak me sistemin Alinity .
15140 | Alinity c Amikacin Reagent Kit | PEGASUS. | 2023-10-03T00:00:00.000+02:00 | B.R.A.H.M.S GmbH Neuendorfstraße 25, 16761 Hennigsdorf, Germany | 09P4420 | In vitro | Eshte reagent qe perdoret per analizen sasiore te Amikacines me sistemin Alinity | Pajisje te diagnostifikimit in vitro
14917 | Tendril™ STS, IsoFlex™ | DATA LOG | 2023-09-29T00:00:00.000+02:00 | Data Log, Tirane | 2088TC, 1944, 1948 | Klasa III | Sonda që lidhin aparatin Pacemaker me muskulin e zemrës | Pajisje te implantueshme aktive
, Sonda që lidhin aparatin Pacemaker me muskulin e zemrës Variant MR Conditional
15101 | Defibrillator | Farma Net Albania | 2023-10-02T00:00:00.000+02:00 | CU Medical Systems, Inc.; Add. 130-1, Donghwagongdan-ro, Munmak-eup, Wonju-si, Gangwon-do, Republika e Korese | CU-SP1 | Klasa IIb | Defibrilator AED (defibrilator automatik i jashtem) | Produkte per institucione te kujdesit shendetesor
15124 | Electrocardiograph | Farma Net Albania | 2023-10-02T00:00:00.000+02:00 | Contec Medical Systems Co., Ltd.; Add: No. 112 Qinhuang West Street Economic &amp; Technical Development Zone 066004 Qinhuangdao, Hebei Province, Republika Popullore e Kines | ECG1200G | Klasa IIa | Elektrokardiograf me 12 kanale, pajisje mjekesore qe perdoret per te regjistruar aktivitetin elektrik dhe muskular te zemres | Pajisje elektromekanike
15085 | Hi-Torque Command Guide Wires / HT Command,190, Hi-Torque Command Guide Wires / HT Command, 250, Hi-Torque Command Guide Wires / HT Command, 300, Hi-Torque Command Guide Wires / HT Command ES, 190, Hi-Torque Command Guide Wires / HT Command ES, 250, Hi-Torque Command Guide Wires / HT Command ES,300 | DIAL-ALB | 2023-10-03T00:00:00.000+02:00 | Abbott Vascular,3200 Lakeside Drive,Santa Clara, California 95054,USA | 2078172, 2078176, 2078173, 2078174, 2078177, 2078175 | Klasa IIa | Tel udhezues per koronarografi | Pajisje nje perdorimeshe
15113 | Hi-Torque Supra Core 35 Guide Wire with Microglide Coating / 1902703, Hi-Torque Supra Core 35 Guide Wire with Microglide Coating / 1902703-01, Hi-Torque Supra Core 35 Guide Wire with Microglide Coating / 1902703-02 | DIAL-ALB | 2023-10-03T00:00:00.000+02:00 | Abbott Medical, 3200 Lakeside Drive, Santa Clara , California 95054,USA | 1902703, 1902703-01, 1902703-02 | Klasa IIa | Tel udhezues per koronarografi | Pajisje nje perdorimeshe
15141 | Hi-Torque Spartacore 14 Guide Wire with Microglide Coating / 1905201, Hi-Torque Spartacore 14 Guide Wire with Microglide Coating /1905202, Hi-Torque Spartacore 14 Guide Wire with Microglide Coating / 1905203, Hi-Torque Spartacore 14 Guide Wire with Microglide Coating /1905204, Hi-Torque Spartacore 14 Guide Wire with Microglide Coating /1905205, Hi-Torque Spartacore 14 Guide Wire with Microglide Coating / 1905206 | DIAL-ALB | 2023-10-03T00:00:00.000+02:00 | Abbott Medical, 3200 Lakeside Drive, Santa Clara , California 95054,USA | 1905201, 1905202, 1905203, 1905204, 1905205, 1905206 | Klasa IIa | Tel udhezues per koronarografi | Pajisje nje perdorimeshe
15142 | Hi-Torque Steelcore 18 Guide Wire with Microglide Coating/ 1903281, Hi-Torque Steelcore 18 Guide Wire with Microglide Coating/1903282, Hi-Torque Steelcore 18 LT Guide Wire with Microglide Coating / 1907709, Hi-Torque Steelcore 18 LT Guide Wire with Microglide Coating /1907709-J, Hi-Torque Steelcore 18 LT Guide Wire with Microglide Coating / 1907710, Hi-Torque Steelcore 18 LT Guide Wire with Microglide Coating / 1907710-J | DIAL-ALB | 2023-10-03T00:00:00.000+02:00 | Abbott Medical, 3200 Lakeside Drive, Santa Clara , California 95054,USA | 1903281, 1903282, 1907709, 1907709-J, 1907710, 1907710-J | Klasa IIa | Tel udhezues per koronarografi | Pajisje nje perdorimeshe
15086 | Flogomucil tosse adulti (150ml), Flogomucil tosse bambini (150ml), Spasmina IBS (60 CPR da 1070mg) | Health Solutions | 2023-10-04T00:00:00.000+02:00 | Inalme s.r.l, Via Cosmo Mollica Alagona 9/11 , 95121 Catania (CT) Italia1 | MCL01CE, MCL02CE, IBS03CE | Klasa IIa | Shurup kolle per te rritur, Shurup kolle per femije, Tableta bimore per trajtimin e inflamacionit te zorreve | Tjeter
15143 | Etest Azithromycin 412257, Etest Ciprofloxacin 412311 | LABOPHARMA SHPK | 2023-10-04T00:00:00.000+02:00 | Biomerieux SA 376 Chemin de l'Orme 69280 Marcy-l'Etoile France | 412257, 412311 | In vitro | Jane reagente qe perdoren ne analizen sasiore te barit Azithromicine ne gjak, Jane reagente qe perdoren per kontrollin e analizes sasiore te Ciprofloksacines ne gjak | Pajisje te diagnostifikimit in vitro
15087 | Hi-Torque Command 18 Guide Wire / HT Command 18 ST / 1013774, Hi-Torque Command 18 Guide Wire / HT Command 18 ST / 1013775, Hi-Torque Command 18 Guide Wire / HT Command 18 ST / 1013776, Hi-Torque Command 18 Guide Wire / HT Command 18 ST / 1013777, Hi-Torque Command 18 Guide Wire / HT Command 18 ST / 1013784, Hi-Torque Command 18 Guide Wire / HT Command 18 ST / 1013785, Hi-Torque Command 18 Guide Wire / HT Command 18 ST / 1013786, Hi-Torque Command 18 Guide Wire / HT Command 18 ST / 1013787, Hi-Torque Command 18 Guide WirE / HT Command 18 LT / 1013804, Hi-Torque Command 18 Guide Wire/ HT Command 18 LT / 1013805, Hi-Torque Command 18 Guide Wire / HT Command 18 LT / 1013806, Hi-Torque Command 18 Guide Wire / HT Command 18 LT / 1013807, Hi-Torque Command 18 Guide Wire / HT Command 18 LT / 1013814, Hi-Torque Command 18 Guide Wire / HT Command 18 LT / 1013815, Hi-Torque Command 18 Guide Wire / HT Command 18 LT / 1013816, Hi-Torque Command 18 Guide Wire / HT Command 18 LT / 1013817 | DIAL-ALB | 2023-10-03T00:00:00.000+02:00 | Abbott Vascular,3200 Lakeside Drive,Santa Clara, California 95054,USA | 1013774, 1013775, 1013776, 1013777, 1013784, 1013785, 1013786, 1013787, 1013804, 1013805, 1013806, 1013807, 1013814, 1013815, 1013816, 1013817 | Klasa IIa | Tel udhezues per koronarografi | Pajisje nje perdorimeshe
15037 | DELFIVARI-FIT LOW PRESSURE TOURNIQUET CUFF SINGLE PORT SINGLE BLADDER CONTOUR UPPER LIMB, DELFI VARI-FIT LOW PRESSURE TOURNIQUET CUFF SINGLE PORT SINGLE BLADDER CONTOUR THIGH, DELFI VARI-FIT LOW PRESSURE TOURNIQUET CUFF SINGLE PORT SINGLE BLADDER CONTOUR LOWER LEG, DELFI VARI-FIT LOW PRESSURE TOURNIQUET CUFF SINGLE PORT DUAL BLADDER CONTOUR UPPER LIMB IVRA, DELFI VARI-FIT LOW PRESSURE TOURNIQUET CUFF DUAL PORT SINGLE BLADDER CONTOUR UPPER LIMB, DELFI VARI-FIT LOW PRESSURE TOURNIQUET CUFF DUAL PORT SINGLE BLADDER CONTOUR THIGH, DELFI VARI-FIT LOW PRESSURE TOURNIQUET CUFF DUAL PORT SINGLE BLADDER CONTOUR LOWER LEG, DELFI VARI-FIT LOW PRESSURE TOURNIQUET CUFF DUAL PORT DUAL BLADDER CONTOUR UPPER LIMB IVRA, DELFI PETITE-FITTOURNIQUETCUFF SINGLE PORT SINGLE BLADDER CYLINDRICAL EXTRA SMALL ADULT - 3.0 IN (7.6 CM) WIDE, DELFI PETITE-FITTOURNIQUETCUFF SINGLE PORT SINGLE BLADDER CYLINDRICAL SMALL ADULT - 3.5 IN (8.9 CM) WIDE, DELFI PETITE-FITTOURNIQUETCUFF DUAL PORT SINGLE BLADDER CYLINDRICAL EXTRA SMALL ADULT - 3.0 IN (7.6 CM) WIDE, DELFI PETITE-FIT TOURNIQUET CUFF DUAL PORT SINGLE BLADDER CYLINDRICAL SMALL ADULT - 3.5 IN (8.9 CM) WIDE | T R I M E D | 2023-10-11T00:00:00.000+02:00 | Delfi Medical Innovations Inc. 106-1099 West 8th Avenue, Vancouver, BC V6H 1C3 Canada | 60-7350-002-00, 60-7350-003-00, 60-7350-004-00, 60-7350-011-00, 60-7450-002-00, 60-7450-003-00, 60-7450-004-00, 60-7450-011-00 , 60-8000-001-00, 60-8000-002-00, 60-8100-001-00, 60-8100-002-00 | Klasa I | Pajisje mjekësore që shërbejnë për të ushtruar presion të mjaftueshëm në rrjedhën e gjakut arterial në një gjymtyrë për të krijuar një fushë operative pa gjak. | Instrumenta shumeperdorimeshe
15114 | 6F Angio-Seal VIP Vascular Closure Device, 8F Angio-Seal VIP Vascular Closure Device | BIOMETRIC ALBANIA | 2023-10-04T00:00:00.000+02:00 | Terumo Medical Corporation - Adresa: 265 Davidson Ave, Suite 320, Somerset, NJ 08873, USA | 610132, 610133 | Klasa III | Pajisje për ngjitje vaskulare | Produkte per institucione te kujdesit shendetesor
15144 | Catheter.ClariVein® OC.Infusion.2.7F.45 cm...ETO., Catheter.ClariVein® OC.Infusion.2.7F.65 cm...ETO., Catheter.ClariVein® OC.Infusion.2.7F.85 cm...ETO. | BIOMETRIC ALBANIA | 2023-10-04T00:00:00.000+02:00 | Merit Medical Systems, Inc. Adresa: 1600 West Merit Parkway,South Jordan, Utah 84095 USA | O-45-018-E2S, O-65-018-E4S, O-85-018-E140S | Klasa IIb | Kateter vaskular periferik/koronar, infuzioni | Produkte per institucione te kujdesit shendetesor
15120 | MULTI-LINK 8 Coronary Stent System / 1012165-08, MULTI-LINK 8 Coronary Stent System / 1012165-12, MULTI-LINK 8 Coronary Stent System / 1012165-15, MULTI-LINK 8 Coronary Stent System / 1012165-18, MULTI-LINK 8 Coronary Stent System / 1012165-23, MULTI-LINK 8 Coronary Stent System / 1012165-28, MULTI-LINK 8 Coronary Stent System / 1012166-08, MULTI-LINK 8 Coronary Stent System / 1012166-12, MULTI-LINK 8 Coronary Stent System / 1012166-15, MULTI-LINK 8 Coronary Stent System / 1012166-18, MULTI-LINK 8 Coronary Stent System / 1012166-23, MULTI-LINK 8 Coronary Stent System / 1012166-28, MULTI-LINK 8 Coronary Stent System / 1012167-08, MULTI-LINK 8 Coronary Stent System / 1012167-12, MULTI-LINK 8 Coronary Stent System/1012167-15, MULTI-LINK 8 Coronary Stent System / 1012167-18, MULTI-LINK 8 Coronary Stent System / 1012167-23, MULTI-LINK 8 Coronary Stent System / 1012167-28, MULTI-LINK 8 Coronary Stent System / 1012168-08, MULTI-LINK 8 Coronary Stent System / 1012168-12, MULTI-LINK 8 Coronary Stent System / 1012168-15, MULTI-LINK 8 Coronary Stent System / 1012168-18, MULTI-LINK 8 Coronary Stent System / 1012168-23, MULTI-LINK 8 Coronary Stent System / 1012168-28, MULTI-LINK 8 Coronary Stent System / 1012169-08, MULTI-LINK 8 Coronary Stent System /1012169-12, MULTI-LINK 8 Coronary Stent System /1012169-15, MULTI-LINK 8 Coronary Stent System /1012169-18, MULTI-LINK 8 Coronary Stent System / 1012169-23, MULTI-LINK 8 Coronary Stent System / 1012169-28, MULTI-LINK 8 LL Coronary Stent System /1012165-33, MULTI-LINK 8 LL Coronary Stent System / 1012165-38, MULTI-LINK 8 LL Coronary Stent System /1012166-33, MULTI-LINK 8 LL Coronary Stent System /1012166-38, MULTI-LINK 8 LL Coronary Stent System / 1012167-33, MULTI-LINK 8 LL Coronary Stent System /1012167-38, MULTI-LINK 8 LL Coronary Stent System / 1012168-33, MULTI-LINK 8 LL Coronary Stent System / 1012168-38, MULTI-LINK 8 LL Coronary Stent System / 1012169-33, MULTI-LINK 8 LL Coronary Stent System / 1012169-38, MULTI-LINK 8 SV Coronary Stent System / 1012164-08, MULTI-LINK 8 SV Coronary Stent System / 1012164-12, MULTI-LINK 8 SV Coronary Stent System /1012164-15, MULTI-LINK 8 SV Coronary Stent System / 1012164-18, MULTI-LINK 8 SV Coronary Stent System / 1012164-23, MULTI-LINK 8 SV Coronary Stent System / 1012164-28 | DIAL-ALB | 2023-10-05T00:00:00.000+02:00 | Abbott Vascular,3200 Lakeside Drive,Santa Clara, California 95054,USA | 1012165-08, 1012165-12, 1012165-15, 1012165-18, 1012165-23, 1012165-28, 1012166-08, 1012166-12, 1012166-15, 1012166-18, 1012166-23, 1012166-28, 1012167-08, 1012167-12, 1012167-15, 1012167-18, 1012167-23, 1012167-28, 1012168-08, 1012168-12, 1012168-15, 1012168-18, 1012168-23, 1012168-28, 1012169-08, 1012169-12, 1012169-15, 1012169-18, 1012169-23, 1012169-28, 1012165-33, 1012165-38, 1012166-33, 1012166-38, 1012167-33, 1012167-38, 1012168-33, 1012168-38, 1012169-33, 1012169-38, 1012164-08, 1012164-12, 1012164-15, 1012164-18, 1012164-23, 1012164-28 | Klasa III | Stenda Koronare | Pajisje te implantueshme aktive
15348 | M-53D Diluent | O3 LAB | 2023-11-01T00:00:00.000+01:00 | Shenzhen Mindray Bio-Medical ElectronicMindray Building Keji 12th Road South High-Tech Industrial Park Nanshan 518057 Shenzhens Co.,Ltd. | 105-011736-00 | In vitro | Reagent per matjen e gjakut me 5 popullata | Pajisje te diagnostifikimit in vitro
15125 | VIDAS® SARS-COV-2 IgG II (9COG) | B I O CH E M NRP | 2023-10-09T00:00:00.000+02:00 | BIOMERIEUX S.A. , 376, Chemin de l'Orme 69280 MARCY L ETOILE FRANCE | 424114 | In vitro | VIDAS® SARS-COV-2 IgG II (9COG), testi imunologjik i automatizuar gjysem-sasior per perdorim ne familjen e instrumenteve VIDAS, percakton imunoglobulinen G (IgG) specifike per domainin RBD te proteines spike te SARS-Cov-2 ne serumin human ose plazme duke perdorur tekniken ELFA (Enzyme Linked Fluorescent Assay). | Pajisje te diagnostifikimit in vitro
15126 | LinkSēq™ HLA-ABCDRDQA1DQB1 384 Typing Kit , LinkSēq™ HLA-ABCDRDQB1 384 Typing Kit , LinkSēq™ HLA-ABCDRDQDP+ 384 Typing Kit , LinkSēq™ HLA-ABCDRDQDP SABR 384 Typing Kit , LinkSēq™ HLA-ABC 384 Typing Kit , LinkSēq™ HLA-DRDQDP 384 Typing Kit , LinkSēq™ HLA-Single Locus ACDRDQDP 384 Typing Kit , LinkSēq™ HLA-B 384 Typing Kit , LinkSēq™ HLA-ABDR 384 Typing Kit , LinkSēq™ HLA-ABCDRDQB1 Typing Kit , LinkSēq™ HLA-B27 Typing Kit , LinkSēq™ HLA-B*57:01 Typing Kit | KRIJON | 2023-10-05T00:00:00.000+02:00 | One Lambda, Inc. 22801 Roscoe Boulevard West Hills, CA 91304 U.S.A. | 1550C , 1551C , 1554C , 1575C , 1580C , 1821C , 1822C , 1861C , 1862C , 2301C , 2321C , 2322C , 3331C , 3332C , 1054C-ABS , 1054C-RLC , 8011C-SL , 8011C-SR , 8020C-SL , 8020C-SR | In vitro | Reagent te bazuar ne metoden Real-time PCR-SSP per tipizimin gjenetik ADN klasa e I dhe II HLA (antigjeni leukocit human) | Pajisje te diagnostifikimit in vitro
15145 | Ultrasound Scanner HERA W9, SW Option Hera W9 5D CNS+™, SW Option Hera W9 5D Follicle™ , SW Option Hera W9 5D Heart Color™ , SW Option Hera W9 5D LB™, SW Option Hera W9 5D Limb Vol™ , SW Option Hera W9 5D NT™, SW Option Hera W9 AVDR™, SW Option Hera W9 AutoIMT, SW Option Hera W9 CEUS+, SW Option Hera W9 Cristal Vue™, SW Option Hera W9 CW Function, SW Option Hera W9 E-Breast™, SW Option Hera W9 E-Cervix™, SW Option Hera W9 EastoScan™, SW Option Hera W9 E-Thyroid™, SW Option Hera W9 HDVI™, SW Option Hera W9 IOTA-ADNEX, SW Option Hera W9 LumiFlow™, SW Option Hera W9 Mobile Export, SW Option Hera W9 Mobile Sleep, SW Option Hera W9 MV-Flow™, SW Option Hera W9 Panoramic, SW Option Hera W9 SonoSync™, SW Option Hera W9 RealisticVue™, SW Option Hera W9 S-Detect for Breast, SW Option Hera W9 S-Detect forThyroid, SW Option Hera W9 Smart 4D+, SW Option Hera W9 Software Trial, SW Option Hera W9 ViewAssist™, SW Option Hera W9 Slice A | PEGASUS. | 2023-10-05T00:00:00.000+02:00 | Samsung Medison Co., Ltd 3360 Hanseo-ro, Nam-myein, Hongcheon-gun, Gangwon-do 25108 Republic of Korea | Hera W9, Hera W9 5D CNS+, Hera W9 5D Follicle™ , Hera W9 5D Heart Color™ , Hera W9 5D LB™, Hera W9 5D Limb Vol™, Hera W9 5D NT™, Hera W9 AVDR™, Hera W9 AutoIMT, Hera W9 CEUS+, Hera W9 Cristal Vue™, Hera W9 CW Function, Hera W9 E-Breast™, Hera W9 E-Cervix™, Hera W9 EastoScan™, Hera W9 E-Thyroid™, Hera W9 HDVI™, Hera W9 IOTA-ADNEX, Hera W9 LumiFlow™, Hera W9 Mobile Export, Hera W9 Mobile Sleep, Hera W9 MV-Flow™, Hera W9 Panoramic, Hera W9 SonoSync™, Hera W9 RealisticVue™, Hera W9 S-Detect for Breast, Hera W9 S-Detect forThyroid, Hera W9 Smart 4D+, Hera W9 Software Trial, Hera W9 ViewAssist™, Hera W9 Slice A | Klasa IIa | Eshte skaner me ultratinguj qe perdoret per ekzaminimin intrauterin | Pajisje diagnostikuese dhe terapeutike me rezatim
te grate shtatzane, Eshte sonde e skanerit me ultratinguj Hera W9 qe perdoret per ekzaminimin intrauterin te grate shtatzane
15002 | ECG Cable and Lead wires | Health & Light | 2023-10-06T00:00:00.000+02:00 | HK Greatmade Tech Ltd, 3th, B building,Baifuli Industrial Zone ,Shanghenglang Village, LongHua New District ,ShenZhen ,China ,518109 | MC065-5IG, MC065-3IG | Klasa I | Kablo EKG me 5 fije per monitor pacienti, MC065-5IG, Kablo EKG me 3 fije per monitor pacienti, MC065-3IG | Pajisje elektromekanike
15038 | Blood pressure cuff, NIBP Air hose | Health & Light | 2023-10-06T00:00:00.000+02:00 | HK Greatmade Tech Ltd, 3th, B building,Baifuli Industrial Zone ,Shanghenglang Village, LongHua New District ,ShenZhen ,China ,518109 | CF004C, CF005, CF004A-V | Klasa I | Manshete per matje te presionit jo invaziv te gjakut per perdorim me monitor pacienti/ CF004C, Tub per lidhjen e manshetes per matje te Presionit jo invaziv te gjakut ne monitor pacienti, CF005, Tub per lidhjen e manshetes per matje te Presionit jo invaziv te gjakut ne monitor pacienti, CF004A-V | Pajisje elektromekanike
15146 | Omnilink Elite Peripheral Stent System / Usable length 80 cm / 11000-12, Omnilink Elite Peripheral Stent System / Usable length 80 cm / 11001-12, Omnilink Elite Peripheral Stent System / Usable length 80 cm / 11002-12, Omnilink Elite Peripheral Stent System / Usable length 80 cm / 11003-12, Omnilink Elite Peripheral Stent System / Usable length 80 cm / 11000-16, Omnilink Elite Peripheral Stent System / Usable length 80 cm / 11001-16, Omnilink Elite Peripheral Stent System / Usable length 80 cm / 11002-16, Omnilink Elite Peripheral Stent System / Usable length 80 cm / 11003-16, Omnilink Elite Peripheral Stent System / Usable length 80 cm / 11000-19, Omnilink Elite Peripheral Stent System / Usable length 80 cm / 11001-19, Omnilink Elite Peripheral Stent System / Usable length 80 cm / 11002-19, Omnilink Elite Peripheral Stent System / Usable length 80 cm / 11003-19, Omnilink Elite Peripheral Stent System/ Usable length 80 cm /11004-19, Omnilink Elite Peripheral Stent System / Usable length 80 cm / 11005-19, Omnilink Elite Peripheral Stent System / Usable length 80 cm / 11006-19, Omnilink Elite Peripheral Stent System / Usable length 80 cm / 11001-29, Omnilink Elite Peripheral Stent System / Usable length 80 cm / 11002-29, Omnilink Elite Peripheral Stent System / Usable length 80 cm / 11003-29, Omnilink Elite Peripheral Stent System / Usable length 80 cm / 11004-29, Omnilink Elite Peripheral Stent System / Usable length 80 cm / 11005-29, Omnilink Elite Peripheral Stent System / Usable length 80 cm /11006-29, Omnilink Elite Peripheral Stent System / Usable length 80 cm / 11001-39, Omnilink Elite Peripheral Stent System / Usable length 80 cm / 11002-39, Omnilink Elite Peripheral Stent System / Usable length 80 cm / 11003-39, Omnilink Elite Peripheral Stent System / Usable length 80 cm /11004-39, Omnilink Elite Peripheral Stent System /Usable length 80 cm/ 11005-39, Omnilink Elite Peripheral Stent System /Usable length 80 cm / 11006-39, Omnilink Elite Peripheral Stent System /Usable length 80 cm / 11001-59, Omnilink Elite Peripheral Stent System / Usable length 80 cm / 11002-59, Omnilink Elite Peripheral Stent System / Usable length 80 cm / 11003-59, Omnilink Elite Peripheral Stent System / Usable length 80 cm / 11004-59, Omnilink Elite Peripheral Stent System / Usable length 80 cm / 11005-59, Omnilink Elite Peripheral Stent System / Usable length 80 cm / 11006-59, Omnilink Elite Peripheral Stent System / Usable length 135 cm / 11007-12, Omnilink Elite Peripheral Stent System / Usable length 135 cm / 11008-12, Omnilink Elite Peripheral Stent System / Usable length 135 cm / 11009-12, Omnilink Elite Peripheral Stent System / Usable length 135 cm / 11010-12, Omnilink Elite Peripheral Stent System / Usable length 135 cm / 11007-16, Omnilink Elite Peripheral Stent System / Usable length 135 cm / 11008-16, Omnilink Elite Peripheral Stent System / Usable length 135 cm / 11009-16, Omnilink Elite Peripheral Stent System / Usable length 135 cm / 11010-16, Omnilink Elite Peripheral Stent System / Usable length 135 cm / 11007-19, Omnilink Elite Peripheral Stent System / Usable length 135 cm / 11008-19, Omnilink Elite Peripheral Stent System / Usable length 135 cm / 11009-19, Omnilink Elite Peripheral Stent System / Usable length 135 cm / 11010-19, Omnilink Elite Peripheral Stent System / Usable length 135 cm / 11011-19, Omnilink Elite Peripheral Stent System / Usable length 135 cm / 11012-19, Omnilink Elite Peripheral Stent System / Usable length 135 cm / 11013-19, Omnilink Elite Peripheral Stent System / Usable length 135 cm / 11008-29, Omnilink Elite Peripheral Stent System / Usable length 135 cm / 11009-29, Omnilink Elite Peripheral Stent System / Usable length 135 cm / 11010-29, Omnilink Elite Peripheral Stent System / Usable length 135 cm /11011-29, Omnilink Elite Peripheral Stent System / Usable length 135 cm / 11012-29, Omnilink Elite Peripheral Stent System / Usable length 135 cm / 11013-29, Omnilink Elite Peripheral Stent System / Usable length 135 cm / 11008-39, Omnilink Elite Peripheral Stent System / Usable length 135 cm/ 11009-39, Omnilink Elite Peripheral Stent System / Usable length 135 cm / 11010-39, Omnilink Elite Peripheral Stent System / Usable length 135 cm / 11011-39, Omnilink Elite Peripheral Stent System / Usable length 135 cm /11012-39, Omnilink Elite Peripheral Stent System / Usable length 135 cm / 11013-39, Omnilink Elite Peripheral Stent System / Usable length 135 cm / 11008-59, Omnilink Elite Peripheral Stent System / Usable length 135 cm / 11009-59, Omnilink Elite Peripheral Stent System / Usable length 135 cm / 11010-59, Omnilink Elite Peripheral Stent System / Usable length 135 cm /11011-59, Omnilink Elite Peripheral Stent System / Usable length 135 cm / 11012-59, Omnilink Elite Peripheral Stent System / Usable length 135 cm / 11013-59 | DIAL-ALB | 2023-10-06T00:00:00.000+02:00 | Abbott Vascular,3200 Lakeside Drive,Santa Clara, California 95054,USA | 11000-12, 11001-12, 11002-12, 11003-12, 11000-16, 11001-16, 11002-16, 11003-16, 11000-19, 11001-19, 11002-19, 11003-19, 11004-19, 11005-19, 11006-19, 11001-29, 11002-29, 11003-29, 11004-29, 11005-29, 11006-29, 11001-39, 11002-39, 11003-39, 11004-39, 11005-39, 11006-39, 11001-59, 11002-59, 11003-59, 11004-59, 11005-59, 11006-59, 11007-12, 11008-12, 11009-12, 11010-12, 11007-16, 11008-16, 11009-16, 11010-16, 11007-19, 11008-19, 11009-19, 11010-19, 11011-19, 11012-19, 11013-19, 11008-29, 11009-29, 11010-29, 11011-29, 11012-29, 11013-29, 11008-39, 11009-39, 11010-39, 11011-39, 11012-39, 11013-39, 11008-59, 11009-59, 11010-59, 11011-59, 11012-59, 11013-59 | Klasa IIb | Stende arteriale | Pajisje te implantueshme aktive
15147 | Unipolar Pediatric Temporary Pacing Lead, Unipolar Temporary Atrial Pacing Lead, Unipolar Temporary Myocardial Pacing Wire, Bipolar Temporary Myocardial Pacing Lead, Unipolar Temporary Myocardial Pacing Lead | O.E.S DISTRIMED | 2023-10-13T00:00:00.000+02:00 | Medtronic, Inc. 710 Medtronic Parkway Minneapolis MN 55432 USA | 6491F, 6492F, 6494F, 6495F, 6500F | Klasa III | Elektroda pejsimi te perkohshme,per perdorim ne kardiologji | Pajisje te implantueshme aktive
15127 | Closed system connectors,Neutral-pressure needleless valve-connector,Bionector, Closed systems connectors,Neutral-pressure needleless valve-connector,Bionector, Closed systems conectors,Neutral-pressure needleless valve-connector,Bionector arterial, Closed system connectors,Neutral-pressure needleless valve-connector,Bionector arterial, Closed System connectors,Neutral-pressure needleless valve-connector,Bionector TKO®, Closed System connectors,Positive-pressure needleless valve-connector,Autoflush-2 way valve with positive flush, Closed System connectors,Negative-pressure needleless valve-connector,Vadsite2, Closed System connectors,Negative-pressure needleless valve-connector,Vadsite, Closed System connectors,Negative-pressure needleless valve-connector,Vadsite arterial | GREEMED | 2023-10-06T00:00:00.000+02:00 | Vygon 5 rue Adeline 95440 Ecouen France | 896.01, 896.02, 896.03, 896.038, 896.038 E, 896.11, 896.31, 838.01 E, 5897.01, 5897.02, 898.03, 898.032, 898.038, 898.11 | Klasa IIa | Valvul me nje drejtim per marrjen e terapise me bllokim automatik per parandalimin e infeksionit | Tjeter
15148 | Accessory for CPAP,Manometer,Vymano | GREEMED | 2023-10-06T00:00:00.000+02:00 | Vygon 5 rue Adeline 95440 Ecouen France | 527.01 | Im | Tregues presioni per CPAP | Tjeter
15149 | Inflation device Dolphin,with stopcock, Inflation device Dolphin, Inflation device Dolphin,with stopcock + Y connector (push pull-20 cm)+guidewire introducer+torque device (Alligatork), Inflation device Dolphin,with stopcock + Y connector (9F-20cm) Myshell lite with stopcock+guidewire introducer+torque device (Alligatork), Inflation device Dolphin-30 atm | GREEMED | 2023-10-06T00:00:00.000+02:00 | Perouse Medical Route du Manoir 60173 IVRY LE TEMPLE-FRANCE | 0185NA, 0185ND, 0185NR, 0185PD, 0185QL, 0185TD | Klasa IIa | Pompe presioni per fryerje balone kateteri | Tjeter
15121 | Balloon catheters for arterial embolectomy, 2F -80cm, Balloon catheters for arterial embolectomy, 2F - 60cm, Balloon catheters for arterial embolectomy, 2F - 40cm, Balloon catheters for arterial embolectomy 3F - 80cm, Balloon catheters for arterial embolectomy 3F - 40cm, Balloon catheters for arterial embolectomy 3F - 60cm, Balloon catheters for arterial embolectomy 4F - 80cm, Balloon catheters for arterial embolectomy 4F - 40cm, Balloon catheters for arterial embolectomy 4F - 60cm, Balloon catheters for arterial embolectomy 5F - 80cm, Balloon catheters for arterial embolectomy 5F - 40cm, Balloon catheters for arterial embolectomy 5F - 60cm, Balloon catheters for arterial embolectomy 6F - 80cm, Balloon catheters for arterial embolectomy 6F - 40cm, Balloon catheters for arterial embolectomy 7F - 40cm, Balloon catheters for arterial embolectomy 7F - 80cm, Balloon catheters for arterial embolectomy 8F - 80cm | GREEMED | 2023-10-06T00:00:00.000+02:00 | Perouse Medical Route du Manoir 60173 IVRY LE TEMPLE-FRANCE | CEM802, CEM602, CEM402, CEM803, CEM403, CEM603, CEM804, CEM404, CEM604, CEM805, CEM405, CEM605, CEM806, CEM406, CEM407, CEM807, CEM808 | Klasa IIa | Kateter arterial per embolektomi | Tjeter
15150 | Grip-Lok - PICC Fixation, Grip-Lok - Paediatric PICC fixation device, Grip-Lok - 3 in 1 PICC fixation, Grip-Lok - MaxF/o PICC Fixation, Grip-Lok - Fixation system for feeding and endotracheal tubes, Grip-Lok - Universal fixation device - Small, Grip-Lok - Universal fixation device - Medium, Grip-Lok - Universal fixation device - Large, Grip-Lok - Universal fixation device - Medium wide, Grip-Lok - Catheter fixation for regional anaesthesia | GREEMED | 2023-10-06T00:00:00.000+02:00 | Vygon 5 rue Adeline 95440 Ecouen France | 5804.04, 5804.08, 5804.09, 5804.10, 5804.11, 5804.14, 5804.15, 5804.16, 5804.17, 5804.21 | Is | Adeziv per fiksimin e katetereve | Tjeter
15151 | MEDRAD Stellant Sterile Disposable | SAER MEDICAL | 2023-10-06T00:00:00.000+02:00 | Bayer Medical Care Inc. 1 Bayer Drive Indianola, PA 15051-0780 USA | SSS-QFT, SSS-CTP-QFT, SSS-SPK, SSS-CTP-SPK, SDS-CTP-QFT, SDS-CTP-SPK, SDS-TRF-CV, SDS-CTP-SCS, SSS-LP-60, SSS-LP-60-T, LP-96-T-CV | Klasa IIa | Shiringa Sterile njeperdorimshe per Injektor Konstrasti Stellant nga Medrad, teke me Quick Fill Tube, Shiringa Sterile njeperdorimshe per Injektor Konstrasti Stellant nga Medrad, teke me Quick Fill Tube dhe zgjatues, Shiringa Sterile njeperdorimshe per Injektor Konstrasti Stellant nga Medrad, teke me Spike, Shiringa Sterile njeperdorimshe per Injektor Konstrasti Stellant nga Medrad, teke me Spike dhe Zgjatues, Shiringa Sterile njeperdorimshe per Injektor Konstrasti Stellant nga Medrad, set dual me Quick Fill Tube dhe Zgjatues, Shiringa Sterile njeperdorimshe per Injektor Konstrasti Stellant nga Medrad, set dual me Spike dhe Zgjatues, Shiringa Sterile njeperdorimshe per Injektor Konstrasti Stellant nga Medrad, set dual me valvul kontrolli dhe sete transverimi, Shiringa Sterile njeperdorimshe per Injektor Konstrasti Stellant nga Medrad, set dual, Tub bashke me konektor me presion te ulet per injektor kontrasti Stellant Medrad me tub zgjatues dhe me dy spike, nje te madh per fiziologjik dhe nje te veogel per kontrast , Tub bashke me konektor me presion te ulet per injektor kontrasti Stellant Medrad me Prime Tube , Tub bashke me konektor te integruar ne Forme T me Valvul kontrolli me presion te ulet per injektor kontrasti Stellant Medrad | Pajisje nje perdorimeshe
Syringe , MEDRAD Stellant Low Pressure Connector
Tubing with Prime Tube, MEDRAD Stellant Low Pressure Connector
Tubing with Prime Tube , Low Pressure Connector Tubing Integral
"T" with Check Valve
15122 | NC TREK RX Coronary Dilatation Catheters / 1012444-06, NC TREK RX Coronary Dilatation Catheters / 1012445-06, NC TREK RX Coronary Dilatation Catheters / 1012446-06, NC TREK RX Coronary Dilatation Catheters / 1012447-06, NC TREK RX Coronary Dilatation Catheters / 1012448-06, NC TREK RX Coronary Dilatation Catheters / 1012449-06, NC TREK RX Coronary Dilatation Catheters / 1012450-06, NC TREK RX Coronary Dilatation Catheters / 1012451-06, NC TREK RX Coronary Dilatation Catheters / 1012444-08, NC TREK RX Coronary Dilatation Catheters / 1012445-08, NC TREK RX Coronary Dilatation Catheters / 1012446-08, NC TREK RX Coronary Dilatation Catheters / 1012447-08, NC TREK RX Coronary Dilatation Catheters / 1012448-08, NC TREK RX Coronary Dilatation Catheters / 1012449-08, NC TREK RX Coronary Dilatation Catheters / 1012450-08, NC TREK RX Coronary Dilatation Catheters / 1012451-08, NC TREK RX Coronary Dilatation Catheters / 1012452-08, NC TREK RX Coronary Dilatation Catheters / 1012453-08, NC TREK RX Coronary Dilatation Catheters / 1012454-08, NC TREK RX Coronary Dilatation Catheters / 1012455-08, NC TREK RX Coronary Dilatation Catheters / 1012444-12, NC TREK RX Coronary Dilatation Catheters / 1012445-12, NC TREK RX Coronary Dilatation Catheters / 1012446-12, NC TREK RX Coronary Dilatation Catheters / 1012447-12, NC TREK RX Coronary Dilatation Catheters / 1012448-12, NC TREK RX Coronary Dilatation Catheters / 1012449-12, NC TREK RX Coronary Dilatation Catheters / 1012450-12, NC TREK RX Coronary Dilatation Catheters / 1012451-12, NC TREK RX Coronary Dilatation Catheters / 1012452-12, NC TREK RX Coronary Dilatation Catheters / 1012453-12, NC TREK RX Coronary Dilatation Catheters / 1012454-12, NC TREK RX Coronary Dilatation Catheters / 1012455-12, NC TREK RX Coronary Dilatation Catheters / 1012444-15, NC TREK RX Coronary Dilatation Catheters / 1012445-15, NC TREK RX Coronary Dilatation Catheters / 1012446-15, NC TREK RX Coronary Dilatation Catheters / 1012447-15, NC TREK RX Coronary Dilatation Catheters / 1012448-15, NC TREK RX Coronary Dilatation Catheters / 1012449-15, NC TREK RX Coronary Dilatation Catheters / 1012450-15, NC TREK RX Coronary Dilatation Catheters / 1012451-15, NC TREK RX Coronary Dilatation Catheters / 1012452-15, NC TREK RX Coronary Dilatation Catheters / 1012453-15, NC TREK RX Coronary Dilatation Catheters / 1012454-15, NC TREK RX Coronary Dilatation Catheters / 1012455-15, NC TREK RX Coronary Dilatation Catheters / 1012444-20, NC TREK RX Coronary Dilatation Catheters / 1012445-20, NC TREK RX Coronary Dilatation Catheters / 1012446-20, NC TREK RX Coronary Dilatation Catheters / 1012447-20, NC TREK RX Coronary Dilatation Catheters / 1012448-20, NC TREK RX Coronary Dilatation Catheters / 1012449-20, NC TREK RX Coronary Dilatation Catheters / 1012450-20, NC TREK RX Coronary Dilatation Catheters / 1012451-20, NC TREK RX Coronary Dilatation Catheters / 1012452-20, NC TREK RX Coronary Dilatation Catheters / 1012453-20, NC TREK RX Coronary Dilatation Catheters / 1012454-20, NC TREK RX Coronary Dilatation Catheters / 1012455-20, NC TREK RX Coronary Dilatation Catheters / 1012447-25, NC TREK RX Coronary Dilatation Catheters / 1012449-25, NC TREK RX Coronary Dilatation Catheters / 1012451-25 | DIAL-ALB | 2023-10-06T00:00:00.000+02:00 | Abbott Vascular,3200 Lakeside Drive,Santa Clara, California 95054,USA | 1012444-06, 1012445-06, 1012446-06, 1012447-06, 1012448-06, 1012449-06, 1012450-06, 1012451-06, 1012444-08, 1012445-08, 1012446-08, 1012447-08, 1012448-08, 1012449-08, 1012450-08, 1012451-08, 1012452-08, 1012453-08, 1012454-08, 1012455-08, 1012444-12, 1012445-12, 1012446-12, 1012447-12, 1012448-12, 1012449-12, 1012450-12, 1012451-12, 1012452-12, 1012453-12, 1012454-12, 1012455-12, 1012444-15, 1012445-15, 1012446-15, 1012447-15, 1012448-15, 1012449-15, 1012450-15, 1012451-15, 1012452-15, 1012453-15, 1012454-15, 1012455-15, 1012444-20, 1012445-20, 1012446-20, 1012447-20, 1012448-20, 1012449-20, 1012450-20, 1012451-20, 1012452-20, 1012453-20, 1012454-20, 1012455-20, 1012447-25, 1012449-25, 1012451-25 | Klasa III | Balon per koronarografi | Pajisje nje perdorimeshe
15404 | M-53 Leo(I)Lyse | O3 LAB | 2023-11-01T00:00:00.000+01:00 | Shenzhen Mindray Bio-Medical Electronics Co.Ltd. | 105-026321-00 | In vitro | Reagent per matjen dhe diferenzimin e rruazave te bardha te gjakut ne trupin e njeriut | Pajisje te diagnostifikimit in vitro
15128 | Rezum Delivery Device, Rezum Delivery Device Kit for BPH, Rezum Generator | MONTAL | 2023-10-05T00:00:00.000+02:00 | Boston Scientific Corporation, 300 Boston Scientific Way, Marlborough, MA 01752 USA | 50737338-001, M006D2201-0031, G2200-003, G2200-003R, G2200-003D, G2200-003H, G2200-003Z, G2200-0031, G2200-0031R, G2200-0031D, G2200-0031H, G2200-0031Z | Klasa IIb | Eshte nje sistem qe perdoret per dergimin e avullit nga Rezum Generator tek prostata., Eshte nje gjenerator per prodhimin e avullit qe perdoret per te hequr pjese te vecanta te prostates nepermjet shfrytezimit te energjse se avullit | Pajisje elektromekanike
15182 | Initial LiSi Block /Initial LiSi Block 14CEREC A1 HT5p GCE, Initial LiSi Block /Initial LiSi Block 14CEREC A2 HT5p GCE, Initial LiSi Block /Initial LiSi Block 14CEREC A3 HT5P GCE, Initial LiSi Block /Initial LiSi Block 14CEREC B1 HT5p GCE, Initial LiSi Block /Initial LiSi Block 14CEREC A1 LT5p GCE, Initial LiSi Block /Initial LiSi Block 14CEREC A2 LT5p GCE, Initial LiSi Block /Initial LiSi Block 14CEREC A3 LT5p GCE, Initial LiSi Block /Initial LiSi Block 14CEREC B1 LT5p GCE, Initial LiSi Block /Initial LiSi Block 14CEREC A2 HT SAMPLE, Initial LiSi Block /Initial LiSi Block 14CEREC A3 LT SAMPLE, GC Initial LiSi Block /Initial LiSi Block Aesthetic Kit, GC Initial LiSi Block /Initial LiSi Block MMP Kit | EURODENTA | 2023-10-09T00:00:00.000+02:00 | GC Europe N.V Research Park Interleuvenlaan 33 Leuven B-3001 Belgium | 12919, 12920, 12921, 12922, 12923, 12924, 12925, 12926, 10004820, 890471, 10007322, 10007249 | Klasa IIa | Material qeramike dentar | Pajisje dentare
15129 | Plasma Expresser | FEDOS | 2023-10-30T00:00:00.000+01:00 | Bioline India , 84' electronic complex behind optel , pardeshipura Indore -452010 MP India | Bio 20 EX | Klasa I | Ekstraktor manual plazme | Tjeter
15039 | Blood Bag Tube Sealer | FEDOS | 2023-10-11T00:00:00.000+02:00 | Bioline India , 84' electronic complex behind optel , pardeshipura Indore -452010 MP India | BioPowerSeal | Klasa I | Ngjitls elektrik I tubave të qeseve të gjakut | Tjeter
15152 | TREK RX Coronary Dilatation Catheters / 1012273-12, TREK RX Coronary Dilatation Catheters / 1012274-12, TREK RX Coronary Dilatation Catheters / 1012275-12, TREK RX Coronary Dilatation Catheters /1012276-12, TREK RX Coronary Dilatation Catheters / 1012277-12, TREK RX Coronary Dilatation Catheters / 1012278-12, TREK RX Coronary Dilatation Catheters / 1012279-12, TREK RX Coronary Dilatation Catheters / 1012280-12, TREK RX Coronary Dilatation Catheters / 1012271-15, TREK RX Coronary Dilatation Catheters / 1012272-15, TREK RX Coronary Dilatation Catheters / 1012273-15, TREK RX Coronary Dilatation Catheters / 1012274-15, TREK RX Coronary Dilatation Catheters / 1012275-15, TREK RX Coronary Dilatation Catheters / 1012276-15, TREK RX Coronary Dilatation Catheters / 1012277-15, TREK RX Coronary Dilatation Catheters / 1012278-15, TREK RX Coronary Dilatation Catheters / 1012279-15, TREK RX Coronary Dilatation Catheters / 1012280-15, TREK RX Coronary Dilatation Catheters / 1012271-20, TREK RX Coronary Dilatation Catheters / 1012272-20, TREK RX Coronary Dilatation Catheters / 1012273-20, TREK RX Coronary Dilatation Catheters /1012274-20, TREK RX Coronary Dilatation Catheters / 1012275-20, TREK RX Coronary Dilatation Catheters / 1012276-20, TREK RX Coronary Dilatation Catheters / 1012277-20, TREK RX Coronary Dilatation Catheters / 1012278-20, TREK RX Coronary Dilatation Catheters / 1012271-25, TREK RX Coronary Dilatation Catheters / 1012272-25, TREK RX Coronary Dilatation Catheters / 1012273-25, TREK RX Coronary Dilatation Catheters / 1012274-25, TREK RX Coronary Dilatation Catheters / 1012275-25, TREK RX Coronary Dilatation Catheters / 1012276-25, TREK RX Coronary Dilatation Catheters / 1012277-25, TREK RX Coronary Dilatation Catheters / 1012278-25, TREK RX Coronary Dilatation Catheters / 1012271-30, TREK RX Coronary Dilatation Catheters / 1012272-30, TREK RX Coronary Dilatation Catheters / 1012273-30, TREK RX Coronary Dilatation Catheters / 1012274-30, TREK RX Coronary Dilatation Catheters / 1012275-30, TREK RX Coronary Dilatation Catheters / 1012276-30, TREK RX Coronary Dilatation Catheters / 1012277-30, TREK RX Coronary Dilatation Catheters / 1012278-30, MINI TREK OTW Coronary Dilatation Catheters / 1012401-06, MINI TREK OTW Coronary Dilatation Catheters / 1012402-06, MINI TREK OTW Coronary Dilatation Catheters / 1012403-06, MINI TREK OTW Coronary Dilatation Catheters / 1012401-08, MINI TREK OTW Coronary Dilatation Catheters /1012402-08, MINI TREK OTW Coronary Dilatation Catheters /1012403-08, MINI TREK OTW Coronary Dilatation Catheters /1012401-12, MINI TREK OTW Coronary Dilatation Catheters /1012402-12, MINI TREK OTW Coronary Dilatation Catheters /1012403-12, MINI TREK OTW Coronary Dilatation Catheters /1012401-15, MINI TREK OTW Coronary Dilatation Catheters /1012402-15, MINI TREK OTW Coronary Dilatation Catheters /1012403-15, MINI TREK OTW Coronary Dilatation Catheters /1012401-20, MINI TREK OTW Coronary Dilatation Catheters / 1012402-20, MINI TREK OTW Coronary Dilatation Catheters / 1012403-20, MINI TREK OTW Coronary Dilatation Catheters / 1012403-25, MINI TREK OTW Coronary Dilatation Catheters / 1012403-30, MINI TREK II OTW Coronary Dilatation Catheters / 1012401-06A, MINI TREK II OTW Coronary Dilatation Catheters /1012402-06A, MINI TREK II OTW Coronary Dilatation Catheters / 1012403-06A, MINI TREK II OTW Coronary Dilatation Catheters / 1012401-08A, MINI TREK II OTW Coronary Dilatation Catheters /1012402-08A, MINI TREK II OTW Coronary Dilatation Catheters / 1012403-08A, MINI TREK II OTW Coronary Dilatation Catheters /1012401-12A, MINI TREK II OTW Coronary Dilatation Catheters / 1012402-12A, MINI TREK II OTW Coronary Dilatation Catheters / 1012403-12A, MINI TREK II OTW Coronary Dilatation Catheters / 1012401-15A, MINI TREK II OTW Coronary Dilatation Catheters / 1012402-15A, MINI TREK II OTW Coronary Dilatation Catheters / 1012403-15A, MINI TREK II OTW Coronary Dilatation Catheters / 1012401-20A, MINI TREK II OTW Coronary Dilatation Catheters / 1012402-20A, MINI TREK II OTW Coronary Dilatation Catheters / 1012403-20A, TREK OTW Coronary Dilatation Catheters / 1012404-06, TREK OTW Coronary Dilatation Catheters / 1012405-06, TREK OTW Coronary Dilatation Catheters / 1012406-06, TREK OTW Coronary Dilatation Catheters / 1012407-06, TREK OTW Coronary Dilatation Catheters/ 1012408-06, TREK OTW Coronary Dilatation Catheters / 1012409-06, TREK OTW Coronary Dilatation Catheters / 1012410-06, TREK OTW Coronary Dilatation Catheters /1012411-06, TREK OTW Coronary Dilatation Catheters / 1012404-08, TREK OTW Coronary Dilatation Catheters / 1012405-08, TREK OTW Coronary Dilatation Catheters / 1012406-08, TREK OTW Coronary Dilatation Catheters / 1012407-08, TREK OTW Coronary Dilatation Catheters / 1012408-08, TREK OTW Coronary Dilatation Catheters / 1012409-08, TREK OTW Coronary Dilatation Catheters / 1012410-08, TREK OTW Coronary Dilatation Catheters / 1012411-08, TREK OTW Coronary Dilatation Catheters /1012404-12, TREK OTW Coronary Dilatation Catheters /1012405-12, TREK OTW Coronary Dilatation Catheters /1012406-12, TREK OTW Coronary Dilatation Catheters /1012407-12, TREK OTW Coronary Dilatation Catheters / 1012408-12, TREK OTW Coronary Dilatation Catheters / 1012409-12, TREK OTW Coronary Dilatation Catheters / 1012410-12, TREK OTW Coronary Dilatation Catheters / 1012411-12, TREK OTW Coronary Dilatation Catheters / 1012412-12, TREK OTW Coronary Dilatation Catheters / 1012413-12, TREK OTW Coronary Dilatation Catheters / 1012404-15, TREK OTW Coronary Dilatation Catheters / 1012405-15, TREK OTW Coronary Dilatation Catheters / 1012406-15, TREK OTW Coronary Dilatation Catheters /1012407-15, TREK OTW Coronary Dilatation Catheters /1012408-15, TREK OTW Coronary Dilatation Catheters /1012409-15, TREK OTW Coronary Dilatation Catheters /1012410-15, TREK OTW Coronary Dilatation Catheters /1012411-15, TREK OTW Coronary Dilatation Catheters / 1012412-15, TREK OTW Coronary Dilatation Catheters /1012413-15, TREK OTW Coronary Dilatation Catheters /1012404-20, TREK OTW Coronary Dilatation Catheters /1012405-20, TREK OTW Coronary Dilatation Catheters / 1012406-20, TREK OTW Coronary Dilatation Catheters /1012407-20, TREK OTW Coronary Dilatation Catheters /1012408-20, TREK OTW Coronary Dilatation Catheters /1012409-20, TREK OTW Coronary Dilatation Catheters /1012410-20, TREK OTW Coronary Dilatation Catheters / 1012411-20, TREK OTW Coronary Dilatation Catheters /1012404-25, TREK OTW Coronary Dilatation Catheters / 1012405-25, TREK OTW Coronary Dilatation Catheters /1012406-25, TREK OTW Coronary Dilatation Catheters /1012407-25, TREK OTW Coronary Dilatation Catheters /1012408-25, TREK OTW Coronary Dilatation Catheters /1012409-25, TREK OTW Coronary Dilatation Catheters /1012410-25, TREK OTW Coronary Dilatation Catheters /1012411-25, TREK OTW Coronary Dilatation Catheters /1012404-30, TREK OTW Coronary Dilatation Catheters /1012405-30, TREK OTW Coronary Dilatation Catheters / 1012406-30, TREK OTW Coronary Dilatation Catheters /1012407-30, TREK OTW Coronary Dilatation Catheters /1012408-30, TREK OTW Coronary Dilatation Catheters /1012409-30, TREK OTW Coronary Dilatation Catheters /1012410-30, TREK OTW Coronary Dilatation Catheters / 1012411-30, MINI TREK RX Coronary Dilatation Catheters / 1012268-06, MINI TREK RX Coronary Dilatation Catheters / 1012269-06, MINI TREK RX Coronary Dilatation Catheters / 1012270-06, MINI TREK RX Coronary Dilatation Catheters /1012268-08, MINI TREK RX Coronary Dilatation Catheters / 1012269-08, MINI TREK RX Coronary Dilatation Catheters / 1012270-08, MINI TREK RX Coronary Dilatation Catheters / 1012268-12, MINI TREK RX Coronary Dilatation Catheters / 1012269-12, MINI TREK RX Coronary Dilatation Catheters / 1012270-12, MINI TREK RX Coronary Dilatation Catheters /1012268-15, MINI TREK RX Coronary Dilatation Catheters / 1012269-15, MINI TREK RX Coronary Dilatation Catheters / 1012270-15, MINI TREK RX Coronary Dilatation Catheters / 1012268-20, MINI TREK RX Coronary Dilatation Catheters / 1012269-20, MINI TREK RX Coronary Dilatation Catheters / 1012270-20, MINI TREK RX Coronary Dilatation Catheters / 1012270-25, MINI TREK RX Coronary Dilatation Catheters / 1012270-30, TREK RX Coronary Dilatation Catheters / 1012271-06, TREK RX Coronary Dilatation Catheters / 1012272-06, TREK RX Coronary Dilatation Catheters / 1012273-06, TREK RX Coronary Dilatation Catheters / 1012274-06, TREK RX Coronary Dilatation Catheters / 1012275-06, TREK RX Coronary Dilatation Catheters / 1012276-06, TREK RX Coronary Dilatation Catheters / 1012277-06, TREK RX Coronary Dilatation Catheters / 1012278-06, TREK RX Coronary Dilatation Catheters / 1012271-08, TREK RX Coronary Dilatation Catheters / 1012272-08, TREK RX Coronary Dilatation Catheters / 1012273-08, TREK RX Coronary Dilatation Catheters / 1012274-08, TREK RX Coronary Dilatation Catheters / 1012275-08, TREK RX Coronary Dilatation Catheters / 1012276-08, TREK RX Coronary Dilatation Catheters / 1012277-08, TREK RX Coronary Dilatation Catheters / 1012278-08, TREK RX Coronary Dilatation Catheters / 1012271-12, TREK RX Coronary Dilatation Catheters/ 1012272-12 | DIAL-ALB | 2023-10-09T00:00:00.000+02:00 | Abbott Vascular,3200 Lakeside Drive,Santa Clara, California 95054,USA | 1012273-12, 1012274-12, 1012275-12, 1012276-12, 1012277-12, 1012278-12, 1012279-12, 1012280-12, 1012271-15, 1012272-15, 1012273-15, 1012274-15, 1012275-15, 1012276-15, 1012277-15, 1012278-15, 1012279-15, 1012280-15, 1012271-20, 1012272-20, 1012273-20, 1012274-20, 1012275-20, 1012276-20, 1012277-20, 1012278-20, 1012271-25, 1012272-25, 1012273-25, 1012274-25, 1012275-25, 1012276-25, 1012277-25, 1012278-25, 1012271-30, 1012272-30, 1012273-30, 1012274-30, 1012275-30, 1012276-30, 1012277-30, 1012278-30, 1012401-06, 1012402-06, 1012403-06, 1012401-08, 1012402-08, 1012403-08, 1012401-12, 1012402-12, 1012403-12, 1012401-15, 1012402-15, 1012403-15, 1012401-20, 1012402-20, 1012403-20, 1012403-25, 1012403-30, 1012401-06A, 1012402-06A, 1012403-06A, 1012401-08A, 1012402-08A, 1012403-08A, 1012401-12A, 1012402-12A, 1012403-12A, 1012401-15A, 1012402-15A, 1012403-15A, 1012401-20A, 1012402-20A, 1012403-20A, 1012404-06, 1012405-06, 1012406-06, 1012407-06, 1012408-06, 1012409-06, 1012410-06, 1012411-06, 1012404-08, 1012405-08, 1012406-08, 1012407-08, 1012408-08, 1012409-08, 1012410-08, 1012411-08, 1012404-12, 1012405-12, 1012406-12, 1012407-12, 1012408-12, 1012409-12, 1012410-12, 1012411-12, 1012412-12, 1012413-12, 1012404-15, 1012405-15, 1012406-15, 1012407-15, 1012408-15, 1012409-15, 1012410-15, 1012411-15, 1012412-15, 1012413-15, 1012404-20, 1012405-20, 1012406-20, 1012407-20, 1012408-20, 1012409-20, 1012410-20, 1012411-20, 1012404-25, 1012405-25, 1012406-25, 1012407-25, 1012408-25, 1012409-25, 1012410-25, 1012411-25, 1012404-30, 1012405-30, 1012406-30, 1012407-30, 1012408-30, 1012409-30, 1012410-30, 1012411-30, 1012268-06, 1012269-06, 1012270-06, 1012268-08, 1012269-08, 1012270-08, 1012268-12, 1012269-12, 1012270-12, 1012268-15, 1012269-15, 1012270-15, 1012268-20, 1012269-20, 1012270-20, 1012270-25, 1012270-30, 1012271-06, 1012272-06, 1012273-06, 1012274-06, 1012275-06, 1012276-06, 1012277-06, 1012278-06, 1012271-08, 1012272-08, 1012273-08, 1012274-08, 1012275-08, 1012276-08, 1012277-08, 1012278-08, 1012271-12, 1012272-12 | Klasa III | Balon per koronarografi | Pajisje nje perdorimeshe
15153 | easypod 6.0 autoinjector (1)-ms--bra2, EASYPOD 6.0 AUTOINJECTOR (1)-MS-LATAM3 | IMI PHARMA Albania | 2023-10-10T00:00:00.000+02:00 | Ares Trading SA / Adresa: Zone industrielle de l'Ouriettaz / 1170 Aubonne / Zvicer | U1211137, U1211150 | Klasa IIa | autoinjektor elektromekanik per administrimin e Saizen | Pajisje elektromekanike
15250 | Urine Container | FEDOS | 2023-10-11T00:00:00.000+02:00 | SARSTEDT AG & Co. KG , Sarstedtstr. 1, 51588 Nümbrecht | 75.9922.683, 75.9922.744, 75.9922.745, 75.9922.800, 77.594 | In vitro | kontinier mostrash biologjike | Pajisje te diagnostifikimit in vitro
15183 | Ionostar Plus/Set application capsule 50 pcs. (10 × A2, 30 × A3, 10 × A3.5), Ionostar Plus/Application capsule 20 pcs. A2, Ionostar Plus/Application capsule 20 pcs. A3, Ionostar Plus/Application capsule 20 pcs. A3.5, Ionostar Plus/Application capsule 150 pcs. A2, Ionostar Plus/Application capsule 150 pcs. A3, Ionostar Plus/Application capsule 20 pcs. A1, Ionostar Plus/Application Capsule Sample | EURODENTA | 2023-10-09T00:00:00.000+02:00 | VOCO GmbH Anton-Flettner-Str.1-3 27472 Cuxhaven Germany | 2540, 2543, 2544, 2545, 2546, 2547, 2548, 2549 | Klasa IIa | Material rigjenerues glasionomer me ngjitje te shpejte | Pajisje dentare
15130 | Sterile Surgical Drapes | EUROMED | 2023-10-09T00:00:00.000+02:00 | Sunsmed Protective Products Ltd. No.18Industrial Park, Maozui Town, Xiantao City, 433000, Hubei Province, China | Sterile Surgical Drapes | Is | Beze kirurgjikale sterile përdoren gjatë operacionit për të parandaluar kontaktin me sipërfaqet e papërgatitura dhe për të ruajtur sterilitetin e sipërfaqeve mjedisore, pajisjeve dhe mjedisit rrethues të pacientit. | Pajisje nje perdorimeshe
| 48011，48021，48031，48041，48051，48061，48071，48081 |  |  |  | 48011，48021，48031，48041，48051，48061，48071，48081
15154 | Supera Peripheral Stent System, Labeled with stent outer diameter(OD) /42045020-080, Supera Peripheral Stent System, Labeled with stent outer diameter (OD) / 42045030-080, Supera Peripheral Stent System, Labeled with stent outer diameter(OD) / 42045040-080, Supera Peripheral Stent System, Labeled with stent outer diameter(OD) / 42045060-080, Supera Peripheral Stent System, Labeled with stent outer diameter(OD) / 42045080-080, Supera Peripheral Stent System, Labeled with stent outer diameter(OD) / 42045100-080, Supera Peripheral Stent System , Labeled with stent outer diameter(OD) / 42045120-080, Supera Peripheral Stent System , Labeled with stent outer diameter(OD) / 42045150-080, Supera Peripheral Stent System , Labeled with stent outer diameter(OD)/ 42055020-080, Supera Peripheral Stent System ,Labeled with stent outer diameter(OD) /42055030-080, Supera Peripheral Stent System , Labeled with stent outer diameter(OD) / 42055040-080, Supera Peripheral Stent System , Labeled with stent outer diameter(OD)/ 42055060-080, Supera Peripheral Stent System,Labeled with stent outer diameter(OD) / 42055080-080, Supera Peripheral Stent System , Labeled with stent outer diameter(OD) / 42055100-080, Supera Peripheral Stent System , Labeled with stent outer diameter(OD) /42055120-080, Supera Peripheral Stent System, Labeled with stent outer diameter(OD) / 42055150-080, Supera Peripheral Stent System , Labeled with stent outer diameter(OD) / 42055180-080, Supera Peripheral Stent System , Labeled with stent outer diameter(OD)/ 42055200-080, Supera Peripheral Stent System ,Labeled with stent outer diameter(OD)/42065020-080, Supera Peripheral Stent System , Labeled with stent outer diameter(OD) / 42065030-080, Supera Peripheral Stent System , Labeled with stent outer diameter(OD)/ 42065040-080, Supera Peripheral Stent System , Labeled with stent outer diameter(OD) / 42065060-080, Supera Peripheral Stent System ,Labeled with stent outer diameter(OD)/ 42065080-080, Supera Peripheral Stent System , Labeled with stent outer diameter(OD)/ 42065100-080, Supera Peripheral Stent System , Labeled with stent outer diameter(OD)/42065120-080, Supera Peripheral Stent System , Labeled with stent outer diameter(OD)/ 42065150-080, Supera Peripheral Stent System , Labeled with stent outer diameter(OD)/42065180-080, Supera Peripheral Stent System, Labeled with stent outer diameter(OD)/ 42065200-080, Supera Peripheral Stent System ,Labeled with stent outer diameter(OD)/42075020-080, Supera Peripheral Stent System ,Labeled with stent outer diameter(OD)/42075030-080, Supera Peripheral Stent System ,Labeled with stent outer diameter(OD)/42075040-080, Supera Peripheral Stent System ,Labeled with stent outer diameter(OD)/42075060-080, Supera Peripheral Stent System,Labeled with stent outer diameter(OD)/ 42075080-080, Supera Peripheral Stent System ,Labeled with stent outer diameter(OD)/ 42075100-080, Supera Peripheral Stent System ,Labeled with stent outer diameter(OD)/42045020-120, Supera Peripheral Stent System ,Labeled with stent outer diameter(OD) /42045030-120, Supera Peripheral Stent System , Labeled with stent outer diameter(OD) /42045040-120, Supera Peripheral Stent System,Labeled with stent outer diameter(OD) / 42045060-120, Supera Peripheral Stent System ,Labeled with stent outer diameter(OD)/42045080-120, Supera Peripheral Stent System ,Labeled with stent outer diameter(OD) /42045100-120, Supera Peripheral Stent System ,Labeled with stent outer diameter(OD)/42045120-120, Supera Peripheral Stent System ,Labeled with stent outer diameter(OD)/42045150-120, Supera Peripheral Stent System ,Labeled with stent outer diameter(OD)/42055020-120, Supera Peripheral Stent System ,Labeled with stent outer diameter(OD)/ 42055030-120, Supera Peripheral Stent System,Labeled with stent outer diameter(OD)/ 42055040-120, Supera Peripheral Stent System , Labeled with stent outer diameter(OD)/ 42055060-120, Supera Peripheral Stent System , Labeled with stent outer diameter(OD)/ 42055080-120, Supera Peripheral Stent System ,Labeled with stent outer diameter(OD)/42055100-120, Supera Peripheral Stent System , Labeled with stent outer diameter(OD)/42055120-120, Supera Peripheral Stent System , Labeled with stent outer diameter(OD) /42055150-120, Supera Peripheral Stent System,Labeled with stent outer diameter(OD)/ 42055180-120, Supera Peripheral Stent System ,Labeled with stent outer diameter(OD) /42055200-120, Supera Peripheral Stent System ,Labeled with stent outer diameter(OD) /42065020-120, Supera Peripheral Stent System ,Labeled with stent outer diameter(OD)/42065030-120, Supera Peripheral Stent System ,Labeled with stent outer diameter(OD)/42065040-120, Supera Peripheral Stent System,Labeled with stent outer diameter(OD)/ 42065060-120, Supera Peripheral Stent System ,Labeled with stent outer diameter(OD)/42065080-120, Supera Peripheral Stent System ,Labeled with stent outer diameter(OD) /42065100-120, Supera Peripheral Stent System,Labeled with stent outer diameter(OD)/ 42065120-120, Supera Peripheral Stent System ,Labeled with stent outer diameter(OD)/42065150-120, Supera Peripheral Stent System ,Labeled with stent outer diameter(OD) / 42065180-120, Supera Peripheral Stent System ,Labeled with stent outer diameter(OD) /42065200-120, Supera Peripheral Stent System ,Labeled with stent outer diameter(OD) /42075020-120, Supera Peripheral Stent System ,Labeled with stent outer diameter(OD) /42075030-120, Supera Peripheral Stent System ,Labeled with stent outer diameter(OD) /42075040-120, Supera Peripheral Stent System ,Labeled with stent outer diameter(OD) / 42075060-120, Supera Peripheral Stent System ,Labeled with stent outer diameter(OD) /42075080-120, Supera Peripheral Stent System ,Labeled with stent outer diameter(OD) / 42075100-120, Supera Peripheral Stent System,Labeled with stent outer diameter(OD) / 42050020-080, Supera Peripheral Stent System ,Labeled with stent outer diameter(OD)/42050030-080, Supera Peripheral Stent System,Labeled with stent outer diameter(OD) / 42050040-080, Supera Peripheral Stent System,Labeled with stent outer diameter(OD) / 42050060-080, Supera Peripheral Stent System ,Labeled with stent outer diameter(OD) /42050080-080, Supera Peripheral Stent System , Labeled with stent outer diameter(OD) /42050100-080, Supera Peripheral Stent System,Labeled with stent outer diameter(OD) / 42050120-080, Supera Peripheral Stent System,Labeled with stent outer diameter(OD)/ 42060020-080, Supera Peripheral Stent System,Labeled with stent outer diameter(OD)/ 42060030-080, Supera Peripheral Stent System,Labeled with stent outer diameter(OD)/ 42060040-080, Supera Peripheral Stent System,Labeled with stent outer diameter(OD)/ 42060060-080, Supera Peripheral Stent System,Labeled with stent outer diameter(OD) / 42060080-080 , Supera Peripheral Stent System ,Labeled with stent outer diameter(OD) /42060100-080, Supera Peripheral Stent System, Labeled with stent outer diameter(OD) /2060120-080, Supera Peripheral Stent System,Labeled with stent outer diameter(OD) / 42060150-080, Supera Peripheral Stent System, Labeled with stent outer diameter(OD)/ 42050020-120, Supera Peripheral Stent System ,Labeled with stent outer diameter(OD) /42050030-120, Supera Peripheral Stent System,Labeled with stent outer diameter(OD) / 42050040-120, Supera Peripheral Stent System,Labeled with stent outer diameter(OD) / 42050060-120, Supera Peripheral Stent System ,Labeled with stent outer diameter(OD) /42050080-120, Supera Peripheral Stent System ,Labeled with stent outer diameter(OD) /42050100-120, Supera Peripheral Stent System,Labeled with stent outer diameter(OD) / 42050120-120, Supera Peripheral Stent System ,Labeled with stent outer diameter(OD) /42060020-120, Supera Peripheral Stent System,Labeled with stent outer diameter(OD) / 42060030-120, Supera Peripheral Stent System,Labeled with stent outer diameter(OD)/ 42060040-120, Supera Peripheral Stent System ,Labeled with stent outer diameter(OD) /42060060-120, Supera Peripheral Stent System,Labeled with stent outer diameter(OD) / 42060080-120, Supera Peripheral Stent System ,Labeled with stent outer diameter(OD) /42060100-120, Supera Peripheral Stent System,Labeled with stent outer diameter(OD) / 42060120-120, Supera Peripheral Stent System ,Labeled with stent outer diameter(OD) /42060150-120, Supera Peripheral Stent System,Labeled with stent outer diameter(OD) / 42070020-080, Supera Peripheral Stent System ,Labeled with stent outer diameter(OD) /42070030-080, Supera Peripheral Stent System,Labeled with stent outer diameter(OD) / 42070040-080, Supera Peripheral Stent System ,Labeled with stent outer diameter(OD) /42070060-080, Supera Peripheral Stent System,Labeled with stent outer diameter(OD) / 42070080-080, Supera Peripheral Stent System ,Labeled with stent outer diameter(OD) /42070100-080, Supera Peripheral Stent System ,Labeled with stent outer diameter(OD) /42070020-120, Supera Peripheral Stent System ,Labeled with stent outer diameter(OD) /42070030-120, Supera Peripheral Stent System ,Labeled with stent outer diameter(OD) /42070040-120, Supera Peripheral Stent System ,Labeled with stent outer diameter(OD) /42070060-120, Supera Peripheral Stent System, Labeled with stent outer diameter(OD) / 42070080-120, Supera Peripheral Stent System, Labeled with stent outer diameter(OD) /42070100-120 | DIAL-ALB | 2023-10-10T00:00:00.000+02:00 | Abbott Vascular,3200 Lakeside Drive,Santa Clara, California 95054,USA | 42045020-080, 42045030-080, 42045040-080, 42045060-080, 42045080-080, 42045100-080, 42045120-080, 42045150-080, 42055020-080, 42055030-080, 42055040-080, 42055060-080, 42055080-080, 42055100-080, 42055120-080, 42055150-080, 42055180-080, 42055200-080, 42065020-080, 42065030-080, 42065040-080, 42065060-080, 42065080-080, 42065100-080, 42065120-080, 42065150-080, 42065180-080, 42065200-080, 42075020-080, 42075030-080, 42075040-080, 42075060-080, 42075080-080, 42075100-080, 42045020-120, 42045030-120, 42045040-120, 42045060-120, 42045080-120, 42045100-120, 42045120-120, 42045150-120, 42055020-120, 42055030-120, 42055040-120, 42055060-120, 42055080-120, 42055100-120, 42055120-120, 42055150-120, 42055180-120, 42055200-120, 42065020-120, 42065030-120, 42065040-120, 42065060-120, 42065080-120, 42065100-120, 42065120-120, 42065150-120, 42065180-120, 42065200-120, 42075020-120, 42075030-120, 42075040-120, 42075060-120, 42075080-120, 42075100-120, 42050020-080, 42050030-080, 42050040-080, 42050060-080, 42050080-080, 42050100-080, 42050120-080, 42060020-080, 42060030-080, 42060040-080, 42060060-080, 42060080-080, 42060100-080, 2060120-080, 42060150-080, 42050020-120, 42050030-120, 42050040-120, 42050060-120, 42050080-120, 42050100-120, 42050120-120, 42060020-120, 42060030-120, 42060040-120, 42060060-120, 42060080-120, 42060100-120, 42060120-120, 42060150-120, 42070020-080, 42070030-080, 42070040-080, 42070060-080, 42070080-080, 42070100-080, 42070020-120, 42070030-120, 42070040-120, 42070060-120, 42070080-120, 42070100-120 | Klasa IIb | Stende Arteriale | Pajisje te implantueshme aktive
15155 | HA500 Infrared Temple thermometer | DELTA PHARMA - AL | 2023-10-10T00:00:00.000+02:00 | Rossmax Swiss GmbH Widnauerstrasse 1, CH-9435 Heerbrugg, Switzerland | HA500 Infrared Temple thermometer | Klasa IIa | Teknologjia e avancuar e matjes së temperaturës me rreze infra të kuqe siguron lexim të sigurtë, të saktë, të besueshëm dhe higjienik për matjen e temperaturës së ballit dhe ambientit. Pa kontakt me lëkurën është një zgjedhje e përshtatshme për matjen e temperaturës. | Tjeter
15156 | Devices for infusion line,Ready Set ,Ready set unite vol 1.3ml, Devices for infusion line,Ready Set ,Ready set vol 1.6ml, Devices for infusion line,Ready Set ,Ready set vol1.4ml, Devices for infusion line,Ready Set ,Ready check 2 vol 0.80ml, Devices for infusion line,Extension tube and IV filter,Filter-a-line-Vol.0,43ml, Devices for infusion line,Extension tube and IV filter,Filter-a-line-Vol.0,59ml, Devices for infusion line,Extension tube and IV filter,Lipid Filter-Vol.0.8ml, Devices for infusion line,Extension tube and IV filter,Filter-a-line-Vol.2.3ml, Devices for infusion line,Ready Set ,Ready set feed-Vol 090ml, Devices for infusion line,Ready Set ,Ready set complete vol 1.1 ml, Devices for infusion line,Ready Set ,Safe -t-piece vol 0.64ml | GREEMED | 2023-10-10T00:00:00.000+02:00 | Vygon 5 rue Adeline 95440 Ecouen France | 836.205, 836.207, 836.210, 836.203, 807.204, 807.205, 807.504, 807.506, 836.201, 836.202, 836.204 | Klasa IIa | Ready set perfshin gamen e aksesoreve I.V te projektuara per perdorim tek te porsalindurit dhe foshnjat duke I lejuar perdoruesit te zgjedhe sistemin administrimit te pershtatshem te I.V per keto paciente | Tjeter
15157 | Micro-access tearaway introducer,with safety needle 21G-L.7cm,Micro-access tearaway introducer kit - 3Fr - 10cm , Micro-access tearaway introducer,with safety needle 21G-L.7cm,Micro-access tearaway introducer kit - 3Fr - 7cm , Micro-access tearaway introducer,with safety needle 21G-L.7cm,Micro-access tearaway introducer kit - 4Fr - 10cm, Micro-access tearaway introducer,with safety needle 21G-L.7cm,Micro-access tearaway introducer kit - 4Fr - 7cm , Micro-access tearaway introducer,with safety needle 21G-L.7cm,Micro-access tearaway introducer kit - 5Fr - 10cm, Micro-access tearaway introducer,with safety needle 21G-L.7cm,Micro-access tearaway introducer kit - 5Fr - 7cm , Micro-access tearaway introducer,with safety needle 21G-L.7cm,Micro-access tearaway introducer kit - 5.5Fr - 7cm, Micro-access tearaway introducer,with safety needle 21G-L.5cm,Micro-access tearaway introducer kit - 4.5Fr - 7cm , Micro-access tearaway introducer,with safety needle 21G-L.5cm,Micro-access tearaway introducer kit - 3Fr - 7cm, Micro-access tearaway introducer,with safety needle 21G-L.5cm,Micro-access tearaway introducer kit - 4Fr - 7cm, Micro-access tearaway introducer,with safety needle 21G-L.5cm,Micro-access tearaway introducer kit - 5Fr - 7cm, Micro-access tearaway introducer,With safety needle 21G - L.7cm and need/e 21G - L.4cm ,Micro-access tearaway introducer kit - 3Fr - 7cm, Micro-access tearaway introducer,With safety needle 21G - L.7cm and need/e 21G - L.4cmMicro-access tearaway introducer kit - 4Fr - 7cm, Micro-access tearaway introducer,With safety needle 21G - L.7cm and need/e 21G - L.4cmMicro-access tearaway introducer kit - 5Fr - 7cm | GREEMED | 2023-10-10T00:00:00.000+02:00 | Vygon 5 rue Adeline 95440 Ecouen France | G1146.03, G1146.037, G1146.04 , G1146.047, G1146.05, G1146.057 , G1146.557, G1146.457, G1146.530 , G1146.540, G1146.550 , 11146.037, 11146.047, 11146.057 | Klasa IIa | Kit per vendosjen e katetereve | Tjeter
15184 | VIDAS® FT3 (FT3), VIDAS® IgE, VIDAS® FT4 (FT4N, VIDAS® Anti-TPO (ATPO), VIDAS® Anti-Tg (ATG), VIDAS® Cortisol S, VIDAS® AFP, VIDAS® CA 125 II, VIDAS® CA 15-3, VIDAS® CA 19-9, VIDAS® CEA | B I O CH E M NRP | 2023-10-11T00:00:00.000+02:00 | BIOMERIEUX S.A. , 376, Chemin de l'Orme 69280 MARCY L ETOILE FRANCE | 30402, 30419, 30459, 30461, 30462, 30451-30, 30413, 30426, 30429, 30427, 30453 | In vitro | VIDAS FT3, test imunologjik i automatizuar perdoret per percaktimin sasior te hormonit te lire Triiodothyronine (FT3) ne serum/plazmen humane duke perdorur tekniken ELFA (Enzyme Linked Fluorescent Assay). Testohet ne familjen e aparateve VIDAS., VIDAS IgE, test imunologjik i automatizuar perdoret per percaktimin sasior imunoenzimatik te IgE Totale ne serumin human ose ne plazme duke perdorur tekniken ELFA (Enzyme Linked Fluorescent Assay). Testohet ne familjen e aparateve VIDAS., VIDAS FT4, test imunologjik i automatizuar perdoret per percaktimin sasior te tyroxines se lire FT4 ne serumin human ose ne plazme duke perdorur tekniken ELFA (Enzyme Linked Fluorescent Assay). Testohet ne familjen e aparateve VIDAS., VIDAS Anti-TPO, test imunologjik i automatizuar perdoret per percaktimin sasior te antitrupave te klases se IgG te thyroid peroksidazes (anti-TPO) ne serumin human ose ne plazme duke perdorur tekniken ELFA (Enzyme Linked Fluorescent Assay). Testohet ne familjen e aparateve VIDAS., VIDAS Anti-Tg, test imunologjik i automatizuar perdoret per percaktimin sasior te antitrupave te klases IgG te thyroglobulinave (Anti-Tg) ne serumin human ose plazma duke perdorur tekniken ELFA (Enzyme Linked Fluorescent Assay). Testohet ne familjen e aparateve VIDAS., VIDAS Cortisol S, test imunologjik i atuomatizuar perdoret per percaktimin sasior te kortizolit ne serumin human ose plazme duke perdorur tekniken ELFA (Enzyme Linked Fluorescent Assay). Testohet ne familjen e aparateve VIDAS., VIDAS AFP, test imunologjik i automatizuar perdoret per percaktimin sasior te alpha feto proteines ne serumin human ose ne plazme duke perdorur tekniken ELFA (Enzyme Linked Fluorescent Assay). Testohet ne familjen e aparateve VIDAS., VIDAS CA 125 II, test imunologjik i automatizuar perdoret per percaktimin sasior te OC 125 antigjenik ne serumin human ose plazmen duke perdorur tekniken ELFA (Enzyme Linked Fluorescent Assay). Testohet ne familjen e aparateve VIDAS., VIDAS CA 15-3, test imunologjik i automatizuar perdoret per percaktimin sasior te nivelit te CA 15-3 ne serumin human ose ne plazem duke perdorur tekniken ELFA (Enzyme Linked Fluorescent Assay). Testohet ne familjen e aparateve VIDAS., VIDAS CA 19-9, test imunologjik i automatizuar perdoret per percaktimin sasior te 1116-NS-19-9 reaktiv antigjenik ne serumin human ose ne plazme duke perdorur tekniken ELFA (Enzyme Linked Fluorescent Assay). Testohet ne familjen e aparateve VIDAS., VIDAS CEA, testi imunologjik i automatizuar perdoret per percaktimin sasior te antigenit Carcinoembryonic (CEA) ne serumin human ose ne plazme duke perdorur tekniken ELFA (Enzyme Linked Fluorescent Assay). Testohet ne familjen e aparateve VIDAS. | Pajisje te diagnostifikimit in vitro
15158 | Devices for respiratory tract,surfcath-surfactant injection catheter,Surfcath™ - Surfactant injection catheter - 6Fr - | GREEMED | 2023-10-10T00:00:00.000+02:00 | Vygon 5 rue Adeline 95440 Ecouen France | 5590.106 | Is | Kateter I posacem per administrimin e surfaktantit tek neonatet e diagnostifikuar me sindromen RDS permes teknikes Lisa | Tjeter
Ø0.8x2.0mm-L200mm
15159 | VIDAS® Progesterone (PRG), VIDAS® Prolactin (PRL), VIDAS® Estradiol II (E2II), VIDAS® Testosterone II (TES2), VIDAS® AMH (AMH), VIDAS® LH (LH), VIDAS® FSH (FSH), VIDAS® Ferritin (FER), VIDAS® D-Dimer Exclusion II | B I O CH E M NRP | 2023-10-11T00:00:00.000+02:00 | BIOMERIEUX S.A. , 376, Chemin de l'Orme 69280 MARCY L ETOILE FRANCE | 30409, 30410, 30431, 414320, 417011, 30406, 30407, 30411, 30455-02 | In vitro | VIDAS Progresterone , testi imunologjik i automatizuar perdoret per percaktimin sasior te progresteronit ne serumin human ose plazme duke perdorur tekniken ELFA (Enzyme Linked Fluorescent Assay). Testohet ne familjen e aparateve VIDAS., VIDAS Prolactin , testi imunologjik i automatizuar perdoret per percaktimin sasior te prolactines ne serumin human ose plazme duke perdorur tekniken ELFA (Enzyme Linked Fluorescent Assay). Testohet ne familjen e aparateve VIDAS., VIDAS Estradiol II, testi imunologjik i automatizuar perdoret per percaktimin sasior te 17 β-estradiol ne serumin human ose plazme duke perdorur tekniken ELFA (Enzyme Linked Fluorescent Assay). Testohet ne familjen e aparateve VIDAS., VIDAS Testosterone II, testi imunologjik i automatizuar perdoret per percaktimin sasior te testosteronit total ne serumin human ose plazme duke perdorur tekniken ELFA (Enzyme Linked Fluorescent Assay). Testohet ne familjen e aparateve VIDAS., VIDAS AMH, testi imunologjik i automatizuar perdoret per percaktimin sasior te hormonit anti-Mullerian (AMH) ne serumin human ose plazme duke perdorur tekniken ELFA (Enzyme Linked Fluorescent Assay). Testohet ne familjen e aparateve VIDAS., VIDAS LH, testi imunologjik i automatizuar perdoret per percaktimin sasior te hormonit luteinizues (LH) ne serumin human ose plazme duke perdorur tekniken ELFA (Enzyme Linked Fluorescent Assay). Testohet ne familjen e aparateve VIDAS., VIDAS FSH, testi imunologjik i automatizuar perdoret per percaktimin sasior te hormonit stimulues te folikules (FSH) ne serumin human ose plazme duke perdorur tekniken ELFA (Enzyme Linked Fluorescent Assay). Testohet ne familjen e aparateve VIDAS., VIDAS Ferritin, testi imunologjik i automatizuar perdoret per percaktimin sasior te ferritines ne serumin human ose plazme duke perdorur tekniken ELFA (Enzyme Linked Fluorescent Assay). Testohet ne familjen e aparateve VIDAS., VIDAS D-Dimer Exclusion II, testi imunologjik i automatizuar perdoret per percaktimin sasior imunoenzimatik te produktit te degradimit te fibrines (FbDP) ne plazmen (sodium citrat) humane duke perdorur tekniken ELFA (Enzyme Linked Fluorescent Assay). Testohet ne familjen e aparateve VIDAS. | Pajisje te diagnostifikimit in vitro
15185 | Octopus2 - Ø1.50x2.50mm - L3cm - Vol.0.30ml - Bionector / Ø1.50x2.50mm - L3cm -Vol.0.30ml - Bionector, Octopus2 - Vol.0.57ml - Ø1.50x2.50mm - L.10cm - Vol.0.34ml - Bionector / Ø1.50x2.50mm - L.10cm - Vol.0.34ml - Bionector , Octopus3 - Ø1.50x2.50mm - L.10cm - Vol.0.38ml / Ø1.50x2.50mm - L.10cm ,Vol.0.38ml / Ø1.50x2.50mm - L.10cm - Vol.0.38ml , Octopus 3-Vol.0.81 ml - Ø1.50x2.50mm - L.10cm - Vol.0.34ml - Bionector/ Ø1.50x2.50mm - L.10cm - Vol.0.34ml - Bionector / Ø1.50x2.50mm - L.10cm - | GREEMED | 2023-10-10T00:00:00.000+02:00 | Vygon 5 rue Adeline 95440 Ecouen France | 841.232, 841.264, 841 .361, 841.364, 842.209, 842.311, 842.312, 842.414, 842.514, 5222.014, 5222.838, 85222.01 D, 5223.01, 5224.01, 5841.207, 5841.208, 5841.307, 5841.308, 5842.209, 5842.306, 6841.21, 6841.211, 6841.212, 684.31, 6841.32, 6841.313, 822.111, 822.611 | Klasa IIa | Linje infuzioni ndarese,e pajisur me 3 hyrje per marrjen e terapise | Tjeter
Vol.0.34ml - Bionector, Octopus2 - Vol.0.58ml - Ø1.50x2.50mm - L.6cm - Vol.0.36ml - Bionector / Ø1.50x2.50mm - L.6cm - Vol.0.33ml - Bionector, Octopus3 - Vol.0.84ml - Ø1.50x2.50mm - L.6cm - Vol.0.36ml - Bionector / Ø1.50x2.50mm - L.6cm - Vol.0.36ml - Bionector / Ø 1.50x2.50mm - L.6cm - Vol.0.33ml - Bionector , Octopus3 - Vol.0.86ml - Ø1.50x2.50mm - L.6cm - Vol.0.35ml - Bionector / Ø1.50x2.50mm - L.6cm - Vol.0.35ml - Bionector /Ø1.50x2.50mm - L.6cm - Vol.0.35ml - Bionector, Octopus4 - Vol.0.92ml -Ø 1.50x2.50mm - L.6cm - Vol.0.25ml - Bionector /Ø1.50x2.50mm - L.6cm - Vol.0.25ml - Bionector / Ø1.50x2.50mm - L.6cm - Vol.0.25ml - Bionector / Ø1.50x2.50mm - L.6cm - Vol.0.25ml - Bionector , Octopus5 - Vol.1.1 ml - Ø1.50x2.50mm - L.6cm - Vol.0.25ml - Bionector /Ø1.50x2.50mm - L.6cm - Vol.0.25ml - Bionector / Ø1.50x2.50mm - L.6cm - Vol.0.25ml
- Bionector / Ø1.50x2.50mm - L.6cm - Vol.0.25ml - Bionector /Ø1.50x2.50mm - L.6cm - Vol.0.25ml - Bionector , Octopus1 - Ø1.50x2.50mm - L.10cm - Vol.0.29ml - Bionector, Octopus1 - Ø1.50x2.50mm - L.27cm - Vol.0.75ml - Bionector, Octopus1 - Ø1.50x2.50mm - L.10cm - Vol.0.28ml - Bionector, Octopus1 - Ø1.50x2.50mm - L.10cm - Vol.0.39ml - Autoflush , Octopus1 - Ø1.50x2.50mm - L.10cm - Vol.0.29ml - Vadsite , Octopus2 - Ø1.50x2.50mm - L.10cm - Vol.0.62ml - Autoflush / 01.50x2.50mm - 10 L.10cm - Vol.0.62ml - Autoflush, Octopus2 - Ø1.50x2.50mm - L.10cm - Vol.0.44ml - Autoflush /Ø1.50x2.50mm - L.10cm - Vol.0.44ml - Autoflush , Octopus3 - Ø1.50x2.50mm - L.10cm - Vol.0.62ml - Autoflush / Ø1.50x2.50mm - L.10cm - Vol.0.62ml - Autoflush 01.50x2.50mm - L.10cm - Vol.0.62ml - Autoflush, Octopus3 - Ø1.50x2.50mm - L.10cm - Vol.0.45ml - Autoflush / Ø1.50x2.50mm - 10 L.10cm - Vol.0.45ml - Autoflush / Ø1.50x2.50mm - L.10cm - Vol.0.45ml - Autoflush, Octopus2 - Ø1.50x2.50mm - L.10cm - Vol.0.62ml - Autoflush / Ø1.50x2.50mm - L.10cm - Vol.0.44ml - Autoflush, Octopus3 - Ø1.50x2.50mm - L.10cm - Vol.0.62ml - Autoflush / Ø1.50x2.50mm - L.10cm - Vol.0.62ml - Autoflush / Ø1.50x2.50mm - L.10cm - Vol.0.45ml - Autoflush , Octopus2 - Ø1.50x2.50mm - L.8cm - Vol.0.34ml - Vadsite / Ø1.50x2.50mm - L.8cm - 50 Vol.0.34ml - Vadsite, Octopus2 - Ø1.50x2.50mm - L.8cm - Vol.0.43ml - Vadsite / Ø1.50x2.50mm - L.8cm - Vol.0.34ml - Vadsite , Octopus2 - Ø1.50x2.50mm - L.8cm - Vol.0.43ml - Vadsite / Ø1.50x2.50mm - L.8cm - Vol.0.43ml - Vadsite, Octopus3 - Ø1.50x2.50mm - L.8cm - Vol.0.31 ml - Vadsite / Ø1.50x2.50mm - L.8cm - Vol.0.31 ml - Vadsite /Ø1.50x2.50mm - L.8cm - Vol.0.31 ml - Vadsite , Octopus3 - Ø1.50x2.50mm - L.8cm - Vol.0.44ml - Vadsite / Ø1.50x2.50mm - L.8cm - Vol.0.35ml - Vadsite / Ø1.50x2.50mm - L.8cm - Vol.0.44ml - Vadsite ,
Octopus3 - Ø1.50x2.50mm - L.8cm - Vol.0.44ml - Vadsite / 01.50x2.50mm - L.8cm - 50 Vol.0.44ml - Vadsite /Ø1.50x2.50mm - L.8cm - Vol.0.44ml - Vadsite, Bionector T-connect LL - Ø1.3x2.4mm - L.10cm -Vol.0.28ml - Bionector , Bionector T-connect LS - 01.30x2.40mm - L.10cm -Vol.0.28ml - Bionector
15266 | Genfill Contour | "MEGAPHARMA" | 2023-10-16T00:00:00.000+02:00 | BioSCIENCE, Walsmuhler Strase 18 , 19073 Dummer | MD013 | Klasa III | Xhel Hialuronik Cross-linked | Tjeter
15186 | Genfill Contour Plus + | "MEGAPHARMA" | 2023-10-16T00:00:00.000+02:00 | BioSCIENCE, Walsmuhler Strase 18 , 19073 Dummer | MD031 | Klasa III | Xhel Acid Hialuronik Cross-linked | Tjeter
15187 | Orthodontic Archwire Stainless Keyhole 2-Loop Archwire D .021x025 (24MM) , Orthodontic Archwire Stainless Keyhole 2-Loop Archwire D .021x025( 26 MM) , Orthodontic Archwire Stainless Keyhole 2-Loop Archwire D .021x025(34MM) , Orthodontic Archwire Stainless Keyhole 2-Loop Archwire D .021x025( 36 MM) , Orthodontic Archwire Stainless Keyhole 2-Loop Archwire D .016x022( 22 MM) , Orthodontic Archwire Stainless Keyhole 2-Loop Archwire D .016x022( 24MM) , Orthodontic Archwire Stainless Keyhole 2-Loop Archwire D. 016x022( 26MM) , Orthodontic Archwire Stainless Keyhole 2-Loop Archwire D .016x022( 28 MM) , Orthodontic Archwire Stainless Keyhole 2-Loop Archwire D .016x022( 30 MM) , Orthodontic Archwire Stainless Keyhole 2-Loop Archwire D .016x022( 32MM) , Orthodontic Archwire Stainless Keyhole 2-Loop Archwire D .016x022( 34 MM) , Orthodontic Archwire Super Elastic Nickel Titanium Archwire D .017 X .025, Orthodontic Archwire Super Elastic Nickel Titanium Archwire D .017 X .025 , Orthodontic Archwire Super Elastic Nickel Titanium Archwire D .017 X .025 , Orthodontic Archwire Super Elastic Nickel Titanium Archwire D .017 X .025 , Orthodontic Archwire Super Elastic Nickel Titanium Archwire D .017 X .025 , Orthodontic Archwire Super Elastic Nickel Titanium Archwire D .017 X .025 , Orthodontic Archwire Super Elastic Nickel Titanium Archwire D .017 X .025 , Orthodontic Archwire Super Elastic Nickel Titanium Archwire D .018 X .018 , Orthodontic Archwire Super Elastic Nickel Titanium Archwire D .018 X .018, Orthodontic Archwire Super Elastic Nickel Titanium Archwire D .018 X .018 , Orthodontic Archwire Super Elastic Nickel Titanium Archwire D .018 X .018 , Orthodontic Archwire Super Elastic Nickel Titanium Archwire D .018 X .025 , Orthodontic Archwire Super Elastic Nickel Titanium Archwire D .018 X .025 , Orthodontic Archwire Super Elastic Nickel Titanium Archwire D .018 X .025, Orthodontic Archwire Super Elastic Nickel Titanium Archwire D .018 X .025 , Orthodontic Archwire Super Elastic Nickel Titanium Archwire D .018 X .025 , Orthodontic Archwire Super Elastic Nickel Titanium Archwire D .018 X .025, Orthodontic Archwire Super Elastic Nickel Titanium Archwire D . 018 X .025 , Orthodontic Archwire Super Elastic Nickel Titanium Archwire D .019 X .025 , Orthodontic Archwire Super Elastic Nickel Titanium Archwire D .019 X .025 , Orthodontic Archwire Super Elastic Nickel Titanium Archwire D .019 X .025 , Orthodontic Archwire Super Elastic Nickel Titanium Archwire D .019 X .025 , Orthodontic Archwire Super Elastic Nickel Titanium Archwire D .019 X .025 , Orthodontic Archwire Super Elastic Nickel Titanium Archwire D . 019 X .025 , Orthodontic Archwire Super Elastic Nickel Titanium Archwire D .019 X .025 , Orthodontic Archwire Super Elastic Nickel Titanium Archwire D .019 X .025 , Orthodontic Archwire Super Elastic Nickel Titanium Archwire D .019 X .025 , Orthodontic Archwire Super Elastic Nickel Titanium Archwire D .019 X .025 , Orthodontic Archwire Super Elastic Nickel Titanium Archwire D . 021 X .025 , Orthodontic Archwire Super Elastic Nickel Titanium Archwire D .021 X .025 , Orthodontic Archwire Super Elastic Nickel Titanium Archwire D .021 X .025 , Orthodontic Archwire Super Elastic Nickel Titanium Archwire D .021 X .025 , Orthodontic Archwire Super Elastic Nickel Titanium Archwire D . 021 X .025 , Orthodontic Archwire Super Elastic Nickel Titanium Archwire D . 021 X .025 , Orthodontic Archwire Super Elastic Nickel Titanium Archwire D . 021 X .025 , Orthodontic Archwire Super Elastic Nickel Titanium Archwire D .021 X .025 , Orthodontic Archwire Super Elastic Nickel Titanium Archwire D . 021 X .025 , Orthodontic Archwire Super Elastic Nickel Titanium Archwire D .020 X .020 , Orthodontic Archwire Super Elastic Nickel Titanium Archwire D .020 X .020 , Orthodontic Archwire Super Elastic Nickel Titanium Archwire D .020 X .020 , Orthodontic Archwire Super Elastic Nickel Titanium Archwire D . 020 X .020 , Orthodontic Archwire Super Elastic Nickel Titanium Archwire D .020 X .020 , Orthodontic Archwire Super Elastic Nickel Titanium Archwire D .016 X .025 , Orthodontic Archwire Super Elastic Nickel Titanium Archwire D .016 X .025 , Orthodontic Archwire Super Elastic Nickel Titanium Archwire D .016 X .025 , Orthodontic Archwire Super Elastic Nickel Titanium Archwire D .016 X .025 , Orthodontic Archwire Super Elastic Nickel Titanium Archwire D .016 X .025 , Orthodontic Archwire Super Elastic Nickel Titanium Archwire D 0.013 , Orthodontic Archwire Super Elastic Nickel Titanium Archwire D .022 X .028 , Orthodontic Archwire Super Elastic Nickel Titanium Archwire D .022 X .028 , Orthodontic Archwire Super Elastic Nickel Titanium Archwire D .014 X .025 , Orthodontic Archwire Super Elastic Nickel Titanium Archwire D .014 X .025 , Orthodontic Archwire Super Elastic Nickel Titanium Archwire D .014 X .025 , Orthodontic Archwire Super Elastic Nickel Titanium Archwire D . 014 X .025 , Orthodontic Archwire Super Elastic Tituanium Archwire D .014 X .025, Orthodontic Wire Super Elastic Nitinol Spool D .012 (15'), Orthodontic Wire Super Elastic Nitinol Spool D .014 (15'), Orthodontic Wire Super Elastic Nitinol Spool D .016 (15'), Orthodontic Wire Super Elastic Nitinol Spool D .018 (15'), Orthodontic Wire Super Elastic Nitinol Archwire D .020 X (15'), Orthodontic Archwire Super Elastic Nickel Titanium Archwire D 0.012 , Orthodontic Archwire Super Elastic Nickel Titanium Archwire D 0.012 , Orthodontic Archwire Super Elastic Nickel Titanium Archwire D 0.014 , Orthodontic Archwire Super Elastic Nickel Titanium Archwire D 0.014, Orthodontic Archwire Super Elastic Nickel Titanium Archwire D 0.016 , Orthodontic Archwire Super Elastic Nickel Titanium Archwire D 0.018, Orthodontic Archwire Super Elastic Nickel Titanium Archwire D 0.018 , Orthodontic Archwire Super Elastic Nickel Titanium Archwire D 0.02, Orthodontic Archwire Super Elastic Nickel Titanium Archwire D 0.02 , Orthodontic Archwire Super Elastic Nickel Titanium Archwire D .016 X .016, Orthodontic Archwire Super Elastic Nickel Titanium Archwire D .016 X .022, Orthodontic Archwire Super Elastic Nickel Titanium Archwire D .016 X .022 , Orthodontic Archwire Super Elastic Nickel Titanium Archwire D .017 X .025 , Orthodontic Archwire Super Elastic Nickel Titanium Archwire D .018 X .018 , Orthodontic Archwire Super Elastic Nickel Titanium Archwire D .018 X .025 , Orthodontic Archwire Super Elastic Nickel Titanium Archwire D .018 X .025 , Orthodontic Archwire Super Elastic Nickel Titanium Archwire D .019 X .025 , Orthodontic Archwire Super Elastic Nickel Titanium Archwire D .019 X .025 , Orthodontic Archwire Super Elastic Nickel Titanium Archwire D .021 X .025 , Orthodontic Archwire Super Elastic Nickel Titanium Archwire D .021 X .025 , Orthodontic Archwire Super Elastic Nickel Titanium Archwire D .020 X .020 , Orthodontic Archwire Super Elastic Nickel Titanium Archwire D .020 X .020, Orthodontic Archwire Super Elastic Nickel Titanium Archwire D .016 X .025 , Orthodontic Archwire Super Elastic Nickel Titanium Archwire D 0 .16 X .025 , Orthodontic Archwire Super Elastic Nickel Titanium Archwire D .014 X .025, Orthodontic Spring Nickel Titanium Spring D 7' , Orthodontic Spring Nickel Titanium Spring D 6MM (5), Orthodontic Spring Nickel Titanium Spring D 9MM (5), Orthodontic Spring Nickel Titanium Spring D 12MM , Orthodontic Spring Nickel Titanium Spring Springs , Orthodontic Spring Nickel Titanium Spring D .010 X .030 (15' SPOOL), Orthodontic Spring Nickel Titanium Spring D 020x100 , Orthodontic Spring Nickel Titanium Spring D 15' SPOOL, Orthodontic Archwire Super Elastic Nickel Titanium Archwire D 0.012 , Orthodontic Archwire Super Elastic Nickel Titanium Archwire D 0.014 , Orthodontic Archwire Super Elastic Nickel Titanium Archwire D 0.016 , Orthodontic Archwire Super Elastic Nickel Titanium Archwire D 0.016, Orthodontic Archwire Super Elastic Nickel Titanium Archwire D 0.018 , Orthodontic Archwire Super Elastic Nickel Titanium Archwire D . 016 X .016 , Orthodontic Archwire Super Elastic Nickel Titanium Archwire D .016 X .016 , Orthodontic Archwire Super Elastic Nickel Titanium Archwire D .016 X .022 , Orthodontic Archwire Super Elastic Nickel Titanium Archwire D .016 X .022 , Orthodontic Archwire Super Elastic Nickel Titanium Archwire D .017 X .025 , Orthodontic Archwire Super Elastic Nickel Titanium Archwire D .017 X .025 , Orthodontic Archwire Super Elastic Nickel Titanium Archwire D .018 X .018 , Orthodontic Archwire Super Elastic Nickel Titanium Archwire D . 018 X .018 , Orthodontic Archwire Super Elastic Nickel Titanium Archwire D .018 X .025 , Orthodontic Archwire Super Elastic Nickel Titanium Archwire D .018 X .025 , Orthodontic Archwire Super Elastic Nickel Titanium Archwire D .019 X .025 , Orthodontic Archwire Super Elastic Nickel Titanium Archwire D .019 X .025 , Orthodontic Archwire Super Elastic Nickel Titanium Archwire D .021 X ,025 , Orthodontic Archwire Super Elastic Nickel Titanium Archwire D .021 X ,025 , Orthodontic Spring Nickel Titanium Spring D .010 X .030 (7'), Orthodontic Spring Nickel Titanium Spring D .012 X .030 (7'), Orthodontic Spring Nickel Titanium Spring D .014 X .036 (7'), Orthodontic Spring Nickel Titanium Spring D .009 X .030 (15'SPOOL) , Orthodontic Spring Nickel Titanium Spring D .010 X .030 (15'SPOOL) , Orthodontic Spring Nickel Titanium Spring D .010 X .030 (15'SPOOL), Orthodontic Spring Nickel Titanium Spring D .012 X .030 (15'SPOOL), Orthodontic Spring Nickel Titanium Spring D .010 X .036 (15'SPOOL) , Orthodontic Archwire Stainless Keyhole 2-Loop Archwire D .016x022( 36MM) , Orthodontic Archwire Stainless Keyhole 2-Loop Archwire D .016x022( 38 MM) , Orthodontic Archwire Stainless Keyhole 2-Loop Archwire D .016x022( 40 MM) , Orthodontic Archwire Stainless Keyhole 2-Loop Archwire D .016x022( 42MM) , Orthodontic Archwire Stainless Keyhole 2-Loop Archwire D .016x022( 44 MM) , Orthodontic Archwire Stainless Keyhole 2-Loop Archwire D .017X025( 22MM) , Orthodontic Archwire Stainless Keyhole 2-Loop Archwire D .017X025( 24MM) , Orthodontic Archwire Stainless Keyhole 2-Loop Archwire D .017X025( 26MM) , Orthodontic Archwire Stainless Keyhole 2-Loop Archwire D .017X025( 28MM) , Orthodontic Archwire Stainless Keyhole 2-Loop Archwire D .017X025( 30MM) , Orthodontic Archwire Stainless Keyhole 2-Loop Archwire D .017X025( 32MM) , Orthodontic Archwire Stainless Keyhole 2-Loop Archwire D .017X025 (34MM) , Orthodontic Archwire Stainless Keyhole 2-Loop Archwire D .017X025( 36MM) , Orthodontic Archwire Stainless Keyhole 2-Loop Archwire D .017X025( 38MM) , Orthodontic Archwire Stainless Keyhole 2-Loop Archwire D .017X025( 40MM) , Orthodontic Archwire Stainless Keyhole 2-Loop Archwire D .017X025( 42MM) , Orthodontic Archwire Stainless Keyhole 2-Loop Archwire D .017X025 (44MM) , Orthodontic Archwire Stainless Keyhole 2-Loop Archwire D .019 X .025 (22MM) , Orthodontic Archwire Stainless Keyhole 2-Loop Archwire D .019 X .025 (24MM) , Orthodontic Archwire Stainless Keyhole 2-Loop Archwire D .019 X .025 (26MM) , Orthodontic Archwire Stainless Keyhole 2-Loop Archwire D .019 X .025 (28MM) , Orthodontic Archwire Stainless Keyhole 2-Loop Archwire D .019 X .025 (30MM) , Orthodontic Archwire Stainless Keyhole 2-Loop Archwire D .019 X .025 (32MM) , Orthodontic Archwire Stainless Keyhole 2-Loop Archwire D .019 X .025 (34mm) , Orthodontic Archwire Stainless Keyhole 2-Loop Archwire D .019 X .025 (36MM) , Orthodontic Archwire Stainless Keyhole 2-Loop Archwire D .019 X .025(38MM) , Orthodontic Archwire Stainless Keyhole 2-Loop Archwire D .019 X .025 (40MM) , Orthodontic Archwire Stainless Keyhole 2-Loop Archwire D .019 X .025 (42MM) , Orthodontic Archwire Stainless Keyhole 2-Loop Archwire D .019 X .025 (44MM) , Orthodontic Archwire Stainless Keyhole 2-Loop Archwire D .021 X025(22MM) , Orthodontic Archwire Stainless Keyhole 2-Loop Archwire D .021 X025(24MM ) , Orthodontic Archwire Stainless Keyhole 2-Loop Archwire D .021 X025(26MM ) , Orthodontic Archwire Stainless Keyhole 2-Loop Archwire D .021 X025(28MM) , Orthodontic Archwire Stainless Keyhole 2-Loop Archwire D .021 X025(30MM) , Orthodontic Archwire Stainless Keyhole 2-Loop Archwire D .021 X025(32MM) , Orthodontic Archwire Stainless Keyhole 2-Loop Archwire D .021 X025(34MM) , Orthodontic Archwire Stainless Keyhole 2-Loop Archwire D .021 X025(36MM) , Orthodontic Archwire Stainless Keyhole 2-Loop Archwire D .021 X025(38MM ) , Orthodontic Archwire Stainless Keyhole 2-Loop Archwire D .021 X025(40MM) , Orthodontic Archwire Stainless Keyhole 2-Loop Archwire D .021 X025(42MM ) , Orthodontic Archwire Stainless Keyhole 2-Loop Archwire D .021 X025(44MM) , Orthodontic Archwire Stainless Keyhole 2-Loop Archwire D. 016 X025(22MM) , Orthodontic Archwire Stainless Keyhole 2-Loop Archwire D .016 X025(24MM) , Orthodontic Archwire Stainless Keyhole 2-Loop Archwire D .016 X025(26MM) , Orthodontic Archwire Stainless Keyhole 2-Loop Archwire D .016 X025(28MM) , Orthodontic Archwire Stainless Keyhole 2-Loop Archwire D .016 X025(30MM) , Orthodontic Archwire Stainless Keyhole 2-Loop Archwire D .016 X025(32MM) , Orthodontic Archwire Stainless Keyhole 2-Loop Archwire D .016 X025(34MM) , Orthodontic Archwire Stainless Keyhole 2-Loop Archwire D .016 X025(36MM), Orthodontic Archwire Stainless Keyhole 2-Loop Archwire D .016 X025(38MM), Orthodontic Archwire Stainless Keyhole 2-Loop Archwire D .016 X025(40MM), Orthodontic Archwire Stainless Keyhole 2-Loop Archwire D .016 X025(42MM ), Orthodontic Archwire Stainless Keyhole 2-Loop Archwire D .016 X025(44MM), Orthodontic Archwire Stainless Keyhole 2-Loop Archwire D .017 X025(22MM) , Orthodontic Archwire Stainless Keyhole 2-Loop Archwire D .017 X025(24MM) , Orthodontic Archwire Stainless Keyhole 2-Loop Archwire D .017 X025(26MM) , Orthodontic Archwire Stainless Keyhole 2-Loop Archwire D .017 X025(28MM) , Orthodontic Archwire Stainless Keyhole 2-Loop Archwire D .017 X025(30MM) , Orthodontic Archwire Stainless Keyhole 2-Loop Archwire D .017 X025(32MM) , Orthodontic Archwire Stainless Keyhole 2-Loop Archwire D .017 X025(34MM) , Orthodontic Archwire Stainless Keyhole 2-Loop Archwire D .017 X025(36MM) , Orthodontic Archwire Stainless Keyhole 2-Loop Archwire D .017 X025(38MM), Orthodontic Archwire Stainless Keyhole 2-Loop Archwire D .017 X025(40MM), Orthodontic Archwire Stainless Keyhole 2-Loop Archwire D .017 X025(42MM), Orthodontic Archwire Stainless Keyhole 2-Loop Archwire D .017 X025(44MM), Orthodontic Archwire Stainless Keyhole 2-Loop Archwire D .019 X025(22MM) , Orthodontic Archwire Stainless Keyhole 2-Loop Archwire D .019 X025(24MM ), Orthodontic Archwire Stainless Keyhole 2-Loop Archwire D .019 X025(26MM) , Orthodontic Archwire Stainless Keyhole 2-Loop Archwire D .019 X025(28MM ) , Orthodontic Archwire Stainless Keyhole 2-Loop Archwire D .019 X025(30MM) , Orthodontic Archwire Stainless Keyhole 2-Loop Archwire D .019 X025(32MM) , Orthodontic Archwire Stainless Keyhole 2-Loop Archwire D .019 X025(34MM) , Orthodontic Archwire Stainless Keyhole 2-Loop Archwire D .019 X025(36MM) , Orthodontic Archwire Stainless Keyhole 2-Loop Archwire D .019 X025(38MM) , Orthodontic Archwire Stainless Keyhole 2-Loop Archwire D .019 X025(40MM) , Orthodontic Archwire Stainless Keyhole 2-Loop Archwire D .019 X025(42MM) , Orthodontic Archwire Stainless Keyhole 2-Loop Archwire D .019 X025(44MM) , Orthodontic Archwire Stainless Retraction Archwire D .016 (22MM) , Orthodontic Archwire Stainless Retraction Archwire D .016 (28MM), Orthodontic Archwire Stainless Retraction Archwire D .016 (30MM), Orthodontic Archwire Stainless Retraction Archwire D .016 (32MM), Orthodontic Archwire Stainless Retraction Archwire D .016 (36MM), Orthodontic Archwire Stainless Retraction Archwire D .016 (38MM), Orthodontic Archwire Stainless Retraction Archwire D .016 (40MM), Orthodontic Archwire Stainless Retraction Archwire D .016 (42MM), Orthodontic Archwire Stainless Retraction Archwire D .016 (44MM), Orthodontic Archwire Stainless Retraction Archwire D .016 X .022 (26MM) , Orthodontic Archwire Stainless Retraction Archwire D .016 X .022 (34MM) , Orthodontic Archwire Stainless Retraction Archwire D .016 X .022 (38MM) , Orthodontic Archwire Stainless Retraction Archwire D .016 X .022 (42MM) , Orthodontic Archwire Stainless Retraction Archwire D .016 X .022 (44MM) , Orthodontic Archwire Stainless Retraction Archwire D .016 X .022 (46MM) , Orthodontic Archwire Stainless Retraction Archwire D .017 X .025 (24MM), Orthodontic Archwire Stainless Retraction Archwire D .017 X .025 (26MM) , Orthodontic Archwire Stainless Retraction Archwire D .017 X .025 (28MM), Orthodontic Archwire Stainless Retraction Archwire D .017 X .025 (30MM) , Orthodontic Archwire Stainless Retraction Archwire D .017 X .025 (32MM) , Orthodontic Archwire Stainless Retraction Archwire D .017 X .025 (34MM) , Orthodontic Archwire Stainless Retraction Archwire D .017 X .025 (36MM) , Orthodontic Archwire Stainless Retraction Archwire D .017 X .025 (38MM) , Orthodontic Archwire Stainless Retraction Archwire D .017 X .025 (40MM) , Orthodontic Archwire Stainless Retraction Archwire D .017 X .025 (42MM) , Orthodontic Archwire Stainless Retraction Archwire D .017 X .025 (44MM) , Orthodontic Archwire Stainless Retraction Archwire D .017 X .025 (46MM) , Orthodontic Archwire Posted Stainless Archwire D . 018 (22MM), Orthodontic Archwire Posted Stainless Archwire D . 018 (24MM), Orthodontic Archwire Posted Stainless Archwire D .018 (26MM), Orthodontic Archwire Posted Stainless Archwire D .018 (28MM), Orthodontic Archwire Posted Stainless Archwire D .018 (30MM), Orthodontic Archwire Posted Stainless Archwire D .018 (32MM), Orthodontic Archwire Posted Stainless Archwire D . 018 (34MM), Orthodontic Archwire Posted Stainless Archwire D .018 (36MM), Orthodontic Archwire Posted Stainless Archwire D .018 (38MM) , Orthodontic Archwire Posted Stainless Archwire D . 018 (40MM) , Orthodontic Archwire Posted Stainless Archwire D .018 (42MM), Orthodontic Archwire Posted Stainless Archwire D . 018 (44MM), Orthodontic Archwire Posted Stainless Archwire D . 016 X.022 (22MM) , Orthodontic Archwire Posted Stainless Archwire D .016 X.022 (24MM) , Orthodontic Archwire Posted Stainless Archwire D . 016 X.022 (26MM) , Orthodontic Archwire Posted Stainless Archwire D .016 X.022 (28MM) , Orthodontic Archwire Posted Stainless Archwire D .016 X.022 (30MM) , Orthodontic Archwire Posted Stainless Archwire D .016 X.022 (32MM) , Orthodontic Archwire Posted Stainless Archwire D .016 X.022 (34MM) , Orthodontic Archwire Posted Stainless Archwire D .016 X.022 (36MM) , Orthodontic Archwire Posted Stainless Archwire D . 016 X.022 (38MM) , Orthodontic Archwire Posted Stainless Archwire D .016 X.022 (40MM) , Orthodontic Archwire Posted Stainless Archwire D . 016 X.022 (42MM) , Orthodontic Archwire Posted Stainless Archwire D .016 X.022 (44MM) , Orthodontic Archwire Posted Stainless Archwire D .017 X .025 (22MM), Orthodontic Archwire Posted Stainless Archwire D .017 X .025 (24MM), Orthodontic Archwire Posted Stainless Archwire D . 017 X .025 (26MM), Orthodontic Archwire Posted Stainless Archwire D .017 X .025 (28MM), Orthodontic Archwire Posted Stainless Archwire D .017 X .025 (30MM), Orthodontic Archwire Posted Stainless Archwire D . X .025 (32MM) , Orthodontic Archwire Posted Stainless Archwire D . 017 X .025 (34MM), Orthodontic Archwire Posted Stainless Archwire D . 017 X .025 (36MM), Orthodontic Archwire Posted Stainless Archwire D .017 X .025 (38MM), Orthodontic Archwire Posted Stainless Archwire D . 017 X .025 (40MM), Orthodontic Archwire Posted Stainless Archwire D .017 X .025 (42MM), Orthodontic Archwire Posted Stainless Archwire D .017 X .025 (44MM), Orthodontic Archwire Posted Stainless Archwire D .018 X .025 (22MM), Orthodontic Archwire Posted Stainless Archwire D .018 X .025 (24MM), Orthodontic Archwire Posted Stainless Archwire D .018 X .025 (26MM) , Orthodontic Archwire Posted Stainless Archwire D .018 X .025 (28MM), Orthodontic Archwire Posted Stainless Archwire D .018 X .025 (30MM) , Orthodontic Archwire Posted Stainless Archwire D .018 X .025 (32MM), Orthodontic Archwire Posted Stainless Archwire D .018 X .025 (34MM), Orthodontic Archwire Posted Stainless Archwire D .018 X .025 (36MM), Orthodontic Archwire Posted Stainless Archwire D .018 X .025 (38MM) , Orthodontic Archwire Posted Stainless Archwire D .018 X .025 (40MM), Orthodontic Archwire Posted Stainless Archwire D .018 X .025 (42MM), Orthodontic Archwire Posted Stainless Archwire D .018 X .025 (44MM), Orthodontic Archwire Posted Stainless Archwire D .019 X .025 (22MM) , Orthodontic Archwire Posted Stainless Archwire D .019 X .025 (24MM) , Orthodontic Archwire Posted Stainless Archwire D .019 X .025 (26MM) , Orthodontic Archwire Posted Stainless Archwire D .019 X .025 (28MM) , Orthodontic Archwire Posted Stainless Archwire D .019 X .025 (30MM) , Orthodontic Archwire Posted Stainless Archwire D .019 X .025 (32MM) , Orthodontic Archwire Posted Stainless Archwire D .019 X .025 (34MM) , Orthodontic Archwire Posted Stainless Archwire D .019 X .025 (36MM) , Orthodontic Archwire Posted Stainless Archwire D .019 X .025 (38MM) , Orthodontic Archwire Posted Stainless Archwire D .019 X .025 (40MM), Orthodontic Archwire Posted Stainless Archwire D .019 X .025 (42MM) , Orthodontic Archwire Posted Stainless Archwire D .019 X .025 (44MM), Orthodontic Archwire Super Elastic Nickel Titanium Archwire D 0.012 , Orthodontic Archwire Super Elastic Nickel Titanium Archwire D 0.012 , Orthodontic Archwire Super Elastic Nickel Titanium Archwire D 0.012 , Orthodontic Archwire Super Elastic Nickel Titanium Archwire D 0.012 , Orthodontic Archwire Super Elastic Nickel Titanium Archwire D 0.012 , Orthodontic Archwire Super Elastic Nickel Titanium Archwire D 0.012 , Orthodontic Archwire Super Elastic Nickel Titanium Archwire D 0.012 , Orthodontic Archwire Super Elastic Nickel Titanium Archwire D 0.012 , Orthodontic Archwire Super Elastic Nickel Titanium Archwire D 0.012 , Orthodontic Archwire Super Elastic Nickel Titanium Archwire D 0.014 , Orthodontic Archwire Super Elastic Nickel Titanium Archwire D 0.014, Orthodontic Archwire Super Elastic Nickel Titanium Archwire D 0.014 , Orthodontic Archwire Super Elastic Nickel Titanium Archwire D 0.014 , Orthodontic Archwire Super Elastic Nickel Titanium Archwire D 0.014 , Orthodontic Archwire Super Elastic Nickel Titanium Archwire D 0.014 , Orthodontic Archwire Super Elastic Nickel Titanium Archwire D 0.014 , Orthodontic Archwire Super Elastic Nickel Titanium Archwire D 0.014 , Orthodontic Archwire Super Elastic Nickel Titanium Archwire D 0.014 , Orthodontic Archwire Super Elastic Nickel Titanium Archwire D 0.014 , Orthodontic Archwire Super Elastic Nickel Titanium Archwire D 0.016 , Orthodontic Archwire Super Elastic Nickel Titanium Archwire D 0.016 , Orthodontic Archwire Super Elastic Nickel Titanium Archwire D 0.016 , Orthodontic Archwire Super Elastic Nickel Titanium Archwire D 0.016 , Orthodontic Archwire Super Elastic Nickel Titanium Archwire D 0.016 , Orthodontic Archwire Super Elastic Nickel Titanium Archwire D 0.016 , Orthodontic Archwire Super Elastic Nickel Titanium Archwire D 0.016 , Orthodontic Archwire Super Elastic Nickel Titanium Archwire D 0.016 , Orthodontic Archwire Super Elastic Nickel Titanium Archwire D 0.016 , Orthodontic Archwire Super Elastic Nickel Titanium Archwire D 0.018 , Orthodontic Archwire Super Elastic Nickel Titanium Archwire D 0.018 , Orthodontic Archwire Super Elastic Nickel Titanium Archwire D 0.018 , Orthodontic Archwire Super Elastic Nickel Titanium Archwire D 0.018 , Orthodontic Archwire Super Elastic Nickel Titanium Archwire D 0.018 , Orthodontic Archwire Super Elastic Nickel Titanium Archwire D 0.018 , Orthodontic Archwire Super Elastic Nickel Titanium Archwire D 0.018 , Orthodontic Archwire Super Elastic Nickel Titanium Archwire D 0.018 , Orthodontic Archwire Super Elastic Nickel Titanium Archwire D 0.018 , Orthodontic Archwire Super Elastic Nickel Titanium Archwire D 0.018 , Orthodontic Archwire Super Elastic Nickel Titanium Archwire D 0.02 , Orthodontic Archwire Super Elastic Nickel Titanium Archwire D 0.02 , Orthodontic Archwire Super Elastic Nickel Titanium Archwire D 0.02 , Orthodontic Archwire Super Elastic Nickel Titanium Archwire D 0.02 , Orthodontic Archwire Super Elastic Nickel Titanium Archwire D 0.02, Orthodontic Archwire Super Elastic Nickel Titanium Archwire D 0.02 , Orthodontic Archwire Super Elastic Nickel Titanium Archwire D 0.02 , Orthodontic Archwire Super Elastic Nickel Titanium Archwire D .016 X .016, Orthodontic Archwire Super Elastic Nickel Titanium Archwire D .016 X .016 , Orthodontic Archwire Super Elastic Nickel Titanium Archwire D .016 X .016 , Orthodontic Archwire Super Elastic Nickel Titanium Archwire D .016 X .016 , Orthodontic Archwire Super Elastic Nickel Titanium Archwire D .016 X .016 , Orthodontic Archwire Super Elastic Nickel Titanium Archwire D .016 X .016 , Orthodontic Archwire Super Elastic Nickel Titanium Archwire D .016 X .016 , Orthodontic Archwire Super Elastic Nickel Titanium Archwire D .016 X .022 , Orthodontic Archwire Super Elastic Nickel Titanium Archwire D .016 X .022 , Orthodontic Archwire Super Elastic Nickel Titanium Archwire D .016 X .022 , Orthodontic Archwire Super Elastic Nickel Titanium Archwire D .016 X .022 , Orthodontic Archwire Super Elastic Nickel Titanium Archwire D .016 X .022 , Orthodontic Archwire Super Elastic Nickel Titanium Archwire D .016 X .022, Orthodontic Archwire Super Elastic Nickel Titanium Archwire D .017 X .025 , Orthodontic Archwire Super Elastic Nickel Titanium Archwire D 0.018 , Orthodontic Archwire Super Elastic Nickel Titanium Archwire D 0.018 , Orthodontic Archwire Super Elastic Nickel Titanium Archwire D 0.02 , Orthodontic Archwire Super Elastic Nickel Titanium Archwire D 0.02 , Orthodontic Archwire Super Elastic Nickel Titanium Archwire D .016 X .016 , Orthodontic Archwire Super Elastic Nickel Titanium Archwire D .016 X .016 , Orthodontic Archwire Super Elastic Nickel Titanium Archwire D .016 X .022 , Orthodontic Archwire Super Elastic Nickel Titanium Archwire D .016 X .022 , Orthodontic Archwire Super Elastic Nickel Titanium Archwire D .017 X .025 , Orthodontic Archwire Super Elastic Nickel Titanium Archwire D. 017 X .025 , Orthodontic Archwire Super Elastic Nickel Titanium Archwire | MEDIK LINE STEWART | 2023-10-10T00:00:00.000+02:00 | Ortho Arch Company 1107 Tower Road Schaumburg, IL 60173 USA | 103-024, 103-026, 103-034, 103-036, 103-622, 103-624, 103-626, 103-628, 103-630, 103-632, 103-634, 226-0140G, 226-014D, 226-014G, 226-014N, 226-015, 226-0150, 226-0150G, 226-015G, 226-015M, 226-015N, 226-016, 226-016G, 226-016M, 226-017, 226-017G, 226-017M, 226-018, 226-0180, 226-0180G, 226-018D, 226-018G, 226-018M, 226-018N, 226-019, 226-0190, 226-0190G, 226-019G, 226-019N, 226-020, 226-0200, 226-0200G, 226-020D, 226-020G, 226-020N, 226-021, 226-0210, 226-0210G, 226-021G, 226-021N, 226-022, 226-0220, 226-0220G, 226-022G, 226-022M, 226-023, 226-0230, 226-0230G, 226-023G, 226-023M, 226-024, 226-024D, 226-024G, 226-025, 226-025G, 226-026, 226-026D, 226-026G, 226-027, 226-027G, 226-028D, 226-029, 226-031, 226-035, 226-035D, 226-035G, 226-037, 226-037G, 226-081, 226-082, 226-083, 226-084, 226-085, 226-100, 226-101, 226-102, 226-103, 226-104, 226-105, 226-106, 226-107, 226-108, 226-109, 226-110, 226-111, 226-112, 226-113, 226-114, 226-115, 226-116, 226-117, 226-118, 226-119, 226-120, 226-121, 226-122, 226-123, 226-124, 226-125, 226-126, 226-127, 226-135, 226-137, 226-138, 226-141, 226-142, 226-144, 226-145, 226-146, 226-147, 226-154, 226-201, 226-203, 226-204, 226-205, 226-206, 226-207, 226-210, 226-211, 226-212, 226-213, 226-214, 226-215, 226-216, 226-217, 226-218, 226-219, 226-220, 226-221, 226-222, 226-223, 226-230, 226-232, 226-234, 226-239, 226-240, 226-240M, 226-242, 226-243, 103-636, 103-638, 103-640, 103-642, 103-644, 103-722, 103-724, 103-726, 103-728, 103-730, 103-732, 103-734, 103-736, 103-738, 103-740, 103-742, 103-744, 103-922, 103-924, 103-926, 103-928, 103-930, 103-932, 103-934, 103-936, 103-938, 103-940, 103-942, 103-944, 105-022, 105-024, 105-026, 105-028, 105-030, 105-032, 105-034, 105-036, 103-038, 103-040, 105-042, 105-044, 105-622, 105-624, 105-626, 105-628, 105-630, 105-632, 105-634, 105-636, 105-638, 105-640, 105-642, 105-644, 105-722, 105-724, 105-726, 105-728, 105-730, 105-732, 105-734, 105-736, 105-738, 105-740, 105-742, 105-744, 105-922, 105-924, 105-926, 105-928, 105-930, 105-932, 105-934, 105-936, 105-938, 105-940, 105-942, 105-944, 107-147, 107-150, 107-152, 107-153, 107-155, 107-156, 107-157, 107-158, 107-159, 107-626, 107-634, 107-638, 107-642, 107-644, 107-646, 107-724, 107-726, 107-728, 107-730, 107-732, 107-734, 107-736, 107-738, 107-740, 107-742, 107-744, 107-746, 110-122, 110-124, 110-126, 110-128, 110-130, 110-132, 110-134, 110-136, 110-138, 110-140, 110-142, 110-144, 110-622, 110-624, 110-626, 110-628, 110-630, 110-632, 110-634, 110-636, 110-638, 110-640, 110-642, 110-644, 110-722, 110-724, 110-726, 110-728, 110-730, 110-732, 110-734, 110-736, 110-738, 110-740, 110-742, 110-744, 110-822, 110-824, 110-826, 110-828, 110-830, 110-832, 110-834, 110-836, 110-838, 110-840, 110-842, 110-844, 110-922, 110-924, 110-926, 110-928, 110-930, 110-932, 110-934, 110-936, 110-938, 110-940, 110-942, 110-944, 226-000, 226-0000, 226-0000G, 226-000G, 226-000M, 226-000N, 226-001, 226-0010, 226-0010G, 226-001D, 226-001G, 226-001M, 226-001N, 226-002, 226-0020, 226-0020G, 226-002D, 226-002G, 226-002M, 226-002N, 226-003, 226-0030, 226-0030G, 226-003G, 226-003M, 226-003N, 226-004, 226-0040, 226-0040G, 226-004D, 226-004G, 226-004N, 226-005, 226-0050, 226-0050G, 226-005G, 226-005N, 226-006, 226-0060, 226-0060G, 226-006D, 226-006G, 226-006M, 226-006N, 226-007, 226-0070, 226-0070G, 226-007G, 226-007N, 226-008, 226-0080, 226-0080G, 226-008D, 226-008G, 226-008M, 226-008N, 226-009, 226-0090, 226-0090G, 226-009G, 226-009M, 226-009N, 226-010, 226-0100, 226-010D, 226-010G, 226-010N, 226-011, 226-0110, 226-011G, 226-011M, 226-011N, 226-012, 226-0120, 226-0120G, 226-012D, 226-012G, 226-012M, 226-012N, 226-013, 226-0130, 226-0130G, 226-013G, 226-013N, 226-014, 226-0140, 226-506, 226-507, 226-508, 226-509, 226-510, 226-511, 226-512, 226-513, 226-514, 226-515, 226-516, 226-517, 226-518, 226-519, 226-520, 226-521, 226-522, 226-523, 226-524, 226-525, 226-526, 226-527, 226-528, 226-529, 226-624, 226-628, 226-634, 226-638, 226-642, 226-80 | Klasa IIa | Hark Ortodontik celiku me dy laqe D .021x.025: 24 mm, Hark Ortodontik celiku me dy laqe D .021x.025: 26 mm, Hark Ortodontik celiku me dy laqe D .021x.025: 34 mm, Hark Ortodontik celiku me dy laqe D .021x025: 36 mm, Hark Ortodontik celiku me dy laqe D .016x022: 22 mm, Hark Ortodontik celiku me dy laqe D .016x022: 24 mm, Hark Ortodontik celiku me dy laqe D .016x022: 26 mm, Hark Ortodontik celiku me dy laqe D .016X022: 28 mm, Hark Ortodontik celiku me dy laqe D .016x022:30 mm, Hark Ortodontik celiku me dy laqe D .016X022: 32 mm, Hark Ortodontik celiku me dy laqe D .016X022: 34 mm , Hark Ortodontik Ni-Ti super elastik D . 017 X .025, Hark Ortodontik Ni-Ti super elastik D .017 X .025, Hark Ortodontik Ni-Ti super elastik D .017 X 025, Hark Ortodontik Ni-Ti super elastik D . 017 X .025, Hark Ortodontik Ni-Ti super elastik D . 018 X .018, Hark Ortodontik Ni-Ti super elastik D .018 X .018, Hark Ortodontik Ni-Ti super elastik D. 018 X .018, Hark Ortodontik Ni-Ti super elastik D. 018 X .025, Hark Ortodontik Ni-Ti super elastik D. 018 X .025, Hark Ortodontik Ni-Ti super elastik D . 018 X .025, Hark Ortodontik Ni-Ti super elastik D . 018 X .025, Hark Ortodontik Ni-Ti super elastik D. 018 X .025 , Hark Ortodontik Ni-Ti super elastik D . 018 X .025 , Hark Ortodontik Ni-Ti super elastik D .018 X .025 , Hark Ortodontik Ni-Ti super elastik D .019 X .025 , Hark Ortodontik Ni-Ti super elastik D. 019 X .025 , Hark Ortodontik Ni-Ti super elastik D . 019 X .025 , Hark Ortodontik Ni-Ti super elastik D .019 X .025 , Hark Ortodontik Ni-Ti super elastik D ..019 X .025 , Hark Ortodontik Ni-Ti super elastik D .021 X .025 , Hark Ortodontik Ni-Ti super elastik D . 021 X .025 , Hark Ortodontik Ni-Ti super elastik D . 021 X .025 , Hark Ortodontik Ni-Ti super elastik D . 020 X .020 , Hark Ortodontik Ni-Ti super elastik D . 020 X .020 , Hark Ortodontik Ni-Ti super elastik D . 016 X .025 , Hark Ortodontik Ni-Ti super elastik D. 016 X .025 , Hark Ortodontik Ni-Ti super elastik D . 016 X .025 , Hark Ortodontik Ni-Ti super elastik D 0.013, Hark Ortodontik Ni-Ti super elastik D .022 X .028, Hark Ortodontik Ni-Ti super elastik D .014 X .025, Hark Ortodontik Ni-Ti super elastik D . 014 X .025, Hark Ortodontik super elastike Nitinol Bobine D 012 (15'), Hark Ortodontik super elastike Nitinol Bobine D 014 (15'), Hark Ortodontik super elastike Nitinol Bobine D 016 (15'), Hark Ortodontik super elastike Nitinol Bobine D 018 (15'), Hark Ortodontik Nitinol super elastik D . 020 X (15'), Hark Ortodontik Ni-Ti super elastik D 0.012, Hark Ortodontik Ni-Ti super elastik D 0.014, Hark Ortodontik Ni-Ti super elastik D 0.014, Hark Ortodontik Ni-Ti super elastik D 0.016 , Hark Ortodontik Ni-Ti super elastik D 0.018, Hark Ortodontik Ni-Ti super elastik D 0.02, Hark Ortodontik Ni-Ti super elastik D .016 X .016, Hark Ortodontik Ni-Ti super elastik D .016 X .022, Hark Ortodontik Ni-Ti super elastik D . 017 X .025, Hark Ortodontik Ni-Ti super elastik D .017 X .025, Hark Ortodontik Ni-Ti super elastik D. 018 X .018 , Hark Ortodontik Ni-Ti super elastik D .018 X .018, Hark Ortodontik Ni-Ti super elastik D .018 X .025, Hark Ortodontik Ni-Ti super elastik D .019 X .025, Hark Ortodontik Ni-Ti super elastik D. 019 X .025, Hark Ortodontik Ni-Ti super elastik D . 021 X .025, Hark Ortodontik Ni-Ti super elastik D .021 X .025, Hark Ortodontik Ni-Ti super elastik D .020 X .020, Hark Ortodontik Ni-Ti super elastik D .016 X .025, Hark Ortodontik Ni-Ti super elastik D .014 X .025, Hark Ortodontik Ni-Ti super elastik D. 014 X .025, Suste Ortodontike Ni-Ti D 7' , Suste Ortodontike Ni-Ti D 6MM (5), Suste Ortodontike Ni-Ti D 9MM (5) , Suste Ortodontike Ni-Ti D 12MM , Suste Ortodontike Ni-Ti Springs, Suste Ortodontike Ni-Ti D .010 X .030 (15' SPOOL), Suste Ortodontike Ni-Ti D.020x100 , Suste Ortodontike Ni-Ti D 15' SPOOL, Hark Ortodontik Ni-Ti super elastik D 0.012 , Hark Ortodontik Ni-Ti super elastik D 0.014, Hark Ortodontik Ni-Ti super elastik D 0.016, Hark Ortodontik Ni-Ti super elastik D 0.018 , Hark Ortodontik Ni-Ti super elastik D . 016 X .016, Hark Ortodontik Ni-Ti super elastik D .016 X .016, Hark Ortodontik Ni-Ti super elastik D .016 X .022, Hark Ortodontik Ni-Ti super elastik D . 017 X .025, Hark Ortodontik Ni-Ti super elastik D . 017 X .025, Hark Ortodontik Ni-Ti super elastik D .018 X .018, Hark Ortodontik Ni-Ti super elastik D .018 X .025, Hark Ortodontik Ni-Ti super elastik D . 018 X .025, Hark Ortodontik Ni-Ti super elastik D ..019 X .025, Hark Ortodontik Ni-Ti super elastik D . 021 X ,025 , Hark Ortodontik Ni-Ti super elastik D. 021 X ,025 , Suste Ortodontike Ni-Ti D .010 X .030 (7'), Suste Ortodontike Teli Ni-Ti D . 012 X .030 (7'), Suste Ortodontike Teli Ni-Ti D . 014 X .036 (7'), Suste Ortodontike Teli Ni-Ti D. 009 X .030 (15'SPOOL) , Suste Ortodontike Teli Ni-Ti D . 010 X .030 (15'SPOOL), Suste Ortodontike Teli Ni-Ti D . 012 X .030 (15'SPOOL), Suste Ortodontike Teli Ni-Ti D . 010 X .036 (15'SPOOL), Hark Ortodontik celiku me dy laqe D .016X022: 36 mm, Hark Ortodontik celiku me dy laqe D .016X022: 38 mm, Hark Ortodontik celiku me dy laqe D .016X022: 40 mm, Hark Ortodontik celiku me dy laqe D .016X022: 42 mm, Hark Ortodontik celiku me dy laqe D .016X022: 44 mm, Hark Ortodontik celiku me dy laqe D .017X025: 22mm, Hark Ortodontik celiku me dy laqe D .017X025: 24mm, Hark Ortodontik celiku me dy laqe D .017X025:26mm, Hark Ortodontik celiku me dy laqe D .017X025:28mm, Hark Ortodontik celiku me dy laqe D .017X025:30mm, Hark Ortodontik celiku me dy laqe D .017X025:32mm, Hark Ortodontik celiku me dy laqe D .017X025:34mm, Hark Ortodontik celiku me dy laqe D .017X025:36mm, Hark Ortodontik celiku me dy laqe D .017X025:38mm, Hark Ortodontik celiku me dy laqe D .017X025:40mm, Hark Ortodontik celiku me dy laqe D .017X025:42mm, Hark Ortodontik celiku me dy laqe D .017X025:44mm, Hark Ortodontik celiku me dy laqe D .019 X .025 :22mm, Hark Ortodontik celiku me dy laqe D .019 X025:24mm, Hark Ortodontik celiku me dy laqe D .019 X025:26mm, Hark Ortodontik celiku me dy laqe D .019 X025:28mm, Hark Ortodontik celiku me dy laqe D .019 X025:30mm, Hark Ortodontik celiku me dy laqe D .019 X025:32mm, Hark Ortodontik celiku me dy laqe D .019 X025:34mm, Hark Ortodontik celiku me dy laqe D .019 X025:36mm, Hark Ortodontik celiku me dy laqe D .019 X025:38mm, Hark Ortodontik celiku me dy laqe D .019 X025:40mm, Hark Ortodontik celiku me dy laqe D .019 X025:42mm, Hark Ortodontik celiku me dy laqe D .019 X025:44mm, Hark Ortodontik celiku me dy laqe D .021 X025:22mm, Hark Ortodontik celiku me dy laqe D .021 X025:24mm, Hark Ortodontik celiku me dy laqe D .021 X025:26mm, Hark Ortodontik celiku me dy laqe D .021 X025:28mm, Hark Ortodontik celiku me dy laqe D .021 X025: 30mm, Hark Ortodontik celiku me dy laqe D .021 X025:32mm, Hark Ortodontik celiku me dy laqe D .021 X025:34mm, Hark Ortodontik celiku me dy laqe D .021 X025:36mm, Hark Ortodontik celiku me dy laqe D .021 X025:38mm, Hark Ortodontik celiku me dy laqe D .021 X025:40mm, Hark Ortodontik celiku me dy laqe D .021 X025:42mm, Hark Ortodontik celiku me dy laqe D .021 X025:44mm, Hark Ortodontik celiku me dy laqe D .016 X025:22mm, Hark Ortodontik celiku me dy laqe D .016 X025:24mm, Hark Ortodontik celiku me dy laqe D .016 X025:26mm, Hark Ortodontik celiku me dy laqe D .016 X025:28mm, Hark Ortodontik celiku me dy laqe D .016 X025:30mm, Hark Ortodontik celiku me dy laqe D .016 X025:32mm, Hark Ortodontik celiku me dy laqe D .016 X025:34mm, Hark Ortodontik celiku me dy laqe D .016 X025:36mm, Hark Ortodontik celiku me dy laqe D .016 X025:38mm, Hark Ortodontik celiku me dy laqe D .016 X025:40mm, Hark Ortodontik celiku me dy laqe D .016 X025:42mm, Hark Ortodontik celiku me dy laqe D .016 X025:44mm, Hark Ortodontik celiku me dy laqe D .017 X025:22mm, Hark Ortodontik celiku me dy laqe D .017 X025:24mm, Hark Ortodontik celiku me dy laqe D .017 X025:26mm, Hark Ortodontik celiku me dy laqe D .017 X025:28mm, Hark Ortodontik celiku me dy laqe D .017 X025:30mm, Hark Ortodontik celiku me dy laqe D .017 X025:32mm, Hark Ortodontik celiku me dy laqe D .017 X025:34mm, Hark Ortodontik celiku me dy laqe D .017 X025:36mm, Hark Ortodontik celiku me dy laqe D .017 X025:38mm, Hark Ortodontik celiku me dy laqe D .017 X025:40mm, Hark Ortodontik celiku me dy laqe D .017 X025:42mm, Hark Ortodontik celiku me dy laqe D .017 X025:44mm, Hark Ortodontik celiku me dy laqe D .019 X025:22mm, Hark Ortodontik celiku me dy laqe D .019 X025:24mm , Hark Ortodontik celiku me dy laqe D .019 X025:26mm, Hark Ortodontik celiku me dy laqe D .019 X025:28mm , Hark Ortodontik celiku me dy laqe D .019 X025:30mm, Hark Ortodontik celiku me dy laqe D .019 X025:32mm, Hark Ortodontik celiku me dy laqe D .019 X025:40mm, Hark Ortodontik celiku me dy laqe D .019 X025:42mm, Hark Ortodontik celiku me dy laqe D .019 X025:44mm, Hark Ortodontik celiku terheqes D .016 (22MM), Hark Ortodontik celiku terheqes D .016 (28MM), Hark Ortodontik celiku terheqes D .016 (30MM), Hark Ortodontik celiku terheqes D .016 (32MM), Hark Ortodontik celiku terheqes D .016 (36MM), Hark Ortodontik celiku terheqes D .016 (38MM), Hark Ortodontik celiku terheqes D .016 (40MM), Hark Ortodontik celiku terheqes D .016 (42MM), Hark Ortodontik celiku terheqes D .016 (44MM), Hark Ortodontik celiku terheqes D .016 X .022 (26MM) , Hark Ortodontik celiku terheqes D .016 X .022 (34MM) , Hark Ortodontik celiku terheqes D .016 X .022 (38MM), Hark Ortodontik celiku terheqes D .016 X.022(42MM), Hark Ortodontik celiku terheqes D .016 X .022 (44MM), Hark Ortodontik celiku terheqes D .016 X .022 (46MM), Hark Ortodontik celiku terheqes D .017 X .025 (24MM), Hark Ortodontik celiku terheqes D .017 X .025 (26MM), Hark Ortodontik celiku terheqes D .017 X .025 (28MM), Hark Ortodontik celiku terheqes D .017 X .025 (30MM), Hark Ortodontik celiku terheqes D .017 X .025 (32MM), Hark Ortodontik celiku terheqes D .017 X .025 (34MM), Hark Ortodontik celiku terheqes D .017 X .025 (36MM), Hark Ortodontik celiku terheqes D .017 X .025 (38MM), Hark Ortodontik celiku terheqes D .017 X .025 (40MM), Hark Ortodontik celiku terheqes D .017 X .025 (42MM), Hark Ortodontik celiku terheqes D .017 X .025 (44MM), Hark Ortodontik celiku terheqes D .017 X .025 (46MM), Hark Ortodontik celiku me stopera D .018 (22MM), Hark Ortodontik celiku me stopera D .018 (24MM), Hark Ortodontik celiku me stopera D .018 (26MM), Hark Ortodontik celiku me stopera D .018 (28MM), Hark Ortodontik celiku me stopera D .018 (30MM), Hark Ortodontik celiku me stopera D .018 (32MM), Hark Ortodontik celiku me stopera D .018 (34MM), Hark Ortodontik celiku me stopera D .018 (36MM), Hark Ortodontik celiku me stopera D .018 (38MM), Hark Ortodontik celiku me stopera D .018 (40MM), Hark Ortodontik celiku me stopera D .018 (42MM), Hark Ortodontik celiku me stopera D .018 (44MM), Hark Ortodontik celiku me stopera D .016 X.022 (22MM) , Hark Ortodontik celiku me stopera D .016 X.022 (24MM) , Hark Ortodontik celiku me stopera D .016 X.022 (26MM) , Hark Ortodontik celiku me stopera D .016 X.022 (28MM) , Hark Ortodontik celiku me stopera D .016 X.022 (30MM) , Hark Ortodontik celiku me stopera D .016 X.022 (32MM) , Hark Ortodontik celiku me stopera D .016 X.022 (34MM) , Hark Ortodontik celiku me stopera D .016 X.022 (36MM) , Hark Ortodontik celiku me stopera D .016 X.022 (38MM) , Hark Ortodontik celiku me stopera D .016 X.022 (40MM) , Hark Ortodontik celiku me stopera D .016 X.022 (42MM) , Hark Ortodontik celiku me stopera D .016 X.022 (44MM) , Hark Ortodontik celiku me stopera D .017 X .025 (22MM), Hark Ortodontik celiku me stopera D .017 X .025 (24MM), Hark Ortodontik celiku me stopera D .017 X .025 (26MM), Hark Ortodontik celiku me stopera D .017 X .025 (28MM), Hark Ortodontik celiku me stopera D .017 X .025 (30MM), Hark Ortodontik celiku me stopera D .017 X .025 (32MM), Hark Ortodontik celiku me stopera D .017 X .025 (34MM), Hark Ortodontik celiku me stopera D .017 X .025 (36MM), Hark Ortodontik celiku me stopera D .017 X .025 (38MM), Hark Ortodontik celiku me stopera D .017 X .025 (40MM), Hark Ortodontik celiku me stopera D .017 X .025 (42MM), Hark Ortodontik celiku me stopera D .017 X .025 (44MM), Hark Ortodontik celiku me stopera D .018 X .025 (22MM), Hark Ortodontik celiku me stopera D .018 X .025 (24MM), Hark Ortodontik celiku me stopera D .018 X .025 (26MM), Hark Ortodontik celiku me stopera D .018 X .025 (28MM), Hark Ortodontik celiku me stopera D .018 X .025 (30MM), Hark Ortodontik celiku me stopera D .018 X .025 (32MM), Hark Ortodontik celiku me stopera D .018 X .025 (34MM), Hark Ortodontik celiku me stopera D .018 X .025 (36MM), Hark Ortodontik celiku me stopera D .018 X .025 (38MM), Hark Ortodontik celiku me stopera D .018 X .025 (40MM), Hark Ortodontik celiku me stopera D .018 X .025 (42MM), Hark Ortodontik celiku me stopera D .018 X .025 (44MM), Hark Ortodontik celiku me stopera D .019 X .025 (22MM), Hark Ortodontik celiku me stopera D .019 X .025 (24MM), Hark Ortodontik celiku me stopera D .019 X .025 (26MM), Hark Ortodontik celiku me stopera D .019 X .025 (28MM), Hark Ortodontik celiku me stopera D .019 X .025 (30MM), Hark Ortodontik celiku me stopera D .019 X .025 (32MM), Hark Ortodontik celiku me stopera D .019 X .025 (34MM), Hark Ortodontik celiku me stopera D .019 X .025 (36MM), Hark Ortodontik celiku me stopera D .019 X .025 (38MM), Hark Ortodontik celiku me stopera D .019 X .025 (40MM), Hark Ortodontik celiku me stopera D .019 X .025 (42MM), Hark Ortodontik celiku me stopera D .019 X .025 (44MM), Hark Ortodontik Ni-Ti super elastik D 0.012, Hark Ortodontik Ni-Ti super elastik D 0.014, Hark Ortodontik Ni-Ti super elastik D 0.014, Hark Ortodontik Ni-Ti super elastik D 0.016, Hark Ortodontik Ni-Ti super elastik D 0.016, Hark Ortodontik Ni-Ti super elastik D 0.018, Hark Ortodontik Ni-Ti super elastik D 0.018, Hark Ortodontik Ni-Ti super elastik D 0.02, Hark Ortodontik Ni-Ti super elastik D 0.02, Hark Ortodontik Ni-Ti super elastik D 0.02, Hark Ortodontik Ni-Ti super elastik D 0.02, Hark Ortodontik Ni-Ti super elastik D .016 X .016, Hark Ortodontik Ni-Ti super elastik D .016 X .016, Hark Ortodontik Ni-Ti super elastik D . 016 X .016, Hark Ortodontik Ni-Ti super elastik D .016 X .016, Hark Ortodontik Ni-Ti super elastik D .016 X .016 , Hark Ortodontik Ni-Ti super elastik D .016 X .022, Hark Ortodontik Ni-Ti super elastik D .016 X .022, Hark Ortodontik Ni-Ti super elastik D .017 X .025, Hark Ortodontik Ni-Ti super elastik D 0.02, Hark Ortodontik Ni-Ti super elastik D .018 X .018, Hark Ortodontik Ni-Ti super elastik D .018 X .018 , Hark Ortodontik Ni-Ti super elastik D .020 X .020, Hark Ortodontik Ni-Ti super elastik D .020 X .020 , Hark Ortodontik Ni-Ti super elastik D 0.016 , Hark Ortodontik Ni-Ti super elastik D 0.016 , Hark Ortodontik Ni-Ti me forca te ndryshme D 0.016, Hark Ortodontik Ni-Ti me forca te ndryshme D 0.018, Hark Ortodontik Ni-Ti me forca te ndryshme D .016 X .016, Hark Ortodontik Ni-Ti me forca te ndryshme D .016 X .016, Hark Ortodontik Ni-Ti me forca te ndryshme D .016 X .022, Hark OrtodontikNi-Ti me forca te ndryshme D .017 X .025, Hark Ortodontik Ni-Ti me forca te ndryshme D. 017 X .025, Hark OrtodontikNi-Ti me forca te ndryshme D .018 X .018, Hark Ortodontik Ni-Ti me forca te ndryshme D. 018 X .018, Hark Ortodontik Ni-Ti me forca te ndryshme D. 018 X .025, Hark Ortodontik Ni-Ti me forca te ndryshme D. 019 X .025 , Hark Ortodontik Ni-Ti me forca te ndryshme D. 021 X .025, Hark Ortodontik Ni-Ti me forca te ndryshme D .021 X .025, Hark Ortodontik Ni-Ti me forca te ndryshme D .020 X .020, Hark Ortodontik Ni-Ti me shume perdorime D 0.018 /24MM, Hark OrtodontikNi-Ti me shume perdorime D 0.018 /28MM, Hark Ortodontik Ni-Ti me shume perdorime D 0.018 /34MM, Hark Ortodontik Ni-Ti me shume perdorime D 0.018 /38MM, Hark Ortodontik Ni-Ti me shume perdorime D 0.018 /42MM, Hark OrtodontikNi-Ti super elastik I para -perdredhur D .016 X .022 /28MM, Hark OrtodontikNi-Ti super elastik I para -perdredhur D .016 X .022 /34MM, Hark Ortodontik Ni-Ti super elastik I para -perdredhur D.016 X .022 /38MM, Hark Ortodontik Ni-Ti super elastik I para -perdredhur D .017 X .025 /28MM, Hark OrtodontikNi-Ti super elastik I para -perdredhur D .017 X .025 /34MM, Hark Ortodontik Ni-Ti super elastik I para -perdredhur D .017 X .025 /38MM, Hark Ortodontik Ni-Ti super elastik I para -perdredhur D .018 X .025 /28MM, Hark OrtodontikNi-Ti super elastik I para -perdredhur D .018 X .025 /34MM, Hark Ortodontik Ni-Ti super elastik I para -perdredhur D .018 X .025/38MM, Hark OrtodontikNi-Ti super elastik I para -perdredhur D .019 X .025 /28MM, Hark Ortodontik Ni-Ti super elastik I para -perdredhur D .019 X .025 /34MM, Hark Ortodontik Ni-Ti super elastik I para -perdredhur D .019 X .025/38MM, Hark Ortodontik Ni-Ti super elastik I para -perdredhur D .021 X .025/ 28MM, Hark Ortodontik Ni-Ti super elastik I para -perdredhur D .021 X .025 /34MM, Hark Ortodontik Ni-Ti super elastik I para -perdredhur D .021 X .025/38MM, Hark Ortodontik Ni-Ti super elastik me harke ne te kundert I shpejte. D 017 X .025/34MM, Hark Ortodontik Ni-Ti super elastik me harke ne te kundert I shpejte.D 017 X .025/38MM, Susta Ortodontike Ni-Ti per ndarje small, Susta Ortodontike Ni-Ti per ndarje large, Hark Ortodontik Ni-Ti me forca te ndryshme D .016 X .016, Hark Ortodontik Ni-Ti me forca te ndryshme D .016 X .022, Hark Ortodontik Ni-Ti me forca te ndryshme D. 017 X .025, Hark Ortodontik Ni-Ti me forca te ndryshme D .017 X .025, Hark Ortodontik Ni-Ti me forca te ndryshme D .018 X .018, Hark OrtodontikNi-Ti me forca te ndryshme D .019 X .025, Hark Ortodontik Ni-Ti me forca te ndryshme D. 019 X .025, Hark Ortodontik Ni-Ti me forca te ndryshme D. 021 X .025, Hark Ortodontik Ni-Ti me forca te ndryshme D. 020 X .020, Hark Ortodontik Ni-Ti me shume perdorime D .016 X .016 /24MM, Hark Ortodontik I perdorimit te nikelit titan D .016 X .016 /28MM, Hark Ortodontik I perdorimit te nikelit titan D .016 X .016 /34MM, Hark Ortodontik I perdorimit te nikelit titan D .016 X .016 /38MM, Hark Ortodontik I perdorimit te nikelit titan D .016 X .016 /42MM , Hark Ortodontik per nderhyrje titani nikeli super elastik D .017X.025 , Hark Ortodontikper nderhyrje titani nikeli super elastik D. 017X.025 , Hark Ortodontikper nderhyrje titani nikeli super elastik D .016X.022, Hark Ortodontik per nderhyrje titani nikeli super elastik D .016X.022, Hark Ortodontik Nic-Co-Loy D 0.036, Hark Ortodontik Nic-Co-Loy D 0.04, Hark Ortodontik Nic-Co-Loy D .016 X .016, Hark Ortodontik Nic-Co-Loy D .016 X .022, Hark Ortodontik Nic-Co-Loy D .019x.025, Hark Ortodontik Nic-Co-Loy D 0.016, Hark Ortodontik Nic-Co-Loy D 0.018, Hark Ortodontik Nic-Co-Loy D .017 X .025, Hark Ortodontik Nic-Co-Loy D.018 X .025, Hark Ortodontik Nic-Co-Loy D .019 X .025, Hark Ortodontik Nic-Co-Loy D .021 X .025, Hark Ortodontik Nic-Co-Loy D .016 x .016, Hark Ortodontik Nic-Co-Loy D .016 x .022, Hark Ortodontik Nic-Co-Loy D .017 x .025, Hark Ortodontik Nic-Co-Loy D .018 x .025, Hark Ortodontik Nic-Co-Loy D .019 x .025, Hark Ortodontik Nic-Co-Loy D .021 x .025, Hark Ortodontik per terheqje Nic-Co-Loy me 4 vrima celesi D .019 X .025 /22MM, Hark Ortodontik per terheqje Nic-Co-Loy me 4 vrima celesi D .019 X .026 /24MM, Hark Ortodontik per terheqje Nic-Co-Loy me 4 vrima celesi D 019 X .027/ 26MM, Hark Ortodontik per terheqje Nic-Co-Loy me 4 vrima celesi D 019 X .028/ 28MM, Hark Ortodontik per terheqje Nic-Co-Loy me 4 vrima celesi D .019 X .029 /30MM, Hark Ortodontik per terheqje Nic-Co-Loy me 4 vrima celesi D .019 X .030 /32MM, Hark Ortodontik per terheqje Nic-Co-Loy me 4 vrima celesi D .019 X .031 /34MM, Hark Ortodontik per terheqje Nic-Co-Loy me 4 vrima celesi D .019 X .032/ 36MM, Suste Ortodontike Teli Ni-Ti D .014 X .036 (15'SPOOL), Suste Ortodontike Teli Ni-Ti D . 010 X .045 (15'SPOOL), Suste Ortodontike Teli Ni-Ti D .012 X .045 (15'SPOOL), Hark Ortodontik Ni-Ti super elastik D 0.012, Hark Ortodontik Ni-Ti super elastik D 0.012, Hark Ortodontik Ni-Ti super elastik D 0.014 , Hark Ortodontik Ni-Ti super elastik D 0.014, Hark Ortodontik Ni-Ti super elastik D 0.016, Hark Ortodontik Ni-Ti super elastik D 0.018 , Hark Ortodontik Ni-Ti super elastik D 0.018, Hark Ortodontik Ni-Ti super elastik D 0.02, Hark Ortodontik Ni-Ti super elastik D 016 X .016, Hark Ortodontik Ni-Ti super elastik D.016 X .016, Hark Ortodontik Ni-Ti super elastik D . 016 X .022, Hark Ortodontik Ni-Ti super elastik D. 016 X .022, Hark Ortodontik Ni-Ti super elastik D .017 X .025, Hark Ortodontik Ni-Ti super elastik D . 018 X .018, Hark Ortodontik Ni-Ti super elastik D . 018 X .025, Hark Ortodontik Ni-Ti super elastik D. 019 X .025, Hark Ortodontik Ni-Ti super elastik D . 021 X .025, Hark Ortodontik Ni-Ti super elastik D. 021 X .025, Suste Ortodontike Ni-Ti D 9MM, Suste Ortodontike Teli Ni-Ti D 9MM, Suste Ortodontike Teli Ni-Ti D 9MM, Suste Ortodontike Teli Ni-Ti D 12MM, Hark Ortodontik Ni-Ti super elastik D 0.016, Hark Ortodontik Ni-Ti super elastik D 0.02, Hark Ortodontik Ni-Ti super elastik D .016 X .022, Hark Ortodontik Ni-Ti super elastik D.017 X .025, Hark Ortodontik Ni-Ti super elastik D.018 X .018, Hark Ortodontik Ni-Ti super elastik D .016 X .016, Hark Ortodontik Ni-Ti super elastik D .016 X .016 , Hark Ortodontik Ni-Ti super elastik D . 019 X .025, Hark Ortodontik Ni-Ti super elastik D .021 X .025, Hark Ortodontik Nitinol, Lart, Aktivizim me Ngrohje Form e Djathte (100) D 0.012, Hark Ortodontik Ni-Ti super elastik D 0.013, Hark Ortodontik Ni-Ti super elastik D 0.012, Hark Ortodontik Ni-Ti super elastik D 0.012 , Hark Ortodontik Ni-Ti super elastik D 0.013, Hark Ortodontik Nitinol, Posht Aktivizim me Ngrohje Form e Djathte (100) D 0.012, Hark Ortodontik Nitinol, Lart Aktivizim me Ngrohje Form e Djathte (100) D 0.014, Hark Ortodontik Ni-Ti super elastik D 0.014, Hark Ortodontik Nitinol, Posht Aktivizim me Ngrohje Form e Djathte (100) D 0.016, Hark Ortodontik Ni Ti, POSHTE AKTIVIZIMI ME NGROHJE FORM E DJATHTE(100) D 0.016, Hark Ortodontik Ni-Ti super elastik D 0.016, Hark Ortodontik Ni-Ti super elastik D 0.016 , Hark Ortodontik Ni-Ti super elastik D 0.018, Hark Ortodontik Ni Ti, POSHTE AKTIVIZIMI ME NGROHJE FORM E DJATHTE(100) D 0.016, Hark Ortodontik Ni Ti, POSHTE AKTIVIZIMI ME NGROHJE FORM E DJATHTE(100) D 0.018 , Hark Ortodontik Ni-Ti super elastik D 0.018 , Hark Ortodontik Ni-Ti super elastik D 0.02 , Hark Ortodontik Ni-Ti super elastik D 0.02 , Hark Ortodontik Ni Ti, POSHTE AKTIVIZIMI ME NGROHJE FORM E DJATHTE(100) D 0.018, Hark Ortodontik Ni-Ti super elastik D .016 X 016, Hark Ortodontik Ni-Ti super elastik D . 016 X .022, Hark Ortodontik Ni-Ti super elastik D .016 X .022, Hark Ortodontik Ni-Ti super elastik D . 016 X .022, Hark Ortodontik NITINOL ME BAKER, AKTIVIZIMI ME NGROHJE DAMON FORM(10) D. 016 X .022, Hark Ortodontik Ni-Ti super elastik D .016X.025, Hark Ortodontik Ni-Ti super elastik D .017X.025, Hark Ortodontik Ni-Ti super elastik D .017 X .018, Hark Ortodontik Ni-Ti super elastik D .017 X .025 , Hark Ortodontik Ni-Ti super elastik D .017 X .025 , Hark Ortodontik Ni-Ti super elastik D .018X .018, Hark Ortodontik Ni-Ti super elastik D .016 X .025 , Hark Ortodontik Ni-Ti super elastik D .016X .025, Hark Ortodontik Ni-Ti super elastik D .018 X .025, Hark Ortodontik Ni-Ti super elastik D .018 X .025 , Hark Ortodontik Ni-Ti super elastik D .019 X .025 , Hark Ortodontik Nitinol, Posht Aktivizim me Ngrohje Form e Djathte (100) D .018 X .025, Hark Ortodontik Ni-Ti super elastik D .019 X .025, Hark Ortodontik Ni-Ti super elastik D . 020 X .020, Hark Ortodontik Ni-Ti super elastik D .014 X .025, Hark Ortodontik Ni-Ti super elastik D . 014 X .025, Hark Ortodontik Ni-Ti super elastik D . 014X .025 , Hark Ortodontik Ni-Ti super elastik D .014 X .025 , Hark Ortodontik Ni-Ti super elastik D .016 X .025, Hark Ortodontik Ni-Ti super elastik D .016 X .025 , Hark Ortodontik Ni-Ti super elastik D .021 X .027, Hark Ortodontik Ni-Ti super elastik D . 021 X .027, Hark Ortodontik Ni-Ti super elastik D 0.013, Ortodontik Celes per vendosje ligaturash -te vogla \te rrumbullaketa (10), Ortodontik Celes per vendosje ligaturash -te medha \ drejtkendore (10), Hark Ortodontik Ni-Ti super elastik D 0.012, Hark Ortodontik Ni-Ti super elastik D 0.014, Hark Ortodontik Celiku D 0.018, Hark Ortodontik Celiku D 0.018, Hark Ortodontik Celiku D 0.018, Hark Ortodontik Celiku D 0.018, Hark Ortodontik Celiku me Mikro-Pjekje D 0.018, Hark Ortodontik Celiku me NANO-Pjekje D 0.018, Hark Ortodontik Celiku djathtas-djathtas D 0.02, Hark Ortodontik Celiku D 0.02, Hark Ortodontik Celiku me Mikro-Pjekje D 0.02, Hark Ortodontik Celiku D. 016 X .016, Hark Ortodontik Celiku D .016 X .016, Hark Ortodontik Celiku D .016 X .016, Hark Ortodontik Celiku me Mikro-Pjekje D .016 X .016, Hark Ortodontik Celiku D .016 X .022, Hark Ortodontik Celiku D .016 X .022, H | Pajisje te implantueshme jo aktive
15276 | Liquichek Cardiac Markers Plus Control LT L1, Liquichek Cardiac Markers Plus Control LT L2, Liquichek Cardiac Markers Plus Control LT L3, Liquichek Cardiac Markers Plus Control LT Low | DIAHEM | 2023-10-30T00:00:00.000+01:00 | Bio-Rad Laboratories, Inc. 9500 Jeronimo Rd Irvine, CA 92618 UNITED STATES OF AMERICA | 146, 147, 148, 149, 27105 | In vitro | Markues Kardiak te shumte in Vitro, Kontroll | Pajisje te diagnostifikimit in vitro
15267 | Liquichek Cardiac Markers Plus Control Trilevel, Liquichek Cardiac Markers Plus Control Level 1, Liquichek Cardiac Markers Plus Control Level 2, Liquichek Cardiac Markers Plus Control Level 3 | DIAHEM | 2023-10-30T00:00:00.000+01:00 | Bio-Rad Laboratories, Inc. 9500 Jeronimo Rd Irvine, CA 92618 UNITED STATES OF AMERICA | 180, 181, 182, 183 | In vitro | Markues Kardiak te shumte in Vitro, Kontroll | Pajisje te diagnostifikimit in vitro
15277 | Liquichek Diabetes Control Level 1, Liquichek Diabetes Control Level 2, Liquichek Diabetes Control Level 3 | DIAHEM | 2023-10-30T00:00:00.000+01:00 | Bio-Rad Laboratories, Inc. 9500 Jeronimo Rd Irvine, CA 92618 UNITED STATES OF AMERICA | 171, 172, 173 | In vitro | Pajisje invitro per Glycated Haemoglobin (HbA1c) IVD, Kontroll | Pajisje te diagnostifikimit in vitro
15278 | Liquichek Ethanol/Ammonia Control Level 1, Liquichek Ethanol/Ammonia Control Level 2, Liquichek Ethanol/Ammonia Control Level 3 | DIAHEM | 2023-10-30T00:00:00.000+01:00 | Bio-Rad Laboratories, Inc. 9500 Jeronimo Rd Irvine, CA 92618 UNITED STATES OF AMERICA | 544, 545, 546 | In vitro | Pajisje Invitro per Ammonia, Etanol, Kontroll | Pajisje te diagnostifikimit in vitro
15279 | Liquichek Homocysteine Control Level 1, Liquichek Homocysteine Control Level 2, Liquichek Homocysteine Control Level 3 | DIAHEM | 2023-10-30T00:00:00.000+01:00 | Bio-Rad Laboratories, Inc. 9500 Jeronimo Rd Irvine, CA 92618 UNITED STATES OF AMERICA | 287, 288, 289 | In vitro | Pajisje Invitro per Homocisteinen, Kontroll | Pajisje te diagnostifikimit in vitro
15349 | Liquichek Immunology Control Level 1, Liquichek Immunology Control Level 3, Liquichek Immunology Control Level 2 | DIAHEM | 2023-10-30T00:00:00.000+01:00 | Bio-Rad Laboratories, Inc. 9500 Jeronimo Rd Irvine, CA 92618 UNITED STATES OF AMERICA | 591, 592, 593, 594, 595, 596 | In vitro | Analize klinike-kimike e shumte IVD, Kontroll | Pajisje te diagnostifikimit in vitro
15280 | Liquichek Lipids Control Level 1, Liquichek Lipids Control Level 2 | DIAHEM | 2023-10-30T00:00:00.000+01:00 | Bio-Rad Laboratories, Inc. 9500 Jeronimo Rd Irvine, CA 92618 UNITED STATES OF AMERICA | 641, 642 | In vitro | Pajisje IVD per analitet e shumte te Lipideve, Kontroll | Pajisje te diagnostifikimit in vitro
15281 | Liquichek Microalbumin Control Level 1, Liquichek Microalbumin Control Level 2 | DIAHEM | 2023-10-30T00:00:00.000+01:00 | Bio-Rad Laboratories, Inc. 9500 Jeronimo Rd Irvine, CA 92618 UNITED STATES OF AMERICA | 378, 379 | In vitro | Mikroalbumin IVD, Kontroll | Pajisje te diagnostifikimit in vitro
15282 | Liquichek Spinal Fluid Control Level 1, Liquichek Spinal Fluid Control Level 2 | DIAHEM | 2023-10-30T00:00:00.000+01:00 | Bio-Rad Laboratories, Inc. 9500 Jeronimo Rd Irvine, CA 92618 UNITED STATES OF AMERICA | 751, 752 | In vitro | Analize klinike-kimike e shumte IVD, Kontroll | Pajisje te diagnostifikimit in vitro
15268 | Liquichek Therapeutic Drug Monitoring Control (TDM) Trilevel, Liquichek Therapeutic Drug Monitoring Control (TDM) Level 1, Liquichek Therapeutic Drug Monitoring Control (TDM) Level 2, Liquichek Therapeutic Drug Monitoring Control (TDM) Level 3 | DIAHEM | 2023-10-30T00:00:00.000+01:00 | Bio-Rad Laboratories, Inc. 9500 Jeronimo Rd Irvine, CA 92618 UNITED STATES OF AMERICA | 724, 725, 726, 727 | In vitro | Monitorimi i terapise se shumefishte me barna IVD, Kontroll | Pajisje te diagnostifikimit in vitro
15283 | Liquichek Urine Toxicology Control, S1S | DIAHEM | 2023-10-30T00:00:00.000+01:00 | Bio-Rad Laboratories, Inc. 9500 Jeronimo Rd Irvine, CA 92618 UNITED STATES OF AMERICA | 409 | In vitro | Pajisje IVD per Terapine e shumefishte me barna/Abuzim me barna, Kontroll | Pajisje te diagnostifikimit in vitro
15284 | Liquichek Urine Chemistry Control Level 1, Liquichek Urine Chemistry Control Level 2 | DIAHEM | 2023-10-30T00:00:00.000+01:00 | Bio-Rad Laboratories, Inc. 9500 Jeronimo Rd Irvine, CA 92618 UNITED STATES OF AMERICA | 397, 398 | In vitro | Analize klinike-kimike e shumte IVD, Kontroll | Pajisje te diagnostifikimit in vitro
15285 | Liquid Assayed Multiiqual Level 1, Liquid Assayed Multiiqual Level 2, Liquid Assayed Multiiqual Level 3 | DIAHEM | 2023-10-30T00:00:00.000+01:00 | Bio-Rad Laboratories, Inc. 9500 Jeronimo Rd Irvine, CA 92618 UNITED STATES OF AMERICA | 694, 695, 696 | In vitro | Analize klinike-kimike e shumte IVD, Kontroll | Pajisje te diagnostifikimit in vitro
15269 | Lyphochek Diabetes Control | DIAHEM | 2023-10-30T00:00:00.000+01:00 | Bio-Rad Laboratories, Inc. 9500 Jeronimo Rd Irvine, CA 92618 UNITED STATES OF AMERICA | 740 | In vitro | Pajisje invitro per Glycated Haemoglobin (HbA1c) IVD, Kontroll | Pajisje te diagnostifikimit in vitro
15286 | Lyphochek Quantitative Urine Control Normal, Lyphochek Quantitative Urine Control Abnormal | DIAHEM | 2023-10-30T00:00:00.000+01:00 | Bio-Rad Laboratories, Inc. 9500 Jeronimo Rd Irvine, CA 92618 UNITED STATES OF AMERICA | 376, 377 | In vitro | Analize urine e shumefishte IVD, Kontroll | Pajisje te diagnostifikimit in vitro
15188 | Valux™ Plus Restorative | Amber Dental | 2023-10-11T00:00:00.000+02:00 | 3M ESPE Dental Products 2510 Conway Avenue St.Paul, MN 55144-1000 USA | Kit 5540SB Valux Plus Restorative System Kit (with Adper Single Bond) | Klasa IIa | material restaurues me baze resin | Pajisje dentare
• 7 - 4 g Valux Plus Syringes (A1, A2, A3, A3.5, B3, C2, UD shades)
• 1 - Shade Guide
• 1 - Mix Pad
• 1 - Mix Well
• 1 - 6 g Adper™ Single Bond 2 Adhesive
• 2 - 3 ml Syringes Scotchbond™ Universal Etchant
• 2 - etchant syringe tips (25 count each)
• 1 - Brush Handle
• 1 - Brush Tips (60 counts)
• Instructions for use, Refills 5540A1 Valux Plus Restorative A1 Shade
• 1 each - 4 g syringe
• Instructions for use, Refills 5540A2 Valux Plus Restorative A2 Shade
• 1 each - 4 g syringe
• Instructions for use, Refills 5540A3 Valux Plus Restorative A3 Shade
• 1 each - 4 g syringe
• Instructions for use, Refills 5540A3.5 Valux Plus Restorative A3.5 Shade
• 1 each - 4 g syringe
• Instructions for use, Refills 5540B3 Valux Plus Restorative B3 Shade
• 1 each - 4 g syringe
• Instructions for use, Refills 5540C2 Valux Plus Restorative C2 Shade
• 1 each - 4 g syringe
• Instructions for use, Refills 5540UD Valux Plus Restorative UD Shade
• 1 each - 4 g syringe
• Instructions for use, Refills 5540B2 Valux Plus Restorative B2 Shade
• 1 each - 4 g syringe
• Instructions for use
15160 | Masters Series™ Aortic Valved Graft with Hemashield™ Graft Technology (CAVGJ) | BIOMETRIC ALBANIA | 2023-10-10T00:00:00.000+02:00 | Abbott Medical - Adresa: 177 County Road B East, St. Paul, MN 55117, USA | 19CAVGJ-514 00, 21CAVGJ-514 00, 23CAVGJ-514 00, 25CAVGJ-514 00, 27CAVGJ-514 00, 29CAVGJ-514 00, 31CAVGJ-514 00 , 33CAVGJ-514 00 | Klasa III | Tuba aortik mekanik te valvulave te zemres. | Produkte per institucione te kujdesit shendetesor
15058 | Elipar DeepCure - S | Amber Dental | 2023-10-11T00:00:00.000+02:00 | 3M Deutschland GmbH, Carl-Schurz-Str. 1 41453 Neuss Germany | 76975, 76976, 76977, 76978, 76979, 76980, Light Guide : 76981 | Klasa I | Ndricues per materialet dentare | Pajisje dentare
15068 | Elipar DeepCure - L | Amber Dental | 2023-10-11T00:00:00.000+02:00 | 3M Deutschland GmbH, Carl-Schurz-Str. 1 41453 Neuss Germany | 76973, Light Guide : 76983 | Klasa I | Ndricues per materialet dentare | Pajisje dentare
15161 | Masters Series HP™ Valved Graft with Gelweave Valsalva™ Technology (VAVGJ) | BIOMETRIC ALBANIA | 2023-10-10T00:00:00.000+02:00 | Abbott Medical - Adresa: 177 County Road B East, St. Paul, MN 55117, USA | 19VAVGJ-515, 21VAVGJ-515 , 23VAVGJ-515, 25VAVGJ-515, 27VAVGJ-515, 29VAVGJ-515 | Klasa III | Tuba te valvuluar mekanik te valvulave te zemres. | Produkte per institucione te kujdesit shendetesor
15251 | Masters Series™ Mechanical Heart Valves | BIOMETRIC ALBANIA | 2023-10-10T00:00:00.000+02:00 | Abbott Medical - Adresa: 177 County Road B East, St. Paul, MN 55117, USA | 25MTJ-503, 27MTJ-503, 29MTJ-503, 31MTJ-503, 33MTJ-503, 15MHPJ-505 , 17MHPJ-505 , 19MHPJ-505 , 21MHPJ-505 , 23MHPJ-505 , 25MHPJ-505 , 27MHPJ-505 , 19AJ-501, 21AJ-501 , 23AJ-501 , 25AJ-501 , 27AJ-501 , 29AJ-501 , 31AJ-501 , 19AECJ-502 , 21AECJ-502 , 23AECJ-502 , 25AECJ-502 , 27AECJ-502 , 29AECJ-502 , 31AECJ-502 , 19ATJ-503 , 21ATJ-503 , 23ATJ-503 , 25ATJ-503 , 27ATJ-503 , 29ATJ-503 , 31ATJ-503 , 15AHPJ-505 , 17AHPJ-505 , 19AHPJ-505 , 21AHPJ 505 , 23AHPJ-505 , 25AHPJ 505 , 27AHPJ-505 , 17AEHPJ-505, 19AEHPJ-505, 21AEHPJ 505, 23AEHPJ-505, 25AEHPJ 505, 27AEHPJ-505, 19MJ-501, 21MJ-501 , 23MJ-501 , 25MJ-501 , 27MJ-501 , 29MJ-501 , 31MJ-501 , 33MJ-501 , 35MJ-501 , 37MJ-501 , 19MECJ-502 , 21MECJ-502 , 23MECJ-502 , 25MECJ-502 , 27MECJ-502 , 29MECJ-502 , 31MECJ-502 , 33MECJ-502 , 19MTJ-503, 21MTJ-503, 23MTJ-503 | Klasa III | Valvul kardiake mekanike mitrale , Valvul kardiake mekanike aortike | Produkte per institucione te kujdesit shendetesor
15162 | Astringent Retraction Paste | Amber Dental | 2023-10-11T00:00:00.000+02:00 | 3M Deutschland GmbH, Carl-Schurz-Str. 1 41453 Neuss Germany | 56943, 56944, 56945, As part of system/procedure pack(s): 69381, 69383, 69407, 69413, 69414, 69415 | Klasa IIa | paste per marrje mase | Pajisje dentare
15252 | Express XT | Amber Dental | 2023-10-11T00:00:00.000+02:00 | 3M Deutschland GmbH, Carl-Schurz-Str. 1 41453 Neuss Germany | 36891, 36892, 36893, 36894, 36895, 36896, 36974, 36975, 36976, 36977 | Klasa IIa | silikon per marrje mase | Pajisje dentare
15059 | Pentamix 3, Penta Universal Cartridge for Pentamix 3, Garant Dispenser 1:1 / 2:1, Garant Mixing Tip - Yellow, Garant Intraoral Tip - Yellow, Intra - Oral Syringe - Green, Express XT Intra - oral Syringe, VPS Tray Adhesive | Amber Dental | 2023-10-11T00:00:00.000+02:00 | 3M Deutschland GmbH, Carl-Schurz-Str. 1 41453 Neuss Germany | 77871, 77872, 77873, 77874, 77875, 77876, 77878, 71545, 77580, 71452, 71462, 71482, 71505, 71506, 71483, 7307 | Klasa I | aksesore per material per marrje mase silikoni, aksesore per aparature per perzierjen e silikonit per marrje mase | Pajisje dentare
15442 | Extracorporeal Blood Circulation Set(Tubing Set), Extracorporeal Blood Circulation Set(Connector) | BIOMETRIC ALBANIA | 2023-11-16T00:00:00.000+01:00 | SASAN SAĞLIK MALZEMELERI ÜRETIM VE PAZARLAMA A.Ş. - Adresa: Dağyaka Mah. 2004 Cad. No: 6 06980, Kahramankazan - Ankara - Turkey | SD00011FP, SD00021FP, SD00031FP, SD00041FP, SD00051FP, SD00061FP, SD00071FP, SD00081FP, SD00091FP, SD00101FP, SD00111FP, SD00121FP, SD00131FP, SD00141FP, SD00151FP, SD00161FP, SD00171FP, SD00181FP, SD00191FP, SD00201FP, SD00211FP, SD00221FP, SD00231FP, SD00241FP, SD00251FP, SD00261FP, SD00271FP, SD00281FP, SD00291FP, SD00301FP, SD00311FP, SD00011UP, SD00021UP, SD00031UP, SD00041UP, SD00051UP, SD00061UP, SD00071UP, SD00081UP, SD00091UP, SD00101UP, SD00111UP, SD00121UP, SD00131UP, SD00141UP, SD00151UP, SD00161UP, SD00171UP, SD00181UP, SD00191UP, SD00201UP, SD00211UP, SD00221UP, SD00231UP, SD00241UP, SD00251UP, SD00261UP, SD00271UP, SD00281UP, SD00291UN, SD00301UP, SD00311UP, SD00321UP, SD00331UP, SD00341UP, SD00351UP, SD00361UP, SD00551UP, SD90500UN, SD00012FP, SD00022FP, SD00032FP, SD01271FP, SD01281FP, SD01291FP, SD01301FP, SD01311FP, SD01331FP, SD01341FP, SD01351FP, SD01381FP, SD00381UP, SD00391UP, SD00401UP, SD00421UP, SD00461UP, SD00471UP, SD00481UP, SD00491UP, SD00501UP, SD00561UP, SD00501FN, SD00511FN, SD00531FN, SD00541FN, SD00571FN, SD00591FN, SD00601FN, SD00611FN, SD00641FN, SD00661FN, SD00691FN, SD00701FN, SD00721FN, SD00731FN, SD00751FN, SD00761FN, SD00781FN, SD00791FN, SD00801FN, SD00841FN, SD00881FN, SD00891FN, SD00901FN, SD00921FN, SD00931FN, SD00951FP, SD00961FN, SD01001FN, SD01011FN, SD01051FN, SD01061FN, SD01071FN, SD00411UN, SD00611UN, SD00691UN, SD00701UN, SD90510UN, SD90520UN, SD00901UP, SD00911UP, SD00921UP, SD00931UP, SD01181UP, SD01191UP, SD01201UP, SD01211UP, SD01221UP, SD01231UP, SD01241UP, SD01261UP, SD01281UP, SD01291UP, SD01301UP, SD01311UP, SD01331UP, SD01341UP, SD00062FP, SD00571UP, SD00581UP, SD00591UP, SD00601UP, SD00621UP, SD00641UP, SD00651UP, SD00661UP, SD00671UP, SD00721UP, SD00741UP, SD00751UP, SD00761UP, SD00771UP, SD00791UP, SD00801UP, SD00821UP, SD00841UP, SD00881UP, SD00891UP, SD01391FP, SD01441FP, SD01451FP, SD01461FP, SD01471FP, SD01481FP, SD01111UP, SD01141UP, SD01151UP, SD01171UP, SD01371UP, SD01381UP, SD01391UP, SD00531UP, SD00541UP, SD00681UP, SD00731UP, SD00941UP, SD00971UP, SD00981UP, SD00331FN, SD00371FN, SD00381FN, SD00411FN, SD00461FN, SD00491FN, SD00521FN, SD00551FN, SD00561FN, SD00621FN, SD00631FN, SD00671FN, SD00771FN, SD00851FN, SD00911FN, SD00941FN, SD01031FP, SD01041FN, SD01371FP, SD01411FP, SD01421FN, SD01431FN, SD00521UN, SD00711UN, SD00831UN, SD00851UN, SD00861UN, SD01321UN, SD00102FP, SD00133FN, SD00173FP, SD00193FP, SD00341FN, SD00421FN, SD00431FN, SD00441FN, SD00042FP, SD00052FP, SD00012UP, SD00022UP, SD00032UP, SD00042UP, SD00052UP, SD00062UP, SD00072UP, SD00082UP, SD00092UP, SD00102UP, SD00112UP, SD00122UP, SD00132UN, SD00142UP, SD00152UP, SD00232UP, SD00242UP, SD00252UP, SD00262UP, SD00272UP, SD00282UP, SD00013FP, SD00023FP, SD00033FP, SD00043FP, SD00053FP, SD00063FP, SD00073FP, SD00083FP, SD00093FP, SD00103FP, SD00113FP, SD00013UP, SD00023UP, SD00033UP, SD00043UP, SD00053UP, SD00063UP, SD00073UP, SD00083UN, SD00093UP, SD00103UP, SD00113UP, SD00123UP, SD00133UP, SD00143UP, SD00153UP, SD00163UP, SD00173UP, SD00273UP, SD00293UP, SD00303UP, SD01021UP, SD01101UP, SD01071UP, SD01081UP, SD00493UP, SD01001UP, SD00473UP, SD00431UP, SD01321FP, SD00441UP, SD00451UP, SD00631UP, SD00371UP, SD00781UP, SD01251UP, SD00511UP, SD01361FP, SD01131UP, SD00213UP, SD00451FP, SD00321FP, SD00351FP, SD00361FP, SD00391FP, SD00401FP, SD00471FP, SD00481FP, SD00581FP, SD00651FP, SD00681FP, SD00711FP, SD00741FP, SD00821FP, SD00811FP, SD00831FP, SD00861FP, SD00871FP, SD00971FP, SD00981FP, SD00991FP, SD01021FP, SD01081FP, SD01091FP, SD01101FP, SD01111FP, SD01121FP, SD01131FP, SD01141FP, SD01151FP, SD01161FP, SD01171FP, SD01181FP, SD01191FP, SD01201FP, SD01211FP, SD01221FP, SD01231FP, SD01241FP, SD01251FP, SD01261FP, SD90320UN, SD90330UN, SD90340UN, SD90350UN, SD90360UN, SD90370UN, SD90380UN, SD90390UN, SD90400UN, SD90410UN, SD90420UN, SD90430UN, SD90440UN, SD90450UN, SD90460UP, SD90470UN, SD90480UN, SD90490UN, SD01411UN, SD90530UN, SD90540UN, SD90550UN, SDC2200EN, SDC2201EN, SDC2220EN, SDC2301 | Klasa IIa | Set tubash për transportimin e gjakut gajte nderhyrjeve ne kardio-kirurgji ., Set konektor për transportimin e gjakut gajte nderhyrjeve ne kardio-kirurgji . | Produkte per institucione te kujdesit shendetesor
15418 | Sterile insulin pen needles,model: dispoSULIN,insulin pen needle 0,33mm x 12mm, Sterile insulin pen needles,model: dispoSULIN,insulin pen needle 0,30mm x 6mm, Sterile insulin pen needles,model: dispoSULIN,insulin pen needle 0,30mm x 8mm, Sterile insulin pen needles,model: dispoSULIN,insulin pen needle 0,25mm x 5mm, Sterile insulin pen needles,model: dispoSULIN,insulin pen needle 0,25mm x 6mm, Sterile insulin pen needles,model: dispoSULIN,insulin pen needle,sterile,0,25mm x 8mm | GREEMED | 2023-11-07T00:00:00.000+01:00 | ZARYS International Group Spółka z ograniczoną odpowiedzialnością, spółka komandytowa ul. Pod Borem 18 41-808 Zabrze Poland | INP-033X12, INP-030X06, INP-030X08, INP-025X05, INP-025X06, INP-025X08 | Klasa IIa | Maja insuline per shpim ne marrjen e gjakut gjate testit te glicemise | Tjeter
15544 | TUBO CONICO 15ML PP TAPADO / 15ML CONICAL TUBE PP | FEDOS | 2023-11-23T00:00:00.000+01:00 | DELTALAB S.L. Plaza de la Verneda, 1 - Pol. Ind. La Liana 08191 RUBI (BARCELONA) - ESPANA /SPAIN | 429910 | In vitro | KONTEJERËT E MBLEDHJES SË MOSTRAVE - JO STERILE | Pajisje te diagnostifikimit in vitro
15040 | Blood Donating Bed, IV Holder, Instrument Trolley, 2 Shelves | BIOMETRIC ALBANIA | 2023-10-11T00:00:00.000+02:00 | SCHRÖDER MEDİKAL TİCARET ANONİM ŞİRKETİ - Adresa: Başpınar ( Organize ) O.S.B. Mah. O.S.B. 5.BÖLGE 83548 NOLU CAD. No:6/1, Şehitkamil/Gaziantep-TURKEY | MPC14, IVP07, SST01 | Klasa I | Shtrat per dhurimn e gjakut, Mbajtese Serumi, Karele mbajtese, dy rafte | Produkte per institucione te kujdesit shendetesor
15189 | Immunoglobulin G 9D99-21 | PEGASUS. | 2023-10-12T00:00:00.000+02:00 | Abbott Laboratories Diagnostics Division Abbott Park 60064 USA | 9D99-21 | In vitro | Jane reagente qe perdoren per analizen sasiore te imunoglobulinave G me aparatin analizues te gjakut Architect | Pajisje te diagnostifikimit in vitro
15163 | Immunoglobulin A 9D98-21 | PEGASUS. | 2023-10-12T00:00:00.000+02:00 | Abbott Laboratories Diagnostics Division Abbott Park 60064 USA | 9D98-21 | In vitro | Jane reagente per analizen sasiore te imunoglobulinave A ne gjak me aparatin analizues Architect | Pajisje te diagnostifikimit in vitro
15060 | Exact™ Taperloc™ Broach Instrument Case, Exact Hip General Instrument Case #1, G7 Mini Tray F, G7 Size H Mini Tray, G7 Mini Tray D, G7 Mini Tray E, G7 Mini Tray G, G7 Mini Tray Rack, G7 Impaction Instrument Tray, G7 Screw Instrument Tray, Wave Tray Lid, G7 Double Outer Case & Lid, G7 Mini Tray C | T R I M E D | 2023-10-16T00:00:00.000+02:00 | Biomet Orthopedics 56 East Bell Drive P.O. Box 587 Warsaw, IN 46581 USA | 595104, 595100, 110002766, 110004131, 110002764, 110002765, 110002767, 110002770, 110027265, 110027266, 110027267, 110002769, 110002763 | Klasa I | Pajisje që kanë për qëllim të lehtësojnë organizimin, identifikimin, ruajtjen, | Instrumenta shumeperdorimeshe
transportin dhe sterilizimin të instrumenteve të pajtueshëm dhe jo-steril
aty ku është e aplikueshme.
15253 | Multichem A1c 04V0610 | PEGASUS. | 2023-10-12T00:00:00.000+02:00 | Techno-path Manufacturing ltd Fort Henry Business Park Ballina Co. Tipperary Ireland | 04V0610 | In vitro | Jane reagente qe perdoren per kalibrimin dhe kontrollin e precizionit ne analizat biokimike dhe imunologjike te gjakut ne aparatet Architect | Pajisje te diagnostifikimit in vitro
15379 | Ultra CW II Cell Washing System | FEDOS | 2023-11-22T00:00:00.000+01:00 | Helmer Scientific, 14400 Bergen Blvd Noblesville IN 46060 | ULTRACWII 2 | Klasa I | Shplarës qelizor | Tjeter
15190 | Ceruloplasmin 6K9130, Plasmaproteins Cal 3x 6K3110, Immuno Control 1 6K3220, Immuno Control 2 6K3221, Lambda Light Chains 4P8030, Kappa Light Chains 6K9630 | PEGASUS. | 2023-10-12T00:00:00.000+02:00 | Sentinel Ch. SpA, Via Robert Koch 2 Milan 20152 Italy | 6K9130, 6K3110, 6K3220, 6K3221, 4P8030, 6K9630 | In vitro | Jane reagente qe perdoren per analizen e proteines ceruloplazmine ne gjak ose plazme., Jane reagente qe perdoren per analizen e plazmaproteines ne gjak ose plazme., Jane reagente kontrolli te analizes biokimike dhe imunologjike me sistemet | Pajisje te diagnostifikimit in vitro
Architect dhe Alinity, Jane reagente te analizes sasiore te zinxhireve proteinike ne gjak ose plazme qe formojne imunoglobulinat e antitrupave, Jane reagente te analizes sasiore te zinxhireve proteinike ne gjak ose plazmeqe formojne imunoglobulinat e antitrupave
15254 | G-CEM LinkForce /G-CEM LinkForce System Kit, G-CEM LinkForce /G-CEM LinkForce Starter Kit A2, G-CEM LinkForce /G-CEM LinkForce Starter Kit TR, G-CEM LinkForce /G-CEM LinkForce Cement Refill A2 8.7g/5ml, G-CEM LinkForce /G-CEM LinkForce Cement Refill TR 8.7g/5ml, G-CEM LinkForce /G-CEM LinkForce Cement Refill Opaque 8.7g/5ml, G-CEM LinkForce /G-CEM LinkForce Cement Refill Bleach 8.7g/5ml, G-CEM LinkForce /G-CEM LinkForce Refill A2 x2 +G-CEM Veneer Refill A2 Promo, G-CEM LinkForce /G-CEM LinkForce Refill A2 +TR +G-CEM Veneer Refill A2 Promo | EURODENTA | 2023-10-12T00:00:00.000+02:00 | GC Europe N.V Research Park Interleuvenlaan 33 Leuven B-3001 Belgium | 9540/ new code 10001338, 9542/ new code 10001339, 9543/ new code 10001340, 9544/ new code 10001341, 9545/ new code 10001342, 9546/ new code 10001343, 9547/ new code 10001344, 901605/ new code 10004869, 901606/ new code 10004867 | Klasa IIa | Set Cementi rezinoz , Set Cementi rezinoz A2, Set Cementi rezinoz TR, Cement rezinoz rimbushes, Cement rezinoz rimbushes Transparent, Cement rezinoz rimbushes Opak, Cement rezinoz rimbushes Zbardhues, Set cement rezinoz rimbushes | Pajisje dentare
15107 | Contact lens care product-Cleaner R, Contact lens care product-Conditioner R, EKISOL (100 ml, 385 ml), Contact lens care product-PLATINCARE, Contact lens care product -Ekidrop, Contact lens care product I-Fresh Yal | OMEGA OPTIKAL | 2023-10-16T00:00:00.000+02:00 | Soleko spa-adresa: via Ravano, snc - 03037 Pontecorvo (FR) Italy | NA | Klasa IIb | Solucione per Kujdesin e lenteve te kontaktit | Pajisje oftalmike dhe optike
15191 | G-Premio BOND /G-Premio BOND, Bottle Refill, 5ml, G-Premio BOND /G-Premio BOND, 3-Bottle Pack, G-Premio BOND /G-Premio BOND, Kit, 5ml, G-Premio BOND /G-Premio BOND DCA, BottleRefill, 3ml, G-Premio BOND /G-Premio BOND, Unit Dose, 50pcs | EURODENTA | 2023-10-12T00:00:00.000+02:00 | GC Europe N.V Research Park Interleuvenlaan 33 Leuven B-3001 Belgium | 012688/New code 10001458, 012687/New code 10001457, 009552/New code 10001349, 012694/New code 10001461, 009034/New code 10001242 | Klasa IIa | Materiale dentare restauruese me baze polimere | Pajisje dentare
15192 | SURGICEL NU-KNIT Absorbable Haemostat 1INX3.5IN (2.5CMX8.9CM) | E v i t a | 2023-10-16T00:00:00.000+02:00 | ETHICON SARL Rue du Puits-Godet 20 CH-2000 Neuchatel Switzerland | 1941SK | Klasa III | Agjent hemostatik i absorbueshem qe perdoret per te ndihmuar ne kontrollin e hemoragjise gjate procedurave kirurgjikale | Pajisje nje perdorimeshe
15227 | ETHIBOND EXCELTM Polybutylate Coated Polyester Sterile Synthetic Non-Absorbable Surgical Suture | E v i t a | 2023-10-16T00:00:00.000+02:00 | ETHICON LLC, San Lorenzo Highway 183 Km 8.3 San Lorenzo Puerto Rico 00754 USA | PX1001, PX1002, PX1002G, PX1012, PX1013, PX17H, PX514G, PX54H, PX62H, PX64H, PX82H, PX83H, PX937H, PX977H, SX17H, SX54H, SXP02H, E6943H, E6953H, E6984H, E7397H, E7398H, E7399H, EB2316H, EB4407H, EH7018H, EH7080H, EH7081H, EH7085H, EH7086H, EH7111H, EH7142H, EH7160H, EH7260H, EH7307H, EH7346H, EH7384H, EH7397H, EH7398H, EH7399H, EH7416H, EH7417H, EH7490H, EH7491H, EH7492H, EH7528H, EH7544H, EH7551H, EH7556H, EH7562H, EH7569H, EH7570H, EH7573H, EH7673H, EH7674H, EH7679H, EH7687H, EH7688H, EH7755H, EH7760H, EH7905H, SXP07H, W6977P, X726H, 6411H, 6424H, 6425H, 6517H, 6518H, 6661H, 6663H, 6664H, 6681H, 6682H, 6683H, 6698H, 6832H, 6833H, 6834H, 6870H, 6871H, 6872H, 6873H, 6881H, 6882H, 6890H, 6942H, 6943H, 6944H, 6951H, 6953H, 6954H, 6963H, 6964H, 6965H, CX21D, CX22D, CX26D, CX27D, CX30D, CX31D, CX41D, CX42D, CX45D, CX46D, DC574, E6235X, E6444H, E6664H, E6670H, E6683H, E6832H, E6833H, E6834H, E6871H, E6882H, E6890H, E6942H, X31050, X32031, X32032, X32034, X32035, X32039, X32039H, X32041, X32046, X32046H, X32047, X32047H, X32049, X32049H, X32058, X32058H, X32076, X411H, X412H, X423H, X424H, X425H, X434H, X437H, X444H, X517H, X518H, X538H, X548H, X663H, X664H, X681G, X683G, X692G, X695G, X698G, X831H, X832H, X833H, X834H, X864H, X865H, X870H, X871H, X872H, X873H, X881H, X942H, X951H, X963H, X964H, MD6343H, PE1624H, PE344H, PE6433H, PE6679H, PE6680H, PE6681H, PE6683H, PE6684H, PE6817H, PE6845H, PE7054H, PE7055H, PE868H, W4846, W4846G, W623, W6582, W6582G, W6831, W6832, W882, W883, W931, W932, W969, W975, W975G, W976, W979, W979G, X31005, X31017, X31018, X31020, X31025, X31026, X31027 | Klasa III | Penj per qepje kirurgjikale me perberje polibutilati, te paabsorbueshme | Pajisje nje perdorimeshe
15287 | Neofound | ANZA GROUP | 2023-11-16T00:00:00.000+01:00 | Love Cosmedical Srls Via Toniolo 9, 57022 Castagneto Carducci (Livorno) Italy | 5 vials of 3 ml per box | Klasa I | Produkt qe perdoret si mezoterapi per te trajtuar probleme si rrudha , hiperpigmentim etj. | Tjeter
15193 | Endoscopic Gastrostomy (PEG) KIT | O.E.S DISTRIMED | 2023-10-13T00:00:00.000+02:00 | Beijing ZKSK Technology Co.,Ltd Building -,6 &No.6 Yuan Hengye North 7th street ,Yongle Economic Development Zone,Tongzhou District,Beijing 100165,China | GT16F-K, GT18F-K, GT20F-K, GT24F-K | Klasa IIa | KIT për gastrostomi endoskopike (PEG) | Pajisje nje perdorimeshe
15164 | Silicone Gastrostomy Tube | O.E.S DISTRIMED | 2023-10-13T00:00:00.000+02:00 | Beijing ZKSK Technology Co.,Ltd Building -,6 &No.6 Yuan Hengye North 7th street ,Yongle Economic Development Zone,Tongzhou District,Beijing 100165,China | GT12F, GT14F, GT16F, GT18F, GT20F, GT22F, GT24F | Klasa IIa | Tub Silikoni per Gastrostomi | Pajisje nje perdorimeshe
15255 | Electromyography and evoked response digital acquisition systems and review stations, Electroencephalography and evoked response digital acquisition systems and review stations, Stimulators for electromyography and evoked potentials , Devices for acquisition of electromyographic and evoked potentials signals, Combined devices for stimulation and acquisition of electromyographic and evoked potentials signals, Electrophysiological signals acquisition and processing software, Electrical stimulators for electroencephalography, Devices for acquisition of Electroencephalographic and evoked potentials signals, Polygraph recorders | MONTAL | 2023-10-13T00:00:00.000+02:00 | Micromed S.p.A. Via Giotto, 2 -31021 Mogliano Veneto (TV) | MYOQUICK, BRAIN QUICK, ENERGY, ENERGY TWIN, ENERGY LIGHT, ENERGY STIM, MATRIX 1005, MATRIX 1009, MATRIX 1013, MATRIX 1017, MATRIX LIGHT, MATRIX EP LIGHT, SystemPlus EVOLUTION, BRAIN QUICK SOFTWARE, SD LTM STIM, SD LTM 32 EXPRESS, SD LTM 64 EXPRESS, SD PLUS RESEARCH, SD PLUS FLEXI, SD PLUS FLEXI HIGHRATE, SD PLUS FLEXI CLINIC, SD LTM 32 PLUS, SD LTM 64 PLUS, MORPHEUS, MORPHEUS LIGHT, BRAIN SPY PLUS | Klasa IIb | Pajisje per vleresimin dhe regjistrimin e sinjaleve elektrike te muskujve, Pajisje per regjistrimin e aktivitetit elektrik te trurit, Pajisje per stimulimin e kontraksioneve te muskujve per elektromiografi, Pajisje per perfitimin e sinjaleve elektromiografike, Pajisje e kombinuar per simulimin dhe perfitimin e sinjaleve elektromiografike, Software për marrjen dhe përpunimin e sinjaleve elektrofiziologjike, Simulator elektrike te sinjaleve encefalografike, Pajisje per perfitimin e sinjaleve elektrencefalografike, Pajisje per regjistrimin e sinjaleve ne nje shirit letre | Instrumenta shumeperdorimeshe
15061 | Cardiac Output Adapter Cable, Patient Monitor Systems | Health & Light | 2023-10-16T00:00:00.000+02:00 | Philips Medizin Systeme Boblingen GmbH Hewlett-Packard-Strasse 2 71034 Bobl in gen, Germany | M1643A, M1642A | Klasa I | Kablo adaptues per matjen a Outputit Cardiak ne Sistemet e Monitorimit | Pajisje elektromekanike
15256 | SISILICON | ELBA. | 2023-10-13T00:00:00.000+02:00 | PIKDARE S.p.A. Via Saldarini Catelli 10 – 22070 Casnate con Bernate (Como) - Italy | 02010340000000 - 02010341000000 - 02010342000000 - 02010343000000 - 02010348000000 - 02010349000000 | Is | Ankerplast steril në TNT me ngjitës në anësore (SISILICON) | Pajisje nje perdorimeshe
15194 | Steri-Strip™ Reinforced Skin Closures | ELBA. | 2023-10-13T00:00:00.000+02:00 | 3M Health Care, 3M Company 2510 Conway Ave St. Paul, Minnesota 55144 USA | R1547 | Is | Steri-Strip janë pajisje për mbylljen e lëkurës në trajtimin e çarjeve dhe prerjeve kirurgjikale. Ata mund të përdoret së bashku me suturat dhe kapëset e lëkurës ose pas heqjes së tyre për mbështetjen e plagës. | Pajisje nje perdorimeshe
15195 | VIDAS® Toxo IgM (TXM), VIDAS® CMV IgG (CMVG), VIDAS® TOXO IgG II (TXG), VIDAS® RUB IgM (RBM), VIDAS® RUB IgG II (RBG), VIDAS® TOXO IgG AVIDITY (TXGA) | B I O CH E M NRP | 2023-10-13T00:00:00.000+02:00 | BIOMERIEUX S.A. , 376, Chemin de l'Orme 69280 MARCY L ETOILE FRANCE | 30202, 30204, 30210, 30214, 30221, 30222 | In vitro | VIDAS Toxo IgM, testi imunologjik i automatizuar perdoret per percaktimin cilesor te anti-toxoplasma IgM ne serumin human duke perdorur tekniken ELFA (Enzyme Linked Fluorescent Assay). Testohet ne familjen e aparateve VIDAS., VIDAS CMV IgG, testi imunologjik i automatizuar perdoret per percaktimin sasior te anti-cytomegalovirus IgG ne serumin human duke perdorur tekniken ELFA (Enzyme Linked Fluorescent Assay). Testohet ne familjen e aparateve VIDAS., VIDAS TOXO IgG II, testi imunologjik i automatizuar perdoret per percaktimin sasior te anti-toxoplasma IgG ne serumin human ose plazme duke perdorur tekniken ELFA (Enzyme Linked Fluorescent Assay). Testohet ne familjen e aparateve VIDAS., VIDAS Rub IgM, testi imunologjik i automatizuar perdoret per percaktimin cilesor te anti-rubella IgM ne serumin human duke perdorur tekniken ELFA (Enzyme Linked Fluorescent Assay). Testohet ne familjen e aparateve VIDAS., VIDAS Rub IgG II, testi imunologjik i automatizuar perdoret per percaktimin sasior te imunoglobulines G te drejtuar ndaj virusit te Rubella ne serumin human ose ne plazme duke perdorur tekniken ELFA (Enzyme Linked Fluorescent Assay). Testohet ne familjen e aparateve VIDAS., VIDAS Toxo IgG Avidity, testi imunologjik i automatizuar perdoret per percaktimin cilesor te anti-toxoplazmes IgG ne serumin human ose ne plazme duke perdorur tekniken ELFA (Enzyme Linked Fluorescent Assay). Testohet ne familjen e aparateve VIDAS. | Pajisje te diagnostifikimit in vitro
15228 | VIDAS® HBs Ag Ultra (HBS) | B I O CH E M NRP | 2023-10-13T00:00:00.000+02:00 | BIOMERIEUX S.A. , 376, Chemin de l'Orme 69280 MARCY L ETOILE FRANCE | 30315 | In vitro | VIDAS HBs Ag Ultra (HBS), testi imunologjik i automatizuar perdoret per percaktimin cilesor te antigenit siperfaqesor te hepatitit B ne serumin human ose plazme duke perdorur tekniken ELFA (Enzyme Linked Fluorescent Assay). Testohet ne familjen e aparateve VIDAS. | Pajisje te diagnostifikimit in vitro
15165 | VIDAS® Anti-HCV, VIDAS® TPSA, VIDAS® FPSA | B I O CH E M NRP | 2023-10-13T00:00:00.000+02:00 | BIOMERIEUX S.A. , 376, Chemin de l'Orme 69280 MARCY L ETOILE FRANCE | 30308, 30428, 30440 | In vitro | VIDAS Anti-HCV, testi imunologjik i automatizuar perdoret per percaktimin e antitrupave te Hepatitit C ne serumin human duke perdorur tekniken ELFA (Enzyme Linked Fluorescent Assay). Testohet ne familjen e aparateve VIDAS., VIDAS TPSA, testi imunologjik i automatizuar sasior qe perdoret per percaktimin e nivelit te antigenit specifik te prostates (PSA) ne serumin human ose ne plazme duke perdorur tekniken ELFA (Enzyme Linked Fluorescent Assay). Testohet ne familjen e aparateve VIDAS., VIDAS FPSA, testi imunologjik i automatizuar sasior qe perdoret per percaktimin e PSA se lire ne serumin human ose ne plazme duke perdorur tekniken ELFA (Enzyme Linked Fluorescent Assay). Testohet ne familjen e aparateve VIDAS. | Pajisje te diagnostifikimit in vitro
15288 | HEMOCOLLAGENE/Haemostatic sponge | EURODENTA | 2023-10-17T00:00:00.000+02:00 | SEPTODONT 58 rue du Pont de Creteil 94107 SAINT MAUR DES FOSSES CEDEX FRANCE | 243S | Klasa III | Sfungjer hemostatik | Pajisje dentare
15180 | Impianto zigomatico senza filettoZVl4-50-sf, Impianto zigomatico senza filettoZVI4-52,5-sf, Impianto zigomatico senza filettoZVl4-55-sf, Impianto conometrico sublevelLEVEL 3,5-8,5, Impianto conometrico sublevelLEVEL 3,5-10, Impianto conometrico sublevelLEVEL 3,5-11,5, Impianto conometrico sublevelLEVEL 3,5-13, Impianto conometrico sublevelLEVEL 3,5-14,5, Impianto conometrico sublevelLEVEL 4-8,s, Impianto conometrico sublevelLEVEL 4-10, Impianto conometrico sublevelLEVEL 4-11,5, Impianto conometrico sublevelLEVEL 4-13, Impianto conometrico sublevelLEVEL 4-14,5, Impianto conometrico sublevelLEVEL 4—16, Impianto conometrico sublevelLEVEL 4,5-8,5, Impianto conometrico sublevelLEVEL 4,5-10, Moncone angolato 15 gradi in titanio con spalla h.5mm per impianti Konos fino a 05mmTMANl15b5-kono s, Moncone angolato 20 gradi in titanio con spalla h.4mm per impianti Konos fino a 05mmTMANl20b4-kono s, Moncone angolato 20 gradi in titanio con spalla h.5mm per impianti Konos fino a 05mmTMANl20b5-kono s, Moncone angolato 25 gradi in titanio con spalla h.4mm per impianti Konos fino a 05mmTMANl25b4-kono s, Moncone angolato 25 gradi in titanio con spalla h.5mm per impianti Konos fino a 05mmTMANl25b5-kono s, Moncone rotante conico in titanio per connettori dritti e angolati con spallaC-TMNI-coni-A, Base rotante conica in titanio per connettori dritti e angolati con spallaBC-TMNI-coni, Connettore dritto con spalla h.0mm per implanti esagono interno platform normalCONI-SPOO, Connettore dritto con spalla h.1,5mm per impianti esagono interno platform normalCONI-SP1,5, Connettore drifto con spalla h.3mm per impianti esagono interno platform normalGONI-SP3, Connettore dritto con spalla h.5mm per impianti esagono interno platform normalCONI-SPA, Connettore angolato 17º con spalla h.0mm per impianti esagono Interno platform normalCONI-17-SP00, Connettore angolato 17º con spalla h.1,5mm per Impianti esagono interno platform normalCONI-17-SP1,5, Connettore angolato 17º con spalla h.3mm per impianti esagono interno platform normalCONI-17-SP3, Connettore angolato 17º con spalla h.5mm per impianti esagono interno platform normalCONI-17-SP5, Connettore angolato 30' con spalla h.0mm per impianti esagono interno platform normalCONI-30-SP00, Connettore angolato 30º con spalla h.1,5mm per impianti esagono interno platform normalCONI-30-SP1,5, Connettore angolato 30" con spalla h.3mm per Impianti esagono interno platform normalCONI-30-SP3, Connettore angolato 30º con spalla h.5mm per impianti esagono interno platform normalCONI-30-SP5, Gonnettore angolato 17º con spalla h.0mm per impianti esagono interno con connessione 0 2,9mm TIZ-TIAZCOZI-17-SP00, Gonnettore angolato 17º con spalla h.1,5mm per implanti esagono interno con connessione 0 2,9mm TIZ-TIAZCOZI-17-SP1,5, Connettore angolato 17º con spalla h.3mm per impianti esagono interno con connessione B 2,9mm TIZ-TIAZCOZI-17-SP3, Impianto cilindrico esagono esterno 0 4,25 H 20TED-20, Impianto cilindrico esagono esterno 0 5,5 H 7TEF-7, Impianto cilindrico esagono esterno 0 5,5 H 8,5TEF-8,5, Impianto cilindrico esagono esterno 0 5,5 H 4 0TEF-10, Impianto cilindrico esagono esterno 0 5,5 H 11,5TEF-11,5, Impianto cilindrico esagono esterno 0 5,5 H 13TEF-13, Impianto cilindrico esagono esterno 0 5,5 H 14,5TEF-14,5, Impianto conico es. int. spira mediaTIBc-10, Impianto conico es. int. spara mediaTIBc-11, Impianto conico es. int. spira mediaTIBc-11,5, Impianto conico es. int. spira mediaTlBc-12, Impianto conico es. int. spira mediaTIBc-13, Impianto conico es. Int. spira mediaTIBc-14, Impianto conico es. int. spira mediaTIBc-14,5, Impianto conico es. int. spira mediaTIBc-16, Impianto conico sommerso es. int. spira media bone levelTlBc-10-BL, Impianto conico sommerso es. int. spira media bone levelTlBc-11-BL, Impianto conico sommerso es. int. spira media bone levelTIBc-11,5-BL, Impianto conico sommerso es. int. splra media bone levelTIBc-12-BL, Impianto conlco sommerso es. int. spira media bone levelTIBc-13-BL, Impianto conico sommerso es. int. spira media bone levelTIBc-14-BL, Impianto conico sommerso es. int. spira media bone levelTlBc-14,5-BL, Impianto conico sommerso es. int. spira media bone levelTIBc-16-BL, Impianto conico es. int. spira mediaTIDc-8,5, Impianto conico es. int. spira mediaTIDc-10, Impianto conico es. int. spira mediaTIDc-11,5, Impianto conico es. int. spira mediaTlDc-13, Impianto conico es. Int. spira mediaTIDc-14,5, Impianto conico sommerso es. int. spira media bone levelTlDc-8,5-BL, Impianto conico sommerso es. int. spira media bone levelTIDc-10-BL, Impianto conico sommerso es. int. spira media bone levelTIDc-11,5 -BL, Impianto conico sommerso es. int. spira media bone levelTlDc-13 -BL, Impianto conico sommerso es. int. spira media bone levelTIDc-14,5 -BL, Impianto conico es. Int. spira mediaTlLc-8,5, Impianto conico es. int. spara mediaTILc-10, Impianto conico es. int. splra mediaTILc-11,5, Impianto conico es. int. spira mediaTlLc-13, Impianto conico es. Int. spira mediaTILc-14,5, Impianto conico sommerso es. int. spira media bone levelTILc-8,5-BL, Impianto conico sommerso es. Int. spira media bone levelTILc-10 —BL, Impianto conico sommerso es. int. spira media bone levelTILc-11,5 -BL, Impianto conico sommerso es. int. spira media bone levelTlLc-13 —BL, Impianto conico sommerso es. int. spira media bone levelTILc-14,5-BL, lmpianta canico es. int. spira mediaTlGc-8,d, Impianto conico es. Int. spira mediaTlCc-10, Implanto conico es. int. spira mediaTlCc-11,5, Impianto conico es. int. spira mediaTlCc-13, Impianto conico sommerso es. Int. spira media bone levelTICc-8,5-BL, Impianto conico sommerso es. int. spira media bone levelThe-10 -BL, Impianto conico sommerso es. int. spira media bone levelThe-11,5 —BL, Impianto conico sommerso es. int. spira media bone levelTlCc-13 —BL, Impianto conico es. int. spira mediaTlGc-8,5, Impianto conometrico sublevelLEVEL 4,5-11,5, Impianto conometrico sublevelLEVEL 4,5-13, Impianto conometrico sublevelLEVEL 4,5-14,5, Impianto conometrico sublevelLEVEL 4,5 16, Impianto conometrico sublevelLEVEL 5-8,5, Impianto conometrico sublevelLEVEL 5-10, Impianto conometrico sublevelLEVEL 5 11,5, Impianto conometrico sublevelLEVEL 5-13, impianto conometrico sublevelLEVEL 5-14,5, Impianto conometrico sublevelLEVEL 5-16, Impianto es. int. tronco conicoSIMPLY 3,5-8,5, Impianto es. int. tronco conicoSIMPLY 3,5 10, Impianto es. int. tronco conicoSIMPLY 3,5 11,5, Impianto es. int. tronco conicoSIMPLY 3,5-13, Impianto es. int. tronco conicoSIMPLY 3,5-14,5, Impianto es. int. tronco conicoSIMPLV 4 8,5, Impianto es. int. tronco conicoSIMPLY 4-10, Impianto es. int. tronco conicoSIMPLY 4-11,5, Impianto es. int. tronco conicoSIMPLY 4-13, Impianto es. Int. tronco conicoSIMPLY 4-14,5, Impianto es. int. tronco conlcoSIMPLY 4,5-8,5, Impianto es. int. tronco conicoSIMPLY 4,5-10, Impianto es. int. tronco conicoSIMPLY 4,5-11,5, Impianto es. int. tronco conicoSIMPLY 4,5-13, Impianto es. int. tronco conicoSIMPLY 4,5-14,5, Connettore conico dritto con spalla h.0mm per impianti esagono interno con connessione | ANTENORE INTERNATIONAL | 2023-10-17T00:00:00.000+02:00 | ISOMED Srl Sede Legale: Via Goffredo Mameli 50/52 35020 Albignasego (PD) Sede Operativa: Via Mezzavia, 122 35020 Due Carrare (PD) | ZVl4-50-sf, ZVI4-52,5-sf, ZVl4-55-sf, LEVEL 3,5-8,5, LEVEL 3,5-10, LEVEL 3,5-11,5, LEVEL 3,5-13, LEVEL 3,5-14,5, LEVEL 4-8,s, LEVEL 4-10, LEVEL 4-11,5, LEVEL 4-13, LEVEL 4-14,5, LEVEL 4—16, LEVEL 4,5-8,5, LEVEL 4,5-10, TMANl15b5-kono s, TMANl20b4-kono s, TMANl20b5-kono s, TMANl25b4-kono s, TMANl25b5-kono s, C-TMNI-coni-A, BC-TMNI-coni, CONI-SPOO, CONI-SP1,5, GONI-SP3, CONI-SPA, CONI-17-SP00, CONI-17-SP1,5, CONI-17-SP3, CONI-17-SP5, CONI-30-SP00, CONI-30-SP1,5, CONI-30-SP3, CONI-30-SP5, COZI-17-SP00, COZI-17-SP1,5, COZI-17-SP3, TED-20, TEF-7, TEF-8,5, TEF-10, TEF-11,5, TEF-13, TEF-14,5, TIBc-10, TIBc-11, TIBc-11,5, TlBc-12, TIBc-13, TIBc-14, TIBc-14,5, TIBc-16, TlBc-10-BL, TlBc-11-BL, TIBc-11,5-BL, TIBc-12-BL, TIBc-13-BL, TIBc-14-BL, TlBc-14,5-BL, TIBc-16-BL, TIDc-8,5, TIDc-10, TIDc-11,5, TlDc-13, TIDc-14,5, TlDc-8,5-BL, TIDc-10-BL, TIDc-11,5 -BL, TlDc-13 -BL, TIDc-14,5 -BL, TlLc-8,5, TILc-10, TILc-11,5, TlLc-13, TILc-14,5, TILc-8,5-BL, TILc-10 —BL, TILc-11,5 -BL, TlLc-13 —BL, TILc-14,5-BL, TlGc-8,d, TlCc-10, TlCc-11,5, TlCc-13, TICc-8,5-BL, The-10 -BL, The-11,5 —BL, TlCc-13 —BL, TlGc-8,5, LEVEL 4,5-11,5, LEVEL 4,5-13, LEVEL 4,5-14,5, LEVEL 4,5 16, LEVEL 5-8,5, LEVEL 5-10, LEVEL 5 11,5, LEVEL 5-13, LEVEL 5-14,5, LEVEL 5-16, SIMPLY 3,5-8,5, SIMPLY 3,5 10, SIMPLY 3,5 11,5, SIMPLY 3,5-13, SIMPLY 3,5-14,5, SIMPLV 4 8,5, SIMPLY 4-10, SIMPLY 4-11,5, SIMPLY 4-13, SIMPLY 4-14,5, SIMPLY 4,5-8,5, SIMPLY 4,5-10, SIMPLY 4,5-11,5, SIMPLY 4,5-13, SIMPLY 4,5-14,5, COZI-SPOO, COZI-SP1,5, COZI-SP3, CONI/45°, C-TB-CONI-L, TB-CONI-L, TBZI-L-se, TBZl-L-ce, TBNE-L-se, TBNE-L-ce, TBKl-LL-se, TBKI-LL-ce, TBNI-LS-se, TBNI-LM-se, TBNI-LL-se, 1 BNI-LS-ce, TBNI-LM-ce, TBNI-LL-ce, TBNI-KONO-S-LL-SE, TBNI-KONO-S-LM-SE, TBNI-KONO-S-LS-SE, TBNI-KONO-S-LL-CE, TBNI-KONO-S-LM-CE, TlGc-10, TIGc-11,5, TIGc-13, TIGc-8,5-BL, TTGc-10 -BL, TlGc-11,5 -BL, TIGc-13 -BL, TEDc-8,5-1,2, TEDc-10-1,2, TEDc-11,5-1,2, TEDc-13-1,2, TEDc-14,5-1,2, TELc-8,5-1,2, TELc-10-1,2, TELc-11,5-1,2, TELc-13-1,2, TELc-14,5-1.2, TECc-8,5-1,2, TECc-10-1,2, TECc-11,5-1,2, TECc-13-1,2, TEGc-8,5-1,2, TEGc-10-1,2, TEGc-11,5-1,2, TEGc-13-1,2, TIBc-10-Kono, SIMPLY 5-8,5, SIMPLY 5-10, SIMPLY 5-11,5, SIMPLY 5-13, SIMPLY 5-14,5, SIRIO 3,5-8,5, SIRIO 3,5-10, SIRIO 3,5-11,5, SIRIO 3,5-13, SIRIO 3,5-14,5, SIRIO 4-8,5, SIRIO 4-10, SIRIO 4-11,5, SIRIO 4-13, SIRIO 4-14,5, SIRIO 4-19, SIRIO 4-21, SlRlO d-23, SIRIO 4,5-8,5, SIRIO 4,5-10, SIRIO 4,5-11,5, SIRIO 4,5-13, TBNIKONO-S-LS-CE, TFBl-ce, TFBI-se, TPE, COZI-30, COZI-45, TP00, Tf-'00-S, TP0O.Z, TP01, TP02, TPK, C-M1,6/A, C-M1,8/A, C-M1,8/B, M1,4, M1,6/A, M1,8/K, M1,8/A, M1,8/A2, M1,8/A3, M1,8/A4, M1,B/A5, M1,8/S, M2,0/A, M2/A2, M2/A3, M2/A4, M2/A5, TlBc-11,5-Kono, TIBc-12-Kono, TIDc-8,5-Kono, TIDc-10-Kono, TIDc-11,5-Kono, TIDc-13-Kono, TIDc-14,5-Kono, TILc-8.5-Kono, TILc-10-Kono, TlLc-11,5-Kono, TILc-13-Kono, TILc-14,5-Kono, TICc-8,5-Kono, TICc-10-Kono, TlCc-11,5-Kono, TICc-13-Kono, TIO-5-SHORT, TID-6-SHORT, TID-7-SHORT, TIC-5-SHORT, TIC-6-SHORT, TIG-5-SHORT, TIG-6-SHORT, TIG-7-SHORT, TIBc-10-Kono s, TIBc-11-Kono s, TlBc-11,5-Kono s, TlBc-12-Kono s, TlBc-13-Kono s, TIBc-14-Kono s, TlBc-14,5-Kono s, TIBc-16-Kono s, TlDc-8,5-Kono s, TIDc-10-Kono s, TIDc-11,5-Kono s, TlDc-13-Kono s, TlDc-14,5-Kono s, TILc-8,5-Kono s, TILc-10-Kono s, SIRIO 4,5-14,5, SIRIO 4,5-19, SIRIO 4,5-2T, SIRIO 4,5-23, SIRIO 5-8,5, SIRIO 5-10, SIRIO 5-11,5, SIRIO 5-13, TSNI-3, TSNI-5, TSNI-3-S, TONI-1,5, TDNI-3, TONI-5, TSSI-3, TSSI-5, TDSI-3, TDSI-5, TSNE-3, TSNE-5, TDNE-3, TSSE-3-1,2, TSSE-5-1,2, TDSE-3-1,2, TDSE-5-1,2, TBNl-LEVEL-LM-se, TBN]-LEVEL-LM-se-1,5, TBNI-LEVEL-LM-se-3, TBNl-LEVEL-LM-se-4, TBNl-LEVEL-LM-se-5, TBNI-LEVEL-LM-se-6, TBNI-LEVEL-LM-se-7, TBNI-LEVEL-LS-se, TBNI-LEVEL-LS-se-1,5, TBNl-LEVEL-LS-se-3, TBNI-LEVEL-LS se-4, TBNI-LEVEL-LS-se-5, TBNI-LEVEL-LS-sE-6, TBNl-LEVEL-LS-se-7, I BNI-LEVEL-LL-ce, TBNI-LEVEL-LL-ce-1,5, TBNI-LEVEL-LL-ce-3, TBNI-LEVEL-LL-ce-4, TBNI-LE\/EL-LL-ce-5, TBNl-LEVEL-LL-ce-6, TILc-11,5-Kono s, TlLc-13-Kono s, TILc-14,5-Kono s, TICc-8,5-Kono | Klasa IIb | IMPLANTE DENTARE, AKSESORE DENTAR, FREZA AKSESORE DENTAR | Pajisje dentare
0 2,9mm TIZ-TIAZCOZI-SPOO, Connettore conico dritto con spalla h.1,5mm per Impianti esagono interno con connessione 0 2,9mm TIZ-TIAZCOZI-SP1,5, Connettore conico dritto con spalla h.3mm per impianti esagono interno con connessione 0 2,9mm TIZ-TIAZCOZI-SP3, Connettore angolato 45º (Commercializzato con vite M1,8/A)CONI/45°, Basetta estetlc rotante conica LONG per connettori drltti e angolati con spalla 0 4mmC-TB-CONI-L, Basetta estetica rotante conlca LONG per connettori dritti e angolati con spalla 0 SmmTB-CONI-L, Basetta estetica LONG senza esagono per impianti TIZ-TIAZTBZI-L-se, Basetta estetica LONG con esagono per impianti TIZ-TIAZTBZl-L-ce, Basetta estetica LONG h.1mm senza esagono per impianti es. esterno PLATFORM NORMALTBNE-L-se, Basetta estetica LONG h.1mm con esagono per impianti es. esterno PLATFORM NORMALTBNE-L-ce, Base0a estetica LONG-large senEa esagono per impianti es. interno PLATFORM LA AGETBKl-LL-se, Basetta estetica LONG-large con esagono per impianti es. interno PLATFORM LARGETBKI-LL-ce, Basetta estetica LONG-SMALL senza esagono per impianti es. interno PLATFORM NORMALTBNI-LS-se, Basella estetica LONG-MEDIUM senza esagono per Impianti es. interno PLATFORM NORMALTBNI-LM-se, Basetta estetica LONG-LARGE senza esagono per impianti es. interno PLATFORM NORMALTBNI-LL-se, Basella estetica LONG-SMALL con esagono per impianti es. interno PLATFORM NORMAL1 BNI-LS-ce, Basetta estetica LONG-MEDIUM con esagono per impianti es. interno PLATFORM NORMALTBNI-LM-ce, Basetta estetica LONG-LARGE con esagono per impianti es. interno PLATFORM NORMALTBNI-LL-ce, Basetta estetica LONG-LARGE senza esagono per impianti es. Interno PLATFORM NORMALTBNI-KONO-S-LL-SE, Basetta estetlca LONG-MEDIUM senza esagono per impianti ss. interno PLATFORM NORMALTBNI-KONO-S-LM-SE, Basetta estetica LONG-SMALL senza esagono per Impianti es. interno PLATFORM
NORMALTBNI-KONO-S-LS-SE, Basetta estetica LONG LARGE con es gono per impianti es. interno PLATFORM NORMALTBNI-KONO-S-LL-CE, Basetta estetica LONG-MEDIUM con esagono per impianti es. interno PLATFORM NORMALTBNI-KONO-S-LM-CE, Impianto conico es. Int. spira mediaTlGc-10, Impianto conico es. Int. spira mediaTIGc-11,5, Impianto conico es. int. splra mediaTIGc-13, Impianto conlco sommerso es. int. spira media bone levelTIGc-8,5-BL, Impianto conico sommerso es. int. spira media bone levelTTGc-10 -BL, Impianto conico sommerso es. int. spira media bone levelTlGc-11,5 -BL, Impianto conico sommerso es. int. spira medla bone levelTIGc-13 -BL, Impianto conico es. est. spira mediaTEDc-8,5-1,2, Impianto conico es. est. spira mediaTEDc-10-1,2, Impianto conico es. est. spira mediaTEDc-11,5-1,2, Impianto conico es. est. spira mediaTEDc-13-1,2, Impianto conico es. est. spira mediaTEDc-14,5-1,2, Impianto conico es. est. spira mediaTELc-8,5-1,2, Impianto conico es. est. spira mediaTELc-10-1,2, Impianto conico es. est. spira mediaTELc-11,5-1,2, Impianto conico es. est. spira mediaTELc-13-1,2, Impianto conico es. est. spira mediaTELc-14,5-1.2, Impianto conico es. est. spira mediaTECc-8,5-1,2, Impianto conico es. est. spira mediaTECc-10-1,2, Impianto conico es. est. spira mediaTECc-11,5-1,2, Impianto conico es. est. spira mediaTECc-13-1,2, Impianto conico es. est. spira mediaTEGc-8,5-1,2, Impianto conico es. est. spira mediaTEGc-10-1,2, Impianto conico es. est. spira mediaTEGc-11,5-1,2, lmplanto conico es. est. spira mediaTEGc-13-1,2, Impianto conlco conometrico es. Int. spira mediaTIBc-10-Kono, Impianto es. int. tronco conicaSIMPLY 5-8,5, Impianto es. int. tronco conicoSIMPLY 5-10, Impianto es. int. tronco conicoSIMPLY 5-11,5, Impianto es. int. tronco conicoSIMPLY 5-13, Impianto es. int. tronco conicoSIMPLY 5-14,5, Impianto es. int. tronco conicoSIRIO 3,5-8,5, Impianto es. int. tronco conicoSIRIO 3,5-10, Impianto es. int. tronco conicoSIRIO 3,5-11,5, Impianto es. int. tronco conicoSIRIO 3,5-13, Impianto es. int. tronco conicoSIRIO 3,5-14,5, Impianto es. int. tronco conicoSIRIO 4-8,5, Impianto es. int. tronco conicoSIRIO 4-10, Impianto es. int. tronco conicoSIRIO 4-11,5, impianto es. int. tronco conicoSIRIO 4-13, Impianto es. int. tronco conicoSIRIO 4-14,5, Impianto es. int. tronco conicoSIRIO 4-19, Impianto es. int. tronco conicoSIRIO 4-21, Impianto es. int. tronco conicoSlRlO d-23, Impianto es. int. tronco conicoSIRIO 4,5-8,5, Impianto es. int. tronco conicoSIRIO 4,5-10, Impianto es. int. tronco conicoSIRIO 4,5-11,5, Impianto es. int. tronco conicoSIRIO 4,5-13, Basetta estetica LONG-SMALL con esagono per impianti es. interno PLATFORM NORMALTBNIKONO-S-LS-CE, Basetta estetica con esagono per protesi angolata con ingaggio esalobato per impianti es. interno PLATFORM NORMALTFBl-ce, Basella estetica senza esagono per protesi angolata con ingaggio esalobato per impianti es. interno PLATFORM NORMALTFBI-se, Vite passante M1,8 con ingaggio esalobatoTPE, Connettore conIco angolato 30°per impianti esagono Interno TIZ-TIAZCOZI-30, Conne\tore conico angolato 45"per Impiantl esagono interno TIZ-TIAZCOZI-45, Uite passanteTP00, Uite passanteTf-'00-S, Vite passanteTP0O.Z, Vite passanteTP01, Uite passanteTP02, Vite passanteTPK, Vite passanteC-M1,6/A, Vite passanteC-M1,8/A, Uite passanteC-M1,8/B, Vite passanteM1,4, Vlte passanteM1,6/A, Vite passanteM1,8/K, Vite passanteM1,8/A, Vite passanteM1,8/A2, Vite passanteM1,8/A3, Vite passanteM1,8/A4, \/ite passanteM1,B/A5, Vite passanteM1,8/S, Vite passanteM2,0/A, Vite passanteM2/A2, Vite passanteM2/A3, Vite passanteM2/A4, Vite passanteM2/A5, Impianto conico conometrico es. Int. spira mediaTlBc-11,5-Kono, Impianto conico conometrico es. Int. spira mediaTIBc-12-Kono, Impianto conico conometrico es. Int. spira mediaTIDc-8,5-Kono, Impianto conico conometrico es. Int. spira mediaTIDc-10-Kono, Impianto conico canometrico es. Int. spira mediaTIDc-11,5-Kono, Impianto conico conometrico es. Int. spira mediaTIDc-13-Kono, Impianto conico conometrico es. Int. spira mediaTIDc-14,5-Kono, Impianto conico conometrico es. Int. spira mediaTILc-8.5-Kono, Impianto conico conometrico es. Int. spira mediaTILc-10-Kono, Impianto conico conometrico es. Int. spira mediaTlLc-11,5-Kono, Impianto conico conometrico es. Int. spira mediaTILc-13-Kono, Impianto conico conometrico es. Int. spira mediaTILc-14,5-Kono, Impianto conico conometrico es. Int. spira mediaTICc-8,5-Kono, Impianto conico conometrico es. Int. spira mediaTICc-10-Kono, Impianto conico conometrico es. Int. splra mediaTlCc-11,5-Kono, Impianto conico conometrico es. Int. spira mediaTICc-13-Kono, Impianto cilindrico es. int. Short lmplanlTIO-5-SHORT, Impianto cilindrico es. int. Short lmplantTID-6-SHORT, Impianto cilindrico es. int. Short ¦mpIantTID-7-SHORT, Impianto cilindrico es. int. Short lmplantTIC-5-SHORT, Impianto cilindrico es. int. Short lmplantTIC-6-SHORT, Impianto cilindrico es. int. Short lmplantTIG-7-SHORT, Impianto cilindrico es. int. Short lmplantTIG-5-SHORT, Impianto cilindrico es. int. Short lmplantTIG-6-SHORT, Impianto cllindrico es. int. Short lmplantTIG-7-SHORT, Impianto conico conometrico es. Int. spira mediaTIBc-10-Kono s, Impianto conico conometrico es. Int. spira mediaTIBc-11-Kono s, Impianto conico conometrico es. Int. spira mediaTlBc-11,5-Kono s, Impianto conico conometrico es. Int. spira mediaTlBc-12-Kono s, Impianto conico conometrico es. Int. spara madiaTlBc-13-Kono s, Impianto conico conometrico es. Int. spira mediaTIBc-14-Kono s, Impianto conico conometrico es. Int. spira mediaTlBc-14,5-Kono s, Impianto conico conometrico es. Int. spira mediaTIBc-16-Kono s, Impianto conico conometrico es. Int. spira mediaTlDc-8,5-Kono s, Impianto conico conometrico es. Int. spira mediaTIDc-10-Kono s, Impianto conico conometrico es. Int. spira mediaTIDc-11,5-Kono s, Impianto conico conometrico es. Int. spira mediaTlDc-13-Kono s, Impianto conico conometrico es. Int. spira mediaTlDc-14,5-Kono s, Impianto conico conometrico es. Int. spira mediaTILc-8,5-Kono s, Impianto conico conometrico es. Int. spira mediaTILc-10-Kono s, Impianto es. int. tronco conicoSIRIO 4,5-14,5, Impianto es. int. tronco conico SIRIO 4,5-19, Impianto es. int. tronco conicoSIRIO 4,5-2T, Impianto es. int. tronco conicoSIRIO 4,5-23, Impianto es. int. tronco conicoSIRIO 5-8,5, Impianto es. ini. tronco conicoSIRIO 5-10, Impianto es. int. tronco conicoSIRIO 5-11,5, Impianto es. int. tronco conicoSIRIO 5-13, Vite di guarigione H3 mm svasata per impianti Es. Int. Platform NormalTSNI-3, Vite di guarigione H5 mm svasata per impianti Es. Int. Platform NormalTSNI-5, \/ite di guarigione svasata H3 mm per Impiantl SHORT H5TSNI-3-S, Vite dl guarigione H1,5 mm drilta per impianti ES. Int. Platform NormalTONI-1,5, Vite di guarigione H3 mm dritta per impianti ES. Int. Plafform NormalTDNI-3, Vite di guarigione HS mm drifta per impianti ES. Int. Platform NormalTONI-5, Vite dl guarigione svasata per impianti Es. Int. cilindrici diam.5 e 5,5 h—3 mm.TSSI-3, Vite di guarigione svasata per impianti Es. Int. cilindrici diam.5 e 5,5 h—5 mm.TSSI-5, Vite di guarigione dritta per impianti Es. int. cilindrici diam.5 5,5 h=3 mm.TDSI-3, Vite di guarigione dritta per Impianti Es. Int. cilindricl diam.5 5,5 h=5 mm.TDSI-5, Vite di guarigione svasata per Impianti Es. Est. diam. 3,3-3,75-4,25 h=3 mm. Torr. 0,7TSNE-3, Vite dl guarigione svasata per impianti Es. Est. diam. 3,3-3,75-4,25 h=5 mm. Torr. 0,7TSNE-5, Vite di guarigione dritta per impianti Es. Est. diam. 3,3-3,75-4,25 h=3 mm Torr. 0,7TDNE-3, Vite di guarigione H3 svasata per impianti Es. Est. diam. 5 Torr. 1,2 (TEGc-xx)TSSE-3-1,2, Vite di guarigione H5 svasata per impianti Es. Est. diam. 5 Torr. 1,2 (TECc-xx)TSSE-5-1,2, Vite di guarigione H3 dritta per impianti Es. Est. diam. 5 Torr. 1,2 (TEGc-xx)TDSE-3-1,2, Vite di guarigione H5 drifta per !mpianti Es. Est. diam. 5 Torr. 1,2 (TECc-xx)TDSE-5-1,2, Basetta estetica LONG MEDIUM in titanio senza esagono per imp. Conometrici LE\/EL fino a diam. 5TBNl-LEVEL-LM-se, Basella estetica LONG-MEDIUM in titanio senza esagono con spalla h. 1,5 per imp. Conometrici LEVEL fino a diam. 5TBN]-LEVEL-LM-se-1,5, Basetta estetica LONG-MEDIUM in titanio senza esagono con spalla h. 3 per imp. Conometrici LE\/EL fino a diam. 5TBNI-LEVEL-LM-se-3, Basetta estetica LONG-MEDIUM in titanlo senza esagono con spalla h. 4 per imp. Conometrici LEVEL fino a diam. 5TBNl-LEVEL-LM-se-4, Basetta estetica LONG MEDIUM in titanio senza esagono con spalla h. 5 per imp. Conometrici LE\/EL fino a diam. 5TBNl-LEVEL-LM-se-5, Basetta estetica LONG-MEDIUM In titanio senza esagono con spalla h. 6 per imp. Conometrici LEVEL fino a diam. 5TBNI-LEVEL-LM-se-6, Basetta estetica LONG-MEDIUM In titanio senza esagono con spalla h. 7 per imp. Conometrici LEVEL fino a diam. 5TBNI-LEVEL-LM-se-7, Basetta estetica LONG-SMALL in titanio senza esagono per Imp. Conometrici LEVEL fino a diam. 5TBNI-LEVEL-LS-se, Basetta estetica LONG SMALL in titanio senza esagono con spalla h. 1,5 per imp. Conometrici LEVEL fino a diam. 5TBNI-LEVEL-LS-se-1,5, Basetta estetica LONG SMALL in titanio senza esagono con spalla h. 3 per imp. Conometrici LE\/EL fino a diam. 5TBNl-LEVEL-LS-se-3, Basetta estetica LONG SMALL in titanio senza esagono con spalla h. 4 per imp. Conometrici LEVEL fino a diam. 5TBNI-LEVEL-LS se-4, Basetta estetica LONG-SMALL in titanio senza esagono con spalla h. 5 per imp. Conometrici LEVEL tino a diam. 5TBNI-LEVEL-LS-se-5, Basella estetica LONG-SMALL in titanio senza esagono con spalla h. 6 per imp. Conometrici LEVEL fino a diam. 5TBNI-LEVEL-LS-sE-6, Basetta estetica LONG-SMALL in titanio senza esagono con spalla h. 7 per imp. Conometrici LEVEL fino a diam. 5TBNl-LEVEL-LS-se-7, Basetta estetica LONG-LARGE in titanio con esagono per imp. Conometrici LEVEL fino a diam. 5I BNI-LEVEL-LL-ce, Basetta estetica LONG LARGE in titanio con esagono con spalla h. 1,5 per imp. Conometrici LE\/EL fino a diam. 5TBNI-LEVEL-LL-ce-1,5, Basetta estetica LONG-LARGE in titanio con esagono con spalla h. 3 per imp. Conometrici LE\/EL fino a diam. 5TBNI-LEVEL-LL-ce-3, Basetta estetica LONG-LARGE in titanio con esagono con spalla h. 4 per imp. Conometrici LEVEL fino a diam. 5TBNI-LEVEL-LL-ce-4, Basetta estetica LONG-LARGE in tltanio con esagono con spalla h. 5 per imp. Conometrico LEVEL fino a diam. 5TBNI-LE\/EL-LL-ce-5, Basella estetica LONG-LARGE in titanio con esagono con spalla h. 6 per imp. Conometrici LEVEL fino a diam. 5TBNl-LEVEL-LL-ce-6, Impianto conico conometrico es. Int. spira mediaTILc-11,5-Kono s, Impianto conico conometrico es. Int. spira mediaTlLc-13-Kono s, Impianto conico conometrico es. Int. sp!ra mediaTILc-14,5-Kono s, Impianto conico conometrico es. Int. spira mediaTICc-8,5-Kono s, Impianto conico conometrico es. Int. spira mediaTICc-10-Kono s, Impianto conico conometrico es. Int. spira mediaTlCc-11,5-Kono s, Impianto conico conometrico es. Int. spira mediaTlCc-13-Kono s, Impianto conico conometrico es. Int. spira mediaCLOSE 3,5-10-BL, Impianto conico conometrico es. Int. spira mediaCLOSE 3,5-11-BL, Impianto conico conometrico es. Int. spira media CLOSE 3,5-IN ,5-BL, Impianto conlco conometrico es. Int. spira mediaCLOSE 3,5-12-BL, Impianto conico conometrico es. Int. spira mediaCLOSE 3,5-13-BL, Impianto conico conometrico es. Int. spira mediaCLOSE 3,5-14-BL, Impianto conico conometrico es. Int. spira mediaCLOSE 3,5-14,5-BL, Impianto conico conometrico es. Int. spira mediaCLOSE 3,5-16-BL, Impianto conico conometrico es. Int. spira mediaCLOSE 4-8,5-BL, Impianto conico conometrico es. Int. spira mediaCLOSE 4-10-BL, Impianto conico conometrico es. Int. spira mediaCLOSE 4-11,5-BL, Impianto conico conometrico es. Int. spira mediaCLOSE 4-13-BL, Impianto conico conometrico es. ]nt. spira mediaCLOSE 4-14,5-BL, Impianto conico conometrico es. Int. spira mediaCLOSE 4,5-8,5-BL, Impianto conico conometrico es. Int. spira mediaOLOSE 4,5-10-BL, Impianto conico conometrico es. Int. spira mediaCLOSE 4,5-11,5-BL, Impianto conico conometrico es. Int. spira mediaCLOSE 4,5-13-BL, Impianto conico conometrico es. Int. splra mediaCLOSE 4,5-14,5-BL, Vite di guarigione H3 svasata per impianti Es. Est. diam. 6 Torr. 1,2 (TEGc-xx)TSLE-3-1,2, Vite di guarigione H5 svasata per impianti Es. Est. diam. 6 Torr. 1,2 (TEGc-xx)TSLE-5-1,2, Vite di guariglone H3 drilta per impianti Es. Est. diam. 6 Torr. 1,2 (TEGc-xx)TDLE-3-1,2, Vite di guarigione H5 dritta per impianti Es. Est. diam. 6 Torr. 1,2 (TEGc-xx)TDLE-5-1,2, Vite di guarigione H3 svasata per impianti Es. Int. diam. 6 (TIGc-xx e TIGc-xx-BL)TSLI-3, Vite di guarigione HS svasata per impianti Es. Int. diam. 6 (TIGc-cx e TIGc-xx-BL)TSLI-5, Vite di guarigione H3 dritta per Impianti Es. Int. diam. 6 (TlGc-xx e TIGc-xx-BL)TDLI-3, Vite di guarigione H5 dritta per impianti Es. Int. diam. 6 (TIGc-xx e TIGc-xx-BL)TDLI-5, Vite di guarigione svasata per impianti Es. int. H3 Platform LargeTSKI-3, Vite di guarigione svasata per impianti Es. Int. H5 Platform LargeTSKI-5, Vite di guarigione dritta per impianti Es. Int. H3 Platform LargeTDKI-3, Vite di guarigione dritta per impianti Es. Int. H5 Platform LargeTDKI-5, Vite di guarigione H3,5 per connettori dritti e angolati con base diam. 5 mmTSNC-3,5, Vite di guarlgìone svasata H 5 per impianti Es. Est. diam. 2,9 mmTSZE-5, Vite di guarigione svasata H 3 par impianti Es. Int. Platform TIZ TIAZTSZI-3, Vite di guarigione svasata H 5 per impianti Es. Int. Platform TIZ TIAZTSZI-5, Vite di guarigione svasata H 3 per impianti con conn. conometrica fino a diam. 5 (Kono S, CLOSE-BL, LEVEL)TSNI-3 KONO S, Vite di guarìgione svasata H 5 per impianti per impìanti con conn. conometrica fino a diam. 5 (Kono S, CLOSE-BL, LEVEL)TSNI-5 KONO S, Vite di guarigione dritta H 3 per impianti per impianti con conn. conometrica fino a diam. 5 (Kono S, CLOSE-BL, LEVEL)TDN 3 KONO S, Vite di guarigione dritta H 5 per impianti per Impianti con conn. conometrica fino a diam. 5 (Kono S, CLOSE-BL, LEVEL)TDNI-5 KONO S, \/ite di guariglone dritta H 3 per impianti ESTHETICTONI-3-ES, Vile di guarigione dritta H 5 per impianti ESTHETICTDNI-5-ES, \/ite di guarigione dritta H 1,5 per impianti ESTHETICTDNI-1,5-ES, Vibe di guarigione in titanio svasata con spalla h. 3 per imp. Oonometrici LEVEL fino diam. 5TSNI-3-LEVEL, Emisfera h. 3 mm per impi. Es. est. con battuta diam. 4 mm tor. 1,2LOKE-3, Emisfera h. 4 mm per impi. Es. est. con battuta diam. 4 mm tor. 1,2LOKE-4, Moncone a palla diam. 2,2 H. 0 per imp. Es. est. dia. 2,9 tor. H 2TMZE P2,2-0, Moncone a palla diam. 2,2 H. 1 per imp. Es. est. dia. 2.9 tor. H 2TMZE P2,2-1, Moncone a palla diam. 2,2 H. 2 per imp. Es. est. dia. 2,9 tor. H 2TMZE P2,Z-2, Collarino per Moncone a palla diam. 2,2 per imp. Es. est. dia. 2,9 tor. H 2CTMZE P2,2-2, Moncone a palla diam. 2,2 HO per impianti KONO STMNI P 2,2-0 KONO S, Moncone a palla diam. 2,2 HI per impianti KONO STMNI P 2,2-1 KONO S, Moncone a palla diam. 2,2 H2 per impianti KONO STMNI P 2,2-2 KONO S, Moncone a palla diam. 2,2 H3 per Impianti KONO STMNI P 2,2-3 KONO S, Moncone a palla aiam. 2,2 H4 per impianti KONO STMNI P 2,2-4 KONO S, Moncone a palla diam. 2,2 Ho per impianti es. int. dia. 2,9TMZI P 2,2-0, Moncone a palla Oiam. 2,2 H1 per impianti es. Int. dia. 2,9TMZI P 2,2-1, Moncone a palla diam. 2,2 H2 per impianti es. Int. dia. 2,9TMZI P 2,2-2, Moncone a palla diam. 2,2 H3 per impianti es. int. dia. 2,9TMZI P 2,2-3, Moncone a palla diam. 2,2 H4 per impianti es. Int. dia. 2,9TMZI P 2,2-4, Emisfera H 0 per impianti es. int. dia. 2,9LOZI-0, Emisfera H 1 per impianti es. Int. dia. 2,9LOZI-1, Emisfera H 2 per impianti es. Int. dia. 2,9LOZI-2, Emisfera H 3 per impianti es. int. dia. 2,9LOZI-3, Moncone a palla H 0 per Impianti ESTHETICTMNI P2,2-0-ES, Moncone a palla H 1 p0r impianti ESTHETICTMNI P2,2-1-ES, Moncone a palla H 2 per impianti ESTHETICTMNI P2,2-2-ES, Moncone a palla H 3 per impianti ESTHETICTMNI P2,2-3-ES, Moncone a palla H 4 per impianti ESTHETIGTMNI P2,2-4-ES, Impianto conico conometrico es. Int. spira madiaCLOSE 5-8,5-BL, Impianto conico conometrico es. Int. spira mediaCLOSE 5-10-BL, Impianto conico conometrico es. Int. spira mediaCLOSE 5-11,5-BL, Impianto conico conometrico es. Int. spira mediaCLOSE 5-13-BL, Impianto conico trasmucoso es. int. spira mediaESTHETIC 3,5-10, Impianto conico trasmucoso es. int. spira mediaESTHETIC 3,5-11, Impianto conico trasmucoso es. int. spira mediaESTHETIC 3,5-12, Impianto conico trasmucoso es. int. spira mediaESTHETIC 3,5-14, Impianto conico trasmucoso es. int. spira mediaESTHETIC 3,s-16, Impianto conico trasmucoso es. int. spira mediaESTHETIC 4-8,5, Implanto conlco trasmucoso es. Int. spira mediaESTHETIC 4-10, Impianto conico trasmucoso es. int. spira mediaESTHETIC 4-11,5, Impianto a viteTV3-9, Impianto a viteTV3,5-4, Impianto a viteTV3,5-5, Impianto a viteTV3,5-6, Impianto a vite spalla 1,5TV3,5-3-SP1,5, Impianto a vite spalla 1,STV3,5-4-SPD ,5, Impianto a vite spalla 1,5TV3,5-5-SP1,5, Impianto a vite spalla 3TV3,5-3-SP3, Impianto a vite spalla 3TV3,5-4-SP3, Impianto a vite spalla 3TV3,5-5-SP3, Impianto a viteTV4-3, Impianto a viteTV4-4, Impianto a viteTV4-5, impianto a viteTV4-6, Impianto a vite spalla 1.5TV4-3-SP1,5, Moncone Cilindrico per Esag. Int. Esag. 2,2mm Base B6mmTMLIC, Moncone per impianti esagono interno SpecialTMSI, Moncone per Esag. Int. 0 Smm h. 1mmTMKI b1, Moncone per Esag. Int. 0 Smm h. 2mmTMKI b2, Moncone per Esag. Int. 0 Smm h. 3mmTMKI b3, Moncone per Esag. Int. 0 6mm h. 1mmTMLI b1, Moncone per Esag. Int. 0 6mm h. 2mmTMLI b2, fvloncone per E-sag. Int. 0 6mm h. 3mmTMLI b3, Moncone per impianti esagono esterno NormalTMNE, Moncone per impianti esagono esterno Normal H 1,2mmTMNE-H1,2, Moncone senza Battuta per Esag. Est. Es. 3mm Base 06mmTMLE, Moncone Cilindrico per esag. Est. Normal mmTMNEC, Moncone Cilindrico per esag. Est. Normal mm H 1,2mmTMNEG-H1,2, Moncone per Impianti esagono esterno SpecialTMSE, Moncone per impianti esagono esterno Special H1,2TMSE H1,2, Moncone Cilindrico per esag. Est. Special mmTMSEC, Moncone Cilindrico per esag. Est. Special mmTMSEC-H1,2, Moncone a battuta per esag. int. Normal h.1TMNI b 1, Moncone a battuta per esag. int. Normal h.2TMNI b 2, Moncone a battuta per esag. int. NormaÌ h.3TMNI b 3, Moncone a battuta per esag. int. Special h.1TMSI b 1, Moncone a battuta per esag. int. Special h.2TMSI b 2, Moncone a battuta per esag. Int. Special h.3TMSI b 3, Moncone a battuta per esag. int. Special h.5TMSI b 5, Moncone a battuta per esag. est. Normal h.4TMNE b 1, Moncone a battuta per esag. est. Normal h.2TMNE b 2, Moncone a battuta per esag. est. Normal h.3TMNE b 3, Basetta estetica LONG-LARGE in titanio con esagono con spalla h. 7 per imp. Conometrici LEVEL fino a diam. 5TBNI-LEVEL-LL-ce-7, Basetta estetica LONG MEDIUM in titanio con esagono per imp. Conometrici LEVEL fino a diam. 5TBNI-LEVEL-LM-ce, Basella estetica LONG-MEDIUM in titanio con esagono con spalla h. 1,5 per Imp. Conometrici LEVEL Tino a diam. 5TBNI-LE\/EL-LM-ce-1,5, Basetta estetica LONG-MEDIUM in titanio con esagono con spalla h. 3 per imp. Conometrlci LEVEL fino a dlam. 5TBNI-LEVEL-LM-ce-3, Basetta estetica LONG-MEDIUM in titanio con esagono con spalla h. 4 per imp. Conometrici LEVEL fino a diam. 5TBNI-LEVEL-LM-ce-4, Basette estetica LONG-MEDIUM in titanio con esagono con spalla h. 5 per imp. Conometricì LEVEL fino a diam. 5TBNI-LE\/EL-LM-ce-5, Basetta estetica LONG-MEDIUM in titanlo con esagono con spalla h. 6 per imp. Conometrici LEVEL fino a diam. 5TBNI-LEVEL-LM-ce-6, Basella estetica LONG-MEDIUM in titanio con esagono con spalla h. 7 per imp. Conometrici LE\/EL fino a diam. 5TBNI-LEVEL-LM-ce-7, Basetta estetica LONG-SMALL in titanio con esagono per imp, Conometrici LEVEL fino a diam. 5TBNI-LEVEL-LS-ce, Basetta estetica LONG-SMALL in titanio con esagono con spalla h. 1,5 per imp. Oonometrici LEVEL fino a diam. 5TBNl-LEVEL-LS-ce-1,5, Basetta estetica LONG-SMALL in titanio con esagono con spalla h. 3 per imp. Conometrici LEVEL tino a diam. 5TBNI-LEVEL-LS-ce-3, Base\ta estetica LONG-SMALL in titanio con esagono con spalla h. 4 per imp. Conometricl LEVEL fino a diam. 5TBNI-LE\/EL-LS-ce-4, Basetta estetica LONG-SMALL in titanio con esagono con spalla h. 5 per imp. Conometrici LEVEL fino a diam. 5TBNl-LEVEL-LS-ce-5, Basetta estetica LONG-SMALL in titanio con esagono con spalla h. 6 per imp. Conometrici LE\/EL fino a diam. 5TBNI-LEVEL-LS-ce-6, Basetta estetica LONG-SMALL in titanio con esagono con spalla h. 7 per imp. Gonometrici LE\/EL fino a diam. 5TBNI-LE\/EL-LS-ce-7, Moncone a palla in titanio 0 h. 2,2mm - h.1mm per imp. Conometrici LE\/EL fino a diam. 5TMNI P2,2-1-LEVEL, Moncone a palla in titanio 0 h. 2,2mm - h.2mm per imp. Conometrici LEVEL fino a diam. 5TMNI P 2,2-2 LEVEL, Moncone a palla In titanio 0 h. 2,2mm - h.3mm per imp. Conometrici LEVEL fino a diam. 5TMNI P 2,2-3 LE\/EL, Moncone a palla in titanio 0 h. 2,2mm - h.4mm per imp. Conometricl LEvEL fino a diam. 5TMNI P 2,2-4 LE\/EL, Moncone a palla in titanlo 0 h. 2,2mm - h.5mm per imp, Conometricl LEVEL fino a diam. 5TMNI P 2,2-5 LEVEL, Moncone a palla in titanio 0 h. 2,2mm - h.6mm per imp. Conometrici LEVEL fino a diam. 5TMNI P 2,2-6 LEVEL, Impianto a vite spalla 1,5TV4-4-SP1,5, Impianto a vite spalla 1,5TV4-5-SP1,5, Impianto a vite spalla 3TV4-3-SP3, Impianto a vite spallaTV4-4-SP3, Impianto a vite spalla 3TV4-5-SP3, Impianto a viteTV4,5-3, Impianto a viteTV4,5-4, lmplanto a viteTV4,5-5, Impianto a viteTV4,5-6, Impianto a vite spalla 1,5TV4,5-3-SP1,5, Impianto a vite spalla 1,5TV4,5-4-SP1,5, ]mpìanto a vite spalla 1,5TV4,5-5-SP1,5, Impianto a vite spalla 3TV4,5-3-SP3, Impianto a vite spalla 3TV4,5-4-SP3, Impianto a vite spalla 3TV4,5-5-SP3, Impianto a viteTV5-3, Impianto a viteTV5-4, Impianto a viteTV5-5, Impianto a viteTV5-6, Implanto a vite spalla 1,5TV5-3-SP1,5, Impianto a vite spalla 1,5TV5-4-SP1,5, Impianto a vite spalla 1,5TV5-5-SP1,5, Impianto a vite spalla 3TV5-3-SP3, Impianto a vite spalla 3TV5-4-SP3, Impianto a vite spalla 3TV5-5-SP3, Impianto a viteTV5,5-3, Impianto a viteTV5,5-4, Impianlo a viteTV5,5-5, Mini Impianti monofasiciTZ-4, Moncone a battuta per esag. est. Special h.1TMSE b 1, Moncone a battuta per esag. est. Special h.2TMSE b 2, Moncone a battuta per esag. est. Special h.3TMSE b 3, Moncone a battuta per esag. est. H1,2 Normal h.1TMNE b 1-H1,2, Moncone a battuta per esag. est. H1,2 Normal h.2TMNE b 2-H1,2, Moncone a battuta per esag. est. H1,2 Normal h.3TMNE b 3-H1,2, Moncone a battuta per esag. est. H1,2 Special h.1TMSE b 1-H1,2, Moncone a battuta per esag. est. H1,2 Speclal h.2TMSE b 2-H1,2, Moncone a battuta per esag. est. H1,2 Special h.3TMSE b 3-H1.2, Moncone angolato 15°esag. Int. 05mmTMAKI15°, Moncone angolato 20°esag. int. 05mmTMAKI 20°, Moncone angolato 15°esag. est. NormalTMANE 15°, Moncone angolato 20°esag. est. NormalTMANE 20°, Moncone angolato 25°esag. est. NormalTMANE 25°, Moncone angolato 15°esag. est. Normal H.1,2mmTMANE 15°-H1,2, Moncone angolato 20°esag. est. Normal H.1,2mmTMANE 20°-H1,2, Moncone angolato 25°esag. est. Normal H.1,2mmTMANE 25° -H1,2, Moncone angolato 15°esag. est. SpecialTMASE 15°, Moncone angolato 20°esag. est. SpecialTMASE 20°, Moncone angolato 15°esag. est. Special H.1,2mmTMASE 15°-H1,2, Moncone angolato 20°esag. est. Special H.1,2mmTMASE 20°-H1,2, Moncone angolato 15°esag. est. L H.1,2mmTMALE 15°-H1,2, Moncone angolato 20°esag. est. L H.1,2mmTMALE 20°-H1,2, Collarino per la trasformazione degli attacchi degli impianti ad esagono interno in esagono esterno H1TIEN 1, Collarino per la trasformazione degli attacchi degli impianti ad esagono Interno in esagono esterno H2TIEN, Moncone a cono rovesciato per imp. Esag. int. NormalTMCRIN, Emisfera H 0 per impianti ESTHETICLOKI-0-ES, Emlsfera H 1 per impianti ESTHETICLOKI-1-ES, Emisfera H 2 per implanti ESTHETICLOKI-2-ES, Emisfera H 3 per impianti ESTHETICLOKI-3-ES, Emisfera H 4 per impianti ESTHETICLOKI-4-ES, Emisfera h.1mm per impianti conometrico tino a 05mmLOKI-1-KONO S, Emisfera h.2mm per impianti conometrici fino a 05mmLOKI-2-KONO S, Emlsfera h.3mm per implanti conometrici fino a 05mmLOKI-3-KONO S, Emisfera h.4mm per impianti conometrici fino a 05mmLOKI-4-KONO S, Emisfera rotante conica in titanio per connettori dritti e angolati con spallaC-LOKI, Moncone dritto in titanio per imp.Conometrici LEVEL tino a diam. 5TMNI-LEVEL, Moncone dritto cilindrico in titanio per imp. Conometrici LEVEL fino a diam. 5TMNlc-LEVEL, Monc. Ang. 15º in titanio con spalla h. 1 per imp. Conometrici LEVEL fino a diam. 5TMANl15b1-LE\/EL, Monc. Ang. 15º in titanio con spalla h. 2 per imp. Conometrici LEVEL fino a diam. 5TMANI15b2-LEVEL, Monc. Ang. 15º in titanio con spalla h. 3 per imp. Conometrici LEVEL fino a diam. 5TMANI15b3-LEVEL, Monc. Ang. 15º in titanio con spalla h. 4 per imp. Conometrici LEVEL fino a diam. 5TMANl15b4-LEVEL, Monc. Ang. 15º in titanio con spalla h. 5 per imp. Conometrici LEVEL fino a diam. 5TMANl15b5-LEVEL, Monc. Ang. 15º In titanio con spalla h. 6 per imp. Conometrici LEVEL fino a diam. 5TMANl15b6-LEVEL, Monc. Ang. 15º in titanìo con spalla h. 7 per imp. Conomatrici LEVEL fino a diam. 5TMANl15b7-LEVEL, Monc. Ang. 20º in titanio con spalla h. 1 per imp. Conomatrici LEVEL fino a diam. 5TMANI20b1-LEVEL, Monc. Ang. 20º ìn titanio con spalla h. 2 per imp. Conometricì LEVEL fino a diam. 5TMANI20b2-LEVEL, Monc. Ang. 20º in titanio con spalla h. 3 per imp. Conometrici LEVEL fino a diam. 5TMANl20b3-LEVEL, Monc. Ang. 20º in titanio con spalla h. 4 per imp. Conometrici LEVEL fino a diam. 5TMANl20b4-LEVEL, Monc. Ang. 20º in titanio con spalla h. 5 per imp. Conometrici LEVEL fino a diam. 5TMANl20b5-LEVEL, Mini Impianti monofasiciTZ-5, Minl Impianti monofasiciTZ-6, Impianti a vite tempo unico con sfera 0 2,2TZP-4, Impianti a vite tempo unico con sfera 0 2,2TZP-5, Impianti a vite tempo unico con sfera 0 2,2TZP-6, Impianto conico es. est. Doppia spira trasmucosoTV4-3-Tr-1,2, Impianto conico es. est. Doppia Spira trasmucosoTV4-4-Tr-1,2, Impianto conico es. est. Doppia spira trasmucosoTV4-5-Tr-1,2, Impianto conico es. est. Doppia spira trasmucosoTV4-6-Tr-1,2, Impianto conico es. est. Doppla spira trasmucosoTV4-7-Tr-1,2, Impianto conico es. est. Doppia spira trasmucosoTV4,5-3-Tr-1,2, Impianto conico es. est. Doppia spira trasmucosoTV4,5-4-tr-1,2, Impianto conico es. est. Doppia spira trasmucosoTV4,5-5-Tr-1,2, Impianto conico es. est. Doppia spira trasmucosoTV4,5-6-tr-1,2, Impianto conico es. est. Doppia spira trasmucosoTV4,5-7-tr1,2, Impianto conico es. est. Doppia spira trasmucosoTVS-3-Tr-1,2, Impianto conico es. est. Doppia spira trasmucosoTV5-4-Tr-1,2, Impianto conico es. est. Doppia spira trasmucosoTV5-5-Tr-1,2, Impianto conico es. est. Doppia spira trasmucosoTV5-6-Tr-1,2, Impianto conico es. est. Doppia spira trasmucosoTV5,5-3-Tr-1,2, Impianto conico es. est. Doppia 9plra trasmucosoTV5,5-4-tr-1,2, Impianto conlco es. est. Doppia spira trasmucosoTV5,5-5-Tr-1,2, Impianto conico es. est. Doppia spira trasmucosoTV5,5-6-Tr-1,2, Impianto a vite sommerso senza puntaTV5-3-Tr/T-1,2-B5, Impianto a vite sommerso senza puntaTV5-4-Tr/T-1,2-B5, Impianto a vite sommerso senza puntaTV5-5-Tr/T-1,2-B5, Moncone a cono rovesciato per imp. Esag. int. Normal spalla Extra LargeTMCRIN-XL, Moncone Fresabile Cono Rovescio per Esag. Int. 0 SmmTMCRIK, Moncone Fresabile Cono Rovescio per Esag. Int. 0 6mmTMCRIL, Moncone a cono rovesciato per imp. Esag. est. normalTMCREN, Moncone a cono rovesciato per imp. Esag. est. speclalTMCRES, Moncone a cono rovesciato per imp. Esag. est. normal H1,2TMCREN-H1,2, Moncone a cono rovesciato per imp. Esag. est. special H1,2TMCRES-H1,2, Moncone Fresabile Cono Rovescio per Esag. Esl. 0 6mmTMCREL, Moncone per Esag. Est. 0 6mm h. 1mmTMLE b1, Moncone per Esag. Est. 0 6mm h. 2mmTMLE b2, Moncone per Esag. Est. 0 6mm h. 3mmTMLE b3, Moncone dritto per impianto conometricoTMNI-Kono, Moncone cilindrico per impianto conometrlcoTMNlc-Kono, Moncone angolato 15º per impianto conometricoTMANl-Kono 15º, Moncone angolato £0º per impianto conometricoTMANl-Kono 20º, Moncone angolato 25º per impianto conometricoTMANl-Kono 25º, Connettore angolato 17'CONI/17°, Connettore angolato 30ºCONI/30°, Moncone In tìtanio per CONI/17° e 30º (Commercializzato con vite M1,4)TMNI-coni/A, Connettore angolato 17ºCONE/17°, Connettore angolato 30ºCONE/30, Moncone dritto large per impianto es. est. con battuta diam. 4 mmTMNI-L, Moncone dritto large spalla H1 per Impianto es. est. con battuta diam. 4 mmTMNI-L b1, Moncone dritto large spalla H2 per Impianto es. est. con battuta diam. 4 mmTMNI-L b2, Moncone dritto large spalla H3 per impianto es. est. con battuta diam. 4 mmTMNI-L b3, Moncone dritto large per Impianto es. est. con battuta diam. 4 mm tor. 1,2TMNE-1,2-L, Ucla d'oro platinato per Esag. Int. 0 6,0 mm con esagonoOULI c/e, Ucla d'oro per imp. esag. est. Normal con esagonoOUNE c/e, Ucla d'oro per imp. esag. est. Normal con esagono H1,POUNE c/e-H1,2, Ucla d'oro per imp. esag. est. Normal senza esagonoOUNE s/e, Ucla d'oro per imp. esag. est. Normal senza esagono H1,2OUNE s/e-H1,2, Ucla d'oro per imp. esag. est. Special con esagonoOUSE c/e, Ucla d'oro per imp. esag. est. Special con esagono H1,2OUSE c/e-H1,2, Ucla d'oro per imp. esag. est. Special senza esagonoOUSEs/e, Ucla d'oro per imp. esag. est. Special senza esagono H1,POUSE s/e-H1,2, Ucla d'oro platinato per Esag. Est. 0 6,0 mm senza esagonoOULE s/e, Ucla d' oro per impianti conometriclOUNl-Kono, UCLA d' oro platinato con es. per imp. es. est. dia. 2,9 tor. 2 (Batt. 3,5)OUZE-ce, UCLA d' oro platinato senza es. per imp. es. est. dia. 2,9 tor. 2 (Batt. 3,5)OUZE-se, UCLA d' oro platinato sanza es. per imp. es. int. con battuta diam. 4.OUNI-SE, UCLA in oro platinato per impianti KONO SOUNI-KONO S, UCLA in oro platinato sanza esagono per Impianti es. int. conici diam. 5 - 6 mmOUKl-se, UCLA in oro platinato con esagono per impianti es. int. dia. 2,9OUZI-ce, UCLA in oro platinato senza esagono per Impianti es. int. dia. 2,9OUZI-se, UCLA in oro platinato con esagono per impianti ESTHETICOUNl-ce-ES, Moncone a palla N, imp, es. Int. Palla diam 2,2TMNI P 2,2-0, Moncone a palla N, imp. es. int. Palla diam 2,2 coll. H 2TMNI P 2,2-2, Moncone a palla N, imp. es. Im. Palla diam 2,2 coll. H 3TMNI P 2,2-3, Moncone a palla N, imp. es. int. Palla diam 2,2 colL H 4TMNI P 2,2-4, Moncone a palla N, imp. es. est. Palla diam 2,2TMNE P 2,2-0, Moncone a palla N, Imp. es. est. Palla diam 2,2 coll. H 2TMNE P 2,2-2, Impianto a vite sommerso senza puntaTV5-6-Tr/T-1,2-B5, Impianto a vite sommerso senza puntaTV5,5-3-Tr/T-1,2-B5, Impianto a vite sommerso senza puntaTV5,5-4-Tr/T-1,2-B5, Impianto a vite sommerso senza puntaTV5,5-5-Tr/T-1,2-B5, Impianto a vite sommerso senza puntaTV5,5-6-Tr/T-1,2-B5, Impianto conico es. int. trasmucosoTVI 3,5-3-Tr, Impianto conico es. int. trasmucosoTVI 3,5-4-Tr, Impianto conico es. int. trasmucosoTVI 3,5-5-Tr, Impianto conico es. int. trasmucosoTVI 3,5-6-Tr, Impianto conico es. Int. trasmucosoTVI 4-2-Tr, Impianto conico es. int. trasmucosoTVI 4-3-Tr, Impianto conico es. int. trasmucosoTVI 4-4-Tr, Impianto conico es. int. trasmucosoTVI 4-5-Tr, Impianto conico es. int. trasmucosoTVI 4-6-Tr, Impianto conico es. int. trasmucosoTVI 4,5-2-Tr, Impianto ronico as. int. trasmucosoTVI 4,5-3-Tr, Impianto conico es. int. trasmucosoTVI 4,5-4-Tr, Impianto conico es. int. trasmucosoTVI 4,5-5-Tr, Impianto conico es. int. trasmucosoTVI 4,5-6-Tr, Impianto conico es. Int. trasmucosoTVI 5-2-tr, Impianto conico es. int. trasmucosoTVI 5-3-Tr, Impianto conlco es. int. trasmucosoTVI 5-4-Tr, Impianto conico es. int. trasmucosoTVI 5-5-Tr, Impianto conico es. int. trasmucosoTVI 5-6-Tr, Impianto conico es. int. trasmucosoTVI 5,5-3-Tr, Impianto conico es. int. trasmucosoTVI 5,5-4-Tr, Moncone dritto cilindrico senza es. per imp. es. est. battuta dia. 4 tor. 1,2TMNEc-1,2-se, Moncone dritto cilindrico per imp. es. est. dia. 2,9 tor. 2TMZEc, Moncone dritto per imp. es. est. dia. 2,9 tor. 2TMZE, Moncone angolato 15º per imp. es. est. dia. 2,9 tor. 2TMAZE 15, Moncone angolato 20º per imp. es. est. dia. 2,9 tor. 2TMAZE 20, Moncone angolato 25°per imp. es. est. dia. 2,9 tor. 2TMAZE 25, Connettore dritto conico per imp. Es. est. dia. 2,9 tor. 2GOZE-D, Monc. Ang. 15º con spalla H 1 per imp. Es. int. con battuta diam. 4.TMANI15-b1, Monc. Ang. 15" con spalla H 2 per imp. Es. ml. con battuta diam. 4.TMANI15-b2, Monc. Ang. 15º con spalla H 3 per Imp. Es. int. con battuta diam. 4.TMANI15-b3, Monc. Ang. 20º con spalla H 1 per imp. Es. int. con battuta diam. 4.TMANl20-b1, Monc. Ang. 20º con spalla H 2 per imp. Es. int. con battuta diam. 4.TMANI20-b2, Monc. Ang. 20' con spalla H 3 per imp. Es. int. con battuta diam. 4.TMANI20-b3, Monc. Ang. 25" con spalla H 1 per imp. Es. int. con battuta diam. 4.TMANI25-b1, Monc. Ang. 25º con spalla H 2 per imp. Es. int. con battuta diam. 4.TMAN
esterno PLATFORM NORMALCONE-30-P3, Connettore angolato 30 gradl base B Smm con spalla h.4mm per Impianti esagono esterno PLATFORM NORMALCONE-30-P4, Connettore angolato 30 gradl base 0 Smm con spalla h.5mm per impianti esagono esterno PLATFORM NORMALCONE-30-PS, Moncone dritto per impianti SONO STMNI-KONO S, Moncone dritto cilindrico per impianti KONO STMNIc-KONO S, Monc. Ang. 15º con spalla H 1 per Imp. Es. Int. KONO S fino a diam. 5TMANI15-b1-KONO, Monc. Ang. 15º con spalla H 2 per imp. Es. int. KONO S fino a diam. 5TMANl15-b2-KONO, Monc. Ang. 15º con spalla H 3 per Imp. Es. int. KONO S fino a diam. 5TMANI15-b3-KONO, Monc. Ang. 20º con rpalla H 1 per imp. Es. int. KONO S fino a diam. 5TMANI20-b1-KONO, Monc. Ang. 20º con spalla H 2 per Imp. Es. int. KONO S fino a diam. 5TMANI20-b2-KONO, Monc. Ang. 20º con spalla H 3 per imp. Es. Int. KONO S fino a diam. 5TMANl20-b3-KONO, Moncone a palla N, imp. es. est. Palla diam 2,2 coll. H 3TMNE P 2,2-3, Moncone a palla N, imp. es. est. Palla diam 2,2 coll. H 4TMNE P 2,2-4, Moncone a palla S, imp. es. est. Palla diam 2,2TMSE P 2,2-0, Moncone a palla S, imp. es. est. Palla diam 2,2 coll. H 2TMSE P 2,2-2, Moncone a palla S, imp, es. est. Palla diam 2,2 coll. H 3TMSE P 2,2-3, Moncone a palla N, imp. es. est. H1,2 Palla diam 2,dTMNE P 2,2-0 H1,2, Moncone a palla N, imp. es. est. H1,2 Palla diam 2,2 coll. H 2TMNE P 2,2-2 U1,2, Moncone a palla N, imp. es. est. H1,2 Palla diam 2,2 coll. H 3TMNE P 2,2-3 H1,2, Moncone a palla N, Imp. es. est. H1,2 Palla dlam 2,2 coll. H 4TMNE P 2,2-4 H1,2, Moncone a palla S, Imp. es. esl. H1,2 Palla diam 2,21 MSE P 2,2-0 H1,2, Moncone a palla S, Imp. es. est. H1,2 Palla diam 2,2 coll. H 2TMSE P 2,2-2 H1,2, Moncone a palla S, imp. es. est. H1,2 Palla diam 2,2 coll. H 3TMSE P 2,2-3 H1,2, Moncone a palla K, Imp. es. int. Palla diam 2,2TMKI P 2,2-0, Moncone a palla K, imp. es. int. Palla dlam 2,2 coll. H 2TMKI P 2,2-2, Moncone a palla K, imp. es. int. Palla diam 2,2 coll. H 3TMKI P 2,2-3, Moncone a palla L, imp. es. est. H1,2 Palla diam 2,2TMLE P 2,2-0 H1,2, Moncone a palla L, imp. es. est. H1,2 Palla diam 2,2 coll. H 2TMLE P 2,2-2 H1,2, Moncone a palla L, imp. es. est. H1,2 Palla diam 2,2 coll. H 3TMLE P 2,2-3 H1,2, Emisfera h. 0 mm per impi. Es. int. con battuta diam. 4 mmLOKI-0, Emisfera h. 1 mm per impi. Es. int. con battuta diam. 4 mmLOKI-1, Emisfera h. 2 mm per impi. Es. int. con battuta diam. 4 mmLOKI-2, Emisfera h. 3 mm per impi. Es. int. con battuta diam. 4 mmLOKI-3, Emisfera h. 4 mm per impi. Es. int. con battuta dìam. 4 mmLOKI-4, Emisfera h. 1,8 mm per impi. Es. est. con battuta diam. 4 mm tor. 1,2LOKE-1,8, Emlsfera h. 2,5 mm per impi. Es. est. con battuta diam. 4 mm tor. 1,2LOKE-2,5, Impianto monofasico spira mdiaTVM4,5-10-SP3, Impianto monofasico spira mdiaTVM4,5-11,5-SP3, Impianto monofasico spira mdiaTVM4,5-13-SP3, Implanto conico plus es. est. Doppia spira larga trasmvcosiTV4-3 Tr-PLUS-1,2, Impianto conico plus es. est. Doppia spira larga trasmucosiTV4-4-Tr-PLUS-1,2, Impianto conico plus es. est. Doppia spira larga trasmucosiTV4-5-Tr-PLUS-1,2, Impianto conico plus es. est. Doppia spira larga trasmucosiTV4-6-Tr-PLUS-1,2, Impianto conico plus es. est. Doppia spira larga trasmucosiTV4-8-Tr-PLUS-1,2, Impianto conico plus es. est. Doppia spira larga trasmucosiTV4,5-3-Tr-PLUS-1,2, Impianto conico plus es. est. Doppia spira larga trasmucosiTV4,5-4-Tr-PLUS-1,2, Impianto conico plus es. est. Doppia spira larga trasmucosiTV4,5-5-Tr-PLUS-1,2, Impianto conico plus es. est. Doppia spira larga trasmucosiTV4,5-6-Tr-PLUS-1,2, Impianto conico plus es. est. Doppia spira larga trasmucosiTV4,5-B-Tr-PLUS-1,2, Impianto conico plus es. est. Doppia spira larga trasmucosiTV5-3-Tr-PLUS-1,2, Impianto conico plus es. est. Doppia spira larga trasmucosiTV5-4-Tr-PLUS-1,2, Impianto conico plus es. est. Doppia spira larga trasmucosiTV5-5-Tr-PLUS-1,2, Impianto conico plus es. est. Doppia spira larga trasmucosiTV5-6-Tr-PLUS-1,2, Impianto conico plus es. est. Doppia spira larga trasmucosiTV5,5-3-Tr-PLUS-1,2, Impianto conico plus es. est. Dopp!a spìra larga trasmucosiTV5,5-4-Tr-PLUS-1,2, Impianto conico plus es. est. Doppia spira larga trasmucosiTV5,5-5-Tr-PLUS-1,2, Impianto conico plus es. est. Doppia spira larga trasmucosiTV5,5-6-Tr-PLUS-1,2, Impianto a vlte tempo unico con stera 0 1,BTZ-EP 11, Impianto a vite tempo unico con sfera 0 1,8TZ-EP 13, Impianto conlco es. int. doppia spira progressivaPROGRESSIVE 3,5-8,5, Monc. Ang. 25º con spalla H 1 per imp. Es. Int. KONO S fino a diam. 5TMANl25-b1-KONO, Monc. Ang. 25º con spalla H 2 per imp. Es. int. KONO S fino a diam. 5TMANI2S-b2-KONO, Monc. Ang. 25º ron spalla H B par imp. Es. int. SONO S fino a diam. 5TMANI2S-b3-KONO, Connettore dritto conico con spalla H 1,5 per Imp. Conometrici KONO S fino a diam. 5CONI-D1.5 KONO S, Connettore dritto conlco con spalla H 3 per imp. Conometrici KONO S fino a diam. 5CONI-D3 KONO S, Connettore angolato 17°CONI-17 KONO S, Connettore angolato 30"CONI-30 KONO S, \/ite passante per Connettori angolati 17-30 per impianti KONO SM1,8-K, Moncone angolato 35' per impianti esagono interno con battuta diam 4TMANI35, Moncone angolato 35° per impi nti esagono esterno con battuta diam 4 torr. H 1,2TMANE35-1,2, Moncone dritto per Impianti esagono Interno diam. 2,9TMZI, Moncone dritto cilindrico per impianti esagono interno diam. 2,9TMZlc, Moncone dritto con spalla H 1 per impianti esagono interno diam. 2,9TMZIb1, Moncone dritto con spal!a H 2 per impianti esagono interno diam. 2,9TMZIb2, Moncone angolato 15° per imp. es. int. dia. 2,9TMAZI 15, Moncone angolato 20° per imp. es. int. dia. 2,9TMAZI 20, Moncone angolato 25°per imp. es. int. dia. 2,9TMAZI 25, Connettore dritto conico con spalla H1,5 per impianti es. int. dia. 2,9COZI-D1,5, Connettore dritto conico con spalla H3 per impianti es. int. dia. 2,9GOZI-D3, Connettore conico angolato 17° per impianti es. int. dia. 2,9COZI-17, Connettore conico angolato 17° per impianti es. est. dia. 2,9COZE-17, Moncone dritto con spalla H 1 per impianti esagono esterno diam. 2,9TMZEb1, Moncone dritto con spalla H 2 per impianti esagono esterno diam. 2,9TMZEb2, Moncone dritto cilindrico per impianti ESTHETICTMNIc-ES, Moncone angolato 15° per impianti ESTHETICTMANI15-ES, Connettore angolato 30" in titanio per imp. Canometrlci LEVEL fino a diam. 5CONI3O-LEVEL, Connettore angolato 30º in titanio con spalla h. 1,5 per imp. Conomelrici LE\/EL fino a diam. 5CONI30-LE\/EL-SP1,5, Connettore angolato 30º in titanio con spalla h. 3 per imp, Conometrlci LEVEL f¦no a diam. 5CONI30-LEVEL-SP3, Connettore angolato 30º in titanio con spalla h. 4 per imp. Conometrici LEVEL fino a diam. 5CONI30-LEVEL-SP4, Connettore angolato 30º in titanio con spalla h. 5 per imp. Conometrici LEVEL fino a diam. 5CONI30 LEVEL-SPA, Connettore angolato 30º in titanio con spalla h. 6 per imp. Conometrici LEVEL tino a diam. 5CONI30-LEVEL-SP6, Connettore angolato 30º in titanio con spalla h. 7 per imp. Conometrici LEVEL fino a diam. 5CONI30-LEVEL-SP7, Vite passante per Connettori angolati 17-30 per impianti KONO S-LEVELM1,8-K, Moncone dritto in titanio con spalla h. 1 per imp. Conometrici LEVEL fino a diam. 5TMNlbl-LEVEL, Moncone dritto in titanio con spalla h..2mm per impianti conometrici fino a 05mmTMNlb2-LE\/EL, Moncone dritto in titanio con spalla h. 3mm per impianti conometrici fino a 05mmTMNlb3-LEVEL, Moncone drilto in titanio con spalla h. 4mm per impianti conometrici fino a 05mmTMNIb4-LEVEL, Moncone drifto in titanio con spalla h. 5 per imp. Conometrici LEVEL fino a diam. 5TMNIb5-LEVEL, Moncone dritto in titanio con spalla h. 6 per imp. Conometrici LEVEL fino a diam. 5TMNIb6-LEVEL, Moncone dritto in titanio con spaÌla h. 7 per imp. Conometrici LEVEL fino a diam. 5TMNIb7-LEVEL, Basetta estetica LONG-LARGE in titanio senza esagono per imp. Conometrici LEVEL fino a diam. 5TBNl-LEVEL-LL-se, Basetta estetica LONG LARGE in titanio senza esagono con spalla h. 1,5 per imp. Conometrici LEVEL fino a dlam. 5TBNÌ-LEVEL-LL-se-1,5, Basetta estetica LONG-LARGE in titanio senza esagono con spalla h. 3 per imp. Conometrici LEVEL fino a diam. 5TBNI-LEVEL-LL-se-3, Basetta estetica LONG-LARGE in titanio senza esagono con spalla h. 4 per imp. Conometrici LEVEL fino a diam. 5TBNl-LEVEL-LL-se-4, Basetta estetica LONG-LARGE in titanio senza esagono con spalla h. 5 per imp. Conometrici LEVEL fino a diam. 5TBNI-LEVEL-LL-se-5, Basetta estetica LONG-LARGE in titanio senza esagono con spalÌa h. 6 per imp. Conometrici LEVEL fino a diam. 5TBNI-LEVEL-LL-se-6, Basetta estetica LONG LARGE in titanio senza esagono con spalla h. 7 per imp. Gonometrici LEVEL fino a diam. 5TBNI-LEVEL-LL-se-7, Impianto conico es. int. doppia spira progressivaPROGRESSIVE 3,5-10, Impianto conico es. int. doppia spira progressivaPROGRESSIVE 3,5-11,5, Impianto conico es. int. doppia spira progressivaPROGRESSIVE 3,5-13, Impianto conico es. int. doppia spira progressivaPROGRESSIVE 3,5-14,5, Impianto conico es. int. doppia spira progressivaPROGRESSIVE 4-8,5, Impianto conico es. int. doppia spira progressivaPROGRESSI\/E 4-10, Impianto conico es. int. doppia spira progressivaPROGRESSIVE 4-11,5, Impianto conico es. int, doppia spira progressivaPROGRESSIVE 4-13, Impianto conico es. int. doppia spira progressivaPROGRESSIVE 4-14,5, Impianto conico es. int. doppia spira progressivaPROGRESSI\/E 4,5-8,5, Impianto conico es. Int. doppia spira progressivaPROGRESSIVE 4,5-10, Implanto conico es. Int. doppia spira progresslvaPROGRESSIVE 4,5-11,5, Impianto conico es. int. doppia spira progressivaPROGRESSIVE 4,5-13, Impianto conico es. int. doppia spira progressivaPROGRESSIVE 4,5-14,5, Impianto conico es. int. doppia splra progressivaPROGRESSIVA 5-8,5, Impianto conico es. int. doppia splra progressivaPROGRESSIVE 5-10, Impianto conico es. int. doppia spira progressivaPROGRESSIVE 5-11,5, Impianto conico es. Int. doppia spira progressivaPROGRESSIVE 5-13, Impianto conico es. int. doppia spira progressivaPROGRESSIVE 5-14,5, Impianto conico es. int. doppia spira progressivaPROGRESSIVE 6-8,5, Impianto conico es. int. doppia spira progressivaPROGRESSIVE 6-10, Impianto conico es. Int. doppia spira progressivaPROGRESSIVE 6-1 I ,5, Impianto conico es. int. doppia spira progressivaPROGRESSIVE 6-13, Mini impianto bifasico es. est.TEZ-10, Mini impianto bifasico es. est.TEZ-11,5, Conn. dritto conico con spalla h.1,5mm per impianti esagono interno conici spira media Cl5-6mmCOKI-D1,5, Conn. dritto conico con spalla h.3mm per impianti esagono interno conici spira media 05- 6mmCOKI-D3, Prolunga h.3mm per connettori angolati 17/30 gradi per impianti esagono interno platformP3-CONI, Prolunga h.4mm per connettori angolati 17/30 gradi per impianti esagono interno platform normalP4-CONI, Prolunga h.5mm per conne\tori angolati 17/30 gradi per impianti esagono interno platform normalP5-GONI, Basetta estetica con esagono in titanio per implanti esagono esterno con battuta 04mmTBNE-ce-1,2, Basetta estetica senza esagono in titanio per impiantì esagono esterno con battuta 04mmTBNE-ce-1,2, Basetta estetica con esagono in titanio per impianti esagono interno con banuta 04mmTBNI-ce, Basetta estetica senza esagono in titanio per Impianti esagono interno con battuta 04mmTBNI-se, Moncone cono rovescio fresabile con spalla large per impianti conometrici fino a 05mm II ATMCRIN-XL-kono s, Moncone dritto in titanlo con spalla h.1mm per impianti conometrici fino a 05mmTMNlb1-kono s, Moncone dritto In titanlo con spalla h.2mm per impianti conometrici fino a 05mmTMNlb2-kono s, Moncone dritto in titanio con spalla h.3mm per impianti conometrici fino a 05mmTMNlb3-kono s, Moncone dritto in titanio con spalla h.4mm per impianti conometrici fino a 05mmTMNlb4-kono s, Moncone dritto in titanio spalla large per impianti conometrici fino a 05mmTMNI-L-kono s, Canule per cementazione In Ti con es. spalla h.0,5mm per impianti Es. est. con battuta B4mmTMNEc-ce-SP0,5, Canule per cementazione In TI senza es. spalla h.0,5mm per impianti Es. ast. con battutaTMNEc-se-SP0,5, Canule per cementazione In Ti.con es. spalla h.1mm per impianti Es. Int. con battuta 04mmTMNIc-ce-SP1, Ganule per cementazione in Ti senza es. spalla h.1mm per impianti Es. Int. con battutaTMNIc-se-SP1, Multiunit Straight h.1,5 mm con cpalla h.1,5mm per impianti esagono interno Platform NormalP-CONI-D1,5, Mulfiunlt Straight h.1,5 mm con spalla h.3mm per impianti esagono 'nterno Platform NormalP-CONI-D3, Multiunit Straight h.1,5 mm con spalla h.4mm per impianti esagono Interno Platform NormalP-CONI-D4, Multiunit Straight h.1,5 mm con spalla h.5mm per implanti esagono interno Platform NormalP-CONI-D5, Impianto cilindrico esagono interno 0 3,3 H 8,5TIA-8,5, Impianto cilindrico esagono interno 0 3,3 H 10TIA-10, Impianto cilindrico esagono interno 0 3,3 H11,5TIA-11,5, Impianto cilindrico esagono interno 0 3,3 H13TIA-13, Impianto cilindrico esagono interno 0 3,3 H14,5TIA-14,5, Impianto cilindrico esagono interno 0 3,75 H 8,5TIB-8,5, Impianto cilindrico esagono interno 0 3,75 H10TIB-10, Impianto cilindrico esagono interno 0 3,75 H 11,5TIB-11,5, Impianto cilindrico esagono interno 0 3,75 H 13TIB-13, Impianto cilindrico esagono interno 0 3,75 H 14,5TIB-14,5, Impianto cilindrico esagono Interno 0 5 H 8,5TIC-8,5, Impianto cilindrico esagono interno 0 5 H 10TIC-10, Impianto cilindrico esagono interno 0 5 H 11,5TIC-11,5, Impianto cilindrico esagono interno 0 5 H 13TIC-13, Impianto cilindrico esagono interno 0 5 H 14,5TIC-14,5, Impianto cilindrico esagono Interno 0 4,25 H 8,5TID-8,5, Impianto cilindrico esagono interno 0 4,25 H 10TID-10, Impianto cilindrico esagono interno 0 4,25 H 11,5TID-11,5, Impianto cilindrico esagono interno 0 4,25 H 13TID-13, Impianto cilindrico esagono interno 0 4,25 H 14,5TID-14,5, Impianto cilindrico esagono interno 0 5,5 H 8,5TIF-8,5, Impianto cilindrico esagono interno 0 5,5 H 10TIF-10, Impianto cilindrico esagono interno 0 5,5 H 11,5TIF-11,5, Impianto cilindrico esagono Interno 0 5,5 H 13TIF-13, Impianto cllindrico esagono interno 0 5,5 H 14,5TIF-14,5, Impianto cilindrico esagono esterno 0 3,3 H 7TEA-7, Impianto cilindrico esagono esterno 0 3,3 H 8,5TEA-8,5, Mini impianto bifaslco es. est.TEZ-13, Mini impianto bìfasico es. est.TEZ-14,5, Mini impianto bifasico es. int.TIZ-10, Mini implanto bifasico es. int.TIZ-11,5, Mini impianto bifasico es. int.TIZ-13, Mini impianto bifasico es. int.TIZ-14,5, Mini impianto bifasico es. int.TIAZ-8,5, Mini impianto bifasico es. int.TIAZ-10, Mini impianto bifasico es. int.TIAZ-11,s, Mini impianto bifasico es. int.TIAZ-13, Mini impianto bitasico es. int.TIAZ-14,5, Impianto monofasico con connessione conica rotanteUNIKO 3,5-10-SP1,5, lmplanto monofasico con connessione conica rotanteUNIKO 3,5-10-SP3, Impianto monofasico con connesslone conica rotanteUNIKO 3,5-12-SP1,5, Impianto monofasico con connessione conica rotanteUNIKO 3.5-12-SP3, Implanto monofasico con connessione conica rotanteUNIKO 3,5-14-SP1,5, Impianto monofasico con connesslone conica rotanteUNIKO 3,5-14-SP3, Impianto monofasico con connessione conica rotanteUNIKO 4-10-SP1,5, Impianto monofasico con connessione conica rotanteUNIKO 4-10-SP3, Impianto monofasico con connessione conica rotanteUNIKO 4-11,5-SP1,5, Impianto monofasico con connessione conica rotanteUNIKO 4-11,5-SP3, Impianto monofasico con connesslone conica rotanteUNIKO 4-13-SP1,5, Impianto monofasico con connessione conica rotanteUNIKO 4-13-SP3, Impianto monofasico con connessione conica volanteUNIKO 4,5-10-SP1,5, Impianto monofasico con connessione conica rotanteUNIKO 4,5-10-SP3, Impianto monofasico con connessione conica rotanteUNIKO 4,5-11,5-SP1,5, Prolunga h.2mm per connettori angolati 17/30 gradi per Impianti esagono Interno platform normalP2-CONI, Basetta estetica con esagono In titanio per impianti esagono Interno con connessione 0 2,9mmTBZI-ce, Basetta estetica senza esagono In titanio per impianti esagono interno con connessione 0 2,9mmTBZl-se, Basetta estetica con esagono in titanio per impianti esagono interno platform largeTBKI-ce, Basetta estetica senza esagono In titanio per impianti esagono interno platform largeTBKI-se, Basetta estetica in titanio per impianti con connessione conometricaTBNl-kono s, Basetta estetica con esagono in titanio per impianto esagono esterno 02,9mm tor. h.2mmTBZE-ce, Basetta estetica senza esagono In titanio per impianto esagono esterno 02,9mm tor. h.2mmTBZE-se, Moncone pieno fresabile per impianti esagono interno PLATFORM NORMALF-TMNI, Moncone pìeno fresabile per impianti esagono interno PLATFORM LARGEF-TMKI, Moncone pieno fresabile per impianti conometrici kono s - CLOSE-BLF-TMNI-kono s, Moncone pieno fresabile per impianti esagono esterno PLATFORM NORMALF-TMNE-1.2, Moncone pieno fresabile per impianti esagono esterno PLATFORM LARGEF-TMLE-1,2, Moncone pieno fresablle per impianti esagono interno con connessione 0 2,9mm TIZ- TIAZF-TMZI, Moncone pieno fresabile per impianti esagono esterno 02,9mm tor.h.2mmF-TMZE, Canule per cementaz. con esag. in titanio spalla h.1mm per imp. con connessione 0 2,9mm — TIZ-TIAZTMZIc-ce-SP1, Canule per cementaz. con esag. in titanio spalla h.2mm per imp. con connessione 0 2,9mm — TIZ-TIAZTMZlc-ce-SP2, Canule per cementaz. con esag. in titanio spalla h.3mm per imp. con connessione 0 2,9mm — TIZ-TIAZTMZIc-ce-SP3, Canule per cementaz. con esag. In tltanio spalla h.4mm per imp. con connessione 0 2,9mm - TIZ-TIAZTMZIc-ce-SP4, Canule per cementaz. con esag. in titanio spalla h.5mm per imp. con connessione 0 2,9mm — TIZ-TIAZTMZlc-ce-SP5, Canule per cementaz. senza esag. in titanio spalla h.1mm per Imp. con connessione 0 2,9mm — TIZ-TIAZTMZIc-se-SP1, Canule per cementaz. senza esag. in tìtanio spalla h.2mm per imp. con connessione 0 2,9mm — TIZ-TIAZTMZlc-se-SP2, Canule per cementaz. senza esag. in titanio spalla h.3mm per imp. con connessione 0 2,9mm — TIZ-TIAZTMZIc-se-SP3, Impianto cilindrico esagono esterno 0 3,3 H 10TEA-10, Impianto cilindrico esagono esterno 0 3,3 H 11,5TEA-11,5, impianto cilindrico esagono esterno 0 3,3 H 13TEA-13, Impianto cilindrico esagono esterno 0 3,3 H 14,5TEA-14,5, Impianto cilindrico esagono esterno 0 3,75 H 7TEB-7, lmplanlo cilindrico esagono esterno 0 3,75 H 8,5TEB-8,5, Impianto cilindrico esagono esterno 0 3,75 H 10TEB-10, Impianto cilindrico esagono esterno 0 3,75 H 11,5TEB-11,5, Impianto cilindricoesagono esterno 0 3,75 H 13TEB-13, Impianto cilindrico esagono esterno 0 3,75 H 14,5TEB-14.5, Impianto cilindrico esagono esterno 0 3,75 H 16TEB-16, Impianto cilindrico esagono esterno 0 3.75 H 18TEB-18, Impianto cilindrico esagono esterno 0 3,75 H 20TEB-20, Impianto cilindrico esagono esterno 0 5 H 7TEC-7, Impianto cilindrico esagono esterno 0 5 H 8,5TEC-8,5, Impianto cllindrlco esagono esterno 0 5 H 10TEC-10, impianto clllndrico esagono esterno 0 5 H 11,5TEC-11,5, Impianto cilindrico esagono esterno 0 5 H 13TEC-13, Impianto cilindrico esagono esterno 0 5 H 14,5TEC-14,5, Impianto cilindrico esagono esterno 0 4,25 H 7TED-7, Impianto cilindrico esagono esterno 0 4,25 H 8,5TED-8,5, Impianto cilindrico esagono esterno 0 4,25 H 4 0TED-10, Impianto cilindrico esagono esterno B 4,25 H 11,5TED-11,5, Impianto cilindrico esagono esterno 0 4,25 H 13TED-13, Impianto cilindrico esagono esterno 0 4,25 H 14,5TED-14,5, Impianto cilindrico esagono esterno 0 4,25 H 16TED-16, Impianto cilindrico esagono esterno 0 4,25 H 18TED-18, Impianto monofasico con connessione conica rotanteUNIKO 4,5-11,5-SP3, Impianto monofasico con connessione conica rotanteUNIKO 4,5-13-SP1,5, Impianto monofasico con connessione conica rotanteUNIKO 4,5-13-SP3, Impianto monofasico con connessione conica rotanteUNIKO 5-10-SP1,5, Impianto monofasico con connesslone conica rotanteUNIKO 5-10-SP3, Impianto monofaslco con connessione conica rotanteUNIKO 5-11,5-SP1,5, Impianto monofasico con connessione conica rotanteUNIKO 5-11,5-SP3, Impianto monofasico con connessione conica rotanteUNIKO S-13-SP1,5, Impianto monofasico con connessione conica rotanteUNIKO 5-13-SP3, Impianto zigomatico con filettoZVI4-32,5-cf, Impianto zigomatico con filettoZVI4-35-cf, Impianto zigomatico con filettoZVI4-37,5-cf, Impianto zlgomatico con filettoZVl4-40-cf, Impianto zigomatico con filettoZVl4-42,5-cf, Impianto zigomatico con filettoZVI4-45-cf, Implanto zigomatico con filettoZVI4-47,5-cf, Impianto zigomatico con filettoZUl4-50-et, Impianto zigomatico con filettoZVI4-52,5-cf, Impianto zigomatico con filettoZVI4-55-cf, Impianto zigomatico senza filettoZVI4-32,5-sÏ, Impianto zigomatico senza filettoZVI4-35-sf, Impianto zlgomatico senza filettoZVI4-37,5-sf, Impianto zigoma\ico senza fiÌeitoZVI4-40-sf, Impianto zigomatico senza dilettoZ\/14-42,5-sf, Impianto zigomatico senza filettoZVI4-45-sf, Impianto zigomatico senza filettoZVI4-47,5-s¦, CanuÌe per cementaz. senza esag. In titanio spalla h.4mm per imp. con connessione 0 2,9mm — TIZ-TIAZTMZIc-se-SP4, Ganule per cementaz. senza esag. In titanio spalla h.5mm per imp. con connessione 0 2,9mm — TIZ-TIAZTMZlc-se-SP5, Canule per cementazione con esag. In titanio spalla h.1mm per Impianti esagono interno platform largeTMKlc-ce-SP1, Canule per cementazione con esag. In titanio spalla h.2mm per impianti esagono interno platform largeTMKIc-ce-SP2, Canule per cementazione con esag. in titanio spalla h.3mm per impianti esagono interno platform largeTMKlc-ce-SP3, Canule per cementazione con esag. in titanio spalla h.4mm per impianti esagono interno platform largeTMKIc-ce-SP4, Canule per cementazione con esag. in titanio spalla h.5mm per impianti esagono interno platlorm largeTMKIc-ce-SP5, Canule per cementazione senza esag. in titanio spalla h.1mm per impianti esagono interno platform largeTMKIc-se-SP1, Canule per cementazione senza esag. In titanio spalla h.2mm per impianti esagono interno platform largeTMKIc-se-SP2, Canule per cementazione senza esag. in titanio spalla h.3mm per impianti esagono Interno plafform largeTMKIc-se-SP3, Canule per cementaziane senza esag. in titanio spalla h.4mm per impianti esagono interno platform largeTMKlc-se-SP4, Canule per cementazione senza esag. In titanio spalla h.5mm per impianti esagono interno platform largeTMKIc-se-SP5, Canule per cementazione con esag. in tltanio spalla h.2mm per impianti esagono interno platform normalTMNlc-ce-SP2, Canule per cementazione con esag. in titanio spalla h.3mm per impianti esagono Interno platform normalTMNIc-ce-SP3, Canule per cementazione con esag. in titanio spalla h.4mm per impianti esagono interno platform normalTMNIc-ce-SP4, Canule per cementazione con esag. in titanio spalla h.5mm per implanti esagono interno platform normalTMNlc-ce-SP5, Canule per cementazione senza esag. in titanio spalla h.2mm per impianti esagono int. platform normalTMNIc-se-SP2, Canule per cementazione senza esag. in titanio spalla h.3mm per impianti esagono int. platform normaìTMNIc-se-SP3, Ganule per cementazlone senza esag. in titanio spalla h.4mm per impianti esagono int. platform normalTMNIc-se-SP4, Canule per cementazione senza esag. in titanio spalla h.5mm per impianti esagono int. plafform normalTMNlc-se-SP5, Moncone dritto in titanio con spalla h.5mm per implanti conometrici kono e fino a 05mmTMN]b5-kono s, Moncone angolato 15 gradi in titanio con spaìla h.4mm per impianti Konos fino a 05mmTMANl15b4-kono s, Fresa h.11,Smm per impl. guidata per impianti con connessione 0 2,9mm TIZSFZG-11,5, Fresa h.43mm per impl. guidata per impianti con connessione 0 2,9mm TIZSFZG-13, Fresa h.14,Smm per impl. guidata per impianli con connessione 0 2,9mm TIZSFZG-14,5, Fresa inizlale per implantologia guidata per impianti short 0 4,25 - h.5mmSF32G-5, Fresa iniziale per implantologla guldata per impianti short 0 4,25 — h.6mmSF32G-6, Fresa iniziale per implantologla guidata per impianti short 0 4,25 — h.7mmSF32G-7, Fresa per impTantologia guidata per impianti stiort B 4,25 - h.5mmSFDÙ-5, Fresa per implantologia guidata per impianti short 0 4,25 — h.6mmSFDG-6, Fresa per implantologia guidata per impianti short 0 4,25 — h.7mmSFDG-7, Fresa per implantologia guidata per impianti short 0 5 — h,5mmSFCG-5, Fresa per implantologia guidata per Impianti short 0 5 — h.6mmSFCG-6, Fresa per implantologia guidata per impianti short 0 5 — h.7mmSFCG-7, Fresa crestale diam. 4,15 mm per implantologia guidataSFC-415, Fresa crestale diam. 5,5 mm per implantologia guid taSFC-550, Fresa preparatrice di spalla 0 4.15 mmFPS-415, Fresa preparatrlce di spalla 0 5,5 mmFPS-550, Fresa SMALL h.8,5 mmSFSG-8,5, Fresa SMALL h.10 mmSFSG-10, Fresa SMALL h.11,5 mmSFSG-11,5, Fresa SMALL h.13 mmSFSG-13, Fresa SMALL h.14,5 mmSFSG-14,5, Fresa SMALL h.16 mmSFSG-16, Fresa SMALL h.19 mmSFSG-19, Fresa SMALL h.21 mmSFSG-21, Fresa SMALL h.23 mmSFSG-23, Fresa SMALL h.25 mmSFSG-25, Fresa MEDIUM h.8,5 mmSFMG-8.5, Fresa MEDIUM h.10 mmSFMG-10, Fresa MEDIUM h.11,5 mmSFMG-11,5, Fresa MEDIUM h.13 mmSFMG-13, Fresa MEDIUM h.14,5 mmSFMG-14,5, Fresa MEDIUM h.1s mmSFMG-16, Fresa MEDIUM h.19 mmSFMG-19, Fresa MEDIUM h.21 mmSFMG-21, Fresa MEDIUM h.23 mmSFMG-23, Fresa MEDIUM h.25 mmSFMG-25, Fresa LARGE h.8,5 mmSFLG-8,5, Fresa LARGE h.10 mmSFLG-10, Fresa LARGE h.11,5 mmSFLG-11,5, Fresa LARGE h.13 mmSFLG-13, Fresa LARGE h.14,5 mmSFLG-14,5, Fresa LARGE h.16 mmSFLG-16, Fresa LARGE h.19 mmSFLG-19, Fresa LARGE h.21 mmSFLG-21, Fresa LARGE h.23 mmSFLG-23, Fresa LARGE h.25 mmSFLG-25, Fresa finale per impìanti esagono interno troncoconici 03,5mm-h.19mmSFTC35-19, Fresa finale per impianti esagono interno troncoconlci 03,5mm-h.21mmSFTC35-21, Fresa tinale per impianti esagono interno troncoconici 03,5mm-h.23mmSFTC35-23, Fresa finale per Impianti esagono interno troncoconici 04 mm-h.19mmSFTC40-19, Fresa finale per impianti esagono interno troncoconici 04mm-h.21 mmSFTC40-21, Fresa finale per impianti esagono interno troncoconici 04mm-h.23 mmSFTC40-23, Fresa finale per impianti esagono interno troncoconici 04,5mm-h.19mmSFTC45-19, Fresa finale per impianti esagono interno troncoconici 04,5mm-h.21mmSFTC45-21, Fresa finale per impianti esagono interno troncoconicl 04,5mm-h.23mmSFTC45-23, Fresa iniziale 02mm — h.8,5mm per implantologia guidata per impianti PterigoideiSFPG-00-8,5, Fresa iniziale 02mm — h.10mm per ImplantoÌogia guidata per impianti RerigoidelSFPG-00-10, Fresa iniziale 02mm — h.11,Smm per implantologia guidata per impianti RerigoideiSFPG-00-11,5, Fresa iniziale 02mm — h.13mm per Implantologia guidata per impianti RerigoldeiSFPG-00-13, Fresa inizia¦e 02mm - h.15mm per implantologia guidata per impianti RerigoideiSFPG-00-15, Fresa iniziale 02mm - h.17mm per implantologia guidata per impianti RerigoideiSFPG-00-17, Fresa iniziale 02mm — h.19mm per Implantologia guidata per impianti PterigoidelSFPG-00-19, Fresa iniziale 02mm — h.22mm per implantologia guidata per impianti RerigoideìSFPG-00-22, Fresa elicoidale 02mm - h.8,5mm per lmplantologia guidata per Impianti RerigoldalSFPG-20-8,5, Fresa elicoidale 02mm - h.10mm per implantologia guidata per Impianti RerigoideiSFPG-20-10, Fresa elicoidale 02mm — h.11,Smm per implantologia guidata per impianti RerigoideiSFPG-20-11,5, Fresa elicoidale 02mm — h.13mm per implantologia guidata per impianti RerigoideiSFPG-20-13, Fresa elicoidale 02mm — h.15mm per implantologia guidata per impianti RerigoideiSFPG-20-15, Fresa elicoidale 02mm — h.17mm per lmplantologia guidata per Impianti RerigoÌdelSFPG-20-17, Fresa elicoidale 02mm - h.19mm per implantologia guidata per impianti RerigoideiSFPG-20-19, Fresa elicoidale 02mm - h.22mm per implantologia guidata per impianti RerigoideiSFPG-20-22, Fresa elicoldale 02,5mm — h.8,5mm per implantologia guidata per Impianti PterigoideiSFPG-25-8,5, Fresa elicoidale CI2,5mm — h.10mm per implantologia guidata per impianti PterigoideiSFPG-25-10, Fresa elicoidale CI2,5mm — h.11,Smm per implantologia guidata per impianti PterigoideiSFPG-25-11,5, Fresa elicoidale CI2,5mm— h.13mm per implan tologia guidata per impianti PterigoideiSFPG—25-13, Fresa elicoidale 02,5mm — h.15mm per implantologia guidata per impianti PterigoideiSFPG-25-15, Fresa elicoidale E'l2,Smm — h.17mm per implantologia guidata per impianti PterigoideiSFPG -25-17, Fresa elicoidale 02,5mm — h.19mm per implantologia guidata per impianti PterigoideiSFPG-25-19, Fresa elicoidale Cl2,5mm — h.22mm per implantologia guidata per impianti PterigoideiSFPG -25-22, Mucotomo da manipolo diam. 4,5 mmCMU-450, Mucolomo da manipolo diam. 5.1 mmCMU- 510, Prolunga per fresePSF, Avvitatore da manipoloSD 00, Chiavetta da manipolo punta 1,28 per viti passanli connettori 17ºSH-13c, Avvitatore da manipolo per impianti esagono interno platform normalSPI-M, Avvitatore in acciaio da manipolo h.20mm per impianli esagono interno plalform normalSPI-M2, Avvitatore da manipolo per impianli esagono interno platform-largeSPI-C-M, Avvitatore da manipolo h.20mm per impianti esagono inlerno plalform-largeSPI—C-M2, Avvitatore in acciaio da manipolo h.20 mm per impianti esagono interno con connessione 02,9mm Tiz-TiazSPI—Z—M2, Stop per freea 0 5,5 mmSTOP—FGSS, Boccola per fresa Fl 5 mmBG-500, Boccola per fresa B 5,5mmBG-550, Incerto quadro da manipolo h. SmmSHG—5, Incerto quadro da manipolo h. 12mmSHG—12, Moncone a palla in titanio 0 h. 2,2mm - h.7mm per imp. Conometrici LEVEL fino a diam. 5TMNI P 2,2-7 LEVEL, Emisfera in titanio h.1mm per Imp. Conometricì LEVEL fino a diam. 5LOKI-1-LEVEL, Emlsferia in titanio h.2mm per imp. Conometrici LEVEL fino a diam. 5LOKI-2-LEVEL, Emisferla in titanio h.3mm per imp. Conometrici LE\/EL fino a diam. 5LOKI-3-LEVEL, Emisfera in titanio h.4mm per imp. Gonometrici LEVEL fino a diam. 5LOKI-4-LEVEL, Fresa finale con stop di profondità impianti 3,3 mm H 8,5,SF-29-8,5-STOP, Fresa finale con stop di profondità impianti 3,3 mm H 10SF-29-10-STOP, Fresa finale con stop di profondità impianti 3,3 mm H 11,5SF-29-11,5-STOP, Fresa finale con stop di profondità impiantl 3,3 mm H 13SF-29-13-STOP, Fresa finale con stop di profondità Impianti 3,3 mm H 14,5SF-29-14,5-STOP, Fresa per impianti ISOMED diam.3,2 mm H 5, 6, 7, 8,5, 10, 11,5, 13, 14,5, 16, 18SF-32, Fresa con stop di profondità diam.3,2 mm H 5,SF-32-5-STOP, Fresa con stop di profondità diam.3,2 mm H 6,SF-32-6-STOP, Fresa con stop di profondità diam.3,2 mm H 7,SF-32-7-STOP, Fresa finale con stop di profondità impianti 3,75 mm H B,5,SF-32-8,5-STOP, Fresa finale con stop di profondità impianti 3,75 mm H 10SF-32-10-STOP, Fresa finale con stop di profondità impianti 3,75 mm H 11,sSF-32-11,5-STOP, Fresa finale con slop di profondità impianti 3,75 mm H 13SF-32-13-STOP, Fresa finale con stop di profondità impianti 3,75 mm H 14,5SF-32-14,5-STOP, Fresa per impianti ISOMED diam. 3,9 mm H 5, 6, 7, 8,5, 10, 11,5, 13, 14,5. 16, 18SF-39, Fresa con stop di profondità diam.3,9 mm H 5,SF-39-5-STOP, Fresa con stop di profondità diam.3,9 mm H 6,SF-39-6-STOP, Fresa con stop di profondità diam.3,9 mm H 7,SF-39-7-STOP, Fresa finale con stop di profondità impianti 4,25 mm H 8,5,SF-39-8,5-STOP, Fresa finale con stop di protondità impianti 4,25 mm H 10SF-39-10-STOP, Fresa finale con stop dì profondità impianti 4,25 mm H 11,sSF-39-11,5-STOP, Fresa finale con stop di profondità impianti 4,25 mm H 13SF-39-13-STOP, Fresa finale con stop di profondità impianti 4,25 mm H 14,5SF-39-14,5-STOP, Fresa per impianti ISOMED diam.4,5 mm H 5, 6, 7, 8,5, 10. 11,5, 13, 14,5, 16, 18SF-45, Fresa con stop di profondità diam.4,5 mm H 5,SF-45-5-STOP, Fresa con stop di profondità diam.4,5 mm H 6,SF-45-6-STOP, Fresa con stop di profondità diam.4,5 mm H 7,SF-45-7-STOP, Fresa finale con stop di profondità impianti 5 mm H 8,5,SF-45-8,5-STOP, Fresa finale con stop di profondità impianti 5 mm H 10SF-45-10-STOP, Fresa finale con stop di profondità impianti 5 mm H 11,5SF-45-11,5-STOP, Fresa finale con stop di profondità impianti 5 mm H 13SF-45-13-STOP, Fresa finale con stop di profondità implanli 5 mm H 14,5SF-45-14,5-STOP, Fresa per impianti ISOMED diam.5,0 mm H 5, 6, 7, 8,5, 10, 11,5, 13, 14,5, 16, 18SF-50, Fresa finale con stop di profondità impianti 5,5 mm H 8,5,SF-50-8,5-STOP, Fresa finale con stop di profondità Impianti 5,5 mm H 10SF-50-10-STOP, Fresa finale con stop di profondità impianti 5,5 mm H 11,5SF-50-11,5-STOP, Fresa finale con stop di profondità impianti 5,5 mm H 13SF-50-13-STOP, Fresa finale con stop di profondità impianti 5,5 mm H 14,5SF-50-14,5-STOP, Fresa per Impianti ISOMED (di invito)SF-00, Fresa per impianti ISOMED (preparatrice di spalla)SF-51, Fresa per impianti a vite conici 3-4 spireSF-01, Fresa per impianti a vite conici 5-6 spireSF-02, Fresa per impianti a vite conici diam. 3,8SF-03, Fresa conica con stop diam. 3,5 mm, H 10 mm Giallo RAL 1016SF-35-10, Fresa conica con stop diam. 3,5 mm, H 11 mm Giallo RAL 1016SF-35-11, Fresa conica con stop diam. 3,5 mm, H 11,5 mm Giallo RAL 1016SF-35-11,5, Fresa conica
15196 | CONTAINERS FOR HISTOLOGICAL SAMPLES PRE-FILLED WITH 4% FORMALDEHYDE SOLUTION capacity 5ml , CONTAINERS FOR HISTOLOGICAL SAMPLES PRE-FILLED WITH 4% FORMALDEHYDE SOLUTION capacity 10 ml, CONTAINERS FOR HISTOLOGICAL SAMPLES PRE-FILLED WITH 4% FORMALDEHYDE SOLUTION capacity 30 ml, CONTAINERS FOR HISTOLOGICAL SAMPLES PRE-FILLED WITH 4% FORMALDEHYDE SOLUTION capacity 60 ml, CONTAINERS FOR HISTOLOGICAL SAMPLES PRE-FILLED WITH 4% FORMALDEHYDE SOLUTION capacity 150 ml, CONTAINERS FOR HISTOLOGICAL SAMPLES PRE-FILLED WITH 4% FORMALDEHYDE SOLUTION capacity 250 ml, CONTAINERS FOR HISTOLOGICAL SAMPLES PRE-FILLED WITH 4% FORMALDEHYDE SOLUTION capacity 500 ml, CONTAINERS FOR HISTOLOGICAL SAMPLES PRE-FILLED WITH 4% FORMALDEHYDE SOLUTION capacity 1000 ml, CONTAINERS FOR HISTOLOGICAL SAMPLES PRE-FILLED WITH 4% FORMALDEHYDE SOLUTION capacity 2000 ml, CONTAINERS FOR HISTOLOGICAL SAMPLES PRE-FILLED WITH 4% FORMALDEHYDE SOLUTION capacity 3000 ml, CONTAINERS FOR HISTOLOGICAL SAMPLES PRE-FILLED WITH 4% FORMALDEHYDE SOLUTION capacity 5000 ml, CONTAINERS FOR HISTOLOGICAL SAMPLES PRE-FILLED WITH 4% FORMALDEHYDE SOLUTION capacity 11000 ml | KRIJON | 2023-10-18T00:00:00.000+02:00 | KALTEK S.r.l. Via Liguria, 29 - 35020 Saonara (PD) Italy | 1590 , 1589 , 1591 , 1592 , 1593 , 1594 , 1595 , 1596 , 1597 (FNM06068) , 1598 (FNM06069) , 1599 (FNM06070) , 1586 | In vitro | Kontenitore histologjike me 4% solucion formaldehid per te ruajtur dhe fiksuar mostrat biologjike | Pajisje te diagnostifikimit in vitro
15197 | Ellex tango neo™ Ophthalmic Laser and Accessories | GEN - ALB FARMA | 2023-10-18T00:00:00.000+02:00 | Ellex Medical Pty Ltd 3-4 Second Avenue Mawson Lakes, South Australia 5095 AUSTRALIA | Model: Tango Neo Comm S/N: TN0010 | Klasa IIb | Një kompleks pajisjesh me energji elektrike. Energjia hyrëse përdoret për të ngacmuar një shufër qelqi/kristal për të lëshuar një rreze lazer me fuqi të lartë që synon të shkaktojë një efekt fotoshqetësues në sy duke formuar një plazmë dhe duke gjeneruar valë goditëse mekanike që shkatërrojnë indet kur janë shumë të fokusuara (p.sh., për nxjerrjen e kataraktit, kapsulotominë e pasme). | Pajisje elektromekanike
15198 | Ellex tangoreflex™ Ophthalmic Laser and Accessories | GEN - ALB FARMA | 2023-10-18T00:00:00.000+02:00 | Ellex Medical Pty Ltd 3-4 Second Avenue Mawson Lakes, South Australia 5095 AUSTRALIA | Model: LT5106-T Comm S/N: TR0010 | Klasa IIb | Një kompleks pajisjesh me energji elektrike. Energjia hyrëse përdoret për të ngacmuar një shufër qelqi/kristal për të lëshuar një rreze lazer me fuqi të lartë që synon të shkaktojë një efekt fotoshqetësues në sy duke formuar një plazmë dhe duke gjeneruar valë goditëse mekanike që shkatërrojnë indet kur janë shumë të fokusuara (p.sh., për nxjerrjen e kataraktit, kapsulotominë e pasme). | Pajisje elektromekanike
15289 | ESOSTILL, ESOYAL | FARMAWORLD | 2023-10-17T00:00:00.000+02:00 | Esoform S.r.l Viale del Lavoro, 10 - 45100 Rovigo (RO) ITALI | P10502 X (YYZZ), P10403 X (YYZZ) | Klasa IIb | ESO STILL është një solucion oftalmik steril izotonik me pika me përbëres kryesor hialuronat natriumi dhe ekstrakt lulesh që përdoret për të lehtësuar skuqjen, acarimin, lodhjen, kruajtjen dhe tharjen e syve., ESOYAL është një solucion oftalmik izotonik me përmbajtje hialuronat natriumi për shpëlarjen, dezinfektimin, ruajtjen dhe hidratimin e të gjitha llojeve të lenteve të buta të kontaktit | Pajisje oftalmike dhe optike
15290 | Ellex tangoreflex neo™ Ophthalmic Laser and Accessories | GEN - ALB FARMA | 2023-10-18T00:00:00.000+02:00 | Ellex Medical Pty Ltd 3-4 Second Avenue Mawson Lakes, South Australia 5095 AUSTRALIA | Model: Tango Reflex Neo Comm S/N: TRN0010 | Klasa IIb | Një kompleks pajisjesh me energji elektrike. Energjia hyrëse përdoret për të ngacmuar një shufër qelqi/kristal për të lëshuar një rreze lazer me fuqi të lartë që synon të shkaktojë një efekt fotoshqetësues në sy duke formuar një plazmë dhe duke gjeneruar valë goditëse mekanike që shkatërrojnë indet kur janë shumë të fokusuara (p.sh., për nxjerrjen e kataraktit, kapsulotominë e pasme). | Pajisje elektromekanike
15229 | Ellex ultraQ™ Ophthalmic Laser and Accessories | GEN - ALB FARMA | 2023-10-18T00:00:00.000+02:00 | Ellex Medical Pty Ltd 3-4 Second Avenue Mawson Lakes, South Australia 5095 AUSTRALIA | Model: LQP3106-U, Comm S/N: UQ0700 | Klasa IIb | Një kompleks pajisjesh me energji elektrike. Energjia hyrëse përdoret për të ngacmuar një shufër qelqi/kristal për të lëshuar një rreze lazer me fuqi të lartë që synon të shkaktojë një efekt fotoshqetësues në sy duke formuar një plazmë dhe duke gjeneruar valë goditëse mekanike që shkatërrojnë indet kur janë shumë të fokusuara (p.sh., për nxjerrjen e kataraktit, kapsulotominë e pasme). | Pajisje elektromekanike
15230 | Ellex ultraQreflex™ Ophthalmic Laser and Accessories | GEN - ALB FARMA | 2023-10-18T00:00:00.000+02:00 | Ellex Medical Pty Ltd 3-4 Second Avenue Mawson Lakes, South Australia 5095 AUSTRALIA | Model: LQP3106‐U Comm S/N: UR0100 (Part NO: ULTRAQ_R) Comm S/N: URG0010 (Part NO: ULTRAQ_R-G) | Klasa IIb | Një kompleks pajisjesh me energji elektrike. Energjia hyrëse përdoret për të ngacmuar një shufër qelqi/kristal për të lëshuar një rreze lazer me fuqi të lartë që synon të shkaktojë një efekt fotoshqetësues në sy duke formuar një plazmë dhe duke gjeneruar valë goditëse mekanike që shkatërrojnë indet kur janë shumë të fokusuara (p.sh., për nxjerrjen e kataraktit, kapsulotominë e pasme). | Pajisje elektromekanike
15291 | Ellex integrepro™ and Accessories | GEN - ALB FARMA | 2023-10-18T00:00:00.000+02:00 | Ellex Medical Pty Ltd 3-4 Second Avenue Mawson Lakes, South Australia 5095 AUSTRALIA | LP5532 IPG00010, L2RY IPRY0010, LP561 IPY0010, LP1RG IPRG0010 | Klasa IIb | Një kompleks pajisjesh me energji elektrike. Energjia hyrëse përdoret për të ngacmuar një shufër qelqi/kristal për të lëshuar një rreze lazer me fuqi të lartë që synon të shkaktojë një efekt fotoshqetësues në sy duke formuar një plazmë dhe duke gjeneruar valë goditëse mekanike që shkatërrojnë indet kur janë shumë të fokusuara (p.sh., për nxjerrjen e kataraktit, kapsulotominë e pasme). | Pajisje elektromekanike
15292 | BUONA RESPIRO-140ML | FUFARMA | 2023-10-18T00:00:00.000+02:00 | Buona Spa Societa Benefit, Via Vittorio Alfieri, 8-50019 Sesto Fiorentino (FI), S.I.I.T. Srl. Via Ariosto 50/60, Trezzano sul Naviglio (MI) Italy, Inpharma SpA, Via Enrico Mattei snc, 27022 Casorate Primo (PV) Italy | BUONA RESPIRO-140ML | Klasa IIa | Buona Respiro është një shurup që përmban 3 principe aktive natyrale që ndihmojnë në mirëqënien e traktit respirator. Te 3 këto përbërës së bashku japin një efekt zbutës dhe qetësues të kollës mjaft i nevojshëm veçanërisht në dimër. Formula e pasuruar me mjaltë dhe lëng molle i shton efektin qetësues dhe antioksidant shurupit si dhe i jep një shije mjaft të këndshme për fëmijët. | Tjeter
15199 | Dental implant system BioniQ; Instuments C-guide for guided surgery H10 (GS)H10, Dental implant system BioniQ; Instuments C-guide for guided surgery H6 (GS)H6, Dental implant system BioniQ; Instument sC-guide for guided surgery H7.5 (GS) H7.5, Dental implant system BioniQ; Instuments C-guide for guided surgery H8 (GS) H8, Dental implant system BioniQ; Instuments Countersink for guided surgery S2.9 S2.9/GS, Dental implant system BioniQ; Instuments Countersink for guided surgery S3.5 S3.5/GS, Dental implant system BioniQ; Instuments Countersink for guided surgery S4.0/T4.0 S4.0/T4.0/GS , Dental implant system BioniQ; Instuments Countersink for guided surgery S5.0/T5.0 S5.0/T5.0/GS, Dental implant system BioniQ; Instuments Countersink S2.9 , Dental implant system BioniQ; Instuments Countersink S3.5, Dental implant system BioniQ; Instuments Countersink S4.0/T4.0, Dental implant system BioniQ; Instuments Countersink S5.0/T5.0, Dental implant system BioniQ; Instuments Cover Screw Mill QN/2.9, Dental implant system BioniQ; Instuments Cover Screw Mill QR/3.5/4.0/5.0, Dental implant system BioniQ; Instuments Drill guide for guided drill S2.9 (GS) S2.9/d2.30, Dental implant system BioniQ; Instuments Drill guide for guided drill S3.5 (GS) S3.5/d2.95, Dental implant system BioniQ; Instuments Explantation drill S2.9, Dental implant system BioniQ; Instuments Explantation drill S3.5, Dental implant system BioniQ; Instuments Explantation drill S4.0/T4.0, Dental implant system BioniQ; Instuments Explantation drill S5.0/T5.0, Dental implant system BioniQ; Instuments Final drill S2.9,S2.9/d2.30 , Dental implant system BioniQ; Instuments Final drill S2.9 – long, drill stop compatible (DS/ C)S2.9/d2.30 – DS/C, Dental implant system BioniQ; Instuments Final drill S2.9 – short S2.9/d2.30, Dental implant system BioniQ; Instuments Final drill S2.9 – short, drill stop compatible (DS/ C)S2.9/d2.30 – DS/C, Dental implant system BioniQ; Instuments Final drill S3.5 ,S3.5/d2.95, Dental implant system BioniQ; Instuments Final drill S3.5 – long, drill stop compatible (DS/ C), S3.5/d2.95 – DS/C, Dental implant system BioniQ; Instuments Final drill S3.5 – short S3.5/d2.95, Dental implant system BioniQ; Instuments Final drill S3.5 – short, drill stop compatible (DS/ C),S3.5/d2.95 – DS/C, Dental implant system BioniQ; Instuments Final drill S4.0,S4.0/d3.35, Dental implant system BioniQ; Instuments Final drill S4.0 – long, drill stop compatible (DS/ C),S4.0/d3.35 – DS/C, Dental implant system BioniQ; Instuments Final drill S4.0 – short, S4.0/d3.35, Dental implant system BioniQ; Instuments Final drill S4.0 – short, drill stop compatible (DS/ C),S4.0/d3.35 – DS/C, Dental implant system BioniQ; Instuments Final drill S5.0,S5.0/d4.25, Dental implant system BioniQ; Instuments Final drill S5.0 – long, drill stop compatible (DS/ C),S5.0/d4.25 – DS/C, Dental implant system BioniQ; Instuments Final drill S5.0 – short, S5.0/d4.25, Dental implant system BioniQ; Instuments Final drill S5.0 – short, drill stop compatible (DS/ C),S5.0/d4.25 – DS/C, Dental implant system BioniQ; Instuments Final drill T4.0,T4.0/d3.35, Dental implant system BioniQ; Instuments Final drill T4.0 – long, drill stop compatible (DS/ C),T4.0/d3.35 – DS/C, Dental implant system BioniQ; Instuments Final drill T4.0 – short, T4.0/d3.35, Dental implant system BioniQ; Instuments Final drill T4.0 – short, drill stop compatible (DS/ C),T4.0/d3.35 – DS/C, Dental implant system BioniQ; Instuments Final drill T5.0,T5.0/d4.25, Dental implant system BioniQ; Instuments Final drill T5.0 – long, drill stop compatible (DS/ C),T5.0/d4.25 – DS/C, Dental implant system BioniQ; Instuments Final drill T5.0 – short, T5.0/d4.25, Dental implant system BioniQ; Instuments Final drill T5.0 – short, drill stop compatible (DS/ C),T5.0/d4.25 – DS/C, Dental implant system BioniQ; Instuments Guided drill S2.9 – long (GS),S2.9/d2.30 – GS, Dental implant system BioniQ; Instuments Guided drill S2.9 – medium (GS),S2.9/d2.30 – GS, Dental implant system BioniQ; Instuments Guided drill S2.9 – short (GS),S2.9/d2.30 – GS, Dental implant system BioniQ; Instuments Guided drill S3.5 – long (GS),S3.5/d2.95 – GS, Dental implant system BioniQ; Instuments,Guided drill S3.5 – medium (GS),S3.5/d2.95 – GS, Dental implant system BioniQ; Instuments,Guided drill S3.5 – short (GS),S3.5/d2.95 – GS, Dental implant system BioniQ; Instuments,Guided drill S4.0 – long (GS),S4.0/d3.35 – GS, Dental implant system BioniQ; Instuments,Guided drill S4.0 – medium (GS),S4.0/d3.35 – GS, Dental implant system BioniQ; Instuments,Guided drill S4.0 – short (GS),S4.0/d3.35 – GS, Dental implant system BioniQ; Instuments,Guided drill S5.0 – long (GS),S5.0/d4.25 – GS, Dental implant system BioniQ; Instuments,Guided drill S5.0 – medium (GS),S5.0/d4.25 – GS, Dental implant system BioniQ; Instuments,Guided drill S5.0 – short (GS),S5.0/d4.25 – GS, Dental implant system BioniQ; Instuments,Guided drill T4.0 – long (GS),T4.0/d3.35 – GS, Dental implant system BioniQ; Instuments,Guided drill T4.0 – medium (GS),T4.0/d3.35 – GS, Dental implant system BioniQ; Instuments,Guided drill T4.0 – short (GS),T4.0/d3.35 – GS, Dental implant system BioniQ; Instuments,Guided drill T5.0 – long (GS),T5.0/d4.25 – GS, Dental implant system BioniQ; Instuments,Guided drill T5.0 – medium (GS),T5.0/d4.25 – GS, Dental implant system BioniQ; Instuments,Guided drill T5.0 – short (GS)T5.0/d4.25 – GS, Dental implant system BioniQ; Instuments,Pilot drill d1.5, Dental implant system BioniQ; Instuments,Point drill,d1.5, Dental implant system BioniQ; Instuments,Roundburr d1.8, Dental implant system BioniQ; Instuments,Threadformer for guided surgery S2.9,S2.9/GS, Dental implant system BioniQ; Instuments,Threadformer for guided surgery S3.5,S3.5/GS, Dental implant system BioniQ; Instuments,Threadformer S2.9, Dental implant system BioniQ; Instuments,Threadformer S3.5, Dental implant system BioniQ; Instuments,Threadformer S4.0/T4.0, Dental implant system BioniQ; Instuments,Threadformer S5.0/T5.0, Dental implant system BioniQ; Instuments,Trephine for guided surgery – d3.35 (GS),d3.35 – GS, Dental implant system BioniQ; Instuments,Trephine for guided surgery – d4.65 (GS),d4.65 – GS | MOTO-MANIA | 2023-10-16T00:00:00.000+02:00 | LASAK s.r.o., Ceskobrodska 1047/4619001 Prague 9 – Hloubetín, Czech Republic | 2517.00, 2520.00, 2519.00, 2518.00, 2504.00, 2506.00, 2508.00, 2510.00, 2422.00, 2427.00, 2433.00, 2439.00, 2511.00, 2512.00, 2513.00, 2514.00, 2424.00, 2429.00, 2436.00, 2442.00, 2420.00, 2461.00, 2447.00, 2467.00, 2425.00, 2462.00, 2448.00, 2468.00, 2430.00, 2463.00, 2449.00, 2469.00, 2437.00, 2464.00, 2451.00, 2470.00, 2435.00, 2465.00, 2450.00, 2471.00, 2441.00, 2466.00, 2452.00, 2472.00, 2485.00, 2486.00, 2484.00, 2489.00, 2488.00, 2487.00, 2492.00, 2491.00, 2490.00, 2495.00, 2494.00, 2493.00, 2499.00, 2498.00, 2497.00, 2502.00, 2501.00, 2500.00, 2446.00, 214.30, 2443.00, 2503.00, 2505.00, 2421.00, 2426.00, 2431.00, 2438.00, 2521.00, 2522.00 | Klasa IIa | INSTRUMENTA | Pajisje dentare
15231 | Dental drills Ø mm 11.5 -8 mm (for contrangle), Dental drills Pick-up driver shaft (for DSX-1690S and Torque driver), Dental drills Square mm2,8 x 20 mm, Dental drills Square mm2,8 x 25 mm, Dental drills Ø mm 1.35 -7 mm (for contrangle), Dental drills Ø mm 1.35 -9 mm (for contrangle), Dental drills Ø mm 1.35 -12 mm (for contrangle), Dental drills Ø mm 1.6 -9 mm (for contrangle), Dental drills Square mm 3,8 x 25 mm, Dental drills Square mm 3,8 x 31 mm, Dental drills Contrangle pick-up driver, Dental drills Ø mm 1.35 -6 mm (for contrangle), Dental drills Ø mm 1 -10 mm (for contrangle), Dental drills ASTA pick-up (si usa con DSX-1690s e con Torque driver), Dental drills Esagono mm 2,3 x 22 mm | MEDIK LINE STEWART | 2023-10-16T00:00:00.000+02:00 | H.D.C S.r.l Via Dei Mestieri 5/7 36016 THIENE, VICENZA ITALY | FSC-1108, DSP-5052S, DPQ-2820, DPQ-2825, FSC-1307G, FSC-1309G, FSC-1312G, FSC-1609G, DPQ-3825, DPQ-3831, DPM-3075, FSC-1309, FSC-0910, DSP-2352S, DPQ-2322 | Klasa IIa | Freze dentale me Ø 11.5-8 mm (per kontrangel), Kapes kacavide (per DSX-1690S dhe drejtues force), Kacavide katrore me Ø 2,8 x 20 mm, Kacavide katrore me Ø 2,8 x 25 mm, Freza dentale me Ø 1.35 -7 mm (per kontrangel), Freza dentale me Ø 1.35 -9 mm (per kontrangel), Freza dentale me Ø 1.35 -12 mm (per kontrangel), Freza dentale me Ø 1.6 -9 mm (per kontrangel), Kacavide katrore me Ø 3,8 x 25 mm, Kacavide katrore me Ø 3,8 x 31 mm, Kapes drejtuesi per kontrangle, Freza dentale me Ø 1.35 -6 mm (per kontrangel), Freza dentale me Ø 1 -10 mm (per kontrangel), Kapes ASTA (per DSX-1690s dhe drejtues force), Freza Dentale Egzagon 2,3 x 22 mm | Pajisje te implantueshme jo aktive
15200 | Orthodontic Archwire Super Elastic Nickel Titanium Archwire D .014 X .025 , Orthodontic Archwire Super Elastic Nickel Titanium Archwire D .016 X .025 , Orthodontic Archwire Super Elastic Nickel Titanium Archwire D .016 X .025 , Orthodontic Archwire Super Elastic Nickel Titanium Archwire D .016 X .025 , Orthodontic Archwire Super Elastic Nickel Titanium Archwire D .016 X .025 , Orthodontic Archwire Super Elastic Nickel Titanium Archwire D 016 X .025 , Orthodontic Archwire Super Elastic Nickel Titanium Archwire D .016 X .025 , Orthodontic Archwire Super Elastic Nickel Titanium Archwire D .016 X .025 , Orthodontic Archwire Super Elastic Nickel Titanium Archwire D .021 X .027 , Orthodontic Archwire Super Elastic Nickel Titanium Archwire D .021 X .027 , Orthodontic Archwire Super Elastic Nickel Titanium Archwire D .021 X .025 , Orthodontic Archwire Super Elastic Nickel Titanium Archwire D .021 X .025 , Orthodontic Archwire Super Elastic Nickel Titanium Archwire D 0.013 , Orthodontic Archwire Super Elastic Nickel Titanium Archwire D 0.014 , Orthodontic Archwire Super Elastic Nickel Titanium Archwire D 0.016 , Orthodontic Archwire Super Elastic Nickel Titanium Archwire D 0.018 , Orthodontic Archwire Super Elastic Nickel Titanium Archwire D .014 X .025 , Orthodontic Archwire Super Elastic Nickel Titanium Archwire D .016 X .025 , Orthodontic Archwire Super Elastic Nickel Titanium Archwire D.016 X .025 , Orthodontic Archwire Super Elastic Nickel Titanium Archwire D .018 X .025 , Orthodontic Archwire Super Elastic Nickel Titanium Archwire D. 019 X .025 , Orthodontic lock EASY STOP PLACERS - SMALL/ ROUND (10) , Orthodontic lock EASY STOP PLACERS - LARGE/ RECTANGULAR (10) , Orthodontic Archwire Super Elastic Nickel Titanium Archwire D 0.012 , Orthodontic Archwire Super Elastic Nickel Titanium Archwire D 0.012 , Orthodontic Archwire Super Elastic Nickel Titanium Archwire D 0.014 , Orthodontic Archwire Super Elastic Nickel Titanium Archwire D 0.014 , Orthodontic Archwire Super Elastic Nickel Titanium Archwire D 0.016 , Orthodontic Archwire Super Elastic Nickel Titanium Archwire D 0.016 , Orthodontic Archwire Super Elastic Nickel Titanium Archwire D 0.018 , Orthodontic Archwire Super Elastic Nickel Titanium Archwire D 0.018 , Orthodontic Archwire Super Elastic Nickel Titanium Archwire D 0.02 , Orthodontic Archwire Super Elastic Nickel Titanium Archwire D 0.02 , Orthodontic Archwire Super Elastic Nickel Titanium Archwire D .016 X .016 , Orthodontic Archwire Super Elastic Nickel Titanium Archwire D .016 X .016 , Orthodontic Archwire Super Elastic Nickel Titanium Archwire D .016 X .022 , Orthodontic Archwire Super Elastic Nickel Titanium Archwire D .016 X .022 , Orthodontic Archwire Super Elastic Nickel Titanium Archwire D .017 X .025 , Orthodontic Archwire Super Elastic Nickel Titanium Archwire D. 017 X .025 , Orthodontic Archwire Super Elastic Nickel Titanium Archwire D .018 X .018 , Orthodontic Archwire Super Elastic Nickel Titanium Archwire D. 018 X .018 , Orthodontic Archwire Super Elastic Nickel Titanium Archwire D .018 X .025 , Orthodontic Archwire Super Elastic Nickel Titanium Archwire D .018 X .025 , Orthodontic Archwire Super Elastic Nickel Titanium Archwire D .019 X .025 , Orthodontic Archwire Super Elastic Nickel Titanium Archwire D .019 X .025 , Orthodontic Archwire Super Elastic Nickel Titanium Archwire D .021 X .025 , Orthodontic Archwire Super Elastic Nickel Titanium Archwire D .021 X .025, Orthodontic Archwire Super Elastic Nickel Titanium Archwire D .020 X .020 , Orthodontic Archwire Super Elastic Nickel Titanium Archwire D .020 X .020 , Orthodontic Archwire Super Elastic Nickel Titanium Archwire D .014 X .025 , Orthodontic Archwire Super Elastic Nickel Titanium Archwire D .014 X .025, Orthodontic Archwire Super Elastic Nickel Titanium Archwire D .016 X .025, Orthodontic Archwire Super Elastic Nickel Titanium Archwire D .016 X .025, Orthodontic Archwire Super Elastic Nickel Titanium Archwire D 0.016, Orthodontic Archwire Super Elastic Nickel Titanium Archwire D 0.016, Orthodontic Archwire Multi Modulus Nickel Titanium Archwire D 0.016, Orthodontic Archwire Multi Modulus Nickel Titanium Archwire D 0.018, Orthodontic Archwire Multi Modulus Nickel Titanium Archwire D 0.016, Orthodontic Archwire Multi Modulus Nickel Titanium Archwire D 0.018, Orthodontic Archwire Multi Modulus Nickel Titanium Archwire D 0.016, Orthodontic Archwire Nic-Co-Loy D .019 x .025 , Orthodontic Archwire Nic-Co-Loy D .021 x .025 , Orthodontic Archwire 4-Looped Keyhole Nic-Co-Loy Retraction Archwire D .019 X .025 /22MM , Orthodontic Archwire 4-Looped Keyhole Nic-Co-Loy Retraction Archwire D .019 X .026 /24MM , Orthodontic Archwire 4-Looped Keyhole Nic-Co-Loy Retraction Archwire D .019 X .027 /26MM, Orthodontic Archwire 4-Looped Keyhole Nic-Co-Loy Retraction Archwire D .019 X .028 /28MM, Orthodontic Archwire 4-Looped Keyhole Nic-Co-Loy Retraction Archwire D .019 X .029 /30MM, Orthodontic Archwire 4-Looped Keyhole Nic-Co-Loy Retraction Archwire D .019 X .030/32MM, Orthodontic Archwire 4-Looped Keyhole Nic-Co-Loy Retraction Archwire D .019 X .031 /34MM, Orthodontic Archwire 4-Looped Keyhole Nic-Co-Loy Retraction Archwire D .019 X .032/36MM, Orthodontic Archwire 4-Looped Keyhole Nic-Co-Loy Retraction Archwire D .019 X .033 /38MM, Orthodontic Archwire 4-Looped Keyhole Nic-Co-Loy Retraction Archwire D .019 X .034 /40MM, Orthodontic Archwire 4-Looped Keyhole Nic-Co-Loy Retraction Archwire D .019 X .035 /42MM, Orthodontic Archwire 4-Looped Keyhole Nic-Co-Loy Retraction Archwire D .019 X .036 /44MM, Orthodontic Archwire Beta Titanium Archwire D 0.016, Orthodontic Archwire Multi Modulus Nickel Titanium Archwire D .016 X .016, Orthodontic Archwire Multi Modulus Nickel Titanium Archwire D .016 X .022, Orthodontic Archwire Multi Modulus Nickel Titanium Archwire D .016 X .022, Orthodontic Archwire Multi Modulus Nickel Titanium Archwire D .017 X .025, Orthodontic Archwire Multi Modulus Nickel Titanium Archwire D .017 X .025, Orthodontic Archwire Multi Modulus Nickel Titanium Archwire D .018 X .018, Orthodontic Archwire Multi Modulus Nickel Titanium Archwire D .018 X .018, Orthodontic Archwire Multi Modulus Nickel Titanium Archwire D .018 X .025, Orthodontic Archwire Multi Modulus Nickel Titanium Archwire D .019 X .025 , Orthodontic Archwire Multi Modulus Nickel Titanium Archwire D .019 X .025 , Orthodontic Archwire Multi Modulus Nickel Titanium Archwire D .021 X .025 , Orthodontic Archwire Multi Modulus Nickel Titanium Archwire D .021 X .025 , Orthodontic Archwire Multi Modulus Nickel Titanium Archwire D .020 X .020, Orthodontic Archwire Nickel Titanium Utility Archwire D 0.018 /24MM, Orthodontic Archwire Nickel Titanium Utility Archwire D 0.018 /28MM, Orthodontic Archwire Nickel Titanium Utility Archwire D 0.018 /34MM, Orthodontic Archwire Nickel Titanium Utility Archwire D 0.018 /38MM, Orthodontic Archwire Nickel Titanium Utility Archwire D 0.018 /42MM, Orthodontic Archwire Pre-Torqued Super Elastic Nickel Titanium Archwire D .016 X .022 /28MM , Orthodontic Archwire Pre-Torqued Super Elastic Nickel Titanium Archwire D .016 X .022 /34MM, Orthodontic Archwire Pre-Torqued Super Elastic Nickel Titanium Archwire D .016 X .022 /38MM, Orthodontic Archwire Pre-Torqued Super Elastic Nickel Titanium Archwire D .017 X .025 /28MM , Orthodontic Archwire Pre-Torqued Super Elastic Nickel Titanium Archwire D .017 X .025 /34MM , Orthodontic Archwire Pre-Torqued Super Elastic Nickel Titanium Archwire D .017 X .025 /38MM , Orthodontic Archwire Pre-Torqued Super Elastic Nickel Titanium Archwire D .018 X .025 /28MM, Orthodontic Archwire Pre-Torqued Super Elastic Nickel Titanium Archwire D .018 X .025 /34MM , Orthodontic Archwire Pre-Torqued Super Elastic Nickel Titanium Archwire D .018 X .025 /38MM, Orthodontic Archwire Pre-Torqued Super Elastic Nickel Titanium Archwire D .019 X .025 /28MM , Orthodontic Archwire Pre-Torqued Super Elastic Nickel Titanium Archwire D .019 X .025 /34MM , Orthodontic Archwire Pre-Torqued Super Elastic Nickel Titanium Archwire D .019 X .025 /38MM , Orthodontic Archwire Pre-Torqued Super Elastic Nickel Titanium Archwire D .021 X .025/ 28MM, Orthodontic Archwire Pre-Torqued Super Elastic Nickel Titanium Archwire D .021 X .025/ 34MM , Orthodontic Archwire Pre-Torqued Super Elastic Nickel Titanium Archwire D .021 X .025/ 38MM, Orthodontic Archwire Pre-Torqued Super Elastic Nickel Titanium Reverse Curve Spee Archwire D. 017 X .025/34MM, Orthodontic Archwire Pre-Torqued Super Elastic Nickel Titanium Reverse Curve Spee Archwire D. 017 X .025/38MM, Orthodontic Separator Nickel Titanium Separating Spring small, Orthodontic Separator Nickel Titanium Separating Spring large, Orthodontic Archwire Multi Modulus Nickel Titanium Archwire D. 016 X .016, Orthodontic Archwire Multi Modulus Nickel Titanium Archwire D. 016 X .022, Orthodontic Archwire Multi Modulus Nickel Titanium Archwire D .017 X .025, Orthodontic Archwire Multi Modulus Nickel Titanium Archwire D. 017 X .025, Orthodontic Archwire Multi Modulus Nickel Titanium Archwire D .018 X .018, Orthodontic Archwire Multi Modulus Nickel Titanium Archwire D. 019 X .025, Orthodontic Archwire Multi Modulus Nickel Titanium Archwire D .019 X .025, Orthodontic Archwire Multi Modulus Nickel Titanium Archwire D .021 X .025, Orthodontic Archwire Multi Modulus Nickel Titanium Archwire D .020 X .020 , Orthodontic Archwire Multi Modulus Nickel Titanium Archwire D. 020 X .020, Orthodontic Archwire Nickel Titanium Utility Archwire D .016 X .016 /24MM, Orthodontic Archwire Nickel Titanium Utility Archwire D .016 X .016 /28MM, Orthodontic Archwire Nickel Titanium Utility Archwire D .016 X .016 /34MM, Orthodontic Archwire Nickel Titanium Utility Archwire D .016 X .016 /38MM, Orthodontic Archwire Nickel Titanium Utility Archwire D .016 X .016 /42MM , Orthodontic Archwire Super Elastic Nickel Titanium Intrusion Archwire D. 017X.025 , Orthodontic Archwire Super Elastic Nickel Titanium Intrusion Archwire D .017X.025 , Orthodontic Archwire Super Elastic Nickel Titanium Intrusion Archwire D .016X.022, Orthodontic Archwire Super Elastic Nickel Titanium Intrusion Archwire D .016X.022, Orthodontic Archwire Nic-Co-Loy D 0.036, Orthodontic Archwire Nic-Co-Loy D 0.04, Orthodontic Archwire Nic-Co-Loy D .016 X .016, Orthodontic Archwire Nic-Co-Loy D .016 X .022, Orthodontic Archwire Nic-Co-Loy D .019x.025, Orthodontic Archwire Nic-Co-Loy D 0.016, Orthodontic Archwire Nic-Co-Loy D 0.018, Orthodontic Archwire Nic-Co-Loy D .016 x .016, Orthodontic Archwire Nic-Co-Loy D .016X.022, Orthodontic Archwire Nic-Co-Loy D .017 X .025, Orthodontic Archwire Nic-Co-Loy D.018 X .025, Orthodontic Archwire Nic-Co-Loy D .019 X .025, Orthodontic Archwire Nic-Co-Loy D .019 X .025, Orthodontic Archwire Nic-Co-Loy D .016 x .016, Orthodontic Archwire Nic-Co-Loy D .016 x .022, Orthodontic Archwire Nic-Co-Loy D .017 x .025, Orthodontic Archwire Nic-Co-Loy D .018 x .025, Orthodontic Archwire Super Elastic Nickel Titanium Archwire D .016 X .016 , Orthodontic Archwire Super Elastic Nickel Titanium Archwire D .016 X .022 , Orthodontic Archwire Super Elastic Nickel Titanium Archwire D .017 X .025 , Orthodontic Archwire Super Elastic Nickel Titanium Archwire D .017 X .025 , Orthodontic Archwire Super Elastic Nickel Titanium Archwire D .018 X .018 , Orthodontic Archwire Super Elastic Nickel Titanium Archwire D .018 X .018 , Orthodontic Archwire Super Elastic Nickel Titanium Archwire D .018 X .025 , Orthodontic Archwire Super Elastic Nickel Titanium Archwire D .018 X .025 , Orthodontic Archwire Super Elastic Nickel Titanium Archwire D .019 X .025 , Orthodontic Archwire Super Elastic Nickel Titanium Archwire D . 019 X .025 , Orthodontic Archwire Super Elastic Nickel Titanium Archwire D .021 X .025 , Orthodontic Archwire Super Elastic Nickel Titanium Archwire D .021 X .025 , Orthodontic Spring Nickel Titanium Spring D 9MM, Orthodontic Spring Nickel Titanium Spring D 9MM, Orthodontic Spring Nickel Titanium Spring D 9MM, Orthodontic Spring Nickel Titanium Spring D 12MM , Orthodontic Spring Nickel Titanium Spring D 12MM, Orthodontic Spring Nickel Titanium Spring D 12MM, Orthodontic Archwire Super Elastic Nickel Titanium Archwire D 0.016 , Orthodontic Archwire Super Elastic Nickel Titanium Archwire D 0.016, Orthodontic Archwire Super Elastic Nickel Titanium Archwire D 0.018, Orthodontic Archwire Super Elastic Nickel Titanium Archwire D 0.02, Orthodontic Archwire Super Elastic Nickel Titanium Archwire D .016 X .016 , Orthodontic Archwire Super Elastic Nickel Titanium Archwire D .016 X .016 , Orthodontic Archwire Super Elastic Nickel Titanium Archwire D .016 X .022 , Orthodontic Archwire Super Elastic Nickel Titanium Archwire D .016 X .022 , Orthodontic Archwire Super Elastic Nickel Titanium Archwire D. 017 X .025 , Orthodontic Archwire Super Elastic Nickel Titanium Archwire D .017 X .025 , Orthodontic Archwire Super Elastic Nickel Titanium Archwire D .018 X .018 , Orthodontic Archwire Super Elastic Nickel Titanium Archwire D .018 X .025 , Orthodontic Archwire Super Elastic Nickel Titanium Archwire D .019 X .025 , Orthodontic Archwire Super Elastic Nickel Titanium Archwire D .019 X .025 , Orthodontic Archwire Super Elastic Nickel Titanium Archwire D .021 X .025 , Orthodontic Archwire Super Elastic Nickel Titanium Archwire D .021 X .025 , Orthodontic Archwire Super Elastic Nickel Titanium Archwire D 0.016 , Orthodontic Archwire Super Elastic Nickel Titanium Archwire D 0.016 , Orthodontic Archwire Super Elastic Nickel Titanium Archwire D 0.018 , Orthodontic Archwire Super Elastic Nickel Titanium Archwire D 0.018 , Orthodontic Archwire Super Elastic Nickel Titanium Archwire D 0.02 , Orthodontic Archwire Super Elastic Nickel Titanium Archwire D 0.02 , Orthodontic Archwire Super Elastic Nickel Titanium Archwire D. 016 X .016 , Orthodontic Archwire Super Elastic Nickel Titanium Archwire D .016 X .016 , Orthodontic Archwire Super Elastic Nickel Titanium Archwire D .016 X .022 , Orthodontic Archwire Super Elastic Nickel Titanium Archwire D .016 X .022 , Orthodontic Archwire Super Elastic Nickel Titanium Archwire D .017 X .025 , Orthodontic Archwire Super Elastic Nickel Titanium Archwire D. 017 X .025 , Orthodontic Archwire Super Elastic Nickel Titanium Archwire D .018 X .018 , Orthodontic Archwire Super Elastic Nickel Titanium Archwire D .018 X .025 , Orthodontic Archwire Super Elastic Nickel Titanium Archwire D. 018 X .025 , Orthodontic Archwire Super Elastic Nickel Titanium Archwire D .019 X .025 , Orthodontic Archwire Super Elastic Nickel Titanium Archwire D . 019 X .025 , Orthodontic Archwire Super Elastic Nickel Titanium Archwire D .021 X .025 , Orthodontic Archwire Super Elastic Nickel Titanium Archwire D .021 X .025 , Orthodontic Archwire Super Elastic Nickel Titanium Archwire D 0.012 , Orthodontic Archwire 012 Upper Heat Activated Nitinol Right Form (100) , Orthodontic Archwire Super Elastic Nickel Titanium Archwire D 0.013 , Orthodontic Archwire Super Elastic Nickel Titanium Archwire D 0.013 , Orthodontic Archwire Super Elastic Nickel Titanium Archwire D 0.013 , Orthodontic Archwire Super Elastic Nickel Titanium Archwire D 0.012 , Orthodontic Archwire Super Elastic Nickel Titanium Archwire D 0.012 , Orthodontic Archwire .012 Lower Heat Activated Nitinol Right Form (100) , Orthodontic Archwire Super Elastic Nickel Titanium Archwire D 0.013 , Orthodontic Archwire Super Elastic Nickel Titanium Archwire D 0.012 , Orthodontic Archwire Super Elastic Nickel Titanium Archwire D 0.014 , Orthodontic Archwire .014 Upper Heat Activated Nitinol Right Form (100) , Orthodontic Archwire Super Elastic Nickel Titanium Archwire D 0.014 , Orthodontic Archwire Super Elastic Nickel Titanium Archwire D 0.014 , Orthodontic Archwire Super Elastic Nickel Titanium Archwire D 0.014 , Orthodontic Archwire Super Elastic Nickel Titanium Archwire D 0.014 , Orthodontic Archwire 014 Lower Heat Activated Nitinol Right Form (100) , Orthodontic Archwire Super Elastic Nickel Titanium Archwire D .0.014 , Orthodontic Archwire Super Elastic Nickel Titanium Archwire D 0.014 , Orthodontic Archwire Super Elastic Nickel Titanium Archwire D 0.016 , Orthodontic Archwire 016 UPPER NITI HEAT ACTIVATED RIGHT FORM (100) , Orthodontic Archwire Super Elastic Nickel Titanium Archwire D 0.016 , Orthodontic Archwire Super Elastic Nickel Titanium Archwire D 0.016 , Orthodontic Archwire Super Elastic Nickel Titanium Archwire D 0.016 , Orthodontic Archwire Super Elastic Nickel Titanium Archwire D 0.016 , Orthodontic Archwire Super Elastic Nickel Titanium Archwire D 0.016 , Orthodontic Archwire 016 LOWER NITI HEAT ACTIVATED RIGHT FORM (100) , Orthodontic Archwire Super Elastic Nickel Titanium Archwire D 0.016 , Orthodontic Archwire Super Elastic Nickel Titanium Archwire D 0.016 , Orthodontic Archwire Super Elastic Nickel Titanium Archwire D 0.016 , Orthodontic Archwire Super Elastic Nickel Titanium Archwire D 0.018 , Orthodontic Archwire 018 UPPER NITI HEAT ACTIVATED RIGHT FORM (100) , Orthodontic Archwire Super Elastic Nickel Titanium Archwire D 0.018 , Orthodontic Archwire Super Elastic Nickel Titanium Archwire D 0.018, Orthodontic Archwire Super Elastic Nickel Titanium Archwire D 0.018 , Orthodontic Archwire Super Elastic Nickel Titanium Archwire D 0.018 , Orthodontic Archwire Super Elastic Nickel Titanium Archwire D 0.018 , Orthodontic Archwire Super Elastic Nickel Titanium Archwire D 0.018, Orthodontic Archwire .018 LOWER NITI HEAT ACTIVATED RIGHT FORM (100) , Orthodontic Archwire Super Elastic Nickel Titanium Archwire D 0.018 , Orthodontic Archwire Super Elastic Nickel Titanium Archwire D 0.018 , Orthodontic Archwire Super Elastic Nickel Titanium Archwire D 0.018 , Orthodontic Archwire Super Elastic Nickel Titanium Archwire D 0.02 , Orthodontic Archwire Super Elastic Nickel Titanium Archwire D 0.02 , Orthodontic Archwire Super Elastic Nickel Titanium Archwire D 0.02 , Orthodontic Archwire Super Elastic Nickel Titanium Archwire D 0.02 , Orthodontic Archwire Super Elastic Nickel Titanium Archwire D 0.02 , Orthodontic Archwire Super Elastic Nickel Titanium Archwire D 0.02 , Orthodontic Archwire Super Elastic Nickel Titanium Archwire D .016 X 016 , Orthodontic Archwire Super Elastic Nickel Titanium Archwire D .016 X 016 , Orthodontic Archwire Super Elastic Nickel Titanium Archwire D .016 X 016 , Orthodontic Archwire Super Elastic Nickel Titanium Archwire D .016 X 016 , Orthodontic Archwire Super Elastic Nickel Titanium Archwire D .016 X 022 , Orthodontic Archwire Super Elastic Nickel Titanium Archwire D .016 X 022 , Orthodontic Archwire Super Elastic Nickel Titanium Archwire D .016 X 022 , Orthodontic Archwire Super Elastic Nickel Titanium Archwire D .016 X 022 , Orthodontic Archwire .016X022 HEAT ACTIVATED NITINOL WITH COPPER DAMON FORM (10) , Orthodontic Archwire Super Elastic Nickel Titanium Archwire D .016 X 022 , Orthodontic Archwire Super Elastic Nickel Titanium Archwire D .016 X 022 , Orthodontic Archwire Super Elastic Nickel Titanium Archwire D .016 X 022 , Orthodontic Archwire Super Elastic Nickel Titanium Archwire D .016 X 022 , Orthodontic Archwire Super Elastic Nickel Titanium Archwire D .016 X 022 , Orthodontic Archwire Super Elastic Nickel Titanium Archwire D .017X.025 , Orthodontic Archwire Super Elastic Nickel Titanium Archwire D .017X.025 , Orthodontic Archwire Super Elastic Nickel Titanium Archwire D .017X.025 , Orthodontic Archwire Super Elastic Nickel Titanium Archwire D .017X.025 , Orthodontic Archwire Super Elastic Nickel Titanium Archwire D .017X.025 , Orthodontic Archwire Super Elastic Nickel Titanium Archwire D .017X .025 , Orthodontic Archwire Super Elastic Nickel Titanium Archwire D .017X.025 , Orthodontic Archwire Super Elastic Nickel Titanium Archwire D .017X.025 , Orthodontic Archwire Super Elastic Nickel Titanium Archwire D .018 X .018 , Orthodontic Archwire Super Elastic Nickel Titanium Archwire D .016 X .025 , Orthodontic Archwire Super Elastic Nickel Titanium Archwire D .016X .025 , Orthodontic Archwire Super Elastic Nickel Titanium Archwire D .018 X .018 , Orthodontic Archwire Super Elastic Nickel Titanium Archwire D .018 X .018 , Orthodontic Archwire Super Elastic Nickel Titanium Archwire D.018 X .025 , Orthodontic Archwire Super Elastic Nickel Titanium Archwire D .018 X .025 , Orthodontic Archwire Super Elastic Nickel Titanium Archwire D .018 X .025 , Orthodontic Archwire Super Elastic Nickel Titanium Archwire D .018 X .025 , Orthodontic Archwire Super Elastic Nickel Titanium Archwire D .018 X .025 , Orthodontic Archwire Super Elastic Nickel Titanium Archwire D .018 X .025 , Orthodontic Archwire Super Elastic Nickel Titanium Archwire D .018 X .025 , Orthodontic Archwire Super Elastic Nickel Titanium Archwire D .018 X .025 , Orthodontic Archwire 018x025 Lower Nitinol Heat Activated RIGHT Form (100) , Orthodontic Archwire Super Elastic Nickel Titanium Archwire D .018 X .025 , Orthodontic Archwire Super Elastic Nickel Titanium Archwire D. 018 X .025 , Orthodontic Archwire Super Elastic Nickel Titanium Archwire D .018 X .025 , Orthodontic Archwire Super Elastic Nickel Titanium Archwire D .018 X .025 , Orthodontic Archwire Super Elastic Nickel Titanium Archwire D .019 X .025 , Orthodontic Archwire Super Elastic Nickel Titanium Archwire D .019 X .025 , Orthodontic Archwire Super Elastic Nickel Titanium Archwire D .019 X .025 , Orthodontic Archwire Super Elastic Nickel Titanium Archwire D .019 X .025 , Orthodontic Archwire Super Elastic Nickel Titanium Archwire D .019 X .025, Orthodontic Archwire Super Elastic Nickel Titanium Archwire D. 019 X .025, Orthodontic Archwire Super Elastic Nickel Titanium Archwire D .019 X .025, Orthodontic Archwire Super Elastic Nickel Titanium Archwire D .019 X .025 , Orthodontic Archwire Super Elastic Nickel Titanium Archwire D .021 X .025 , Orthodontic Archwire Super Elastic Nickel Titanium Archwire D .021 X .025 , Orthodontic Archwire Super Elastic Nickel Titanium Archwire D. 021 X .025 , Orthodontic Archwire Super Elastic Nickel Titanium Archwire D .021 X .025 , Orthodontic Archwire Super Elastic Nickel Titanium Archwire D .020 X .020 , Orthodontic Archwire Super Elastic Nickel Titanium Archwire D .020 X .020 , Orthodontic Archwire Super Elastic Nickel Titanium Archwire D .020 X .020 , Orthodontic Archwire Super Elastic Nickel Titanium Archwire D. 020 X .020 , Orthodontic Archwire Super Elastic Nickel Titanium Archwire D .020 X .020 , Orthodontic Archwire Super Elastic Nickel Titanium Archwire D .020 X .020 , Orthodontic Archwire Super Elastic Nickel Titanium Archwire D .014 X .025 , Orthodontic Archwire Super Elastic Nickel Titanium Archwire D .014 X .025 , Orthodontic Archwire Super Elastic Nickel Titanium Archwire D .014 X .025 , Orthodontic Archwire Super Elastic Nickel Titanium Archwire D .014 X .025 , Orthodontic Archwire Super Elastic Nickel Titanium Archwire D .014 X .025 , Orthodontic Archwire Super Elastic Nickel Titanium Archwire D .014 X .025 , Orthodontic lock CRIMPABLE STOPS (10), Orthodontic power arm ULTIMATE CRIMPABLE STOPS (100) , Orthodontic power arm ULTIMATE CRIMPABLE HOOKS - LONG (20) , Orthodontic power arm ULTIMATE CRIMPABLE HOOKS - SHORT (20) , Orthodontic power arm LONG CURVED CRIMPABLE HOOKS- RIGHT 10/PK, Orthodontic power arm LONG CURVED CRIMPABLE HOOKS- LEFT 10/PK, Orthodontic power arm CRIMPABLE CURVED MULTI HOOK - RIGHT (10 PACK) , Orthodontic power arm CRIMPABLE CURVED MULTI HOOK - LEFT (10 PACK) , Orthodontic lock SLIDING ARCHWIRE LOCK KIT, Orthodontic lock .028-040 SLIDING ARCHWIRE STOP LOCKS - (10), Orthodontic bracket, metal .018 U1R NUSTAR - MBT , Orthodontic bracket, metal . 018 U1L NUSTAR - MBT | MEDIK LINE STEWART | 2023-10-19T00:00:00.000+02:00 | Ortho Arch Company 1107 Tower Road Schaumburg, IL 60173 USA | 226-427C, 226-427G, 226-428, 226-428C, 226-428CD, 226-428D, 226-428G, 226-429, 226-429C, 226-429G, 226-430, 226-431, 226-432, 226-433, 226-450, 226-451, 226-452, 226-453, 226-454, 226-455, 226-456, 226-457, 226-458, 226-460, 226-461, 226-500, 226-501, 226-502, 226-503, 226-504, 226-505, 226-506, 226-507, 226-508, 226-509, 226-510, 226-511, 226-512, 226-513, 226-514, 226-515, 226-516, 226-517, 226-518, 226-519, 226-520, 226-521, 226-522, 226-523, 226-524, 226-525, 226-526, 226-527, 226-528, 226-529, 226-624, 226-628, 226-634, 226-638, 226-642, 226-804, 226-805, 226-805D, 226-806, 226-806D, 226-807, 226-807D, 227-158, 227-159, 227-952, 227-954, 227-956, 227-958, 227-960, 227-962, 227-964, 227-966, 227-968, 227-970, 227-972, 227-974, 228-004, 228-0040, 228-0040G, 228-005, 228-0050, 228-0050G, 228-006, 226-810, 226-811, 226-812, 226-813, 226-814, 226-815, 226-816, 226-817, 226-818, 226-819, 226-820, 226-821, 226-822, 226-823, 226-824, 226-825, 226-826, 226-828, 226-834, 226-838, 226-839, 226-840, 226-841, 226-842, 226-843, 226-844, 226-845, 226-846, 226-847, 226-848, 226-849, 226-850, 226-851, 226-852, 226-853, 226-854, 226-855, 226-856, 226-888, 226-890, 226-910, 226-911, 226-912, 226-913, 226-914, 226-915, 226-916, 226-917, 226-920, 226-921, 226-923, 226-924, 226-925, 226-926, 226-928, 226-934, 226-938, 226-942, 226-960, 226-961, 226-962, 226-963, 226-964, 226-965, 226-966, 226-967, 227-008, 227-009, 227-012, 227-013, 227-017, 227-034, 227-038, 227-144, 227-145, 227-146, 227-147, 227-148, 227-149, 227-154, 227-155, 227-156, 227-157, 226-271, 226-272, 226-273, 226-274, 226-275, 226-276, 226-277, 226-278, 226-279, 226-280, 226-281, 226-282, 226-283, 226-290, 226-291, 226-292, 226-293, 226-294, 226-295, 226-296, 226-297, 226-298, 226-299, 226-304, 226-305, 226-306, 226-307, 226-308, 226-309, 226-310, 226-311, 226-312, 226-313, 226-314, 226-315, 226-316, 226-317, 226-318, 226-319, 226-320, 226-321, 226-322, 226-323, 226-364, 226-365, 226-366, 226-367, 226-368, 226-369, 226-370, 226-371, 226-372, 226-373, 226-374, 226-375, 226-376, 226-377, 226-378, 226-379, 226-380, 226-381, 226-382, 226-383, 226-400, 226-4000, 226-400C, 226-400CD, 226-400D, 226-400G, 226-401, 226-4010, 226-401C, 226-401G, 226-402, 226-4020, 226-402C, 226-402CD, 226-402D, 226-402G, 226-403, 226-4030, 226-403C, 226-403G, 226-404, 226-4040, 226-4040G, 226-404C, 226-404CD, 226-404D, 226-404G, 226-405, 226-4050, 226-4050G, 226-405C, 226-405G, 226-406, 226-4060, 226-4060G, 226-406C, 226-406CD, 226-406D, 226-406G, 226-407, 226-4070, 226-4070G, 226-407C, 226-407G, 226-408, 226-4080G, 226-408G, 226-409, 226-4090G, 226-409G, 226-410, 226-410G, 226-411, 226-411G, 226-412, 226-4120, 226-4120G, 226-412C, 226-412CD, 226-412G, 226-413, 226-4130, 226-4130G, 226-413C, 226-413G, 226-414, 226-4140, 226-4140G, 226-414G, 226-415, 226-4150, 226-4150G, 226-415G, 226-416, 226-416CD, 226-416D, 226-416G, 226-417, 226-417G, 226-418, 226-4180, 226-4180G, 226-418C, 226-418CD, 226-418D, 226-418G, 226-419, 226-4190, 226-4190G, 226-419C, 226-419D, 226-419G, 226-420, 226-4200G, 226-420C, 226-420D, 226-420G, 226-421, 226-4210G, 226-421C, 226-421G, 226-422, 226-422G, 226-423, 226-423G, 226-424, 226-424C, 226-424G, 226-425, 226-425C, 226-425G, 226-426, 226-426C, 226-426CD, 226-426D, 226-426G, 226-427, 430-012, 430-013, 430-013H, 430-013S, 430-017, 430-018, 430-019, 430-020, 430-024, 430-029, 461-201G, 461-202G, 461-211G, 461-212G, 461-221G, 461-222G, 461-231G, 461-232G, 461-245G, 461-246G, 461-251G, 461-252G, 461-261G, 461-262G, 461-271G, 461-272G, 461-301G, 461-302G, 461-311G, 461-312G, 461-321G, 461-322G, 461-331G, 461-332G, 461-345G, 461-346G, 461-351G, 461-352G, 461-361G, 461-362G, 461-371G, 461-372G, 461-401G, 461-402G, 461-411G, 461-412G, 461-421G, 461-422G, 461-431G, 464-573, 464-574, 464-611, 464-612, 464-622, 464-624, 464-631, 464-633, 464-634, 464-645, 464-646, 464-651, 464-652, 464-663, 461-432G, 461-445G, 461-446G, 461-451G, 461-452G, 461-461G, 461-462G, 461-471G, 461-472G, 461-501G, 461- | Klasa IIa | Hark Ortodontik Ni-Ti super elastik D .016 X .025 , Hark Ortodontik Ni-Ti super elastik D .021 X .027, Hark Ortodontik Ni-Ti super elastik D . 021 X .027, Hark Ortodontik Ni-Ti super elastik D .014 X .025, Ortodontik Celes per vendosje ligaturash -te vogla \te rrumbullaketa (10), Ortodontik Celes per vendosje ligaturash -te medha \ drejtkendore (10), Hark Ortodontik Ni-Ti super elastik D 0.012, Hark Ortodontik Ni-Ti super elastik D 0.014, Hark Ortodontik Ni-Ti super elastik D 0.02, Hark Ortodontik Ni-Ti super elastik D .017 X .025, Hark Ortodontik Ni-Ti super elastik D .018 X .018 , Hark Ortodontik Ni-Ti super elastik D .020 X .020, Hark Ortodontik Ni-Ti super elastik D .020 X .020 , Hark Ortodontik Ni-Ti super elastik D 0.016 , Hark Ortodontik Ni-Ti super elastik D 0.016 , Hark Ortodontik Ni-Ti me forca te ndryshme D 0.016, Hark Ortodontik Ni-Ti me forca te ndryshme D 0.018, Hark Ortodontik Nic-Co-Loy D .019 x .025, Hark Ortodontik Nic-Co-Loy D .021 x .025, Hark Ortodontik per terheqje Nic-Co-Loy me 4 vrima celesi D .019 X .025 /22MM, Hark Ortodontik per terheqje Nic-Co-Loy me 4 vrima celesi D .019 X .026 /24MM, Hark Ortodontik per terheqje Nic-Co-Loy me 4 vrima celesi D 019 X .027/ 26MM, Hark Ortodontik per terheqje Nic-Co-Loy me 4 vrima celesi D 019 X .028/ 28MM, Hark Ortodontik per terheqje Nic-Co-Loy me 4 vrima celesi D .019 X .029 /30MM, Hark Ortodontik per terheqje Nic-Co-Loy me 4 vrima celesi D .019 X .030 /32MM, Hark Ortodontik per terheqje Nic-Co-Loy me 4 vrima celesi D .019 X .031 /34MM, Hark Ortodontik per terheqje Nic-Co-Loy me 4 vrima celesi D .019 X .032/ 36MM, Hark Ortodontik per terheqje Nic-Co-Loy me 4 vrima celesi D .019 X .033 /38MM, Hark Ortodontik per terheqje Nic-Co-Loy me 4 vrima celesi D .019 X .034 /40MM , Hark Ortodontik per terheqje Nic-Co-Loy me 4 vrima celesi D .019 X .035/ 42MM, Hark Ortodontik per terheqje Nic-Co-Loy me 4 vrima celesi D .019 X .036/ 44MM, Hark Ortodontik Beta Titani D 0.016, Hark Ortodontik Ni-Ti me forca te ndryshme D .016 X .016, Hark Ortodontik Ni-Ti me forca te ndryshme D .016 X .016, Hark Ortodontik Ni-Ti me forca te ndryshme D .016 X .022, Hark OrtodontikNi-Ti me forca te ndryshme D .017 X .025, Hark Ortodontik Ni-Ti me forca te ndryshme D. 017 X .025, Hark OrtodontikNi-Ti me forca te ndryshme D .018 X .018, Hark Ortodontik Ni-Ti me forca te ndryshme D. 018 X .018, Hark Ortodontik Ni-Ti me forca te ndryshme D. 018 X .025, Hark Ortodontik Ni-Ti me forca te ndryshme D. 019 X .025 , Hark Ortodontik Ni-Ti me forca te ndryshme D. 021 X .025, Hark Ortodontik Ni-Ti me forca te ndryshme D .021 X .025, Hark Ortodontik Ni-Ti me forca te ndryshme D .020 X .020, Hark Ortodontik Ni-Ti me shume perdorime D 0.018 /24MM, Hark OrtodontikNi-Ti me shume perdorime D 0.018 /28MM, Hark Ortodontik Ni-Ti me shume perdorime D 0.018 /34MM, Hark Ortodontik Ni-Ti me shume perdorime D 0.018 /38MM, Hark Ortodontik Ni-Ti me shume perdorime D 0.018 /42MM, Hark OrtodontikNi-Ti super elastik I para -perdredhur D .016 X .022 /28MM, Hark OrtodontikNi-Ti super elastik I para -perdredhur D .016 X .022 /34MM, Hark Ortodontik Ni-Ti super elastik I para -perdredhur D.016 X .022 /38MM, Hark Ortodontik Ni-Ti super elastik I para -perdredhur D .017 X .025 /28MM, Hark OrtodontikNi-Ti super elastik I para -perdredhur D .017 X .025 /34MM, Hark Ortodontik Ni-Ti super elastik I para -perdredhur D .017 X .025 /38MM, Hark Ortodontik Ni-Ti super elastik I para -perdredhur D .018 X .025 /28MM, Hark OrtodontikNi-Ti super elastik I para -perdredhur D .018 X .025 /34MM, Hark Ortodontik Ni-Ti super elastik I para -perdredhur D .018 X .025/38MM, Hark OrtodontikNi-Ti super elastik I para -perdredhur D .019 X .025 /28MM, Hark Ortodontik Ni-Ti super elastik I para -perdredhur D .019 X .025 /34MM, Hark Ortodontik Ni-Ti super elastik I para -perdredhur D .019 X .025/38MM, Hark Ortodontik Ni-Ti super elastik I para -perdredhur D .021 X .025/ 28MM, Hark Ortodontik Ni-Ti super elastik I para -perdredhur D .021 X .025 /34MM, Hark Ortodontik Ni-Ti super elastik I para -perdredhur D .021 X .025/38MM, Hark Ortodontik Ni-Ti super elastik me harke ne te kundert I shpejte. D 017 X .025/34MM, Hark Ortodontik Ni-Ti super elastik me harke ne te kundert I shpejte.D 017 X .025/38MM, Susta Ortodontike Ni-Ti per ndarje small, Susta Ortodontike Ni-Ti per ndarje large, Hark Ortodontik Ni-Ti me forca te ndryshme D .016 X .016, Hark Ortodontik Ni-Ti me forca te ndryshme D .016 X .022, Hark Ortodontik Ni-Ti me forca te ndryshme D. 017 X .025, Hark Ortodontik Ni-Ti me forca te ndryshme D .017 X .025, Hark Ortodontik Ni-Ti me forca te ndryshme D .018 X .018, Hark OrtodontikNi-Ti me forca te ndryshme D .019 X .025, Hark Ortodontik Ni-Ti me forca te ndryshme D. 019 X .025, Hark Ortodontik Ni-Ti me forca te ndryshme D. 021 X .025, Hark Ortodontik Ni-Ti me forca te ndryshme D. 020 X .020, Hark Ortodontik Ni-Ti me shume perdorime D .016 X .016 /24MM, Hark Ortodontik I perdorimit te nikelit titan D .016 X .016 /28MM, Hark Ortodontik I perdorimit te nikelit titan D .016 X .016 /34MM, Hark Ortodontik I perdorimit te nikelit titan D .016 X .016 /38MM, Hark Ortodontik I perdorimit te nikelit titan D .016 X .016 /42MM , Hark Ortodontik per nderhyrje titani nikeli super elastik D .017X.025 , Hark Ortodontikper nderhyrje titani nikeli super elastik D. 017X.025 , Hark Ortodontikper nderhyrje titani nikeli super elastik D .016X.022, Hark Ortodontik per nderhyrje titani nikeli super elastik D .016X.022, Hark Ortodontik Nic-Co-Loy D 0.036, Hark Ortodontik Nic-Co-Loy D 0.04, Hark Ortodontik Nic-Co-Loy D .016 X .016, Hark Ortodontik Nic-Co-Loy D .016 X .022, Hark Ortodontik Nic-Co-Loy D .019x.025, Hark Ortodontik Nic-Co-Loy D 0.016, Hark Ortodontik Nic-Co-Loy D 0.018, Hark Ortodontik Nic-Co-Loy D .016 x .016, Hark Ortodontik Nic-Co-Loy D .017 X .025, Hark Ortodontik Nic-Co-Loy D.018 X .025, Hark Ortodontik Nic-Co-Loy D .019 X .025, Hark Ortodontik Nic-Co-Loy D .021 X .025, Hark Ortodontik Nic-Co-Loy D .016 x .022, Hark Ortodontik Nic-Co-Loy D .017 x .025, Hark Ortodontik Nic-Co-Loy D .018 x .025, Hark Ortodontik Ni-Ti super elastik D.016 X .016, Hark Ortodontik Ni-Ti super elastik D . 016 X .022, Hark Ortodontik Ni-Ti super elastik D. 016 X .022, Hark Ortodontik Ni-Ti super elastik D .018 X .018, Hark Ortodontik Ni-Ti super elastik D . 018 X .018, Hark Ortodontik Ni-Ti super elastik D . 018 X .025, Hark Ortodontik Ni-Ti super elastik D. 019 X .025, Hark Ortodontik Ni-Ti super elastik D. 021 X .025, Suste Ortodontike Ni-Ti D 9MM, Suste Ortodontike Teli Ni-Ti D 9MM, Suste Ortodontike Teli Ni-Ti D 9MM, Suste Ortodontike Teli Ni-Ti D 12MM, Hark Ortodontik Ni-Ti super elastik D 0.016, Hark Ortodontik Ni-Ti super elastik D 0.02, Hark Ortodontik Ni-Ti super elastik D.017 X .025, Hark Ortodontik Ni-Ti super elastik D.018 X .018, Hark Ortodontik Ni-Ti super elastik D . 021 X .025, Hark Ortodontik Ni-Ti super elastik D .016 X .016, Hark Ortodontik Ni-Ti super elastik D .016 X .016 , Hark Ortodontik Ni-Ti super elastik D .016 X .022, Hark Ortodontik Ni-Ti super elastik D . 019 X .025, Hark Ortodontik Nitinol, Lart, Aktivizim me Ngrohje Form e Djathte (100) D 0.012, Hark Ortodontik Ni-Ti super elastik D 0.013, Hark Ortodontik Ni-Ti super elastik D 0.013, Hark Ortodontik Ni-Ti super elastik D 0.012, Hark Ortodontik Ni-Ti super elastik D 0.012 , Hark Ortodontik Ni-Ti super elastik D 0.013, Hark Ortodontik Nitinol, Posht Aktivizim me Ngrohje Form e Djathte (100) D 0.012, Hark Ortodontik Ni-Ti super elastik D 0.014, Hark Ortodontik Nitinol, Lart Aktivizim me Ngrohje Form e Djathte (100) D 0.014, Hark Ortodontik Nitinol, Posht Aktivizim me Ngrohje Form e Djathte (100) D 0.016, Hark Ortodontik Ni Ti, POSHTE AKTIVIZIMI ME NGROHJE FORM E DJATHTE(100) D 0.016, Hark Ortodontik Ni-Ti super elastik D 0.016, Hark Ortodontik Ni-Ti super elastik D 0.016 , Hark Ortodontik Ni Ti, POSHTE AKTIVIZIMI ME NGROHJE FORM E DJATHTE(100) D 0.016, Hark Ortodontik Ni-Ti super elastik D 0.018, Hark Ortodontik Ni Ti, POSHTE AKTIVIZIMI ME NGROHJE FORM E DJATHTE(100) D 0.018 , Hark Ortodontik Ni-Ti super elastik D 0.018 , Hark Ortodontik Ni-Ti super elastik D 0.02 , Hark Ortodontik Ni-Ti super elastik D 0.02 , Hark Ortodontik Ni Ti, POSHTE AKTIVIZIMI ME NGROHJE FORM E DJATHTE(100) D 0.018, Hark Ortodontik Ni-Ti super elastik D .016 X 016, Hark Ortodontik Ni-Ti super elastik D . 016 X .022, Hark Ortodontik Ni-Ti super elastik D . 016 X .022, Hark Ortodontik Ni-Ti super elastik D .016 X .022, Hark Ortodontik Ni-Ti super elastik D .016 X .025, Hark Ortodontik NITINOL ME BAKER, AKTIVIZIMI ME NGROHJE DAMON FORM(10) D. 016 X .022, Hark Ortodontik Ni-Ti super elastik D .016X.025, Hark Ortodontik Ni-Ti super elastik D .017X.025, Hark Ortodontik Ni-Ti super elastik D .017 X .018, Hark Ortodontik Ni-Ti super elastik D .017 X .025 , Hark Ortodontik Ni-Ti super elastik D .017 X .025 , Hark Ortodontik Ni-Ti super elastik D .018X .018, Hark Ortodontik Ni-Ti super elastik D .016 X .025 , Hark Ortodontik Ni-Ti super elastik D .016X .025, Hark Ortodontik Ni-Ti super elastik D .018 X .025, Hark Ortodontik Ni-Ti super elastik D .018 X .025 , Hark Ortodontik Ni-Ti super elastik D .019 X .025, Hark Ortodontik Ni-Ti super elastik D .019 X .025 , Hark Ortodontik Nitinol, Posht Aktivizim me Ngrohje Form e Djathte (100) D .018 X .025, Hark Ortodontik Ni-Ti super elastik D .021 X .025, Hark Ortodontik Ni-Ti super elastik D . 020 X .020, Hark Ortodontik Ni-Ti super elastik D . 014 X .025, Hark Ortodontik Ni-Ti super elastik D . 014X .025 , Hark Ortodontik Ni-Ti super elastik D .014 X .025 , Celes Ortodontik STOPUES SHTERNGUES (10), Leve Ortodontike ME STOPUES SHTERNGUES (100) , Leve Ortodontike ME STOPUES SHTERNGUES ME HUKS - E GJATE (20) , Leve Ortodontike ME STOPUES SHTERNGUES ME HUKS - E SHKURTER (20) , Leve Ortodontike ME KURB TE GJATE DHE STOPUES SHTERNGUES ME HUKS - DJATHTAS 10/PK, Leve Ortodontike ME KURB TE GJATE DHE STOPUES SHTERNGUES ME HUKS - MAJTAS 10/PK, Leve Ortodontike ME KURB SHTERNGUESE ME SHUME HUKSA - DJATHTAS (10 PACK) , Leve Ortodontike ME KURB SHTERNGUESE ME SHUME HUKSA - MAJTAS (10 PACK) , Celes Ortodontik BLLOKUES TE RRESHQITJES MBI HARKUN KIT, Celes Ortodontik .028-040 BLLOKUES TE RRESHQITJES MBI HARKUN KIT - (10), Braketa Ortodontike metalike .018 U1R Nustar - MBT, Braketa Ortodontike metalike .018 U1L Nustar - MBT, Braketa Ortodontike metalike .018 U2R Nustar - MBT, Braketa Ortodontike metalike .018 U2L Nustar - MBT, Braketa Ortodontikemetalike .018 U3R Nustar - HK MBT, Braketa Ortodontike metalike .018 U3L Nustar - HK MBT, Braketa Ortodontike metalike .018 UBIR Nustar - HK MBT, Braketa Ortodontike metalike .018 UBIL Nustar - HK MBT , Braketa Ortodontike metalike .018 LAR Nustar -6T MBT, Braketa Ortodontike metalike .018 LAL Nustar -6T MBT, Braketa Ortodontike metalike .018 L3R Nustar HK MBT, Braketa Ortodontike metalike .018 L3L Nustar HK MBT, Braketa Ortodontike metalike .018 L4R Nustar-12T HK , Braketa Ortodontike metalike .018 L4L Nustar -12T HK , Braketa Ortodontike metalike .018 L5R Nustar -17T HK , Braketa Ortodontikemetalike .018 L5L Nustar-17T HK , Braketa Ortodontike metalike .022 U1R Nustar GEN2 SLB - ROTH , Braketa Ortodontike metalike .022 U1L Nustar GEN2 SLB - ROTH , Braketa Ortodontike metalike .022 U2R Nustar GEN2 SLB - ROTH, Braketa Ortodontike metalike .022 U2L Nustar GEN2 SLB - ROTH, Braketa Ortodontike metalike .022 U3R Nustar GEN2 SLB - HK ROTH, Braketa Ortodontike metalike .022 U3L Nustar GEN2 SLB - HK ROTH , Braketa Ortodontikemetalike .022 UBIR Nustar GEN2 SLB - HK ROTH , Braketa Ortodontike metalike .022 UBIL Nustar GEN2 SLB - HK ROTH, Braketa Ortodontike metalike .022 LAR Nustar GEN2 SLB -0T ROTH, Braketa Ortodontike metalike .022 LAL Nustar GEN2 SLB -0T ROTH, Braketa Ortodontike metalike .022 L3R Nustar GEN2 SLB - HK ROTH, Braketa Ortodontike metalike .022 L3L Nustar GEN2 SLB - HK ROTH, Braketa Ortodontike metalike .022 L4R Nustar GEN2 SLB -17T HK, Braketa Ortodontike metalike .022 L4L Nustar GEN2 SLB -17T HK, Braketa Ortodontike metalike .022 L5R Nustar GEN2 SLB -22T HK , Braketa Ortodontike metalike .022 L5L Nustar GEN2 SLB -22T HK, Braketa Ortodontike metalike .018 U1R Nustar - ROTH , Braketa Ortodontike metalike .018 U1L Nustar - ROTH, Braketa Ortodontike metalike .018 U2R Nustar- ROTH, Braketa Ortodontike metalike .018 U2L Nustar - ROTH , Braketa Ortodontike metalike .018 U3R Nustar - HK ROTH, Braketa Ortodontike metalike .018 U3L Nustar - HK ROTH, Braketa Ortodontike metalike .018 UBIR Nustar - HK ROTH, Braketa Ortodontike metalike .022 L5R MICRO TWIN -22T ROTH , Braketa Ortodontike metalike .022 L5L MICRO TWIN -22T ROTH , Braketa Ortodontike metalike .018 U1RMICRO TWIN ROTH, Braketa Ortodontike metalike .018 U1L MICRO TWIN ROTH , Braketa Ortodontike metalike .018 U2R MICRO TWIN ROTH , Braketa Ortodontike metalike .018 U2L MICRO TWIN ROTH , Braketa Ortodontike metalike .018 U3R MICRO TWIN HK ROTH , Braketa Ortodontike metalike .018 U3L MICRO TWIN HK ROTH , Braketa Ortodontike metalike .018 U3R MICRO TWIN ROTH NO HOOK , Braketa Ortodontike metalike .018 U3L MICRO TWIN ROTH NO HOOK, Braketa Ortodontike metalike .018 UBIR MICRO TWIN HK ROTH, Braketa Ortodontike metalike .018 UBIL MICRO TWIN HK ROTH , Braketa Ortodontike metalike .018 UBIR MICRO TWIN ROTH , Braketa Ortodontike metalike .018 UBIL MICRO TWIN ROTH , Braketa Ortodontike metalike .018 LRA MICRO TWIN -6T ROTH , Braketa Ortodontike metalike .018 LLA MICRO TWIN -6T ROTH, Braketa Ortodontike metalike .018 L3R MICRO TWIN HK ROTH, Braketa Ortodontike metalike .018 L3L MICRO TWIN HK ROTH, Braketa Ortodontike metalike .018 L3R MICRO TWIN ROTH NO HOOK , Braketa Ortodontike metalike .018 L3L MICRO TWIN ROTH NO HOOK , Braketa Ortodontike metalike .018 L4R MICRO TWIN -17T HK ROTH , Braketa Ortodontikemetalike .018 L4L MICRO TWIN -17T HK ROTH, Braketa Ortodontike metalike .018 L4R MICRO TWIN -17T ROTH , Braketa Ortodontike metalike .018 L4L MICRO TWIN -17T ROTH , Braketa Ortodontike metalike .018 UBIL Nustar - HK ROTH , Braketa Ortodontike metalike .018 LAR NustarR -6T ROTH, Braketa Ortodontike metalike .018 LAL Nustar-6T ROTH , Braketa Ortodontike metalike .018 L3R Nustar HK ROTH , Braketa Ortodontike metalike .018 L3L Nustar HK ROTH, Braketa Ortodontike metalike .018 L4R Nustar -17T HK , Braketa Ortodontike metalike .018 L4L Nustar -17T H, Braketa Ortodontike metalike .018 L5R Nustar -22T HK, Braketa Ortodontike metalike .018 L5L Nustar - 22T HK, Braketa Ortodontike metalike .022 U1R Nustar GEN2 SLB - MBT, Braketa Ortodontike metalike .022 U1L Nustar GEN2 SLB - MBT , Braketa Ortodontike metalike .022 U2R Nustar GEN2 SLB - MBT , Braketa Ortodontike metalike .022 U2L Nustar GEN2 SLB - MBT, Braketa Ortodontike metalike .022 U3R Nustar GEN2 SLB - HK MBT , Braketa Ortodontike metalike .022 U3L Nustar GEN2 SLB - HK MBT, Braketa Ortodontike metalike .022 UBIR Nustar GEN2 SLB - HK MBT , Braketa Ortodontike metalike .022 UBIL Nustar GEN2 SLB - HK MBT , Braketa Ortodontike metalike .022 LAR Nustar GEN2 SLB -6T MBT , Braketa Ortodontike metalike .022 LAL Nustar GEN2 SLB -6T MBT , Braketa Ortodontike metalike .022 L3R Nustar GEN2 SLB - HK MBT, Braketa Ortodontike metalike .022 L3L Nustar GEN2 SLB - HK MBT , Braketa Ortodontike metalike .022 L4R Nustar GEN2 SLB -12T HK , Braketa Ortodontike metalike .022 L4L Nustar GEN2 SLB -12T HK , Braketa Ortodontike metalike .022 L5R Nustar GEN2 SLB -17T HK , Braketa Ortodontike metalike .022 L5L Nustar GEN2 SLB -17T HK, Bracket Ortodontike , metalike .018 U1R ACCU TWIN BRACKET ROTH +12T (5), Bracket Ortodontike , metalike .018 U1L ACCU TWIN BRACKET ROTH +12T (5), Bracket Ortodontike ,metalike .018 U2R ACCU TWIN BRACKET ROTH +8T (5), Bracket Ortodontike ,metalike .018 U2L ACCU TWIN BRACKET ROTH +8T (5, Bracket Ortodontike ,metalike .018 U3R ACCU TWIN BRACKET ROTH -2T HK (5), Bracket Ortodontike ,metalike .018 U3L ACCU TWIN BRACKET ROTH -2T HK (5), Bracket Ortodontike ,metalike .018 UBIR ACCU TWIN BRACKET ROTH -7T HK (5), Bracket Ortodontike ,metalike .018 UBIL ACCU TWIN BRACKET ROTH -7T HK (5), Bracket Ortodontike ,metalike .018 LAR ACCU TWIN BRACKET ROTH +0T (5) , Bracket Ortodontike ,metalike .018 LAL ACCU TWIN BRACKET ROTH +0T (5), Bracket Ortodontike ,metalike .018 L3R ACCU TWIN BRACKET ROTH -11T HK (5), Bracket Ortodontike ,metalike .018 L3L ACCU TWIN BRACKET ROTH -11T HK (5), Bracket Ortodontike ,metalike .018 L4R ACCU TWIN BRACKET ROTH -17T HK (5), Bracket Ortodontike ,metalike .018 L4L ACCU TWIN BRACKET ROTH -17T HK (5), Bracket Ortodontike ,metalike .018 L5R ACCU TWIN BRACKET ROTH -22T HK (5), Bracket Ortodontike ,metalike .018 L5L ACCU TWIN BRACKET ROTH -22T HK (5), Bracket Ortodontike ,metalike .022 U1R ACCU TWIN BRACKET ROTH +12T (5, Bracket Ortodontike ,metalike .022 U1L ACCU TWIN BRACKET ROTH +12T (5), Bracket Ortodontike ,metalike .022 U1R ACCU TWIN BRACKET +22T (5), Bracket Ortodontike ,metalike .022 U1L ACCU TWIN BRACKET +22T (5), Bracket Ortodontike ,metalike .022 U2R ACCU TWIN BRACKET ROTH +8T (5) , Bracket Ortodontike ,metalike .022 U2L ACCU TWIN BRACKET ROTH +8T (5) , Bracket Ortodontike ,metalike .022 U2R ACCU TWIN BRACKET +14T (5), Bracket Ortodontike ,metalike .022 U2L ACCU TWIN BRACKET +14T (5), Bracket Ortodontike ,metalike .022 U3R ACCU TWIN BRACKET ROTH -2T HK (5), Bracket Ortodontike ,metalike .022 U3L ACCU TWIN BRACKET ROTH -2T HK (5), Bracket Ortodontike ,metalike .022 UBIR ACCU TWIN BRACKET ROTH -7T HK (5) , Bracket Ortodontike ,metalike .022 UBIL ACCU TWIN BRACKET ROTH -7T HK (5) , Bracket Ortodontike ,metalike .022 LAR ACCU TWIN BRACKET ROTH +0T (5) , Bracket Ortodontike ,metalike .022 LAL ACCU TWIN BRACKET ROTH +0T (5) , Bracket Ortodontike ,metalike .022 L3R ACCU TWIN BRACKET ROTH -11T HK (5), Bracket Ortodontike ,metalike .022 L3L ACCU TWIN BRACKET ROTH -11T HK (5), Bracket Ortodontike ,metalike .022 L4R ACCU TWIN BRACKET ROTH -17T HK (5), Bracket Ortodontike ,metalike .022 L4L ACCU TWIN BRACKET ROTH -17T HK (5), Bracket Ortodontike ,metalike .022 L5R ACCU TWIN BRACKET ROTH -22T HK (5), Bracket Ortodontike ,metalike .022 L5L ACCU TWIN BRACKET ROTH -22T HK (5), Bracket Ortodontike ,metalike .018 U1R ACCU TWIN BRACKET MBT +17T (5), Bracket Ortodontike ,metalike .018 U1L ACCU TWIN BRACKET MBT +17T (5), Bracket Ortodontike ,metalike .018 U2R ACCU TWIN BRACKET MBT +8T (5), Bracket Ortodontike ,metalike .018 U2L ACCU TWIN BRACKET MBT +8T (5), Bracket Ortodontike ,metalike .018 U3R ACCU TWIN BRACKET MBT -7T HK (5, Bracket Ortodontike ,metalike .018 U3L ACCU TWIN BRACKET MBT -7T HK (5, Bracket Ortodontike ,metalike .018 UBIR ACCU TWIN BRACKET MBT -7T HK (5), Bracket Ortodontike ,metalike .018 UBIL ACCU TWIN BRACKET MBT -7T HK (5), Bracket Ortodontike ,metalike .018 LAR ACCU TWIN BRACKET MBT -6T (5), Bracket Ortodontike ,metalike .018 LAL ACCU TWIN BRACKET MBT -6T (5), Bracket Ortodontike ,metalike .018 L3R ACCU TWIN BRACKET MBT -6T HK (5), Bracket Ortodontike ,metalike .018 L3L ACCU TWIN BRACKET MBT -6T HK (5), Bracket Ortodontike ,metalike .018 L4R ACCU TWIN BRACKET MBT -12T HK (5), Bracket Ortodontike ,metalike .018 L4L ACCU TWIN BRACKET MBT -12T HK (5), Bracket Ortodontike ,metalike .018 L5R ACCU TWIN BRACKET MBT -17T HK (5), Bracket Ortodontike ,metalike .018 L5L ACCU TWIN BRACKET MBT -17T HK (5), Bracket Ortodontike ,metalike .022 U1R ACCU TWIN BRACKET MBT +17T (5), Bracket Ortodontike ,metalike .022 U1L ACCU TWIN BRACKET MBT +17T (5), Bracket Ortodontike ,metalike .022 U2R ACCU TWIN BRACKET MBT +8T (5), Bracket Ortodontike ,metalike .022 U2L ACCU TWIN BRACKET MBT +8T (5), Braket Ortodontike ,metalike .022 U3R ACCU TWIN BRACKET MBT -7T HK (5), Braket Ortodontike ,metalike .022 U3L ACCU TWIN BRACKET MBT -7T HK (5), Braket Ortodontike ,metalike .022 UBIR ACCU TWIN BRACKET MBT -7T HK (5), Braket Ortodontike ,metalike .022 UBIL ACCU TWIN BRACKET MBT -7T HK (5), Braket Ortodontike ,metalike .022 LAR ACCU TWIN BRACKET MBT -6T (5), Braket Ortodontike ,metalike .022 LAL ACCU TWIN BRACKET MBT -6T (5), Braket Ortodontike ,metalike .022 L3R ACCU TWIN BRACKET MBT -6T HK (5), Braket Ortodontike ,metalike . 022 L3L ACCU TWIN BRACKET MBT -6T HK (5), Braket Ortodontike ,metalike .022 L4R ACCU TWIN BRACKET MBT -12T HK (5, Braket Ortodontike ,metalike .022 L4L ACCU TWIN BRACKET MBT -12T HK (5, Braket Ortodontike ,metalike .022 L5R ACCU TWIN BRACKET MBT -17T HK (5), Braket Ortodontike ,metalike .022 L5L ACCU TWIN BRACKET MBT -17T HK (5), Braket Ortodontike ,metalike .018 ACCU TWIN MBT 5x5 U&L W/HOOKS, Braket Ortodontike ,metalike .022 ACCU TWIN MBT 5x5 U&L W/HOOK, Braket Ortodontike ,metalike .018 ACCU TWIN ROTH 5x5 U&L W/HOOKS, Braket Ortodontike ,metalike .022 ACCU TWIN ROTH 5x5 U&L W/HOOKS, Braket Ortodontike ,metalike .018 ACCU TWIN BIO-PROGRESSIVE 5x5 U&L W/ CUSPID HK ONLY, Braket Ortodontike ,metalike .018 SOLO TWIN MBT 5x5 U&L W/HOOKS, Braket Ortodontike ,metalike .022 SOLO TWIN MBT 5x5 U&L W/HOOKS, Braket Ortodontike ,metalike .018 SOLO TWIN ROTH 5x5 U&L W/HOOKS, Braket Ortodontike ,metalike .022 SOLO TWIN ROTH 5x5 U&L W/HOOKS, Braket Ortodontike ,metalike .022 NU-GLIDE SLB BRACKETS 5X5 U&L W/ HK - ROTH, Braket Ortodontike ,metalike .018 ECLIPSE PASSIVE SLB ROTH 5x5 U&L, Braket Ortodontike ,metalike .022 ECLIPSE PASSIVE SLB ROTH 5x5 U&L, Braket Ortodontike ,metalike .018 ECLIPSE PASSIVE SLB MBT 5x5 U&L, Braket Ortodontike ,metalike .022 ECLIPSE PASSIVE SLB MBT 5x5 U&L, Braketa Ortodontike metalike .022 U1R MICRO TWIN MBT , Braketa Ortodontike metalike .022 U1LMICRO TWIN MBT , Braketa Ortodontike metalike .022 U2R MICRO TWIN MBT , Braketa Ortodontike metalike .022 U2L MICRO TWIN MBT , Braketa Ortodontike metalike .022 U3R MICRO TWIN MBT , Braketa Ortodontike metalike .022 U3L MICRO TWIN HK MBT, Braketa Ortodontike metalike .022 UBIR MICRO TWIN HK MBT, Braketa Ortodontike metalike .022 UBIL MICRO TWIN HK MBT, Braketa Ortodontike metalike .022 UBIR MICRO TWIN MBT , Braketa Ortodontike metalike .022 UBIL MICRO TWIN MBT , Braketa Ortodontike metalike .022 RLA MICRO TWIN -6T MBT , Braketa Ortodontike metalike .022 LLA MICRO TWIN -6T MBT , Braketa Ortodontike metalike .022 L3R MICRO TWIN HK MBT, Braketa Ortodontike metalike .022 L3L MICRO TWIN HK MBT , Braketa Ortodontike metalike .022 L4R MICRO TWIN -12T HK MBT, Braketa Ortodontike metalike .022 L4L MICRO TWIN -12T HK MBT , Braketa Ortodontike metalike .022 L4R MICRO TWIN -12T MBT , Braketa Ortodontike metalike .022 L4L MICRO TWIN -12T MBT , Braketa Ortodontike metalike .022 L5R MICRO TWIN -17T HK MBT, Braketa Ortodontike metalike .022 L5L MICRO TWIN -17T HK MBT, Braketa Ortodontike metalike .022 L5R MICRO TWIN -17T MBT , Braketa Ortodontike metalike .022 L5L MICRO TWIN-17T MBT, Braketa Ortodontike metalike .018 U1R MICRO TWIN MBT, Braketa Ortodontike metalike .018 U1L MICRO TWIN MBT , Braketa Ortodontike metalike .018 U2R MICRO TWIN MBT , Braketa Ortodontike metalike .018 U2L MICRO TWIN MBT, Braketa Ortodontike metalike .018 U3R MICRO TWIN HK MBT, Braketa Ortodontike metalike .018 U3L MICRO TWIN HK MBT, Braketa Ortodontike metalike .018 UBIR MICRO TWIN HK MBT, Braketa Ortodontike metalike .018 UBIL MICRO TWIN HK MBT , Braketa Ortodontike metalike .018 UBIR MICRO TWIN MBT , Braketa Ortodontike metalike .018 UBIL MICRO TWIN MBT, Braketa Ortodontike metalike .018 LRA MICRO TWIN -6T MBT, Braketa Ortodontike metalike .018 LLA MICRO TWIN -6T MBT , Braketa Ortodontike metalike .018 L3R MICRO TWIN HK MBT , Braketa Ortodontike metalike .018 L3L MICRO TWIN HK MBT, Braketa Ortodontike metalike .018 L4R MICRO TWIN -12T HK MBT , Braketa Ortodontike metalike .018 L4L MICRO TWIN-12T HK MBT , Braketa Ortodontike metalike .018 L4R MICRO TWIN -12T MBT , Braketa Ortodontike metalike .018 L4L MICRO TWIN -12T MBT , Braketa Ortodontike metalike .018 L5R MICRO TWIN -17T HK MBT , Braketa Ortodontike metalike .018 L5L MICRO TWIN -17T HK MBT , Braketa Ortodontike metalike .018 L5R MICRO TWIN -17T MBT, Braketa Ortodontike metalike .018 L5L MICRO TWIN -17T MBT , Braketa Ortodontike metalike .022 U1R MICRO TWIN ROTH , Braketa Ortodontike metalike .022 U1L MICRO TWIN ROTH, Braketa Ortodontikemetalike .022 U2R MICRO TWIN ROTH , Braketa Ortodontike metalike .022 U2L MICRO TWIN ROTH, Braketa Ortodontike metalike .022 U3R MICRO TWIN HK ROTH , Braketa Ortodontike metalike .022 U3L MICRO TWIN HK ROTH , Braketa Ortodontike metalike .022 UBIR MICRO TWIN HK ROTH , Braketa Ortodontike metalike .022 UBIL MICRO TWIN HK ROTH , Braketa Ortodontike metalike .022 UBIR MICRO TWIN ROTH , Braketa Ortodontike metalike .022 UBIL MICRO TWIN ROTH , Braketa Ortodontike metalike .022 LA MICRO TWIN -6T ROTH, Braketa Ortodontike metalike .022 LA MICRO TWIN -6T ROTH , Braketa Ortodontike metalike .022 L3R MICRO TWIN HK ROTH , Braketa Ortodontike metalike .022 L3L MICRO TWIN HK ROTH , Braketa Ortodontike metalike .022 L4R MICRO TWIN -17T HK ROTH , Braketa Ortodontike metalike .022 L4L MICRO TWIN -17T HK ROTH, Braketa Ortodontike metalike .022 L4R MICRO TWIN-17T ROTH , Braketa Ortodontike metalike .022 L4L MICRO TWIN -17T ROTH , Braketa Ortodontike metalike .022 L5R MICRO TWIN -22T HK ROTH , Braketa Ortodontike metalike .022 L5L MICRO TWIN -22T HK ROTH , Hark Ortodontik Celiku D .016 X .022, Hark Ortodontik Celiku i Dobishem D .016 X .025, Hark Ortodontik Celiku i Dobishem D. 016 X .016 /28MM , Hark Ortodontik Celiku i Dobishem D. 016 X .016 /34MM , Hark Ortodontik Celiku i Dobishem D. 016 X .016 /38MM, Hark Ortodontik Celiku i Dobishem D .016 X .016/ 42MM, Tel Ortodontik Celiku Twist D 0.0155, Tel Ortodontik Celiku Twist D 0.0195, Tel Ortodontik Celiku Twist D 0.0155, Tel Ortodontik Celiku Ko-aksial D 0.0175, Tel Ortodontik Celiku Ko-aksial D 0.0195, Tel Ortodontik Celiku Twist D 0.0155, Tel Ortodontik Celiku Twist D 0.0155, Tel Ortodontik Celiku Twist D 0.0175, Tel Ortodontik Celiku Twist D 0.0175, Tel Ortodontik Celiku Twist D 0.0195 , Tel Ortodontik Celiku Twist D 0.0195, Tel Ortodontik Celiku Twist D .016 X .022, Tel Ortodontik Celiku Twist D .017 X .025, Tel Ortodontik Celiku Twist D .018 X .025 , Tel Ortodontik Celiku Twist D 0.0175, Tel Ortodontik Celiku Twist D 0.0195 , Hark Ortodontik Celiku Ko-aksial D 0.0155, Hark Ortodontik Celiku Ko-aksial D 0.0155 , Hark Ortodontik Celiku Ko-aksial D 0.0175, Hark Ortodontik Celiku Ko-aksial D 0.0175, Hark Ortodontik Celiku Ko-aksial D 0.0195, Hark Ortodontik Celiku Ko-aksial D 0.0195, Hark Ortodontik Celiku Ko-aksial D 0.0215, Hark Ortodontik Celiku Ko-aksial D 0.0215 , Tel Ortodontik Celiku Ko-aksial D 0.0155, Tel Ortodontik Celiku Ko-aksial D 0.0175, Tel Ortodontik Celiku Ko-aksial D 0.0195, Tel Ortodontik Celiku Ko-aksial D 0.0215, Hark Ortodontik Celiku D .021 X .025, Hark Ortodontik Celiku D .016 X .016 , Hark Ortodontik Celiku i Gershetuar D .016 X .016 , Hark Ortodontik Celiku i Gershetuar D .016 X .022, Hark Ortodontik Celiku i Gershetuar D .016 X .022, Hark Ortodontik Celiku i Gershetuar D .17 X .025 , Hark Ortodontik Celiku i Gershetuar D .017 X | Pajisje te implantueshme jo aktive
15201 | Taperloc Femoral Rasp/Provisional 7.5mm x 135mm, Taperloc Femoral Rasp/Provisional 9.0mm x 137mm, Taperloc Femoral Rasp/Provisional 10.0mm x 140mm, Taperloc Femoral Rasp/Provisional 11.0mm x 142mm, Taperloc Femoral Rasp/Provisional 12.5mm x 145mm, Taperloc Femoral Rasp/Provisional 13.5mm x 147mm, Taperloc Femoral Rasp/Provisional 15.0mm x 150mm, Taperloc Femoral Rasp/Provisional 17.5mm x 155mm, Taperloc Femoral Rasp/Provisional 20.0mm x 160mm, Exact Straight Trigger Broach Handle, Taperloc Microplasty Femoral Rasp/Provisional 5mm x 95mm, Taperloc Microplasty Femoral Rasp/Provisional 6mm x 97.5mm, Taperloc Microplasty Femoral Rasp/Provisional 7.5mm x 100mm, Taperloc Microplasty Femoral Rasp/Provisional 9mm x 102.5mm, Taperloc Microplasty Femoral Rasp/Provisional 10mm x 105mm, Taperloc Microplasty Femoral Rasp/Provisional 11mm x 107.5mm, Taperloc Microplasty Femoral Rasp/Provisional 12.5mm x 110mm, Taperloc Microplasty Femoral Rasp/Provisional 13.5mm x 112.5mm, Taperloc Microplasty Femoral Rasp/Provisional 15mm x 115mm, Taperloc Microplasty Femoral Rasp/Provisional 17.5mm x 120mm, Taperloc Microplasty Femoral Rasp/Provisional 20mm x 125mm, Exact Taperloc Standard Trunnion 5.0-9.0, Exact Taperloc Standard Trunnion 10.0-15.0, Exact Taperloc Standard Trunnion 17.5-25.0, Exact Taperloc Lateralized Trunnion 5.0-9.0, Exact Taperloc Lateralized Trunnion 10.0-15.0, Exact Taperloc Lateralized Trunnion 17.5-25.0 | T R I M E D | 2023-10-19T00:00:00.000+02:00 | Biomet Orthopedics 56 East Bell Drive P.O. Box 587 Warsaw, Indiana 46581 USA | 31-103202, 31-103203, 31-103204, 31-103205, 31-103206, 31-103207, 31-103208, 31-103209, 31-103210, 31-555500, 33-103200, 33-103201, 33-103202, 33-103203, 33-103204, 33-103205, 33-103206, 33-103207, 33-103208, 33-103209, 33-103210, 31-103001, 31-103002, 31-103003, 31-103004, 31-103005, 31-103006 | Klasa IIa, Klasa I | Set instrumentash kirurgjikal invaziv dhe joinvaziv, apo qe lidhen me pajisjet aktive te cilat perdoren per implementimin e protezave ne artroplastiken kokso femorale | Instrumenta shumeperdorimeshe
15166 | Taperloc Rasp Provisional Neck, Standard, Type 12/14 Taper, Taperloc Rasp Provisional Neck, Lateralised, Type 12/14 Taper, Taperloc Straight Stem Inserter, Taperloc Neck Osteotomy Guide, Taperloc Starter Reamer, Taperloc Rasp Provisional Neck, Standard, Type 1 Taper, Taperloc Rasp Provisional Neck, Lateralised, Type 1 Taper, Taperloc Rasp Provisional 6mm, Taperloc Rasp Provisional 7.5mm, Taperloc Rasp Provisional 9mm, Taperloc Rasp Provisional 10mm, Taperloc Rasp Provisional 11mm, Taperloc Rasp Provisional 12.5mm, Taperloc Rasp Provisional 13.5mm, Taperloc Rasp Provisional 15mm, Taperloc Rasp Provisional 17.5mm, Taperloc Rasp Provisional 20mm, Taperloc X-ray Overlay Set, 12/14 Taper, Taperloc X-ray Overlay Set, Type 1 Taper, Taperloc Microplasty X-ray Overlay Set, Type 1 Taper | T R I M E D | 2023-10-19T00:00:00.000+02:00 | BIOMET UK LIMITED WATERTON INDUSTRIAL ESTATE BRIDGEND, CF31 3XA UNITED KINGDOM | 31-600051, 31-600052, 31-600070, 31-600072, 31-600074, 31-600077, 31-600078, 31-600309, 31-600310, 31-600311, 31-600312, 31-600313, 31-600314, 31-600315, 31-600316, 31-600317, 31-600318, 31-100377, 31-600432, 31-601280 | Klasa IIa, Klasa I | Set instrumentash kirurgjikal invaziv dhe joinvaziv, apo qe lidhen me pajisjet aktive te cilat perdoren per implementimin e protezave ne artroplastiken kokso femorale | Instrumenta shumeperdorimeshe
15067 | Patient Monitor Systems / SpO2 Adapter Cables/Extension Cables | Health & Light | 2023-10-17T00:00:00.000+02:00 | Philips Medizin Systeme Boblingen GmbH Hewlett-Packard-Strasse 2 71034 Bobl in gen, Germany | M1941A, M1943A, M1943AL, Ml943NL | Klasa I | Kablo Zgjatues SpO2, 2 M, Kablo Pershates per SpO2 (1.1 m), Kablo Pershates per SpO2 (3 m), Kablo Pershates per SpO2 per Instrumenta OxiMax (3 m) | Pajisje elektromekanike
15102 | Non‐Threaded Femoral Inserter with Modular Fork | T R I M E D | 2023-10-19T00:00:00.000+02:00 | Biomet Orthopedics, 56 East Bell Drive P.O. Box 587 Warsaw, Indiana 46581 USA | Non‐Threaded Femoral Inserter with Modular Fork (31‐473590) | Klasa I | Pajisje mjekësore që përdoren me qëllim për të lehtësuar implementimin e pajisjeve ortopedike | Pajisje nje perdorimeshe
15103 | Taperloc General Instrument Case (only) (EMPTY), Taperloc Rasp Case (without Rasps) (EMPTY), Taperloc Trial Femoral Head Case 28/32mm Type 12/14 Taper without Trial Head (EMPTY), Modular Stem and Head Removal Instrument Case only (EMPTY) , Bi-Metric Head Impaction Handle, Taperloc Microplasty Rasp Case , Taperloc General Instrument Case (EMPTY) | T R I M E D | 2023-10-19T00:00:00.000+02:00 | Biomet UK Limited Waterton Industrial Estate Bridgend, CF31 3XA United Kingdom | Taperloc General Instrument Case (only) (EMPTY) - 31-600034, Taperloc Rasp Case (without Rasps) (EMPTY) - 31-600035, Taperloc Trial Femoral Head Case 28/32mm Type 12/14 Taper without Trial Head (EMPTY) - 31-600038, Modular Stem and Head Removal Instrument Case only (EMPTY) - 31-600045, Bi-Metric Head Impaction Handle - 31-600127, Taperloc Microplasty Rasp Case - 31-601230, Taperloc General Instrument Case (EMPTY) - 31-601565 | Klasa I | Set instrumentash kirurgjikale që perdoren per implementimin e protezave ne artroplastiken kokso femorale. | Instrumenta shumeperdorimeshe
15293 | Niti-S Esophageal Uncovered Stent,Head type/Distal introducer, Niti-S Esophageal Uncovered Stent,Head type/Proximal introducer, Niti-S Esophageal Uncovered Stent,Head type/TTS Introducer 160 cm, Niti-S Esophageal Uncovered Stent,Head type/TTS Introducer 180 cm, Niti-S Esophageal Uncovered Stent,Head type/TTS Introducer 220 cm | GREEMED | 2023-10-30T00:00:00.000+01:00 | Taewoong Medical Co.,LTD.14,Gojeong-ro,Wolgot-myeon,Goyang-si,Gyeonggi-do,Korea | E1006, E1008, E1010, E1012, E1014, E1015, E1206, E1208, E1210, E1212, E1214, E1215, E1406, E1408, E1410, E1412, E1414, E1415, E1606, E1608, E1610, E1612, E1614, E1615, E1806, E1808, E1810, E1812, E1814, E1815, E2006, E2008, E2010, E2012, E2014, E2015, E2206, E2208, E2210, E2212, E2214, E2215, E2406, E2408, E2410, E2412, E2414, E2415, E2806, E2808, E2810, E2812, E2814, E2815, EP1006, EP1008, EP1010, EP1012, EP1014, EP1015, EP1206, EP1208, EP1210, EP1212, EP2210, EP2212, EP2214, EP2215, EP2406, EP2408, EP2410, EP2412, EP2414, EP2415, EP2806, EP2808, EP2810, EP2812, EP2814, EP2815, ET1806, ET1808, ET1810, ET1812, ET1814, ET1815, ET2006, ET2008, ET2010, ET2012, ET2014, ET2015, ET1806-18, ET1808-18, ET1810-18, ET1812-18, ET1814-18, ET1815-18, ET2006-18, ET2008-18, ET2010-18, ET2012-18, ET2014-18, ET2015-18, ET1806-22, ET1808-22, ET1810-22, ET1812-22, ET1814-22, ET1815-22, ET2006-22, ET2008-22, ET2010-22, ET2012-22, ET2014-22, ET2015-22, EP1214, EP1215, EP1406, EP1408, EP1410, EP1412, EP1414, EP1415, EP1606, EP1608, EP1610, EP1612, EP1614, EP1615, EP1806, EP1808, EP1810, EP1812, EP1814, EP1815, EP2008, EP2010, EP2012, EP2014, EP2015, EP2206, EP2208 | Klasa IIb | Stente metalike per hapjen e rrugeve esofagiale | Tjeter
15014 | Instrument For Radiodiagnostics And Interventional Procedures Zenition 30 / 718076 | Health & Light |  | Philips Medical Systems Nederland B.V. Veenpluis 6 5684 PC Best The Netherlands SRN ID.: NL-MF-000001489 | 718076 | Klasa IIb | Pajisje per radiodiagnostike dhe procedura intervencionuese, Zenition 30 | Pajisje diagnostikuese dhe terapeutike me rezatim
15202 | Tapered Drill - Stainless Steel, Round Drill - Stainless Steel, Point Drill - Stainless Steel, Pilot Drill - Stainless Steel, Neck Drill - Stainless Steel, Taping Drill - Stainless Steel, Lindeman Drill - Stainless Steel, Lance Drill - Stainless Steel, Bone Taping Drill - Stainless Steel, Twist Drill - Stainless Steel, Bone Level Aggressive Reamer Drill - Stainless Steel, Tapered Aggressive Drill - Stainless Steel, i-reamer Drill - Stainless Steel, L-reamer Drill - Stainless Steel, Profile Reamer Drill - Ti6AI4V ELI, Dental Drill, Straight Drill - Stailess Steel | Implantswiss Albania | 2023-10-19T00:00:00.000+02:00 | Novodent SA Y-Parch Technopole Avenue des Sciences 11 CH-1400, Yverdon-les-Bains, Switzerland | S-SD2210, S-SD2212, S-SD2214, S-SD2216, S-SD3219, S-SD2808, S-SD2810, S-SD2812, S-SD2814, S-SD2816, S-SD2804, S-SD2805, S-SD2806, S-SD4304, S-SD4305, S-SD4306, S-SD4804, S-SD4805, S-SD4806, S-SD5505, S-SD5504, S-SD5506, S-SD3704, S-TD3708, S-TD3710, S-TD3712, S-TD3714, S-TD4308, S-TD4310, S-TD4312, S-TD4314, S-TD4808, S-TD4810, S-TD4812, S-TD4814, S-TD5508, S-TD5510, S-TD5512, S-RD, S-PD, S-PD2017, S-PD20 27, S-PD3017, S-PD30 27, S-PD3517, S-PD3527, S-PD2970, S-PD2517, S-PD2527, S-PLD, S-PLDS, S-PLD3565, S-PLD35100, l-SPD-05, l-SPD-06, l-SPD-08, l-SPD-10, l-SPD-12, S-ND3.3, S-ND3.7, S-ND4.3, S-ND4.8, S-ND5.5, S-TP4304, S-TP4804, S-TP5504, S-TPD43, S-TPD48, S-TPD55, S-LD20 20, S-LD30 20, S-LD40 20, S-LC20 20, S-LC30 20, S-LC40 20, S-BT3010, S-BT3210, S-BT3710, S-BT4110, S-BT4910, S-BT3015, S-BT3217, S-BT3717, S-BT4117, S-BT4915, S-TWD2965, S-TWD29100, S-TWD3565, S-TWD35100, S-BARD3.7, S-BARD4.5, S-BARD6.5, S-TAD3710, S-TAD3712, S-TAD3714, S-TAD4310, S-TAD4312, S-TAD4314, S-TAD4810, S-TAD4812, S-TAD4814, l-SIR-25, I-SIR-3O, l-SIR-35, l-SIR-40, l-SIR-45, l-SIR-50, l-SIR-55, l-SIR-60, l-SIRL-25, l-SIRL-30, l-SIRL-35, l-SIRL-40, l-SIRL-45, l-SIRL-50, l-SIRL-55, l-SIRL-60, l-SSR-40, l-SSR-50, l-SSR-65, n/a, S-SD2208 | Klasa IIa | implante dentare dhe instrumenta implantologjie | Pajisje dentare
15066 | HARDWARE ACCESSORIES, ELECTRODES AND CONSUMABLES | MONTAL | 2023-10-17T00:00:00.000+02:00 | Micromed S.p.A. Via Giotto, 2 -31021 Mogliano Veneto (TV) | EL TPB2, EMG AD LEMODIN, LTM SHORT; , LTM SHORT 256 , EXTENSION EP; , EXTENSION TP, ELXXXX , CAP XXXXX , EMG XXXX , CAP EEG SPL; , CAP EEG SPM; , CAP EEG SPS , CB CSTM PG1, EL CFM, EL GND AD, EL SP TA; , EL SP TB, EL SPCO, EL TPCO D, EL TPCO G06; , EL TPCO G10;, EMG AD 15 MULTI; , EMG AD 25 MULTI , EMG ADR 15-150;, EMG ADR 25-150, EMG ADXXXX;, EMG BAR FELT , EMG CC MULTI, EMG FELT SP; , EMG FELT SP PED, EMG INS SP; , EMG INS SP PED, EMG STIM BAND, EMG STIM SP PED , EP STIM BAND, IMPED SET, JB LTM DSUB; , JB LTM TOPHAT; , JB LTM 32 EXPRESS; , JB LTM 64 EXPRESS, CAP ADAPT ; EL; EP; JB - cavi ed adattatori per elettrodi EEG , EP GOGGLES, EP CAP MINI, CB CFMDSUB150; , CB CFM050; , CB CFM150 | Klasa I | Tel I kontrollit me prekje, Nje adaptor pentapolar per prfitimin e te dhenave, Kabell e konektorit te kontrollit me prekje, Kabell zgjatues me konektor te kontrollit me prekje, Set i kabllove zgjatues me konektor te kontrollit me prekje, Elektroda per elektroencefalografi (EEG), Kapuç per elektroencefalografi, Elektroda siperfaqesore per elektromiografi, Kapuç silikoni per EEG, Kufje universale per EEG, Elektroda njeperdorimshe per EEG, Elektroda njeperdorimshe adezive per EEG, Elektroda monoplare per EEG, Elektroda njeperdorimshe te kuposura Ag/AgCl, Elektroda te kuposura Ag, Kabell me konektor te kontrollit me prekje, Elektroda adezive, Kit elektrodash per EMG, Jastëkë te vegjel ndjeshmerie, Elektroda te dyfishta "krokodil", Jastëkë te vegjel ndjeshmerie per elektroda simulimi bipolar-adult, Jastëkë te vegjel ndjeshmerie per elektroda simulimi bipolar-pediatrik, Cift terminalesh per elektroda simulimi bipolar-adult, Cift terminalesh per elektroda simulimi bipolar-pediatrik, Shirit "velcro" per fiksimin e elektrodave bipolare, Elektroda simulimi bipolare, Shirit elastik per fiksimin e stimulatorit, Set I kunjave reduktues te rezistences per kapuçët "Micromed", JackBox me 37 konektore, JackBox me pika hyrse te konrtollit me prekje, JackBox me me 32 hyre te perbashketa te references, JackBox me me 64 hyre te perbashketa te references, Kabllo dhe adaptore per elektroda syzesh EEG, Syze "Micromed" per stimulim vizual, Kapuç I kalibruar me konektorin "MiniDin" , Kabell lidhes per elektroda me konektor te kontrollit me prekje | Tjeter
15065 | Hex Machine Driver Long, Hex Machine Driver Short, Octa Abutment Driver Short, Octa Abutment Driver Long, Oring Abutment Driver Short, Oring Abutment Driver Long, Solid Abutment Driver, Locator Abutment Driver, Bone Level Fixture Driver Ratchet Short, Bone Level Fixture Driver Ratchet Long, Bone Level Fixture Driver Machine Short, Bone Level Mini Fixture Driver Machine Long, Tissue Level Fixture Driver Ratchet Short, Tissue Level Fixture Driver Ratchet Long, Tissue Level Fixture Driver Machine Short, Tissue Level Fixture Driver Machine Long, Bone Level Mini Fixture Driver Ratchet Short, Bone Level Mini Fixture Driver Ratchet Long, Bone Level Mini Fixture Driver Machine Short, Bone Level Mini Short Fixture Driver Ratchet Short, Bone Level Mini Short Fixture Driver Ratchet Long, Bone Level Mini Short Fixture Driver Machine Long, Bone Level Mini Short Fixture Driver Machine Short, Ratchet, Drill Handle, Drill Extension, Locator Extraction Adaptor, Zygoma Impression Coping Pick Up, Zygoma Lab Analog, Zygoma Adaptor, Tissue Level Wide Scanner Body, Tissue Level Scanner Body, Premill Scanner Body, Premill Mini Scanner Body, Premill Multi Unit Scanner Body, Premill Octa Scanner Body, Zygoma Scanner Body, Large Abutment Handle, Abutment Handle, Zygoma Plastic Cylinder Non-Hex, Zygoma Handle, Zygoma Drill Guard, Zygoma Drill Guard Short, Zygoma Machine Driver, Zygoma Angled Handle, Zygoma Straight Handle, Bone Level Impression Post, Bone Level Impression Post Guide pin, Excellent Ball Abutment Machine Driver, Parallel Pin, Bone Level Aggressive Surgical Guide Pin, Handle, Multi Unit Titanium Cap Long, Multi Unit Titanium Cap Short, Bone Level Multi Unit Abutment Impression Pin, Multi Unit Abutment Plastic Cylinder Non-Hex, Multi Unit Abutment Plastic Cylinder, Multi Unit Abutment Titanium Cylinder Non-Hex, Multi Unit Abutment Titanium Cylinder, Bone Level Fixture Digital Lab-Analog, Bone Level Multi Digital Lab-Analog, Tissue Level Fixture Digital Lab-Analog, Bone Level Mini Fixture Digital Lab-Analog, Bone Level Octa Digital Lab-Analog, Digital Lab Analog Screw, Multi Unit Abutment Carrier, Multi Unit Ti-Base Cap, Octa Abutment Ti-Base Cap, Multi Unit Abutment Transfer Non Hex, Ti-Base Scan Body, Ti-Base Mini Scan Body, Multi Unit Ratchet Driver, Tissue Level Wide Fixture Digital Lab-Analog, Multi Unit Impression Coping Transfer-Crown, Multi Unit Impression Coping Transfer-Bridge, Multi Unit Ti Base Cap Non - Hex, Multi Unit Impression Coping Pick Up - Bridge, Multi Unit Impression Coping Pick Up - Crown, Multi Unit Abutment Titanium Cylinder - Bridge, Multi Unit Abutment Titanium Cylinder - Crown, Multi Unit Abutment Plastic Cylinder- Bridge, Multi Unit Abutment Plastic Cylinder- Crown, Bone Level Narrow Impression Coping Transfer Guide Pin, Bone Level Narrow Impression Coping Transfer, Bone Level Narrow Fixture Lab Analog, Bone Level Narrow Fixture Ratchet Driver, Bone Level Narrow Fixture Machine Driver, Bone Level Narrow Impression Coping Pick Up, Bone Level Narrow Impression Coping Pick up Guide Pin, i-system Digital Lab-Analog, i-system Maxillary Extraction Forceps, i-system Mandibular Extraction Forceps, i-system Abutment Handle, i-system Plug Remover Short, i-system Multi Unit Abutment Analog, i-system Multi Unit Abutment Impression Pick Up, i-system Multi Unit Abutment Plastic Cylinder Non-Hex, i-system Shouldered Abutment Sleeves, i-system Shouldered Abutment Analog, i-system Shouldered Abutment Impression Cap, i-system Impression Post, i-system Fixture Analog, i-system Locator Abutment Analog, i-system Ring Abutment Analog, i-system Guide Pin, i-system Seating Tip, i-system Parallel Pin, i-system Angled Parallel Pin, i-system Straight Handle, i-system Curved Handle, i-system Knob, i-system Abutment Tip, i-system Plug Remover, i-system Drill Extension, i-system Transfer Inserter Retriever, i-system Scissors, i-system Hammer, i-system Implant Driver, i-system Osteotomes, l-premill Scan Body, Dental Implant Components, Bone Level Mini Fixture Lab-Analog, Bone Level Fixture Lab-Analog, Bone Level Mini Solid Abutment Lab-Analog, Bone Level Solid Abutment Lab-Analog, Bone Level Mini Impression Coping Pickup Long, Bone Level Mini Impression Coping Pickup Short, Bone Level Mini Impression Coping Pickup Non-Hex Long, Bone Level Mini Impression Coping Pickup Non-Hex Short, Bone Level Impression Coping Pickup Long, Bone Level Impression Coping Pickup Short, Bone Level Impression Coping Pickup Non-Hex Short, Bone Level Impression Coping Pickup Non-Hex Long, Bone Level Mini Impression Coping Pickup Guide Pin Long, Bone Level Mini Impression Coping Pickup Guide Pin Short, Bone Level Impression Coping Pickup Guide Pin Long, Bone Level Impression Coping Pickup Guide Pin Short, Bone Level Mini Impression Coping Transfer Long, Bone Level Mini Impression Coping Transfer Short, Bone Level Mini Impression Coping Transfer Non-Hex Long, Bone Level Mini Impression Coping Transfer Non-Hex Short, Bone Level Mini Impression Coping Transfer Guide Pin Long, Bone Level Mini Impression Coping Transfer Guide Pin Short, Bone Level Mini Solid Abutment lmpression Cap, Bone Level Solid Abutment Impression Cap, Bone Level Mini Solid Abutment Plastic Coping Bridge, Bone Level Mini Solid Abutment Plastic Coping Crown, Bone Level Solid Abutment Plastic Coping Bridge, Bone Level Solid Abutment Plastic Coping Crown, Tissue Level Fixture Lab-Analog, Tissue Level Fixture Large Lab-Analog, Tissue Level Solid Abutment Lab- Analog, Tissue Level Solid Abutment Large Lab- Analog, Tissue Level Impression Coping Pickup, Tissue Level Impression Coping Pickup Non-Octa, Tissue Level Impression Coping Pickup Wide, Tissue Level Impression Coping Pickup Wide Non-Octa, Tissue Level Impression Coping Pickup Guide Pin Long, Tissue Level Impression Coping Pickup Guide Pin Short, Tissue Level Impression Coping Transfer, Tissue Level Impression Coping Transfer Non-Octa, Tissue Level Impression Coping Transfer Guide Pin, Tissue Level Impression Coping Transfer Guide Pin Cap, Tissue Octa Abutment Plastic Cylinder, Tissue Octa Abutment Plastic Cylinder Non-Octa, Tissue Level Solid Abutment Positioning Cylinder, Tissue Level Solid Abutment Impression Cap, Tissue Level Solid Abutment Plastic Coping Bridge, Tissue Level Solid Abutment Plastic Coping Crown, Impression Coping Octa Abutment Pickup, Impression Coping Octa Abutment Pickup Non-Hex, Impression Coping Octa Abutment Pickup Guide Pin Long, Impression Coping Octa Abutment Transfer, Impression Coping Octa Abutment Transfer Non-Hex, Impression Coping Octa Abutment Transfer Guide Pin Short, Octa Abutment Lab-Analog, Octa Abutment Plastic Cylinder, Octa Abutment Plastic Cylinder Non-Octa, O-Ring Lab Analog, Bone Level Locator Lab-Analog, Tissue Level Mini Locator Lab-Analog, Locator Impression Cap, Locator Mounting Insert, Locator Processing Spacer, Excellent Ball Impression Cap, Excellent Ball Lab-Analog, Excellent Ball Ratchet Driver, Excellent Ball Contra Angled Driver, Tool Insert Adaptor, Locator and ORRo Insert Adaptor, Bar Matrix Insert Adaptor, Excellent Ball Block Out Ring, Excellent Ball Path Guide Ring, Excellent Ball Impression Sheet, Bar Burnout, Bar Positioning, Bar Housing, Bar Clip Yellow, Bar Clip Pink, Bar Clip Red, Oring Pink Cap, Oring Green Cap, Oring Yellow Cap, Bone Level Mini Short Impression Coping Guide Pin, Bone Level Mini Short Impression Coping Transfer, Bone Level Mini Short Impression Pickup Transfer, Octa Abutment Titanium Cylinder, Octa Abutment Non Octa Titanium Cylinder, Bone Level Multi Unit Abutment Lab Analog, Abutment Impression Coping Pick Up, Abutment Impression Coping Pick Up Guide Pin, Bone Level Mini Impression Coping Transfer Cap, Bone Level Impression Coping Transfer Cap, Hex Ratchet Driver Extra Large, Hex Ratchet Driver Extra Short, Hex Ratchet Driver Short, Hex Ratchet Driver Long, i-system Abutment Impression Coping, Mono Implant Transfer, Mono Implant Transfer Large, Mono Implant Lab Analog, Mono Implant Lab Analog Large, Mono Implant Burnout Cap, Mono Implant Burnout Cap Large, Mono Implant Impression Components, Mono Implant Impression Components Large, Monoimplant Oring Healing Cap, Mono Fixture O-Ring Lab Analog, Mono Fixture Driver Ratchet Extra Short, Mono Fixture Driver Ratchet Extra Short Large, Mono Fixture Ratchet Driver Short, Mono Fixture Ratchet Driver Short Large, Mono Fixture Ratchet Driver Long, Mono Fixture Ratchet Driver Long Large, Monoimplant Oring Ratchet Driver, Monoimplant Multi Unit Ratchet Driver, Mono Fixture Machine Driver Short, Mono Fixture Machine Driver Short Large, Mono Fixture Machine Driver Long, Mono Fixture Machine Driver Long Large, Monoimplant Ratchet, Monoimplant Multi Unit Laboratory Analog, Monoimplant Multi Unit Transfer, Monoimplant Multi Unit Plastic Cylinder Non-Hex, Monoimplant Multi Unit Plastic Cylinder, Monoimplant Multi Unit Healing Cap, Monoimplant Hex Ratchet Driver Short, Monoimplant Hex Ratchet Driver Long, I-LiNQ Impression Post, I-LiNQ Impression Post peek, l-Cement Removal Screw, l-Cement Abutment Sealing Plug, l-Cement Impression Post, l-Cement Impression Post Pin, l-Cement Abutment Analog, l-Conometric Cap Analog, i-LiNQ Conometric Impression Post, i-LiNQ Conometric Welding Antenna Cap, i-LiNQ Connect Plastic Sleeve, i-LiNQ Connect Provisional Cylinder, i-LiNQ Connect Welding Cylinder, i-LiNQ Connect Impression Post Open Tray, i-LiNQ Connect Impression Post Guide Pin, i-LiNQ Connect Impression Post Closed Tray, l-Connect Abutment Analog, i-LiNQ Connect Plastic Impression Cap, i-LiNQ Ball Abutment Analog, i-LiNQ Locator Abutment Analog, l-Connect Removal Tool, i-LiNQ Inserter, i-LiNQ Sulcus Reamer Guide Pin, l-Cement Removal Tool, i-LiNQ Lab Analog, i-LiNQ Removal Tool, i-LiNQ Conometric Cap Analog, i-LiNQ Impression Coping, l-Connect Abutment Protective Cap, i-LiNQ Ball Abutment Connector, i-LiNQ Locator Abutment Cover | Implantswiss Albania | 2023-10-19T00:00:00.000+02:00 | Novodent SA Y-Parch Technopole Avenue des Sciences 11 CH-1400, Yverdon-les-Bains, Switzerland | S-12HDML, S-12HDMS, S-OADS, S-OADL, S-ORADS, S-ORADL, S-SAD, S-LAD, S-BFDRS, S-BFDRL, S-BFDMS, S-BFDML, S-TFDRS, S-TFDRL, S-TFDMS, S-TFDML, S-BMFDRS, S-BMFDRL, S-BMFDML, S-BMFDMS, S-BMSFDRS, S-BMSFDRL, S-BMSFDML, S-BMSFDMS, S-T-RATCHET, S-HDL, S-PP2.2, S-DE, S-RATCHET, S-LEA, S-ZICP, S-ZLA, S-ZYGAD, S-TWSB, S-TSB, S-PSB, S-PMSB, S-PMUSB, S-POSB, S-ZSB, S-HDL55, S-HDL45, S-ZPICyN, S-ZHDL, S-ZDG, S-ZDGS, S-ZMD, S-ZDIA, Z-ZDIS, S-BIP45, S-BIPGP, S-BEBAMD, S-PP-17, S-PP-35, S-BASGPin, S-DP3.7, S-DP4.3, S-MUTCapL, S-MUTCapS, S-BMUAICPGpin, S-MUAPICyN, S-MUAPICy, S-MUATICyN, S-MUATICy, S-BFDLA, S-BMDLA, S-TFDLA, S-BMFDLA, S-BODLA, S-DLAS, S-MUAC, S-MUTB, S-OTB, S-MUATN, S-TiSB, S-TiMSB, S-MURD, S-TWFDLA, S-MUICT-c, S-MUICT-b, S-MUTBN, S-MUICP-b, S-MUICP-c, S-MUTiCy-b, S-MUTiCy-c, S-MUPICy-b, S-BNICTG, S-BNICT37, S-BNFLA, S-BNFDR, S-BNFMR, S-BNICP37, S-BNICPG, l-SDLAb(2), l-SDLAb(2.5), l-SDLAb(3), l-SFRCL, l-SFRCU, l-SAH, l-SPRS, l-SMUALA, I-SMUAIP, 1-SMUAPICyN, I-SSAS4065, I-SSAS5065, I-SSAS6565, I-SSAA4065, I-SSAA5065, I-SSAA6565, I-SAICP40, I-SAICP50, I-SAICP65, l-SIP (2), l-SIP (2.5), l-SIP (3), l-SFA (2), l-SFA (2.5), l-SFA (3), l-SLAA, l-SRAA, l-SGP-20, l-SGP-25, l-SGP-30, l-SST-20, l-SST-25, l-SST-30, l-SPP-0, l-SPP-15, I-SSH, l-SCH, l-SKNB, l-SAT, l-SPR, l-SDE, l-SUIR, l-SCS, l-SHMR, l-SFD(2), l-SFD(2.5), l-SFD(3), l-SOST-35, l-SOST-40, l-SOST-45, l-SOST-50, l-SOST-60, l-PSB(2), n/a, S-BMFLA, S-BFLA, S-BMSALA37, S-BSALA45, S-BSALA55, S-BSALA65, S-BMICP37L, S-BMICP37S, S-BMICPN37L, S-BMICPN37S, S-BICP45L, S-BICP45S, S-BICP55L, S-BICP55S, S-BICP65L, S-BICP65S, S-BICPN45L, S-BICPN45S, S-BICPN55L, S-BICPN55S, S-BICPN65L, S-BICPN65S, S-BMICPGL, S-BMICPGS, S-BICPGL, S-BICPGS, S-BMICT37L, S-BMICT37S, S-BMICTN37L, S-BMICTN37S, S-BMICTGL, S-BMICTGS, S-BMSAICap37, S-BSAICap45, S-BSAICap55, S-BSAICap65, S-BMSAPIC37b, S-BMSAPIC37C, S-BSAPIC45b, S-BSAPIC55b, S-BSAPIC65b, S-BSAPIC45C, S-BSAPIC55C, S-BSAPIC65C, S-TFLA, S-TFLLA, S-TSALA40, S-TSALA55, S-TSALA70, S-TSALLA40, S-TSALLA55, S-TSALLA70, S-TICP, S-TICPN, S-TICPW, S-TICPWN, S-TICPGL, S-TICPGS, S-TICT, S-TICTN, S-TICTG14, S-TICTGCap, S-TOAPICy, S-TOAPICyN, S-TSAPoCy, S-TSAICap, S-TSAPICb, S-TSAPICc, S-ICOAP, S-ICOAPN, S-ICOAPG15, S-ICOAT, S-ICOATN, S-ICOATG10, S-OALA, S-OAPICy, S-OAPICyN, S-ORLA, S-BLLA, S-TLLA, S-LICAP, S-LTMI, S-LPS, S-EBICAP, S-EBLA, S-BEBARD, S-EBCAD, S-TFIC, S-OIA, S-BMIA, S-EBBO-Ring, S-EBPG-Ring, S-EBIS, S-IB, S-IBP, S-IBH, S-IBClip-y, S-IBClip-p, S-IBClip-r, S-ORG-PCap, S-ORG-GCap, S-ORG-YCap, S-BMSICTGP, S-BMSICT50, S-BMSICT60, S-BMSICP50, S-BMSICP60, S-OATICY, S-OATICYN, S-BMUALA, S-BMUAICP, S-BMICPGPIN, S-BMICTGCap, S-BICTGCap, S-12HDRXL, S-12HDRXS, S-12HDRS, S-12HDRL, l-PSB(2.5), l-PSB(3), l-SIPC(2), l-SIPC(2.5), l-SIPC(3), l-SAICP(2), l-SAICP(2.5), l-SAICP(3), MIT, MIT-LAb, MLA, MLA-LAb, MBC, MBC-LAb, MIC, MIC-LAb, MORH, MORLA, MFDRXS, MFDRXS-LAb, S-MFDRS, S-MFDRS-LAb, S-MFDRL, S-MFDRL-LAb, MORRD, MMURD, S-MFDMS, S-MFDMS-LAb, MFDML, MFDML-LAb, SK-RATCHET, MMUALA, MMUAT, MMUAPICyN, MMUAPICy, MMUAHCap, M-12HDRS, M-12HDRL, I-SILIP40, I-SILIP50, I-SILIP65, l-SILIPpe, l-SILCERSCR, I-SILCESPIg, I-SILCEIP40, I-SILCEIP50, I-SILCEIP65, l-SILCEIPpin, I-SILCEA40, I-SILCEA50, I-SILCEA65, l-SILCONOCAPA, I-SILCONOIP50, I-SILCONOIP65, l-SILCONOWAC, l-SILCOPSIv, 1-SILCOPCyN, 1-SILCOWCyN, l-SILCOIP-2, l-SILCOIPGpin, l-SILCOIP-1, l-SILCOA, l-SILCOPIC, l-SILBAA, l-SILLAA, l-SILCORTS, l-SILCORTL, l-SILIN, l-SILSRGP, l-SILCERTS, l-SILCERTL, l-SILA, l-SILRT, I-SILIC40, I-SILIC50, I-SILIC65, l-SILCOPRCap, I-SI LB AC, l-SILLACvr | Klasa I | Komponente te implanteve dentare | Pajisje dentare
15294 | i-LiNQ Sulcus Reamer Guide Pin, i-Cement Removal Tool, Hex Ratchet Driver Short, Hex Ratchet Driver Long, i-LiNQ Inserter, i-LiNQ Removal Tool, i-system Drill Extension, Implantswiss Dental Implant Surgical Kit, Straight Drill, Tapered Drill, Neck Drill, Point Drill, Handle, Paralel Pin PP2.2, Drill Extension, Hex Machine Driver Short, Bone Level Fixture Driver Ratchet Short, Bone Level Fixture Driver Ratchet Long, Bone Level Fixture Driver Machine Short, Bone Level Fixture Driver Machine Long, Tissue Level Fixture Driver Machine Short, Tissue Level Fixture Driver Machine Long, Bone Level Mini Fixture Driver Ratchet Short, Bone Level Mini Fixture Driver Ratchet Long, Bone Level Mini Fixture Driver Machine Long, Bone Level Mini Fixture Driver Machine Short, Implantswiss Dental Short Implant Surgical Kit, Taping Drill, Tissue Level Fixture Driver Ratchet Short, Tissue Level Fixture Driver Ratchet Long, Bone Level Mini Short Fixture Driver Ratchet Short, Bone Level Mini Short Fixture Driver Ratchet Long, Bone Level Mini Short Fixture Driver Machine Long, Bone Level Mini Short Fixture Driver Machine Short, Monoimplant Surgical Kit, Bone Taping Drill, Mono Fixture Driver Ratchet Extra Short, Mono Fixture Driver Ratchet Extra Short Large, Mono Fixture Ratchet Driver Short, Mono Fixture Ratchet Driver Short Large, Mono Fixture Ratchet Driver Long, Mono Fixture Ratchet Driver Long Large, Mono Fixture Machine Driver Short, Mono Fixture Machine Driver Short Large, Monoimplant Multi Unit Ratchet Driver, Monoimplant Oring Ratchet Driver, Monoimplant Ratchet, Large Abutment Handle, Abutment Handle, Drill Handle, Implantswiss Dental Implant Prosthetic Kit, Hex Ratchet Driver Extra Large, Hex Ratchet Driver Extra Short, Hex Machine Driver Long, Octa Abutment Driver Short, Octa Abutment Driver Long, Oring Abutment Driver Short, Oring Abutment Driver Long, Solid Abutment Driver, Locator Abutment Driver, Locator and ORRo Insert Adaptor, Bar Matrix Insert Adaptor, Excellent Ball Ratchet Driver, Excellent Ball Contra Angled Driver, Ratchet, i-system Implant Surgical Kit, i-system Guide Pin, i-system Seatling Tip, i-system Paralel Pin, i-system Straight Handle, i-system Curved Handle, i-system Knob, i-system Abutment Tip, i-system Plug Remover, i-system Transfer Inserter Retriever, i-system Scissors, i-system Hammer, i-system Mandibular Extraction Forceps, i-system Maxillary Extraction Forceps, i-system Osteotomes, i-reamer Drill, Zygoma Implant Surgical Kit, Pilot Drill, Twist Drill, Zygoma Handle, Zygoma Drill Guard, Zygoma Drill Guard Short, Zygoma Machine Driver, Zygoma Angled Handle, Zygoma Straight Handle, i-LiNQ Dental Implant Surgical Kit, Lindeman Drill, i-system Angled Paralel Pin, L-reamer Drill, i-system Profile Reamers | Implantswiss Albania | 2023-10-19T00:00:00.000+02:00 | Novodent SA Y-Parch Technopole Avenue des Sciences 11 CH-1400, Yverdon-les-Bains, Switzerland | I-SSR-5O, l-SSR-65, l-SILSRGP, l-SILCERTS, l-SILCERTL, l-SILIN, l-SILRT, l-SDE, l-SKNB, S-BTSK, S-SD2208, S-SD2210, S-SD2212, S-SD2214, S-SD2808, S-SD2810, S-SD2812, S-SD2814, S-TD3708, S-TD3710, S-TD3712, S-TD3714, S-TD4308, S-TD4310, S-TD4312, S-TD4314, S-TD4808, S-TD4810, S-TD4812, S-TD4814, S-TD5508, S-TD5510, S-TD5512, S-ND3.3, S-ND3.7, S-ND4.3, S-ND4.8, S-ND5.5, S-PLD, S-PD, S-DP3.7, S-DP4.3, S-PP2.2, S-DE, S-12HDRL, S-12HDMS, S-BFDRS, S-BFDRL, S-BFDMS, S-BFDML, S-TFDML, S-BMFDRS, S-BMFDRL, S-BMFDML, S-BMFDMS, S-BTSSK, S-SD2804, S-SD2805, S-SD2806, S-SD4304, S-SD4305, S-SD4306, S-SD4804, S-SD4805, S-SD4806, S-SD5504, S-SD5505, S-SD5506, S-TP4304, S-TP4804, S-TP5504, S-SD3704, S-PLDS, S-12HDRS, S-TFDRS, S-TFDRL, S-TFDMS, S-BMSFDRS, S-BMSFDRL, S-BMSFDML, S-BMSFDMS, MISK, S-PD2017, S-PD2027, S-PD2517, S-PD2527, S-PD3017, S-PD3027, S-PD3517, S-PD3527, S-BT3010, S-BT3015, S-BT3210, S-BT3217, S-BT3710, S-BT3717, S-BT4110, S-BT4117, S-BT4910, S-BT4915, MFDRXS, MFDRXS-LAb, S-MFDRS, S-MFDRS-LAb, S-MFDRL, S-MFDRL-LAb, S-MFDMS, S-MFDMS-LAb, MMURD, MORRD, SK-RATCHET, S-HDL55, S-HDL45, S-HDL, S-BTPK, S-12HDRXL, S-12HDRXS, S-12HDML, S-OADS, S-OADL, S-ORADS, S-ORADL, S-SAD, S-LAD, S-OIA, S-BMIA, S-BEBARD, S-EBCAD, S-T-RATCHET, I-SSK, I-SGP-20, l-SGP-25, l-SGP-30, l-SST-20, l-SST-25, l-SST-30, l-SSH, l-SCH, l-SAT, l-SPR, l-SUIR, l-SCS, l-SHMR, l-SFRCU, l-SFRCL, I-SOST-35, l-SOST-40, l-SOST-45, l-SOST-50, l-SOST-60, l-SSR-40, l-SSR-50, l-SPD-05, l-SPD-06, l-SPD-10, l-SPD-12, l-SIR-25, l-SIR-30, l-SIR-35, l-SIR-40, l-SIR-45, l-SIR-50, l-SIR-55, l-SIR-60, l-SIRL-25, l-SIRL-30, l-SIRL-40, l-SIRL-50, l-SIRL-55, l-SIRL-60, S-ZSK, S-PLD3565, S-PLD35100, S-TWD2965, S-TWD29100, S-TWD3565, S-TWD35100, S-PD2970, S-ZHDL, S-ZDG, S-ZDGS, S-ZMD, S-ZDIA, S-ZDIS, I-SILSK, l-SPD-08, S-LD2020, l-SPP-0, l-SPP-15, l-SIRL-35, l-SIRL-45 | Klasa I, Klasa IIa | kite kirurgjikale qe perdoren ne implantologji | Pajisje dentare
15295 | Blood Bank Centrifuges,Thermo Scientific ,Cryofuge 8, Blood Bank Centrifuges,Thermo Scientific ,Cryofuge 16, Blood Bank Centrifuges,Thermo Scientific ,Cryofuge 16 Heavy Duty | O.E.S DISTRIMED | 2023-10-30T00:00:00.000+01:00 | Thermo Electron LED GmbH,Zweigniederlassung Osterode Am Kalkberg 37520 Osterode am Harz Germany | 75007671, 75007672, 75007673, 75007674, 75007678 | Klasa IIa | Centrifuge per banken e gjakut | Pajisje laboratori
15232 | Integral Dental Unit,Pressure Steam Sterilizer, ZC Series Integral Dental Unit , YXQ Series Pressure Steam Sterilizer | ''Di.Con'' | 2023-10-19T00:00:00.000+02:00 | Foshan Joinchamp Medical Device Co.,LTD NO.1 KEYANG ROAD, NANZHUANG TOWN 528000 FOSHAN CITY,GUANGDONG, PEOPLE´S REPUBLIC OF CHINA | n/a, ZC-9200A, ZC-S300, ZC-S400, ZC-S500, ZC-S600, ZC-S700, YXQ-22B, YXQ-18B | Klasa IIa | UNITE(KARRIGE ,POLTRONA)DENTARE,STERILIZUES ME PRESION DHE AVULL, UNITE(KARRIGE ,POLTRONA)DENTARE, STERILIZUES ME PRESION DHE AVULL | Pajisje te implantueshme aktive
15296 | Multi-Gyn FloraPlus (5 x 5ml) INT | GALAXY | 2023-10-20T00:00:00.000+02:00 | BioClin B.V , Blaak 555, 3011GB Rotterdam, The Netherlands | 1001042 | Klasa IIa | Xhel vaginal me përbërës natyralë për trajtimin e mykozës vaginale me efekt qetësues për simptoma si: kruarje, irritim dhe sekrecione të bardha vaginale. | Tjeter
15297 | Digital Thermometer DMT-4338 (rossmax TG380), DMT-101 (rossmax TG100) | DELTA PHARMA - AL | 2023-10-20T00:00:00.000+02:00 | Joytech Healthcare CO., LTD. No. 365, Wuzhou Road, Yuhang Economic Development Zone, Hangzhou city, 311100 Zhejiang P.R China | Digital Thermometer DMT-4338 (rossmax TG380), DMT-101 (rossmax TG100) | Klasa IIa | Termometri dixhital Rossmax është një termometër për përdorim oral, aksilar dhe rektal. Termometri siguron një matje shumë të saktë të temperaturës së trupit brenda pak sekondave. Termometri ka një majë të fortë, opsionin për të matur si në Celsius ashtu edhe në Fahrenheit dhe ka një alarm në rast temperature. Për më tepër, termometri do të fiket automatikisht nëse nuk përdoret për një periudhë ko | Tjeter
15298 | Multi-Gyn ActiGel 50 ml INT | GALAXY | 2023-10-20T00:00:00.000+02:00 | BioClin B.V , Blaak 555, 3011GB Rotterdam, The Netherlands | 1001018 | Klasa IIa | Xhel vaginal për trajtimin e vaginozës bakteriale dhe shqetësimeve të tjera vaginale si: kruarje, irritim, aromë e pakëndshme, ndjeshmëri e rritur, skuqje, dhimbje dhe sekrecione vaginale. | Tjeter
15299 | Liquidimplant Subcutis Product Code PRT0011, Syringe Volume: 1 ml, Needle accessory 2 x 27G; Liquidimplant Cutis Product Code PRT0012, Syringe Volume: 1 ml, Needle accessory 2 x 27G; Liquidimplant Labium Product Code PRT0013, Syringe Volume: 1 ml, Needle accessory 2 x 27G | DELTA PHARMA - AL | 2023-10-20T00:00:00.000+02:00 | NovaCutis GmbH, Friedrich-Ebert-Anlage 36, 60325 Frankfurt am Main | Liquidimplant Subcutis Product Code PRT0011, Syringe Volume: 1 ml, Needle accessory 2 x 27G; Liquidimplant Cutis Product Code PRT0012, Syringe Volume: 1 ml, Needle accessory 2 x 27G; Liquidimplant Lab | Klasa III | Liquidimplant® përfaqëson një familje fillerash dermale (SubCutis, Cutis dhe Labium), të cilat perdoren për trajtimin e lipoatrofisë së fytyrës. Liquidimplant® mund të administrohet për të rivendosur vëllimin dhe konturimin e fytyrën. Në varësi të zonës së fytyrës, ato mund të përdoren në pjesën e mesme të fytyrës dhe zonat frontale të fytyrës (duke përfshirë zonat infra dhe supraorbitale), zonën | Pajisje te implantueshme jo aktive
15300 | Video bronchoscope system: Single-use flexible Video Bronchoscope, Video bronchoscope system: Digital Video Processor | "PANDELI TASHI" | 2023-10-30T00:00:00.000+01:00 | Hunan Vathin Medical Instrument Co., Ltd. 1/F, Building 12, Innovation and Entrepreneurship Service Center, No.9 Chuanqi west Road, Jiuhua Economic Development Zone, Xiangtan, Hunan, China | BCV1-01, BCV1-02, BCV1-0M1, BCV1-0M2, BCV1-C1, BCV1-C2, BCV1-H1, BCV1-H2, BCV1-KS3-L, BCV1-K1, BCV1-K2, BCV1-M1, BCV1-M2, BCV1-O1, BCV1-O2, BCV1-S1, BCV1-S2, BCV1-U1, BCV1-U2, BCV1-W1, BCV1-W2, DVP-A1 | Klasa IIa | Video endoskop per ekzaminime endoskopike ne traktin respirator, Video endoskop per ekzaminime endoskopike | Pajisje elektromekanike
15064 | EL CHARRO (POPLA) CAROLINA | FARMAWORLD | 2023-10-18T00:00:00.000+02:00 | INDUSTRIE OTTICHE ITALIANE , Corso Fiume 4 - 10133 TORINO,ITALY | CAROLINA | Klasa I | L'occhiale premontato , Syze te montuara paraprakisht janë pajisje mjekësore që përdoren për korrigjimin e problemeve të shikimit. | Pajisje oftalmike dhe optike
15063 | Ophthalmoscope Heads, VISIO 5, SE, Ophthalmoscope Set, VISIO 5, XE, Ophthalmoscope Heads, VISIO 5, XE, Oto/Ophthalmoscope Handles VISIO 5, Ophthalmoscope Head, VISIO 2000,F.O. | MONTAL | 2023-10-18T00:00:00.000+02:00 | Medical Devices (Pvt), Wazirabad Road, Ugoki Sialkot, Pakistan. SRN: PK-MF-000021845 | 805-123-35, 805-128-35, 805-071-25, 805-073-25, 805-072-35, 805-074-35, 805-131-25, 805-136-25, 805-132-35, 805-137-35, 805-133-35, 805-138-35, 805-081-25, 805-083-25, 805-082-35, 805-084-35, 805-005-35, 805-007-35, 805-009-35, 805-001-25, 805-002-35, 805-004-35, 808-572-35, 808-573-35, 808-031-25, 808-039-35, 808-037-35, 808-037-02, 808-039-02, 808-040-25, 808-041-35, 808-042-35, 805-111-25, 805-116-25, 805-112-35, 805-117-35, 805-113-35, 805-118-35, 805-061-25, 805-063-25, 805-062-35, 805-064-35, 805-121-25, 805-126-25, 805-122-35, 805-127-35, 808-992-25, 808-992-26 , 808-992-27 , 808-992-28 , 808-954-25, 808-003-25, 808-808-25, 808-808-26, 808-808-27, 808-808-28 , 808-810-25 , 808-810-26, 808-810-27 , 808-810-28, 808-171-25, 808-013-25, 808-454-31, 808-454-32, 808-454-41, 808-454-42, 808-454-51, 808-454-52, 808-456-01 , 808-456-02 , 808-456-03 , 808-456-11 , 808-456-12 , 808-456-21 , 808-456-22, 808-456-31, 808-456-32, 808-456-41, 808-456-42, 808-456-51, 808-456-52, 808-490-02, 808-490-03, 808-490-11, 808-490-21 , 808-490-31, 808-490-41 , 808-490-51 , 808-492-02, 808-492-03, 808-492-11 , 808-492-21, 808-492-31, 808-492-41, 808-492-51, 808-430-11, 808-430-21, 808-430-25, 808-430-31, 808-430-41, 808-430-51, 808-432-11, 808-432-21, 808-432-25, 808-432-31, 808-432-41, 808-432-51, 808-400-11, 808-400-21, 808-400-25, 808-400-31, 808-400-41, 808-400-51, 808-402-01, 808-402-25, 805-822-01, 805-822-51, 805-806-01, 805-806-51, 805-802-01, 808-605-25, 808-606-35, 808-607-35, 808-608-35, 808-645-25, 808-646-35, 808-647-35, 808-648-35, 808-570-25, 808-571-25 | Klasa I | Pajisje per egzaminimin e syrit | Instrumenta shumeperdorimeshe
Ophthalmoscope Handle, VISIO 2000, F.O, Ophthalmoscope Set. VISI0 5.GE, Ophthalmoscope Heads. VISIO 5, GE, Ophthalmoscope Set, VISIO 5, SE, Ophthalmoscope Set, NOVA, Screw Locking,, Ophthalmoscope Set, PRIMA, Bayonet Locking., Ophthalmoscope Set. OMNI 3000,Pocket Style. Xenon Multicolor - Black, Grey, Burgundy, Blue, Green, Purple, Ophthalmoscope Set. OMNI 3000,Pocket Style. Xenon Multicolor - Black, Grey, Burgundy, Blue, Green, LED, Ophthalmoscope Head. OMNI 3000. Multicolor - Black, Grey, Burgundy, Blue, Green. Purple Ophthalmoscope Handle, OMNI 3000, Standard, Pocket Style. Ophthalmoscope Rechargeable Handle. OMNI3000. Pocket Style, Ophthalmoscope Set. NeuVU,Pocket Style.
Ophthalmoscope Head, NeuVU, Xenon & LED
Ophthalmoscope Handle, NeuVU, Pocket Style, Ophthalmoscope Set, VISIO 2000, F.O.
15203 | ( Diagnostic Ultrasound System)Aplio a, CUS-AA000 | DIAL-ALB | 2023-10-19T00:00:00.000+02:00 | Canon Medical Systems Corporation, 1385, Shimoishigami, Otawara-Shi, Tochigi 324-8550, JAPAN | CUS-AA000 | Klasa IIa | Pajisje qe perdoret per perfitime imazherike duke perdorur ultratingujt. | Tjeter
15062 | FAST TOURNIQUET - green | MONTAL | 2023-10-18T00:00:00.000+02:00 | GIMA S.p.A Via Marconi, 1, 20060 Gessate (MI)- Italy | 25728 | Klasa I | Eshte nje shirit qe sherben per ngjeshjen e nje ene gjaku | Instrumenta shumeperdorimeshe
15301 | Full-body CT System, CT 5300, Full-body CT System, Incisive CT and CT 5300 upgrades | Health & Light | 2023-10-20T00:00:00.000+02:00 | Philips Healthcare (Suzhou) Co., Ltd. No. 258, ZhongYuan Road Suzhou Industrial Park 215024 Suzhou, Jiangsu Province PEOPLE'S REPUBLIC OF CHINA | 728285, 728286 | Klasa IIb | Sistem Skanimi me Reze X (Tmografi e Kompjuterizuar) per te gjithe trupin, CT 5300, Upgrade per Sistem Skanimi me Reze X (Tmografi e Kompjuterizuar) per te gjithe trupin,Incisive CT dhe CT 5300 | Pajisje diagnostikuese dhe terapeutike me rezatim
15270 | Electrocardiograph PageWriter TC35 Cardiograph | Health & Light | 2023-10-20T00:00:00.000+02:00 | Philips Medizin Systeme Boblingen GmbH Hewlett-Packard-Strasse 2 71034 Bobl in gen, Germany | 860437 | Klasa IIa | Elektrokardiograme per monitorimin e aktivitetit elektrik kardiak, per perdorim gjeneral TC35 | Pajisje elektromekanike
15302 | ID LM26,Labmaster LUCIA TM Analyzer | AESKULAP | 2023-10-30T00:00:00.000+01:00 | Labmaster Oy, Rauhalinnantie 31, 20780 Kaarina, FINLAND | ID LM26,Labmaster LUCIA TM Analyzer | In vitro | Aparature laboratorike per testimin dhe ndarjen midis infeksioneve bakteriale dhe virale | Pajisje laboratori
15303 | ID LM93, Labmaster LUCIA TM MxA Kit for Whole Blood Samples | AESKULAP | 2023-10-30T00:00:00.000+01:00 | Labmaster Oy, Rauhalinnantie 31, 20780 Kaarina, FINLAND | ID LM93, Labmaster LUCIA TM MxA Kit for Whole Blood Samples | In vitro | Reagent laboratorik per zbulimin e infeksioneve virale akute te rrugeve te frymemarrjes | Pajisje laboratori
15350 | LM42, Labmaster LUCIA TM CRP Kit for Whole Blood Samples | AESKULAP | 2023-10-30T00:00:00.000+01:00 | Labmaster Oy, Rauhalinnantie 31, 20780 Kaarina, FINLAND | LM42, Labmaster LUCIA TM CRP Kit for Whole Blood Samples | In vitro | Reagent laboratorik per matjen e CRP ne gjak | Pajisje laboratori
15304 | VIDAS® High Sensitive Troponin I (TNHS) | B I O CH E M NRP | 2023-11-01T00:00:00.000+01:00 | BIOMERIEUX S.A. , 376, Chemin de l'Orme 69280 MARCY L ETOILE FRANCE | 415386 | In vitro | VIDAS High Sensitive Troponin I (TNHS), test imunologjik i automatizuar perdoret per percaktimin sasior human cardiac troponin I ne serum/plazmen humane duke perdorur tekniken ELFA (Enzyme Linked Fluorescent Assay). Testohet ne familjen e aparateve VIDAS. | Pajisje te diagnostifikimit in vitro
15305 | Genefill Soft Touch | "MEGAPHARMA" | 2023-10-20T00:00:00.000+02:00 | BioSCIENCE, Walsmuhler Strase 18 , 19073 Dummer | MD006 | Klasa III | Xhel Acid Hialuronik Cross-linked | Tjeter
15306 | VIDAS® TSH | B I O CH E M NRP | 2023-10-20T00:00:00.000+02:00 | BIOMERIEUX S.A. , 376, Chemin de l'Orme 69280 MARCY L ETOILE FRANCE | 30400 | In vitro | VIDAS TSH, test imunologjik i automatizuar perdoret per percaktimin sasior imunoenzimatik te hormonit stimulues te tiroides TSH ne serum/plazmen humane duke perdorur tekniken ELFA (Enzyme Linked Fluorescent Assay). Testohet ne familjen e aparateve VIDAS. | Pajisje te diagnostifikimit in vitro
15307 | Alinity c DOA MC Qual Low Calibrator 1 Kit 08P6301, Alinity c DOA MC Qual Calibrator 2 Kit 08P6302, Alinity c DOA MC Semiquant Calibrator Kit 08P6303, Alinity c DOA MC Negative Calibrator Kit 08P6305, Alinity c DOA MC Negative Calibrator Kit 08P6306 | PEGASUS. | 2023-10-20T00:00:00.000+02:00 | Microgenics Corporation 46500 Kato Road , Fremont, CA 94538, USA | 08P6301, 08P6302, 08P6303, 08P6305, 08P6306 | In vitro | Jane reagente kalibratore specifike te analizave te barnave dhe | Pajisje te diagnostifikimit in vitro
substancave kimike ne gjak me aparatin analizues Alinity.
15271 | VIDAS® TSH3 | B I O CH E M NRP | 2023-10-20T00:00:00.000+02:00 | BIOMERIEUX S.A. , 376, Chemin de l'Orme 69280 MARCY L ETOILE FRANCE | 30441 | In vitro | VIDAS TSH3, test imunologjik i automatizuar perdoret per percaktimin sasior ultra-sensitiv te gjenerates se trete te hormonit thyrotropin ne serum/plazmen humane duke perdorur tekniken ELFA (Enzyme Linked Fluorescent Assay). Testohet ne familjen e aparateve VIDAS. | Pajisje te diagnostifikimit in vitro
15272 | Aliniy c DOA MC I Controls 08P6310, Aliniy c DOA MC II Controls 08P6311, Aliniy c DOA MC III Controls 08P6312, Aliniy c DOA MC I Controls 08P6318 | PEGASUS. | 2023-10-20T00:00:00.000+02:00 | Microgenics Corporation 46500 Kato road, Fremont CA 94538, USA | 08P6310, 08P6311, 08P6312, 08P6318 | In vitro | Jane reagente mates te precizionit specifike te analizave te barnave | Pajisje te diagnostifikimit in vitro
dhe substancave kimike ne gjak me aparatin Alinity.
15308 | VIDAS® T4 | B I O CH E M NRP | 2023-10-20T00:00:00.000+02:00 | BIOMERIEUX S.A. , 376, Chemin de l'Orme 69280 MARCY L ETOILE FRANCE | 30404 | In vitro | VIDAS T4, test imunologjik i automatizuar perdoret per percaktimin sasior te total thyroxyne (T4) ne serum/plazmen humane duke perdorur tekniken ELFA (Enzyme Linked Fluorescent Assay). Testohet ne familjen e aparateve VIDAS. | Pajisje te diagnostifikimit in vitro
15309 | VIDAS® T3 | B I O CH E M NRP | 2023-10-20T00:00:00.000+02:00 | BIOMERIEUX S.A. , 376, Chemin de l'Orme 69280 MARCY L ETOILE FRANCE | 30403 | In vitro | VIDAS T3, test imunologjik i automatizuar perdoret per percaktimin sasior te total triiodothyronine (T3) ne serum/plazmen humane duke perdorur tekniken ELFA (Enzyme Linked Fluorescent Assay). Testohet ne familjen e aparateve VIDAS. | Pajisje te diagnostifikimit in vitro
15310 | VIDAS® HCG | B I O CH E M NRP | 2023-10-20T00:00:00.000+02:00 | BIOMERIEUX S.A. , 376, Chemin de l'Orme 69280 MARCY L ETOILE FRANCE | 30405 | In vitro | VIDAS HCG, test imunologjik i automatizuar perdoret per percaktimin sasior te human Chorionic Gonadotropin ne serum/plazmen humane duke perdorur tekniken ELFA (Enzyme Linked Fluorescent Assay). Testohet ne familjen e aparateve VIDAS. | Pajisje te diagnostifikimit in vitro
15273 | VIDAS® CMV IgM | B I O CH E M NRP | 2023-10-20T00:00:00.000+02:00 | BIOMERIEUX S.A. , 376, Chemin de l'Orme 69280 MARCY L ETOILE FRANCE | 30205 | In vitro | VIDAS CMV IgM, test imunologjik i automatizuar perdoret per percaktimin cilesor te anti-cytomegalovirus IgM (CMVM) ne serum/plazmen humane duke perdorur tekniken ELFA (Enzyme Linked Fluorescent Assay). Testohet ne familjen e aparateve VIDAS. | Pajisje te diagnostifikimit in vitro
15351 | Endo GIATM Articulating Reload with Tri-Staple Technology 30mm Medium/Thick, Endo GIATM Gray Articulating Reload 30mm Extra Thin/Vascular, Endo GIA Articulating Reload with Tri-Staple Technology 30mm Vascular/Medium, Endo GIA Gray Curved Tip Articulating Reload 30mm Extra Thin/Vascular, Endo GIA Curved Tip Articulating Reload with Tri- Staple Technology 30mm Vascular/Medium, Endo GIA Articulating Reload with Tri-Staple Technology 45mm Medium/Thick, Endo GIA Gray Articulating Reload 45mm Extra Thin/Vascular, Endo GIA Articulating Reload with Tri-Staple Technology 45mm Vascular/Medium, Endo GIA Black Articulating Reload with Tri-Staple Technology 45mm Extra Thick, Endo GIA Single Use Curved Tip Articulating Medium/Thick Reload with Tri-Staple Technology (45mm Medium/Thick), Endo GIA Gray Curved Tip Articulating Reload 45mm Extra Thin/Vascular, Endo GIA Curved Tip Articulating Reload with Tri-Staple Technology 45mm Vascular/Medium, Endo GIA Articulating Reload with Tri-Staple Technology 60mm Medium/Thick, Endo GIA Articulating Reload with Tri-Staple Technology 60mm Vascular/Medium, Endo GIA Black Articulating Reload with Tri-Staple Technology 60mm Extra Thick, Endo GIA Curved Tip Articulating Reload with Tri-Staple Technology 60mm Medium/Thick, Endo GIA Curved Tip Articulating Reload with Tri-Staple Technology 60mm Vascular/Medium, Endo GIA Reinforced Medium/Thick Reload with Tri-Staple Technology, Pre-Loaded with Polyglycolic Acid (PGA) Reinforcement Material (45 mm Medium/Thick), Endo GIA Reinforced Extra Thick Reload with Tri-Staple Technology, Pre-Loaded with Polyglycolic Acid(PGA) Reinforcement Material (45 mm Extra Thick), Endo GIA Reinforced Medium/Thick Reload with Tri-Staple Technology,Pre-Loaded with Polyglycolic Acid (PGA) Reinforcement Material(60 mm Medium/Thick), Endo GIA Reinforced Extra Thick Reload with Tri-Staple Technology, Pre-Loaded with Polyglycolic Acid(PGA) Reinforcement Material (60 mm Extra Thick), Tri-Staple 2.0 Intelligent Reload 30mm Medium/Thick, Tri-Staple 2.0 Gray Intelligent Reload 30mm Extra Thin/Vascular, Tri-Staple 2.0 Intelligent Reload 30mm Vascular/Medium, Tri-Staple 2.0 Gray Curved Tip Intelligent Reload and Introducer 30mm Extra Thin/Vascular, Tri-Staple 2.0 Curved Tip Intelligent Reload and Introducer 30mm Vascular/Medium, Tri-Staple 2.0 Black Intelligent Reload 45mm Extra Thick, Tri-Staple 2.0 Curved Tip Intelligent Reload and Introducer 45mm Medium/Thick, Tri-Staple 2.0 Gray Curved Tip Intelligent Reload and Introducer 45mm Extra Thin/Vascular, Tri-Staple 2.0 Curved Tip Intelligent Reload and Introducer 45mm Vascular/Medium, Tri-Staple 2.0 Black Intelligent Reload 60mm Extra Thick, Tri-Staple 2.0 Curved Tip Intelligent Reload and Introducer 60mm Medium/Thick, Tri-Staple 2.0 Curved Tip Intelligent Reload and Introducer 60mm Vascular/Medium, Tri-Staple 2.0 Intelligent Cartridge 45mm Medium/Thick, Tri-Staple 2.0 Intelligent Cartridge 45mm Vascular/Medium, Tri-Staple 2.0 Intelligent Cartridge 60mm Medium/Thick, Tri-Staple 2.0 Reinforced Intelligent Reload 45mm Medium/Thick, Tri-Staple 2.0 Black Reinforced Intelligent Reload 45mm Extra Thick, Tri-Staple 2.0 Reinforced Intelligent Reload 60mm Medium/Thick, Tri-Staple 2.0 Black Reinforced Intelligent Reload 60mm Extra Thick, Tri-StapleTM 2.0 Reinforced Intelligent Reload 45mm Medium/Thick, Tri-StapleTM 2.0 Black Reinforced Intelligent Reload 45mm Extra Thick, Tri-StapleTM 2.0 Reinforced Intelligent Reload 60mm Medium Thick, Tri-StapleTM 2.0 Black Reinforced Intelligent Reload 60mm Extra Thick, Signia Small Diameter Curved Tip Intelligent Reload 30 mm Vascular 8 mm - Short, Signia Small Diameter Curved Tip Intelligent Reload 30 mm Vascular/Thin 8 mm - Short, Signia Small Diameter Curved Tip Intelligent Reload 45 mm Vascular/Thin 8 mm - Long | O.E.S DISTRIMED | 2023-10-30T00:00:00.000+01:00 | Covidien llc 15 Hampshire Street Mansfield, MA 02048, U.S.A. | EGIA30AMT, EGIA30AV, EGIA30AVM, EGIA30CTAV, EGIA30CTAVM, EGIA45AMT, EGIA45AV, EGIA45AVM, EGIA45AXT, EGIA45CTAMT, EGIA45CTAV, EGIA45CTAVM, EGIA60AMT, EGIA60AVM, EGIA60AXT, EGIA60CTAMT, EGIA60CTAVM, EGIATRS45AMT, EGIATRS45AXT, EGIATRS60AMT, EGIATRS60AXT, SIG30AMT, SIG30AV, SIG30AVM, SIG30CTAV, SIG30CTAVM, SIG45AXT, SIG45CTAMT, SIG45CTAV, SIG45CTAVM, SIG60AXT, SIG60CTAMT, SIG60CTAVM, SIGC45MT, SIGC45VM, SIGC60MT, SIGC60VM, SIGTRS45AMT, SIGTRS45AXT, SIGTRS60AMT, SIGTRS60AXT, SIGTRSB45AMT, SIGTRSB45AXT, SIGTRSB60AMT, SIGTRSB60AXT, SIGSDS30CTV, SIGSDS30CTVT, SIGSDL45CTVT | Klasa III | Kapese (Steplera) kirurgjikale dhe njësitë mbushëse njëpërdorimëshe | Pajisje nje perdorimeshe
15311 | VIDAS® EBV EBNA IgG, VIDAS® EBV VCA/EA IgG, VIDAS® EBV VCA IgM, VIDAS® Lyme IgM, VIDAS® Lyme IgG, VIDAS® Anti-DENGUE IgM, VIDAS® Anti-DENGUE IgG, VIDAS® C. difficile Toxin A & B, VIDAS® C. difficile GDH, VIDAS® H. pylori IgG, VIDAS® TB-IGRA, VIDAS® DENGUE NS1Ag, VIDAS® Anti-CHIKUNGUNYA IgM, VIDAS® Anti-CHIKUNGUNYA IgG | B I O CH E M NRP | 2023-10-20T00:00:00.000+02:00 | BIOMERIEUX S.A. , 376, Chemin de l'Orme 69280 MARCY L ETOILE FRANCE | 30235, 30236, 30237, 30319, 30320, 423078, 423079, 30118, 30125, 30192, 423111, 423077, 423229-30, 423230-30 | In vitro | VIDAS EBV EBNA IgG, test imunologjik i automatizuar perdoret per percaktimin cilesor te anti‑EBNA IgG ne serum/plazmen humane duke perdorur tekniken ELFA (Enzyme Linked Fluorescent Assay). Testohet ne familjen e aparateve VIDAS., VIDAS EBV VCA/EA IgG, test imunologjik i automatizuar perdoret per percaktimin cilesor te anti-VCA dhe anti-EA IgGne serum/plazmen humane duke perdorur tekniken ELFA (Enzyme Linked Fluorescent Assay). Testohet ne familjen e aparateve VIDAS., VIDAS EBV VCA IgM, test imunologjik i automatizuar perdoret per percaktimin cilesor te anti-VCA IgM ne serum/plazmen humane duke perdorur tekniken ELFA (Enzyme Linked Fluorescent Assay). Testohet ne familjen e aparateve VIDAS., VIDAS Lyme IgM, test imunologjik i automatizuar perdoret per percaktimin cilesor te antitrupave IgM te Borrelia burgdorferi sensu lato (sl) ne serum/plazmen humane duke perdorur tekniken ELFA (Enzyme Linked Fluorescent Assay). Testohet ne familjen e aparateve VIDAS., VIDAS Lyme IgG, test imunologjik i automatizuar perdoret per percaktimin cilesor te antitrupave IgG te Borrelia burgdorferi sensu lato (sl) ne serum/plazmen humane duke perdorur tekniken ELFA (Enzyme Linked Fluorescent Assay). Testohet ne familjen e aparateve VIDAS., VIDAS Anti-DENGUE IgM, test imunologjik i automatizuar perdoret per percaktimin cilesor te antitrupave IgM te dengue virus ne serum/plazmen humane duke perdorur tekniken ELFA (Enzyme Linked Fluorescent Assay). Testohet ne familjen e aparateve VIDAS., VIDAS Anti-DENGUE IgG, test imunologjik i automatizuar perdoret per percaktimin cilesor te antitrupave IgG te dengue virus ne serum/plazmen humane duke perdorur tekniken ELFA (Enzyme Linked Fluorescent Assay). Testohet ne familjen e aparateve VIDAS., VIDAS C. difficile Toxin A & B, test imunologjik i automatizuar perdoret per percaktimin cilesor te Clostridium difficile toxin A and toxin B ne mostren e feces duke perdorur tekniken ELFA (Enzyme Linked Fluorescent Assay). Testohet ne familjen e aparateve VIDAS., VIDAS C. difficile GDH, test imunologjik i automatizuar perdoret per percaktimin cilesor te antigenit te C. difficile , | Pajisje te diagnostifikimit in vitro
glutamate dehydrogenase, si nje test per prezencen e C. difficile ne mostren e feces te personave te dyshuar qe mund te kene
C. difficile infection (CDI) duke perdorur tekniken ELFA (Enzyme Linked Fluorescent Assay). Testohet ne familjen e aparateve VIDAS., VIDAS H. pylori IgG, test imunologjik i automatizuar perdoret per percaktimin cilesor te antitrupave anti-Helicobacter pylori IgG ne serumin ose plazmen humane duke perdorur tekniken ELFA (Enzyme Linked Fluorescent Assay). Testohet ne familjen e aparateve VIDAS., VIDAS TB-IGRA, stimulim automatik in vitro me antigene te lidhura me peptide te M. tuberculosis. Testohet ne aparatin VIDAS3., VIDAS DENGUE NS1Ag, test imunologjik i automatizuar perdoret per percaktimin cilesor te antigenit dengue NS1 ne serumin ose plazmen humane duke perdorur tekniken ELFA (Enzyme Linked Fluorescent Assay). Testohet ne familjen e aparateve VIDAS., VIDAS Anti-CHIKUNGUNYA IgM, test imunologjik i automatizuar perdoret per percaktimin cilesor te antitrupave specifik IgM te chikungunya virus ne serumin ose plazmen humane duke perdorur tekniken ELFA (Enzyme Linked Fluorescent Assay). Testohet ne familjen e aparateve VIDAS., VIDAS Anti-CHIKUNGUNYA IgG, test imunologjik i automatizuar perdoret per percaktimin cilesor te antitrupave specifik IgG te chikungunya virus ne serumin ose plazmen humane duke perdorur tekniken ELFA (Enzyme Linked Fluorescent Assay). Testohet ne familjen e aparateve VIDAS.
15352 | CUSA® Clarity 23 kHz Expanded CEM Nosecone (5 Pack), CUSA® Clarity 23 kHz Expanded CEM Nosecone (Single Pack) | O.E.S DISTRIMED | 2023-10-30T00:00:00.000+01:00 | Integra LifeSciences (Ireland) Limit,Integra NeuroSciences PR, Road 402 North, KM 1.2, Anasco, PR, USA 00610,ed | C7523X, C7523XEA | Klasa IIa | Sistemi i aspiratorit kirurgjikal me ultratinguj,Moduli I Elektrokirurgjise CUSA CEM | Pajisje nje perdorimeshe
15104 | Proxima® / Proxima®+ / Proxima® Border, Proxima® closed pouch Beige | MEDFAU | 2023-10-20T00:00:00.000+02:00 | B. BRAUN MEDICAL SAS 26 Rue Armengaud 92210 Saint-Cloud FRANCE | na, 55010, 55110, 55410, 55510, 54010, 54110, 54410, 54510, 56410, 56510 | Klasa I | Qese kulluese me një copë për grumbullimin e efluenteve të trupit për çdo person që i është nënshtruar një operacioni në zorrë. | Tjeter
cut-to-fit 10-70 mm by 30
units, Proxima® closed pouch
Transparent cut-to-fit 10-70
mm by 30 units, Proxima® drainable pouch
with clamp Beige cut-to-fit
10-70 mm by 30 units, Proxima® drainable pouch
with clamp Transparent cut-
to-fit 10-70 mm by 30 units, Proxima®+ closed pouch
with filter Beige cut-to-fit
10-70 mm by 30 units, Proxima®+ closed pouch
with filter Transparent cut-
to-fit 10-70 mm by 30 units, Proxima®+ drainable pouch
with filter Beige cut-to-fit
10-70 mm by 10 units, Proxima®+ drainable pouch
with filter Transparent cut-
to-fit 10-70 mm by 10 units, Proxima® Border drainable
pouch with clamp Beige cut-
to-fit 10–70 mm by 30 units, Proxima® Border drainable
pouch with clamp
Transparent cut-to-fit 10–70
mm by 30 units
15105 | VALO X | MEDIK LINE STEWART | 2023-10-20T00:00:00.000+02:00 | Ultradent Products, Inc. 505 west Ultradent drive (10200 South) South Jordan, Utah 84095, USA | 5973 | Klasa I | VALO X | Pajisje dentare
15106 | Halo Sectional Matrix System Original Bands with Instruments Kit 4831, Halo Sectional Matrix System Original Bands Kit 4832, Halo Sectional Matrix System Firm Non-Stick Bands Kit 4833, Halo Sectional Matrix System Firm Stainless Steel Bands Kit 4834, Halo Sectional Matrix System Original Bands Mini Kit 4835, HALO Universal Ring 1 Pk 5008, Halo Universal Ring 2 Pk 5009, HALO Tweezers 1 Pk 5448, Halo Firm Non-Stick Matrix Band 3.5mm 50 Pk 5449, Halo Firm Non-Stick Matrix Band 4.5mm 50 Pk 5451, Halo Firm Non-Stick Matrix Band 4.5mm 100 Pk 5452, Halo Firm Non-Stick Matrix Band 5.5mm 50 Pk 5453, Halo Firm Non-Stick Matrix Band 5.5mm 100 Pk 5454, Halo Firm Non-StickMatrix Band 6.5mm 50 Pk 5455, Halo Firm Non-Stick Matrix Band 6.5mm 100 Pk 5456, Halo Firm Non-Stick Matrix Band 7.5mm 50 Pk 5457, Halo Firm Matrix Band 3.5mm 50 Pk 5059, Halo Firm Matrix Band 4.5mm 50 Pk 5062, Halo Firm Matrix Band 4.5mm 100 Pk 5063, Halo Firm Matrix Band 5.5mm 50 Pk 5064, Halo Firm Matrix Band 5.5mm 100 Pk 5065 , Halo Firm Matrix Band 6.5mm 50 Pk 5066, Halo Firm Matrix Band 6.5mm 100 Pk 5067, Halo Firm Matrix Band 7.5mm 50 Pk 5068, HALO Wedge Small 100 Pk 5042, HALO Wedge Medium 100 Pk 5043, HALO Wedge Large 100 Pk 5044, HALO Forceps 1 Pk 5047, HALO Tweezers 1 Pk 5448 | MEDIK LINE STEWART | 2023-10-20T00:00:00.000+02:00 | Ultradent Products, Inc. 505 west Ultradent drive (10200 South) South Jordan, Utah 84095, USA | 4831, 4832, 4833, 4834, 4835, 5008, 5009, 5448, 5449, 5451, 5452, 5453, 5454, 5455, 5456, 5457, 5059, 5062, 5063, 5064, 5065, 5066, 5067, 5068, 5042, 5043, 5044, 5047, 5048 | Klasa I | Kiti I Matricave seksionale Halo me banda origjinale dhe Instrumenta., Kiti I matricave halo me banda origjinale, Kiti I matricave seksionale halo Firm me banda jo te ngjitshme., Kiti I matricave seksionale halo Firm me banda celiku , Mini kiti I matricave seksionale halo me banda origjinale , Mbajtese rrethore universal per matricat HALO 1 Pk, Mbajtese rrethore universal per matricat HALO 2 Pk, HALO Instrument kapes 1 Pk, Halo Firm matrica jo te ngjitsh me banda 3.5mm 50 Pk, Halo Firm matrica jo te ngjitsh me banda 4.5mm 50 Pk, Halo Firm matrica jo te ngjitsh me banda 4.5mm 100 Pk, Halo Firm matrica jo te ngjitsh me banda 5.5mm 50 Pk, Halo Firm matrica jo te ngjitsh me banda 5.5mm 100 Pk, Halo Firm matrica jo te ngjitsh me banda 6.5mm 50 Pk, Halo Firm matrica jo te ngjitsh me banda 6.5mm 100 Pk, Halo Firm matrica jo te ngjitsh me banda 7.5mm 50 Pk, Halo Firm Matrix me Banda 3.5mm 50 Pk, Halo Firm Matrix me Banda 4.5mm 50 Pk, Halo Firm Matrix me Banda 4.5mm 100 Pk, Halo Firm Matrix me Banda 5.5mm 50 Pk, Halo Firm Matrix me Banda 5.5mm 100 Pk, Halo Firm Matrix me Banda 6.5mm 50 Pk, Halo Firm Matrix me Banda 6.5mm 100 Pk, Halo Firm Matrix me Banda 7.5mm 50 Pk, Plastik ndares I vogel HALO Wedge Small 100 Pk, Plastik ndares I mesem HALO Wedge Medium 100 Pk, Plastik ndares I gjateHALO Wedge Large 100 Pk, Instrument HALO Hapes UNAZASH 1 Pk, Instrument HALO kapes si piskatore 1 Pk | Pajisje dentare
15312 | Aneroid Sphygmomanometer | MONTAL | 2023-10-19T00:00:00.000+02:00 | HONSUN (NANTONG) Co ., Ltd No.8 Tongxing Road Nantong Economic &amp; Technological Development area, 226009, Jiangsu Province, P. R. China | HS-20 SERIES, HS-50 SERIES, HS-60 SERIES, HS-70 SERIES, HS-201 SERIES | Im | Një pajisje që përdoret për matjen indirekte (joinvazive) të presionit arterial. | Instrumenta shumeperdorimeshe
15167 | WAN PEDIATRIC DUAL HEAD STETHO-Y lihgt blue | MONTAL | 2023-10-30T00:00:00.000+01:00 | GIMA S.p.A Via Marconi, 1, 20060 Gessate (MI)- Italy | 32513 | Klasa I | Një instrument që përdoret për të zbuluar dhe studiuar tingullin e prodhuar brenda trupit të nje femije | Instrumenta shumeperdorimeshe
15168 | WAN DUAL HEAD STETHOSCOPE - Y black | MONTAL | 2023-10-30T00:00:00.000+01:00 | GIMA S.p.A Via Marconi, 1, 20060 Gessate (MI)- Italy | 32574 | Klasa I | Një instrument që përdoret për të zbuluar dhe studiuar tingullin e prodhuar brenda trupit të pacientit. | Instrumenta shumeperdorimeshe
15131 | PEDIATRIC CUFF + 1 TUBE BLADDER 35x11 cm-nylon | MONTAL | 2023-10-30T00:00:00.000+01:00 | GIMA S.p.A Via Marconi, 1, 20060 Gessate (MI)- Italy | 32846 | Klasa I | Manshetë pediatrike per matjen e presionit arterial | Instrumenta shumeperdorimeshe
15132 | OBESE CUFF + 1 TUBE BLADDER | MONTAL | 2023-10-30T00:00:00.000+01:00 | GIMA S.p.A Via Marconi, 1, 20060 Gessate (MI)- Italy | 32848 | Klasa I | Manshetë per matjen e presionit arterial tek pacientët obezë. | Instrumenta shumeperdorimeshe
15169 | BUCK CLASSIC - neurological hammer | MONTAL | 2023-10-30T00:00:00.000+01:00 | GIMA S.p.A Via Marconi, 1, 20060 Gessate (MI)- Italy | 31251 | Klasa I | Çekiç goditës neurologjik | Instrumenta shumeperdorimeshe
15170 | S/S UTILITY AND BANDAGES SCISSORS 7.5" - 19 cm - black | MONTAL | 2023-10-30T00:00:00.000+01:00 | GIMA S.p.A Via Marconi, 1, 20060 Gessate (MI)- Italy | 20580 | Klasa I | Gërshërë kirurgjikale për prerjen e bandazheve | Instrumenta shumeperdorimeshe
15313 | Peak Flow Meter | MONTAL | 2023-10-30T00:00:00.000+01:00 | Taian Dalu Medical Instrument Co., Ltd. WEST Part of Yitianmen Street, Hi-tech Zone, Taian City, Shangdong, China | DL-F01, DL-F02, DL-F03, DL-F04 | Im | Matës i rrjedhës së ekspirimit të pikut (PEF). | Instrumenta shumeperdorimeshe
15353 | Reusable SpO2 Sensor | O.E.S DISTRIMED | 2023-10-30T00:00:00.000+01:00 | Unimed Medical Supplies,Inc ,Bld#8, Nangang 3rd Industrial Park Tangtou, Shiyan 518108 Shenzhen PEOPLE'S REPUBLIC OF CHINA | U410-48, U410-61D | Klasa IIb | Sensor oksigjeni i riperdorshem,perdorim spitalor | Instrumenta shumeperdorimeshe
15314 | Vasco® OP Underglove, Vasco® Surgical Chloroprene, Vasco® Surgical Micro, Vasco® Surgical Powder-free, Vasco® Surgical Powdered, Vasco®OP eco; Vasco® OP Free; Vasco® OP Grip; Vasco® OP Powdered ;Vasco® OP Sensitive; | MEDFAU | 2023-10-20T00:00:00.000+02:00 | B. Braun Melsungen AG Carl-Braun-Straße 1 34212 Melsungen Deutschland/ Germany | 6081010LAT, 6081029LAT, 6081037LAT, 6081045LAT, 6081053LAT, 6081060LAT, 6081199, 6081200, 6081218, 6081226, 6081234, 6081242, 6081259, 6081267, 6081199LAT, 6081200LAT, 6081218LAT, 6081226LAT, 6081234LAT, 6081242LAT, 6081259LAT, 6081267LAT, 6035700, 6035712, 6035724, 6035736, 6035748, 6035751, 6035763, 6035775, 6035800, 6035812, 6035824, 6035836, 6035848, 6035851, 6035863, 6035875, 6081100, 6081101, 6081111, 6081121, 6081131, 6081141, 6081151, 6081161, 6035500, 6035518, 6035526, 6035534, 6035542, 6035559, 6035567, 6035575, NA, 6081308, 6081316, 6081324, 6081332, 6081340, 6081359, 6081367, 6081375, 6081308LAT, 6081316LAT, 6081324LAT, 6081332LAT, 6081340LAT, 6081359LAT, 6081367LAT, 6081375LAT, 9208291, 9208305, 9208313, 9208321, 9208330, 9208348, 9208356, 9208364, 6081409, 6081417, 6081425, 6081433, 6081441, 6081450, 6081468, 6081476, 6031510, 6031525, 6031532, 6031546, 6031553, 6031564, 6080990, 6081002, 6081010, 6081029, 6081037, 6081045, 6081053, 6081060, 6080990LAT, 6081002LAT | Klasa IIa | Doreza kirurgjikale sterile. | Tjeter
Vasco® OP Underglove; Vasco® Surgical Chloroprene; Vasco® Surgical Micro; Vasco® Surgical Powder-free; Vasco® Surgical Powdered; Gloves, surgical, sterile, Vasco® OP eco, Vasco® OP Free, Vasco® OP Grip, Vasco® OP Powdered, Vasco® OP Sensitive
15354 | Medical Devices for Wound Bed Preparation, Prontosan ® Wound Irrigation Solution, Prontosan ® Wound Gel, Prontosan® Wound Gel X, Prontosan ®acute Wound Gel, Prontosan ®Wound Spray, Prontosan ® Wound Irrigation Solution (24 x 40 ml), Prontosan ® Wound Solution (24 x 40 ml), Prontosan ® Wound Irrigation Solution (10 x 350 ml), Prontosan ®Wound Irrigation Solution (10 x 350 ml), Prontosan ® Wound Solution (10 x 350 ml), Prontosan ® Wound Irrigation Solution (350 ml), Prontosan ® Wound Irrigation Solution (10 x 1000 ml), Prontosan ® Wound Solution (1000 ml), Prontosan ® Wound Gel (30 ml), Prontosan ® Wound Gel X (50 g), Prontosan ® Wound Gel X (250 g), Prontosan ® acute Wound Gel (30g), Prontosan ® acute Wound Gel (30 g), Prontosan ® acute Wound Gel (30g) | MEDFAU | 2023-10-20T00:00:00.000+02:00 | B. Braun Medical AG Seesatz 17 6204 Sempach SWITZERLAND | na, 40 ml, 350 ml, 1000 ml, 30 ml, 50 g, 250 g, 30 g, 75 ml, 400484, 400487, 400455, 400403, 400415, 400416, 400493, 400452, 400417, 400423, 400446, 400494, 400465, 400505, 400515, 400516, 400595, 400517, 400531, 400508, 400532, 400511, 400512, 400521, 400573 | Klasa III | Preparate qe perdoren per pastrimin, hidratimin e plageve te ndryshme. | Tjeter
| , Prontosan ® Wound Spray (75 ml) , Prontosan ® Wound Spray (75 ml), Prontosan ® Wound Spray (75 ml) |  |  |  | , 400563, 400565, 400566, 400567, 400568, 400572
15315 | SQUID – LIQUID EMBOLIC AGENT | MEDFAU | 2023-10-20T00:00:00.000+02:00 | EMBO-FLÜSSIGKEITEN A.G.Route des Avouillons 30 CH-1196 Gland Switzerland | SQUID18, SQUID18LD, SQUID12, SQUID12LD, SQUID34, SQUID34LD SQUID18_3, SQUID18LD_3, SQUID12_3, SQUID12LD_3, SQUID34_3, SQUID34LD_3 | Klasa III | Agjent embolik i lenget për t'u përdorur në kontakt të drejtpërdrejtë me zemrën, sistemi i qarkullimit qendror ose sistemi nervor qendror. | Tjeter
15316 | Ballast 088 Long Sheath | MEDFAU | 2023-10-20T00:00:00.000+02:00 | Balt USA, LLC. 29 Parker Irvine, CA 92618 United States of America | BALLAST80; BALLAST90 ;BALLAST100 ;BALLAST105 | Klasa III | Kateter me një lumen të vetëm, të përforcuar me gërsheta, me ngurtësi të ndryshueshme me një zonë radiopake në skajin distal dhe një qendër luer në skajin proksimal. | Tjeter
15355 | ASAHI PTCA Guide Wire Fielder XT-R | O.E.S DISTRIMED | 2023-10-30T00:00:00.000+01:00 | ASAHI INTECC CO.,LTD Medical Division 3-100 Akatsuki-cho,Seto,Aichi 489-0071 Japan | APW14R005S Fielder XT-R, APW14R305S Fielder XT-R 300cm | Klasa III | Tel drejtues PTCA,per perdorim ne kardiologji | Pajisje nje perdorimeshe
15317 | DIGITAL THERMOMETER ° C, DIGITAL THERMOMETER ° F, DIGITAL THERMOMETER WATERPROOF °C, DIGITAL THERMOMETER FLEXI WATERPROOF ° C, DIGITAL THERMOMETER BASAL, EAR THERMOMETER, FRONT MULTIFUNCTION THERMOMETER | MONTAL | 2023-10-30T00:00:00.000+01:00 | GIMA S.p.A Via Marconi, 1, 20060 Gessate (MI)- Italy | 25560, 25561, 25562, 25563, 25608, 25580, 25585 | Klasa IIa | Termometer digjital elektronik per matje te temperatures ne °C, Termometer digjital elektronik per matje te temperatures ne °F, Termometer digjital elektronik per matje te temperatures ne °C i papershkueshem nga uji, Termometer digjital elektronik per matje te temperatures ne °C me maje fleksibel, Termometer digjital elektronik per matje te temperatures ne °C i papershkueshem nga uji qe sherben per kontrollin e fertilitetit, Termometer digjital qe mat temperaturen ne vesh me ane të rezeve infrared, Termometer digjital infrared multi funksional | Instrumenta shumeperdorimeshe
15356 | FARGO — guiding catheters, FARGOMINI, FARGO, FARGOMAX, SPI, FLOW-COILS (SPIF), CIRRUS (FIB) - Embolization devices, SPI, CIRRUS, FLOW COILS, ECLIPSE/COPERNIC – Temporary occlusion catheters, ECLIPSE references without guidewire, ECLIPSE references with guidewire HYBRID1214, COPERNIC references without guidewire, COPERNIC references with guidewire HYBRID1214, Magic Microcatheter, MAGIC1.2F, MA1.2FOLIVE, MAGIC1.2FM, MAGIC1.2FM180, MAGIC1.5F, MA1.5FMP, MA1.5FOLIVEMP, MAGICSTD, MAGICMP, CATCH+/CATCHView, CATCH+, CATCHView, VASCO+ - SELECTIVE AND HYPERSELECTIVE CATHETERS | MEDFAU | 2023-10-20T00:00:00.000+02:00 | Balt Extrusion SAS 10 rue de la Croix Vigneron 95160 Montmorency France | Gama17_M1_S, Gama17_M2_S, NA, FRGMIN4.2F120, FRGMIN4.2F120MP, FRGMIN4.2F135, FRGMIN4.2F135MP, FRG6F105_8, FRG6F105_8MP, FRG6F115_8, FRG6F115_8MP, FRG6F125_8, FRG6F125_8MP, FRG6F135_15, FRG6F135_15MP, EFG6F105_8, EFG6F105_8MP, EFG6F115_8, EFG6F115_8MP, EFG6F125_8, EFG6F125_8MP, EFG6F135_15, EFG6F135_15MP, FRGMAX6F95_8, FRGMAX6F95_8MP, FRGMAX6F105_8, FRGMAX6F105_8MP, FRGMAX6F115_8, FRGMAX6F115_8MP, FRGMAX6F125_8, FRGMAX6F125_8MP, EFGMAX6F95_8, EFGMAX6F95_8MP, EFGMAX6F105_8, EFGMAX6F105_8MP, EFGMAX6F115_8, EFGMAX6F115_8MP, EFGMAX6F125_8, EFGMAX6F125_8MP, SPI ØXLP18, SPIU ØXLP18, SPI ØXLP37, SPI UØXLP37, FIB ØXLP15, FIBU ØXLP15, FIB OXLP32, FIBU ØXLP32, FIB 6x60P32A | Klasa III | Kateteri udhëzues FARGO synon të lehtësojë futjen e mikro-kateterëve për përdorim terapeutik dhe diagnostik., Spirale të dizajnuara për përdorim intravaskular në neuroradiologjike të zonave periferike, | Tjeter
| Gama - SELECTIVE AND HYPERSELECTIVE CATHETERS |  |  |  | FIB 8x60P32A, SPIF 2,5XLP10, SPIFU 2,5XLP10, na, ECLIPSE7; ECLIPSE7SN; ECLIPSE9; ECLIPSE9SN; ECLIPSE12; ECLIPSE15; |  | për trajtimin e keqformimeve arterio-vaskulare dhe aneurizmave. , Kateter me balon me lumen të dyfishtë i destinuar për përdorim në vaskulaturën periferike dhe neurovaskulaturën për mbyllje të përkohshme., Mikro-kateterët MAGIC janë të destinuara për selektiv dhe
[5 empty] | ECLIPSE20, SECLIPSE7; SECLIPSE7SN; SECLIPSE9; SECLIPSE9SN; SECLIPSE12; SECLIPSE15; |  | kateterizimi vaskular hiperselektiv për diagnostike dhe
[5 empty] | SECLIPSE20, COPERNIC10; COPERNIC15; COPERNIC20; COPERNIC30; COPERNIC8X80RC; COPERNIC10X80RC, SCOPERNIC10; SCOPERNIC15 ;SCOPERNIC20; SCOPERNIC30;, CATCHMINI3x5; |  | qëllime terapeutike., Projektuar për përdorim në restaurimin e rrjedhës së pacientëve me goditje ishemike për shkak të mbylljes së madhe të enëve intrakraniale., Kateter te ndryshem qe perdoren ne nderhyrje kirurgjikale.
CATCHMlNl3x10; CATCHMINl3x15; CATCHMINI3x20;, CATCH, CATCHMAXl6x20; CATCHMAXI6x30 ;CATCHMAXI6x40;, CATCHVMINI10 ;CATCHVMINI15 ;CATCHVMINI20;, CATCHV20; CATCHV35, CATCHVMAXI30 ;CATCHVMAXI40 ;CATCHVMAXI50, VASCO+10D, VASCO+10MH_D, VASCO+18D, VASCO+21D, VASCO+25D, VASCO+28D, VASCO+35D, VASCO+35ASPI_D, Gama17_D, Gama17_45, Gama17_90, Gama17_M1, Gama17_M2, VASCO+10MP, VASCO+10MH_MP, VASCO+18MP, VASCO+21MP, VASCO+25MP, VASCO+28MP, VASCO+35MP, VASCO+35ASPI_MP, Gama17_D_S, Gama17_45_S, Gama17_90_S
15133 | PANA SPRAY Plus/PANA SPRAY Plus , PANA SPRAY Plus/PANA SPRAY Plus Package | EURODENTA | 2023-10-30T00:00:00.000+01:00 | NAKANISHI INC. 700 Shimohinata, Kanuma, Tochigi 322-8666, Japan | Z182100, Y900630 | Klasa I | Spraj lubrifikues | Pajisje dentare
15318 | VITEK® 2 AST-N203, VITEK® 2 AST-N204, VITEK® 2 AST-N211, VITEK® 2 AST-N212, VITEK® 2 AST-N214, VITEK® 2 AST-N215, VITEK® 2 AST-N222, VITEK® 2 AST-N223, VITEK® 2 AST-XN05, VITEK® 2 AST-XN06, VITEK® 2 AST-XN08, VITEK® 2 AST-XN09, VITEK® 2 AST-XN10, VITEK® 2 AST-XN11, VITEK® 2 AST-XN12 | B I O CH E M NRP | 2023-10-30T00:00:00.000+01:00 | BIOMERIEUX S.A. , 376, Chemin de l'Orme 69280 MARCY L ETOILE FRANCE | 412864, 412865, 413043, 413061, 413064, 413065, 413083, 413110, 413230, 413944, 421983, 423425, 423587, 423589, 423590 | In vitro | VITEK® 2 AST-N203 karte e antibiogramave te baktereve Gram-negative qe perdoret ne sistemet VITEK® 2 ne laboratoret klinik si test in vitro per percaktimin e ndjeshmerise se te baktereve aerobe Gram negative ndaj agjenteve antimikrobial., VITEK® 2 AST-N204 karte e antibiogramave te baktereve Gram-negative qe perdoret ne sistemet VITEK® 2 ne laboratoret klinik si test in vitro per percaktimin e ndjeshmerise se te baktereve aerobe Gram negative ndaj agjenteve antimikrobial., VITEK® 2 AST-N211 karte e antibiogramave te baktereve Gram-negative qe perdoret ne sistemet VITEK® 2 ne laboratoret klinik si test in vitro per percaktimin e ndjeshmerise se te baktereve aerobe Gram negative ndaj agjenteve antimikrobial., VITEK® 2 AST-N212 karte e antibiogramave te baktereve Gram-negative qe perdoret ne sistemet VITEK® 2 ne laboratoret klinik si test in vitro per percaktimin e ndjeshmerise se te baktereve aerobe Gram negative ndaj agjenteve antimikrobial., VITEK® 2 AST-N214 karte e antibiogramave te baktereve Gram-negative qe perdoret ne sistemet VITEK® 2 ne laboratoret klinik si test in vitro per percaktimin e ndjeshmerise se te baktereve aerobe Gram negative ndaj agjenteve antimikrobial., VITEK® 2 AST-N215 karte e antibiogramave te baktereve Gram-negative qe perdoret ne sistemet VITEK® 2 ne laboratoret klinik si test in vitro per percaktimin e ndjeshmerise se te baktereve aerobe Gram negative ndaj agjenteve antimikrobial., VITEK® 2 AST-N222 karte e antibiogramave te baktereve Gram-negative qe perdoret ne sistemet VITEK® 2 ne laboratoret klinik si test in vitro per percaktimin e ndjeshmerise se te baktereve aerobe Gram negative ndaj agjenteve antimikrobial., VITEK® 2 AST-N223 karte e antibiogramave te baktereve Gram-negative qe perdoret ne sistemet VITEK® 2 ne laboratoret klinik si test in vitro per percaktimin e ndjeshmerise se te baktereve aerobe Gram negative ndaj agjenteve antimikrobial., VITEK® 2 AST-XN05 karte e antibiogramave te baktereve Gram-negative qe perdoret ne sistemet VITEK® 2 ne laboratoret klinik si test in vitro per percaktimin e ndjeshmerise se te baktereve aerobe Gram negative ndaj agjenteve antimikrobial., VITEK® 2 AST-XN06 karte e antibiogramave te baktereve Gram-negative qe perdoret ne sistemet VITEK® 2 ne laboratoret klinik si test in vitro per percaktimin e ndjeshmerise se te baktereve aerobe Gram negative ndaj agjenteve antimikrobial., VITEK® 2 AST-XN08 karte e antibiogramave te baktereve Gram-negative qe perdoret ne sistemet VITEK® 2 ne laboratoret klinik si test in vitro per percaktimin e ndjeshmerise se te baktereve aerobe Gram negative ndaj agjenteve antimikrobial., VITEK® 2 AST-XN09 karte e antibiogramave te baktereve Gram-negative qe perdoret ne sistemet VITEK® 2 ne laboratoret klinik si test in vitro per percaktimin e ndjeshmerise se te baktereve aerobe Gram negative ndaj agjenteve antimikrobial., VITEK® 2 AST-XN10 karte e antibiogramave te baktereve Gram-negative qe perdoret ne sistemet VITEK® 2 ne laboratoret klinik si test in vitro per percaktimin e ndjeshmerise se te baktereve aerobe Gram negative ndaj agjenteve antimikrobial., VITEK® 2 AST-XN11 karte e antibiogramave te baktereve Gram-negative qe perdoret ne sistemet VITEK® 2 ne laboratoret klinik si test in vitro per percaktimin e ndjeshmerise se te baktereve aerobe Gram negative ndaj agjenteve antimikrobial., VITEK® 2 AST-XN12 karte e antibiogramave te baktereve Gram-negative qe perdoret ne sistemet VITEK® 2 ne laboratoret klinik si test in vitro per percaktimin e ndjeshmerise se te baktereve aerobe Gram negative ndaj agjenteve antimikrobial. | Pajisje te diagnostifikimit in vitro
15319 | VITEK® 2 AST-ST02, VITEK® 2 AST-ST03, VITEK® 2 AST-YS08 | B I O CH E M NRP | 2023-10-30T00:00:00.000+01:00 | BIOMERIEUX S.A. , 376, Chemin de l'Orme 69280 MARCY L ETOILE FRANCE | 420915, 421040, 420739 | In vitro | VITEK® 2 AST-ST02 karte antibiograme qe perdoret ne sistemet VITEK® 2 ne laboratoret klinik si test in vitro per percaktimin e ndjeshmerise seS. pneumoniae, beta-hemolytic Steptococcus, dhe Viridans Streptococcus ndaj agjenteve antimikrobial., VITEK® 2 AST-ST03 karte antibiograme qe perdoret ne sistemet VITEK® 2 ne laboratoret klinik si test in vitro per percaktimin e ndjeshmerise seS. pneumoniae, beta-hemolytic Steptococcus, dhe Viridans Streptococcus ndaj agjenteve antimikrobial., VITEK® 2 AST-STO8 karte e antibiogramave te mykrave qe perdoret ne sistemet VITEK® 2 ne laboratoret klinik si test in vitro per percaktimin e ndjeshmerise se mykrave sinjifikant klinikisht ndaj agjenteve antimyk. | Pajisje te diagnostifikimit in vitro
15320 | MINI VITI ORTODONTICHE FIRMA PLUS PLUS DIAM.1.8MM H.6.0MM , MINI VITI ORTODONTICHE FIRMA PLUS PLUS DIAM.1.8MM H.8.0MM , MINI VITI ORTODONTICHE FIRMA PLUS PLUS DIAM.1.8MM H.11.0MM, MINI VITI ORTODONTICHE FIRMA DIAM.1.8MM H.6.0MM, MINI VITI ORTODONTICHE FIRMA DIAM.1.8MM H.8.0MM, MINI VITI ORTODONTICHE FIRMA DIAM.1.8MM H.11.0MM, MINI VITI ORTODONTICHE FIRMA EXP D. 1,80MM L. 8MM, MINI VITI ORTODONTICHE FIRMA EXP D. 1,80MM L. 11MM, VITE DI BLOCCO MINI VITE FIRMA EXP, CAPPETTA PER MINI VITE FIRMA EXP, CAPPETTA PER MINI VITE FIRMA EXP, 5PZ, CAPPETTA SNAP ON PER IMPRONTA FIRMA EXP, AVVITATORE PER CONTRANGOLO PER MINI VITI FIRMA PLUS, AVVITATORE PER CONTRANGOLO PER MINI VITI FIRMA , FRESETTA PREPARAZIONE SITO D.1,20MM L.7MM, MONTATORE PER GS FIRMA EXP, KIT CHIRURGICO PER MINI VITI FIRMA, KIT CHIRURGICO PER MINI VITI FIRMA-EXP | MEDIK LINE STEWART | 2023-10-20T00:00:00.000+02:00 | Sweden-Martina S.p.a Via Veneta 10. 35020 Due Carrare Padova Italy | V1-180-060, V1-180-080, V1-180-110, V3-180-060, V3-180-080, V3-180-110, V4-180-080, V4-180-110, V4-VB, V4-CAP, V4-CAP-5, V4-CAP-RIP, AVV-V1-CA, AVV-V2-CA, FFV-120-070, GS-MOU-FRMEXP, ZFIRMA, ZFIRMA-EXP | Klasa IIb, Klasa IIa | MINI IMPLANTI ORTODONTIK FIRMA PLUS PLUS DIAM.1.8MM H.6.0MM, MINI IMPLANTI ORTODONTIK FIRMA PLUS PLUS DIAM.1.8MM H.8.0MM, MINI IMPLANTI ORTODONTIK FIRMA PLUS PLUS DIAM.1.8MM H.11.0MM, MINI IMPLANTI ORTODONTIK FIRMA DIAM.1.8MM H.6.0MM, MINI IMPLANTI ORTODONTIK FIRMA DIAM.1.8MM H.8.0MM, MINI IMPLANTI ORTODONTIK FIRMA DIAM.1.8MM H.11.0MM, MINI IMPLANTI ORTODONTIK FIRMA EXP D. 1,80MM L. 8MM, MINI IMPLANTI ORTODONTIK FIRMA EXP D. 1,80MM L. 11MM, VIDE MBYLLESE PER MINI IMPLANTE FIRMA EXP, KAPAK PER MINI IMPLANTE FIRMA EXP, KAPAK PER MINI IMPLANTE FIRMA EXP, 5PZ, KAPAK PER MARRJEN E MASES FIRMA EXP, SHTRENGUES PER KONTRANGEL PER MINI IMPLANTE FIRMA PLUS, SHTRENGUES PER KONTRANGEL PER MINI IMPLANTE FIRMA , FREZE PERGATITJEN E VENDIT D.1,20MM L.7MM, MONTUES PER GS FIRMA EXP, KIT KIRURGJIKAL PER MINI IMPLANTE FIRMA, KIT KIRURGJIKAL PER MINI IMPLANTE FIRMA-EXP | Pajisje te implantueshme aktive
15488 | GLARE BRACKETS ROTH 022 RIC.BICUS.5 SUP.SX GANCI,10PZ. , GLARE BRACKETS EDGEWISE 018 (GANCIO 3) SET 20 PZ , GLARE BRACKETS EDGEWISE 022 (GANCIO 3) SET 20 PZ , GLARE BRACKETS EDGEWISE 018 RIC.CENTRALE SUPER.DX.SX,10PZ. , GLARE BRACKETS EDGEWISE 018 RIC.LATERALE SUPER.DX.SX.,10PZ , GLARE BRACKETS EDGEWISE 018 CUSP.SUP.DX.INF.SX.GANCI,10PZ. , GLARE BRACKETS EDGEWISE 018 RIC.BIC4,5SUP.INF.DX.SX.,10 PZ , GLARE BRACKETS EDGEWISE 018 BIC.45SUP.DX.INF.SX.GANCI,10PZ , GLARE BRACKETS EDGEWISE 018 CUSP.SUP.SX.INF.DX GANCI,10PZ. , GLARE BRACKETS EDGEWISE 018 BIC.45SUP.SX.INF.DX.GANCI,10PZ , GLARE BRACKETS EDGEWISE 022 RIC.CENTRALI SUP.DX.SX.,10 PZ. , GLARE BRACKETS EDGEWISE 022 RIC.LATERALI SUP. DX.SX.,10 PZ , GLARE BRACKETS EDGEWISE 022 CUSP.SUP.DX.INF.SX.GANCI,10PZ. , GLARE BRACKETS EDGEWISE 022 BIC.45 SUP.INF.DX.SX.,10 PZ. , GLARE BRACKETS EDGEWISE 022 BIC.45 SUP.DX.INF.SX.GANCI,10P , GLARE BRACKETS EDGEWISE 022 CUSP.SUP.SX.INF.DX.GANCI,10PZ. , GLARE BRACKETS EDGEWISE 022 BIC.45 SUP.SX.INF.DX.GANCI,10P , GLARE BRACKETS EDGEWISE 018 RIC.CENTRALI INF.DX.SX.,10PZ. , GLARE BRACKETS EDGEWISE 022 RIC.CENT.1,2.INF.DX.SX.,10 PZ. , GLARE BRACK. BIDIMENS.018+022 (GANCIO 3) SET 20 PZ , GLARE BRACK. BIDIMENS.018+022 (GANCI 3,4,5) SET 20 PZ , GLARE BRACKETS RICKETTS 018 (GANCIO 3) SET 20 PZ , GLARE BRACKETS RICKETTS 018 (GANCI 3,4,5) SET 20 PZ , GLARE BRACKETS RICKETTS 018 RIC.CENTRALE SUPER. DX, 10 PZ. , GLARE BRACKETS RICKETTS 018 RIC.LATERALE SUPER. DX, 10 PZ , GLARE BRACKETS RICKETTS 018 RIC. CUSP. SUP.DX.GANCI, 10PZ. , GLARE BRACKETS RICKETTS 018 RIC. BICUSPIDE4 SUP.DX,10 PZ. , GLARE BRACKETS RICKETTS 018 RIC.BICUSPIDE5 SUP.DX ,10 PZ. , GLARE BRACKETS RICKETTS 018 RIC.BICUS.4 SUP.DX GANCI,10PZ. , GLARE BRACKETS RICKETTS 018 RIC.BICUS.5 SUP.DX GANCI,10PZ. , GLARE BRACKETS RICKETTS 018 RIC.CENTRALE SUPER. SX, 10 PZ. , GLARE BRACKETS RICKETTS 018 RIC.LATERALE SUPER. SX, 10 PZ , GLARE BRACKETS RICKETTS 018 RIC. CUSP. SUP.SX.GANCI, 10PZ. , GLARE BRACKETS RICKETTS 018 RIC. BICUSPIDE4 SUP.SX, 10 PZ. , GLARE BRACKETS RICKETTS 018 RIC.BICUSPIDE5 SUP.SX , 10 PZ. , GLARE BRACKETS RICKETTS 018 RIC.BICUS.4 SUP.SX GANCI,10PZ. , GLARE BRACKETS RICKETTS 018 RIC.BICUS.5 SUP.SX GANCI,10PZ. , GLARE BRACKETS RICKETTS 018 RIC.CENTRALE INFER. DX, 10 PZ. , GLARE BRACKETS RICKETTS 018 RIC.LATERALE INFER. DX, 10 PZ , GLARE BRACKETS RICKETTS 018 RIC. CUSP. INF.DX.GANCI, 10PZ. , GLARE BRACKETS RICKETTS 018 RIC. BICUSPIDE4 INF.DX,10 PZ. , GLARE BRACKETS RICKETTS 018 RIC.BICUSPIDE5 INF.DX ,10 PZ. , GLARE BRACKETS RICKETTS 018 RIC.BICUS.4 INF.DX GANCI,10PZ. , GLARE BRACKETS RICKETTS 018 RIC.BICUS.5 INF.DX GANCI,10PZ. , GLARE BRACKETS RICKETTS 018 RIC.CENTRALE INFER. SX, 10 PZ. , GLARE BRACKETS RICKETTS 018 RIC.LATERALE INFER. SX, 10 PZ , GLARE BRACKETS RICKETTS 018 RIC. CUSP. INF.SX.GANCI, 10PZ. , GLARE BRACKETS RICKETTS 018 RIC. BICUSPIDE4 INF.SX,10 PZ. , GLARE BRACKETS RICKETTS 018 RIC.BICUSPIDE5 INF.SX ,10 PZ. , GLARE BRACKETS RICKETTS 018 RIC.BICUS.4 INF.SX GANCI,10PZ. , GLARE BRACKETS RICKETTS 018 RIC.BICUS.5 INF.SX GANCI,10PZ. , GLARE BRACKETS EDGEWISE 018 (GANCIO 3,4,5) SET 20 PZ , GLARE BRACKETS EDGEWISE 022 (GANCIO 3,4,5) SET 20 PZ , GLARE V BRACK.BIDIMENS.018+022 (GANCIO 3) SET 20 PZ , GLARE V BRACK.BIDIMENS.018+022 (GANCI 3,4,5) SET 20 PZ , GLARE V BRACKETS ROTH 018 RIC.CENTRALE SUPER.DX,10PZ. , GLARE V BRACKETS ROTH 018 RIC.LATERALE SUPER.DX,10PZ , GLARE V BRACKETS ROTH 022 RIC.CUSP.SUP.DX.GANCI,10PZ. , GLARE V BRACKETS EDGEWISE 022 RIC.BIC.4,5SUP.INF.DX.SX,10PZ , GLARE V BRACKETS EDGEWISE 022 BIC.4,5SUP.DX.INF.SX.GANCI,10P , GLARE V BRACKETS ROTH 018 RIC.CENTRALE SUPER.SX,10PZ. , GLARE V BRACKETS ROTH 018 RIC.LATERALE SUPER.SX,10PZ , GLARE V BRACKETS ROTH 022 RIC.CUSP.SUP.SX GANCI,10PZ. , GLARE V BRACKETS EDGEWISE 022 BIC.4,5SUP.SX.INF.DX.GANCI,10P , GLARE V BRACKETS EDGEWISE 018 RIC.CENTR LAT INF..DX.SX,10PZ. , GLARE V BRACKETS ROTH 022 RIC.CUSP.INF.DX.GANCI,10PZ. , GLARE V BRACKETS ROTH 022 RIC.CUSP.INF.SX GANCI,10PZ. , GLARE MINI BRACK.ROTH 018 (GANCIO 3) SET 20 PZ , GLARE MINI BRACK.ROTH 018 (GANCI 3,4,5) SET 20 PZ , GLARE MINI BRACK.ROTH 022 (GANCIO 3) SET 20 PZ , GLARE MINI BRACK.ROTH 022 (GANCI 3,4,5) SET 20 PZ , GLARE MINI BRACK.ROTH 018 RIC.CENTRALE SUPER. DX, 10 PZ. , GLARE MINI BRACK.ROTH 018 RIC.LATERALE SUPER. DX, 10 PZ. , GLARE MINI BRACK.ROTH 018 RIC. CUSP.SUP.DX.GANCI, 10PZ. , GLARE MINI BRACK.ROTH 018 RIC. BICUSPIDE4 SUP.DX, 10 PZ. , GLARE MINI BRACK.ROTH 018 RIC.BICUSPIDE5 SUP. DX, 10 PZ. , GLARE MINI BRACK.ROTH 018 RIC.CENTRALE SUPER. SX, 10 PZ. , GLARE MINI BRACK.ROTH 018 RIC.LATERALE SUPER. SX, 10 PZ. , GLARE MINI BRACK.ROTH 018 RIC. CUSP.SUP.SX.GANCI, 10PZ. , GLARE MINI BRACK.ROTH 018 RIC. BICUSPIDE4 SUP.SX, 10 PZ. , GLARE MINI BRACK.ROTH 018 RIC.BICUSPIDE5 SUP. SX, 10 PZ. , GLARE MINI BRACK.ROTH 022 RIC.CENTRALE SUPER. DX, 10 PZ. , GLARE MINI BRACK.ROTH 022 RIC.LATERALE SUPER. DX, 10 PZ. , GLARE MINI BRACK.ROTH 022 RIC. CUSP.SUP.DX.GANCI, 10PZ. , GLARE MINI BRACK.ROTH 022 RIC. BICUSPIDE4 SUP.DX, 10 PZ. , GLARE MINI BRACK.ROTH 022 RIC.BICUSPIDE5 SUP. DX, 10 PZ. , GLARE MINI BRACK.ROTH 022 RIC.CENTRALE SUPER. SX, 10 PZ. , GLARE MINI BRACK.ROTH 022 RIC.LATERALE SUPER. SX, 10 PZ. , GLARE MINI BRACK.ROTH 022 RIC. CUSP.SUP.SX.GANCI, 10PZ. , GLARE MINI BRACK.ROTH 022 RIC. BICUSPIDE4 SUP.SX, 10 PZ. , GLARE MINI BRACK.ROTH 022 RIC.BICUSPIDE5 SUP. SX, 10 PZ. , GLARE MINI BRACK.ROTH 018 RIC.CENTRALE INFER. DX, 10 PZ. , GLARE MINI BRACK.ROTH 018 RIC.LATERALE INFER. DX, 10 PZ. , GLARE MINI BRACK.ROTH 018 RIC. CUSP.INF.DX.GANCI, 10PZ. , GLARE MINI BRACK.ROTH 018 RIC. BICUSPIDE4 INF.DX, 10 PZ. , GLARE MINI BRACK.ROTH 018 RIC.BICUSPIDE5 INF. DX, 10 PZ. , GLARE MINI BRACK.ROTH 018 RIC.CENTRALE INFER. SX, 10 PZ. , GLARE MINI BRACK.ROTH 018 RIC.LATERALE INFER. SX, 10 PZ. , GLARE MINI BRACK.ROTH 018 RIC. CUSP.INF.SX.GANCI, 10PZ. , GLARE MINI BRACK.ROTH 018 RIC. BICUSPIDE4 INF.SX, 10 PZ. , GLARE MINI BRACK.ROTH 018 RIC.BICUSPIDE5 INF. SX, 10 PZ. , GLARE MINI BRACK.ROTH 022 RIC.CENTRALE INFER. DX, 10 PZ. , GLARE MINI BRACK.ROTH 022 RIC.LATERALE INFER. DX, 10 PZ. , GLARE MINI BRACK.ROTH 022 RIC. CUSP.INF.DX.GANCI, 10PZ. , GLARE MINI BRACK.ROTH 022 RIC. BICUSPIDE4 INF.DX, 10 PZ. , GLARE MINI BRACK.ROTH 022 RIC.BICUSPIDE5 INF. DX, 10 PZ. , GLARE MINI BRACK.ROTH 022 RIC.CENTRALE INFER. SX, 10 PZ. , GLARE MINI BRACK.ROTH 022 RIC.LATERALE INFER. SX, 10 PZ. , GLARE MINI BRACK.ROTH 022 RIC. CUSP.INF.SX.GANCI, 10PZ. , GLARE MINI BRACK.ROTH 022 RIC. BICUSPIDE4 INF.SX, 10 PZ. , GLARE MINI BRACK.ROTH 022 RIC.BICUSPIDE5 INF. SX, 10 PZ. , GLARE MINI BRACK.MBT 018 (GANCIO 3) SET 20 PZ , GLARE MINI BRACK.MBT 018 (GANCI 3,4,5) SET 20 PZ , GLARE MINI BRACK.MBT 022 (GANCIO 3) SET 20 PZ , GLARE MINI BRACK.MBT 022 (GANCI 3,4,5) SET 20 PZ , GLARE MINI BRACK.MBT 018 RIC.CENTRALE SUPER. DX, 10 PZ. , GLARE MINI BRACK.MBT 018 RIC.LATERALE SUPER. DX, 10 PZ. , GLARE MINI BRACK.MBT 018 RIC. CUSP.SUP.DX.GANCI, 10PZ. , GLARE MINI BRACK.MBT 018 RIC. BICUSPIDE4 SUP.DX, 10 PZ. , GLARE MINI BRACK.MBT 018 RIC.BICUSPIDE5 SUP. DX, 10 PZ. , GLARE MINI BRACK.MBT 018 RIC.CENTRALE SUPER. SX, 10 PZ. , GLARE MINI BRACK.MBT 018 RIC.LATERALE SUPER. SX, 10 PZ. , GLARE MINI BRACK.MBT 018 RIC. CUSP.SUP.SX.GANCI, 10PZ. , GLARE MINI BRACK.MBT 018 RIC. BICUSPIDE4 SUP.SX, 10 PZ. , GLARE MINI BRACK.MBT 018 RIC.BICUSPIDE5 SUP. SX, 10 PZ. , GLARE MINI BRACK.MBT 022 RIC.CENTRALE SUPER. DX, 10 PZ. , CLICK SELF LIG.BRACK. MBT 022 RIC.BICUSPIDE5 SUP. SX , 5 PZ. , CLICK SELF LIG.BRACK. MBT 022 RIC.CENTRALE INFER. DX, 5 PZ. , CLICK SELF LIG.BRACK. MBT 022 RIC.LATERALE INFER. DX, 5 PZ , CLICK SELF LIG.BRACK. MBT 022 RIC. CUSP. INF.DX.GANCI, 5PZ. , CLICK SELF LIG.BRACK. MBT 022 RIC. BICUSPIDE4 INF. DX, 5 PZ. , CLICK SELF LIG.BRACK. MBT 022 RIC.BICUSPIDE5 INF. DX , 5 PZ. , CLICK SELF LIG.BRACK. MBT 022 RIC.CENTRALE INFER. SX, 5 PZ. , CLICK SELF LIG.BRACK. MBT 022 RIC.LATERALE INFER. SX, 5 PZ , CLICK SELF LIG.BRACK. MBT 022 RIC. CUSP. INF.SX.GANCI, 5PZ. , CLICK SELF LIG.BRACK. MBT 022 RIC. BICUSPIDE4 INF. SX, 5 PZ. , CLICK SELF LIG.BRACK. MBT 022 RIC.BICUSPIDE5 INF. SX , 5 PZ. , CLICK SELF LIG.BRACK. ROTH 018 RIC.BICUSP.4 SUP.DX GANCI,5PZ. , CLICK SELF LIG.BRACK. ROTH 018 RIC.BICUSP.5 SUP.DX GANCI,5PZ. , CLICK SELF LIG.BRACK. ROTH 018 RIC.BICUSP.4 SUP.SX GANCI,5PZ. , CLICK SELF LIG.BRACK. ROTH 018 RIC.BICUSP.5 SUP.SX GANCI,5PZ. , CLICK SELF LIG.BRACK. ROTH 022 RIC.BICUSP.4 SUP.DX GANCI,5PZ. , CLICK SELF LIG.BRACK. ROTH 022 RIC.BICUSP.5 SUP.DX GANCI,5PZ. , CLICK SELF LIG.BRACK. ROTH 022 RIC.BICUSP.4 SUP.SX GANCI,5PZ. , CLICK SELF LIG.BRACK. ROTH 022 RIC.BICUSP.5 SUP.SX GANCI,5PZ. , CLICK SELF LIG.BRACK. ROTH 018 RIC.BICUS.4 INF.DX GANCI,5 PZ. , CLICK SELF LIG.BRACK. ROTH 018 RIC.BICUS.5 INF.DX GANCI,5 PZ. , CLICK SELF LIG.BRACK. ROTH 018 RIC.BICUS.4 INF.SX GANCI,5 PZ. , CLICK SELF LIG.BRACK. ROTH 018 RIC.BICUS.5 INF.SX GANCI,5 PZ. , CLICK SELF LIG.BRACK. ROTH 022 RIC.BICUS.4 INF.DX GANCI,5 PZ. , CLICK SELF LIG.BRACK. ROTH 022 RIC.BICUS.5 INF.DX GANCI,5 PZ. , CLICK SELF LIG.BRACK. ROTH 022 RIC.BICUS.4 INF.SX GANCI,5 PZ. , CLICK SELF LIG.BRACK. ROTH 022 RIC.BICUS.5 INF.SX GANCI,5 PZ. , CLICK SELF LIG.BRACK. MBT 022 RIC.BICUSP.4 SUP.DX GANCI,5PZ. , CLICK SELF LIG.BRACK. MBT 022 RIC.BICUSP.5 SUP.DX GANCI,5PZ. , CLICK SELF LIG.BRACK. MBT 022 RIC.BICUSP.4 SUP.SX GANCI,5PZ. , CLICK SELF LIG.BRACK. MBT 022 RIC.BICUSP.5 SUP.SX GANCI,5PZ. , CLICK SELF LIG.BRACK. MBT 022 RIC.BICUSP.4 INF.DX GANCI,5PZ. , CLICK SELF LIG.BRACK. MBT 022 RIC.BICUSP.5 INF.DX GANCI,5PZ. , CLICK SELF LIG.BRACK. MBT 022 RIC.BICUSP.4 INF.SX GANCI,5PZ. , CLICK SELF LIG.BRACK. MBT 022 RIC.BICUSP.5 INF.SX GANCI,5PZ. , GLICE BRACK. ZAFFIRO ROTH 018 (GANCIO 3) SET 20 PZ , GLICE BRACK. ZAFFIRO ROTH 018 (GANCI 3,4,5) SET 20 PZ , GLICE BRACK. ZAFFIRO ROTH 022 SET 20 PZ. , GLICE BRACK. ZAFFIRO ROTH 022 (GANCIO 3) SET 20 PZ , GLICE BRACK. ZAFFIRO ROTH 022 (GANCI 3,4,5) SET 20 PZ , GLICE BRACK. ZAFFIRO ROTH 018 RIC.CENTRALE SUPER.DX, 5 PZ , GLICE BRACK. ZAFFIRO ROTH 018 RIC. LATERALE SUPER. DX, 5 PZ , GLICE BRACK. ZAFFIRO ROTH 018 RIC.CUSP.SUP.DX GANCI, 5 PZ , GLICE BRACK. ZAFFIRO ROTH 018 RIC. BICUSP.SUP.DX. SX., 5 PZ , GLICE BRACK. ZAFFIRO ROTH 018 RIC.BICUSP.SUP.DX GANCI, 5 PZ , GLICE BRACK. ZAFFIRO ROTH 018 RIC.CENTRALE SUPER.SX, 5 PZ , GLICE BRACK. ZAFFIRO ROTH 018 RIC. LATERALE SUPER. SX, 5 PZ , GLICE BRACK. ZAFFIRO ROTH 018 RIC.CUSP.SUP.SX GANCI, 5 PZ , GLICE BRACK. ZAFFIRO ROTH 018 RIC.BICUSP.SUP.SX GANCI, 5 PZ , GLICE BRACK. ZAFFIRO ROTH 022 RIC.CENTRALE SUPER.DX, 5 PZ , GLICE BRACK. ZAFFIRO ROTH 022 RIC. LATERALE SUPER. DX, 5 PZ , GLICE BRACK. ZAFFIRO ROTH 022 RIC.CUSP.SUP.DX GANCI, 5 PZ , GLICE BRACK. ZAFFIRO ROTH 022 RIC. BICUSP.SUP.DX.SX., 5 PZ , GLICE BRACK. ZAFFIRO ROTH 022 RIC.BICUSP.SUP.DX GANCI, 5 PZ , GLICE BRACK. ZAFFIRO ROTH 022 RIC.CENTRALE SUPER.SX, 5 PZ , GLICE BRACK. ZAFFIRO ROTH 022 RIC. LATERALE SUPER. SX, 5 PZ , GLICE BRACK. ZAFFIRO ROTH 022 RIC.CUSP.SUP.SX GANCI, 5 PZ , GLICE BRACK. ZAFFIRO ROTH 022 RIC.BICUSP.SUP.SX GANCI, 5 PZ , GLICE BRACK. ZAFFIRO ROTH 018 RIC.ANTERIORI INF.DX SX, 5 PZ. , GLICE BRACK. ZAFFIRO ROTH 018 RIC.CUSP. INF.DX GANCI, 5 PZ. , GLICE BRACK. ZAFFIRO ROTH 018 RIC.BICUSP.4 INFER.DX.SX,5 PZ. , GLICE BRACK. ZAFFIRO ROTH 018 RIC.BICUS.5 INFER.DX.SX.,5 PZ. , GLICE BRACK. ZAFFIRO ROTH 018 RIC. CUSP. INF.SX GANCI, 5PZ. , GLICE BRACK. ZAFFIRO ROTH 022 RIC.ANTERIORI INF.DX SX, 5 PZ. , GLICE BRACK. ZAFFIRO ROTH 022 RIC.CUSP. INF.DX GANCI, 5 PZ. , GLICE BRACK. ZAFFIRO ROTH 022 RIC.BICUS.4 INFER.DX.SX, 5 PZ. , GLICE BRACK. ZAFFIRO ROTH 022 RIC.BICUSP.5 INFER.DX.SX,5 PZ. , GLICE BRACK. ZAFFIRO ROTH 022 RIC. CUSP. INF.SX GANCI, 5PZ. , GLICE BRACK. ZAFFIRO MBT 018 SET 20 PZ. , GLICE BRACK. ZAFFIRO MBT 018 (GANCIO 3) SET 20 PZ , GLICE BRACK. ZAFFIRO MBT 018 (GANCI 3,4,5) SET 20 PZ , GLICE BRACK. ZAFFIRO MBT 022 SET 20 PZ. , GLICE BRACK. ZAFFIRO MBT 022 (GANCIO 3) SET 20 PZ , GLICE BRACK. ZAFFIRO MBT 022 (GANCI 3,4,5) SET 20 PZ , GLICE BRACK. ZAFFIRO MBT 018 RIC.CENTRALE SUPER.DX, 5 PZ , GLICE BRACK. ZAFFIRO MBT 018 RIC. LATERALE SUPER. DX, 5 PZ , GLICE BRACK. ZAFFIRO MBT 018 RIC.CUSP.SUP.DX GANCI, 5 PZ , GLICE BRACK. ZAFFIRO MBT 018 RIC.BICUSP.4,5 SUP.DX.SX,5 PZ. , GLICE BRACK. ZAFFIRO MBT 018 RIC.CENTRALE SUPER.SX, 5 PZ , GLICE BRACK. ZAFFIRO MBT 018 RIC. LATERALE SUPER. SX, 5 PZ , GLICE BRACK. ZAFFIRO MBT 018 RIC.CUSP.SUP.SX GANCI, 5 PZ , GLICE BRACK. ZAFFIRO MBT 022 RIC.CENTRALE SUPER.DX, 5 PZ , GLICE BRACK. ZAFFIRO MBT 022 RIC. LATERALE SUPER. DX, 5 PZ , GLICE BRACK. ZAFFIRO MBT 022 RIC.CUSP.SUP.DX GANCI, 5 PZ , GLICE BRACK. ZAFFIRO MBT 022 RIC. BIC.4,5 SUP.DX.SX., 5 PZ. , GLICE BRACK. ZAFFIRO MBT 022 RIC.CENTRALE SUPER.SX, 5 PZ , GLICE BRACK. ZAFFIRO MBT 022 RIC. LATERALE SUPER. SX, 5 PZ , GLICE BRACK. ZAFFIRO MBT 022 RIC.CUSP.SUP.SX GANCI, 5 PZ , GLICE BRACK. ZAFFIRO MBT 018 RIC.ANTERIORE INF.DX SX, 5 PZ. , GLICE BRACK. ZAFFIRO MBT 018 RIC.CUSP. INF.DX GANCI, 5 PZ. , GLICE BRACK. ZAFFIRO MBT 018 RIC.BICUSPIDE4 INFER.DX, 5 PZ. , GLICE BRACK. ZAFFIRO MBT 018 RIC.BICUSPIDE5 INFER.DX, 5 PZ. , GLICE BRACK. ZAFFIRO MBT 018 RIC.CUSP. INF.SX GANCI, 5 PZ. , GLICE BRACK. ZAFFIRO MBT 018 RIC.BICUSPIDE4 INFER.SX, 5 PZ. , GLICE BRACK. ZAFFIRO MBT 018 RIC.BICUSPIDE5 INFER.SX, 5 PZ. , GLICE BRACK. ZAFFIRO MBT 022 RIC.ANTERIORE INF.DX SX, 5 PZ. , GLICE BRACK. ZAFFIRO MBT 022 RIC.CUSP. INF.DX GANCI, 5 PZ. , GLICE BRACK. ZAFFIRO MBT 022 RIC.BICUSPIDE4 INFER.DX, 5 PZ. , GLICE BRACK. ZAFFIRO MBT 022 RIC.BICUSPIDE5 INFER.DX, 5 PZ. , GLICE BRACK. ZAFFIRO MBT 022 RIC.CUSP. INF.SX GANCI, 5 PZ. , GLICE BRACK. ZAFFIRO MBT 022 RIC.BICUSPIDE4 INFER.SX, 5 PZ. , GLICE BRACK. ZAFFIRO MBT 022 RIC.BICUSPIDE5 INFER.SX, 5 PZ. , GLICE BRACK. ZAFFIRO ROTH 018 RIC.BICUSP.4 INF.DX GANCI,5 PZ , GLICE BRACK. ZAFFIRO ROTH 018 RIC.BICUSP.5 INF.DX GANCI,5 PZ , GLICE BRACK. ZAFFIRO ROTH 018 RIC.BICUSP.4 INF.SX GANCI,5 PZ , GLICE BRACK. ZAFFIRO ROTH 018 RIC.BICUSP.5 INF.SX GANCI,5 PZ , GLICE BRACK. ZAFFIRO ROTH 022 RIC.BICUSP.4 INF.DX GANCI,5 PZ , GLICE BRACK. ZAFFIRO ROTH 022 RIC.BICUSP.5 INF.DX GANCI,5 PZ , GLICE BRACK. ZAFFIRO ROTH 022 RIC.BICUSP.4 INF.SX GANCI,5 PZ , GLICE BRACK. ZAFFIRO ROTH 022 RIC.BICUSP.5 INF.SX GANCI,5 PZ , GLICE BRACK. ZAFFIRO MBT 018 RIC.BICUSP.SUP.DX GANCI,5 PZ , GLICE BRACK. ZAFFIRO MBT 018 RIC.BICUSP.SUP.SX GANCI,5 PZ , GLICE BRACK. ZAFFIRO MBT 022 RIC.BICUSP.SUP.DX GANCI,5 PZ , GLICE BRACK. ZAFFIRO MBT 022 RIC.BICUSP.SUP.SX GANCI,5 PZ , GLICE BRACK. ZAFFIRO MBT 018 RIC.BICUSP.4 INF.DX GANCI,5 PZ , GLICE BRACK. ZAFFIRO MBT 018 RIC.BICUSP.5 INF.DX GANCI,5 PZ , GLICE BRACK. ZAFFIRO MBT 018 RIC.BICUSP.4 INF.SX GANCI,5 PZ , GLICE BRACK. ZAFFIRO MBT 018 RIC.BICUSP.5 INF.SX GANCI,5 PZ , GLICE BRACK. ZAFFIRO MBT 022 RIC.BICUSP.4 INF.DX GANCI,5 PZ , GLICE BRACK. ZAFFIRO MBT 022 RIC.BICUSP.5 INF.DX GANCI,5 PZ , GLICE BRACK. ZAFFIRO MBT 022 RIC.BICUSP.4 INF.SX GANCI,5 PZ , GLICE BRACK. ZAFFIRO MBT 022 RIC.BICUSP.5 INF.SX GANCI,5 PZ , GLICE BRACK. ZAFFIRO ROTH 018 RIC. BICUSP.SUP.SX, 5 PZ , GLICE BRACK. ZAFFIRO ROTH 022 RIC. BICUSP.SUP.SX, 5 PZ , GLICE BRACK. ZAFFIRO ROTH 018 RIC. BICUSPIDE4 INFER.SX, 5PZ. , GLICE BRACK. ZAFFIRO ROTH 018 RIC. BICUSPIDE5 INFER.SX, 5PZ. , GLICE BRACK. ZAFFIRO ROTH 022 RIC. BICUSPIDE4 INFER.SX, 5PZ. , GLICE BRACK. ZAFFIRO ROTH 022 RIC. BICUSPIDE5 INFER.SX, 5PZ. , GLICE BRACK. ZAFFIRO MBT 018 RIC.BICUSPIDE5 SUP. DX, 5 PZ. , GLICE BRACK. ZAFFIRO MBT 018 RIC. BICUSPIDE4 SUP. SX, 5 PZ. , GLICE BRACK. ZAFFIRO MBT 018 RIC.BICUSPIDE5 SUP. SX, 5 PZ. , GLICE BRACK. ZAFFIRO MBT 022 RIC.BICUSPIDE5 SUP. DX, 5 PZ. , GLICE BRACK. ZAFFIRO MBT 022 RIC. BICUSPIDE4 SUP. SX, 5 PZ. , GLICE BRACK. ZAFFIRO MBT 022 RIC.BICUSPIDE5 SUP. SX, 5 PZ. , GLICE BRACK. ZAFFIRO MBT 018 RIC.ANTERIORE INF.SX, 5 PZ. , GLICE BRACK. ZAFFIRO MBT 022 RIC.ANTERIORE INF.SX, 5 PZ. , GLARE BRACKETS ROTH 018 (GANCIO 3) SET 20 PZ , GLARE BRACKETS ROTH 018 (GANCI 3,4,5) SET 20 PZ , GLARE BRACKETS ROTH 022 (GANCIO 3) SET 20 PZ , GLARE BRACKETS ROTH 022 (GANCI 3,4,5) SET 20 PZ , GLARE BRACKETS ROTH 018 RIC.CENTRALE SUPER. DX, 10 PZ. , GLARE BRACKETS ROTH 018 RIC.LATERALE SUPER. DX, 10 PZ , GLARE BRACKETS ROTH 018 RIC. CUSP. SUP.DX.GANCI, 10PZ. , GLARE BRACKETS ROTH 018 RIC. BICUSPIDE4 SUP.DX,10 PZ. , GLARE BRACKETS ROTH 018 RIC.BICUSPIDE5 SUP.DX ,10 PZ. , GLARE BRACKETS ROTH 018 RIC.CENTRALE SUPER. SX, 10 PZ. , GLARE BRACKETS ROTH 018 RIC.LATERALE SUPER. SX, 10 PZ , GLARE BRACKETS ROTH 018 RIC. CUSP. SUP.SX.GANCI, 10PZ. , GLARE BRACKETS ROTH 018 RIC. BICUSPIDE4 SUP.SX, 10 PZ. , GLARE BRACKETS ROTH 018 RIC.BICUSPIDE5 SUP.SX , 10 PZ. , GLARE BRACKETS ROTH 022 RIC.CENTRALE SUPER. DX, 10 PZ. , GLARE BRACKETS ROTH 022 RIC.LATERALE SUPER. DX, 10 PZ , GLARE BRACKETS ROTH 022 RIC. CUSP. SUP.DX.GANCI, 10PZ. , GLARE BRACKETS ROTH 022 RIC. BICUSPIDE4 SUP.DX,10 PZ. , GLARE BRACKETS ROTH 022 RIC.BICUSPIDE5 SUP.DX ,10 PZ. , GLARE BRACKETS ROTH 022 RIC.CENTRALE SUPER. SX, 10 PZ. , GLARE BRACKETS ROTH 022 RIC.LATERALE SUPER. SX, 10 PZ , GLARE BRACKETS ROTH 022 RIC. CUSP. SUP.SX.GANCI, 10PZ. , GLARE BRACKETS ROTH 022 RIC. BICUSPIDE4 SUP.SX, 10 PZ. , GLARE BRACKETS ROTH 022 RIC.BICUSPIDE5 SUP.SX , 10 PZ. , GLARE BRACKETS ROTH 018 RIC.CENTRALE INFER. DX, 10 PZ. , GLARE BRACKETS ROTH 018 RIC.LATERALE INFER. DX, 10 PZ , GLARE BRACKETS ROTH 018 RIC. CUSP. INF.DX.GANCI, 10PZ. , GLARE BRACKETS ROTH 018 RIC. BICUSPIDE4 INF.DX,10 PZ. , GLARE BRACKETS ROTH 018 RIC.BICUSPIDE5 INF.DX ,10 PZ. , GLARE BRACKETS ROTH 018 RIC.CENTRALE INFER. SX, 10 PZ. , GLARE BRACKETS ROTH 018 RIC.LATERALE INFER. SX, 10 PZ , GLARE BRACKETS ROTH 018 RIC. CUSP. INF.SX.GANCI, 10PZ. , GLARE BRACKETS ROTH 018 RIC. BICUSPIDE4 INF.SX,10 PZ. , GLARE BRACKETS ROTH 018 RIC.BICUSPIDE5 INF.SX ,10 PZ. , GLARE BRACKETS ROTH 022 RIC.CENTRALE INFER. DX, 10 PZ. , GLARE BRACKETS ROTH 022 RIC.LATERALE INFER. DX, 10 PZ , GLARE BRACKETS ROTH 022 RIC. CUSP. INF.DX.GANCI, 10PZ. , GLARE BRACKETS ROTH 022 RIC. BICUSPIDE4 INF.DX,10 PZ. , GLARE BRACKETS ROTH 022 RIC.BICUSPIDE5 INF.DX ,10 PZ. , GLARE BRACKETS ROTH 022 RIC.CENTRALE INFER. SX, 10 PZ. , GLARE BRACKETS ROTH 022 RIC.LATERALE INFER. SX, 10 PZ , GLARE BRACKETS ROTH 022 RIC. CUSP. INF.SX.GANCI, 10PZ. , GLARE BRACKETS ROTH 022 RIC. BICUSPIDE4 INF.SX,10 PZ. , GLARE BRACKETS ROTH 022 RIC.BICUSPIDE5 INF.SX ,10 PZ. , GLARE BRACKETS MBT 018 (GANCIO 3) SET 20 PZ , GLARE BRACKETS MBT 018 (GANCI 3,4,5) SET 20 PZ , GLARE BRACKETS MBT 022 (GANCIO 3) SET 20 PZ , GLARE BRACKETS MBT 022 (GANCI 3,4,5) SET 20 PZ , GLARE BRACKETS MBT 018 RIC.CENTRALE SUPER. DX, 10 PZ. , GLARE BRACKETS MBT 018 RIC.LATERALE SUPER. DX, 10 PZ. , GLARE BRACKETS MBT 018 RIC. CUSP.SUP.DX.GANCI, 10PZ. , GLARE BRACKETS MBT 018 RIC. BICUSPIDE4 SUP.DX, 10 PZ. , GLARE BRACKETS MBT 018 RIC.BICUSPIDE5 SUP. DX, 10 PZ. , GLARE BRACKETS MBT 018 RIC.CENTRALE SUPER. SX, 10 PZ. , GLARE BRACKETS MBT 018 RIC.LATERALE SUPER. SX, 10 PZ. , GLARE BRACKETS MBT 018 RIC. CUSP.SUP.SX.GANCI, 10PZ. , GLARE BRACKETS MBT 018 RIC. BICUSPIDE4 SUP.SX, 10 PZ. , GLARE BRACKETS MBT 018 RIC.BICUSPIDE5 SUP. SX, 10 PZ. , GLARE BRACKETS MBT 022 RIC.CENTRALE SUPER. DX, 10 PZ. , GLARE BRACKETS MBT 022 RIC.LATERALE SUPER. DX, 10 PZ. , GLARE BRACKETS MBT 022 RIC. CUSP.SUP.DX.GANCI, 10PZ. , GLARE BRACKETS MBT 022 RIC. BICUSPIDE4 SUP.DX, 10 PZ. , GLARE BRACKETS MBT 022 RIC.BICUSPIDE5 SUP. DX, 10 PZ. , GLARE BRACKETS MBT 022 RIC.CENTRALE SUPER. SX, 10 PZ. , GLARE BRACKETS MBT 022 RIC.LATERALE SUPER. SX, 10 PZ. , GLARE BRACKETS MBT 022 RIC. CUSP.SUP.SX.GANCI, 10PZ. , GLARE BRACKETS MBT 022 RIC. BICUSPIDE4 SUP.SX, 10 PZ. , GLARE BRACKETS MBT 022 RIC.BICUSPIDE5 SUP. SX, 10 PZ. , GLARE BRACKETS MBT 018 RIC.CENTRALE INFER. DX, 10 PZ. , GLARE BRACKETS MBT 018 RIC.LATERALE INFER. DX, 10 PZ. , GLARE BRACKETS MBT 018 RIC. CUSP.INF.DX.GANCI, 10PZ. , GLARE BRACKETS MBT 018 RIC. BICUSPIDE4 INF.DX, 10 PZ. , GLARE BRACKETS MBT 018 RIC.BICUSPIDE5 INF. DX, 10 PZ. , GLARE BRACKETS MBT 018 RIC.CENTRALE INFER. SX, 10 PZ. , GLARE BRACKETS MBT 018 RIC.LATERALE INFER. SX, 10 PZ. , GLARE BRACKETS MBT 018 RIC. CUSP.INF.SX.GANCI, 10PZ. , GLARE BRACKETS MBT 018 RIC. BICUSPIDE4 INF.SX, 10 PZ. , GLARE BRACKETS MBT 018 RIC.BICUSPIDE5 INF. SX, 10 PZ. , GLARE BRACKETS MBT 022 RIC.CENTRALE INFER. DX, 10 PZ. , GLARE BRACKETS MBT 022 RIC.LATERALE INFER. DX, 10 PZ. , GLARE BRACKETS MBT 022 RIC. CUSP.INF.DX.GANCI, 10PZ. , GLARE BRACKETS MBT 022 RIC. BICUSPIDE4 INF.DX, 10 PZ. , GLARE BRACKETS MBT 022 RIC.BICUSPIDE5 INF. DX, 10 PZ. , GLARE BRACKETS MBT 022 RIC.CENTRALE INFER. SX, 10 PZ. , GLARE BRACKETS MBT 022 RIC.LATERALE INFER. SX, 10 PZ. , GLARE BRACKETS MBT 022 RIC. CUSP.INF.SX.GANCI, 10PZ. , GLARE BRACKETS MBT 022 RIC. BICUSPIDE4 INF.SX, 10 PZ. , GLARE BRACKETS MBT 022 RIC.BICUSPIDE5 INF. SX, 10 PZ. , GLARE BRACKETS ROTH 018 RIC.BICUS.4 SUP.DX GANCI,10PZ. , GLARE BRACKETS ROTH 018 RIC.BICUS.5 SUP.DX GANCI,10PZ. , GLARE BRACKETS ROTH 018 RIC.BICUS.4 SUP.SX GANCI,10PZ. , GLARE BRACKETS ROTH 018 RIC.BICUS.5 SUP.SX GANCI,10PZ. , GLARE BRACKETS ROTH 022 RIC.BICUS.4 SUP.DX GANCI,10PZ. , GLARE BRACKETS ROTH 022 RIC.BICUS.5 SUP.DX GANCI,10PZ. , GLARE BRACKETS ROTH 018 RIC.BICUS.4 INF.DX GANCI,10PZ. , GLARE BRACKETS ROTH 018 RIC.BICUS.5 INF.DX GANCI,10PZ. , GLARE BRACKETS ROTH 018 RIC.BICUS.4 INF.SX GANCI,10PZ. , GLARE BRACKETS ROTH 018 RIC.BICUS.5 INF.SX GANCI,10PZ. , GLARE BRACKETS ROTH 022 RIC.BICUS.4 INF.DX GANCI,10PZ. , GLARE BRACKETS ROTH 022 RIC.BICUS.5 INF.DX GANCI,10PZ. , GLARE BRACKETS ROTH 022 RIC.BICUS.4 INF.SX GANCI,10PZ. , GLARE BRACKETS ROTH 022 RIC.BICUS.5 INF.SX GANCI,10PZ. , GLARE BRACKETS MBT 018 RIC.BICUS.4 SUP.DX GANCI,10PZ. , GLARE BRACKETS MBT 018 RIC.BICUS.5 SUP.DX GANCI,10PZ. , GLARE BRACKETS MBT 018 RIC.BICUS.4 SUP.SX GANCI,10PZ. , GLARE BRACKETS MBT 018 RIC.BICUS.5 SUP.SX GANCI,10PZ. , GLARE BRACKETS MBT 022 RIC.BICUS.4 SUP.DX GANCI,10PZ. , GLARE BRACKETS MBT 022 RIC.BICUS.5 SUP.DX GANCI,10PZ. , GLARE BRACKETS MBT 022 RIC.BICUS.4 SUP.SX GANCI,10PZ. , GLARE BRACKETS MBT 022 RIC.BICUS.5 SUP.SX GANCI,10PZ. , GLARE BRACKETS MBT 018 RIC.BICUS.4 INF.DX GANCI,10PZ. , GLARE BRACKETS MBT 018 RIC.BICUS.5 INF.DX GANCI,10PZ. , GLARE BRACKETS MBT 018 RIC.BICUS.4 INF.SX GANCI,10PZ. , GLARE BRACKETS MBT 018 RIC.BICUS.5 INF.SX GANCI,10PZ. , GLARE BRACKETS MBT 022 RIC.BICUS.4 INF.DX GANCI,10PZ. , GLARE BRACKETS MBT 022 RIC.BICUS.5 INF.DX GANCI,10PZ. , GLARE BRACKETS MBT 022 RIC.BICUS.4 INF.SX GANCI,10PZ. , GLARE BRACKETS MBT 022 RIC.BICUS.5 INF.SX GANCI,10PZ. , GLARE BRACKETS ROTH 022 RIC.BICUS.4 SUP.SX GANCI,10PZ. , GLARE MINI BRACK.MBT 022 RIC.LATERALE INFER. SX, 10 PZ. , GLARE MINI BRACK.MBT 022 RIC. CUSP.INF.SX.GANCI, 10PZ. , GLARE MINI BRACK.MBT 022 RIC. BICUSPIDE4 INF.SX, 10 PZ. , GLARE MINI BRACK.MBT 022 RIC.BICUSPIDE5 INF. SX, 10 PZ. , GLARE MINI BRACK.ROTH 018 RIC.BICUS.4 SUP.DX GANCI,10PZ. , GLARE MINI BRACK.ROTH 018 RIC.BICUS.5 SUP.DX GANCI,10PZ. , GLARE MINI BRACK.ROTH 018 RIC.BICUS.4 SUP.SX GANCI,10PZ. , GLARE MINI BRACK.ROTH 018 RIC.BICUS.5 SUP.SX GANCI,10PZ. , GLARE MINI BRACK.ROTH 022 RIC.BICUS.4 SUP.DX GANCI,10PZ. , GLARE MINI BRACK.ROTH 022 RIC.BICUS.5 SUP.DX GANCI,10PZ. , GLARE MINI BRACK.ROTH 022 RIC.BICUS.4 SUP.SX GANCI,10PZ. , GLARE MINI BRACK.ROTH 022 RIC.BICUS.5 SUP.SX GANCI,10PZ. , GLARE MINI BRACK.ROTH 018 RIC.BICUS.4 INF.DX GANCI,10PZ. , GLARE MINI BRACK.ROTH 018 RIC.BICUS.5 INF.DX GANCI,10PZ. , GLARE MINI BRACK.ROTH 018 RIC.BICUS.4 INF.SX GANCI,10PZ. , GLARE MINI BRACK.ROTH 018 RIC.BICUS.5 INF.SX GANCI,10PZ. , GLARE MINI BRACK.ROTH 022 RIC.BICUS.4 INF.DX GANCI,10PZ. , GLARE MINI BRACK.ROTH 022 RIC.BICUS.5 INF.DX GANCI,10PZ. , GLARE MINI BRACK.ROTH 022 RIC.BICUS.4 INF.SX GANCI,10PZ. , GLARE MINI BRACK.ROTH 022 RIC.BICUS.5 INF.SX GANCI,10PZ. , GLARE MINI BRACK.MBT 018 RIC.BICUS.4 SUP.DX GANCI,10PZ. , GLARE MINI BRACK.MBT 018 RIC.BICUS.5 SUP.DX GANCI,10PZ. , GLARE MINI BRACK.MBT 018 RIC.BICUS.4 SUP.SX GANCI,10PZ. , GLARE MINI BRACK.MBT 018 RIC.BICUS.5 SUP.SX GANCI,10PZ. , GLARE MINI BRACK.MBT 022 RIC.BICUS.4 SUP.DX GANCI,10PZ. , GLARE MINI BRACK.MBT 022 RIC.BICUS.5 SUP.DX GANCI,10PZ. , GLARE MINI BRACK.MBT 022 RIC.BICUS.4 SUP.SX GANCI,10PZ. , GLARE MINI BRACK.MBT 022 RIC.BICUS.5 SUP.SX GANCI,10PZ. , GLARE MINI BRACK.MBT 018 RIC.BICUS.4 INF.DX GANCI,10PZ. , GLARE MINI BRACK.MBT 018 RIC.BICUS.5 INF.DX GANCI,10PZ. , GLARE MINI BRACK.MBT 018 RIC.BICUS.4 INF.SX GANCI,10PZ. , GLARE MINI BRACK.MBT 018 RIC.BICUS.5 INF.SX GANCI,10PZ. , GLARE MINI BRACK.MBT 022 RIC.BICUS.4 INF.DX GANCI,10PZ. , GLARE MINI BRACK.MBT 022 RIC.BICUS.5 INF.DX GANCI,10PZ. , GLARE MINI BRACK.MBT 022 RIC.BICUS.4 INF.SX GANCI,10PZ. , GLARE MINI BRACK.MBT 022 RIC.BICUS.5 INF.SX GANCI,10PZ. , GLARE MINI BRACK.E&S LOW T. 022 (GANCIO 3) SET 20 PZ , GLARE MINI BRACK.E&S LOW T. 022 (GANCIO 3, 4, 5) SET 20 PZ , GLARE MINI BRACK.E&S HIGH T. 022 (GANCIO 3) SET 20 PZ , GLARE MINI BRACK.E&S HIGH T. 022 (GANCIO 3, 4, 5) SET 20 PZ , GLARE MINI BRACK.E&S HIGH T.022 RIC.CENTRALE SUPER. DX, 10 PZ. , GLARE MINI BRACK.E&S HIGH T.022 RIC.CENTRALE SUPER. SX, 10 PZ. , GLARE MINI BRACK.E&S HIGH T.022 RIC.LATERALE SUPER. DX, 10 PZ. , GLARE MINI BRACK.E&S HIGH T.022 RIC.LATERALE SUPER. SX, 10 PZ. , GLARE MINI BRACK.MBT 0° T.022 RIC.CUSPID. SUPER. DX, 10 PZ. , GLARE MINI BRACK.MBT 0° T.022 RIC.CUSPID SUPER. SX, 10 PZ. , TUBI SINGOLI ATT.DIR.ROTH 018 MOL6 SUP.DX (CONVERT.), 10 PZ , TUBI SINGOLI ATT.DIR.ROTH 018 MOL7 SUP.DX (NON CONV.), 10 PZ , TUBI SINGOLI ATT.DIR.ROTH 018 MOL6 SUP.SX (CONVERT.), 10 PZ , TUBI SINGOLI ATT.DIR.ROTH 018 MOL7 SUP.SX (NON CONV.), 10 PZ , TUBI SINGOLI ATT.DIR.ROTH 022 MOL6 SUP.DX (CONVERT.), 10 PZ , TUBI SINGOLI ATT.DIR.ROTH 022 MOL7 SUP.DX (NON CONV.), 10 PZ , TUBI SINGOLI ATT.DIR.ROTH 022 MOL6 SUP.SX (CONVERT.), 10 PZ , TUBI SINGOLI ATT.DIR.ROTH 022 MOL7 SUP.SX (NON CONV.), 10 PZ , TUBI SINGOLI ATT.DIR.ROTH 018 MOL6 INF.DX (CONVERT.), 10 PZ , TUBI SINGOLI ATT.DIR.ROTH 018 MOL7 INF.DX (NON CONV.), 10 PZ , TUBI SINGOLI ATT.DIR.ROTH 018 MOL6 INF.SX (CONVERT.), 10 PZ , TUBI SINGOLI ATT.DIR.ROTH 018 MOL7 INF.SX (NON CONV.), 10 PZ , TUBI SINGOLI ATT.DIR.ROTH 022 MOL6 INF.DX (CONVERT.), 10 PZ , TUBI SINGOLI ATT.DIR.ROTH 022 MOL7 INF.DX (NON CONV.), 10 PZ , TUBI SINGOLI ATT.DIR.ROTH 022 MOL6 INF.SX (CONVERT.), 10 PZ , TUBI SINGOLI ATT.DIR.ROTH 022 MOL7 INF.SX (NON CONV.), 10 PZ , TUBI SINGOLI ATT.DIR. MBT 018 MOL6 SUP.DX(CONVERT.),10 PZ , TUBI SINGOLI ATT.DIR. MBT 018 MOL7 SUP.DX(NON CONV.),10 PZ , TUBI SINGOLI ATT.DIR. MBT 018 MOL6 SUP.SX (CONVERT.), 10 PZ , TUBI SINGOLI ATT.DIR. MBT 018 MOL7 SUP.SX (NON CONV.), 10 PZ , TUBI SINGOLI ATT.DIR. MBT 022 MOL6 SUP.DX (CONVERT.), 10 PZ , TUBI SINGOLI ATT.DIR. MBT 022 MOL7 SUP.DX (NON CONV.), 10 PZ , TUBI SINGOLI ATT.DIR. MBT 022 MOL6 SUP.SX (CONVERT.), 10 PZ , TUBI SINGOLI ATT.DIR. MBT 022 MOL7 SUP.SX (NON CONV.), 10 PZ , TUBI SINGOLI ATT.DIR. MBT 018 MOL6 INF.DX (CONVERT.), 10 PZ , TUBI SINGOLI ATT.DIR. MBT 018 MOL7 INF.DX (NON CONV.), 10 PZ , TUBI SINGOLI ATT.DIR. MBT 018 MOL6 INF.SX (CONVERT.), 10 PZ , TUBI SINGOLI ATT.DIR. MBT 018 MOL7 INF.SX (NON CONV.), 10 PZ , TUBI SINGOLI ATT.DIR. MBT 022 MOL6 INF.DX (CONVERT.), 10 PZ , TUBI SINGOLI ATT.DIR. MBT 022 MOL7 INF.DX (NON CONV.), 10 PZ , TUBI SINGOLI ATT.DIR. MBT 022 MOL6 INF.SX (CONVERT.), 10 PZ , TUBI SINGOLI ATT.DIR. MBT 022 MOL7 INF.SX (NON CONV.), 10 PZ , TUBI DOPPI RET.ATT.DIR.ROTH022 MOL6 SUP.DX (CONVERT.), 10 PZ , TUBI DOPPI RET.ATT.DIR.ROTH022 MOL6 SUP.SX (CONVERT.), 10 PZ , TUBI DOPPI RET.ATT.DIR.ROTH022 MOL6 INF.DX (CONVERT.), 10 PZ , TUBI DOPPI RET.ATT.DIR.ROTH022 MOL6 INF.SX (CONVERT.), 10 PZ , TUBI DOPPI RETT.ATT.DIR.EDG018 MOL6 SUP.DX (CONVERT.), 10 PZ , TUBI DOPPI RETT.ATT.DIR.EDG018 MOL6 SUP.SX (CONVERT.), 10 PZ , TUBI DOPPI RETT.ATT.DIR.EDG022 MOL6 SUP.DX (CONVERT.), 10 PZ , TUBI DOPPI RETT.ATT.DIR.EDG022 MOL6 SUP.SX (CONVERT.), 10 PZ , TUBI DOPPI CAN.GENG.DIR.EDG018 MOL6 SUP.DX (CONVERT.), 10 PZ , TUBI DOPPI CAN.GENG.DIR.EDG018 MOL6 SUP.SX (CONVERT.), 10 PZ , TUBI DOPPI CAN.GENG.DIR.EDG022 MOL6 SUP.DX (CONVERT.), 10 PZ , TUBI DOPPI CAN.GENG.DIR.EDG022 MOL6 SUP.SX (CONVERT.), 10 PZ , TUBI SINGOLI ATT. DIR. MBT 022 MOL6 SUP.DX (NON CONV.), 10 PZ , TUBI SINGOLI ATT. DIR. MBT 022 MOL6 SUP.SX (NON CONV.), 10 PZ , TUBI SINGOLI ATT. DIR. MBT 022 MOL6 INF.DX (NON CONV.), 10 PZ , TUBI SINGOLI ATT. DIR. MBT 022 MOL6 INF.SX (NON CONV.), 10 PZ , TUBI SINGOLI ATT. DIR. MBT 022 MOL7 SUP.DX (NON CONV.), 10 PZ , TUBI SINGOLI ATT. DIR. MBT 022 MOL7 SUP.SX (NON CONV.), 10 PZ , TUBI SINGOLI ATT. DIR. MBT 022 MOL7 INF.DX (NON CONV.), 10 PZ , TUBI SINGOLI ATT. DIR. MBT 022 MOL7 INF.SX (NON CONV.), 10 PZ , TUBI SINGOLI DA PUNT. MBT 022 MOL6,7 SUP.DX (NON CONV.) 10PZ , TUBI SINGOLI DA PUNT. MBT 022 MOL6,7 SUP.SX (NON CONV.) 10PZ , TUBI SINGOLI DA PUNT. MBT 022 MOL6,7 INF.DX (NON CONV.) 10PZ , TUBI SINGOLI DA PUNT. MBT 022 MOL6,7 INF.SX (NON CONV.) 10PZ , TUBI SINGOLI DA PUNT. EDG 022 MOL6,7 INF.DX (NON CONV.) 10PZ , TUBI SINGOLI DA PUNT. EDG 022 MOL6,7 INF.SX (NON CONV.) 10PZ , TUBI SINGOLI DA PUNT. ROTH 022 MOL6,7 INF.DX (NON CONV.) 10PZ , TUBI SINGOLI DA PUNT. ROTH 022 MOL6,7 INF.SX (NON CONV.) 10PZ , TUBI SINGOLI ATT. DIR. MBT 022 MOL6 SUP.DX (CONV.), 10 PZ , TUBI SINGOLI ATT. DIR. MBT 022 MOL6 SUP.SX (CONV.), 10 PZ , TUBI SINGOLI ATT. DIR. MBT 022 MOL6 INF.DX (CONV.), 10 PZ , TUBI SINGOLI ATT. DIR. MBT 022 MOL6 INF.SX (CONV.), 10 PZ , TUBI SINGOLI DA PUNT. MBT 022 MOL6 SUP.DX (CONV.), 10 PZ , TUBI SINGOLI DA PUNT. MBT 022 MOL6 SUP.SX (CONV.), 10 PZ , TUBI SINGOLI DA PUNT. MBT 022 MOL6 INF.DX (CONV.), 10 PZ , TUBI SINGOLI DA PUNT. MBT 022 MOL6 INF.SX (CONV.), 10 PZ , TUBI TRI.CAN.O.045 DA P.MBT022 MOL6 SUP.DX (CONV.), 10 PZ , TUBI TRI.CAN.O.045 DA P.MBT022 MOL6 SUP.SX (CONV.), 10 PZ , TUBI TRI.CAN.O.045 DA P.ROT022 MOL6 SUP.DX (CONV.), 10 PZ , TUBI TRI.CAN.O.045 DA P.ROT022 MOL6 SUP.SX (CONV.), 10 PZ , TUBI TRIPL.CAN.O.045DIR.MBT022 MOL6 SUP.DX (CONV.), 10 PZ , TUBI TRIPL.CAN.O.045DIR.MBT022 MOL6 SUP.SX (CONV.), 10 PZ , TUBI DOP.CAN.G.045 DA P.ROT022 MOL6 SUP.DX (CONV.), 10 PZ , TUBI DOP.CAN.G.045 DA P.ROT022 MOL6 SUP.SX (CONV.), 10 PZ , TUBI DOP.CAN.G.045 DA P.MBT022 MOL6 SUP.DX (CONV.), 10 PZ , TUBI DOP.CAN.G.045 DA P.MBT022 MOL6 SUP.SX (CONV.), 10 PZ , TUBI DOP.CAN.O.045 DA P.ROT022 MOL6 SUP.DX (CONV.), 10 PZ , TUBI DOP.CAN.O.045 DA P.ROT022 MOL6 SUP.SX (CONV.), 10 PZ , TUBI DOP.CAN.O.045 DA P.EDG022 MOL6 SUP.DX (NON CONV.) 10 PZ , TUBI DOP.CAN.O.045 DA P.EDG022 MOL6 SUP.SX (NON CONV.) 10 PZ , TUBI DOP.CAN.O.045 DA P.ROT022 MOL6 SUP.DX (NON CONV.) 10 PZ , TUBI DOP.CAN.O.045 DA P.ROT022 MOL6 SUP.SX (NON CONV.) 10 PZ , TUBI TR.CAN.O.045 DA P.RICK018 MOL6 SUP.DX (NON CONV.) 10 PZ , TUBI TR.CAN.O.045 DA P.RICK018 MOL6 SUP.SX (NON CONV.) 10 PZ , TUBI SINGOLI ATT. DIR. MBT 022 MOL7 SUP.DX (NON CONV.), 1 pz , TUBI SINGOLI ATT. DIR. MBT 022 MOL6 SUP.DX (CONV.), 1 PZ , TUBI DOP.CAN.G.045 DA P.MBT022 MOL6 SUP.DX (CONV.), 1 PZ , TUBI DOP.CAN.G.045 DA P.ROT022 MOL6 SUP.DX (CONV.), 1 PZ , TUBI TRIPL.HGO.045 DA.P.MBT022 MOL6 SUP.DX (CONV.), 1 PZ , TUBI DOPPI DA P. RICKETTS 018 MOL6 .INF.DX (NON CONV), 10 PZ , TUBI DOPPI DA P. RICKETTS 018 MOL6 .INF.SX (NON CONV), 10 PZ , TUBI DOPPI DA PUNT. MBT 022 MOL6 INF.DX (CONV.), 10 PZ , TUBI DOPPI DA PUNT. MBT 022 MOL6 INF.SX (CONV.), 10 PZ , TUBI DOPPI ATT. DIR. RICK 018 MOL6 .INF.DX (NON CONV), 10 PZ , TUBI DOPPI ATT. DIR. RICK 018 MOL6 .INF.SX (NON CONV), 10 PZ , TUBI DOP.CAN.G.045 DA P.ROT022 MOL6 INF.DX (CONV.), 10 PZ , TUBI DOP.CAN.G.045 DA P.ROT022 MOL6 INF.SX (CONV.), 10 PZ , TUBI DOPPI DA PUN.EDG-RICK018 MOL6 .INF.DX ( CONV.), 10 PZ , TUBI DOPPI DA PUN. EDG-RICK018 MOL6 INF.SX ( CONV.), 10 PZ , TUBI DOPPI DA PUN. EDG-RICK022 MOL6 INF.DX ( CONV.), 10 PZ , TUBI DOPPI DA PUN. EDG-RICK022 MOL6 INF.SX ( CONV.), 10 PZ , TUBI DOP.CAN.O.045 DA P.MBT22 MOL6 SUP.DX (CONV.), 10 PZ , TUBI DOP.CAN.O.045 DA P.MBT22 MOL6 SUP.SX (CONV.), 10 PZ , TUBI SINGOLI ATT DIR. EDG 022 MOL6,7 INF.DX (NON CONV.) 10PZ , TUBI SINGOLI ATT DIR. EDG 022 MOL6,7 INF.SX (NON CONV.) 10PZ , TUBI DOPPI CAN.GENG.DIR.EDG018 MOL6 INF.DX (CONVERT.), 10 PZ , TUBI DOPPI CAN.GENG.DIR.EDG018 MOL6 INF.SX (CONVERT.), 10 PZ , TUBI DOPPI CAN.GENG.DIR.EDG022 MOL6 INF.DX (CONVERT.), 10 PZ , TUBI DOPPI CAN.GENG.DIR.EDG022 MOL6 INF.SX (CONVERT.), 10 PZ , TUBI DOPPI RETT.ATT.DIR.EDG022 MOL6 INF.SX (CONVERT.), 10 PZ , TUBI DOPPI RETT.ATT.DIR.EDG018 MOL6 INF.DX (CONVERT.), 10 PZ , TUBI DOPPI RETT.ATT.DIR.EDG018 MOL6 INF.SX (CONVERT.), 10 PZ , TUBI DOPPI RETT.ATT.DIR.EDG022 MOL6 INF.DX (CONVERT.), 10 PZ , GLARE MINI BRACK.MBT 022 RIC.LATERALE SUPER. DX, 10 PZ. , GLARE MINI BRACK.MBT 022 RIC. CUSP.SUP.DX.GANCI, 10PZ. , GLARE MINI BRACK.MBT 022 RIC. BICUSPIDE4 SUP.DX, 10 PZ. , GLARE MINI BRACK.MBT 022 RIC.BICUSPIDE5 SUP. DX, 10 PZ. , GLARE MINI BRACK.MBT 022 RIC.CENTRALE SUPER. SX, 10 PZ. , GLARE MINI BRACK.MBT 022 RIC.LATERALE SUPER. SX, 10 PZ. , GLARE MINI BRACK.MBT 022 RIC. CUSP.SUP.SX.GANCI, 10PZ. , GLARE MINI BRACK.MBT 022 RIC. BICUSPIDE4 SUP.SX, 10 PZ. , GLARE MINI BRACK.MBT 022 RIC.BICUSPIDE5 SUP. SX, 10 PZ. , GLARE MINI BRACK.MBT 018 RIC.CENTRALE INFER. DX, 10 PZ. , GLARE MINI BRACK.MBT 018 RIC.LATERALE INFER. DX, 10 PZ. , GLARE MINI BRACK.MB | MEDIK LINE STEWART | 2023-11-20T00:00:00.000+01:00 | Sweden-Martina S.p.a Via Veneta 10. 35020 Due Carrare Padova Italy | BM0RO-U5L-022H, BM0ED-SET-018H3, BM0ED-SET-022H3, BM0ED-U1RL-018, BM0ED-U2RL-018, BM0ED-U3R-L3L-018H, BM0ED-UL45RL-018, BM0ED-U45R-L45L-018H, BM0ED-U3L-L3R-018H, BM0ED-U45L-L45R-018H, BM0ED-U1RL-022, BM0ED-U2RL-022, BM0ED-U3R-L3L-022H, BM0ED-UL45RL-022, BM0ED-U45R-L45L-022H, BM0ED-U3L-L3R-022H, BM0ED-U45L-L45R-022H, BM0ED-L12RL-018, BM0ED-L12RL-022, BM0BI-SET-018022H3, BM0BI-SET-018022H345, BM0RC-SET-018H3, BM0RC-SET-018H345, BM0RC-U1R-018, BM0RC-U2R-018, BM0RC-U3R-018H, BM0RC-U4R-018, BM0RC-U5R-018, BM0RC-U4R-018H, BM0RC-U5R-018H, BM0RC-U1L-018, BM0RC-U2L-018, BM0RC-U3L-018H, BM0RC-U4L-018, BM0RC-U5L-018, BM0RC-U4L-018H, BM0RC-U5L-018H, BM0RC-L1R-018, BM0RC-L2R-018, BM0RC-L3R-018H, BM0RC-L4R-018, BM0RC-L5R-018, BM0RC-L4R-018H, BM0RC-L5R-018H, BM0RC-L1L-018, BM0RC-L2L-018, BM0RC-L3L-018H, BM0RC-L4L-018, BM0RC-L5L-018, BM0RC-L4L-018H, BM0RC-L5L-018H, BM0ED-SET-018H345, BM0ED-SET-022H345, BM0BV-SET-018022H3, BM0BV-SET-018022H345, BM0VRO-U1R-018, BM0VRO-U2R-018, BM0VRO-U3R-022H, BM0VED-UL45RL-022, BM0VED-U45R-L45L-022H, BM0VRO-U1L-018, BM0VRO-U2L-018, BM0VRO-U3L-022H, BM0VED-U45L-L45R-022H, BM0VED-L12RL-018, BM0VRO-L3R-022H, BM0VRO-L3L-022H, BM0MIRO-SET-018H3, BM0MIRO-SET-018H345, BM0MIRO-SET-022H3, BM0MIRO-SET-022H345, BM0MIRO-U1R-018, BM0MIRO-U2R-018, BM0MIRO-U3R-018H, BM0MIRO-U4R-018, BM0MIRO-U5R-018, BM0MIRO-U1L-018, BM0MIRO-U2L-018, BM0MIRO-U3L-018H, BM0MIRO-U4L-018, BM0MIRO-U5L-018, BM0MIRO-U1R-022, BM0MIRO-U2R-022, BM0MIRO-U3R-022H, BM0MIRO-U4R-022, BM0MIRO-U5R-022, BM0MIRO-U1L-022, BM0MIRO-U2L-022, BM0MIRO-U3L-022H, BM0MIRO-U4L-022, BM0MIRO-U5L-022, BM0MIRO-L1R-018, BM0MIRO-L2R-018, BM0MIRO-L3R-018H, BM0MIRO-L4R-018, BM0MIRO-L5R-018, BM0MIRO-L1L-018, BM0MIRO-L2L-018, BM0MIRO-L3L-018H, BM0MIRO-L4L-018, BM0MIRO-L5L-018, BM0MIRO-L1R-022, BM0MIRO-L2R-022, BM0MIRO-L3R-022H, BM0MIRO-L4R-022, BM0MIRO-L5R-022, BM0MIRO-L1L-022, BM0MIRO-L2L-022, BM0MIRO-L3L-022H, BM0MIRO-L4L-022, BM0MIRO-L5L-022, BM0MIMBT-SET-018H3, BM0MIMBT-SET-018H345, BM0MIMBT-SET-022H3, BM0MIMBT-SET-022H345, BM0MIMBT-U1R-018, BM0MIMBT-U2R-018, BM0MIMBT-U3R-018H, BM0MIMBT-U4R-018, BM0MIMBT-U5R-018, BM0MIMBT-U1L-018, BM0MIMBT-U2L-018, BM0MIMBT-U3L-018H, BM0MIMBT-U4L-018, BM0MIMBT-U5L-018, BM0MIMBT-U1R-022, BM0SLMBT-U5L-022, BM0SLMBT-L1R-022, BM0SLMBT-L2R-022, BM0SLMBT-L3R-022H, BM0SLMBT-L4R-022, BM0SLMBT-L5R-022, BM0SLMBT-L1L-022, BM0SLMBT-L2L-022, BM0SLMBT-L3L-022H, BM0SLMBT-L4L-022, BM0SLMBT-L5L-022, BM0SLRO-U4R-018H, BM0SLRO-U5R-018H, BM0SLRO-U4L-018H, BM0SLRO-U5L-018H, BM0SLRO-U4R-022H, BM0SLRO-U5R-022H, BM0SLRO-U4L-022H, BM0SLRO-U5L-022H, BM0SLRO-L4R-018H, BM0SLRO-L5R-018H, BM0SLRO-L4L-018H, BM0SLRO-L5L-018H, BM0SLRO-L4R-022H, BM0SLRO-L5R-022H, BM0SLRO-L4L-022H, BM0SLRO-L5L-022H, BM0SLMBT-U4R-022H, BM0SLMBT-U5R-022H, BM0SLMBT-U4L-022H, BM0SLMBT-U5L-022H, BM0SLMBT-L4R-022H, BM0SLMBT-L5R-022H, BM0SLMBT-L4L-022H, BM0SLMBT-L5L-022H, BZ0RO-SET-018H3, BZ0RO-SET-018H345, BZ0RO-SET-022, BZ0RO-SET-022H3, BZ0RO-SET-022H345, BZ0RO-U1R-018, BZ0RO-U2R-018, BZ0RO-U3R-018H, BZ0RO-U45RL-018, BZ0RO-U45R-018H, BZ0RO-U1L-018, BZ0RO-U2L-018, BZ0RO-U3L-018H, BZ0RO-U45L-018H, BZ0RO-U1R-022, BZ0RO-U2R-022, BZ0RO-U3R-022H, BZ0RO-U45RL-022, BZ0RO-U45R-022H, BZ0RO-U1L-022, BZ0RO-U2L-022, BZ0RO-U3L-022H, BZ0RO-U45L-022H, BZ0RO-L12RL-018, BZ0RO-L3R-018H, BZ0RO-L4RL-018, BZ0RO-L5RL-018, BZ0RO-L3L-018H, BZ0RO-L12RL-022, BZ0RO-L3R-022H, BZ0RO-L4RL-022, BZ0RO-L5RL-022, BZ0RO-L3L-022H, BZ0MBT-SET-018, BZ0MBT-SET-018H3, BZ0MBT-SET-018H345, BZ0MBT-SET-022, BZ0MBT-SET-022H3, BZ0MBT-SET-022H345, BZ0MBT-U1R-018, BZ0MBT-U2R-018, BZ0MBT-U3R-018H, BZ0MBT-U45RL-018, BZ0MBT-U1L-018, BZ0MBT-U2L-018, BZ0MBT-U3L-018H, BZ0MBT-U1R-022, BZ0MBT-U2R-022, BZ0MBT-U3R-022H, BZ0MBT-U45RL-022, BZ0MBT-U1L-022, BZ0MBT-U2L-022, BZ0MBT-U3L-022H, BZ0MBT-L12RL-018, BZ0MBT-L3R-018H, BZ0MBT-L4R-018, BZ0MBT-L5R-018, BZ0MBT-L3L-018H, BZ0MBT-L4L-018, BZ0MBT-L5L-018, BZ0MBT-L12RL-022, BZ0MBT-L3R-022H, BZ0MBT-L4R-022, BZ0MBT-L5R-022, BZ0MBT-L3L-022H, BZ0MBT-L4L-022, BZ0MBT-L5L-022, BZ0RO-L4R-018H, BZ0RO-L5R-018H, BZ0RO-L4L-01 | Klasa IIa, Klasa IIb | BRAKETE GLARE ROTH 022 RIC.BICUS.5 SUP.SX GANCI,10PZ., BRAKETE GLARE EDGEWISE 018 (GANCIO 3) SET 20 PZ, BRAKETE GLARE EDGEWISE 022 (GANCIO 3) SET 20 PZ, BRAKETE GLARE EDGEWISE 018 RIC.CENTRALE SUPER.DX.SX,10PZ., BRAKETE GLARE EDGEWISE 018 RIC.LATERALE SUPER.DX.SX.,10PZ, BRAKETE GLARE EDGEWISE 018 CUSP.SUP.DX.INF.SX.GANCI,10PZ., BRAKETE GLARE EDGEWISE 018 RIC.BIC4,5SUP.INF.DX.SX.,10 PZ, BRAKETE GLARE EDGEWISE 018 BIC.45SUP.DX.INF.SX.GANCI,10PZ, BRAKETE GLARE EDGEWISE 018 CUSP.SUP.SX.INF.DX GANCI,10PZ., BRAKETE GLARE EDGEWISE 018 BIC.45SUP.SX.INF.DX.GANCI,10PZ, BRAKETE GLARE EDGEWISE 022 RIC.CENTRALI SUP.DX.SX.,10 PZ., BRAKETE GLARE EDGEWISE 022 RIC.LATERALI SUP. DX.SX.,10 PZ, BRAKETE GLARE EDGEWISE 022 CUSP.SUP.DX.INF.SX.GANCI,10PZ., BRAKETE GLARE EDGEWISE 022 BIC.45 SUP.INF.DX.SX.,10 PZ., BRAKETE GLARE EDGEWISE 022 BIC.45 SUP.DX.INF.SX.GANCI,10P, BRAKETE GLARE EDGEWISE 022 CUSP.SUP.SX.INF.DX.GANCI,10PZ., BRAKETE GLARE EDGEWISE 022 BIC.45 SUP.SX.INF.DX.GANCI,10P, BRAKETE GLARE EDGEWISE 018 RIC.CENTRALI INF.DX.SX.,10PZ., BRAKETE GLARE EDGEWISE 022 RIC.CENT.1,2.INF.DX.SX.,10 PZ., BRAKETE GLARE BIDIMENS.018+022 (GANCIO 3) SET 20 PZ, BRAKETE GLARE . BIDIMENS.018+022 (GANCI 3,4,5) SET 20 PZ, BRAKETE GLARE RICKETTS 018 (GANCIO 3) SET 20 PZ, BRAKETE GLARE RICKETTS 018 (GANCI 3,4,5) SET 20 PZ, BRAKETE GLARE RICKETTS 018 RIC.CENTRALE SUPER. DX, 10 PZ., BRAKETE GLARE RICKETTS 018 RIC.LATERALE SUPER. DX, 10 PZ, BRAKETE GLARE RICKETTS 018 RIC. CUSP. SUP.DX.GANCI, 10PZ., BRAKETE GLARE RICKETTS 018 RIC. BICUSPIDE4 SUP.DX,10 PZ., BRAKETE GLARE RICKETTS 018 RIC.BICUSPIDE5 SUP.DX ,10 PZ., BRAKETE GLARE RICKETTS 018 RIC.BICUS.4 SUP.DX GANCI,10PZ., BRAKETE GLARE RICKETTS 018 RIC.BICUS.5 SUP.DX GANCI,10PZ., BRAKETE GLARE RICKETTS 018 RIC.CENTRALE SUPER. SX, 10 PZ., BRAKETE GLARE RICKETTS 018 RIC.LATERALE SUPER. SX, 10 PZ, BRAKETE GLARE RICKETTS 018 RIC. CUSP. SUP.SX.GANCI, 10PZ., BRAKETE GLARE RICKETTS 018 RIC. BICUSPIDE4 SUP.SX, 10 PZ., BRAKETE GLARE RICKETTS 018 RIC.BICUSPIDE5 SUP.SX , 10 PZ., BRAKETE GLARE RICKETTS 018 RIC.BICUS.4 SUP.SX GANCI,10PZ., BRAKETE GLARE RICKETTS 018 RIC.BICUS.5 SUP.SX GANCI,10PZ., BRAKETE GLARE RICKETTS 018 RIC.CENTRALE INFER. DX, 10 PZ., BRAKETE GLARE RICKETTS 018 RIC.LATERALE INFER. DX, 10 PZ, BRAKETE GLARE RICKETTS 018 RIC. CUSP. INF.DX.GANCI, 10PZ., BRAKETE GLARE RICKETTS 018 RIC. BICUSPIDE4 INF.DX,10 PZ., BRAKETE GLARE RICKETTS 018 RIC.BICUSPIDE5 INF.DX ,10 PZ., BRAKETE GLARE RICKETTS 018 RIC.BICUS.4 INF.DX GANCI,10PZ., BRAKETE GLARE RICKETTS 018 RIC.BICUS.5 INF.DX GANCI,10PZ., BRAKETE GLARE RICKETTS 018 RIC.CENTRALE INFER. SX, 10 PZ., BRAKETE GLARE RICKETTS 018 RIC.LATERALE INFER. SX, 10 PZ, BRAKETE GLARE RICKETTS 018 RIC. CUSP. INF.SX.GANCI, 10PZ., BRAKETE GLARE RICKETTS 018 RIC. BICUSPIDE4 INF.SX,10 PZ., BRAKETE GLARE RICKETTS 018 RIC.BICUSPIDE5 INF.SX ,10 PZ., BRAKETE GLARE RICKETTS 018 RIC.BICUS.4 INF.SX GANCI,10PZ., BRAKETE GLARE RICKETTS 018 RIC.BICUS.5 INF.SX GANCI,10PZ., BRAKETE GLARE EDGEWISE 018 (GANCIO 3,4,5) SET 20 PZ, BRAKETE GLARE EDGEWISE 022 (GANCIO 3,4,5) SET 20 PZ, BRAKETE GLARE V .BIDIMENS.018+022 (GANCIO 3) SET 20 PZ, BRAKETE GLARE V.BIDIMENS.018+022 (GANCI 3,4,5) SET 20 PZ, BRAKETE GLARE V ROTH 018 RIC.CENTRALE SUPER.DX,10PZ., BRAKETE GLARE V ROTH 018 RIC.LATERALE SUPER.DX,10PZ, BRAKETE GLARE V ROTH 022 RIC.CUSP.SUP.DX.GANCI,10PZ., BRAKETE GLARE V EDGEWISE 022 RIC.BIC.4,5SUP.INF.DX.SX,10PZ, BRAKETE GLARE V EDGEWISE 022 BIC.4,5SUP.DX.INF.SX.GANCI,10P, BRAKETE GLARE V ROTH 018 RIC.CENTRALE SUPER.SX,10PZ., BRAKETE GLARE V ROTH 018 RIC.LATERALE SUPER.SX,10PZ, BRAKETE GLARE V ROTH 022 RIC.CUSP.SUP.SX GANCI,10PZ., BRAKETE GLARE V EDGEWISE 022 BIC.4,5SUP.SX.INF.DX.GANCI,10P, BRAKETE GLARE V EDGEWISE 018 RIC.CENTR LAT INF..DX.SX,10PZ., BRAKETE GLARE V ROTH 022 RIC.CUSP.INF.DX.GANCI,10PZ., BRAKETE GLARE V ROTH 022 RIC.CUSP.INF.SX GANCI,10PZ., BRAKETE GLARE MINI.ROTH 018 (GANCIO 3) SET 20 PZ, BRAKETE GLARE MINI.ROTH 018 (GANCI 3,4,5) SET 20 PZ, BRAKETE GLARE MINI.ROTH 022 (GANCIO 3) SET 20 PZ, BRAKETE GLARE MINI.ROTH 022 (GANCI 3,4,5) SET 20 PZ, BRAKETE GLARE MINI.ROTH 018 RIC.CENTRALE SUPER. DX, 10 PZ., BRAKETE GLARE MINI.ROTH 018 RIC.LATERALE SUPER. DX, 10 PZ., BRAKETE GLARE MINI.ROTH 018 RIC. CUSP.SUP.DX.GANCI, 10PZ., BRAKETE GLARE MINI.ROTH 018 RIC. BICUSPIDE4 SUP.DX, 10 PZ., BRAKETE GLARE MINI.ROTH 018 RIC.BICUSPIDE5 SUP. DX, 10 PZ., BRAKETE GLARE MINI.ROTH 018 RIC.CENTRALE SUPER. SX, 10 PZ., BRAKETE GLARE MINI.ROTH 018 RIC.LATERALE SUPER. SX, 10 PZ., BRAKETE GLARE MINI.ROTH 018 RIC. CUSP.SUP.SX.GANCI, 10PZ., BRAKETE GLARE MINI.ROTH 018 RIC. BICUSPIDE4 SUP.SX, 10 PZ., BRAKETE GLARE MINI.ROTH 018 RIC.BICUSPIDE5 SUP. SX, 10 PZ., BRAKETE GLARE MINI.ROTH 022 RIC.CENTRALE SUPER. DX, 10 PZ., BRAKETE GLARE MINI.ROTH 022 RIC.LATERALE SUPER. DX, 10 PZ., BRAKETE GLARE MINI.ROTH 022 RIC. CUSP.SUP.DX.GANCI, 10PZ., BRAKETE GLARE MINI.ROTH 022 RIC. BICUSPIDE4 SUP.DX, 10 PZ., BRAKETE GLARE MINI.ROTH 022 RIC.BICUSPIDE5 SUP. DX, 10 PZ., BRAKETE GLARE MINI.ROTH 022 RIC.CENTRALE SUPER. SX, 10 PZ., BRAKETE GLARE MINI.ROTH 022 RIC.LATERALE SUPER. SX, 10 PZ., BRAKETE GLARE MINI.ROTH 022 RIC. CUSP.SUP.SX.GANCI, 10PZ., BRAKETE GLARE MINI.ROTH 022 RIC. BICUSPIDE4 SUP.SX, 10 PZ., BRAKETE GLARE MINI.ROTH 022 RIC.BICUSPIDE5 SUP. SX, 10 PZ., BRAKETE GLARE MINI.ROTH 018 RIC.CENTRALE INFER. DX, 10 PZ., BRAKETE GLARE MINI.ROTH 018 RIC.LATERALE INFER. DX, 10 PZ., BRAKETE GLARE MINI.ROTH 018 RIC. CUSP.INF.DX.GANCI, 10PZ., BRAKETE GLARE MINI.ROTH 018 RIC. BICUSPIDE4 INF.DX, 10 PZ., BRAKETE GLARE MINI.ROTH 018 RIC.BICUSPIDE5 INF. DX, 10 PZ., BRAKETE GLARE MINI.ROTH 018 RIC.CENTRALE INFER. SX, 10 PZ., BRAKETE GLARE MINI.ROTH 018 RIC.LATERALE INFER. SX, 10 PZ., BRAKETE GLARE MINI.ROTH 018 RIC. CUSP.INF.SX.GANCI, 10PZ., BRAKETE GLARE MINI.ROTH 018 RIC. BICUSPIDE4 INF.SX, 10 PZ., BRAKETE GLARE MINI.ROTH 018 RIC.BICUSPIDE5 INF. SX, 10 PZ., BRAKETE GLARE MINI.ROTH 022 RIC.CENTRALE INFER. DX, 10 PZ., BRAKETE GLARE MINI.ROTH 022 RIC.LATERALE INFER. DX, 10 PZ., BRAKETE GLARE MINI.ROTH 022 RIC. CUSP.INF.DX.GANCI, 10PZ., BRAKETE GLARE MINI.ROTH 022 RIC. BICUSPIDE4 INF.DX, 10 PZ., BRAKETE GLARE MINI.ROTH 022 RIC.BICUSPIDE5 INF. DX, 10 PZ., BRAKETE GLARE MINI.ROTH 022 RIC.CENTRALE INFER. SX, 10 PZ., BRAKETE GLARE MINI.ROTH 022 RIC.LATERALE INFER. SX, 10 PZ., BRAKETE GLARE MINI.ROTH 022 RIC. CUSP.INF.SX.GANCI, 10PZ., BRAKETE GLARE MINI.ROTH 022 RIC. BICUSPIDE4 INF.SX, 10 PZ., BRAKETE GLARE MINI.ROTH 022 RIC.BICUSPIDE5 INF. SX, 10 PZ., BRAKETE GLARE MINI.MBT 018 (GANCIO 3) SET 20 PZ, BRAKETE GLARE MINI.MBT 018 (GANCI 3,4,5) SET 20 PZ, BRAKETE GLARE MINI.MBT 022 (GANCIO 3) SET 20 PZ, BRAKETE GLARE MINI.MBT 022 (GANCI 3,4,5) SET 20 PZ, BRAKETE GLARE MINI.MBT 018 RIC.CENTRALE SUPER. DX, 10 PZ., BRAKETE GLARE MINI.MBT 018 RIC.LATERALE SUPER. DX, 10 PZ., BRAKETE GLARE MINI.MBT 018 RIC. CUSP.SUP.DX.GANCI, 10PZ., BRAKETE GLARE MINI.MBT 018 RIC. BICUSPIDE4 SUP.DX, 10 PZ., BRAKETE GLARE MINI.MBT 018 RIC.BICUSPIDE5 SUP. DX, 10 PZ., BRAKETE GLARE MINIMBT 018 RIC.CENTRALE SUPER. SX, 10 PZ., BRAKETE GLARE MINI.MBT 018 RIC.LATERALE SUPER. SX, 10 PZ., BRAKETE GLARE MINI.MBT 018 RIC. CUSP.SUP.SX.GANCI, 10PZ., BRAKETE GLARE MINI.MBT 018 RIC. BICUSPIDE4 SUP.SX, 10 PZ., BRAKETE GLARE MINI.MBT 018 RIC.BICUSPIDE5 SUP. SX, 10 PZ., BRAKETE GLARE MINI.MBT 022 RIC.CENTRALE SUPER. DX, 10 PZ., BRAKETE CLICK SELF LIGESHION . MBT 022 RIC.BICUSPIDE5 SUP. SX , 5 PZ., BRAKETE CLICK SELF LIGESHION . MBT 022 RIC.CENTRALE INFER. DX, 5 PZ., BRAKETE CLICK SELF LIGESHION . MBT 022 RIC.LATERALE INFER. DX, 5 PZ, BRAKETE CLICK SELF LIGESHION . MBT 022 RIC. CUSP. INF.DX.GANCI, 5PZ., BRAKETE CLICK SELF LIGESHION . MBT 022 RIC. BICUSPIDE4 INF. DX, 5 PZ., BRAKETE CLICK SELF LIGESHION . MBT 022 RIC.BICUSPIDE5 INF. DX , 5 PZ., BRAKETE CLICK SELF LIGESHION . MBT 022 RIC.CENTRALE INFER. SX, 5 PZ., BRAKETE CLICK SELF LIGESHION . MBT 022 RIC.LATERALE INFER. SX, 5 PZ, BRAKETE CLICK SELF LIGESHION . MBT 022 RIC. CUSP. INF.SX.GANCI, 5PZ., BRAKETE CLICK SELF LIGESHION . MBT 022 RIC. BICUSPIDE4 INF. SX, 5 PZ., BRAKETE CLICK SELF LIGESHION . MBT 022 RIC.BICUSPIDE5 INF. SX , 5 PZ., BRAKETE CLICK SELF LIGESHION . ROTH 018 RIC.BICUSP.4 SUP.DX GANCI,5PZ., BRAKETE CLICK SELF LIGESHION . ROTH 018 RIC.BICUSP.5 SUP.DX GANCI,5PZ., BRAKETE CLICK SELF LIGESHION . ROTH 018 RIC.BICUSP.4 SUP.SX GANCI,5PZ., BRAKETE CLICK SELF LIGESHION . ROTH 018 RIC.BICUSP.5 SUP.SX GANCI,5PZ., BRAKETE CLICK SELF LIGESHION . ROTH 022 RIC.BICUSP.4 SUP.DX GANCI,5PZ., BRAKETE CLICK SELF LIGESHION . ROTH 022 RIC.BICUSP.5 SUP.DX GANCI,5PZ., BRAKETE CLICK SELF LIGESHION . ROTH 022 RIC.BICUSP.4 SUP.SX GANCI,5PZ., BRAKETE CLICK SELF LIGESHION . ROTH 022 RIC.BICUSP.5 SUP.SX GANCI,5PZ., BRAKETE CLICK SELF LIGESHION . ROTH 018 RIC.BICUS.4 INF.DX GANCI,5 PZ., BRAKETE CLICK SELF LIGESHION . ROTH 018 RIC.BICUS.5 INF.DX GANCI,5 PZ., BRAKETE CLICK SELF LIGESHION . ROTH 018 RIC.BICUS.4 INF.SX GANCI,5 PZ., BRAKETE CLICK SELF LIGESHION . ROTH 018 RIC.BICUS.5 INF.SX GANCI,5 PZ., BRAKETE CLICK SELF LIGESHION . ROTH 022 RIC.BICUS.4 INF.DX GANCI,5 PZ., BRAKETE CLICK SELF LIGESHION . ROTH 022 RIC.BICUS.5 INF.DX GANCI,5 PZ., BRAKETE CLICK SELF LIGESHION . ROTH 022 RIC.BICUS.4 INF.SX GANCI,5 PZ., BRAKETE CLICK SELF LIGESHION . ROTH 022 RIC.BICUS.5 INF.SX GANCI,5 PZ., BRAKETE CLICK SELF LIGESHION . MBT 022 RIC.BICUSP.4 SUP.DX GANCI,5PZ., BRAKETE CLICK SELF LIGESHION . MBT 022 RIC.BICUSP.5 SUP.DX GANCI,5PZ., BRAKETE CLICK SELF LIGESHION . MBT 022 RIC.BICUSP.4 SUP.SX GANCI,5PZ., BRAKETE CLICK SELF LIGESHION . MBT 022 RIC.BICUSP.5 SUP.SX GANCI,5PZ., BRAKETE CLICK SELF LIGESHION . MBT 022 RIC.BICUSP.4 INF.DX GANCI,5PZ., BRAKETE CLICK SELF LIGESHION . MBT 022 RIC.BICUSP.5 INF.DX GANCI,5PZ., BRAKETE CLICK SELF LIGESHION . MBT 022 RIC.BICUSP.4 INF.SX GANCI,5PZ., BRAKETE CLICK SELF LIGESHION . MBT 022 RIC.BICUSP.5 INF.SX GANCI,5PZ., BRAKETE GLICE SAFIR ROTH 018 (GANCIO 3) SET 20 PZ , BRAKETE GLICE SAFIR ROTH 018 (GANCI 3,4,5) SET 20 PZ, BRAKETE GLICE SAFIR ROTH 022 SET 20 PZ., BRAKETE GLICE SAFIR ROTH 022 (GANCIO 3) SET 20 PZ, BRAKETE GLICE SAFIR ROTH 022 (GANCI 3,4,5) SET 20 PZ, BRAKETE GLICE SAFIR ROTH 018 RIC.CENTRALE SUPER.DX, 5 PZ, BRAKETE GLICE SAFIR ROTH 018 RIC. LATERALE SUPER. DX, 5 PZ, BRAKETE GLICE SAFIR ROTH 018 RIC.CUSP.SUP.DX GANCI, 5 PZ, BRAKETE GLICE SAFIR ROTH 018 RIC. BICUSP.SUP.DX. SX., 5 PZ, BRAKETE GLICE SAFIR ROTH 018 RIC.BICUSP.SUP.DX GANCI, 5 PZ, BRAKETE GLICE SAFIR ROTH 018 RIC.CENTRALE SUPER.SX, 5 PZ, BRAKETE GLICE SAFIR ROTH 018 RIC. LATERALE SUPER. SX, 5 PZ, BRAKETE GLICE SAFIR ROTH 018 RIC.CUSP.SUP.SX GANCI, 5 PZ, BRAKETE GLICE SAFIR ROTH 018 RIC.BICUSP.SUP.SX GANCI, 5 PZ, BRAKETE GLICE SAFIR ROTH 022 RIC.CENTRALE SUPER.DX, 5 PZ, BRAKETE GLICE SAFIR ROTH 022 RIC. LATERALE SUPER. DX, 5 PZ, BRAKETE GLICE SAFIR ROTH 022 RIC.CUSP.SUP.DX GANCI, 5 PZ, BRAKETE GLICE SAFIR ROTH 022 RIC. BICUSP.SUP.DX.SX., 5 PZ, BRAKETE GLICE SAFIR ROTH 022 RIC.BICUSP.SUP.DX GANCI, 5 PZ, BRAKETE GLICE SAFIR ROTH 022 RIC.CENTRALE SUPER.SX, 5 PZ, BRAKETE GLICE SAFIR ROTH 022 RIC. LATERALE SUPER. SX, 5 PZ, BRAKETE GLICE SAFIR ROTH 022 RIC.CUSP.SUP.SX GANCI, 5 PZ, BRAKETE GLICE SAFIR ROTH 022 RIC.BICUSP.SUP.SX GANCI, 5 PZ, BRAKETE GLICE SAFIR ROTH 018 RIC.ANTERIORI INF.DX SX, 5 PZ., BRAKETE GLICE SAFIR ROTH 018 RIC.CUSP. INF.DX GANCI, 5 PZ., BRAKETE GLICE SAFIR ROTH 018 RIC.BICUSP.4 INFER.DX.SX,5 PZ., BRAKETE GLICE SAFIR ROTH 018 RIC.BICUS.5 INFER.DX.SX.,5 PZ., BRAKETE GLICE SAFIR ROTH 018 RIC. CUSP. INF.SX GANCI, 5PZ., BRAKETE GLICE SAFIR ROTH 022 RIC.ANTERIORI INF.DX SX, 5 PZ., BRAKETE GLICE SAFIR ROTH 022 RIC.CUSP. INF.DX GANCI, 5 PZ., BRAKETE GLICE SAFIR ROTH 022 RIC.BICUS.4 INFER.DX.SX, 5 PZ., BRAKETE GLICE SAFIR ROTH 022 RIC.BICUSP.5 INFER.DX.SX,5 PZ., BRAKETE GLICE SAFIR ROTH 022 RIC. CUSP. INF.SX GANCI, 5PZ., BRAKETE GLICE SAFIR MBT 018 SET 20 PZ., BRAKETE GLICE SAFIR MBT 018 (GANCIO 3) SET 20 PZ, BRAKETE GLICE SAFIR MBT 018 (GANCI 3,4,5) SET 20 PZ, BRAKETE GLICE SAFIR MBT 022 SET 20 PZ., BRAKETE GLICE SAFIR MBT 022 (GANCIO 3) SET 20 PZ, BRAKETE GLICE SAFIR MBT 022 (GANCI 3,4,5) SET 20 PZ, BRAKETE GLICE SAFIR MBT 018 RIC.CENTRALE SUPER.DX, 5 PZ, BRAKETE GLICE SAFIR MBT 018 RIC. LATERALE SUPER. DX, 5 PZ, BRAKETE GLICE SAFIR MBT 018 RIC.CUSP.SUP.DX GANCI, 5 PZ, BRAKETE GLICE SAFIR MBT 018 RIC.BICUSP.4,5 SUP.DX.SX,5 PZ., BRAKETE GLICE SAFIR MBT 018 RIC.CENTRALE SUPER.SX, 5 PZ, BRAKETE GLICE SAFIR MBT 018 RIC. LATERALE SUPER. SX, 5 PZ, BRAKETE GLICE SAFIR MBT 018 RIC.CUSP.SUP.SX GANCI, 5 PZ, BRAKETE GLICE SAFIR MBT 022 RIC.CENTRALE SUPER.DX, 5 PZ, BRAKETE GLICE SAFIR MBT 022 RIC. LATERALE SUPER. DX, 5 PZ, BRAKETE GLICE SAFIR MBT 022 RIC.CUSP.SUP.DX GANCI, 5 PZ, BRAKETE GLICE SAFIR MBT 022 RIC. BIC.4,5 SUP.DX.SX., 5 PZ., BRAKETE GLICE SAFIR MBT 022 RIC.CENTRALE SUPER.SX, 5 PZ, BRAKETE GLICE SAFIR MBT 022 RIC. LATERALE SUPER. SX, 5 PZ, BRAKETE GLICE SAFIR MBT 022 RIC.CUSP.SUP.SX GANCI, 5 PZ, BRAKETE GLICE SAFIR MBT 018 RIC.ANTERIORE INF.DX SX, 5 PZ., BRAKETE GLICE SAFIR MBT 018 RIC.CUSP. INF.DX GANCI, 5 PZ., BRAKETE GLICE SAFIR MBT 018 RIC.BICUSPIDE4 INFER.DX, 5 PZ., BRAKETE GLICE SAFIR MBT 018 RIC.BICUSPIDE5 INFER.DX, 5 PZ., BRAKETE GLICE SAFIR MBT 018 RIC.CUSP. INF.SX GANCI, 5 PZ., BRAKETE GLICE SAFIR MBT 018 RIC.BICUSPIDE4 INFER.SX, 5 PZ., BRAKETE GLICE SAFIR MBT 018 RIC.BICUSPIDE5 INFER.SX, 5 PZ., BRAKETE GLICE SAFIR MBT 022 RIC.ANTERIORE INF.DX SX, 5 PZ., BRAKETE GLICE SAFIR MBT 022 RIC.CUSP. INF.DX GANCI, 5 PZ., BRAKETE GLICE SAFIR MBT 022 RIC.BICUSPIDE4 INFER.DX, 5 PZ., BRAKETE GLICE SAFIR MBT 022 RIC.BICUSPIDE5 INFER.DX, 5 PZ., BRAKETE GLICE SAFIR MBT 022 RIC.CUSP. INF.SX GANCI, 5 PZ., BRAKETE GLICE SAFIR MBT 022 RIC.BICUSPIDE4 INFER.SX, 5 PZ., BRAKETE GLICE SAFIR MBT 022 RIC.BICUSPIDE5 INFER.SX, 5 PZ., BRAKETE GLICE SAFIR ROTH 018 RIC.BICUSP.4 INF.DX GANCI,5 PZ, BRAKETE GLICE SAFIR ROTH 018 RIC.BICUSP.5 INF.DX GANCI,5 PZ, BRAKETE GLICE SAFIR ROTH 018 RIC.BICUSP.4 INF.SX GANCI,5 PZ, BRAKETE GLICE SAFIR ROTH 018 RIC.BICUSP.5 INF.SX GANCI,5 PZ, BRAKETE GLICE SAFIR ROTH 022 RIC.BICUSP.4 INF.DX GANCI,5 PZ, BRAKETE GLICE SAFIR ROTH 022 RIC.BICUSP.5 INF.DX GANCI,5 PZ, BRAKETE GLICE SAFIR ROTH 022 RIC.BICUSP.4 INF.SX GANCI,5 PZ, BRAKETE GLICE SAFIR ROTH 022 RIC.BICUSP.5 INF.SX GANCI,5 PZ, BRAKETE GLICE SAFIR MBT 018 RIC.BICUSP.SUP.DX GANCI,5 PZ, BRAKETE GLICE SAFIR MBT 018 RIC.BICUSP.SUP.SX GANCI,5 PZ, BRAKETE GLICE SAFIR MBT 022 RIC.BICUSP.SUP.DX GANCI,5 PZ, BRAKETE GLICE SAFIR MBT 022 RIC.BICUSP.SUP.SX GANCI,5 PZ, BRAKETE GLICE SAFIR MBT 018 RIC.BICUSP.4 INF.DX GANCI,5 PZ, BRAKETE GLICE SAFIR MBT 018 RIC.BICUSP.5 INF.DX GANCI,5 PZ, BRAKETE GLICE SAFIR MBT 018 RIC.BICUSP.4 INF.SX GANCI,5 PZ, BRAKETE GLICE SAFIR MBT 018 RIC.BICUSP.5 INF.SX GANCI,5 PZ, BRAKETE GLICE SAFIR MBT 022 RIC.BICUSP.4 INF.DX GANCI,5 PZ, BRAKETE GLICE SAFIR MBT 022 RIC.BICUSP.5 INF.DX GANCI,5 PZ, BRAKETE GLICE SAFIR MBT 022 RIC.BICUSP.4 INF.SX GANCI,5 PZ, BRAKETE GLICE SAFIR MBT 022 RIC.BICUSP.5 INF.SX GANCI,5 PZ, BRAKETE GLICE SAFIR ROTH 018 RIC. BICUSP.SUP.SX, 5 PZ, BRAKETE GLICE SAFIR ROTH 022 RIC. BICUSP.SUP.SX, 5 PZ, BRAKETE GLICE SAFIR ROTH 018 RIC. BICUSPIDE4 INFER.SX, 5PZ., BRAKETE GLICE SAFIR ROTH 018 RIC. BICUSPIDE5 INFER.SX, 5PZ., BRAKETE GLICE SAFIR ROTH 022 RIC. BICUSPIDE4 INFER.SX, 5PZ., BRAKETE GLICE SAFIR ROTH 022 RIC. BICUSPIDE5 INFER.SX, 5PZ., BRAKETE GLICE SAFIR MBT 018 RIC.BICUSPIDE5 SUP. DX, 5 PZ., BRAKETE GLICE SAFIR MBT 018 RIC. BICUSPIDE4 SUP. SX, 5 PZ., BRAKETE GLICE SAFIR MBT 018 RIC.BICUSPIDE5 SUP. SX, 5 PZ., BRAKETE GLICE SAFIR MBT 022 RIC.BICUSPIDE5 SUP. DX, 5 PZ., BRAKETE GLICE SAFIR MBT 022 RIC. BICUSPIDE4 SUP. SX, 5 PZ., BRAKETE GLICE SAFIR MBT 022 RIC.BICUSPIDE5 SUP. SX, 5 PZ., BRAKETE GLICE SAFIR MBT 018 RIC.ANTERIORE INF.SX, 5 PZ., BRAKETE GLICE SAFIR MBT 022 RIC.ANTERIORE INF.SX, 5 PZ., BRAKETE GLARE ROTH 018 (GANCIO 3) SET 20 PZ, BRAKETE GLARE ROTH 018 (GANCI 3,4,5) SET 20 PZ, BRAKETE GLARE ROTH 022 (GANCIO 3) SET 20 PZ, BRAKETE GLARE ROTH 022 (GANCI 3,4,5) SET 20 PZ, BRAKETE GLARE ROTH 018 RIC.CENTRALE SUPER. DX, 10 PZ., BRAKETE GLARE ROTH 018 RIC.LATERALE SUPER. DX, 10 PZ, BRAKETE GLARE ROTH 018 RIC. CUSP. SUP.DX.GANCI, 10PZ., BRAKETE GLARE ROTH 018 RIC. BICUSPIDE4 SUP.DX,10 PZ., BRAKETE GLARE ROTH 018 RIC.BICUSPIDE5 SUP.DX ,10 PZ., BRAKETE GLARE ROTH 018 RIC.CENTRALE SUPER. SX, 10 PZ., BRAKETE GLARE ROTH 018 RIC.LATERALE SUPER. SX, 10 PZ, BRAKETE GLARE ROTH 018 RIC. CUSP. SUP.SX.GANCI, 10PZ., BRAKETE GLARE ROTH 018 RIC. BICUSPIDE4 SUP.SX, 10 PZ., BRAKETE GLARE ROTH 018 RIC.BICUSPIDE5 SUP.SX , 10 PZ., BRAKETE GLARE ROTH 022 RIC.CENTRALE SUPER. DX, 10 PZ., BRAKETE GLARE ROTH 022 RIC.LATERALE SUPER. DX, 10 PZ, BRAKETE GLARE ROTH 022 RIC. CUSP. SUP.DX.GANCI, 10PZ., BRAKETE GLARE ROTH 022 RIC. BICUSPIDE4 SUP.DX,10 PZ., BRAKETE GLARE ROTH 022 RIC.BICUSPIDE5 SUP.DX ,10 PZ., BRAKETE GLARE ROTH 022 RIC.CENTRALE SUPER. SX, 10 PZ., BRAKETE GLARE ROTH 022 RIC.LATERALE SUPER. SX, 10 PZ, BRAKETE GLARE ROTH 022 RIC. CUSP. SUP.SX.GANCI, 10PZ., BRAKETE GLARE ROTH 022 RIC. BICUSPIDE4 SUP.SX, 10 PZ., BRAKETE GLARE ROTH 022 RIC.BICUSPIDE5 SUP.SX , 10 PZ., BRAKETE GLARE ROTH 018 RIC.CENTRALE INFER. DX, 10 PZ., BRAKETE GLARE ROTH 018 RIC.LATERALE INFER. DX, 10 PZ, BRAKETE GLARE ROTH 018 RIC. CUSP. INF.DX.GANCI, 10PZ., BRAKETE GLARE ROTH 018 RIC. BICUSPIDE4 INF.DX,10 PZ., BRAKETE GLARE ROTH 018 RIC.BICUSPIDE5 INF.DX ,10 PZ., BRAKETE GLARE ROTH 018 RIC.CENTRALE INFER. SX, 10 PZ., BRAKETE GLARE ROTH 018 RIC.LATERALE INFER. SX, 10 PZ, BRAKETE GLARE ROTH 018 RIC. CUSP. INF.SX.GANCI, 10PZ., BRAKETE GLARE ROTH 018 RIC. BICUSPIDE4 INF.SX,10 PZ., BRAKET GLARE ROTH 018 RIC.BICUSPIDE5 INF.SX ,10 PZ., BRAKET GLARE ROTH 022 RIC.CENTRALE INFER. DX, 10 PZ., BRAKET GLARE ROTH 022 RIC.LATERALE INFER. DX, 10 PZ, BRAKET GLARE ROTH 022 RIC. CUSP. INF.DX.GANCI, 10PZ., BRAKET GLARE ROTH 022 RIC. BICUSPIDE4 INF.DX,10 PZ., BRAKET GLARE ROTH 022 RIC.BICUSPIDE5 INF.DX ,10 PZ., BRAKET GLARE ROTH 022 RIC.CENTRALE INFER. SX, 10 PZ., BRAKET GLARE ROTH 022 RIC.LATERALE INFER. SX, 10 PZ, BRAKETE GLARE ROTH 022 RIC. CUSP. INF.SX.GANCI, 10PZ., BRAKETE GLARE ROTH 022 RIC. BICUSPIDE4 INF.SX,10 PZ., BRAKETE GLARE ROTH 022 RIC.BICUSPIDE5 INF.SX ,10 PZ., BRAKETE GLARE MBT 018 (GANCIO 3) SET 20 PZ, BRAKETE GLARE MBT 018 (GANCI 3,4,5) SET 20 PZ, BRAKETE GLARE MBT 022 (GANCIO 3) SET 20 PZ, BRAKETE GLARE MBT 022 (GANCI 3,4,5) SET 20 PZ, BRAKETE GLARE MBT 018 RIC.CENTRALE SUPER. DX, 10 PZ., BRAKETE GLARE MBT 018 RIC.LATERALE SUPER. DX, 10 PZ., BRAKETE GLARE MBT 018 RIC. CUSP.SUP.DX.GANCI, 10PZ., BRAKETE GLARE MBT 018 RIC. BICUSPIDE4 SUP.DX, 10 PZ., BRAKETE GLARE MBT 018 RIC.BICUSPIDE5 SUP. DX, 10 PZ., BRAKETE GLARE MBT 018 RIC.CENTRALE SUPER. SX, 10 PZ., BRAKETE GLARE MBT 018 RIC.LATERALE SUPER. SX, 10 PZ., BRAKETE GLARE MBT 018 RIC. CUSP.SUP.SX.GANCI, 10PZ., BRAKETE GLARE MBT 018 RIC. BICUSPIDE4 SUP.SX, 10 PZ., BRAKETE GLARE MBT 018 RIC.BICUSPIDE5 SUP. SX, 10 PZ., BRAKETE GLARE MBT 022 RIC.CENTRALE SUPER. DX, 10 PZ., BRAKETE GLARE MBT 022 RIC.LATERALE SUPER. DX, 10 PZ., BRAKETE GLARE MBT 022 RIC. CUSP.SUP.DX.GANCI, 10PZ., BRAKETE GLARE MBT 022 RIC. BICUSPIDE4 SUP.DX, 10 PZ., BRAKETE GLARE MBT 022 RIC.BICUSPIDE5 SUP. DX, 10 PZ., BRAKETE GLARE MBT 022 RIC.CENTRALE SUPER. SX, 10 PZ., BRAKETE GLARE MBT 022 RIC.LATERALE SUPER. SX, 10 PZ., BRAKETE GLARE MBT 022 RIC. CUSP.SUP.SX.GANCI, 10PZ., BRAKETE GLARE MBT 022 RIC. BICUSPIDE4 SUP.SX, 10 PZ., BRAKETE GLARE MBT 022 RIC.BICUSPIDE5 SUP. SX, 10 PZ., BRAKETE GLARE MBT 018 RIC.CENTRALE INFER. DX, 10 PZ., BRAKETE GLARE MBT 018 RIC.LATERALE INFER. DX, 10 PZ., BRAKETE GLARE MBT 018 RIC. CUSP.INF.DX.GANCI, 10PZ., BRAKETE GLARE MBT 018 RIC. BICUSPIDE4 INF.DX, 10 PZ., BRAKETE GLARE MBT 018 RIC.BICUSPIDE5 INF. DX, 10 PZ., BRAKETE GLARE MBT 018 RIC.CENTRALE INFER. SX, 10 PZ., BRAKETE GLARE MBT 018 RIC.LATERALE INFER. SX, 10 PZ., BRAKETE GLARE MBT 018 RIC. CUSP.INF.SX.GANCI, 10PZ., BRAKETE GLARE MBT 018 RIC. BICUSPIDE4 INF.SX, 10 PZ., BRAKETE GLARE MBT 018 RIC.BICUSPIDE5 INF. SX, 10 PZ., BRAKETE GLARE MBT 022 RIC.CENTRALE INFER. DX, 10 PZ., BRAKETE GLARE MBT 022 RIC.LATERALE INFER. DX, 10 PZ., BRAKETE GLARE MBT 022 RIC. CUSP.INF.DX.GANCI, 10PZ., BRAKETE GLARE MBT 022 RIC. BICUSPIDE4 INF.DX, 10 PZ., BRAKETE GLARE MBT 022 RIC.BICUSPIDE5 INF. DX, 10 PZ., BRAKETE GLARE MBT 022 RIC.CENTRALE INFER. SX, 10 PZ., BRAKETE GLARE MBT 022 RIC.LATERALE INFER. SX, 10 PZ., BRAKETE GLARE MBT 022 RIC. CUSP.INF.SX.GANCI, 10PZ., BRAKETE GLARE MBT 022 RIC. BICUSPIDE4 INF.SX, 10 PZ., BRAKETE GLARE MBT 022 RIC.BICUSPIDE5 INF. SX, 10 PZ., BRAKETE GLARE ROTH 018 RIC.BICUS.4 SUP.DX GANCI,10PZ., BRAKETE GLARE ROTH 018 RIC.BICUS.5 SUP.DX GANCI,10PZ., BRAKETE GLARE ROTH 018 RIC.BICUS.4 SUP.SX GANCI,10PZ., BRAKETE GLARE ROTH 018 RIC.BICUS.5 SUP.SX GANCI,10PZ., BRAKETE GLARE ROTH 022 RIC.BICUS.4 SUP.DX GANCI,10PZ., BRAKETE GLARE ROTH 022 RIC.BICUS.5 SUP.DX GANCI,10PZ., BRAKETE GLARE ROTH 018 RIC.BICUS.4 INF.DX GANCI,10PZ., BRAKETE GLARE ROTH 018 RIC.BICUS.5 INF.DX GANCI,10PZ., BRAKETE GLARE ROTH 018 RIC.BICUS.4 INF.SX GANCI,10PZ., BRAKETE GLARE ROTH 018 RIC.BICUS.5 INF.SX GANCI,10PZ., BRAKETE GLARE ROTH 022 RIC.BICUS.4 INF.DX GANCI,10PZ., BRAKETE GLARE ROTH 022 RIC.BICUS.5 INF.DX GANCI,10PZ., BRAKETE GLARE ROTH 022 RIC.BICUS.4 INF.SX GANCI,10PZ., BRAKETE GLARE ROTH 022 RIC.BICUS.5 INF.SX GANCI,10PZ., BRAKETE GLARE MBT 018 RIC.BICUS.4 SUP.DX GANCI,10PZ., BRAKETE GLARE MBT 018 RIC.BICUS.5 SUP.DX GANCI,10PZ., BRAKETE GLARE MBT 018 RIC.BICUS.4 SUP.SX GANCI,10PZ., BRAKETE GLARE MBT 018 RIC.BICUS.5 SUP.SX GANCI,10PZ., BRAKETE GLARE MBT 022 RIC.BICUS.4 SUP.DX GANCI,10PZ., BRAKETE GLARE MBT 022 RIC.BICUS.5 SUP.DX GANCI,10PZ., BRAKETE GLARE MBT 022 RIC.BICUS.4 SUP.SX GANCI,10PZ., BRAKETE GLARE MBT 022 RIC.BICUS.5 SUP.SX GANCI,10PZ., BRAKETE GLARE MBT 018 RIC.BICUS.4 INF.DX GANCI,10PZ., BRAKETE GLARE MBT 018 RIC.BICUS.5 INF.DX GANCI,10PZ., BRAKETE GLARE MBT 018 RIC.BICUS.4 INF.SX GANCI,10PZ., BRAKETE GLARE MBT 018 RIC.BICUS.5 INF.SX GANCI,10PZ., BRAKETE GLARE MBT 022 RIC.BICUS.4 INF.DX GANCI,10PZ., BRAKETE GLARE MBT 022 RIC.BICUS.5 INF.DX GANCI,10PZ., BRAKETE GLARE MBT 022 RIC.BICUS.4 INF.SX GANCI,10PZ., BRAKETE GLARE MBT 022 RIC.BICUS.5 INF.SX GANCI,10PZ., BRAKETE GLARE ROTH 022 RIC.BICUS.4 SUP.SX GANCI,10PZ., BRAKETE GLARE MINI.MBT 022 RIC.LATERALE INFER. SX, 10 PZ., BRAKETE GLARE MINI.MBT 022 RIC. CUSP.INF.SX.GANCI, 10PZ., BRAKETE GLARE MINI.MBT 022 RIC. BICUSPIDE4 INF.SX, 10 PZ., BRAKETE GLARE MINI.MBT 022 RIC.BICUSPIDE5 INF. SX, 10 PZ., BRAKETE GLARE MINI.ROTH 018 RIC.BICUS.4 SUP.DX GANCI,10PZ., BRAKETE GLARE MINI.ROTH 018 RIC.BICUS.5 SUP.DX GANCI,10PZ., BRAKETE GLARE MINI.ROTH 018 RIC.BICUS.4 SUP.SX GANCI,10PZ., BRAKETE GLARE MINI.ROTH 018 RIC.BICUS.5 SUP.SX GANCI,10PZ., BRAKETE GLARE MINI.ROTH 022 RIC.BICUS.4 SUP.DX GANCI,10PZ., BRAKETE GLARE MINI.ROTH 022 RIC.BICUS.5 SUP.DX GANCI,10PZ., BRAKETE GLARE MINI.ROTH 022 RIC.BICUS.4 SUP.SX GANCI,10PZ., BRAKETE GLARE MINI.ROTH 022 RIC.BICUS.5 SUP.SX GANCI,10PZ., BRAKETE GLARE MINI.ROTH 018 RIC.BICUS.4 INF.DX GANCI,10PZ., BRAKETE GLARE MINI.ROTH 018 RIC.BICUS.5 INF.DX GANCI,10PZ., BRAKETE GLARE MINI.ROTH 018 RIC.BICUS.4 INF.SX GANCI,10PZ., BRAKETE GLARE MINI.ROTH 018 RIC.BICUS.5 INF.SX GANCI,10PZ., BRAKETE GLARE MINI.ROTH 022 RIC.BICUS.4 INF.DX GANCI,10PZ., BRAKETE GLARE MINI.ROTH 022 RIC.BICUS.5 INF.DX GANCI,10PZ., BRAKETE GLARE MINI.ROTH 022 RIC.BICUS.4 INF.SX GANCI,10PZ., BRAKETE GLARE MINI.ROTH 022 RIC.BICUS.5 INF.SX GANCI,10PZ., BRAKETE GLARE MINI.MBT 018 RIC.BICUS.4 SUP.DX GANCI,10PZ., BRAKETE GLARE MINI.MBT 018 RIC.BICUS.5 SUP.DX GANCI,10PZ., BRAKETE GLARE MINI .MBT 018 RIC.BICUS.4 SUP.SX GANCI,10PZ., BRAKETE GLARE MINI.MBT 018 RIC.BICUS.5 SUP.SX GANCI,10PZ., BRAKETE GLARE MINI.MBT 022 RIC.BICUS.4 SUP.DX GANCI,10PZ., BRAKETE GLARE MINI.MBT 022 RIC.BICUS.5 SUP.DX GANCI,10PZ., BRAKETE GLARE MINI.MBT 022 RIC.BICUS.4 SUP.SX GANCI,10PZ., BRAKETE GLARE MINI.MBT 022 RIC.BICUS.5 SUP.SX GANCI,10PZ., BRAKETE GLARE MINI.MBT 018 RIC.BICUS.4 INF.DX GANCI,10PZ., BRAKETE GLARE MINI.MBT 018 RIC.BICUS.5 INF.DX GANCI,10PZ., BRAKETE GLARE MINI.MBT 018 RIC.BICUS.4 INF.SX GANCI,10PZ., BRAKETE GLARE MINI.MBT 018 RIC.BICUS.5 INF.SX GANCI,10PZ., BRAKETE GLARE MINI.MBT 022 RIC.BICUS.4 INF.DX GANCI,10PZ., BRAKETE GLARE MINI.MBT 022 RIC.BICUS.5 INF.DX GANCI,10PZ., BRAKETE GLARE MINI.MBT 022 RIC.BICUS.4 INF.SX GANCI,10PZ., BRAKETE GLARE MINI.MBT 022 RIC.BICUS.5 INF.SX GANCI,10PZ., BRAKETE GLARE MINI.E&S LOW T. 022 (GANCIO 3) SET 20 PZ, BRAKETE GLARE MINI.E&S LOW T. 022 (GANCIO 3, 4, 5) SET 20 PZ, BRAKETE GLARE MINI.E&S HIGH T. 022 (GANCIO 3) SET 20 PZ, BRAKETE GLARE MINI.E&S HIGH T. 022 (GANCIO 3, 4, 5) SET 20 PZ, BRAKETE GLARE MINI.E&S HIGH T.022 RIC.CENTRALE SUPER. DX, 10 PZ., BRAKETE GLARE MINI.E&S HIGH T.022 RIC.CENTRALE SUPER. SX, 10 PZ., BRAKETE GLARE MINI.E&S HIGH T.022 RIC.LATERALE SUPER. DX, 10 PZ., BRAKETE GLARE MINI.E&S HIGH T.022 RIC.LATERALE SUPER. SX, 10 PZ., BRAKETE GLARE MINI.MBT 0° T.022 RIC.CUSPID. SUPER. DX, 10 PZ., BRAKETE GLARE MINI.MBT 0° T.022 RIC.CUSPID SUPER. SX, 10 PZ., TUBE TEK ATT.DIR.ROTH 018 MOL6 SUP.DX (CONVERT.), 10 PZ, TUBE TEK ATT.DIR.ROTH 018 MOL7 SUP.DX (NON CONV.), 10 PZ, TUBE TEK ATT.DIR.ROTH 018 MOL6 SUP.SX (CONVERT.), 10 PZ, TUBE TEK ATT.DIR.ROTH 018 MOL7 SUP.SX (NON CONV.), 10 PZ, TUBE TEK ATT.DIR.ROTH 022 MOL6 SUP.DX (CONVERT.), 10 PZ, TUBE TEK ATT.DIR.ROTH 022 MOL7 SUP.DX (NON CONV.), 10 PZ, TUBE TEK ATT.DIR.ROTH 022 MOL6 SUP.SX (CONVERT.), 10 PZ, TUBE TEK ATT.DIR.ROTH 022 MOL7 SUP.SX (NON CONV.), 10 PZ, TUBE TEK ATT.DIR.ROTH 018 MOL6 INF.DX (CONVERT.), 10 PZ, TUBE TEK ATT.DIR.ROTH 018 MOL7 INF.DX (NON CONV.), 10 PZ, TUBE TEK ATT.DIR.ROTH 018 MOL6 INF.SX (CONVERT.), 10 PZ, TUBE TEK ATT.DIR.ROTH 018 MOL7 INF.SX (NON CONV.), 10 PZ, TUBE TEK ATT.DIR.ROTH 022 MOL6 INF.DX (CONVERT.), 10 PZ, TUBE TEKATT.DIR.ROTH 022 MOL7 INF.DX (NON CONV.), 10 PZ, TUBE TEK ATT.DIR.ROTH 022 MOL6 INF.SX (CONVERT.), 10 PZ, TUBE TEK ATT.DIR.ROTH 022 MOL7 INF.SX (NON CONV.), 10 PZ, TUBE TEK ATT.DIR. MBT 018 MOL6 SUP.DX(CONVERT.),10 PZ, TUBE TEK ATT.DIR. MBT 018 MOL7 SUP.DX(NON CONV.),10 PZ, TUBE TEK ATT.DIR. MBT 018 MOL6 SUP.SX (CONVERT.), 10 PZ, TUBE TEK ATT.DIR. MBT 018 MOL7 SUP.SX (NON CONV.), 10 PZ, TUBE TEK ATT.DIR. MBT 022 MOL6 SUP.DX (CONVERT.), 10 PZ, TUBE TEK ATT.DIR. MBT 022 MOL7 SUP.DX (NON CONV.), 10 PZ, TUBE TEK ATT.DIR. MBT 022 MOL6 SUP.SX (CONVERT.), 10 PZ, TUBE TEK ATT.DIR. MBT 022 MOL7 SUP.SX (NON CONV.), 10 PZ, TUBE TEK ATT.DIR. MBT 018 MOL6 INF.DX (CONVERT.), 10 PZ, TUBE TEK ATT.DIR. MBT 018 MOL7 INF.DX (NON CONV.), 10 PZ, TUBE TEK ATT.DIR. MBT 018 MOL6 INF.SX (CONVERT.), 10 PZ, TUBE TEK ATT.DIR. MBT 018 MOL7 INF.SX (NON CONV.), 10 PZ, TUBE TEK ATT.DIR. MBT 022 MOL6 INF.DX (CONVERT.), 10 PZ, TUBE TEK ATT.DIR. MBT 022 MOL7 INF.DX (NON CONV.), 10 PZ, TUBE TEK ATT.DIR. MBT 022 MOL6 INF.SX (CONVERT.), 10 PZ, TUBE TEK ATT.DIR. MBT 022 MOL7 INF.SX (NON CONV.), 10 PZ, TUBE DOPIO RET.ATT.DIR.ROTH022 MOL6 SUP.DX (CONVERT.), 10 PZ, TUBE DOPIO RET.ATT.DIR.ROTH022 MOL6 SUP.SX (CONVERT.), 10 PZ, TUBE DOPIO RET.ATT.DIR.ROTH022 MOL6 INF.DX (CONVERT.), 10 PZ, TUBE DOPIO RET.ATT.DIR.ROTH022 MOL6 INF.SX (CONVERT.), 10 PZ, TUBE DOPIO RETT.ATT.DIR.EDG018 MOL6 SUP.DX (CONVERT.), 10 PZ, TUBE DOPIO RETT.ATT.DIR.EDG018 MOL6 SUP.SX (CONVERT.), 10 PZ, TUBE DOPIO RETT.ATT.DIR.EDG022 MOL6 SUP.DX (CONVERT.), 10 PZ, TUBE DOPIO RETT.ATT.DIR.EDG022 MOL6 SUP.SX (CONVERT.), 10 PZ, TUBE DOPIO CAN.GENG.DIR.EDG018 MOL6 SUP.DX (CONVERT.), 10 PZ, TUBE DOPIO CAN.GENG.DIR.EDG018 MOL6 SUP.SX (CONVERT.), 10 PZ, TUBE DOPIO CAN.GENG.DIR.EDG022 MOL6 SUP.DX (CONVERT.), 10 PZ, TUBE DOPIO CAN.GENG.DIR.EDG022 MOL6 SUP.SX (CONVERT.), 10 PZ, TUBE TEK ATT. DIR. MBT 022 MOL6 SUP.DX (NON CONV.), 10 PZ , TUBE TEK ATT. DIR. MBT 022 MOL6 SUP.SX (NON CONV.), 10 PZ , TUBE TEK ATT. DIR. MBT 022 MOL6 INF.DX (NON CONV.), 10 PZ , TUBE TEK ATT. DIR. MBT 022 MOL6 INF.SX (NON CONV.), 10 PZ , TUBE TEK ATT. DIR. MBT 022 MOL7 SUP.DX (NON CONV.), 10 PZ , TUBE TEK ATT. DIR. MBT 022 MOL7 SUP.SX (NON CONV.), 10 PZ , TUBE TEK ATT. DIR. MBT 022 MOL7 INF.DX (NON CONV.), 10 PZ , TUBE TEK ATT. DIR. MBT 022 MOL7 INF.SX (NON CONV.), 10 PZ , TUBE TEK DA PUNT. MBT 022 MOL6,7 SUP.DX (NON CONV.) 10PZ , TUBE TEK DA PUNT. MBT 022 MOL6,7 SUP.SX (NON CONV.) 10PZ , TUBE TEK DA PUNT. MBT 022 MOL6,7 INF.DX (NON CONV.) 10PZ , TUBE TEK DA PUNT. MBT 022 MOL6,7 INF.SX (NON CONV.) 10PZ , TUBE TEK DA PUNT. EDG 022 MOL6,7 INF.DX (NON CONV.) 10PZ , TUBE TEK DA PUNT. EDG 022 MOL6,7 INF.SX (NON CONV.) 10PZ , TUBE TEK DA PUNT. ROTH 022 MOL6,7 INF.DX (NON CONV.) 10PZ , TUBE TEK DA PUNT. ROTH 022 MOL6,7 INF.SX (NON CONV.) 10PZ , TUBE TEK ATT. DIR. MBT 022 MOL6 SUP.DX (CONV.), 10 PZ , TUBE TEK ATT. DIR. MBT 022 MOL6 SUP.SX (CONV.), 10 PZ , TUBE TEK ATT. DIR. MBT 022 MOL6 INF.DX (CONV.), 10 PZ , TUBE TEK ATT. DIR. MBT 022 MOL6 INF.SX (CONV.), 10 PZ , TUBE TEK DA PUNT. MBT 022 MOL6 SUP.DX (CONV.), 10 PZ , TUBE TEK DA PUNT. MBT 022 MOL6 SUP.SX (CONV.), 10 PZ , TUBE TEK DA PUNT. MBT 022 MOL6 INF.DX (CONV.), 10 PZ , TUBE TEK DA PUNT. MBT 022 MOL6 INF.SX (CONV.), 10 PZ , TUBE TRESH.CAN.O.045 DA P.MBT022 MOL6 SUP.DX (CONV.), 10 PZ , TUBE TRESH.CAN.O.045 DA P.MBT022 MOL6 SUP.SX (CONV.), 10 PZ , TUBE TRESH.CAN.O.045 DA P.ROT022 MOL6 SUP.DX (CONV.), 10 PZ , TUBE TRESH.CAN.O.045 DA P.ROT022 MOL6 SUP.SX (CONV.), 10 PZ , TUBE TRESH.CAN.O.045DIR.MBT022 MOL6 SUP.DX (CONV.), 10 PZ , TUBE TRESH.CAN.O.045DIR.MBT022 MOL6 SUP.SX (CONV.), 10 PZ , TUBE DOPIO .CAN.G.045 DA P.ROT022 MOL6 SUP.DX (CONV.), 10 PZ , TUBE DOPIO .CAN.G.045 DA P.ROT022 MOL6 SUP.SX (CONV.), 10 PZ , TUBE DOPIO .CAN.G.045 DA P.MBT022 MOL6 SUP.DX (CONV.), 10 PZ , TUBE DOPIO .CAN.G.045 DA P.MBT022 MOL6 SUP.SX (CONV.), 10 PZ , TUBE DOPIO .CAN.O.045 DA P.ROT022 MOL6 SUP.DX (CONV.), 10 PZ , TUBE DOPIO .CAN.O.045 DA P.ROT022 MOL6 SUP.SX (CONV.), 10 PZ , TUBE DOPIO .CAN.O.045 DA P.EDG022 MOL6 SUP.DX (NON CONV.) 10 PZ , TUBE DOPIO .CAN.O.045 DA P.EDG022 MOL6 SUP.SX (NON CONV.) 10 PZ , TUBE DOPIO .CAN.O.045 DA P.ROT022 MOL6 SUP.DX (NON CONV.) 10 PZ , TUBE DOPIO .CAN.O.045 DA P.ROT022 MOL6 SUP.SX (NON CONV.) 10 PZ , TUBE TRESH.CAN.O.045 DA P.RICK018 MOL6 SUP.DX (NON CONV.) 10 PZ , TUBE TRESH.CAN.O.045 DA P.RICK018 MOL6 SUP.SX (NON CONV.) 10 PZ , TUBE TEK ATT. DIR. MBT 022 MOL7 SUP.DX (NON CONV.), 1 pz , TUBE TEK ATT. DIR. MBT 022 MOL6 SUP.DX (CONV.), 1 PZ , TUBE DOPIO.CAN.G.045 DA P.MBT022 MOL6 SUP.DX (CONV.), 1 PZ , TUBE DOPIO.CAN.G.045 DA P.ROT022 MOL6 SUP.DX (CONV.), 1 PZ , TUBE TRESH.HGO.045 DA.P.MBT022 MOL6 SUP.DX (CONV.), 1 PZ , TUBE DOPIO DA P. RICKETTS 018 MOL6 .INF.DX (NON CONV), 10 PZ , TUBE DOPIO DA P. RICKETTS 018 MOL6 .INF.SX (NON CONV), 10 PZ , TUBE DOPIO DA PUNT. MBT 022 MOL6 INF.DX (CONV.), 10 PZ , TUBE DOPIO DA PUNT. MBT 022 MOL6 INF.SX (CONV.), 10 PZ , TUBE DOPIO ATT. DIR. RICK 018 MOL6 .INF.DX (NON CONV), 10 PZ , TUBE DOPIO ATT. DIR. RICK 018 MOL6 .INF.SX (NON CONV), 10 PZ , TUBE DOPIO.CAN.G.045 DA P.ROT022 MOL6 INF.DX (CONV.), 10 PZ , TUBE DOPIO.CAN.G.045 DA P.ROT022 MOL6 INF.SX (CONV.), 10 PZ , TUBE DOPIO DA PUN.EDG-RICK018 MOL6 .INF.DX ( CONV.), 10 PZ , TUBE DOPIO DA PUN. EDG-RICK018 MOL6 INF.SX ( CONV.), 10 PZ , TUBE DOPIO DA PUN. EDG-RICK022 MOL6 INF.DX ( CONV.), 10 PZ , TUBE DOPIO DA PUN. EDG-RICK022 MOL6 INF.SX ( CONV.), 10 PZ , TUBE DOPIO.CAN.O.045 DA P.MBT22 MOL6 SUP.DX (CONV.), 10 PZ , TUBE DOPIO.CAN.O.045 DA P.MBT22 MOL6 SUP.SX (CONV.), 10 PZ , TUBE TEK ATT DIR. EDG 022 MOL6,7 INF.DX (NON CONV.) 10PZ , TUBE TEK ATT DIR. EDG 022 MOL6,7 INF.SX (NON CONV.) 10PZ , TUBE DOPIO CAN.GENG.DIR.EDG018 MOL6 INF.DX (CONVERT.), 10 PZ , TUBE DOPIO CAN.GENG.DIR.EDG018 MOL6 INF.SX (CONVERT.), 10 PZ , TUBE DOPIO CAN.GENG.DIR.EDG022 MOL6 INF.DX (CONVERT.), 10 PZ , TUBE DOPIO CAN.GENG.DIR.EDG022 MOL6 INF.SX (CONVERT.), 10 PZ , TUBE DOPIO RETT.ATT.DIR.EDG022 MOL6 INF.SX (CONVERT.), 10 PZ , TUBE DOPIO RETT.ATT.DIR.EDG018 MOL6 INF.DX (CONVERT.), 10 PZ , TUBE DOPIO RETT.ATT.DIR.EDG018 MOL6 INF.SX (CONVERT.), 10 PZ , TUBE DOPIO RETT.ATT.DIR.EDG022 MOL6 INF.DX (CONVERT.), 10 PZ , BRAKETE GLARE MINI.MBT 022 RIC.LATERALE SUPER. DX, 10 PZ., BRAKETE GLARE MINI.MBT 022 RIC. CUSP.SUP.DX.GANCI, 10PZ., BRAKETE GLARE MINI.MBT 022 RIC. BICUSPIDE4 SUP.DX, 10 PZ., BRAKETE GLARE MINI.MBT 022 RIC.BICUSPIDE5 SUP. DX, 10 PZ., BRAKETE GLARE MINI.MBT 022 RIC.CENTRALE SUPER. SX, 10 PZ., BRAKETE GLARE MINI.MBT 022 RIC.LATERALE SUPER. SX, 10 PZ., BRAKETE GLARE MINI.MBT 022 RIC. CUSP.SUP.SX.GANCI, 10PZ., BRAKETE GLARE MINI.MBT 022 RIC. BICUSPIDE4 SUP.SX, 10 PZ., BRAKETE GLARE MINI.MBT 022 RIC.BICUSPIDE5 SUP. SX, 10 PZ., BRAKETE GLARE MINI.MBT 018 RIC.CENTRALE INFER. DX, 10 PZ., BRAKETE GLARE MINI.MBT 018 RIC.LATERALE INFER. DX, 10 PZ., BRAKETE GLARE MIN.MBT 018 RIC. CUSP.INF.DX.GANCI, 10PZ., BRAKETE GLARE MINI.MBT 018 RIC. BICUSPIDE4 INF.DX, 10 PZ., BRAKETE GLARE MINI.MBT 018 RIC.BICUSPIDE5 INF. DX, 10 PZ., BRAKETE GLARE MINI.MBT 018 RIC.CENTRALE INFER. SX, 10 PZ., BRAKETE GLARE MIN | Pajisje te implantueshme jo aktive
15357 | Neonatal intensive care Ventilato( Babylog VN800), Neonatal intensive care Ventilato( Babylog VN600), SW 1.05 Babylog VN800, SW 1.05 Babylog VN600 | MSE | 2023-10-30T00:00:00.000+01:00 | Drägerwerk AG & Co. KGaA Moislinger Allee 53-55 23542 Lübeck Germany | 8422400, 8422200, 8422907, 8422905 | Klasa IIb | Kujdes intesiv neonatal, respirator, Aksesore/Softwar te pajisjes respirator | Tjeter
15380 | Memo 3D Semirigid Annuloplasty Ring, Memo 3D ReChord Semirigid Annuloplasty Ring | AGS Corporation | 2023-10-30T00:00:00.000+01:00 | Corcym S.r.l Via Cresentino sn 13040 Saluggia (VC) ITALY | SMD24, SMD26, SMD28, SMD30, SMD32, SMD34, SMD36, SMD38, MRCS24, MRCS26, MRCS28, MRCS30, MRCS32, MRCS34, MRCS36, MRCS38 | Klasa III | Unaza Kardiake Mitrale | Pajisje te implantueshme aktive
15358 | Memo 4D Semirigid Annuloplasty Ring | AGS Corporation | 2023-10-30T00:00:00.000+01:00 | Corcym S.r.l Via Cresentino sn 13040 Saluggia (VC) ITALY | 4DM-24, 4DM-26, 4DM-28, 4DM-30, 4DM-32, 4DM-34, 4DM-36, 4DM-38, 4DM-40, 4DM-42 | Klasa III | Unaza Kardiake Mitrale | Pajisje te implantueshme aktive
15321 | SILICONE PESSARY Ring, SILICONE PESSARY Thick Ring, SILICONE PESSARY Bowl-Shaped perforated, SILICONE PESSARY Urethral, SILICONE PESSARY Bowl-Shaped urethral, SILICONE PESSARY Hodge, SILICONE PESSARY Cubic perforated, SILICONE PESSARY Fungiform | Health & Light | 2023-10-30T00:00:00.000+01:00 | CJSC "Medical enterprise Simurg" The Republic of Belarus, 210023, Vitebsk, Generala Lyudnikova ave. 13, room 41 3 | ring, thick ring, bowl-shaped perforated, urethral, bowl-shaped - urethral, Hodge, cubic perforated, fungiform | Klasa IIa | Proteze e perkohshme Pesar ne forme unaze, Proteze e perkohshme Pesar ne forme unaze te trashe, Proteze e perkohshme Pesar i shpuar në formë tasi, Proteze e perkohshme Pesar uretral, Proteze e perkohshme Pesar në formë tasi - uretral, Proteze e perkohshme Pesar Hodge, Proteze e perkohshme Pesar ne forme kubike e shpuar, Proteze e perkohshme Pesar fungiforme | Pajisje nje perdorimeshe
15359 | Cardiac Occluder & Delivery System - AmplatzerTM TalismanTM PFO Occluder, Cardiac Occluder & Delivery System - AmplatzerTM TalismanTM Delivery Sheath | BIOMETRIC ALBANIA | 2023-10-30T00:00:00.000+01:00 | Abbott Medical - Adresa: 177 County Road B East, St. Paul, MN 55117, USA | 9-PFO-1818, 9-PFO-2518, 9-PFO-3025, 9-PFO-3525, 9-TDS-08F45-80, 9-TDS-09F45-80 | Klasa III | Amplatzer Talisman - Pajisje per mbulimin e vrimave ne Zemer, Pajisje per vendosjen e Amplatzer Talisman per mbulimin e vrimave ne Zemer | Produkte per institucione te kujdesit shendetesor
15171 | ENEMA IRRIGATOR WIT ACCESSORIES, TUBE FOR ENEMA IRRIGATOR, ENEMA SPARE SET OF THREE PIECES, VAGINAL CANNULA | MONTAL | 2023-10-30T00:00:00.000+01:00 | For.me.sa. S.r.l. Via Canvelli, 6, 43015 Noceto (PR) Italia, SRN: IT-MF-000027301 | FOR.005.001, FOR.005.002, FOR.005.004, FOR.005.005 | Klasa I | Pajisje ndihmese për kryerjen e klizmës tek personat e moshuar ose të paaftë. | Instrumenta shumeperdorimeshe
15322 | Disposable Microwave Therapeutic Antennas | MONTAL | 2023-10-30T00:00:00.000+01:00 | ECO Medical Technology (Nanjing) Co., Ltd. 3F, Block 2; 1/3/4F, Block 4, No. 19, Xinghui Road, Jiangbei New District, 211500, Nanjing, Jiangsu, P. R. China. | ECO-100AI3, ECO-100AI8, ECO-100AI9, ECO-100AI10, ECO-100AI11, ECO-100AI12, ECO-100AL1, ECO-100AL5, ECO-100AL8, ECO-100AL9, ECO-100AL10, ECO-100CI8, ECO-100CI9, ECO-100CI10, ECO-100AI18, ECO-100AI25, ECO-100AL8C, ECO-100CL8C, ECO-100AI8C, ECO-100CL8, ECO-100AI10C, ECO-100CL10C, ECO-100CL10, ECO-100AL10C, ECO-100CL11, ECO-100AL11, ECO-100CL11C, ECO-100AL11C, ECO-100AL13C, ECO-100AI13C, ECO-100AL23C, ECO- 100AI23C, ECO-100AI5, ECO-100AL5C, ECO-100AI5C, ECO-100CL5C, ECO-100AI22, ECO-100CL22C, ECO-100AL22C, ECO-100AI1, ECO-100AI20C, ECO-100AI21C, ECO-100CL28C, ECO-100CL27, ECO-100CL27C, ECO-100AI26, ECO-100CL1, ECO-100CL22, ECO-100AI30, ECO-100AL29, ECO-100CL29, ECO-100AI18C, ECO-100AL7, ECO-100CL7, ECO-100AL31, ECO-100CL31, ECO-100CL5 | Klasa IIb | Set agesh ablacioni. | Pajisje nje perdorimeshe
15360 | Niti-S Biliary Uncovered Stent,S-Type/Endoscopic Introducer, Niti-S Biliary Uncovered Stent,S-Type/Percutaneous Introducer | GREEMED | 2023-11-03T00:00:00.000+01:00 | TaeWoong Medical Co., Ltd. 14, Gojeong-ro, Wolgot-myeon, Gimpo-si, Gyeonggi-do, Korea | B0608, B0609, B0610, B0612, B0804, B0805, B0806, B0807, B0808, B0809, B0810, B0812, B1004, B1005, B1006, B1007, B1008, B1009, B1010, B1012, T0604, T0605, T0606, T0607, T0608, T0609, T0610, T0612, T0804, T0805, T0806, T0807, T0808, T0809, T0810, T0812, T1004, T1005, T1006, T1007, T1008, T1009, T1010, T1012, B0604, B0605, B0606, B0607 | Klasa IIa, Klasa IIb | Stent metalik per hapjen e rrugeve biliare | Tjeter
15323 | Microwave Therapeutic System | MONTAL | 2023-10-30T00:00:00.000+01:00 | ECO Medical Technology (Nanjing) Co., Ltd. 3F, Block 2; 1/3/4F, Block 4, No. 19, Xinghui Road, Jiangbei New District, 211500, Nanjing, Jiangsu, P. R. China. | SABERWAVE ECO-200G | Klasa IIb | Microwave Therapeutic System jane Gjeneratore per ablacion me mikrovale. | Instrumenta shumeperdorimeshe
15361 | VIDAS TBI (GFAP UCH-L1) 423615, VIDAS TBI (GFAP UCH-L1) 423615-30 | LABOPHARMA SHPK | 2023-11-01T00:00:00.000+01:00 | Biomerieux SA 376 Chemin de l'Orme 69280 Marcy-l'Etoile France | 423615, 423615-30 | In vitro | Jane reagente qe perdoren per matjen sasiore te proteines Acidike Fibriloze GFAP dhe enzimes te hidrolazes se fundit te Ubikitines ne serumin human duke perdorur tekniken ELFA ne aparatin analizues VIDAS., Jane reagente qe perdoren ne analizen sasiore te proteines GFAP dhe enzimes te hidrolazes se ubikitines UCH ne serumin human me aparatin analizues VIDAS. | Pajisje te diagnostifikimit in vitro
15362 | SCREEN 1 K2-SPICE -S | GENIUS LAB | 2023-10-31T00:00:00.000+01:00 | SCREEN ITALIA s.r.l. via dell'Artigianato, 16 - 06089 - Torgiano | SC-0401-25, SC-0050-25, SC-0074-25, SC-0197-25, SC-0555-20, SC-1187-25, SC-0425-40, SC-0432-40, SC-0845-25, SC-0647-25, SC-0456-25, SC-0807-25, SC-0654-25, SC-0791-25, SC-0760-40, SC-1781-25, SC-1170-20, SC-0821-25, SC-0838-25, SC-0906-100, SC-0913-100, SC-0920-100, SC-0937-01, SC-0944-01, SC-0951-01, SC-2122-25, SC-2115-25, SC-2146-25, SC-2078-25, SC-1828-25, SC-2061-25, SC-1798-25, SC-2030-25, SC-2085-25, SC-1774-25, SC-0487-25, SC-2047-25, SC-2092-25, SC-0784-40, SC-0043-25, SC-0081-25, SC-0753-25, SC-1002-40, SC-0012-40, SC-0715-20, SC-0609-40, SC-0692-25, SC-1026-25, SC-1019-40, SC-0722-40, SC-0739-40, SC-0982-40, SC-0999-25, SC-0470-25, SC-0494-10, SC-0562-25, SC-0630-25, SC-0708-25, SC-1330-20, SC-1347-20, SC-1477-20, SC-1361-20, SC-1385 -20, SC-1408-20, SC-1460-20, SC-1484-20, SC-1378-20, SC-1316 -20, SC-1354-20, SC-1583-20, SC-1590-20, SC-0135-25, SC-0159-25, SC-0418-25, SC-0234-25, SC-0180-25, SC-0227-25, SC-0746-40, SC-0616-25, SC-0661-25, SC-0272-25, SC-0289-25, SC-0302-25, SC-0296-25, SC-0104-25, SC-0326-25, SC-0203-25, SC-0142-25, SC-1224-25, SC-0678-25, SC-1392-20, SC-0036-25, SC-0029-25, SC-0067-25, SC-0098-25, SC-0449-25, SC-0333-25, SC-0111-25, SC-0128-25, SC-0166-25, SC-0173-25, SC-0210-25, SC-0241-25, SC-0258-25, SC-0265-25, SC-0319-25, SC-0364-25, SC-0357-25, SC-0340-25, SC-0517-20, SC-0975-25, SC-0524-10, SC-0531-25, SC-0548-25, SC-0623-20, SC-0777-25, SC-0463-10 | In vitro | REAGENTE DIAGNOSTIFIKUES IN VITRO, TESTE QE PERDOREN PER DIAGNOSTIFIKIMIN E PRANISE SE DROGERAVE K2-SPICE, REAGENTE DIAGNOSTIFIKUES IN VITRO, TESTE QE PERDOREN PER DIAGNOSTIFIKIMIN E PRANISE SE DROGERAVE K2-SPICE-S, REAGENTE DIAGNOSTIFIKUES IN VITRO, TESTE QE PERDOREN PER DIAGNOSTIFIKIMIN E PRANISE SE DROGERAVE METADONE, REAGENTE DIAGNOSTIFIKUES IN VITRO, TESTE TE SHPEJTA QE PERDOREN PER DIAGNOSTIFIKIMIN E PRANISE SE DISA LLOJEVE TE DROGERAVE NE URINE., REAGENTE DIAGNOSTIFIKUES IN VITRO, TESTE TE SHPEJTA QE PERDOREN PER DIAGNOSTIFIKIMIN E PARAZITIT GIARDIA LAMBLIA, REAGENTE DIAGNOSTIFIKUES IN VITRO, TESTE TE SHPEJTA QE PERDOREN PER DIAGNOSTIFIKIMIN E PARAZITIT GONORREA, REAGENTE DIAGNOSTIFIKUES IN VITRO, TESTE TE SHPEJTA QE PERDOREN PER KONFIRMIMIN E SHTATZANISE., REAGENTE DIAGNOSTIFIKUES IN VITRO, TESTE TE SHPEJTA QE PERDOREN PER DIAGNOSTIFIKIMIN E PRANISE SE ANTITRUPAVE IGM DHE IGG NE GJAK., REAGENTE DIAGNOSTIFIKUES IN VITRO, TESTE TE SHPEJTA QE PERDOREN PER DIAGNOSTIFIKIMIN E PRANISE SE MONONUCLEOSI ., REAGENTE DIAGNOSTIFIKUES IN VITRO, TESTE TE SHPEJTA QE PERDOREN PER DIAGNOSTIFIKIMIN E PRENISE SE ADENOVIRUS, REAGENTE DIAGNOSTIFIKUES IN VITRO, TESTE QE PERDOREN PER DIAGNOSTIFIKIMIN E PRANISE SE ADULTERZIONE, REAGENTE DIAGNOSTIFIKUES IN VITRO, TESTE TE SHPEJTA QE PERDOREN PER DIAGNOSTIFIKIMIN E PRANISE SE ANTIGJENEVE MYCOPLASMA NE URINE ., REAGENTE DIAGNOSTIFIKUES IN VITRO, TESTE TE SHPEJTA QE PERDOREN PER DIAGNOSTIFIKIMIN E PRANISE SE VITAMINES D, REAGENTE DIAGNOSTIFIKUES IN VITRO, TESTE TE SHPEJTA QE PERDOREN PER DIAGNOSTIFIKIMIN E PRANISE SE ZIKA NS1, REAGENTE DIAGNOSTIFIKUES IN VITRO, TESTE QE PERDOREN PER DIAGNOSTIFIKIMIN E PRANISE SE AMFETAMINA NE URINE, REAGENTE DIAGNOSTIFIKUES IN VITRO, TESTE QE PERDOREN PER DIAGNOSTIFIKIMIN E DROGERAVE NE FLOKE, REAGENTE DIAGNOSTIFIKUES IN VITRO, TESTE TE SHPEJTA QE PERDOREN PER DIAGNOSTIFIKIMIN E DISA DROGERAVE NE ORGANIZEM , REAGENTE DIAGNOSTIFIKUES IN VITRO, TESTE QE PERDOREN PER DIAGNOSTIFIKIMIN E KOMPONENTEVE TE NDRYSHEM TE URINES , REAGENTE DIAGNOSTIFIKUES IN VITRO, TESTE QE PERDOREN PER DIAGNOSTIFIKIMIN E KOMPONENTEVE TE NDRYSHEM TE URINES , REAGENTE DIAGNOSTIFIKUES IN VITRO, APARAT QE PERDORET PER MATJEN E PARAMETRAVE TE URINES, REAGENTE DIAGNOSTIFIKUES IN VITRO, TESTE TE SHPEJTA QE PERDOREN PER DIAGNOSTIFIKIMIN E DROGERAVE NE URINE, REAGENTE DIAGNOSTIFIKUES IN VITRO, APARAT PER TE KONTROLLUAR PRANINE E DROGERAVE NE URINE, REAGENTE DIAGNOSTIFIKUES IN VITRO, PER DIAGNOSTIFIKIMIN E PRANISE SE DROGERAVE NE URINE , REAGENTE DIAGNOSTIFIKUES IN VITRO, TESTE QE PERDOREN PER DIAGNOSTIFIKIMIN E FENTANIL NE URINE, REAGENTE DIAGNOSTIFIKUES IN VITRO, TESTE QE PERDOREN PER DIAGNOSTIFIKIMIN E SUBSTANCES MDPV NE URINE., REAGENTE DIAGNOSTIFIKUES IN VITRO, TESTE QE PERDOREN PER DIAGNOSTIFIKIMIN E OSSICODONE NE URINE, REAGENTE DIAGNOSTIFIKUES IN VITRO, TESTE QE PERDOREN PER DIAGNOSTIFIKIMIN E PROPOSSIFENE NE URINE, REAGENTE DIAGNOSTIFIKUES IN VITRO, TESTE TE SHPEJTA QE PERDOREN PER DIAGNOSTIFIKIMIN E DISA DROGERAVE NE URINE., REAGENTE DIAGNOSTIFIKUES IN VITRO, TESTE QE PERDOREN PER DIAGNOSTIFIKIMIN E BARBITURICI NE ORGANIZEM., REAGENTE DIAGNOSTIFIKUES IN VITRO, TESTE QE PERDOREN PER DIAGNOSTIFIKIMIN E MDMA/ECSTASY NE ORGANIZEM., REAGENTE DIAGNOSTIFIKUES IN VITRO, TESTE QE PERDOREN PER DIAGNOSTIFIKIMIN E TRAMADOLOOne NE ORGANIZEM., REAGENTE DIAGNOSTIFIKUES IN VITRO, TESTE TE SHPEJTA QE PERDOREN PER DIAGNOSTIFIKIMIN E PERDORIMET TE DROGREAVE NE URINE., REAGENTE DIAGNOSTIFIKUES IN VITRO, TESTE TE SHPEJTA QE PERDOREN PER TE VLERESUAR KONCENTRIMIN E SPERMATOZOIDEVE NE SPERMEN E NJE PERSONI., REAGENTE DIAGNOSTIFIKUES IN VITRO QE PERDOREN PER DIAGNOSTIFIKIMIN E KOKAINES NE ORGANIZEM , REAGENTE DIAGNOSTIFIKUES IN VITRO, QE PERDOREN PER DIAGNOSTIFIKIMIN E SUBSTANCAVE OPIOIDIKE NE URINE. , REAGENTE DIAGNOSTIFIKUES IN VITRO, TEST I SHPEJTE QE PERDOREN PER DIAGNOSTIFIKIMIN E PH NE VAGINE, REAGENTE DIAGNOSTIFIKUES IN VITRO, QE PERDOREN PER DIAGNOSTIFIKIMIN E NIVELIT TE ALKOLIT., REAGENTE DIAGNOSTIFIKUES IN VITRO, QE PERDOREN PER DIAGNOSTIFIKIMIN E ETHYL GLUCURONIDE NE URINE , REAGENTE DIAGNOSTIFIKUES IN VITRO, TESTE TE SHPEJTA QE PERDOREN PER DIAGNOSTIFIKIMIN E BAKTERIES STREKTOKOKUS, REAGENTE DIAGNOSTIFIKUES IN VITRO, TESTE TE SHPEJTA QE PERDOREN PER DIAGNOSTIFIKIMIN E ANTITRUPAVE TE H.PYLORI NE ORGANIZEM , REAGENTE DIAGNOSTIFIKUES IN VITRO, TESTE TE SHPEJTA QE PERDOREN PER DIAGNOSTIFIKIMIN E VIRUSIT ROTAVIRUS., REAGENTE DIAGNOSTIFIKUES IN VITRO, TESTE QE PERDOREN PER DIAGNOSTIFIKIMIN E NIVELIT TE COTININE NE LENGUN ORAL., REAGENTE DIAGNOSTIFIKUES IN VITRO, TESTE TE SHPEJTA QE PERDOREN PER DIAGNOSTIFIKIMIN E NIVELIT TE COTININE NE URINE OSE GJAK., REAGENTE DIAGNOSTIFIKUES IN VITRO, TESTE TE SHPEJTA QE PERDOREN PER DIAGNOSTIFIKIMIN ANTITRUPAR E BAKTERIT TREPONEMA PALLIDUM, I CILI SHKAKTON SIFILIDEN. , REAGENTE DIAGNOSTIFIKUES IN VITRO, TESTE TE SHPEJTA QE PERDOREN PER DIAGNOSTIFIKIMIN E SEMUNDJES TUBERKULOSI, REAGENTE DIAGNOSTIFIKUES IN VITRO, QE PERDOREN PER DIAGNOSTIFIKIMIN E DEMTIMEVE TE MUSKUJVE TE ZEMRES., REAGENTE DIAGNOSTIFIKUES IN VITRO, TESTE TE SHPEJTA QE PERDOREN PER DIAGNOSTIFIKIMIN E NIVELIT TE PROCALCITONIN NE GJAK, REAGENTE DIAGNOSTIFIKUES IN VITRO, TESTE TE SHPEJTA QE PERDOREN PER DIAGNOSTIFIKIMIN E CLOSTRIDIUM NE MOSTRAT E FECES., REAGENTE DIAGNOSTIFIKUES IN VITRO, TESTE TE SHPEJTA QE PERDOREN PER DIAGNOSTIFIKIMIN E TOXINAVE A DHE B TE CLOSTRIDIUM NE MOSTRAT E FECES., REAGENTE DIAGNOSTIFIKUES IN VITRO, TESTE TE SHPEJTA QE PERDOREN PER DIAGNOSTIFIKIMIN E ANTITRUPAVE IGM TE HEPATITIT A., REAGENTE DIAGNOSTIFIKUES IN VITRO, TESTE TE SHPEJTA QE PERDOREN PER DIAGNOSTIFIKIMIN PRANINE E BAKTERIT LEGIONELLA., MUKOZEN E RRUGES ASPIRATORE., REAGENTE DIAGNOSTIFIKUES IN VITRO, TESTE QE PERDOREN PER DIAGNOSTIFIKIMIN E NIVELIT TE ALBUMINURIA NE URINE., REAGENTE DIAGNOSTIFIKUES IN VITRO, TESTE QE PERDOREN PER DIAGNOSTIFIKIMIN E NIVELIT TE HBA1C NE GJAK., REAGENTE DIAGNOSTIFIKUES IN VITRO, TESTE QE PERDOREN PER DIAGNOSTIFIKIMIN E NIVELIT TE CK-MB NE GJAK, REAGENTE DIAGNOSTIFIKUES IN VITRO, TESTE QE PERDOREN PER DIAGNOSTIFIKIMIN E NIVELIT TE CPR NE GJAK, REAGENTE DIAGNOSTIFIKUES IN VITRO, TESTE QE PERDOREN PER DIAGNOSTIFIKIMIN E NIVELIT TE HORMONIT FSH NE GJAK., REAGENTE DIAGNOSTIFIKUES IN VITRO, TESTEQE PERDOREN PER IDENTIFIKIMIN E VIRUSEVE A DHE B , REAGENTE DIAGNOSTIFIKUES IN VITRO, TESTE QE PERDOREN PER DIAGNOSTIFIKIMIN E NIVELIT TE HORMONEVE LH., REAGENTE DIAGNOSTIFIKUES IN VITRO, TESTE QE PERDOREN PER DIAGNOSTIFIKIMIN E NIVELIT TE MIOBLOBINES NE GJAK., REAGENTE DIAGNOSTIFIKUES IN VITRO, TESTE QE PERDOREN PER DIAGNOSTIFIKIMIN E NIVELIT TE HORMONIT TSH NE GJAK., REAGENTE DIAGNOSTIFIKUES IN VITRO, TESTE QE PERDOREN PER DIAGNOSTIFIKIMIN E GJAKUT TE FSHEHUR NE FECE. , REAGENTE DIAGNOSTIFIKUES IN VITRO, TESTE QE PERDOREN PER DIAGNOSTIFIKIMIN E NIVELIT TE CEA NE GJAK., REAGENTE DIAGNOSTIFIKUES IN VITRO, TESTE QE PERDOREN PER DIAGNOSTIFIKIMIN E NIVELIT TE D-DOMER NE GJAK., REAGENTE DIAGNOSTIFIKUES IN VITRO, TESTE QE PERDOREN PER DIAGNOSTIFIKIMIN E NIVELIT TE TROPONIN I NE GJAK., REAGENTE DIAGNOSTIFIKUES IN VITRO, TESTE TE SHPEJTA QE PERDOREN PER IDENTIFIKIMIN E DISA DROGERAVE (7)OSE ME SHUME NE URINE OSE NE GJAK., REAGENTE DIAGNOSTIFIKUES IN VITRO, TESTE TE SHPEJTA QE PERDOREN PER IDENTIFIKIMIN E DISA DROGERAVE (8) OSE ME SHUME NE URINE OSE NE GJAK., REAGENTE DIAGNOSTIFIKUES IN VITRO, TESTE TE SHPEJTA QE PERDOREN PER IDENTIFIKIMIN E DISA DROGERAVE (10) NE URINE OSE NE GJAK., REAGENTE DIAGNOSTIFIKUES IN VITRO, TESTE TE SHPEJTA QE PERDOREN PER IDENTIFIKIMIN E DISA DROGERAVE (8) NE URINE OSE NE GJAK., REAGENTE DIAGNOSTIFIKUES IN VITRO, TESTE TE SHPEJTA QE PERDOREN PER DIAGNOSTIFIKIMIN E ANTITRUPAVE TE TETANUS NE GJAK., REAGENTE DIAGNOSTIFIKUES IN VITRO, TESTE TE SHPEJTA QE PERDOREN PER DIAGNOSTIFIKIMIN E ANTIGJENIT H.PYLORI NE MUKOZEN E STOMAKUT., REAGENTE DIAGNOSTIFIKUES IN VITRO, TESTE TE SHPEJTA QE PERDOREN PER DIAGNOSTIFIKIMIN E PERDORIMIT TE MALIARIA P.F, REAGENTE DIAGNOSTIFIKUES IN VITRO, TESTE TE SHPEJTA QE PERDOREN PER IDENTIFIKIMIN E DISA DROGERAVE (10+) OSE ME SHUME NE URINE., REAGENTE DIAGNOSTIFIKUES IN VITRO, TESTE TE SHPEJTA QE PERDOREN PER IDENTIFIKIMIN E DISA DROGERAVE (10+) OSE ME SHUME NE URINE , REAGENTE DIAGNOSTIFIKUES IN VITRO, TESTE TE SHPEJTA QE PERDOREN PER IDENTIFIKIMIN E DISA DROGERAVE (12+) OSE ME SHUME NE URINE , REAGENTE DIAGNOSTIFIKUES IN VITRO, TESTE TE SHPEJTA QE PERDOREN PER IDENTIFIKIMIN E DISA DROGERAVE NE URINE , REAGENTE DIAGNOSTIFIKUES IN VITRO, TESTE TE SHPEJTA QE PERDOREN PER IDENTIFIKIMIN E DISA DROGERAVE (12) OSE ME SHUME NE URINE OSE NE GJAK, REAGENTE DIAGNOSTIFIKUES IN VITRO, TESTE TE SHPEJTA QE PERDOREN PER IDENTIFIKIMIN E DISA DROGERAVE (7+) OSE ME SHUME NE URINE , REAGENTE DIAGNOSTIFIKUES IN VITRO, TESTE TE SHPEJTA QE PERDOREN PER IDENTIFIKIMIN E DISA DROGERAVE (12+) OSE ME SHUME NE URINE, REAGENTE DIAGNOSTIFIKUES IN VITRO, TESTE TE SHPEJTA QE PERDOREN PER IDENTIFIKIMIN E DISA DROGERAVE (7+) OSE ME SHUME NE URINE, REAGENTE DIAGNOSTIFIKUES IN VITRO, TESTE TE SHPEJTA QE PERDOREN PER DIAGNOSTIFIKIMIN E NOROVIRUS NE STOMAK, REAGENTE DIAGNOSTIFIKUES IN VITRO, TESTE QE PERDOREN PER DIAGNOSTIFIKIMIN E NIVELIT TE PROCALCITONINES NE GJAK., REAGENTE DIAGNOSTIFIKUES IN VITRO, TESTE QE PERDOREN PER DIAGNOSTIFIKIMIN E PRANISE SE BENZODIAZEPINE NE URINE., REAGENTE DIAGNOSTIFIKUES IN VITRO, TESTE QE PERDOREN PER DIAGNOSTIFIKIMIN E PRANISE SE BUPRENORFINA NE URINE, REAGENTE DIAGNOSTIFIKUES IN VITRO, TESTE QE PERDOREN PER DIAGNOSTIFIKIMIN E PRANISE SE KETAMINA NE URINE, REAGENTE DIAGNOSTIFIKUES IN VITRO, TESTE QE PERDOREN PER DIAGNOSTIFIKIMIN E MARUJUANA NE URINE, REAGENTE DIAGNOSTIFIKUES IN VITRO, TESTE TE SHPEJTA QE PERDOREN PER DIAGNOSTIFIKIMIN E DISA LLOJEVE TE DROGERAVE NE ORAL FLUID., REAGENTE DIAGNOSTIFIKUES IN VITRO, TESTE TE SHPEJTA QE PERDOREN PER DIAGNOSTIFIKIMIN E PRANISE SE DROGERAVE NE URINE , REAGENTE DIAGNOSTIFIKUES IN VITRO, TESTE TE SHPEJTA QE PERDOREN PER DIAGNOSTIFIKIMIN E PRANISE SE DROGERAVE NE ORAL FLUID , REAGENTE DIAGNOSTIFIKUES IN VITRO, TESTE TE SHPEJTA QE PERDOREN PER DIAGNOSTIFIKIMIN E PRANISE SE ANTITRUPAVE IGG DHE IGM NE TRUP., REAGENTE DIAGNOSTIFIKUES IN VITRO, TESTE TE SHPEJTA QE PERDOREN PER DIAGNOSTIFIKIMIN E NIVELIT TE CPR NE GJAK., REAGENTE DIAGNOSTIFIKUES IN VITRO, TESTE QE PERDOREN PER DIAGNOSTIFIKIMIN E PRANISE SE ANTIGJENIT CRYPTOSPORIDIUM NE MOSTRAT E FECEVE., REAGENTE DIAGNOSTIFIKUES IN VITRO, TESTE TE SHPEJTA QE PERDOREN PER DIAGNOSTIFIKIMIN E ANTITRUPAVE TE DENGUE NE GJAK., REAGENTE DIAGNOSTIFIKUES IN VITRO, TESTE TE SHPEJTA QE PERDOREN PER DIAGNOSTIFIKIMIN E PRANISE SE ANTIGJENIT NS1 NE GJAK., REAGENTE DIAGNOSTIFIKUES IN VITRO, TESTE TE SHPEJTA QE PERDOREN PER DIAGNOSTIFIKIMIN E INFEKTIMIT ME VIRURIN A DHE B, REAGENTE DIAGNOSTIFIKUES IN VITRO, TESTE TE SHPEJTA QE PERDOREN PER DIAGNOSTIFIKIMIN E CALPROTECTINES NE ORGANIZEEM, REAGENTE DIAGNOSTIFIKUES IN VITRO, TESTE TE SHPEJTA QE PERDOREN PER DIAGNOSTIFIKIMIN E CAMPYLOBACTER NE ORGANIZEM | Pajisje te diagnostifikimit in vitro
One Step Saliva Drug Test Card, SCREEN 1 K2-SPICE
One Step Drug Test Card, SCREEN 1 METADONE
One step drug test card, SCREEN CUP 8 + A + AD
Multi Drug Rapid Test Cup, SCREEN TEST GIARDIA LAMBLIA
Giardia Lamblia Rapid Test, SCREEN TEST GONORREA
Gonorrhea Rapid Test, SCREEN TEST HCG
Pregnancy Rapid Test (10 NG), SCREEN TEST HCG
Pregnancy Rapid Test (25 NG), SCREEN HSV 1/2 IGM
HSV 1/2 IgM Rapid Test, SCREEN TEST MONONUCLEOSI
Mononucleosis Rapid Test, SCREEN TEST ADENOVIRUS
Adenovirus Rapid Test, SCREEN TEST ADULTERAZIONE
Adulteration Strips, SCREEN TEST MYCOPLASMA
Mycoplasma Pneumoniae Antigen Test, SCREEN TEST VITAMINA D
Vitamin D Rapid Test, SCREEN TEST ZIKA
Zika NS1 Rapid Test, SCREEN 1 AMFETAMINA
One step drug test card, SCREEN DROGA TEST CAPELLO
Multi Drug Test Hair, SCREEN 7+AD
Multi Drug Rapid Test Panel, SCREEN 8 +AD
Multi Drug Rapid Test Panel, SCREEN GENERIC URINA 10
Urinalysis Reagent Strips, SCREEN GENERIC TEST URINA 11
Urinalysis Reagent Strips, SCREEN GENERIC URINA 12
Urinalysis Reagent Strips, SCREEN ANALYSIS METER 10
Urine Analysis Reader, SCREEN ANALYSIS METER 11
Urine Analysis Reader, SCREEN ANALYSIS METER 12
Urine Analysis Reader, SCREEN 2
Multi Line Drug Rapid Test Cassette, SCREEN 13
Multi Drug Rapid Test Panel, SCREEN 8
Multi line Drug Rapid Test Cassette, SCREEN 1 ABP
One Step Drug Test Dipstick, SCREEN 1 FENTANIL
One Step Drug Test Card, SCREEN 1 MDPV
One Step Drug Test Dipstick, SCREEN 1 OSSICODONE
One Step Drug Test Card, SCRREEN 1 PROPOSSIFENE
One Step Drug Test Card, SCREEN 3
Multi Drug Rapid Test Panel, SCREEN 1 BARBITURICI
One Step Drug Test Card, SCREEN 1 MDMA/ECSTASY
One Step Drug Test Card, SCREEN 1 TRAMADOLO
One Step Drug Test Card, SCREEN 6
Multi Drug Rapid Test Panel, SCREEN TEST FAMILY SPERM
Sperm Concentration Rapid Test, SCREEN 1 COCAINA
One step drug test card, SCREEN 1 OPPIACEI
One step drug test card, SCREEN TEST PH VAGINALE
Vaginal Ph Rapid Test, ETIL PROFESSIONAL
Saliva Alcohol Test Strip, SCREEN ALCOL TEST ETG
Ethyl Glucuronide Test Panel, SCREEN TEST STREP A
Streptococcus A Rapid Test, SCREEN TEST H.PYLORI AB
H.pylori Antibody Rapid Test, SCREEN TEST ROTAVIRUS
Rotavirus Rapid Test, SCREEN TEST NICOTINA-S
Cotinine Oral Fluid Drug Test Card, SCREEN TEST NICOTINA
Cotinine Rapid Test Panel, SCREEN TEST SIFILIDE
Syphilis Rapid Test, SCREEN TEST TUBERCULOSI
Tuberculosis Rapid Test, SCREEN MIOG./TROP./CK-MB
Myoglobin/ CK-MB/Troponin I Combo Test, SCREEN TEST PROCALCITONINA
Procalcitonin (PCT) Rapid Test, SCREEN TEST CLOSTRIDIUM
Clostridium difficile GDH Rapid Test, SCREEN TEST CLOSTRIDIUM A+B
Clostridium Difficile Toxin A+Toxin B Rapid Test, SCREEN TEST EPATITE A – HAV
HAV IGM Rapid Test, SCREEN TEST LEGIONELLA
Legionella Pneumophila Rapid Test, SCREEN TEST PNEUMOCOCCO
S. Pneumoniae Antigen Rapid Test, SCREEN IFA TEST MICROALBUMINURIA
Fluorescence Immunoassay Microalbumin, SCREEN IFA TEST HBA1C
Fluorescence Immunoassay Hba1c, SCREEN IFA TEST CK-MB
Fluorescence Immunoassay CK-MB, SCREEN IFA TEST CRP
Fluorescence Immunoassay C-reactive Protein, SCREEN IFA TEST FSH
Fluorescence Immunoassay Follicle Stimulating Hormone Test (FSH), SCREEN IFA TEST INFLUENZA A/B
Fluorescence Immunoassay Influenza A/B, SCREEN IFA TEST LH
Fluorescence Immunoassay Hormone LH, SCREEN IFA TEST MIOGLOBINA
Fluorescence Immunoassay Myoglobin, SCREEN IFA TEST TSH
Fluorescence Immunoassay Thyroid Stimulating Hormone, SCREEN IFA TEST FOB
Fluorescence Immunoassay Fecal Occult Blood, SCREEN IFA TEST CEA
Fluorescence Immunoassay Carcinoembryonic Antigen, SCREEN IFA TEST D-DIMERO
Fluorescence Immunoassay D-Dimer, SCREEN IFA TEST TROPONINA I
Fluorescence Immunoassay Troponin I, SCREEN 7 + AD
Multi Drug Rapid Test Panel, SCREEN 8 + AD
Multi Drug Rapid Test Panel, SCREEN 8+AD
Multi Drug Rapid Test Panel, SCREEN 8
Multi Drug Rapid Test Panel, SCREEN 10
Multi Drug Rapid Test Panel, SCREEN TEST TETANO
Tetanus Rapid Test, SCREEN TEST H.PYLORI AG
H.pylori Antigen Rapid Test, SCREEN TEST MALARIA
Malaria P.F. /P.V. Rapid Test, SCREEN CUP 10 + A + AD
Multi Drug Rapid Test Cup, SCREEN CUP 12 + A + AD
Multi Drug Rapid Test Cup, SCREEN 5
Multi Drug Rapid Test Panel, SCREEN 12
Multi Drug Rapid Test Panel, SCREEN CUP 8+AD
Multi Drug Rapid Test Cup, SCREEN CUP 7+AD
Multi Drug Rapid Test Cup, SCREEN CUP 7+ADU
Multi Drug Rapid Test Cup, SCREEN TEST NOROVIRUS
Norovirus Rapid Test, SCREEN IFA TEST PROCALCITONINA
Fluorescence Immunoassay Procalcitonin, SCREEN 1 BENZODIAZEPINE
One step drug test card, SCREEN 1 BUPRENORFINA
One step drug test card, SCREEN 1 KETAMINA
One step drug test card, SCREEN 1 MARIJUANA
One step drug test card, SCREEN MIDSTREAM 6-S
Multi Drug Rapid Test Oral Fluid, SCREEN MIDSTREAM 6-S-MED
Multi Drug Rapid Test Oral Fluid, SCREEN 5
Multi Line Drug Rapid Test Cassette, SCREEN 8
Multi Line Drug Rapid Test Cassette, SCREEN 9
Multi Line Drug Rapid Test Cassette, SCREEN 10
Multi Line Drug Rapid Test Cassette, SCREEN 12
Multi Line Drug Rapid Test Cassette, SCREEN MIDSTREAM 6-S2
Multi Drug Rapid Test Oral Fluid, SCREEN MIDSTREAM 6-S3
Multi Drug Rapid Test Oral Fluid, SCREEN MIDSTREAM 6-S4
Multi Drug Rapid Test Oral Fluid, SCREEN TEST CHIKUNGUNYA
Chikungunya IGG/IGM Rapid Test, SCREEN TEST CRP
C-Reactive Protein Rapid Test, SCREEN TEST CRYPTOSPORIDIUM
Cryptosporidium Antigen Test, SCREEN TEST DENGUE COMBO
Dengue Combo Rapid Test, SCREEN TEST DENGUE NS1
Dengue NS1 Rapid Test, SCREEN TEST FLU A/B
Influenza A+B Rapid Test, SCREEN TEST CALPROTECTINA
Calprotectin Rapid Test, SCREEN TEST CAMPYLOBACTER
Campylobacter Rapid Test
15363 | Easypod 3, Easypod 3 Autoinjector (1)-MS-APAC1, Easypod 3 Autoinjector (1)-MS-APAC2, easypod 3 Autoinjector (1)-MS-VNM, Easypod 3 Autoinjector (1)-MS-KOR, Easypod 3 Autoinjector (1)-EMD-CAN, Easypod 3 Autoinjector (1)-MS-LATAM, Easypod 3 Autoinjector (1)-MS-BRA, Easypod 3 Autoinjector (1)-MS-ME, Easypod 3 Autoinjector (1)-MS-GR-TR, Easypod 3 Autoinjector (1)-MS-EEU1, Easypod 3 Autoinjector (1)-MS-EEU2, Easypod 3 Autoinjector (1)-MS-SEU, Easypod 3 Autoinjector (1)-MS-WEU1, Easypod 3 Autoinjector (1)-MS-WEU2, Easypod 3 Autoinjector (1)-MS-WEU3, Easypod 3 Autoinjector (1)-MS-WEU4, Easypod 3 Autoinjector (1)-MS-NEU, Easypod 3 Autoinjector (1)-MS-ENG, Easypod 3 Autoinjector (1)-MS-TWN | IMI PHARMA Albania | 2023-10-31T00:00:00.000+01:00 | Ares Trading SA / Adresa: Zone industrielle de l'Ouriettaz / 1170 Aubonne / Zvicer | n/a, U1211153, U1211154, U1211155, U1211156, U1211157, U1211158, U1211159, U1211160, U1211161, U1211162, U1211163, U1211164, U1211165, U1211166, U1211167, U1211168, U1211169, U1211170, U1211171 | Klasa IIa | Klasa IIa | Pajisje elektromekanike
15172 | Laxamed microclismi adulti - 8031331555138 | MEDI PHARMA COMPANY | 2023-11-01T00:00:00.000+01:00 | New. Fa. Dem s.r.l. V.le Ferrovie dello stato 1, zona ASI; 80014 Giugliano in Campania(NA) Italy | 8031331555138 | Klasa I | LAXAMED MICROCLISMI ADULTI, Përdoret si laksativ për lehtësimin e jashtëqitjes | Tjeter
15173 | Laxamed microclismi bambini - 8031331555114 | MEDI PHARMA COMPANY | 2023-11-01T00:00:00.000+01:00 | New. Fa. Dem s.r.l. V.le Ferrovie dello stato 1, zona ASI; 80014 Giugliano in Campania(NA) Italy | 8031331555114 | Klasa I | LAXAMED MICROCLISMI BAMBINI, Përdoret si laksativ për lehtësimin e jashtëqitjes | Tjeter
15463 | Werewolf+ System Controller Accessories / WEREWOLF + Power Cord/ Manual – US English, Werewolf+ System Controller Accessories / WEREWOLF + Power Cord/ Manual – Russia, Werewolf+ System Controller Accessories / WEREWOLF + Power Cord/ Manual – Korea, Werewolf+ System Controller Accessories / WEREWOLF + Power Cord/ Manual – Japan, Werewolf+ System Controller Accessories / WEREWOLF + Power Cord/ Manual – Switzerland, FLOW 50 Wand, KVac Wand with Integrated Cable, Ambient KVac Wand with Integrated Finger Switches, Flow 90 Wand, AMBIENT HIPVAC 50 IFS, 4.6mm 50° Suction, FASTSEAL 6.0 Hemostasis Wand, Ambient HipVac 50 Wand with Non-Integrated Cable / 2.5mm, 90 Degree ArthroWand, Ambient HipVac 50 Wand with Non-Integrated Cable / MicroCAPS ArthroWand, Ambient HipVac 50 Wand with Non-Integrated Cable / Turbo Bevel, 3.0 mm, 30 Degree ArthroWand, Ambient HipVac 50 Wand with Non-Integrated Cable / Straight Saber ArthroWand, ArthroWand Devices with Integrated Cable / 3.6mm, 90°, LoPro with Integrated Cable, ArthroWand Devices with Integrated Cable / 3.5mm 90° with Integrated Cable, ArthroWand Devices with Integrated Cable / Eliminator with Integrated Cable, ArthroWand Devices with Integrated Cable / CAPSure 30 with Integrated Cable, ArthroWand Devices with Integrated Cable / SideWinder Blade with Integrated Cable, ArthroWand Devices with Integrated Cable / Bevel 45, 3.0mm 45° ICW, ArthroWand Devices with Integrated Cable / 2.3mm 35° Short Bevel with Integrated Cable, ArthroWand Devices with Integrated Cable / Dome 60, 2.5mm 60°, ArthroWand Devices with Integrated Cable / MICROBLATOR 30, 1.4mm 30°, ArthroWand Devices with Integrated Cable / SABER 30, 3.0mm 30° ICW, CArthroWand Devices with Integrated Cable / oVator 20 with Integrated Cable, ArthroWand Devices with Integrated Cable / Razor 2.5 with Integrated Cable, ArthroWand Devices with Integrated Cable / PARAGON T2, 2.3mm 15°, ArthroWand Devices with Integrated Cable / TurboVac 90 with Integrated Cable, ArthroWand Devices with Integrated Cable / TurboVac 90 XL, 3.75mm 90° Suction, ArthroWand Devices with Integrated Cable / CoVac 50 with Integrated Cable, ArthroWand Devices with Integrated Cable / COVAC 70, 3.0mm 70° Suction, ArthroWand Devices with Integrated Cable / Super TURBOVAC 90, 3.75mm 90° Suction, ArthroWand Devices with Integrated Cable / STARVAC 90, 3.75mm 90° Suction, ArthroWand Devices with Integrated Cable / TriStar 50 with Integrated Cable, ArthroWand Devices with Integrated Cable / MultiVac 50 XL with Integrated Cable, ArthroWand Devices with Integrated Cable / Super MULTIVAC 50, 3.75mm 50° Suction, ArthroWand Devices with Integrated Cable / UltraVac with Integrated Cable, ArthroWand Devices with Integrated Cable / Menivac with Integrated Cable, Atlas System, System 11000, 120V, Atlas System, System 11000, 120V, Refurbished, Atlas System, System 11000, 240V, Atlas System, System 11000, 240V, Refurbished, Quantum (RF12000) System, Quantum (RF12000) System, Refurbished, Quantum (RF12000) Service, Controller-Only Package, Quantum 2 (RF12000) System, Quantum 2 (RF12000) Service, Refurbished, Quantum 2 (RF12000) Service, Controller-Only Package, Refurbished, Quantum 2 (RF12000), Controller-Only Package, Foot Control, ArthroWand Devices with Integrated Finger Switches / Super TURBOVAC 90 IFS, 3.75mm 90° Suction, ArthroWand Devices with Integrated Finger Switches / Super MultiVac 50 IFS, ArthroWand Devices with Integrated Finger Switches / AMBIENT Super MULTIVAC 50, 3.75mm 50° Suction IFS, ArthroWand Devices with Integrated Finger Switches / AMBIENT Super TURBOVAC 90, 3.75mm 90° Suction IFS, ArthroWand Devices with Integrated Finger Switches / Ambient HipVac 50 IFS, TOPAZ MicroDebrider with Integrated Cable, TOPAZ XL with Integrated Cable, TOPAZ EPF MicroDebrider with Integrated Cable, TOPAZ MicroDebrider with Finger Switch, TOPAZ XL IFS, 1.27mm 15°, DYONICS RF System (RF 15000), DYONICS RF System (RF15000) Accessories / US Power Cord, DYONICS RF System (RF15000) Accessories / International Power Cord, DYONICS RF System (RF15000) Accessories / Foot Pedal, Ambient CoVac ArthroWands with Integrated Finger Switches (IFS) / Ambient CoVac 50 Wand IFS, Ambient CoVac ArthroWands with Integrated Finger Switches (IFS) / AMBIENT COVAC 70 IFS, 3.0mm 70° Suction, TOPAZ EZ MicroDebrider Coblation Wand with Integrated Finger Switch (IFS) / TOPAZ EZ IFS, TOPAZ EZ MicroDebrider Coblation Wand with Integrated Finger Switch (IFS) / TOPAX EZ IFS, Ambient MegaVac 90, Werewolf System Controller (RF20000a), Werewolf System Controller Refurbished (RF20000a), Werewolf System Controller Refurbished (RF20000), Werewolf Controller (RF20000), Werewolf Controller (RF20000), Refurbished, Werewolf Controller ENT Label Kit, Werewolf+ Coblation System, Werewolf+ Coblation System (Service), Werewolf+ Coblation System (Refurbished), Werewolf System Controller Accessories (RF20000) / Wired Foot Control Unit, Werewolf System Controller Accessories (RF20000) / Wireless Foot Control Unit, Werewolf System Controller Accessories (RF20000) / Power Cord/Manual – US English, Werewolf System Controller Accessories (RF20000) / Power Cord/Manual - N. America (Canada, Mexico), Werewolf System Controller Accessories (RF20000) / Power Cord/Manual – W. Europe (Austria, Belgium, France, Germany, | LAYO | 2023-10-30T00:00:00.000+01:00 | ArthroCare Corporation 7000 West William Cannon Drive Austin TX 78735-8531 USA | 72290178, 72290179, 72290180, 72290181, 72290182, FSHA6050-01, 72290037, ASC5050-01, ASHA5050-01, 72290038, 72290004, 72290042, A1325-01, A1720-01, A2630-01, A4300-01, AC1336-01, AC1340-01, AC1345-01, AC1830-01, AC2340-01, AC2430-01, AC2823-01, AC3525-01, AC4050-01, AC4330-01, AC4340-01, AC5520-01, AC5531-01, ASC1335-01, ASC1336-01, ASC2530-01, ASC3730-01, ASC4250-01, ASC4251-01, ASC4630-01, ASC4730-01, ASC4830-01, ASC5000-01, ASC5500-01, H3000-00, H3000-59, H3500-00, H3500-58, H4000-00, H4000-59, 19062-59, H4500-00, H4500-59, 28168-59, 28168-00, H3000-01, ASH4250-01, ASH4830-01, ASHA4830-01, ASHA4250-01, ASHA4730-01, AC4040-01, AC4045-01, Q6000-01, Q6002-01, ACH4040-01, ACH4045-01, 72202149, 72202149S, 72202149F, 72202491, 72202492, 72202151, ASHA2530-01, ASHA3730-01, ACH4041-01, Q6006-01, ASCA5001-01, H6000-00, 43554-59, H6000-59, 72290105, 72290105S, 72290144, 72290144S, 72290145, 72290146, 72290146S, 72290146F, 72290008, 72290057, 72290058, 72290059, 72290060, 72290061, 72290062, 72290063, 72290064, 72290065, 72290066, 72290067, 72290068, 72290133, 72290007, 72290081, 72290082, 72290083, 72290084, 72290086, 72290087, 72290088, 72290171, 72290172, 72290173, 72290174, 72290176, 72290177 | Klasa IIb | Pajisje mjekësore radiofrekuence, që përdoren në artroskopitë e gjurit për eleminimin e indeve të buta | Pajisje nje perdorimeshe
Italy, Luxembourg, The Netherlands), Werewolf System Controller Accessories (RF20000) / Power Cord/Manual – EU Spanish (Bulgaria, Latvia, Malta, Portugal,
Spain), Werewolf System Controller Accessories (RF20000) / Power Cord/Manual – EU English (Republic of Cyprus, Ireland, UK), Werewolf System Controller Accessories (RF20000) / Power Cord/Manual – Scandinavia (Denmark, Finland, Norway,
Sweden), Werewolf System Controller Accessories (RF20000) / Power Cord/Manual – Russia (Russia, Greece, Turkey), Werewolf System Controller Accessories (RF20000) / Power Cord/Manual – Korea, Werewolf System Controller Accessories (RF20000) / Power Cord/Manual – Switzerland, Werewolf System Controller Accessories (RF20000) / Power Cord/Manual – China, Werewolf System Controller Accessories (RF20000) / Power Cord/Manual – Australia, Werewolf System Controller Accessories (RF20000) / Power Cord/Manual –Japan, Werewolf System Controller Accessories (RF20000) / WereWolf Main Software Upgrade Kit 2.6-3.0, Werewolf System Controller Accessories (RF20000) / Power Cord/ Manual – North America (Canada and Mexico), Werewolf System Controller Accessories (RF20000) / Power Cord/ Manual – Western Europe (Austria, Belgium, France,
Germany, Italy, Luxembourg, The Netherlands), Werewolf System Controller Accessories (RF20000) / Power Cord/ Manual – Europe- Spanish (Bulgaria, Latvia, Malta,
Portugal, Spain), Werewolf System Controller Accessories (RF20000) / Power Cord/ Manual – UK English (Republic of Cyprus, Ireland, UK), Werewolf System Controller Accessories (RF20000) / Power Cord/ Manual – Australia, Werewolf System Controller Accessories (RF20000) / Power Cord/ Manual - Scandinavia (Denmark, Finland, Norway,
Sweden), Werewolf System Controller Accessories (RF20000) / Power Cord/ Manual – US English, Werewolf+ System Controller Accessories / Wired Foot Control Unit, Werewolf+ System Controller Accessories / Wireless Foot Control Unit, Werewolf+ System Controller Accessories / WEREWOLF + Power Cord/ Manual – N. America, Werewolf+ System Controller Accessories / WEREWOLF + Power Cord/ Manual – W. Europe, Werewolf+ System Controller Accessories / WEREWOLF + Power Cord/ Manual – EU Spanish, Werewolf+ System Controller Accessories / WEREWOLF + Power Cord/ Manual – EU English, Werewolf+ System Controller Accessories / WEREWOLF + Power Cord/ Manual – Australia, Werewolf+ System Controller Accessories / WEREWOLF + Power Cord/ Manual – Scandinavia
15364 | Dental implant system BioniQ; Superstructures,Uni-Base AN, BioniQ, indexed, wide,QN/AN/d4.5/h5.5/L3.5, Dental implant system BioniQ; Superstructures,Uni-Base AN, BioniQ, bridge, wide QR/B/AN/d4.5/h5.5/L0.7, Dental implant system BioniQ; Superstructures,Uni-Base AN, BioniQ, bridge, wide QR/B/AN/d4.5/h5.5/L1.5, Dental implant system BioniQ; Superstructures,Uni-Base AN, BioniQ, bridge, wide QR/B/AN/d4.5/h5.5/L2.5, Dental implant system BioniQ; Superstructures,Uni-Base AN, BioniQ, bridge, wide QR/B/AN/d4.5/h5.5/L3.5, Dental implant system BioniQ; Superstructures,Uni-Base AN, BioniQ, indexed, wide,QN/AN/d4.5/h5.5/L0.7, Dental implant system BioniQ; Superstructures,Uni-Base AN, BioniQ, indexed, wide,QN/AN/d4.5/h5.5/L1.5, Dental implant system BioniQ; Superstructures,Uni-Base AN, BioniQ, indexed, wide,QN/AN/d4.5/h5.5/L2.5, Dental implant system BioniQ; Superstructures,Uni-Base AN, BioniQ, indexed, wide,QR/AN/d4.5/h5.5/L1.5, Dental implant system BioniQ; Superstructures,Uni-Base AN, BioniQ, indexed, wide,QR/AN/d4.5/h5.5/L2.5, Dental implant system BioniQ; Superstructures,Uni-Base AN, BioniQ, indexed, wide,QR/AN/d4.5/h5.5/L3.5, Dental implant system BioniQ; Superstructures,Uni-Base AN, BioniQ, non-indexed, wide QN/NI/AN/d4.5/h5.5/L0.7, Dental implant system BioniQ; Superstructures,Uni-Base AN, BioniQ, non-indexed, wide QN/NI/AN/d4.5/h5.5/L1.5, Dental implant system BioniQ; Superstructures,Uni-Base AN, BioniQ, non-indexed, wide QN/NI/AN/d4.5/h5.5/L2.5, Dental implant system BioniQ; Superstructures,Uni-Base AN, BioniQ, non-indexed, wide QN/NI/AN/d4.5/h5.5/L3.5, Dental implant system BioniQ; Superstructures,Uni-Base AN, BioniQ, non-indexed, wide QR/NI/AN/d4.5/h5.5/L0.7, Dental implant system BioniQ; Superstructures,Uni-Base AN, BioniQ, non-indexed, wide QR/NI/AN/d4.5/h5.5/L1.5, Dental implant system BioniQ; Superstructures,Uni-Base AN, BioniQ, non-indexed, wide QR/NI/AN/d4.5/h5.5/L2.5, Dental implant system BioniQ; Superstructures,Uni-Base AN, BioniQ, non-indexed, wide QR/NI/AN/d4.5/h5.5/L3.5, Dental implant system BioniQ; Superstructures,Uni-Base, BioniQ, bridge, wide QR/B/d4.5/h3.5/L0.7, Dental implant system BioniQ; Superstructures,Uni-Base, BioniQ, bridge, wide QR/B/d4.5/h3.5/L1.5, Dental implant system BioniQ; Superstructures,Uni-Base, BioniQ, bridge, wide QR/B/d4.5/h3.5/L2.5, Dental implant system BioniQ; Superstructures,Uni-Base, BioniQ, bridge, wide QR/B/d4.5/h3.5/L3.5, Dental implant system BioniQ; Superstructures,Uni-Base, BioniQ, bridge, wide QR/B/d4.5/h5.5/L0.7, Dental implant system BioniQ; Superstructures,Uni-Base, BioniQ, bridge, wide QR/B/d4.5/h5.5/L1.5, Dental implant system BioniQ; Superstructures,Uni-Base, BioniQ, bridge, wide QR/B/d4.5/h5.5/L2.5, Dental implant system BioniQ; Superstructures,Uni-Base, BioniQ, bridge, wide QR/B/d4.5/h5.5/L3.5, Dental implant system BioniQ; Superstructures,Uni-Base, BioniQ, indexed, narrow QN/d3.8/h5.5/L0.7, Dental implant system BioniQ; Superstructures,Uni-Base, BioniQ, indexed, narrow QN/d3.8/h5.5/L1.5, Dental implant system BioniQ; Superstructures,Uni-Base, BioniQ, indexed, narrow QN/d3.8/h5.5/L2.5, Dental implant system BioniQ; Superstructures,Uni-Base, BioniQ, indexed, narrow QN/d3.8/h5.5/L3.5, Dental implant system BioniQ; Superstructures,Uni-Base, BioniQ, indexed, narrow QR/d3.8/h5.5/L0.7, Dental implant system BioniQ; Superstructures,Uni-Base, BioniQ, indexed, narrow QR/d3.8/h5.5/L1.5, Dental implant system BioniQ; Superstructures,Uni-Base, BioniQ, indexed, narrow QR/d3.8/h5.5/L2.5, Dental implant system BioniQ; Superstructures,Uni-Base, BioniQ, indexed, narrow QR/d3.8/h5.5/L3.5, Dental implant system BioniQ; Superstructures,Uni-Base, BioniQ, indexed, wide QN/d4.5/h5.5/L0.7, Dental implant system BioniQ; Superstructures,Uni-Base, BioniQ, indexed, wide QN/d4.5/h5.5/L1.5, Dental implant system BioniQ; Superstructures,Uni-Base, BioniQ, indexed, wide QN/d4.5/h5.5/L2.5, Dental implant system BioniQ; Superstructures,Uni-Base, BioniQ, indexed, wide QN/d4.5/h5.5/L3.5, Dental implant system BioniQ; Superstructures,Uni-Base, BioniQ, indexed, wide QR/d4.5/h3.5/L0.7, Dental implant system BioniQ; Superstructures,Uni-Base, BioniQ, indexed, wide QR/d4.5/h3.5/L1.5, Dental implant system BioniQ; Superstructures,Uni-Base, BioniQ, indexed, wide QR/d4.5/h3.5/L2.5, Dental implant system BioniQ; Superstructures,Uni-Base, BioniQ, indexed, wide QR/d4.5/h3.5/L3.5, Dental implant system BioniQ; Superstructures,Uni-Base, BioniQ, indexed, wide QR/d4.5/h5.5/L0.7, Dental implant system BioniQ; Superstructures,Uni-Base, BioniQ, indexed, wide QR/d4.5/h5.5/L1.5, Dental implant system BioniQ; Superstructures,Uni-Base, BioniQ, indexed, wide QR/d4.5/h5.5/L2.5, Dental implant system BioniQ; Superstructures,Uni-Base, BioniQ, indexed, wide QR/d4.5/h5.5/L3.5, Dental implant system BioniQ; Superstructures,Uni-Base, BioniQ, indexed, wide QR/d4.5/h8.0/L0.7, Dental implant system BioniQ; Superstructures,Uni-Base, BioniQ, indexed, wide QR/d4.5/h8.0/L1.5, Dental implant system BioniQ; Superstructures,Uni-Base, BioniQ, indexed, wide QR/d4.5/h8.0/L2.5, Dental implant system BioniQ; Superstructures,Uni-Base, BioniQ, indexed, wide QR/d4.5/h8.0/L3.5, Dental implant system BioniQ; Superstructures,Uni-Base, BioniQ, non- indexed, narrow QN/NI/d3.8/h5.5/L0.7, Dental implant system BioniQ; Superstructures,Uni-Base, BioniQ, non- indexed, narrow QN/NI/d3.8/h5.5/L1.5, Dental implant system BioniQ; Superstructures,Uni-Base, BioniQ, non- indexed, narrow QN/NI/d3.8/h5.5/L2.5, Dental implant system BioniQ; Superstructures,Uni-Base, BioniQ, non- indexed, narrow QN/NI/d3.8/h5.5/L3.5, Dental implant system BioniQ; Superstructures,Uni-Base, BioniQ, non-indexed, narrow QR/NI/d3.8/h5.5/L0.7, Dental implant system BioniQ; Superstructures,Uni-Base, BioniQ, non-indexed, narrow QR/NI/d3.8/h5.5/L1.5, Dental implant system BioniQ; Superstructures,Uni-Base, BioniQ, non-indexed, narrow QR/NI/d3.8/h5.5/L2.5, Dental implant system BioniQ; Superstructures,Uni-Base, BioniQ, non-indexed, narrow QR/NI/d3.8/h5.5/L3.5, Dental implant system BioniQ; Superstructures,Uni-Base, BioniQ, non-indexed, wide QN/NI/d4.5/h5.5/L0.7, Dental implant system BioniQ; Superstructures,Uni-Base, BioniQ, non-indexed, wide QN/NI/d4.5/h5.5/L1.5, Dental implant system BioniQ; Superstructures,Uni-Base, BioniQ, non-indexed, wide QN/NI/d4.5/h5.5/L2.5, Dental implant system BioniQ; Superstructures,Uni-Base, BioniQ, non-indexed, wide QN/NI/d4.5/h5.5/L3.5, Dental implant system BioniQ; Superstructures,Uni-Base, BioniQ, non-indexed, wide QR/NI/d4.5/h3.5/L0.7, Dental implant system BioniQ; Superstructures,Uni-Base, BioniQ, non-indexed, wide QR/NI/d4.5/h3.5/L1.5, Dental implant system BioniQ; Superstructures,Uni-Base, BioniQ, non-indexed, wide QR/NI/d4.5/h3.5/L2.5, Dental implant system BioniQ; Superstructures,Uni-Base, BioniQ, non-indexed, wide QR/NI/d4.5/h3.5/L3.5, Dental implant system BioniQ; Superstructures,Uni-Base, BioniQ, non-indexed, wide QR/NI/d4.5/h5.5/L0.7, Dental implant system BioniQ; Superstructures,Uni-Base, BioniQ, non-indexed, wide QR/NI/d4.5/h5.5/L1.5, Dental implant system BioniQ; Superstructures,Uni-Base, BioniQ, non-indexed, wide QR/NI/d4.5/h5.5/L2.5, Dental implant system BioniQ; Superstructures,Uni-Base, BioniQ, non-indexed, wide QR/NI/d4.5/h5.5/L3.5 | MOTO-MANIA | 2023-10-30T00:00:00.000+01:00 | LASAK s.r.o., Ceskobrodska 1047/4619001 Prague 9 – Hloubetín, Czech Republic | 2211.35, 2226.07, 2226.15, 2226.25, 2226.35, 2211.07, 2211.15, 2211.25, 2219.07, 2219.15, 2219.25, 2219.35, 2215.07, 2215.15, 2215.25, 2215.35, 2227.07, 2227.15, 2227.25, 2227.35, 2234.07, 2234.15, 2234.25, 2234.35, 2221.07, 2221.15, 2221.25, 2221.35, 2208.07, 2208.15, 2208.25, 2208.35, 2216.07, 2216.15, 2216.25, 2216.35, 2210.07, 2210.15, 2210.25, 2210.35, 2230.07, 2230.15, 2230.25, 2230.35, 2218.07, 2218.15, 2218.25, 2218.35, 2225.07, 2225.15, 2225.25, 2225.35, 2209.07, 2209.15, 2209.25, 2209.35, 2217.07, 2217.15, 2217.25, 2217.35, 2213.07, 2213.15, 2213.25, 2213.35, 2235.07, 2235.15, 2235.25, 2235.35, 2220.07, 2220.15, 2220.25, 2220.35 | Klasa IIa | Sistemi i implanteve dentare BioniQ; Superstrukturat | Pajisje dentare
15366 | Integra Reusable and Sterile Disposable Skull Pins, MAYFIELD® Adult Skull Pin (Steel)**, MAYFIELD® Child Skull Pin (Steel)**, MAYFIELD® Adult Disposable Skull Pin*, MAYFIELD® Adult Disposable Skull Pin (Steel)*, MAYFIELD® Child Disposable Skull Pin (Steel)*, MAYFIELD® Disposable Child Titanium Skull Pin*, MAYFIELD® Disposable Adult Titanium Skull Pin*, MAYFIELD® Reusable Adult titanium Skull Pin**, MAYFIELD® Reusable Child Titanium Skull Pin**, MAYFIELD® Radiolucent Disposable Skull Pin (Sapphire)* | O.E.S DISTRIMED | 2023-11-01T00:00:00.000+01:00 | Integra LifeSciences Corporation 4900 Charlemar Drive, Building A Cincinnati, Ohio 45227, USA | n/a, A1047, A1048, A1072, A1083, A1084, A1119, A1120, A1121, A1122, A2020 | Klasa IIa | Instrumenta dhe aksesorë kirurgjikale- perdorim ne kirurgji të përgjithshme/të ndryshme | Instrumenta shumeperdorimeshe
15367 | Catheter Sheath Sets / D, Catheter Sheath Sets / C, Catheter Sheath Sets / A, Catheter Sheath Sets / B | MONTAL | 2023-10-30T00:00:00.000+01:00 | Zhejiang Barty Medical Technology Co., Ltd. Room 101,201,301, Building 26, Yinhai Technology Innovation Center, Xiasha Street, Qiantang District, 310018 Hangzhou City, Zhejiang Province, PEOPLE'S REPUBLIC OF CHINA | QC051100A, QC050450C, QC050550C, QC050700C, QC050900C, QC050450D, QC060450A, QC060550A, QC060700A, QC060800A, QC060900A, QC061100A, QC060400B, QC060450C, QC060550C, QC060700C, QC060900C, QC060450D, QC070450A, QC070550A, QC070700A, QC070800A, QC070900A, QC071100A, QC070400B, QC070450C, QC070550C, QC070700C, QC070450D, QC080450A, QC080550A, QC080700A, QC080400B, QC080450C, QC080550C, QC080700C, QC090450A, QC090550A, QC090700A, QC090450C, QC100450A, QC100450C, QC120450A, QC120450C, QD040900A, QD041100A, QD050900A, QD051100A, QD050550C, QD050550D, QD060800A, QD060900A, QD061100A, QD060450B, QD060550C, QD060550D, QD070800A, QD070900A, QD071100A, QD070450B, QD070550C, QD070550D, QD080900A, QB070450C, QB070550C, QB070700C, QB070450D, QB080450A, QB080550A, QB080700A, QB080400B, QB080450C, QB080550C, QB080700C, QB090450A, QB090550A, QB090700A, QB090450C, QB100450A, QB100450C, QB120450A, QB120450C, QC040450A, QC040550A, QC040700A, QC040900A, QC041100A, QC040550C, QC040700C, QC050450A, QC050550A, QC050700A, QC050900A, QA040070A, QA040100A, QA040160A, QA040250A, QA050070A, QA050100A, QA050160A, QA050250A, QA060070A, QA060100A, QB060900A, QB061100A, QB060400B, QB060450C, QB060550C, QB060700C, QB060900C, QB060450D, QB070450A, QB070550A, QB070700A, QB070800A, QB070900A, QB071100A, QB070400B, QA060160A, QA060250A, QA070070A, QA070100A, QA070160A, QA070250A, QA080070A, QA080100A, QA080160A, QA080250A, QA090070A, QA090100A, QA090160A, QA090250A, QA100070A, QAl00100A, QA100160A, QA100250A, QA110070A, QA110100A, QA110160A, QA110250A, QB040450A, QB040550A, QB040700A, QB040900A, QB041100A, QB040550C, QB040700C, QB050450A, QB050550A, QB050700A, QB050900A, QB051100A, QB050450C, QB050550C, QB050700C, QB050900C, QB050450D, QB060450A, QB060550A, QB060700A, QB060800A | Klasa IIa | Catheter Sheath Sets është një pajisje mjekesore udhezuese qe lehteson kalimin e telave udhezues dhe katetereve neper vena dhe arterie | Pajisje nje perdorimeshe
15368 | Easypod 6.0, Easypod 6.0 Autoinjector (1)-MS-BRA2, Easypod 2 Autoinjector (1)-EMD-CAN2, Easypod 2 Autoinjector (1)-MS-IDN2, Easypod 2 Autoinjector (1)-MS-KOR2, Easypod 2 Autoinjector(1)-MS-CHN-TW2, Easypod 2 Autoinjector (1)-MS-VNM2, Easypod 2 Autoinjector (1)-MS-THA2, Easypod 2 Autoinjector (1)-MS-MYS2, Easypod 2 Autoinjector (1)-MS-SEU2, Easypod 2 Autoinjector (1)-MS-UK2, Easypod 2 Autoinjector (1)-MS-ME2, Easypod 2 Autoinjector (1)-MS-WEU2, Easypod 2 Autoinjector (1)-MS-NEU2, Easypod 6.0 Autoinjector (1)-MS-LATAM3, Easypod 2 Autoinjector (1)-MS-EEU2, Easypod 2 Autoinjector (1)-MS-EU4 | IMI PHARMA Albania | 2023-10-31T00:00:00.000+01:00 | Ares Trading SA Zone industrielle de l'Ouriettaz 1170 Aubonne Switzerland | n/a, U1211137, U1211138, U1211139, U1211140, U1211141, U1211142, U1211143, U1211144, U1211145, U1211146, U1211147, U1211148, U1211149, U1211150, U1211151, U1211152 | Klasa IIa | Auto-injektor elektromekanik per administrimin e Saizen® | Pajisje elektromekanike
15204 | Cotton rolls/3.8x0.8, Cotton rolls/3.8x1.0, Cotton rolls/3.8x1.2 | EURODENTA | 2023-11-01T00:00:00.000+01:00 | Fomed lndustries lnc.20Han Sha Road, Hou Hu District,Qianjiang City, 433115 Hubei P.R,China | N/A | Klasa I | Rrulon pambuku qe perdoren per te pastruar dhe thithur lengje | Pajisje dentare
15369 | Anti-PRAME (EPR20330) Rabbit Monoclonal Primary Antibody | E v i t a | 2023-11-01T00:00:00.000+01:00 | Ventana Medical Systems Inc. 1910 E Innovation Park Drive Tucson, AZ 85755, USA | 09592237001 / 790-7149, 09592245001 / 790-7150 | In vitro | Reagent qe perdoret per detektimin cilesor te PRAME ne imunohistokimi | Pajisje te diagnostifikimit in vitro
15552 | Sterile (PGA) Polyglycolic Acid Suture - Damacryl, PGA - DC, JC, RC, VC, DRMPGA, PGA, 4-0, 20mm, 3/8 reverse cutting needle, 75 cm suture, PGA, Braided , 4-0, 18 mm, 3/8 cutting , violet, absorbable, 75 cm suture, Damacryl 4-0 19mm 3/8 cutting 75cm suture, PGA, Braided , 3-0, 20 mm, 3/8 cutting , violet, absorbable, 75 cm suture, Damacryl 5-0 16mm 3/8 cutting 75cm suture, Damacryl 3-0 22mm 3/8 cutting 75cm suture, Damacryl 3-0 19mm 3/8 cutting 75cm suture, PGA,braided, 3-0 , 3/8 cutting, 24 mm ,absorbable, violet,75 cm suture, PGA,Braided, 5-0, 19 mm, 3/8 cutting ,violet, absorbable, 75 cm suture, PGA, Braided, 5-0, 18 mm, 3/8 cutting , violet, absorbable, 75 cm suture, PGA,Braided, 5-0, 17 mm, 3/8 cutting ,violet, absorbable, 75 cm suture, Damacryl 4-0 20mm 1/2 round 75cm suture, Damacryl 3-0 20mm 1/2 round 75cm suture, Damacryl 5-0 16mm 1/2 round 75cm suture, PGA,Braided, 5-0, 17 mm, 1/2 round ,violet, absorbable, 75 cm suture, PGA, 4-0, 1/2 round, 17 mm, 75 cm suture, violet, Damacryl 4-0 16mm 1/2 round 75cm suture, Damacryl 4-0 22mm 1/2 round 75cm suture, PGA,Braided, 3-0, 17 mm, 1/2 round , violet, absorbable, 75 cm suture, Damacryl 3-0 22mm 1/2 round 75cm suture, Damacryl 3-0 18mm 1/2 round 75cm suture | AkoDent | 2023-12-05T00:00:00.000+01:00 | Gmd Group Medikal Sanayi ve Ticaret Anonim Şirketi. İkitelli Osb Mah. İsdök Sosyal Tesis 2 Sk. B Blok 1 B 7 Başakşehir İSTANBUL/ TURKEY | n/a, DC4K20, DC4K18, DC4K19, DC3K20, DC5K16, DC3K22, DC3K19, DC3K24, DC5K19, DC5K18, DC5K17, DC4M20, DC3M20, DC5M16, DC5M17, DC4M17, DC4M16, DC4M22, DC3M17, DC3M22, DC3M18 | Klasa III | Suture kirurgjikale e absorbueshme | Pajisje dentare
15553 | Sterile Poly (PGLA) Suture Needle - DAMACRYL 910, PGLA - DL , JL, PGLA , 3-0, 20 mm, 3/8 cutting, 75 cm suture,violet, PGLA,braided,3 -0, 3/8 cutting, 22 mm ,absorbable, violet,75 cm suture, PGLA,Braided,4-0,18 mm, 3/8 cutting, violet, absorbable,75 cm suture, DAMACRYL 910 4-0 20mm 3/8 cutting 75cm suture, DAMACRYL 910 4-0 19mm 3/8 cutting 75cm suture, PGLA, braided, 5 -0 , 3/8 cutting, 19 mm ,absorbable, violet,75 cm suture, PGLA,Braided,5-0,18 mm, 3/8 cutting, violet, absorbable, 75 cm suture, DAMACRYL 910 3-0 19mm 3/8 cutting 75cm suture | AkoDent | 2023-12-05T00:00:00.000+01:00 | Gmd Group Medikal Sanayi ve Ticaret Anonim Şirketi. İkitelli Osb Mah. İsdök Sosyal Tesis 2 Sk. B Blok 1 B 7 Başakşehir İSTANBUL/ TURKEY | n/a, DL3K20, DL3K22, DL4K18, DL4K20, DL4K19, DL5K19, DL5K18, DL3K19 | Klasa III | Suture kirurgjikale e absorbueshme | Pajisje dentare
15554 | Sterile Polyamide Suture Needle - DAMALON, Polyamide, Nylon - DN, JN, RN, Polyamide(PA), 3-0 , 20 mm, 3/8 cutting, BLACK, NON ABSORBABLE,75 cm suture, Polyamide, 3-0, 19 mm, 3/8 cutting, black, non-absorbable, 75 cm suture, Damalon 4-0 20mm 3/8 cutting 75cm suture, Polyamide, 4-0, 19 mm, 3/8 cutting, black, non absorbable, 90 cm suture, Damalon 5-0 16mm 3/8 inside cutting 75cm suture, Damalon 5-0 16 mm 3/8 cutting 75cm suture, Polyamide,5-0, 19 mm, 3/8 cutting, black, non absorbable, 75 cm suture, Polyamide, 5-0, 20mm,3/8 cutting , 75cm suture, Polyamide (PA), 3-0 , 20 mm, 1/2 round ,black, non-absorbable,75 cm suture, Polyamide, 3-0, 17 mm, 1/2 round , 75cm suture, Damalon 4-0 22mm 1/2 round 75cm suture, Damalon 4-0 20mm 1/2 round 75cm suture, PA MONOFILAMENT NON ABSORBABLE SUTURE 1PCS X 75cm USP SIZE 4-0 (BLACK DYED) 20mm 1/2 CIRCLE TAPER POINT NEEDLE, PA MONOFILAMENT NON ABSORBABLE SUTURE 1PCS X 75cm USP SIZE 4-0 (BLACK DYED) 19mm 3/8 CIRCLE REVERSE CUTTING NEEDLE, PA MONOFILAMENT NON - ABSORBABLE SUTURE 1PCS X 75cm USP SIZE 4 -0 (BLACK) 20mm 3/8 CIRCLE NORMAL CUTTING NEEDLE, PA MONOFILAMENT NON - ABSORBABLE SUTURE 1PCS X 75cm USP SIZE 4 -0 (BLACK) 24mm 3/8 CIRCLE REVERSE CUTTING NEEDLE, PA MONOFILAMENT NON - ABSORBABLE SUTURE 1PCS X 75cm USP SIZE 4 -0 (UNDYED) 20mm 3/8 CIRCLE REVERSE CUTTING NEEDLE, PA MONOFILAMENT NON - ABSORBABLE SUTURE 1PCS X 75cm USP SIZE 3 -0 (BLACK) 22mm 3/8 CIRCLE REVERSE CUTTING NEEDLE, PA MONOFILAMENT NON - ABSORBABLE SUTURE 1PCS X 75cm USP SIZE 3 -0 (UNDYED) 20mm 3/8 CIRCLE REVERSE CUTTING NEEDLE | AkoDent | 2023-12-05T00:00:00.000+01:00 | Gmd Group Medikal Sanayi ve Ticaret Anonim Şirketi. İkitelli Osb Mah. İsdök Sosyal Tesis 2 Sk. B Blok 1 B 7 Başakşehir İSTANBUL/ TURKEY | n/a, DN3K20, DN3K19, DN4K20, DN4K19, DN5KD16, DN5K16, DN5K19, DN5K20, DN3M20, DN3M17, DN4M22, DN4M20, DN40HR20, DN40DS19, DN40DC20, DN40DS24, DN40DS20U, DN30DS22, DN30DS20U | Klasa IIb | Suture kirurgjikale | Pajisje dentare
15537 | Diagnostic X-ray System | FEDOS | 2023-11-22T00:00:00.000+01:00 | Nanjing Perlove Medical Equipment Co., Ltd. No. 97 and No. 99 Wangxi Road, Jiangning District, Nanjing, 211100 Jiangsu, P.R. China | PLX5100, PLX112B, PLX118F, PLX5200A | Klasa IIb | radiografi | Tjeter
15324 | BTL-785F, EXION Body applicator BTL-785-1, EXION Body applicator tip BTL-785-1-1, EXION Face applicator BTL-785-2, EXION Face applicator tip BTL-785-2-1, EMFEMME applicator BTL-785-3, EMFEMME V tip BTL-785-3-1, EMFEMME V24 tip BTL-785-3-2, EMFEMME V30 tip BTL-785-3-3, EXION Fractional RF applicator BTL-785-4 | BTL Medical Albania | 2023-11-01T00:00:00.000+01:00 | BTL Industries Limited 161 Cleveland Way Stevenage Hertfordshire SG1 6BU UNITED KINGDOM | n/a | Klasa IIb | pajisje estetike per dobesim | Pajisje te implantueshme aktive
, EMFACE controller BTL-785-7, EMFACE forehead applicator BTL-785-7-1, EMFACE cheek applicator BTL-785-7-2
15325 | MINI VITI ORTODONTICHE FIRMA PLUS DIAM.1.8MM H.6.0MM , MINI VITI ORTODONTICHE FIRMA PLUS DIAM.1.8MM H.8.0MM , MINI VITI ORTODONTICHE FIRMA PLUS DIAM.1.8MM H.11.0MM, MINI VITI ORTODONTICHE FIRMA DIAM.1.8MM H.6.0MM, MINI VITI ORTODONTICHE FIRMA DIAM.1.8MM H.8.0MM, MINI VITI ORTODONTICHE FIRMA DIAM.1.8MM H.11.0MM, MINI VITI ORTODONTICHE FIRMA EXP D. 1,80MM L. 8MM, MINI VITI ORTODONTICHE FIRMA EXP D. 1,80MM L. 11MM, VITE DI BLOC COPER MINI VITE FIRMA EXP, CAPPETTA PER MINI VITE FIRMA EXP, CAPPETTA PER MINI VITE FIRMA EXP, 5PZ, CAPPETTA SNAP ON PER IMPRONTAFIRMA EXP, AVVITATORE PER CONTRANGOLOPER MINI VITI FIRMA PLUS, AVVITATORE PER CONTRANGOLOPER MINI VITI FIRMA , FRESETTA PREPARAZIONE SITOD.1,20MM L.7MM, MONTATORE PER GS FIRMA EXP GS-MOU-FRMEXP, KIT CHIRURGICO PER MINI VITIFIRMA, KIT CHIRURGICO PER MINI VITIFIRMA -EXP | MEDIK LINE STEWART | 2023-10-31T00:00:00.000+01:00 | Sweden-Martina S.p.a Via Veneta 10. 35020 Due Carrare Padova Italy | V1-180-060, V1-180-080, V1-180-110, V3-180-060, V3-180-080, V3-180-110, V4-180-080, V4-180-110, V4-VB, V4-CAP, V4-CAP-5, V4-CAP-RIP, AVV-V1-CA, AVV-V2-CA, FFV-120-070, GS-MOU-FRMEXP, ZFIRMA, ZFIRMA-EXP | Klasa IIb, Klasa IIa | MINI VIDE ORTODONTIKE FIRMA PLUS PLUS DIAM.1.8MM H.6.0MM, MINI VIDE ORTODONTIKE FIRMA PLUS DIAM.1.8MM H.8.0MM, MINI VIDE ORTODONTIKE FIRMA PLUS DIAM.1.8MM H.11.0MM, MINI VIDE ORTODONTIKE FIRMA DIAM.1.8MM H.6.0MM, MINI VIDE ORTODONTIKE FIRMA DIAM.1.8MM H.8.0MM, MINI VIDE ORTODONTIKE FIRMA DIAM.1.8MM H.11.0MM, MINI VIDE ORTODONTIKE FIRMA EXP D. 1,80MM L. 8MM, MINI VIDE ORTODONTIKE FIRMA EXP D. 1,80MM L. 11MM, VIDE BLLOKUESE BAKERI PER MINI VIDAT FIRMA EXP, CAPETE PER MINI VIDE FIRMA EXP, CAPETE PER MINI VIDE FIRMA EXP, 5PZ, CAPETE SNAP ON PER MARRJE MASE FIRMA EXP, SHTERNGUES PER KONTRANGEL PER MINI VIDE FIRMA PLUS, SHTERNGUES PER KONTRANGEL PER MINI VIDE FIRMA , FREZA PREPARIMI NE ZONEN E PUNIMIT D.1,20MM L.7MM, MONTUES PER GS FIRMA EXP, KIT CHIRURGICO PER MINI VITI FIRMA | Pajisje te implantueshme aktive
15456 | NADAL® Chlamydia Test ; NADAL® Chlamydia plus Test | 2 AE | 2023-11-09T00:00:00.000+01:00 | nal von minden GmbH Carl-Zeiss-Str. 12 47445 Moers, Germany | 212007 ; 212011 | In vitro | PAJISJE MJEKESORE PER IDENTIFIKIMIN E INFEKSIONEVE NGA CHLAMYDIA | Pajisje te diagnostifikimit in vitro
15419 | NADAL® Campylobacter Test | 2 AE | 2023-11-09T00:00:00.000+01:00 | nal von minden GmbH Carl-Zeiss-Str. 12 47445 Moers, Germany | 1232001 | In vitro | PAJISJE MJEKESORE IN VITRO PER DETEKTIMIN E GASTROENTERITIT BAKTERIAL | Pajisje te diagnostifikimit in vitro
15405 | NADAL® Calprotectin/Lactoferrin Test | 2 AE | 2023-11-09T00:00:00.000+01:00 | nal von minden GmbH Carl-Zeiss-Str. 12 47445 Moers, Germany | 1212002 | In vitro | PAJISJE MJEKESORE IN VITRO PER DETEKTIMIN E CALPROTEKTINES DHE LACTOFERRINES NE FECE | Pajisje te diagnostifikimit in vitro
15457 | NADAL® Legionella/S. pneumoniae Test | 2 AE | 2023-11-09T00:00:00.000+01:00 | nal von minden GmbH Carl-Zeiss-Str. 12 47445 Moers, Germany | 572005 | In vitro | PAJISJE MJEKESORE PER IDENTIFIKIMIN E LEGIONELLA PNEUMOPHILA DHE STREPTOCOCCUS PNEUMONIAE NE URINE | Pajisje te diagnostifikimit in vitro
15370 | Incubator, infant / lsolette 8000 plus, Software 5.n, IV pole assembly, Probe, yellow, central skin temperature, disposable, 10, Probe, white, peripheral skin temperature, disposable, 10, Cover, probe, Care-For-Me, large 100, Cover, probe, Care-For-Me, standard 100, Oxygen Sensor kit, Collection bottle, disposable, box of 20, 800 cc, Hose/plug assembly, condensation management, Air inlet filter, Iris port sleeve, disposable, 100, Swivel drawer assembly, large, Swivel drawer assembly, small, MIB2 protocol converter, MIB cable, 2 m, MIB network cable, 1.2 m, MIB network cable, 2.4 m, Utilit shelf assembly, high, Straps, utility shelf (2), Breathing hose holder kit, Grommet, Kit, HFV door with grommets | MSE | 2023-10-31T00:00:00.000+01:00 | Draeger Medical Systems, Inc. 3135 Quarry Road Telford, PA 18969 USA | MU20602, N/A, MU12955, MU26041, MU26042, MU06943, MU06944, MU24903, MU10918, MU21120, MU12504, MU03876, MU17879, MU17880, 7256931, MS18805, 4726373, 4726381, MU12937, MU14688, MU18660, MU12609, MU18916 | Klasa IIb | Inkubator,Foshnje, Aksesore shtese pjese te pajisjes | Tjeter
15174 | CRICCHETTO NO TORQUE CONTR., CONNETTORE MANUALE, MANICO MANUALE HEX 3.5 , PERNO DI PARALLELISMO , PROLUNGA PER FRESE , CACCIAVITE CORTO MANUALE, CACCIAVITE MEDIO MANUALE, CACCIAVITE LUNGO MANUALE , LUCIDO RADIOGRAFICO YOUSE , LUCIDO RADIOGRAFICO YOUSE MAGGIORATO 20% , LUCIDO RADIOGRAFICO YOUSE MAGGIORATO 30% , TRAY PORTA STRUMENTI PER CHIRUGIA GUIDATA, TRAY VUOTO | MEDIK LINE STEWART | 2023-10-31T00:00:00.000+01:00 | Sweden-Martina S.p.a Via Veneta 10. 35020 Due Carrare Padova Italy | Y-CRI-FIX, Y-CONV-CRI-MAN, Y-MAN, Y-PERNO, Y-F-EXT, YI-CV-MAN-C, YI-CV-MAN-M, YI-CV-MAN-L, YV-CV-MAN-C, YV-CV-MAN-M, YV-CV-MAN-L, Y-L100, Y-L120, Y-L130, Y-CG-TRAY, Y-TRAY | Klasa I | KACAVIDE PA KONTROLL FORCE, MANUAL KONNEKTOR, KRAHE MANUAL HEX 3.5 , VIDA PER PARALLELIZMO , ZGJATUES PER FRESE , KACAVIDE E SHKURTE MANUALE PER IMPLANTE , KACAVIDE MESATARE MANUALE , KACAVIDE E GJATE MANUALE PER IMPLANTE , KACAVIDEE E SHKURTER MANUALE, KACAVIDE MESATARE MANUALE, KACAVIDE E GJATE MANUALE , MATES ME MATERIAL RADIOGRAFIK PER IMPL JUSE , MATES ME MATERIAL RADIOGRAFIK PER IMPL JUSE ME MASE 20% MESHUME, MATES ME MATERIAL RADIOGRAFIK PER IMPL JUSE ME MASE 30% MESHUME, INSTRUMENTS TRAY FOR GUIDED IMPLANTOLOGY, MBAJTES VEGLASH | Pajisje dentare
15205 | SCAN BODY YV N , ANALOGO , ANALOGO DIGITALE , TRANSFER PICK-UP H 1,5 MM , TRANSFER PICK-UP H 3 MM , TRANSFER A STRAPPO , VITE TRANSFER PICK-UP YV N , SCAN BODY YV R , ANALOGO , ANALOGO DIGITALE , TRANSFER PICK-UP H 1,5 MM , TRANSFER PICK-UP H 3 MM , TRANSFER A STRAPPO , VITE TRANSFER PICK-UP YV R , ANALOGO DIGITALE , TRANSFER PICK UP EMERGENZA RIDOTTA , TRANSFER PICK UP EMERGENZA AMPIA , TRANSFER A TRE SEZIONI , TRANSFER A STRAPPO EMERGENZA RIDOTTA , TRANSFER A STRAPPO EMERGENZA AMPIA , SCAN BODY , TRANSFER, ANALOGO , ANALOGO DIGITALE , TRANSFER PICK UP , TRANSFER A TRE SEZIONI , TRANSFER A STRAPPO | MEDIK LINE STEWART | 2023-10-31T00:00:00.000+01:00 | Sweden-Martina S.p.a Via Veneta 10. 35020 Due Carrare Padova Italy | YV-N-SB-DIG, YV-N-ANA, YV-N-ANA-DIG, YV-N-TRA-P-01, YV-N-TRA-P-03, YV-N-TRA-S, YV-N-VTRA, YV-R-SB-DIG, YV-R-ANA, YV-R-ANA-DIG, YV-R-TRA-P-01, YV-R-TRA-P-03, YV-R-TRA-S, YV-R-VTRA, YI-ANA, YI-ANA-DIG, YI-TRA-P-R, YI-TRA-P-A, YI-TRA3-A, YI-TRA-S-R, YI-TRA-S-A, YI-SB-DIG, Y-AVV-TRA, Y-AVV-ANA, Y-AVV-ANA-DIG, YI-TRA-P, YI-TRA3, YI-TRA-S | Klasa I | ANALOGE I SKANUESHEM YV N , ANALOG, ANALOG DIXHITALE , TRANSFER PER MASE TE SHPEJTE H 1,5 MM , TRANSFER ME TERHEQJE, VITE PER TRANSFERT TE SHPEJTE YV N , ANALOGE I SKANUESHEM YV R , ANALOGE, ANALOGE DIXHITALE , TRANSFER PER MASE TE SHPEJTE H 1,5 MM , TRANSFER PER MASE TE SHPEJTE H 3 MM , TRANSFERT ME SHKEPUTJE, VITE TRANSFER PICK-UP YV R , TRANSFER PER TE MARRE MASE I REDUKTUAR, TRANSFER PER TRE FAZA, TRANSFER PER SHKEPUTJE EMERGJENTE TE VOGEL, TRANSFER PER SHKEPUTJE EMERGJENTE , ANALOGE I SKANUESHEM, TRANSFER PER TE MARRE MASE, TRANSFER I MENJEHERSHEM | Pajisje dentare
15326 | PMMA DENTAL BLANK / PMMA DENTAL BLOK ,PMMA BLANK FOR CAD/CAM APPLICATION, Z SYSTEM, (Dia. 95mm) 14,A1. A2, A3, A3.5, A4, I3l, D2, 133,H4, C1, C2, C3, C4, D1, D2, D3, D4, BI.EACHED.TRANSPARENT. PINK, PMMA DENTAL BLANK / PMMA DENTAL BLOK ,PMMA BLANK FOR CAD/CAM APPLICATION, Z SYSTEM, (Dia. 95mm) 16.A1. A2, A3, A3.5, A4, I3l, D2, 133,H4, C1, C2, C3, C4, D1, D2, D3, D4, BI.EACHED.TRANSPARENT. PINK, PMMA DENTAL BLANK / PMMA DENTAL BLOK ,PMMA BLANK FOR CAD/CAM APPLICATION, Z SYSTEM, (Dia. 95mm) 18,A1. A2, A3, A3.5, A4, I3l, D2, 133,H4, C1, C2, C3, C4, D1, D2, D3, D4, BI.EACHED.TRANSPARENT. PINK, PMMA DENTAL BLANK / PMMA DENTAL BLOK ,PMMA BLANK ,FOR CAD/CAM APPLICATION, Z SYSTEM, (Dia. 95mm) 20,A1. A2, A3, A3.5, A4, I3l, D2, 133,H4, C1, C2, C3, C4, D1, D2, D3, D4, BI.EACHED.TRANSPARENT. PINK, PMMA DENTAL BLANK / PMMA DENTAL BLOK ,PMMA BLANK FOR CAD/CAM APPLICATION, Z SYSTEM, (Dia. 95mm) 22,A1. A2, A3, A3.5, A4, I3l, D2, 133,H4, C1, C2, C3, C4, D1, D2, D3, D4, BI.EACHED.TRANSPARENT. PINK, PMMA DENTAL BLANK / PMMA DENTAL BLOK ,PMMA BLANK FOR CAD/CAM APPLICATION, Z SYSTEM, (Dia. 95mm) 25,A1. A2, A3, A3.5, A4, I3l, D2, 133,H4, C1, C2, C3, C4, D1, D2, D3, D4, BI.EACHED.TRANSPARENT. PINK, PMMA DENTAL BLANK / PMMA DENTAL BLOK, PMMA BLANK ,FOR CAD/CAM APPLICATION, OPEN SYSTEM, (Dia. 98mm) 10,A1. A2, A3, A3.5, A4, I3l, D2, 133,H4, C1, C2, C3, C4, D1, D2, D3, D4, BI.EACHED.TRANSPARENT. PINK, PMMA DENTAL BLANK / PMMA DENTAL BLOK ,PMMA BLANK FOR CAD/CAM APPLICATION, OPEN SYSTEM, (Dia. 98mm) 12,A1. A2, A3, A3.5, A4, I3l, D2, 133,H4, C1, C2, C3, C4, D1, D2, D3, D4, BI.EACHED.TRANSPARENT. PINK, PMMA DENTAL BLANK / PMMA DENTAL BLOK ,PMMA BLANK FOR CAD/CAM APPLICATION, OPEN SYSTEM, (Dia. 98mm) 14,A1. A2, A3, A3.5, A4, I3l, D2, 133,H4, C1, C2, C3, C4, D1, D2, D3, D4, BI.EACHED.TRANSPARENT. PINK, PMMA DENTAL BLANK / PMMA DENTAL BLOK ,PMMA BLANK FOR CAD/CAM APPLICATION, OPEN SYSTEM, (Dia. 98mm) 16,A1. A2, A3, A3.5, A4, I3l, D2, 133,H4, C1, C2, C3, C4, D1, D2, D3, D4, BI.EACHED.TRANSPARENT. PINK, PMMA DENTAL BLANK /PMMA DENTAL BLOK ,PMMA BLANK FOR CAD/CAM APPLICATION, OPEN SYSTEM, (Dia. 98mm) 18,A1. A2, A3, A3.5, A4, I3l, D2, 133,H4, C1, C2, C3, C4, D1, D2, D3, D4, BI.EACHED.TRANSPARENT. PINK, PMMA DENTAL BLANK / PMMA DENTAL BLOK ,PMMA BLANK FOR CAD/CAM APPLICATION, OPEN SYSTEM, (Dia. 98mm) 20,A1. A2, A3, A3.5, A4, I3l, D2, 133,H4, C1, C2, C3, C4, D1, D2, D3, D4, BI.EACHED.TRANSPARENT. PINK, PMMA DENTAL BLANK / PMMA DENTAL BLOK ,PMMA BLANK FOR CAD/CAM APPLICATION, OPEN SYSTEM, (Dia. 98mm) 22,A1. A2, A3, A3.5, A4, I3l, D2, 133,H4, C1, C2, C3, C4, D1, D2, D3, D4, BI.EACHED.TRANSPARENT. PINK, PMMA DENTAL BLANK / PMMA DENTAL BLOK ,PMMA BLANK FOR CAD/CAM APPLICATION, OPEN SYSTEM, (Dia. 98mm) 25,A1. A2, A3, A3.5, A4, I3l, D2, 133,H4, C1, C2, C3, C4, D1, D2, D3, D4, BI.EACHED.TRANSPARENT. PINK, PMMA DENTAL BLANK / PMMA DENTAL BLOK ,PMMA BLANK FOR CAD/CAM APPLICATION, OPEN SYSTEM, (Dia. 100.40mm) 13,A1. A2, A3, A3.5, A4, I3l, D2, 133,H4, C1, C2, C3, C4, D1, D2, D3, D4, BI.EACHED.TRANSPARENT. PINK, PMMA DENTAL BLANK / PMMA DENTAL BLOK ,PMMA BLANK FOR CAD/CAM APPLICATION, OPEN SYSTEM, (Dia. 100.40mm) 16,A1. A2, A3, A3.5, A4, I3l, D2, 133,H4, C1, C2, C3, C4, D1, D2, D3, D4, BI.EACHED.TRANSPARENT. PINK, PMMA DENTAL BLANK / PMMA DENTAL BLOK ,PMMA BLANK FOR CAD/CAM APPLICATION, OPEN SYSTEM, (Dia. 100.40mm) 18,A1. A2, A3, A3.5, A4, I3l, D2, 133,H4, C1, C2, C3, C4, D1, D2, D3, D4, BI.EACHED.TRANSPARENT. PINK, PMMA DENTAL BLANK / PMMA DENTAL BLOK ,PMMA BLANK FOR CAD/CAM APPLICATION, OPEN SYSTEM, (Dia. 100.40mm) 20,A1. A2, A3, A3.5, A4, I3l, D2, 133,H4, C1, C2, C3, C4, D1, D2, D3, D4, BI.EACHED.TRANSPARENT. PINK, PMMA DENTAL BLANK / PMMA DENTAL BLOK ,PMMA BLANK FOR CAD/CAM APPLICATION, Z SYSTEM, (Dia. 95mm) 10,A1. A2, A3, A3.5, A4, I3l, D2, 133,H4, C1, C2, C3, C4, D1, D2, D3, D4, BI.EACHED.TRANSPARENT. PINK, PMMA DENTAL BLANK / PMMA DENTAL BLOK ,PMMA BLANK FOR CAD/CAM APPLICATION, Z SYSTEM, (Dia. 95mm) 12,A1. A2, A3, A3.5, A4, I3l, D2, 133,H4, C1, C2, C3, C4, D1, D2, D3, D4, BI.EACHED.TRANSPARENT. PINK | MOTO-MANIA | 2023-10-30T00:00:00.000+01:00 | BILKIM TIBBI URUNLER SAN.VE TIC.LTD.STI, Kazimpasa Mah, 1 21 2/1 sk., No: 1/1, 35660, Izmir/Turkiye | 2112/1-14-(A1-D4 BLEACHED,TRANSPARENT,PINK), 2112/1-16-(A1-D4 BLEACHED,TRANSPARENT,PINK), 2112/1-18-(A1-D4 BLEACHED,TRANSPARENT,PINK), 2112/1-20-(A1-D4 BLEACHED,TRANSPARENT,PINK), 2112/1-22-(A1-D4 BLEACHED,TRANSPARENT,PINK), 2112/1-25-(A1-D4 BLEACHED,TRANSPARENT,PINK), 2112-10-(A1-D4 BLEACHED,TRANSPARENT,PINK), 2112-12-(A1-D4 BLEACHED,TRANSPARENT,PINK), 2112-14-(A1-D4 BLEACHED,TRANSPARENT,PINK), 2112-16-(A1-D4 BLEACHED,TRANSPARENT,PINK), 2112-18-(A1-D4 BLEACHED,TRANSPARENT,PINK), 2112-20-(A1-D4 BLEACHED,TRANSPARENT,PINK), 2112-22-(A1-D4 BLEACHED,TRANSPARENT,PINK), 2112-25-(A1-D4 BLEACHED,TRANSPARENT,PINK), 2112/2-13-(A1-D4 BLEACHED,TRANSPARENT,PINK), 2112/2-16-(A1-D4 BLEACHED,TRANSPARENT,PINK), 2112/2-18-(A1-D4 BLEACHED,TRANSPARENT,PINK), 2112/2-20-(A1-D4 BLEACHED,TRANSPARENT,PINK), 2112/1-10-(A1-D4 BLEACHED,TRANSPARENT,PINK), 2112/1-12-(A1-D4 BLEACHED,TRANSPARENT,PINK) | Klasa IIa | BLOK/DISK PMMA DENTARE | Pajisje dentare
15420 | Biolevox TM HA 2.2% 2ml, Biolevox TM HA one 4.8ml | OrthoNet 360 | 2023-11-08T00:00:00.000+01:00 | Biovico Sp. z o. o. Hutnicza 15B, 81-061 Gdynia, Poland | 5902020847656, 5902020847311 | Klasa III | Solucion Viskoelastik me permbajtje acidi hialuronik i implanteshem per lubrifikimin e siperfaqeve intraartikulare | Pajisje te implantueshme jo aktive
15421 | CLARIA MRI™ CRT-D SureScan™, CLARIA MRI™ QUAD CRT-D SureScan™, AMPLIA MRI™ CRT-D SureScan™, AMPLIA MRI™ QUAD CRT-D SureScan™, COMPIA MRI™ CRT-D SureScan™, COMPIA MRI™ QUAD CRT-D SureScan™, COMPIA MRI™ QUAD CRT-D SureScan, Claria/Amplia/Compia MRI Programmer Application Software | O.E.S DISTRIMED | 2023-11-01T00:00:00.000+01:00 | Medtronic, Inc. 710 Medtronic Parkway Minneapolis MN 55432 USA | DTMA2D1, DTMA2D4, DTMA2Q1, DTMA2QQ, DTMB2D1, DTMB2D4, DTMB2Q1, DTMB2QQ, DTMC2D1, DTMC2D4, DTMC2QQ, SW034 | Klasa III | Defibrilator I Implantueshem per rregullimin e ritmit kardiak, Software per Defibrilator te Implantueshem per rregullimin e ritmit kardiak | Pajisje te implantueshme aktive
15175 | Tube for Activator, Headed Ball Clasp, Orthodontic Wax, Lip Bumper, Extraoral Arch, Intraoral Aesthetic Archwire Superelastic, Aesthetic Wire for Ligature, Orthodontic Elastic - Latex, Orthodontic Elastic in Canes, Orthodontic Elastic Chain, Orthodontic Elastic Modular, Orthodontic Elastic Rotator, Orthodontic Elastic Silicone, Orthodontic Elastic Separator, Orthodontic Tube of protection plastic, Parietal Elastic, Orthodontic Neckpad, Orthodontic Headgear for | MARLEN/E | 2023-11-01T00:00:00.000+01:00 | Dental Morelli Ltd. - Alameda Jundiaí, 230 / 250 - Jardim Saira - Sorocaba - São Paulo - Brazil | 30.05.145 / 30.05.151, 30.40.041, 35.33.001 / 35.33.002, 50.40.002 / 50.40.006 / 50.40.007 / 50.50.002 / 50.50.006 / 50.50.007, 50.10.001 / 50.10.002 / 50.10.003 / 50.10.005 / 50.11.001 / 50.11.002, 50.60.035 / 50.60.036 / 50.60.037 / 50.60.038 / 50.60.135 / 50.60.136 / | Klasa I | Tub per aktivizim, Kapese per aparatet e ortodoncise, Dylle per ortodonci, Pjese e aparatit per mbrojtjen e buzes nga demtimi, Hark ekstraoral, Hark estetik intraoral superelastik, Tel estetik per ligatura, Llastik ortodontik-latex, Llastik elastik per ortodonci, Zinxhir elastik ortodontik, Modular elastik ortodontik, Rotator elastik ortodontik, Silikon elastik ortodontik, Ndares elastik ortodontik, Tub ortodontik me mbrojtes plastik, Parietal elastik, Kellef ortodontik, Pajisje ortodontike terheqese, Instrument per perthyerjen e ligatures metalike, Gome per lemim dhe rifiniture, Maske e vogel, Celes ortodontik per aktivizimin e vides zgjeruese, Pozicionues elastik, Krah perkules per ligaturen, Freze zirkoni multi blade, Furce interdentare, Furce mbushese interdentare, Pastrues I gjuhes | Pajisje dentare
| Safety Breakaway Device |  |  |  | 50.60.137 / 50.60.138 / 50.62.036 / 50.62.037 / 50.62.136 / 50.62.137 /
| , Orthodontic Chin Cup, Orthodontic Traction |  |  |  | 50.70.035 / 50.70.036 / 50.70.037 / 50.70.038 / 50.70.135 / 50.70.136 /
| device with safety breakaway |  |  |  | 50.70.137 / 50.70.138 / 50.72.036 / 50.72.037 / 50.72.136 / 50.72.137
| , Petit Facial Mask, Orthodontic Key for Expansion Screw Activation, Elastic Positioner, Arm bending for wire ligature, Zirconia Multi Blade Bur, Disposable Point for |  |  |  | , 55.01.220, 60.01.200 / 60.01.201 / 60.01.203 / 60.01.205 / 60.01.208 / 60.01.210 /
| Finishing |  |  |  | 60.01.211 / 60.01.212 / 60.01.302 / 60.01.303 / 60.01.304 / 60.01.310 /
| , Interdental Brush, Interdental Brush Refills, Tongue Cleaner |  |  |  | 60.01.311 / 60.01.314 / 60.01.320 / 60.01.321 / 60.01.322 / 60.01.323 /
60.01.330 / 60.01.340
, 60.03.300 / 60.03.301 / 60.03.302 / 60.03.304 / 60.03.305 / 60.03.307 /
60.03.308 / 60.03.310 / 60.03.311 / 60.03.312 / 60.03.313 / 60.03.315 /
60.03.316 / 60.03.317 / 60.03.319 / 60.03.320 / 60.03.322 / 60.03.324 /
60.03.326 / 60.03.327 / 60.03.328 / 60.03.350 / 60.03.351 / 60.03.352 /
60.03.353 / 60.03.354 / 60.03.355 / 60.03.358 / 60.03.359 / 60.03.700 /
60.03.701
,
60.05.101 / 60.05.104 / 60.05.105 / 60.05.107 / 60.05.108 / 60.05.110 /
60.05.111 / 60.05.112 / 60.05.113 / 60.05.115 / 60.05.116 / 60.05.117 /
60.05.119 / 60.05.120 / 60.05.122 / 60.05.124 / 60.05.126 / 60.05.127 /
60.05.128 / 60.05.150 / 60.05.151 / 60.05.152 / 60.05.153 / 60.05.154 /
60.05.155 / 60.05.159 / 60.05.201 / 60.05.204 / 60.05.205 / 60.05.207 /
60.05.208 / 60.05.210 / 60.05.211 / 60.05.212 / 60.05.213 / 60.05.215 /
60.05.216 / 60.05.217 / 60.05.219 / 60.05.220 / 60.05.222 / 60.05.224 /
60.05.226 / 60.05.227 / 60.05.228 / 60.05.250 / 60.05.251 / 60.05.252 /
60.05.253 / 60.05.254 / 60.05.255 / 60.05.259 / 60.05.301 / 60.05.304 /
60.05.305 / 60.05.307 / 60.05.308 / 60.05.310 / 60.05.311 / 60.05.312 /
60.05.313 / 60.05.315 / 60.05.316 / 60.05.317 / 60.05.319 / 60.05.320 /
60.05.322 / 60.05.324 / 60.05.326 / 60.05.327 / 60.05.328 / 60.05.350 /
60.05.351 / 60.05.352 / 60.05.353 / 60.05.354 / 60.05.355 / 60.05.359 /
60.05.500 / 60.05.501 / 60.05.510 / 60.05.511 / 60.05.520 / 60.05.521 /
, 60.06.010 / 60.06.100 / 60.06.101 / 60.06.103 / 60.06.104 / 60.06.106 /
60.06.107 / 60.06.109 / 60.06.110 / 60.06.111 / 60.06.112 / 60.06.114 /
60.06.115 / 60.06.117 / 60.06.118 / 60.06.119 / 60.06.120 / 60.06.122 /
60.06.124 / 60.06.126 / 60.06.127 / 60.06.128 / 60.06.150 / 60.06.151 /
60.06.152 / 60.06.153 / 60.06.154 / 60.06.155 / 60.06.158 / 60.06.159
, 60.07.100 / 60.07.101 / 60.07.200, 60.08.110 / 60.08.111 / 60.08.112 / 60.08.113, 60.04.200 / 60.04.201 / 60.04.400 / 60.04.401, 60.05.400 / 60.05.401 / 60.05.402 / 60.05.403 / 60.05.404 / 60.05.405 /
60.05.410 / 60.05.411
, 70.20.011, 70.20.032, 70.31.001 / 70.31.002 / 70.31.003 / 70.35.001, 70.36.001 / 70.36.002, 70.42.102 / 70.42.202 / 70.42.302, 70.50.001 / 70.50.002, 75.01.038 / 75.02.026, 75.01.015, 75.02.074, 75.03.001, 75.03.002, 78.01.001 / 78.01.002 / 78.01.003 / 78.01.004, 78.01.101 / 78.01.102 / 78.01.103, 78.02.001 / 78.02.002
15206 | CLOSED HEAD RING, HAND/WRIST SUPPORT, OPEN HEAD RING, OPEN HEAD RING WITH CUT, FACE PAD, HEIGHT ADJUSTABLE PRONE HEAD REST WITH MIRROR, HEEL CUPS without STRAPS, COMFORT HEEL CUPS with STRAP, CHEST ROLLS(ADULT), CHEST ROLLS WHIT FLAT BOTTOM, CHEST ROLLS(PEDIATRIC), CHEST POSITIONING SET, GRADUATED THORACIC POSITIONER, FRACTURE TABLE PAD, FRACTURE TABLE HIP PAD, WILSON FRAME PAD SET, ARM PROTECTOR, ARM BOARD PAD WITH FOAM, CONTOURED AMBOARD PAD, OPERATING TABLE PAD, 3PCS OPERATING TABLE PAD, OPERATING ROOM GEL PAD, FRACTURE TABLE POST PAD, EMBOSSED OPERATING TABLE PAD, PATIENT POSITIONING BELT, VAC-PAC COVER, CRUTCH STIRRUP PAD, BOOT STIRRUP PADS, TRACTION BOOT PAD COVER, LITHOTOMY POLE COVERS, ANKLE STRAP STIRRUPS, GEL FASTENING STRAP, SACRAL PROTECTOR, THYROID PAD, HEAD PAD, SUPINE HEADREST, CONTOURED HEADREST, ARM BOARD PAD, UNIVERSAL PATIENT POSITIONER, LATERAL POSITIONER – UPPER BODY, LATERAL POSITIONER – LOWER BODY, ANGIO CATHETER TABLE, RELTON FRAME PAD SET, WILSON FRAME PAD, OPERATING TABLE PADWITH FOAM, OPEN HEADRING, PRONE HEAD REST, CONTOURED AMBOARDPAD, HEEL SUPPORT PAD, HEEL SUPPORT CUSHION, CHEST ROLLS (ADULT), CHEST ROLLS WITH FLATBOTTOM, CHEST ROLLS (PEDIATRIC), CONTOURED CHEST ROLLS, DOME POSITIONER, SLANTING SHAPED PAD | MONTAL | 2023-11-01T00:00:00.000+01:00 | Libertech Corporation. 1352, Poseungjangan-ro, Jangan-myeon, Hwaseong-si, Gyeonggi-do, Republic of Korea. SRN: KR-MF-000024126 | AP001, AP002, AP003, AP004, AP005, AP011, AP012, AP013, AP014, AP011/C, AP012/C, AP013/C, AP014/C, AP021, AP022, AP023, AP024, AP025, AP026, AP031, AP032, AP033, AP034, AP041, AP042, AP043, AP044, AP045, AP046, AP047, AP047-1, AP047-2, AP047-3, AP047-4, AP048-1, AP048-2, AP048-3, AP048-4, AP049-1, AP049-2, AP049-3, AP050-1, AP050-2, AP051, AP052, AP054, AP055, AP056, AP212, AP213, AP214, AP215, AP310, AP311, AP073, AP074, AP075, AP076, AP077, AP301, AP302, AP303, AP303-1.5, AP304-1.5, AP305, AP306, AP307, AP308, AP308-1.5, AP401, AP402, AP402-1.5, AP403, AP403-1.5, AP404, AP053, AP405-1.5, AP406-1.5, AP407-1.5, AP408-1.5, AP412, AP412-1, AP410W/C, AP410W/C-1.5, AP411W/C, AP411W/C-1.5, AP409W/C, AP409W/C-1.5, AP304, AP413, AP414, AP415, AP416, AP417, AP418, AP423, AP424, AP555, AP556, AP061, AP062, AP063, AP064, AP601, AP701, AP801, AP802, AP803, AP804, AP901, AP902, AP903, AP904, AP905, FB-01, FB-02, AP102-3, AP102-6, AP103-1, AP104-1, AP104-2, AP110, AP112, AP113, AP081, AP071, AP072, AP091, AP092, AP093, AP094, AP095, AP097, AP101, AP103, AP105, AP111, AP210, AP211, AP419, AP420, AP421, AP422, AP002-UFG, AP003-UFG, AP004-UFG, AP012-UFG, AP013-UFG, AP014-UFG, AP012/C-UFG, AP013/C-UFG, AP022-UFG, AP023-UFG, AP110-UFG, AP112-UFG, AP081-UFG, AP077-UFG, AP031-UFG, AP032-UFG, AP035-UFG, AP041-UFG, AP042-UFG, AP043-UFG, AP044-UFG, AP045-UFG, AP046-UFG, AP047-1-UFG, AP047-2-UFG, AP047-3-UFG, AP047-4-UFG, AP048-1-UFG, AP048-2-UFG, AP048-3-UFG, AP048-4-UFG, AP049-1-UFG, AP049-2-UFG, AP049-3-UFG, AP049-4-UFG, AP049-5-UFG, AP051-UFG, AP102-3-UFG, AP102-6-UFG | Klasa I | Pajisje mbeshtetese prej materiali te bute që synojnë të zvogëlojnë dhimbjen dhe të parandalojnë lëndimin nga presioni gjatë operacionit mjekësor. | Pajisje nje perdorimeshe
15381 | Wire TMA TiMo, Orthodontic Button, Orthodontic Hook, Bracket Roth Standard, Bracket Roth Light, Bracket Biofuncional , Bracket Roth Ceramic, Bracket Roth SLI, Bracket Roth SLP, Bracket Roth Monobloc, Bracket Roth Max, Bracket Roth Max Bidimensional, Bracket Roth Nano, Bracket Edgewise Ceramic, Bracket Benvenga, Bracket Ricketts Standard, Bracket Ricketts Actual, Bracket Ricketts Actual Especial, Bracket Ricketts Slim, Bracket Edgewise Standard, Bracket Edgewise / Ricketts, Bracket MBT Standard, Bracket MBT Light, Bracket MBT Standard/Light, Bracket MBT Max, Bracket Edgewise Slim, Bracket Ricketts Edgewise Slim, Bracket Edgewise Slim Max, Tube Roth Simple, Tube Roth Double, Tube Roth Triple, Mini Tube Roth Simple, Tube Bracket Roth Simple, Tube Special Double, Tube Edgewise / Ricketts Simple, Tube Bracket Edgewise / Ricketts Simple, Tube MBT Simple, Tube MBT Double, Tube MBT Triple, Tube Edgewise / Ricketts Double, Tube Edgewise / Ricketts Triple, Tube Lingual, Mini Spur, Stop and Bite Guide, Expansion Screw | MARLEN/E | 2023-11-01T00:00:00.000+01:00 | Dental Morelli Ltd., Alameda Jundiaí, 230 / 250 – Jd. Saira – Sorocaba – São Paulo – 18085-090 – Brazil | 56.01.001 / 56.01.002 / 56.01.003 / 56.01.004 / 56.01.005 / 56.01.006 / 56.01.007 / 56.02.001 / 56.03.001 / 56.03.003 / 56.03.004 / | Klasa III, Klasa IIa | Hark TMA TiMo, Buton Ortodontik, Grep ortodontik, Braketa ortodontike Roth Standart, Braketa ortodontike Roth Light, Braketa Biofunksionale, Braketa Roth Qeramike, Braketa Roth SLI, Braketa Roth SLP, Braketa Roth Monoblok, Braketa Roth Max, Braketa Roth Max Biodimensional, Braketa Roth Nano, Braketa Edgewise Qeramike, Braketa Benvenga, Braketa Ricketts Standart, Braketa Ricketts Aktuale, Braketa Ricketts Aktuale Speciale, Braketa Ricketts Slim, Braketa Edgewise Standart, Braketa Edgewise / Ricketts, Braketa MBT Standart, Braketa MBT Light, Braketa MBT Standart / Light, Braketa MBT Max, Braketa Edgewise Slim, Bracket Ricketts Edgewise Slim, Braketa Edgewisw Slim Max, Tub Ruth Simple, Tub Ruth Double, Tub Roth Triple, Mini Tub Roth Simple, Tub per Braketa Roth Simple, Tub special Double, Tub Edgewise / Ricketts Simple, Tub per Bracketa Edgewise / Ricketts Simple, Tub MBT Simple, Tub MBT Double, Tub MBT Triple, Tub Edgewise / Ricketts Double, Tube Edgewise / Ricketts Triple, Tub Lingual, Mini Nxites, Udhezues per braketat, Vida zgjeruese per braketa, harqe intraorale , Kit harqesh per vetelidhje, Hark Intraoral CrNi, Hark Intraoral NiTi superelastik, Hark intraoral I kthyer NiTi superelastik, Hark intraoral Termoplus NiTi, Hark Morest Standart CrNi, Hark Twist-Flex CrNi, Hark Morealloy CoCr, Hark Hard Elastic CrNi, Hark CrNi, Hark per Ligature CrNi | Pajisje dentare
| Expansion Screw Palatal Split |  |  |  | 56.03.005 / 56.03.006
| , Intraoral Archwires and Wires Archwire Kit for Self-Ligating , Intraoral Archwire CrNi, Intraoral Archwire Superelastic NiTi, Intraoral Archwire Reverse Curve SPEE Superelastic NiTi, Intraoral Archwire Thermo-Plus NiTi, Wire Morest Standard CrNi, Wire Twist-Flex CrNi, Wire Morealloy CoCr, Wire Hard Elastic CrNi, Wire CrNi, Wire for Ligature CrNi |  |  |  | , 30.10.105 / 30.10.202 / 30.10.203 / 30.10.205 / 30.10.210, 30.20.101 / 30.40.003 / 30.40.004 / 30.40.005 / 30.40.009, 10.10.100 / 10.10.101 / 10.10.102 / 10.10.103 / 10.10.104 / 10.10.105 / 10.10.108 / 10.10.112 / 10.10.113 / 10.10.114 / 10.10.116 /
10.10.120 / 10.10.121 / 10.10.126 / 10.10.127 / 10.10.200 / 10.10.201 / 10.10.202 / 10.10.203 / 10.10.204 / 10.10.205 / 10.10.206 /
10.10.207 / 10.10.208 / 10.10.212 / 10.10.213 / 10.10.214 / 10.10.216 / 10.10.220 / 10.10.221 / 10.10.222 / 10.10.223 / 10.10.224 /
10.10.225 / 10.10.226 / 10.10.227 / 10.10.228 / 10.10.229 / 10.10.230 / 10.10.231 / 10.10.900 / 10.10.901 / 10.10.911 / 10.10.950 /
10.10.951 / 10.10.953 / 10.10.969 / 10.10.971
, 10.10.300 / 10.10.301 / 10.10.302 / 10.10.303 / 10.10.304 / 10.10.305 / 10.10.308 / 10.10.310 / 10.10.312 / 10.10.313 / 10.10.314 /
10.10.316 / 10.10.320 / 10.10.321 / 10.10.324 / 10.10.325 / 10.10.326 / 10.10.327 / 10.10.328 / 10.10.329 / 10.10.330 / 10.10.331 /
10.10.400 / 10.10.401 / 10.10.402 / 10.10.403 / 10.10.404 / 10.10.405 / 10.10.406 / 10.10.407 / 10.10.408 / 10.10.410 / 10.10.412 /
10.10.413 / 10.10.414 / 10.10.416 / 10.10.420 / 10.10.421 / 10.10.422 / 10.10.423 / 10.10.424 / 10.10.425 / 10.10.426 / 10.10.427 /
10.10.428 / 10.10.429 / 10.10.430 / 10.10.431 / 10.10.906 / 10.10.907 / 10.10.915 / 10.10.960 / 10.10.961 / 10.10.963 / 10.10.978 /
10.10.979 / 10.10.981 / 10.10.996 / 10.10.997
, 10.10.432 / 10.10.433 / 10.10.434 / 10.10.435 / 10.10.436 / 10.10.437 / 10.10.438 / 10.10.920, 10.11.001 / 10.11.002 / 10.11.003 / 10.11.004 / 10.11.005 / 10.11.006 / 10.11.007 / 10.11.008 / 10.11.009 / 10.11.010 / 10.11.011 /
10.11.012 / 10.11.900 / 10.24.001 / 10.24.002 / 10.24.003 / 10.24.004 / 10.24.005 / 10.24.006 / 10.24.007 / 10.24.008 / 10.24.009 /
10.24.010 / 10.24.011 / 10.24.012 / 10.24.900
, 10.14.001 / 10.14.002 / 10.14.003 / 10.14.004 / 10.14.005 / 10.14.006 / 10.14.007 / 10.14.008 / 10.14.009 / 10.14.010 / 10.14.011 /
10.14.012 / 10.14.013 / 10.14.014 / 10.14.015 / 10.14.900
, 10.13.001 / 10.13.002 / 10.13.003 / 10.13.004 / 10.13.005 / 10.13.006 / 10.13.007 / 10.13.008 / 10.13.009 / 10.13.010 / 10.13.011 /
10.13.012 / 10.13.013 / 10.13.014 / 10.13.015 / 10.13.900
, 10.15.200 / 10.15.201 / 10.15.202 / 10.15.203 / 10.15.204 / 10.15.205 / 10.15.206 / 10.15.207 / 10.15.208 / 10.15.210 / 10.15.211 /
10.15.212 / 10.15.213 / 10.15.214 / 10.15.215 / 10.15.901
, 10.15.300 / 10.15.301 / 10.15.302 / 10.15.303 / 10.15.305 / 10.15.307 / 10.15.309 / 10.15.311 / 10.15.313 / 10.15.315 / 10.15.316 /
10.15.318 / 10.15.320 / 10.15.322 / 10.15.324 / 10.15.326 / 10.15.328 / 10.15.400 / 10.15.401 / 10.15.402 / 10.15.403 / 10.15.405 /
10.15.407 / 10.15.409 / 10.15.411 / 10.15.413 / 10.15.415 / 10.15.416 / 10.15.418 / 10.15.420 / 10.15.422 / 10.15.424 / 10.15.426 /
10.15.428 / 10.15.902 / 10.15.903 / 10.15.904 / 10.15.905 / 10.15.922 / 10.15.923 / 10.15.924 / 10.15.925 / 10.15.932 / 10.15.933 /
10.15.934 / 10.15.935
, 10.15.930, 10.15.501 / 10.15.502 / 10.15.503 / 10.15.504 / 10.15.505 / 10.15.506 / 10.15.509 / 10.15.510 / 10.15.511 / 10.15.512 / 10.15.513 /
10.15.514 / 10.15.515 / 10.15.516 / 10.15.517 / 10.15.906
, 10.18.011 / 10.18.012 / 10.18.013 / 10.18.901, 10.20.040 / 10.20.041 / 10.20.042 / 10.20.043 / 10.20.044 / 10.20.045 / 10.20.046 / 10.20.048 / 10.20.050 / 10.20.051 / 10.20.052 /
10.90.902
, 10.20.101 / 10.20.102 / 10.20.103 / 10.20.104 / 10.20.107 / 10.20.110 / 10.20.111 / 10.20.113 / 10.20.201 / 10.20.202 / 10.20.203 /
10.20.204 / 10.20.207 / 10.20.209 / 10.20.210 / 10.20.212 / 10.20.900 / 10.20.901
, 10.25.101 / 10.25.102 / 10.25.103 / 10.25.104 / 10.25.105 / 10.25.106 / 10.25.107 / 10.25.108 / 10.25.109 / 10.25.110 / 10.25.111 /
10.25.113 / 10.25.114 / 10.25.115 / 10.25.116 / 10.25.127 / 10.25.128 / 10.25.129 / 10.25.130 / 10.25.131 / 10.25.133 / 10.25.134 /
10.25.135 / 10.25.901 / 10.25.903
15176 | DIRECT OPHTHALMOSCOPES, mini3000 battery handle, BETA battery handle, BETA SLIM battery handle, Large battery handle, BETA 4 USB rechargeable handle, BETA 4 NT rechargeable handle, BETA 4 SLIM NT rechargeable handle, BETA NT rechargeable handle , BETA L rechargeable handle, BETA SLIM NT rechargeable handle, mini3000 rechargeable handle, EN 200 wall transformer, EN 200-1 wall transformer | BIOMETRIC ALBANIA | 2023-11-01T00:00:00.000+01:00 | HEINE Optotechnik GmbH & Co. KG - Adresa: Dornierstr. 6, 82205 Gilching, Germany | BETA 200 LED, BETA 200, BETA 200 M2, BETA 200 S LED, BETA 200 S, K180, mini3000, mini3000 LED, mini3000 battery handle, BETA battery handle, BETA SLIM battery handle, Large battery handle, BETA 4 USB rechargeable handle, BETA 4 NT rechargeable handle, BETA 4 SLIM NT rechargeable handle, BETA NT rechargeable handle , BETA L rechargeable handle, BETA SLIM NT rechargeable handle, mini3000 rechargeable handle, EN 200 wall transformer, EN 200-1 wall transformer | Klasa I | Pajisje per kontrollin e Retines se Syrit, Aksesore per OPHTHALMOSCOPE | Produkte per institucione te kujdesit shendetesor
15177 | RETINOSCOPES, BETA battery handle, BETA SLIM battery handle , Large battery handle, BETA 4 USB rechargeable handle, BETA 4 NT rechargeable handle , BETA 4 SLIM NT rechargeable handle, BETA NT rechargeable handle, BETA L rechargeable handle, BETA SLIM NT rechargeable handle, EN 200 wall transformer, EN 200-1 wall transformer | BIOMETRIC ALBANIA | 2023-11-01T00:00:00.000+01:00 | HEINE Optotechnik GmbH & Co. KG - Adresa: Dornierstr. 6, 82205 Gilching, Germany | BETA 200 LED, BETA 200, BETA battery handle, BETA SLIM battery handle , Large battery handle, BETA 4 USB rechargeable handle, BETA 4 NT rechargeable handle , BETA 4 SLIM NT rechargeable handle, BETA NT rechargeable handle, BETA L rechargeable handle, BETA SLIM NT rechargeable handle, EN 200 wall transformer, EN 200-1 wall transformer | Klasa I | Retinoskope per matjen e refraktines (gabimit) te Retines se Syrit, Aksesore te pajisjes RETINOSCOPE | Produkte per institucione te kujdesit shendetesor
15207 | Fundus Camera | BIOMETRIC ALBANIA | 2023-11-01T00:00:00.000+01:00 | Chongqing Bio Newvision Medical Equipment Ltd. - Adresa: 2nd floor of building #5, 27 Fengsheng,Road, Jinfeng Town,High-Tech, Industrial Development Zone, 401329 Chongqing, People's Republic of China | RetiCam 3100、Kestrel 3100m | Klasa I | Pajisje per egzaminimin e fundusit te Syrit | Produkte per institucione te kujdesit shendetesor
15178 | Refraction Unit | BIOMETRIC ALBANIA | 2023-11-01T00:00:00.000+01:00 | UAB „MEDINSTRUS" - Adresa: Kruciu g. 9, Kruciu k. LT-89327 Mazeikiai, Lithuania | DELTA_Q, DELTA_QP | Klasa I | Njesi refraktike per egzaminimin e syrit | Produkte per institucione te kujdesit shendetesor
15179 | LoFlo Accessories, Carbon Dioxide Sampling Nasal Cannula; Gas sampling/monitoring respiratory tubing, | Health & Light | 2023-11-01T00:00:00.000+01:00 | Respironics Novametrix, LLC , 2271 Cosmos Court, Carlsbad, California, 92011, USA | 3474-00, 1149494, 3475-00, 1149495, 3476-00, 3468ADU-00, 1149474, 3468PED-00, 1149478, 34681NF-00, 1149476, 3470ADU-00, 1149484, 3470PED-00, 1149435, 3468ADH-00, 3468PEH-00, 34681NH-00, 3470ADH-00, 3470PEH-00 | Klasa I | LoFlo SAMPLING LINE KIT, LoFlo Kit linje per marrje mostre, LoFlo SAMPLING LINE KIT, LoFlo Kit linje per marrje mostre me tub dehumidifikimi, Sample Line-Female Luer Connector, Linje marrje mostre konektor femer Luer, LoFlo CO2 Sampling Cannula ADULT NASAL, Kanjule Nazale per marrje mostre te CO2, per Adulte, LoFlo CO2 Sampling Cannula PEDIATRIC NASAL, Kanjule Nazale per marrje mostre te CO2, per Pediatrik, LoFlo CO2 Sampling Cannula INFANT/NEONATAL NASAL, Kanjule Nazale per marrje mostre te CO2, per Infant/Neonatal, LoFlo CO2 Sampling Cannula ADULT ORAL/NASAL, Kanjule Oronazale per marrje mostre te CO2, per Adulte, LoFlo CO2 Sampling Cannula PEDIATRIC ORAL/NASAL, Kanjule Oronazale per marrje mostre te CO2, per Pediatrike, LoFlo CO2 Sampling Cannula with Dehumidification Tubing ADULT NASAL, Kanjule Nazale me tub dehumidifikimi per marrje mostre te CO2, per Adulte, LoFlo CO2 Sampling Cannula with Dehumidification Tubing PEDIATRIC, NASAL, Kanjule Nazale me tub dehumidifikimi per marrje mostre te CO2, per Pediatrike, LoFlo CO2 Sampling Cannula with Dehumidification Tubing INFANT/NEONATAL NASAL, Kanjule Nazale me tub dehumidifikimi per marrje mostre te CO2, per Infant/Neonatal, LoFlo CO2 Sampling Cannula with Dehumidification Tubing ADULT ORAL/NASAL, Kanjule Oronazale me tub dehumidifikimi per marrje mostre te CO2, per Adulte, LoFlo CO2 Sampling Cannula with Dehumidification Tubing PEDIATRIC ORAL/NASAL, Kanjule Oronazale me tub dehumidifikimi per marrje mostre te CO2, per Pediatrike | Pajisje nje perdorimeshe
single use, non-sterile; Gas Analyzer Tubing Set, Dehumidification, Single Use
15208 | Slit Lamp (Trade Name: Slit Lamp) | BIOMETRIC ALBANIA | 2023-11-01T00:00:00.000+01:00 | ChongQing SS Medical Equipment Co., Ltd. - Adresa: 1-1 of Building 1, No. 16 of KaiBang branch, road, JiuLongPo District, ChongQing 400039, China | SL-1S: 697544902 SL1S R4; SL-2S: 697544902 SL2S R7; SL-3S: 697544902 SL3S RA | Klasa I | Bio Microscope per egzaminimin e syrit | Produkte per institucione te kujdesit shendetesor
15382 | Diagnostic Ultrasound Transducers,Sono Coupler Diopsy adapters and water Bags of CUS-AA000, PHASED ARRAY TRANSDUCER / PSI-70BT, Diagnostic Ultrasound Transducers,Sono Coupler Diopsy adapters and water Bags of CUS-AA000 ,PHASED ARRAY TRANSDUCER / PST-25BT, Diagnostic Ultrasound Transducers,Sono Coupler Diopsy adapters and water Bags of CUS-AA000 , PHASED ARRAY TRANSDUCER /PST-28BT, Diagnostic Ultrasound Transducers,Sono Coupler Diopsy adapters and water Bags of CUS-AA000 , PHASED ARRAY TRANSDUCER /PST-30BT, Diagnostic Ultrasound Transducers,Sono Coupler Diopsy adapters and water Bags of CUS-AA000 ,PHASED ARRAY TRANSDUCER/PST-50BT, Diagnostic Ultrasound Transducers,Sono Coupler Diopsy adapters and water Bags of CUS-AA000 ,PHASED ARRAY TRANSDUCER / PST-65BT, Diagnostic Ultrasound Transducers,Sono Coupler Diopsy adapters and water Bags of CUS-AA000,ENDOCAVITARY TRANSDUCER/PVL-715RST, Diagnostic Ultrasound Transducers,Sono Coupler Diopsy adapters and water Bags of CUS-AA000,CONVEX ARRAY TRANSDUCER/PVT-350BTP, Diagnostic Ultrasound Transducers,Sono Coupler Diopsy adapters and water Bags of CUS-AA000,CONVEX ARRAY TRANSDUCER/PVT-375BT, Diagnostic Ultrasound Transducers,Sono Coupler Diopsy adapters and water Bags of CUS-AA000,CONVEX ARRAY TRANSDUCER/PVT-375SC, Diagnostic Ultrasound Transducers,Sono Coupler Diopsy adapters and water Bags of CUS-AA000,CONVEX ARRAY TRANSDUCER/PVT-382BT, Diagnostic Ultrasound Transducers,Sono Coupler Diopsy adapters and water Bags of CUS-AA000,CONVEX ARRAY TRANSDUCER/ PVT-475BT, Diagnostic Ultrasound Transducers,Sono Coupler Diopsy adapters and water Bags of CUS-AA000,CONVEX ARRAY TRANSDUCER/PVT-482BT, Diagnostic Ultrasound Transducers,Sono Coupler Diopsy adapters and water Bags of CUS-AA000,CONVEX ARRAY TRANSDUCER/ PVT-574BT, Diagnostic Ultrasound Transducers,Sono Coupler Diopsy adapters and water Bags of CUS-AA000,CONVEX ARRAY TRANSDUCER/PVT-674BT, Diagnostic Ultrasound Transducers,Sono Coupler Diopsy adapters and water Bags of CUS-AA000,CONVEX ARRAY TRANSDUCER/PVT-675MVL, Diagnostic Ultrasound Transducers,Sono Coupler Diopsy adapters and water Bags of CUS-AA000,CONVEX ARRAY TRANSDUCER/PVT-675MVS, Diagnostic Ultrasound Transducers,Sono Coupler Diopsy adapters and water Bags of CUS-AA000,CONVEX ARRAY TRANSDUCER/PVT-681MVL, Diagnostic Ultrasound Transducers,Sono Coupler Diopsy adapters and water Bags of CUS-AA000,CONVEX ARRAY TRANSDUCER / PVT-712BT, Diagnostic Ultrasound Transducers,Sono Coupler Diopsy adapters and water Bags of CUS-AA000,CONVEX ARRAY TRANSDUCER/PVT-745BTF, Diagnostic Ultrasound Transducers,Sono Coupler Diopsy adapters and water Bags of CUS-AA000,CONVEX ARRAY TRANSDUCER/ PVT-745BTH, Diagnostic Ultrasound Transducers,Sono Coupler Diopsy adapters and water Bags of CUS-AA000,CONVEX ARRAY TRANSDUCER /PVT-745BTV, Diagnostic Ultrasound Transducers,Sono Coupler Diopsy adapters and water Bags of CUS-AA000,CONVEX ARRAY TRANSDUCER/PVT-770RT, Diagnostic Ultrasound Transducers,Sono Coupler Diopsy adapters and water Bags of CUS-AA000,CONVEX ARRAY TRANSDUCER/PVT-781VT, Diagnostic Ultrasound Transducers,Sono Coupler Diopsy adapters and water Bags of CUS-AA000,CONVEX ARRAY TRANSDUCER/PVT-781VTE, Diagnostic Ultrasound Transducers,Sono Coupler Diopsy adapters and water Bags of CUS-AA000,LINEAR ARRAY TRANSDUCER/PLT-308BTP, Diagnostic Ultrasound Transducers,Sono Coupler Diopsy adapters and water Bags of CUS-AA000LINEAR ARRAY TRANSDUCER/ PLT-704SBT, Diagnostic Ultrasound Transducers,Sono Coupler Diopsy adapters and water Bags of CUS-AA000,LINEAR ARRAY TRANSDUCER/PLT-705BT, Diagnostic Ultrasound Transducers,Sono Coupler Diopsy adapters and water Bags of CUS-AA000,LINEAR ARRAY TRANSDUCER/PLT-705BTF, Diagnostic Ultrasound Transducers,Sono Coupler Diopsy adapters and water Bags of CUS-AA000,LINEAR ARRAY TRANSDUCER/PLT-705BTH, Diagnostic Ultrasound Transducers,Sono Coupler Diopsy adapters and water Bags of CUS-AA000,LINEAR ARRAY TRANSDUCER/PLT-1005BT, Diagnostic Ultrasound Transducers,Sono Coupler Diopsy adapters and water Bags of CUS-AA000,LINEAR ARRAY TRANSDUCER /PLT-1202BT, Diagnostic Ultrasound Transducers,Sono Coupler Diopsy adapters and water Bags of CUS-AA000,LINEAR ARRAY TRANSDUCER /PLT-1204BT, Diagnostic Ultrasound Transducers,Sono Coupler Diopsy adapters and water Bags of CUS-AA000,LINEAR ARRAY TRANSDUCER/PLT-1204BX, Diagnostic Ultrasound Transducers,Sono Coupler Diopsy adapters and water Bags of CUS-AA000,MULTIPLANE TRANSESOPHAGEAL TRANSDUCER/PET-508MA, Diagnostic Ultrasound Transducers,Sono Coupler Diopsy adapters and water Bags of CUS-AA000,MULTIPLANE TRANSESOPHAGEAL TRANSDUCER/PET-512MA, Diagnostic Ultrasound Transducers,Sono Coupler Diopsy adapters and water Bags of CUS-AA000,MULTIPLANE TRANSESOPHAGEAL TRANSDUCER/PET-512MC, Diagnostic Ultrasound Transducers,Sono Coupler Diopsy adapters and water Bags of CUS-AA000,MULTIPLANE TRANSESOPHAGEAL TRANSDUCER/PET-512MD, Diagnostic Ultrasound Transducers,Sono Coupler Diopsy adapters and water Bags of CUS-AA000,MULTIPLANE TRANSESOPHAGEAL TRANSDUCER/PET-609MA, Diagnostic Ultrasound Transducers,Sono Coupler Diopsy adapters and water Bags of CUS-AA000,LINEAR ARRAY TRANSDUCER/PET-805LA, Diagnostic Ultrasound Transducers,Sono Coupler Diopsy adapters and water Bags of CUS-AA000,CW DOPPLER PENCIL TRANSDUCER/PC-20M, Diagnostic Ultrasound Transducers,Sono Coupler Diopsy adapters and water Bags of CUS-AA000,CW DOPPLER PENCIL TRANSDUCER/PC-50M, Diagnostic Ultrasound Transducers,Sono Coupler Diopsy adapters and water Bags of CUS-AA000,SONO COUPLER/UACK-004A, Diagnostic Ultrasound Transducers,Sono Coupler Diopsy adapters and water Bags of CUS-AA000,BIOPSY ADAPTER/UAGL-001AHA, Diagnostic Ultrasound Transducers,Sono Coupler Diopsy adapters and water Bags of CUS-AA000,BIOPSY ADAPTER/UAGL-002AHA, Diagnostic Ultrasound Transducers,Sono Coupler Diopsy adapters and water Bags of CUS-AA000,BIOPSY ADAPTER/UAGL-004AHA, Diagnostic Ultrasound Transducers,Sono Coupler Diopsy adapters and water Bags of CUS-AA000,BIOPSY ADAPTER/UAGV020A, Diagnostic Ultrasound Transducers,Sono Coupler Diopsy adapters and water Bags of CUS-AA000,BIOPSY ADAPTER/UAGV-023A, Diagnostic Ultrasound Transducers,Sono Coupler Diopsy adapters and water Bags of CUS-AA000,BIOPSY ADAPTER/UAGV-027A, Diagnostic Ultrasound Transducers,Sono Coupler Diopsy adapters and water Bags of CUS-AA000,BIOPSY ADAPTER/UAGV-028A, Diagnostic Ultrasound Transducers,Sono Coupler Diopsy adapters and water Bags of CUS-AA000,BIOPSY ADAPTER/UAGV-029A, Diagnostic Ultrasound Transducers,Sono Coupler Diopsy adapters and water Bags of CUS-AA000,BIOPSY ADAPTER/UAGV-030A, Diagnostic Ultrasound Transducers,Sono Coupler Diopsy adapters and water Bags of CUS-AA000,BIOPSY ADAPTER/UAGV-034A, Diagnostic Ultrasound Transducers,Sono Coupler Diopsy adapters and water Bags of CUS-AA000,BIOPSY ADAPTER/UAGV-035A, Diagnostic Ultrasound Transducers,Sono Coupler Diopsy adapters and water Bags of CUS-AA000,Water Bag / UAWB-022A | DIAL-ALB | 2023-11-01T00:00:00.000+01:00 | Canon Medical Systems Corporation, 1385, Shimoishigami, Otawara-Shi, Tochigi 324-8550, JAPAN | PSI-70BT, PST-25BT, PST-28BT, PST-30BT, PST-50BT, PST-65BT, PVL-715RST, PVT-350BTP, PVT-375BT, PVT-375SC, PVT-382BT, PVT-475BT, PVT-482BT, PVT-574BT, PVT-674BT, PVT-675MVL, PVT-675MVS, PVT-681MVL, PVT-712BT, PVT-745BTF, PVT-745BTH, PVT-745BTV, PVT-770RT, PVT-781VT, PVT-781VTE, PLT-308BTP, PLT-704SBT, PLT-705BT, PLT-705BTF, PLT-705BTH, PLT-1005BT, PLT-1202BT, PLT-1204BT, PLT-1204BX, PET-508MA, PET-512MA, PET-512MC, PET-512MD, PET-609MA, PET-805LA, PC-20M, PC-50M, UACK-004A, UAGL-001AHA, UAGL-002AHA, UAGL-004AHA, UAGV020A, UAGV-023A, UAGV-027A, UAGV-028A, UAGV-029A, UAGV-030A, UAGV-034A, UAGV-035A, UAWB-022A | Klasa IIa | Aksesore per eko, (adaptore, biopsi, kuplere,sonda) | Tjeter
15422 | RiptideTM Large Bore Aspiration Tubing | O.E.S DISTRIMED | 2023-11-01T00:00:00.000+01:00 | Micro Therapeutics Inc,d/b/a ev3 Neurovascular 9775 Toledo Way,Irvine,CA 92618 United States | MAT-110-110 | Is | Pajisje Mjekesore ,komponent i Sistemit aspirator Riptide qe perdoret per rivaskularizimin e pacienteve me stroke akute ishemike | Pajisje nje perdorimeshe
15209 | Beyond Blue seal Gingival protection kit (5 pack), Beyond Blue seal Gingival protection kit (2 pack) | MOTO-MANIA | 2023-11-01T00:00:00.000+01:00 | Beyond International Inc 711 Julie Rivers Drive, Sugar Land, TX 77478 United States | Beyond Blue seal Gingival protection kit (5 pack)BY-PD02205, Beyond Blue seal Gingival protection kit (2 pack)BY-PD02202 | Klasa I | Xhel mbrojtes per gingivat | Pajisje dentare
15371 | Applanation Tonometer SL-TM (Rexxam) | BIOMETRIC ALBANIA | 2023-11-01T00:00:00.000+01:00 | Ohira Co., Ltd. - Adresa: 629-961 Niiborishinden, Minamiuonuma-Shi,Niigata-Ken , 949-7135 Japan | B-44/B-45/C-83/C-84 | Im | Pajisje per matjen e tensionit te syrit | Produkte per institucione te kujdesit shendetesor
15210 | AGFA CPG 400 | Health & Light | 2023-11-01T00:00:00.000+01:00 | Agfa NV SRN Manufacturer BE-MF-000000571 Septestraat 27, 2640 Mortsel, Belgium | CPG 400 | Klasa I | Ekran intesifikues per konvertimin e rezeve X ne drite te spektrit te dukshem per te eksopzuar filat radiologjike. | Produkte per institucione te kujdesit shendetesor
15211 | G138i | Health & Light | 2023-11-01T00:00:00.000+01:00 | Agfa NV SRN Manufacturer BE-MF-000000571 Septestraat 27, 2640 Mortsel, Belgium | G138i | Klasa I | Solucion Zhvillues per zhvillimin automatik te filmave mjekesore radiologjike | Produkte per institucione te kujdesit shendetesor
15212 | G150 | Health & Light | 2023-11-01T00:00:00.000+01:00 | Agfa NV SRN Manufacturer BE-MF-000000571 Septestraat 27, 2640 Mortsel, Belgium | G150 | Klasa I | Solucion Zhvillues per zhvillimin manual te filmave mjekesore radiologjike | Produkte per institucione te kujdesit shendetesor
15213 | G334i | Health & Light | 2023-11-01T00:00:00.000+01:00 | Agfa NV SRN Manufacturer BE-MF-000000571 Septestraat 27, 2640 Mortsel, Belgium | G334i | Klasa I | Solucion Fiksues per zhvillimin automatik te filmave mjekesore radiologjike | Produkte per institucione te kujdesit shendetesor
15214 | G354 | Health & Light | 2023-11-01T00:00:00.000+01:00 | Agfa NV SRN Manufacturer BE-MF-000000571 Septestraat 27, 2640 Mortsel, Belgium | G354 | Klasa I | Solucion Fiksues per zhvillimin Automatik te filmave mjekesore radiologjike | Produkte per institucione te kujdesit shendetesor
15423 | CR MD1.0 GENERAL SET, CEADENT DI, ORTHO CP-GU M, Mammoray HDR-C Plus | Health & Light | 2023-11-01T00:00:00.000+01:00 | Agfa NV SRN Manufacturer BE-MF-000000571 Septestraat 27, 2640 Mortsel, Belgium | CR MD1.0, CEADEND DI, ORTHO CP-GU M, Mammoray HDR-C Plus | Klasa IIa | Set kasete dhe pllake fosforeshente per CR (Computed Radiology, Radiologji e kopiuterizuar)., Filma Radilogjike Intraorale, Filma Radiologjike per perdorim ne radiologji konvencionale, Filma Radiologjike per perdorim ne Radiologji Mammografie konvencionale | Produkte per institucione te kujdesit shendetesor
15215 | DRYSTAR DT 2 B | Health & Light | 2023-11-01T00:00:00.000+01:00 | Agfa NV SRN Manufacturer BE-MF-000000571 Septestraat 27, 2640 Mortsel, Belgium | DRYSTAR DT 2 B | Klasa I | Film I thate radiologjik per te printuar imazhe radiologjike duke perdorur Printer Dixhital me metoden Thermografike. | Produkte per institucione te kujdesit shendetesor
15216 | Drystar AXYS | Health & Light | 2023-11-01T00:00:00.000+01:00 | Agfa NV SRN Manufacturer BE-MF-000000571 Septestraat 27, 2640 Mortsel, Belgium | 5367/100 | Klasa I | Printer Dixhital per printim me metoden e thate thermografike Imazhe diagnostikues radilogjike. Per radiologji gjenerale si dhe per Mammografi. | Produkte per institucione te kujdesit shendetesor
15217 | DRYSTAR DT2 MAMMO | Health & Light | 2023-11-01T00:00:00.000+01:00 | Agfa NV SRN Manufacturer BE-MF-000000571 Septestraat 27, 2640 Mortsel, Belgium | DRYSTAR DT2 MAMMO | Klasa I | Film I thate radiologjik per te printuar imazhe radiologjike diagnostikuese mamografie duke perdorur Printer Dixhital me metoden Thermografike. | Produkte per institucione te kujdesit shendetesor
15218 | Non Sterile Disposable Surgery Mask | MOTO-MANIA | 2023-11-02T00:00:00.000+01:00 | Anka Promosyon Urunleri ve Matbaa Malz. San. ve Tic. Ltd. Şti. Fevziçakmak Mah. 10576. Sok. No:66/D Karatay Konya Türkiye | Non Sterile Disposable Surgery Mask DM-12 | Klasa I | Maska kirurgjikale jo sterile | Pajisje dentare
15372 | Guidewires, surgical invasive | MONTAL | 2023-11-02T00:00:00.000+01:00 | EPflex Feinwerktechnik GmbH, Im Schwoellbogen 24, 72581 Dettingen an der Erms, Germany | 44003377 | Klasa III | Guidewires jane tela udhezues per kirurgjine invazive | Pajisje nje perdorimeshe
15219 | AGFA CP CASSETTE | Health & Light | 2023-11-02T00:00:00.000+01:00 | Agfa NV SRN Manufacturer BE-MF-000000571 Septestraat 27, 2640 Mortsel, Belgium | AGFA CP CASSETTE | Klasa I | Kasete izoluese e drites, mbajtese e pllakes konvertuese te rezeve X ne spektrin visual te drites | Produkte per institucione te kujdesit shendetesor
15220 | CAWO ABS CASSETTE | Health & Light | 2023-11-02T00:00:00.000+01:00 | Agfa NV SRN Manufacturer BE-MF-000000571 Septestraat 27, 2640 Mortsel, Belgium | CAWO ABS CASSETTE | Klasa I | Kasete izoluese e drites, mbajtese e pllakes konvertuese te rezeve X ne spektrin visual te drites | Produkte per institucione te kujdesit shendetesor
15221 | Mamoray Cassette | Health & Light | 2023-11-02T00:00:00.000+01:00 | Agfa NV SRN Manufacturer BE-MF-000000571 Septestraat 27, 2640 Mortsel, Belgium | Mamoray Cassette | Klasa I | Kasete izoluese e drites, mbajtese e pllakes konvertuese te rezeve X ne spektrin visual te drites per aplikime ne Mammografi | Produkte per institucione te kujdesit shendetesor
15397 | STEAM STERILIZER (AUTOCLAVE) | MOTO-MANIA | 2023-11-02T00:00:00.000+01:00 | NINGBO MINGTAI MEDICAL INSTRUMENTCO.,LTD.YUNZHEN ROAD,INDUSTRIAL ZONE,YUNLONG TOWN,YINZHOU 315137,NINGBO CITY,CHINA | STEAM STERILIZER (AUTOCLAVE),SUN23-Ⅰ、SUN23-Ⅱ、SUN23-Ⅲ、SUN18-Ⅰ、SUN18-Ⅱ、SUN18-Ⅲ、SUN16-Ⅰ、SUN16-Ⅱ、SUN16-Ⅲ、SUN12-Ⅰ、SUN12-Ⅱ、SUN12-Ⅲ、SUN8-Ⅰ、SUN8-Ⅱ、SUN8-Ⅲ、SUN3-Ⅰ、SUN3-Ⅱ、SUN3-Ⅲ | Klasa IIb | AUTOKLAVE PER STERILIZIMIN E INSTRUMENTAVE KIRURGJIKAL | Pajisje dentare
15383 | Niti-S Pyloric/Duodenal Uncovered Stent,D-Type, Niti-S Pyloric/Duodenal Uncovered Stent,S-Type, Niti-S Pyloric/Duodenal Uncovered Stent,Head-Type | GREEMED | 2023-11-03T00:00:00.000+01:00 | TaeWoong Medical Co., Ltd. 14, Gojeong-ro, Wolgot-myeon, Gimpo-si, Gyeonggi-do, Korea | PDT2415, PDT1806-12, PDT1808-12, PDT1810-12, PDT1812-12, PDT1814-12, PDT1815-12, PDT2006-12, PDT2008-12, PDT2010-12, PDT2012-12, PDT2014-12, PDT2015-12, PDT2206-12, PDT2208-12, PDT2210-12, PDT2212-12, PDT2214-12, PDT2215-12, PDT2406-12, PDT2408-12, PDT2410-12, PDT2412-12, PDT2414-12, PDT2415-12, PDT1806-22, PDT1808-22, PDT1810-22, PDT1812-22, PDT1814-22, PDT1815-22, PDT2006-22, PDT2008-22, PDT2010-22, PDT2012-22, PDT2014-22, PDT2015-22, PDT2206-22, PDT2208-22, PDT2210-22, PDT2212-22, PDT2214-22, PDT2215-22, PDT2406-22, PDT2408-22, PDT2410-22, PDT2412-22, PDT2414-22, PDT2415-22, P2215, P2216, P2406, P2408, P2410, P2412, P2414, P2415, P2416, P2606, P2608, P2610, P2612, P2614, P2615, P2616, P2806, P2808, P2810, P2812, P2814, P2815, P2816, PD1806, PD1808, PD1810, PD1812, PD1814, PD1815, PD2006, PD2008, PD2010, PD2012, PD2014, PD2015, PD2206, PD2208, PD2210, PD2212, PD2214, PD2215, PD2406, PD2408, PD2410, PD2412, PD2414, PD2415, PD2606, PD2608, PD2610, PD2612, PD2614, PD2615, PD2806, PD2808, PD2810, PD2812, PD2814, PD2815, PT1806, PT1808, PT1810, PT1812, PT2006, PT2008, PT2010, PT2012, PDT1806, PDT1808, PDT1810, PDT1812, PDT1814, PDT1815, PDT2006, PDT2008, PDT2010, PDT2012, PDT2014, PDT2015, PDT2206, PDT2208, PDT2210, PDT2212, PDT2214, PDT2215, PDT2406, PDT2408, PDT2410, PDT2412, PDT2414, P2016, P2206, P2208, P2210, P2212, P2214, P1806, P1808, P1810, P1812, P1814, P1815, P1816, P2006, P2008, P2010, P2012, P2014, P2015 | Klasa IIb | Stente metalike per hapjen e duodenit | Tjeter
15424 | Niti-S Pyloric/Duodenal Covered Stent,full covered type, Niti-S Pyloric/Duodenal Covered Stent,End bare type, Niti-S Pyloric/Duodenal Covered Stent,Both bare type | GREEMED | 2023-11-03T00:00:00.000+01:00 | TaeWoong Medical Co., Ltd. 14, Gojeong-ro, Wolgot-myeon, Gimpo-si, Gyeonggi-do, Korea | PS1806F, PS1808F, PS1810F, PS1812F, PS1814F, PS1815F, PS1816F, PS2006F, PS2008F, PS2010F, PS2012F, PS2014F, PS2015F, PS2016F, PS2206F, PS2208F, PS2210F, PS2212F, PS2214F, PS2215F, PS2216F, PS2406F, PS2408F, PS2410F, PS2412F, PS2414F, PS2416F, PS2606F, PS2608F, PS2610F, PS2612F, PS2614F, PS2615F, PS2616F, PS2806F, PS2808F, PS2810F, PS2812F, PS2814F, PS2815F, PS2816F, PS1806H, PS1808H, PS1810H, PS1812H, PS1814H, PS1815H, PS1816H, PS2006H, PS2008H, PS2010H, PS2012H, PS2014H, PS2015H, PS2016H, PS2206H, PS2208H, PS2210H, PS2212H, PS2214H, PS2215H, PS2216H, PS2406H, PS2408H, PS2410H, PS2412H, PS2414H, PS2415H, PS2416H, PS2606H, PS2608H, PS2610H, PS2612H, PS2614H, PS2615H, PS2616H, PS2806H, PS2808H, PS2810H, PS2812H, PS2814H, PS2815H, PS2816H, PS1806B, PS1808B, PS1810B, PS1812B, PS1814B, PS1815B, PS1816B, PS2006B, PS2008B, PS2010B, PS2012B, PS2014B, PS2015B, PS2016B, PS2208B, PS2210B, PS2212B, PS2214B, PS2215B, PS2216B, PS2406B, PS2408B, PS2410B, PS2412B, PS2414B, PS2415B, PS2416B, PS2606B, PS2608B, PS2610B, PS2612B, PS2614B, PS2615B, PS2616B, PS2806B, PS2808B, PS2810B, PS2812B, PS2814B, PS2815B, PS2816B | Klasa IIb | Stente metalike per hapjen e duodenit | Tjeter
15398 | Niti-S Pyloric/Duodenal ,Covered Stent,Full covered type, Niti-S Pyloric/Duodenal ,Covered Stent,End bare type, Niti-S Pyloric/Duodenal ,Covered Stent,Both bare type, Niti-S Pyloric/Duodenal ,Covered Stent,Full end bare type | GREEMED | 2023-11-03T00:00:00.000+01:00 | TaeWoong Medical Co., Ltd. 14, Gojeong-ro, Wolgot-myeon, Gimpo-si, Gyeonggi-do, Korea | PST2006B-22, PST2008B-22, PST2010B-22, PST2012B-22, PST2014B-22, PST2015B-22, PST2206B-22, PST2208B-22, PST2210B-22, PST2212B-22, PST2214B-22, PST2215B-22, PST1806F, PST1808F, PST1810F, PST1812F, PST1814F, PST1815F, PST2006F, PST2008F, PST2010F, PST2012F, PST2014F, PST2015F, PST2206F, PST2208F, PST2210F, PST2212F, PST2214F, PST2215F, PST1806H, PST1808H, PST1810H, PST1812H, PST1814H, PST1815H, PST2006H, PST2008H, PST2010H, PST2012H, PST2014H, PST2015H, PST2206H, PST2208H, PST2210H, PST2212H, PST2214H, PST2215H, PST1806B, PST1808B, PST1810B, PST1812B, PST1814B, PST1815B, PST2006B, PST2008B, PST2010B, PST2012B, PST2014B, PST2015B, PST2206B, PST2208B, PST2210B, PST2212B, PST2214B, PST2215B, PST1806F-12, PST1808F-12, PST1810F-12, PST1812F-12, PST1814F-12, PST1815F-12, PST2006F-12, PST2008F-12, PST2010F-12, PST2012F-12, PST2014F-12, PST2015F-12, PST2206F-12, PST2208F-12, PST2210F-12, PST2212F-12, PST2214F-12, PST2215F-12, PST1806H-12, PST1808H-12, PST1810H-12, PST1812H-12, PST1814H-12, PST1815H-12, PST2006H-12, PST2008H-12, PST2010H-12, PST2012H-12, PST2014H-12, PST2015H-12, PST2206H-12, PST2208H-12, PST2210H-12, PST2212H-12, PST2214H-12, PST2215H-12, PST1806B-12, PST1808B-12, PST1810B-12, PST1812B-12, PST1814B-12, PST1815B-12, PST2006B-12, PST2008B-12, PST2010B-12, PST2012B-12, PST2014B-12, PST2015B-12, PST2206B-12, PST2208B-12, PST2210B-12, PST2212B-12, PST2214B-12, PST2215B-12, PST1806F-22, PST1808F-22, PST1810F-22, PST1812F-22, PST1814F-22, PST1815F-22, PST2006F-22, PST2008F-22, PST2010F-22, PST2012F-22, PST2014F-22, PST2015F-22, PST2206F-22, PST2208F-22, PST2210F-22, PST2212F-22, PST2214F-22, PST2215F-22, PST1806H-22, PST1808H-22, PST1810H-22, PST1812H-22, PST1814H-22, PST1815H-22, PST2006H-22, PST2008H-22, PST2010H-22, PST2012H-22, PST2014H-22, PST2015H-22, PST2206H-22, PST2208H-22, PST2210H-22, PST2212H-22, PST2214H-22, PST2215H-22, PST1806B-22, PST1808B-22, PST1810B-22, PST1812B-22, PST1814B-22, PST1815B-22 | Klasa IIb | Stente metalike per hapjen e duodenit | Tjeter
15373 | ComVi Pyloric/Duodenal Stent,Flare type, ComVi Pyloric/Duodenal Stent,Both bare type 5mm, ComVi Pyloric/Duodenal Stent,Both bare type 15mm | GREEMED | 2023-11-03T00:00:00.000+01:00 | TaeWoong Medical Co., Ltd. 14, Gojeong-ro, Wolgot-myeon, Gimpo-si, Gyeonggi-do, Korea | PC1806BP, PC1808BP, PC1810BP, PC1812BP, PC2006BP, PC2008BP, PC2010BP, PC2012BP, PC2206BP, PC2208BP, PC2210BP, PC2212BP, PC2406BP, PC2408BP, PC2410BP, PC2412BP, PC2606BP, PC2608BP, PC2610BP, PC2612BP, PC2806BP, PC2808BP, PC2810BP, PC2812BP, PC1806B, PC1808B, PC1810B, PC1812B, PC2006B, PC2008B, PC2010B, PC2012B, PC2206B, PC2208B, PC2210B, PC2212B, PC2406B, PC2408B, PC2410B, PC2412B, PC2606B, PC2608B, PC2610B, PC2612B, PC2806B, PC2808B, PC2810B, PC2812B, PC1806BA, PC1808BA, PC1810BA, PC1812BA, PC2006BA, PC2008BA, PC2010BA, PC2012BA, PC2206BA, PC2208BA, PC2210BA, PC2212BA, PC2406BA, PC2408BA, PC2410BA, PC2412BA, PC2606BA, PC2608BA, PC2610BA, PC2612BA, PC2806BA, PC2808BA, PC2810BA, PC2812BA, PCT1806P, PCT1808P, PCT1810P, PCT1812P, PCT2006P, PCT2008P, PCT2010P, PCT2012P, PCT2206P, PCT2208P, PCT2210P, PCT2212P, PCT2406P, PCT2408P, PCT2410P, PCT2412P, PCT2606P, PCT2608P, PCT2610P, PCT2612P, PCT2806P, PCT2808P, PCT2810P, PCT2812P, PCT1806P-12, PCT1808P-12, PCT1810P-12, PCT1812P-12, PCT2006P-12, PCT2008P-12, PCT2010P-12, PCT2012P-12, PCT2206P-12, PCT2208P-12, PCT2210P-12, PCT2212P-12, PCT2406P-12, PCT2408P-12, PCT2410P-12, PCT2412P-12, PCT2606P-12, PCT2608P-12, PCT2610P-12, PCT2612P-12, PCT1806P-22, PCT1808P-22, PCT1810P-22, PCT1812P-22, PCT2006P-22, PCT2008P-22, PCT2010P-22, PCT2012P-22, PCT2206P-22, PCT2208P-22, PCT2210P-22, PCT2212P-22, PCT2406P-22, PCT2408P-22, PCT2410P-22, PCT2412P-22, PCT2606P-22, PCT2608P-22, PCT2610P-22, PCT2612P-22 | Klasa IIb | Stente metalike per hapjen e duodenit | Tjeter
15384 | ComVi Pyloric/Duodenal Stent,Flare type, ComVi Pyloric/Duodenal Stent,Both bare type 5mm, ComVi Pyloric/Duodenal Stent,Both bare type 15mm | GREEMED | 2023-11-03T00:00:00.000+01:00 | TaeWoong Medical Co., Ltd. 14, Gojeong-ro, Wolgot-myeon, Gimpo-si, Gyeonggi-do, Korea | PCT2406P-22, PCT2408P-22, PCT2410P-22, PCT2412P-22, PCT2606P-22, PCT2608P-22, PCT2610P-22, PCT2612P-22, PCT1806B, PCT1808B, PCT1810B, PCT1812B, PCT2006B, PCT2008B, PCT2010B, PCT2012B, PCT2206B, PCT2208B, PCT2210B, PCT2212B, PCT1806BA, PCT1808BA, PCT1810BA, PCT1812BA, PCT2006BA, PCT2008BA, PCT2010BA, PCT2012BA, PCT2206BA, PCT2208BA, PCT2210BA, PCT2212BA, PCT1806B-22, PCT1808B-22, PCT1810B-22, PCT1812B-22, PCT2006B-22, PCT2008B-22, PCT2010B-22, PCT2012B-22, PCT2206B-22, PCT2208B-22, PCT2210B-22, PCT2212B-22, PCT1806BA-22, PCT1808BA-22, PCT1810BA-22, PCT1812BA-22, PCT2006BA-22, PCT2008BA-22, PCT2010BA-22, PCT2012BA-22, PCT2206BA-22, PCT2208BA-22, PCT2210BA-22, PCT2212BA-22 | Klasa IIb | Stente metalike per hapjen e duodenit | Tjeter
15222 | RiptideTM Collection Canister with Intermediate Tubing | O.E.S DISTRIMED | 2023-11-07T00:00:00.000+01:00 | Micro Therapeutics Inc,d/b/a ev3 Neurovascular 9775 Toledo Way,Irvine,CA 92618 United States | MAC-1200 | Klasa I | Komponent per Sistemin e Aspirimit Riptide ,per perdorim ne pacientet me ishemi akute stroke | Pajisje nje perdorimeshe
15233 | D-Light Pro / GC D-Light Pro Kit, D-Light Pro / D-Light Duo/Pro Light Guide – 8mm, D-Light Pro / D-Light Pro handpiece sleeve, D-Light Pro / D-Light Pro high-strength light- guide 8 mm | EURODENTA | 2023-11-06T00:00:00.000+01:00 | GC Europe N.V Research Park Interleuvenlaan 33 Leuven B-3001 Belgium | 901412/70000008, 890378/70000024 , 901413/70000118, 900759/70000078 | Klasa I | Lambe polimerizimi me gjatesi vale te dyfishte | Pajisje dentare
15385 | Niti-S Esophageal Uncovered Stent,Head Type | GREEMED | 2023-11-03T00:00:00.000+01:00 | TaeWoong Medical Co., Ltd. 14, Gojeong-ro, Wolgot-myeon, Gimpo-si, Gyeonggi-do, Korea | E2206, E2208, E2210, E2212, E2214, E2215, E2406, E2408, E2410, E2412, E2414, E2415, E2806, E2808, E2810, E2812, E2814, E2815, EP1006, EP1008, EP1010, EP1012, EP1014, EP1015, EP1206, EP1208, EP1210, EP1212, EP1214, EP1215, EP1406, EP1408, EP1410, EP1412, EP1414, EP1415, EP1606, EP1608, EP1610, EP1612, EP1614, EP1615, EP1806, EP1808, EP1810, EP1812, EP1814, EP1815, EP2008, EP2010, EP2012, EP2014, EP2015, EP2206, EP2208, EP2210, EP2212, EP2214, EP2215, ET1808-18, ET1810-18, ET1812-18, ET1814-18, ET1815-18, ET2006-18, ET2008-18, ET2010-18, ET2012-18, ET2014-18, ET2015-18, ET1806-22, ET1808-22, ET1810-22, ET1812-22, ET1814-22, ET1815-22, ET2006-22, ET2008-22, ET2010-22, ET2012-22, ET2014-22, ET2015-22, EP2406, EP2408, EP2410, EP2412, EP2414, EP2415, EP2806, EP2808, EP2810, EP2812, EP2814, EP2815, ET1806, ET1808, ET1810, ET1812, ET1814, ET1815, ET2006, ET2008, ET2010, ET2012, ET2014, ET2015, ET1806-18, E1006, E1008, E1010, E1012, E1014, E1015, E1206, E1208, E1210, E1212, E1214, E1215, E1406, E1408, E1410, E1412, E1414, E1415, E1606, E1608, E1610, E1612, E1614, E1615, E1806, E1808, E1810, E1812, E1814, E1815, E2006, E2008, E2010, E2012, E2014, E2015 | Klasa IIb | Stente metalike per hapjen e rrugeve esofageale | Tjeter
15399 | Niti-S Esophageal Covered Stent,Full covered type | GREEMED | 2023-11-03T00:00:00.000+01:00 | TaeWoong Medical Co., Ltd. 14, Gojeong-ro, Wolgot-myeon, Gimpo-si, Gyeonggi-do, Korea | EST2015F, EST2206F, EST2208F, EST2210F, EST2212F, EST2214F, EST2215F, ES1006F, ES1008F, ES1010F, ES1012F, ES1014F, ES1015F, ESP2206F, ESP2208F, ESP2210F, ESP2212F, ESP2214F, ESP2215F, ESP2406F, ESP2408F, ESP2410F, ESP2412F, ESP2414F, ESP2415F, ESP2806F, ESP2808F, ESP2810F, ESP2812F, ESP2814F, ESP2815F, EST1806F, EST1808F, EST1810F, EST1812F, EST1814F, EST1815F, EST2006F, EST2008F, EST2010F, EST2012F, EST2014F, ES1206F, ES1208F, ES1210F, ES1212F, ES1214F, ES1215F , ES1406F, ES1408F, ES1410F, ES1412F, ES1414F, ES1415F, ES1606F, ES1608F, ES1610F, ES1612F, ES1614F, ES1615F, ES1806F, ES1808F, ES1810F, ES1812F, ES1814F, ES1815F, ES2006F, ES2008F, ES2010F, ES2012F, ES2014F, ES2015F, ES2206F, ES2208F, ES2210F, ES2212F, ES2214F, ES2215F, ES2218F, ES2223F, ES2406F, ES2408F, ES2410F, ES2412F, ES2414F, ES2415F, ES2418F, ES2423F, ES2806F, ES2808F, ES2810F, ES2812F, ES2814F, ES2815F, ES2818F, ES2823F, ESP1006F, ESP1008F, ESP1010F, ESP1012F, ESP1014F, ESP1015F, ESP1206F, ESP1208F, ESP1210F, ESP1212F, ESP1214F, ESP1215F, ESP1406F, ESP1408F, ESP1410F, ESP1412F, ESP1414F, ESP1415F, ESP1606F, ESP1608F, ESP1612F, ESP1610F, ESP1614F, ESP1615F, ESP1808F, ESP1810F, ESP1812F, ESP1814F, ESP1815F, ESP1806F, ESP2006F, ESP2008F, ESP2010F, ESP2012F, ESP2014F, ESP2015F | Klasa IIb | Stente metalike per hapjen e rrugeve esofageale | Tjeter
15223 | CAWO OG 8 | Health & Light | 2023-11-06T00:00:00.000+01:00 | Agfa NV SRN Manufacturer BE-MF-000000571 Septestraat 27, 2640 Mortsel, Belgium | CAWO OG 8 | Klasa I | Ekran intesifikues per konvertimin e rezeve X ne drite te spektrit te dukshem per te eksopzuar filat radiologjike. | Produkte per institucione te kujdesit shendetesor
15386 | RiptideTM Aspiration Pump | O.E.S DISTRIMED | 2023-11-07T00:00:00.000+01:00 | Micro Therapeutics Inc,d/b/a ev3 Neurovascular 9775 Toledo Way,Irvine,CA 92618 United States | MAP-1000EU | Klasa IIa | Pompe aspirimi komponent per sistemin e Aspirimit Riptide,Per perdorim ne pacientet me ishemi akute stroke | Pajisje nje perdorimeshe
15425 | CR 10-X, CR 15-X | Health & Light | 2023-11-06T00:00:00.000+01:00 | Agfa NV SRN Manufacturer BE-MF-000000571 Septestraat 27, 2640 Mortsel, Belgium | 5151/100, 5151/300 | Klasa IIa | Computed Radiology CR, Radiologji e kopiuterizuar, lexuesh kasetash per imaxhe te radiologjise (dixhitalizues). | Pajisje elektromekanike
15406 | Niti-S Esophageal Covered Stent,Full covered type with two special removal strings, Niti-S Esophageal Covered Stent,Full covered type | GREEMED | 2023-11-07T00:00:00.000+01:00 | TaeWoong Medical Co., Ltd. 14, Gojeong-ro, Wolgot-myeon, Gimpo-si, Gyeonggi-do, Korea | EST2006F-22, EST2008F-22, EST2010F-22, EST2012F-22, EST2014F-22, EST2015F-22, EST2206F-22, EST2208F-22, EST2210F-22, EST2212F-22, EST2214F-22, EST2215F-22, ES1006FR2, ES1008FR2, ES1010FR2, ES1012FR2, ES1014FR2, ES1015FR2, ES1206FR2, ES1208FR2, ES1210FR2, ES1212FR2, ES1214FR2, ES1215FR2, ES1406FR2, ES1408FR2, ES1410FR2, ES1412FR2, ES1414FR2, ES1415FR2, ES1606FR2, ES1608FR2, ES1806FR2, ES1808FR2, ES1810FR2, ES1812FR2, ES1814FR2, ES1815FR2, ES2006FR2, ES2008FR2, ES2010FR2, ES2012FR2, ES2014FR2, ES2015FR2, ES2206FR2, ES2208FR2, ES2210FR2, ES2212FR2, ES2214FR2, ES2215FR2, ES2218FR2, ES2223FR2, ES2406FR2, ES2408FR2, ES2410FR2, ES2412FR2, ES2414FR2, ES2415FR2, ES2418FR2, ES2423FR2, ES2806FR2, ES2808FR2, ES2810FR2, ES2812FR2, ES2814FR2, ES2815FR2, ES2818FR2, ES2823FR2, ESP1006FR2, ESP1008FR2, ESP1010FR2, ESP1012FR2, ESP1014FR2, ESP1015FR2, ESP1206FR2, ESP1208FR2, ESP1210FR2, ESP1212FR2, ESP1214FR2, ESP1215FR2, ESP1406FR2, ESP1408FR2, ESP1410FR2, ESP1412FR2, ESP1414FR2, ESP1415FR2, ESP1606FR2, ESP1608FR2, ESP1610FR2, ESP1612FR2, ESP1614FR2, ESP1615FR2, ESP1806FR2, ESP1808FR2, ESP1810FR2, ESP1812FR2, ESP1814FR2, ESP1815FR2, ESP2006FR2, ESP2008FR2, ESP2010FR2, ESP2012FR2, ESP2014FR2, ESP2015FR2, ESP2206FR2, ESP2208FR2, ESP2210FR2, ESP2212FR2, ESP2214FR2, ESP2215FR2, ESP2406FR2, ESP2408FR2, ESP2410FR2, ESP2412FR2, ESP2414FR2, ESP2415FR2, ESP2806FR2, ESP2808FR2, ESP2810FR2, ESP2812FR2, ESP2814FR2, ESP2815FR2, EST1806FR2, EST1808FR2, EST1810FR2, EST1812FR2, EST1814FR2, EST1815FR2, EST2006FR2, EST2008FR2, EST2010FR2, EST2012FR2, EST2014FR2, EST2015FR2, EST2206FR2, EST2208FR2, EST2210FR2, EST2212FR2, EST2214FR2, EST2215FR2, EST1806F-18, EST1808F-18, EST1810F-18, EST1812F-18, EST1814F-18, EST1815F-18, EST2006F-18, EST2008F-18, EST2010F-18, EST2012F-18, EST2014F-18, EST2015F-18, EST2206F-18, EST2208F-18, EST2210F-18, EST2212F-18, EST2214F-18, EST2215F-18, EST1806F-22, EST1808F-22, EST1810F-22, EST1812F-22, EST1814F-22, EST1815F-22 | Klasa IIb | Stente metalike per hapjen e rrugeve esofagiale | Tjeter
15387 | Niti-S Esophageal Covered Stent,Cervical, Niti-S Esophageal Covered Stent,Cervical with two special removal strings | GREEMED | 2023-11-06T00:00:00.000+01:00 | TaeWoong Medical Co., Ltd. 14, Gojeong-ro, Wolgot-myeon, Gimpo-si, Gyeonggi-do, Korea | ES1412FVR2, ES1414FVR2, ES1415FVR2, ES1606FVR2, ES1608FVR2, ES1610FVR2, ES1612FVR2, ES1614FVR2, ES1615FVR2, ES1806FVR2, ES1808FVR2, ES1810FVR2, ES1812FVR2, ES1814FVR2, ES1815FVR2, ES2006FVR2, ES2008FVR2, ES2010FVR2, ES2012FVR2, ES2014FVR2, ES2015FVR2, ES2206FVR2, ES2208FVR2, ES2210FVR2, ES2406FVR2, ES2408FVR2, ES2410FVR2, ES2412FVR2, ES2414FVR2, ES2415FVR2, ES2806FVR2, ES2808FVR2, ES2810FVR2, ES2812FVR2, ES2814FVR2, ES2815FVR2, ESP1006FVR2, ESP1008FVR2, ESP1012FVR2, ESP1014FVR2, ESP1015FVR2, ESP1010FVR2, ESP1808FVR2, ESP1810FVR2, ESP1812FVR2, ESP1814FVR2, ESP1815FVR2, ESP2006FVR2, ESP2008FVR2, ESP2010FVR2, ESP2012FVR2, ESP2014FVR2, ESP2015FVR2, ESP2206FVR2, ESP2208FVR2, ESP2210FVR2, ESP2406FVR2, ESP2408FVR2, ESP2410FVR2, ESP2412FVR2, ESP2414FVR2, ESP2415FVR2, ESP2806FVR2, ESP2808FVR2, ESP2810FVR2, ESP2812FVR2, ESP2814FVR2, ESP2815FVR2, ESP1206FVR2, ESP1208FVR2, ESP1214FVR2, ESP1215FVR2, ESP1406FVR2, ESP1210FVR2, ESP1212FVR2, ESP1408FVR2, ESP1410FVR2, ESP1412FVR2, ESP1414FVR2, ESP1415FVR2, ESP1606FVR2, ESP1608FVR2, ESP1610FVR2, ESP1612FVR2, ESP1614FVR2, ESP1615FVR2, ESP1806FVR2, ES1006FV, ES1008FV, ES1010FV, ES1012FV, ES1014FV, ES1015FV, ES1206FV, ES1208FV, ES1210FV, ES1212FV, ES1214FV, ES1215FV, ES1406FV, ES1408FV, ES1410FV, ES1412FV, ES1414FV, ES1415FV, ES1606FV, ES1608FV, ES1610FV, ES1612FV, ES1614FV, ES1615FV, ES1806FV, ES1808FV, ES1810FV, ES1812FV, ES1814FV, ES1815FV, ES2006FV, ES2008FV, ES2010FV, ES2012FV, ES2014FV, ES2015FV, ES2206FV, ES2208FV, ES2210FV, ES2212FV, ES2214FV, ES2215FV, ES2406FV, ES2408FV, ES2410FV, ES2412FV, ES2414FV, ES2415FV, ES2806FV, ES2808FV, ES2810FV, ES2812FV, ES2814FV, ES2815FV, ESP1006FV, ESP1008FV, ESP1010FV, ESP1012FV, ESP1014FV, ESP1015FV, ESP1206FV, ESP1208FV, ESP1212FV, ESP1214FV, ESP1215FV, ESP1406FV, ESP1408FV, ESP1410FV, ESP1412FV, ESP1414FV, ESP1415FV, ESP1606FV, ESP1608FV, ESP1610FV, ESP1612FV, ESP1614FV, ESP1615FV, ESP1806FV, ESP1808FV, ESP1810FV, ESP1812FV, ESP1814FV, ESP1815FV, ESP2006FV, ESP2008FV, ESP2010FV, ESP2012FV, ESP2014FV, ESP2015FV, ESP2206FV, ESP2208FV, ESP2210FV, ESP2212FV, ESP2214FV, ESP2215FV, ESP2406FV, ESP2408FV, ESP2410FV, ESP2412FV, ESP2414FV, ESP2415FV, ESP2806FV, ESP2808FV, ESP2810FV, ESP2812FV, ESP2814FV, ESP2815FV, ES1006FVR2, ES1008FVR2, ES1010FVR2, ES1012FVR2, ES1014FVR2, ES1015FVR2, ES1206FVR2, ES1214FVR2, ES1406FVR2, ES1208FVR2, ES1210FVR2, ES1212FVR2, ES1215FVR2, ES1408FVR2, ES1410FVR2 | Klasa IIb | Stente metalike per hapjen e rrugeve esofagiale | Tjeter
15426 | Reveos LR 4FG456SO, -Reveos LR EXT 5FG456SOY-Reveos NLR 4NG456SO | EUROMED | 2023-11-07T00:00:00.000+01:00 | Terumo BCT, Ltd. Old Belfast Road Millbrook Larne BT402SH United Kingdom | Reveos LR 4FG456SO, -Reveos LR EXT 5FG456SOY-Reveos NLR 4NG456SO | Klasa IIb | Sistem per perpunimin e gjakut | Tjeter
15407 | Reveos 3 Component Blood Bag Set 20340 | EUROMED | 2023-11-07T00:00:00.000+01:00 | Terumo BCT, Inc 10811 W. Collins Ave. Lakewood, CO 80215 USA | Reveos 3 Component Blood Bag Set 20340 | Klasa IIb | Qese per perpunimin e gjakut . | Tjeter
15427 | Niti-S Esophageal Covered Stent,Conio, Niti-S Esophageal Covered Stent,Conio with two special removal strings | GREEMED | 2023-11-06T00:00:00.000+01:00 | TaeWoong Medical Co., Ltd. 14, Gojeong-ro, Wolgot-myeon, Gimpo-si, Gyeonggi-do, Korea | ES1006FN, ES1008FN, ES1010FN, ES1012FN, ES1014FN, ES1015FN, ES1206FN, ES1208FN, ES1210FN, ES1212FN, ES1214FN, ES1215FN, ES1406FN, ES1408FN, ES1410FN, ES1412FN, ES1414FN, ES1415FN, ES1606FN, ES1608FN, ES1610FN, ES1612FN, ES1614FN, ES1615FN, ES1806FN, ES1808FN, ES1810FN, ES1812FN, ES1814FN, ES1815FN, ES2006FN, ES2008FN, ES2010FN, ES2012FN, ES2014FN, ES2015FN, ES2206FN, ES2208FN, ES2210FN, ES2212FN, ES2214FN, ES2215FN, ES2406FN, ES2408FN, ES2410FN, ES2412FN, ES2414FN, ES2415FN, ES2806FN, ES2808FN, ES2810FN, ES2812FN, ES2814FN, ES2815FN, ESP1006FN, ESP1008FN, ESP1010FN, ESP1012FN, ESP1014FN, ESP1015FN, ESP1206FN, ESP1208FN, ESP1210FN, ESP1212FN, ESP1214FN, ESP1215FN, ESP1406FN, ESP1408FN, ESP1410FN, ESP1412FN, ESP1414FN, ESP1415FN, ESP1606FN, ESP1608FN, ESP1610FN, ESP1612FN, ESP1614FN, ESP1615FN, ESP1806FN, ESP1808FN, ESP1810FN, ESP1812FN, ESP1814FN, ESP1815FN, ESP2006FN, ESP2008FN, ESP2010FN, ESP2012FN, ESP2014FN, ESP2015FN, ESP2206FN, ESP2208FN, ESP2210FN, ESP2212FN, ESP2214FN, ESP2215FN, ESP2406FN, ESP2408FN, ESP2410FN, ESP2412FN, ESP2414FN, ESP2415FN, ESP2806FN, ESP2808FN, ESP2810FN, ESP2812FN, ESP2814FN, ESP2815FN, ES1006FNR2, ES1008FNR2, ES1010FNR2, ES1012FNR2, ES1014FNR2, ES1015FNR2, ES1206FNR2, ES1208FNR2, ES1210FNR2, ES1212FNR2, ES1214FNR2, ES1215FNR2, ES1406FNR2, ES1408FNR2, ES1410FNR2, ES1412FNR2, ES1414FNR2, ES1415FNR2, ES1606FNR2, ES1608FNR2, ES1610FNR2, ES1612FNR2, ES1614FNR2, ES1615FNR2, ES1806FNR2, ES1808FNR2, ES1810FNR2, ES1812FNR2, ES1814FNR2, ES1815FNR2, ES2006FNR2, ES2008FNR2, ES2010FNR2, ES2012FNR2, ES2014FNR2, ES2015FNR2, ES2206FNR2, ES2208FNR2, ES2210FNR2, ES2212FNR2, ES2214FNR2, ES2215FNR2, ES2406FNR2, ES2408FNR2, ES2410FNR2, ES2412FNR2, ES2414FNR2, ES2415FNR2, ES2806FNR2, ES2808FNR2, ES2810FNR2, ES2812FNR2, ES2814FNR2, ES2815FNR2, ESP1006FNR2, ESP1008FNR2, ESP1010FNR2, ESP1012FNR2, ESP1014FNR2, ESP1015FNR2, ESP1206FNR2, ESP1208FNR2, ESP1210FNR2, ESP1212FNR2, ESP1214FNR2, ESP1215FNR2, ESP1406FNR2, ESP1408FNR2, ESP1410FNR2, ESP1412FNR2, ESP1414FNR2, ESP1415FNR2, ESP1606FNR2, ESP1608FNR2, ESP1610FNR2, ESP1612FNR2, ESP1614FNR2, ESP1615FNR2, ESP1806FNR2, ESP1808FNR2, ESP1810FNR2, ESP1812FNR2, ESP1814FNR2, ESP1815FNR2, ESP2006FNR2, ESP2008FNR2, ESP2010FNR2, ESP2012FNR2, ESP2014FNR2, ESP2015FNR2, ESP2206FNR2, ESP2208FNR2, ESP2210FNR2, ESP2212FNR2, ESP2214FNR2, ESP2215FNR2, ESP2406FNR2, ESP2408FNR2, ESP2410FNR2, ESP2412FNR2, ESP2414FNR2, ESP2415FNR2, ESP2806FNR2, ESP2808FNR2, ESP2810FNR2, ESP2812FNR2, ESP2814FNR2, ESP2815FNR2 | Klasa IIb | Stente metalike per hapjen e rrugeve esofagiale | Tjeter
15400 | Niti-S Esophageal Covered Stent,Both bare type | GREEMED | 2023-11-06T00:00:00.000+01:00 | TaeWoong Medical Co., Ltd. 14, Gojeong-ro, Wolgot-myeon, Gimpo-si, Gyeonggi-do, Korea | ES1006B, ES1008B, ES1010B, ES1012B, ES1014B, ES1015B, ES1206B, ES1208B, ES1210B, ES1212B, ES1214B, ES1215B, ES1406B, ES1408B, ES1410B, ES1412B, ES1414B, ES1415B, ES1606B, ES1608B, ES1610B, ES1612B, ES1614B, ES1615B, ES1806B, ES1808B, ES1810B, ES1812B, ESP1014B, ESP1015B, ESP1206B, ESP1208B, ESP1210B, ESP1212B, ESP1214B, ESP1215B, ESP1406B, ESP1408B, ESP1410B, ESP1412B, ESP1414B, ESP1415B, ESP1606B, ESP1608B, ESP1610B, ESP1612B, ESP1614B, ESP1615B, ESP1806B, ESP1808B, ESP1810B, ESP1812B, ESP1814B, ESP1815B, ESP2006B, ESP2008B, ESP2010B, ESP2012B, ESP2014B, ESP2015B, ESP2206B, ESP2208B, ESP2210B, ESP2212B, ESP2214B, ESP2215B, ESP2406B, ESP2408B, ESP2410B, ESP2412B, ESP2414B, ESP2415B, ESP2806B, ESP2808B, ESP2810B, ESP2812B, ESP2814B, ESP2815B, EST1806B, EST1808B, EST1810B, EST1812B, EST1814B, EST1815B, EST2006B, EST2008B, EST2010B, EST2012B, EST2014B, EST2015B, EST2206B, EST2208B, EST2210B, EST2212B, EST2214B, EST2215B, EST1806B-18, EST1808B-18, EST1810B-18, EST1812B-18, EST1814B-18, EST1815B-18, EST2006B-18, EST2008B-18, EST2010B-18, EST2012B-18, EST2014B-18, EST2015B-18, EST2206B-18, EST2208B-18, EST2210B-18, EST2212B-18, EST2214B-18, EST2215B-18, EST1806B-22, EST1808B-22, EST1810B-22, EST1812B-22, EST1814B-22, EST1815B-22, EST2006B-22, EST2008B-22, EST2010B-22, EST2012B-22, EST2014B-22, EST2015B-22, EST2206B-22, EST2208B-22, EST2210B-22, EST2212B-22, EST2214B-22, EST2215B-22, ES1814B, ES1815B, ES2006B, ES2008B, ES2010B, ES2012B, ES2014B, ES2015B, ES2206B, ES2208B, ES2210B, ES2212B, ES2214B, ES2215B, ES2406B, ES2408B, ES2410B, ES2412B, ES2414B, ES2415B, ES2806B, ES2808B, ES2810B, ES2812B, ES2814B, ES2815B, ESP1006B, ESP1008B, ESP1010B, ESP1012B | Klasa IIb | Stente metalike per hapjen e rrugeve esofagiale | Tjeter
15234 | EXAMINATION COUCH - chromed, black mattress | MONTAL | 2023-11-06T00:00:00.000+01:00 | GIMA S.p.A Via Marconi, 1, 20060 Gessate (MI)- Italy | 27401 | Klasa I | I përshtatshëm për kabinete mjekësore ose klinika të vogla. | Produkte per institucione te kujdesit shendetesor
15235 | GYNAECOLOGY BED - standard | MONTAL | 2023-11-06T00:00:00.000+01:00 | GIMA S.p.A Via Marconi, 1, 20060 Gessate (MI)- Italy | 27501 | Klasa I | Krevat gjinekologjik standard | Produkte per institucione te kujdesit shendetesor
15388 | Niti-S Esophageal Covered Stent,Double type, Niti-S Esophageal Covered Stent,Double type with two removal strings, Niti-S Esophageal Covered Stent,Anti reflux type, Niti-S Esophageal Covered Stent,Double anti reflux type | GREEMED | 2023-11-06T00:00:00.000+01:00 | TaeWoong Medical Co., Ltd. 14, Gojeong-ro, Wolgot-myeon, Gimpo-si, Gyeonggi-do, Korea | EA1212FD, EA1214FD, EA1215FD, EA1406FD, EA1408FD, EA1410FD, EA1412FD, EA1414FD, EA1415FD, EA1606FD, EA1608FD, EA1610FD, EA1612FD, EA1614FD, EA1615FD, EA1806FD, EA1808FD, EA1810FD, EA1812FD, EA1814FD, EA1815FD, EA2006FD, EA2008FD, EA2010FD, EA2012FD, EA2014FD, EA2015FD, EA2206FD, EA2208FD, EA2210FD, EA2212FD, EA2214FD, EA2215FD, EA2406FD, EA2408FD, EA2410FD, EA2412FD, EA2414FD, EA2415FD, EA2806FD, EA2808FD, EA2810FD, EA2812FD, EA2814FD, EA2815FD, ES1006FD, ES1008FD, ES1010FD, ES1012FD, ES1014FD, ES1015FD, ES1206FD, ES1208FD, ES1210FD, ES1212FD, ES1214FD, ES1215FD, ES1406FD, ES1408FD, ES1410FD, ES1412FD, ES1414FD, ES1415FD, ES1606FD, ES1608FD, ES1610FD, ES1612FD, ES1614FD, ES1615FD, ES1806FD, ES1808FD, ES1810FD, ES1812FD, ES1814FD, ES1815FD, ES2006FD, ES2008FD, ES2010FD, ES2012FD, ES2014FD, ES2015FD, ES2206FD, ES2208FD, ES2210FD, ES2212FD, ES2214FD, ES2215FD, ES2406FD, ES2408FD, ES2410FD, ES2412FD, ES2414FD, ES2415FD, ES2806FD, ES2808FD, ES2810FD, ES2812FD, ES2814FD, ES2816FD, ESP1006FD, ESP1008FD, ESP1010FD, ESP1012FD, ESP1014FD, ESP1015FD, ESP1206FD, ESP1208FD, ESP1210FD, ESP1212FD, ESP1214FD, ESP1215FD, ESP1406FD, ESP1408FD, ESP1410FD, ESP1412FD, ESP1414FD, ESP1415FD, ESP1606FD, ESP1608FD, ESP1610FD, ESP1612FD, ESP1614FD, ESP1615FD, ESP1806FD, ESP1808FD, ESP1810FD, ESP1812FD, ESP1814FD, ESP1815FD, ESP2006FD, ESP2008FD, ESP2010FD, ESP2012FD, ESP2014FD, ESP2015FD, ESP2206FD, ESP2208FD, ESP2210FD, ESP2212FD, ESP2214FD, ESP2215FD, ESP2406FD, ESP2408FD, ESP2410FD, ESP2412FD, ESP2414FD, ESP2415FD, ESP2806FD, ESP2808FD, ESP2810FD, ESP2812FD, ESP2814FD, ESP2815FD, ES1006FDR2, ES1008FDR2, ES1010FDR2, ES1012FDR2, ES1014FDR2, ES1015FDR2, ES1206FDR2, ES1208FDR2, ES1210FDR2, ES1212FDR2, ES1214FDR2, ES1215FDR2, ES1406FDR2, ES1408FDR2, ES1410FDR2, ES1412FDR2, ES1414FDR2, ES1415FDR2, ES1606FDR2, ES1608FDR2, ES1610FDR2, ES1612FDR2, ES1614FDR2, ES1615FDR2, ES1806FDR2, ES1808FDR2, ES1810FDR2, ES1812FDR2, ES1814FDR2, ES1815FDR2, ES2006FDR2, ES2008FDR2, ES2010FDR2, ES2012FDR2, ES2014FDR2, ES2015FDR2, ES2206FDR2, ES2208FDR2, ES2210FDR2, ES2212FDR2, ES2214FDR2, ES2215FDR2, ES2406FDR2, ES2408FDR2, ES2410FDR2, ES2412FDR2, ES2414FDR2, ES2415FDR2, ES2806FDR2, ES2808FDR2, ES2810FDR2, ES2812FDR2, ES2814FDR2, ES2815FDR2, ESP1006FDR2, ESP1008FDR2, ESP1010FDR2, ESP1012FDR2, ESP1014FDR2, ESP1015FDR2, ESP1206FDR2, ESP1208FDR2, ESP1210FDR2, ESP1212FDR2, ESP1214FDR2, ESP1215FDR2, ESP1406FDR2, ESP1408FDR2, ESP1410FDR2, ESP1412FDR2, ESP1414FDR2, ESP1415FDR2, ESP1606FDR2, ESP1608FDR2, ESP1610FDR2, ESP1612FDR2, ESP1614FDR2, ESP1615FDR2, ESP1806FDR2, ESP1808FDR2, ESP1810FDR2, ESP1812FDR2, ESP1814FDR2, ESP1815FDR2, ESP2006FDR2, ESP2008FDR2, ESP2010FDR2, ESP2012FDR2, ESP2014FDR2, ESP2015FDR2, ESP2206FDR2, ESP2208FDR2, ESP2210FDR2, ESP2212FDR2, ESP2214FDR2, ESP2215FDR2, ESP2406FDR2, ESP2408FDR2, ESP2410FDR2, ESP2412FDR2, ESP2414FDR2, ESP2415FDR2, ESP2806FDR2, ESP2808FDR2, ESP2810FDR2, ESP2812FDR2, ESP2814FDR2, ESP2815FDR2, EA1006F, EA1008F, EA1010F, EA1012F, EA1014F, EA1015F, EA1206F, EA1208F, EA1210F, EA1212F, EA1214F, EA1215F, EA1406F, EA1408F, EA1410F, EA1412F, EA1414F, EA1415F, EA1606F, EA1608F, EA1610F, EA1612F, EA1614F, EA1615F, EA1806F, EA1808F, EA1810F, EA1812F, EA1814F, EA1815F, EA2006F, EA2008F, EA2010F, EA2012F, EA2014F, EA2015F, EA2206F, EA2208F, EA2210F, EA2212F, EA2214F, EA2215F, EA2406F, EA2408F, EA2410F, EA2412F, EA2414F, EA2415F, EA2806F, EA2808F, EA2810F, EA2812F, EA2814F, EA2815F, EA1006FD, EA1008FD, EA1010FD, EA1012FD, EA1014FD, EA1015FD, EA1206FD, EA1208FD, EA1210FD | Klasa IIb | Stenta metalike per hapjen e rrugeve esofagiale | Tjeter
15236 | FOERSTER "SMALL RING" FORCEPS - 25 cm | MONTAL | 2023-11-06T00:00:00.000+01:00 | GIMA S.p.A Via Marconi, 1, 20060 Gessate (MI)- Italy | 26805 | Klasa I | Pincë kirurgjikale inoksidabel per mbajtjen e bandazheve te vogla | Instrumenta shumeperdorimeshe
15237 | IRIS SCISSORS DELICAT - 11 cm curved | MONTAL | 2023-11-06T00:00:00.000+01:00 | GIMA S.p.A Via Marconi, 1, 20060 Gessate (MI)- Italy | 26824 | Klasa I | Gërshërë kirurgjikale inoksidabel e kurbezuar | Instrumenta shumeperdorimeshe
15428 | Niti-S Esophageal Covered Stent,Beta II, Niti-S Esophageal Covered Stent,full covered type with both strings | GREEMED | 2023-11-06T00:00:00.000+01:00 | TaeWoong Medical Co., Ltd. 14, Gojeong-ro, Wolgot-myeon, Gimpo-si, Gyeonggi-do, Korea | EK1808FNT2, EK1810FNT2, EK1812FNT2, EK1814FNT2, EK1815FNT2, EK1816FNT2, EK1818FNT2, EK1820FNT2, EK2008FNT2, EK2010FNT2, EK2012FNT2, EK2014FNT2, EK2015FNT2, EK2016FNT2, EK2018FNT2, EK2020FNT2, EK2208FNT2, EK2210FNT2, EK2212FNT2, EK2214FNT2, EK2215FNT2, EK2216FNT2, EK2218FNT2, EK2220FNT2, EK2410FNT2, EK2412FNT2, EK2414FNT2, EK2415FNT2, EK2416FNT2, EK2418FNT2, EK2420FNT2, EK2610FNT2, EK2612FNT2, EK2614FNT2, EK2615FNT2, EK2616FNT2, EK2618FNT2, EK2620FNT2, EK2810FNT2, EK2812FNT2, EK2814FNT2, EK2815FNT2, EK2816FNT2, EK2818FNT2, EK2820FNT2, EK1806F, EK1808F, EK1810F, EK1812F, EK1814F, EK1815F, EK1818F, EK1820F, EK2006F, EK2008F, EK2010F, EK2012F, EK2014F, EK2015F, EK2018F, EK2020F, EK2206F, EK2208F, EK2210F, EK2212F, EK2214F, EK2215F, EK2218F, EK2406F, EK2408F, EK2410F, EK2412F, EK2414F, EK2415F, EK2806F, EK2808F, EK2810F, EK2812F, EK2814F, EK2815F | Klasa IIb | Stente metalike per hapjen e rrugeve esofageale | Tjeter
15224 | BOZEMAN FORCEPS - CURVED - 26 cm | MONTAL | 2023-11-06T00:00:00.000+01:00 | GIMA S.p.A Via Marconi, 1, 20060 Gessate (MI)- Italy | 26812 | Klasa I | Pincë gjinekologjike e kurbezuar | Instrumenta shumeperdorimeshe
15225 | SCHUMACHER BIOPSY FORCEPS 24 cm | MONTAL | 2023-11-06T00:00:00.000+01:00 | GIMA S.p.A Via Marconi, 1, 20060 Gessate (MI)- Italy | 26806 | Klasa I | Pincë gjinekologjike per biopsi | Instrumenta shumeperdorimeshe
15226 | SCISSORS STRAIGHT BLUNT/SHARP - 20 cm | MONTAL | 2023-11-06T00:00:00.000+01:00 | GIMA S.p.A Via Marconi, 1, 20060 Gessate (MI)- Italy | 26726 | Klasa I | Gërshërë kirurgjikale e drejtë me njërin teh të mprehtë dhe tjetrin të rumbullakuar | Instrumenta shumeperdorimeshe
15408 | Reveos Platelet Pooling Set 41940 | EUROMED | 2023-11-07T00:00:00.000+01:00 | Terumo BCT, Inc 10811 W. Collins Ave. Lakewood, CO 80215 USA | Reveos Platelet Pooling Set 41940 | Klasa IIa | Qese qe perdoren ne pajisjet e gjakur per reduktimin e leukociteve . | Tjeter
15429 | IntelliVue XDS Software, Data Management Systems | Health & Light | 2023-11-07T00:00:00.000+01:00 | Philips Medizin Systeme Boblingen GmbH Hewlett-Packard-Strasse 2 71034 Bobl in gen, Germany | 867019 | Klasa IIb | IntelliVue XDS Software, Aplikim softwerik per perdorim me Monitore pacienti ose Kompiuter grade mjekesore per monitorim ne distance, menaxhim raportesh etj | Tjeter
15389 | Calcium Hydroxide dental filling materials OPACAL,Calcium Hydroxide paste,3m lSyringe+10 applicator tips, OPACAL APPLICATOR TIPS ,accessory for Opacal, pouch of 10 applicator tips, CALCIUM HYDROXIDE,powder,box of 50g, MEDICANAL, Calcium Hydroxide paste, 3 ml Syringe + 10 applicator tips | MARLEN/E | 2023-11-08T00:00:00.000+01:00 | Produits Dentaires SA, Rue des Bosquets 18, 1800 Vevey, Switzerland | 11020, 11022, 11025, 11021 | Klasa IIa | Materiale mbushes te kanalit te dhembit me Hidroksid kalciumi . OPACAL-paste hidroksid kalciumi shiringe 3 ml + 10 maja aplikimi, Aksesore per OPACAL (qese me 10 maja aplikimi), Hidroksid kalciumi pluhur ( kuti 50 g), Paste Hidroksid kalciumi MEDICANAL shiringe 3ml + 10 maja aplikimi | Pajisje dentare
15430 | Disposable electrodes | MONTAL | 2023-11-06T00:00:00.000+01:00 | FIAB SpA, Via P. Costoli, 4, 50039 Vicchio (FI), Italia , SRN: IT-MF-000005988 | F7960W, F7961, F7961W, F7962, F7963, F7964W, F7965, F7965/PLUS, F7966W, F7967, F7967W, F7968W, F7969W, F7970, F7971, F7972, F7981, F7983W, F7986, F7986W, F7987W, F7988W, F7762, F7938W, F7950, F7950W, F7951, F7951/300, F7951W, F7952, F7952/200, F7952PW/MIN, F7952W, F7953, F7953W, F7954, F7954W, F7955, F7955W, F7956, F7956W, F7957W, F7958, F7958W, F7959, F7959W, F7650, F7651, F7652, F7655, F7661, F7750, F7750L, F7750W, F7751, F7751W, F7752, F7752W, F7753, F7753W, F7754, F7755, F7755W, F7756, F7759, F7760W, F7761 | Klasa IIb | Elektroda njeperdorimshe per defibrilim,kardioversion, stimulim kardiak, elektrokardiogram. | Pajisje nje perdorimeshe
15458 | Dental desobturating devices./ EUGENATE DESOBTURATOR, bottle of 15 ml, RESIN REMOVER, bottle of 15 ml | MARLEN/E | 2023-11-08T00:00:00.000+01:00 | Produits Dentaires SA, 18 Rue des Bosquets, 1800 Vevey, Switzerland | 11555, 11556 | Klasa IIa | Solucion per tretjen e gutaperkes si dhe mbeturinave kanalere- shishe 15 ml, Solucion qe heq rezinen shishe 15ml | Pajisje te implantueshme aktive
15409 | Niti-S Enteral Colonic Uncovered Stent,D type, Niti-S Enteral Colonic Uncovered Stent,Head type, Niti-S Enteral Colonic Uncovered Stent,S type | GREEMED | 2023-11-07T00:00:00.000+01:00 | TaeWoong Medical Co., Ltd. 14, Gojeong-ro, Wolgot-myeon, Gimpo-si, Gyeonggi-do, Korea | CDP2606, CDP2608, CDP2610, CDP2612, CDP2806, CDP2808, CDP2810, CDP2812, CDT1806, CDT1808, CDT1810, CDT1812, CDT1814, CDT1815, CDT2006, CDT2008, CDT2010, CDT2012, CDT2014, CDT2015, CDT2206, CDT2208, CDT2210, CDT2212, CDT2214, CDT2215, CDT2406, CDT2408, CDT2410, CDT2412, CDT2414, CDT2415, CDT2606, CDT2608, CDT2610, CDT2612, CDT2614, CDT2615, CDT2806, CDT2808, CDT2810, CDT2812, CDT2814, CDT2815, CDT1806-12, CDT1808-12, CDT1810-12, CDT1812-12, CDT1814-12, CDT1815-12, CDT2006-12, CDT2008-12, CDT2010-12, CDT2012-12, CDT2014-12, CDT2015-12, CDT2206-12, CDT2208-12, CDT2210-12, CDT2212-12, CDT2214-12, CDT2215-12, CDT2406-12, CDT2408-12, CDT2410-12, CDT2412-12, CDT2414-12, CDT2415-12, CDT2606-12, CDT2608-12, CDT2610-12, CDT2612-12, CDT2614-12, CDT2615-12, CDT2806-12, CDT2808-12, CDT2810-12, CDT2812-12, CDT2814-12, CDT2815-12, C1806, C1808, C1810, C1812, C1814, C1815, C1816, C2006, C2008, C2010, C2012, C2014, C2015, C2016, C2206, C2208, C2210, C2212, C2214, C2215, C2216, C2406, C2408, C2410, C2412, C2414, C2415, C2416, C2606, C2608, C2610, C2612, C2614, C2615, C2616, C2806, C2808, C2810, C2812, C2814, C2815, C2816, C1808T, C1810T, C1812T, C2008T, C2010T, C2012T, C2208T, C2210T, C2212T, C2408T, C2410T, C2412T, CT1806, CT1808, CT1810, CT1812, CT2006, CT2008, CT2010, CT2012, CD1806, CD1808, CD1810, CD1812, CD1814, CD1815, CD2006, CD2008, CD2010, CD2012, CD2014, CD2015, CD2206, CD2208, CD2210, CD2212, CD2214, CD2215, CD2406, CD2408, CD2410, CD2412, CD2414, CD2415, CD2606, CD2608, CD2610, CD2612, CD2614, CD2615, CD2806, CD2808, CD2810, CD2812, CD2814, CD2815, CD3006, CD3008, CD3010, CD3012, CD3014, CD3015, CDP1806, CDP1808, CDP1810, CDP1812, CDP2006, CDP2008, CDP2010, CDP2012, CDP2206, CDP2208, CDP2210, CDP2212, CDP2406, CDP2408, CDP2410, CDP2412 | Klasa IIb | Stente metalike per hapjen e kolonit | Tjeter
15459 | Non sterile endodontic cleaning and irrigation materials/EDTA 17% solution , bottle of 15ml, EDTA 17% solution , bottle of 100ml, Root Canal Enlarger EDTA 17% solution bottle of 100ml | MARLEN/E | 2023-11-08T00:00:00.000+01:00 | Produits Dentaires SA, 18 Rue de Bosquets, 1800 Vevey, Switzerland | 11565, 11569, 11568 | Klasa IIa | Materiale endodontike jo sterile pastrues dhe shplares te kanalit te dhembit/solucion EDTA 17^ shishe 15 ml, Solucion EDTA 17% shishe 100ml, Zgjerues kanali , Solucion EDTA 17% shishe 100ml | Pajisje dentare
15390 | Electrosurgical Accessories: Cables, Switches, Holsters, and Abrasive Cleaners/Valleylab™ Tip Cleaner | O.E.S DISTRIMED | 2023-11-07T00:00:00.000+01:00 | Covidien llc 15 Hampshire Street Mansfield, Massachusetts 02048 USA | E2401 | Is | Aksesor (pastrues) elektrokirurgjikal | Pajisje nje perdorimeshe
15431 | Attachments Linea Ancora for fixed and mobile dental protheses/ Patrice calcinabile - matrice inox attacco rigido Inclinazione 90°, Attachments Linea Ancora for fixed and mobile dental protheses/ Patrice calcinabile - matrice inox attacco rigido Inclinazione 105°, Attachments Linea Ancora for fixed and mobile dental protheses/ Patrice calcinabile - matrice inox ammortizzatore Inclinazione 90°, Attachments Linea Ancora for fixed and mobile dental protheses/ Patrice calcinabile - matrice inox ammortizzatore Inclinazione 105°, Attachments Linea Ancora for fixed and mobile dental protheses/ Patrice HSL ceramica - matrice inox attacco rigido Inclinazione 90°, Attachments Linea Ancora for fixed and mobile dental protheses/ Patrice HSL ceramica - matrice inox attacco rigido Inclinazione 105°, Attachments Linea Ancora for fixed and mobile dental protheses/ Patrice HSL ceramica ammortizzatore Inclinazione 90°, Attachments Linea Ancora for fixed and mobile dental protheses/ Patrice HSL ceramica ammortizzatore Inclinazione 105°, Attachments Linea Ancora for fixed and mobile dental protheses/ Matrice inox per attacco a 90° (confezione da 2 pezzi), Attachments Linea Ancora for fixed and mobile dental protheses/ Matrice inox per ammortizzatore a 105° (confezione da 2 pezzi), Attachments Linea Ancora for fixed and mobile dental protheses/ Patrice calcinabile per attacco (confezione da 2 pezzi), Attachments Linea Ancora for fixed and mobile dental protheses/ Patrice calcinabile per ammortizzatore (confezione da 2 pezzi), Attachments Linea Ancora for fixed and mobile dental protheses/ Patrice HSL (per ceramica ) per attacco (conf. da 2 pezzi), Attachments Linea Ancora for fixed and mobile dental protheses/ Patrice HSL (per ceramica) per ammortizzatore (conf. da 2 pz.), Attachments Linea Ancora for fixed and mobile dental protheses/ Confezione da 4 parti ricambio inox (4 molle,4 perni,4 copiglie ) | ÇENE | 2023-11-07T00:00:00.000+01:00 | NEW ANCORVIS SRL / VIA DELL'INDURSTRIA 15 - 40018 CALDERARA DI RENO - BO - ITALY | 3100, 3101, 3200, 3201, 11200, 11201, 22200, 22201, 11600, 11601, 31740, 32741, 11720, 22720, 12300 | Klasa IIa | Atacmente per proteza dentare fikse dhe te levizshme | Pajisje dentare
15410 | Gundry Silicone RCSP with Manual Inflate Cuff/ Gundry 13 Fr Retrograde Cannula -Manual Inflate-Silicone Body, Gundry Silicone RCSP with Manual Inflate Cuff/ Gundry 15 Fr Retrograde Cannula -Manual Inflate-Silicone Body, Gundry Silicone RCSP with Manual Inflate Cuff/ Gundry 10 Fr Retrograde Cannula -Manual Inflate-Silicone Body, DLP Silicone RCSP with Manual Inflate Cuff/DLP 10 Fr.Retrograde Cannula-Manual-Inflate-Silicone Body, DLP Silicone RCSP with Manual Inflate Cuff/DLP 6 Fr.Retrograde Cannula-Manual-Inflate-Silicone Body, DLP Silicone RCSP with Manual Inflate Cuff/DLP 15 Fr.Retrograde Cannula-Manual-Inflate-Silicone Body, DLP Silicone RCSP with Manual Inflate Cuff/DLP 13 Fr.Retrograde Cannula-Manual-Inflate-Silicone Body, DLP Silicone RCSP with Auto Inflate Cuff/DLP 15 Fr Retrograde Cannula-Auto-Inflate-Silicone Body, DLP PVC RCSP with Auto-Inflate Cuff/DLP 13 Fr Retrograde Cannula -Auto-Inflate-PVC Body, DLP PVC RCSP with Auto-Inflate Cuff/DLP 15 Fr Retrograde Cannula -Auto-Inflate-PVC Body, MiRSCP/MiRCSP 13 Fr Manual-Inflate Cannula with Silicone Body and Tip Defleting Introducer, MiRSCP/MiRCSP 13 Fr Auto-Inflate Cannula with PVC Body and Tip Defleting Introducer | O.E.S DISTRIMED | 2023-11-07T00:00:00.000+01:00 | Medtronic, Inc. 710 Medtronic Parkway Minneapolis MN 55432 USA | 94110, 94113T, 94115T, 94615, 94715, 94006, 94010, 94106, 94215T, 94515, 94525, 94625, 94665, 94725, 94725NPL, 94913, 94913L, 94915, 94965, 94975, 94315T, 94415T, 94735, 94745, 94985, 94995, 94523, 94533, 94535, 94535NPL, 94835, 94845, 94885, 94885K, 94895, 94935, 94945, 94113TDT, 94533TD, 94533TDT | Klasa IIa | Kanjula retrograde ,per perdorim ne kardiokirurgji | Pajisje nje perdorimeshe
15460 | Zinc Oxide basrd dental cements for endodontic and restorative applications / ROSEN ROOT-CANAL CEMENT,silver free15g powder+15ml liquid, ESSENSEAL,15g powder+10m lliquid+1spoon, ESSENSEAL,15g powder+10ml liquid+1spoon, "PRO-PUL-PAN",Zinc Oxide-Eugenol Cement, 30g powder+15ml liquid, white, EUGENOL,bottle of 15ml, EUGENOL,bottle of 30ml, EUGENOL,bottle of 100ml, ZINC OXIDE,(regular setting),box of 500g, ZINC OXIDE,(regular setting),box of 100g, ZINC OXIDE,(regular setting),box of 250g, ZINCOXIDE,(regularsetting),boxof1000g | MARLEN/E | 2023-11-08T00:00:00.000+01:00 | Produits Dentaires SA, 18 Rue de Bosquets, 1800 Vevey, Switzerland | 10245, 10246, 10246row, 10260, 11420, 11421, 11422, 11430, 11431, 11432, 11433 | Klasa IIa | Cemente dentare me baze oksid zinku aplikime endodontike dhe restorative / cement per kanalin e dhembit pa argjend 15g pluhur + 15 ml likid, Cement ESSENTIAL 15g pluhur +10ml likid +1 luge, Cement eugenol oksid zinku 30g pluhur +15ml likid, I bardhe, Eugenol shishe 15ml, Eugenol shishe 30ml, Oksid Zinku kuti 500g, Oksid Zinku kuti 100g, Oksid Zinku kuti 250g, Oksid Zinku kuti 1000g | Pajisje dentare
15411 | Basket Tip and Malleable Shaft/DLP 10 Fr Coronary Ostial Perfusion Cannula, Basket Tip and Hight Flow/DLP 10 Fr Coronary Ostial Perfusion Cannula, Basket Tip and Hight Flow/DLP 12 Fr Coronary Ostial Perfusion Cannula, Soft Tip and Malleable Shaft/DLP Coronary Ostial Perfusion Cannula, Soft Tip and Malleable Shaft/DLP 10 Fr Coronary Ostial Perfusion Cannula, Soft Bulb Tip/DLP 15 Fr Coronary Ostial Perfusion Cannula, Soft Bulb Tip/DLP 17 Fr Coronary Ostial Perfusion Cannula, Soft Bulb Tip/DLP 20 Fr Coronary Ostial Perfusion Cannula, Spherical Tip/DLP 12 Fr Coronary Ostial Perfusion Cannula | O.E.S DISTRIMED | 2023-11-07T00:00:00.000+01:00 | Medtronic, Inc. 710 Medtronic Parkway Minneapolis MN 55432 USA | 30010, 30110, 30212, 30050, 30155, 30255, 30315, 30317, 30320, 30011 | Klasa IIa | Kanjula koronare ostiale, per perdorim ne kardiokirurgji | Pajisje nje perdorimeshe
15432 | MENTOR® Smooth Tissue Expanders / Smooth Round Tissue Expander, MENTOR® Smooth Tissue Expanders / Smooth Rectangular Tissue Expander, MENTOR® Smooth Tissue Expanders / Smooth Crescent Tissue Expander , MENTOR® Smooth Tissue Expanders / Smooth Elliptical Tissue Expander | E v i t a | 2023-11-08T00:00:00.000+01:00 | Mentor 3041 Skyway Circle North Irving, TX 75038 United States of America | 350-4305M, 350-4307M, 350-4304M, 350-4308M, 350-4309M, 350-4301M, 350-4302M, 350-4303M, 350-4310M, 350-4311M, 350-4312M, 350-4313M, 350-4314M, 350-4315M, 350-4316M, 350-4317M, 350-5301M, 350-5302M, 350-5303M, 350-5304M, 350-5305M, 350-5306M | Klasa IIb | Zgjerues i indeve te buta i cili implantohet perkohesisht subkutan ose submuskular | Pajisje te implantueshme jo aktive
15257 | Uterine Sampling Devices / ENDOSAMPLER /ASPIRAITON KIT | Health & Light | 2023-11-07T00:00:00.000+01:00 | MedGyn International, Inc. 100 West Industrial Road, USA-60101 ADDISON (IL), USA | 022720, 022722 | Is | MedGyn Endosampler, Kit Aspirimi Endosampler, MedGyn Endosampler, Kit Aspirimi Endosampler II | Pajisje nje perdorimeshe
15461 | Drills and reamers, TAPERED REAMERS "DRILL-A-POST" RA, N° 1, rack of 6 pieces, TAPERED REAMERS "DRILL-A-POST" RA, N° 2, rack of 6 pieces, TAPERED REAMERS "DRILL-A-POST" RA, N° 3, rack of 6 pieces, TAPERED REAMERS "DRILL-A-POST" RA, N° 4, rack of 6 pieces, TAPERED REAMERS "DRILL-A-POST" RA, N° 5, rack of 6 pieces, TAPERED REAMERS "DRILL-A-POST" RA, N° 6, rack of 6 pieces, TAPERED REAMERS "DRILL-A-POST" RA, N° 1-6 asstd, rack of 6 pieces, TAPERED REAMERS "DRILL-A-POST" RA, N° 1, rack of 1 piece, TAPERED REAMERS "DRILL-A-POST" RA, N° 2, rack of 1 piece, TAPERED REAMERS "DRILL-A-POST" RA, N° 3, rack of 1 piece, TAPERED REAMERS "DRILL-A-POST" RA, N° 4, rack of 1 piece, TAPERED REAMERS "DRILL-A-POST" RA, N° 5, rack of 1 piece, TAPERED REAMERS "DRILL-A-POST" RA, N° 6, rack of 1 piece | MARLEN/E | 2023-11-08T00:00:00.000+01:00 | Produits Dentaires SA, 18 Rue de Bosquets, 1800 Vevey, Switzerland | 22501, 22502, 22503, 22504, 22505, 22506, 22507, 22511, 22512, 22513, 22514, 22515, 22516 | Klasa IIa | Instrumente per zgjerimin e kanalit | Pajisje dentare
15401 | Harmonize D3 Enamel Syringe Refill, Harmonize D4 Enamel Syringe Refill, Harmonize XL Enamel Syringe Refill, Harmonize Translucent Blue Incisal Syringe Refill, Harmonize Translucent SuperClear Incisal Syringe Refill, Harmonize A1 Dentine Unidose Refill, Harmonize A2 Dentine Unidose Refill, Harmonize A3 Dentine Unidose Refill, Harmonize A3.5 Dentine Unidose Refill, Harmonize A4 Dentine Unidose Refill, Harmonize B3 Dentine Unidose Refill, Point 4, Point 4 Refill Opaque SyringeA2, Point 4 Refill Opaque Syringe A3, Point 4 Refill Opaque SyringeA3.5, Point 4 Refill Opaque SyringeA4, Point 4 Refill Opaque SyringeBl, Point4RefillOpaqueSyirngeB2, Point 4 Refill Opaque SyringeC2, Point 4 Refill Opaque SyringeD2, Point 4 Refill Opaque UnidoseA2, Point 4 Refill Opaque UnidoseA3, Point 4 Refill Opaque UnidoseA3.5, Point 4 Refill Opaque UnidoseA4, Point 4 Refill Opaque Unidose81, Point 4 Refill Opaque Unidose82, Point 4 Refill Opaque UnidoseC2, Point 4 Refill Opaque UnidoseD2, Point 4 Syringe Kit, Point 4 Refill SyringeAl, Point 4 Refill SyringeA2, Point 4 Refill SyringeA3, Point 4 Refill Syringe A3.5, Point 4 Refill SyringeA4, Point 4 Refill Syringe81, Point 4 Refill SyringeB2, Point 4 Refill Syringe83, Point 4 Refill SyringeB4, Point 4 Refill SyringeCl, Point 4 Refill SyringeC2, Point 4 Refill SyringeC3, Point 4 Refill SyringeC4, Point 4 Refill SyringeD2, Point 4 Refill SyringeD3, Point 4 Refill SyringeD4, Point 4 Refill Syringe Xll, Point 4 Refill SyringeXL2, Point 4 Refill SyringeXL3, Point 4 Refill Syringe T1, Point 4 Refill Syringe T2, Point 4 Refill SyringeT3, Point 4 Refill Unidose Al, Point 4 Refill Unidose A2, Point4RefillUnidose A3, Point4RefillUnidoseA3.S, Point4RefillUnidoseA4, Point4RefillUnidose81, Point4RefillUnidose82, Point4RefillUnidoseB3, Point4RefillUnidoseB4, Point4RefillUnidoseCl, Point4RefillUnidose C2, Point4RefillUnidose C3, Point4RefillUnidoseC4, Point4RefillUnidose02, Point4RefillUnidoseD3, Point4RefillUnidose04, Point4RefillUnidoseXll, Point4RefillUnidoseXL2, Point4RefillUnidoseXL3, Point4RefillUnidoseTl, Point4RefillUnidoseT2, Point4RefillUnidoseT3, Point4RefillSyringeAlTK{100pack), Point4Refill SyringeA2TK(100pack), Point4RefillSyringeA3TK(100pack), Point4RefillSyringeA3.5TK(100pack), Point4RefillSyringeBlTK(100pack), Point4RefillSyringeAlTK, Point4RefillSyringeA2TK, Point4Refill SyringeA3TK, Point4RefillSyringeA3.5TK, Point4RefillSyringeBlTK, Point 4 Mini Kit (Body Shades,3g each:1 x A2, A3;Opaque shades:1 x A2; 1Optibond Solo Plus Bottle 3ml;1 syringe 3g Gel Etchant), Point 4 Mini Kit (Body Shades,3g each:1 x A2, A3;Opaque shades:1 x A3; 1Optibond Solo Plus Bottle 3ml;1 syringe 3g Gel Etchant), Point 4 Mini Kit (Body Shades,3g each:1 x A2, A3, A3.5 Optibond Solo Plus Bottle 3ml;1 syringe 3g Gel Etchant), Point 4 Mini Kit (Body Shades,3g each:2 x A1, A2, A3, 1 x A3. B2 D3;Opaque shades:2 x A2, A3, 1 x A3.5; 1Optibond Solo Plus Bottle 5ml;1 syringe 3g Gel Etchant), OptiBond eXTRa Universa, OptiBond eXTRa Universal Bottle Kit, OptiBond eXTRa Universal Unidose Kit, OptiBond eXTRa Universal Bottle Primer Refill, OptiBond eXTRa Universal Bottle Adhesive Refill, OptiBond eXTRa Universal Unidose Sample, OptiBond eXTRa Universal Bottle Kit Sample, OptiBond eXTRa Universal Marketing Study Sample, Maxcem Elite 2.01, Maxcem Elite Standard Kit, Maxcem Elite Value Kit, Maxcem Elite Mini Kit, Maxcem Elite Refill Clear, Maxcem Elite Refill White, Maxcem Elite Refill White Opaque, Maxcem Elite Refill Yellow, Maxcem Elite EU Sample, Herculite XRV Ultra Flow, Refill - Herculite XRV Ultra Flow (A1), Refill - Herculite XRV Ultra Flow (A2), Refill - Herculite XRV Ultra Flow (A3), Refill - Herculite XRV Ultra Flow (A3.5), Refill - Herculite XRV Ultra Flow (A4), Refill - Herculite XRV Ultra Flow (B1), Refill - Herculite XRV Ultra Flow (B2), Refill - Herculite XRV Ultra Flow (C2), Refill - Herculite XRV Ultra Flow (D2), Refill - Herculite XRV Ultra Flow (XL1), Refill - Herculite XRV Ultra Flow (XL2), Refill - Herculite XRV Ultra Flow (Universal Opaque), Sample - Herculite XRV Ultra Flow (A2), Sample - Herculite XRV Ultra Flow (A3), Maxcem Elite Chroma, Maxcem Elite Chroma - Standard Kit (EU), Maxcem Elite Chroma - Refill, clear (EU), Maxcem Elite Chroma - Refill, white (EU), Maxcem Elite Chroma - Refill, yellow (EU), Maxcem Elite Chroma Sample, Harmonize/SimpliShade/OptiShade , Harmonize A2 Dentine Syringe Refill, Harmonize A3 Dentine Syringe Refill, Harmonize A4 Dentine Syringe Refill, Harmonize A2 Enamel Syringe Refill, Harmonize A3 Enamel Syringe Refill, Harmonize Translucent Amber Incisal Syringe Refill, Harmonize Translucent Clear Incisal Syringe Refill, Harmonize Translucent Grey Incisal Syringe Refill, Harmonize A1 Dentine Syringe Refill, Harmonize A3.5 Dentine Syringe Refill, Harmonize B3 Dentine Syringe Refill, Harmonize C4 Dentine Syringe Refill, Harmonize XL2 Dentine Syringe Refill, Harmonize A1 Enamel Syringe Refill, Harmonize A3.5 Enamel Syringe Refill, Harmonize A4 Enamel Syringe Refill, Harmonize B1 Enamel Syringe Refill, Harmonize B2 Enamel Syringe Refill, Harmonize B3 Enamel Syringe Refill, Harmonize B4 Enamel Syringe Refill, Harmonize C1 Enamel Syringe Refill, Harmonize C2 Enamel Syringe Refill, Harmonize C3 Enamel Syringe Refill, Harmonize C4 Enamel Syringe Refill, Harmonize D2 Enamel Syringe Refill, Sealapex, Sealapex Bulk Pack, Sealapex Xpress, Harmonize C4 Dentine Unidose Refill, Harmonize XL2 Dentine Unidose Refill, Harmonize A1 Enamel Unidose Refill, Harmonize A2 Enamel Unidose Refill, Harmonize A3 Enamel Unidose Refill, Harmonize A3.5 Enamel Unidose Refill, Harmonize A4 Enamel Unidose Refill, Harmonize B1 Enamel Unidose Refill, Harmonize B2 Enamel Unidose Refill, Harmonize B3 Enamel Unidose Refill, Harmonize B4 Enamel Unidose Refill, Harmonize C1 Enamel Unidose Refill, Harmonize C2 Enamel Unidose Refill, Harmonize C3 Enamel Unidose Refill, Harmonize C4 Enamel Unidose Refill, Harmonize D2 Enamel Unidose Refill, Harmonize D3 Enamel Unidose Refill, Harmonize D4 Enamel Unidose Refill, Harmonize XL Enamel Unidose Refill, Harmonize Translucent Amber Incisal Unidose Refill, Harmonize Translucent Blue Incisal Unidose Refill, Harmonize Translucent Clear Incisal Unidose Refill, Harmonize Translucent Grey Incisal Unidose Refill, Harmonize Sample Syringe Pack, Harmonize Sample Unidose Pack A2E and A3E, Harmonize Intro Kit Syringe, Harmonize Intro Kit Unidose, Harmonize Advanced Kit Syringe, OptiBond Universal, OptiBond Universal Bottle Kit, OptiBond Universal Universdal Unidose Kit, OptiBond Universal Bottle Refill, OptiBond Universal Sample Kit, Life, Life Regular Set, Life Reqular Set Export Standard Packaqe, Life Regular Set Standard Package, Life Regular Set Bulk Package, Life Fast Set Standard Package, Life Fast Set Bulk Package, Life Regular Set Standard Package, Export, Premise Flowable, Premise Flowable Assorted Kit, PremIse Flowable 4 PK Syringes, A1, Premise Flowable 4 PK Syirnges, A2, Premise Flowable 4 PK Syirnges, A3, Premise Flowable 4 PK Syirnges, A3.5, Premise Flowable 4 PK Syirnges, B1, Premise Flowable 4 PK Syirnges, B2, Premise Flowable 4 PK Syirnges, C2, Premise Flowable 4 PK Syirnges, Universal Opaque, Premise Flowable 4 PK Syirnges, XL1, Premise Flowable 4 PK Syirnges, XL2, Premise Flowable Syringe, A1, Premise Flowable Syringe, A2, Premise Flowable Syringe, A3, Premise Flowable Syringe, A3.5, Premise Flowable Syringe, B1, Premise Flowable Syringe, B2, Premise Flowable Syringe, C2, Premise Flowable Syringe, Universal Opaque, Premise Flowable Syringe, XL1, Premise Flowable Syringe, XL2, NX3, NX3 Automix Dual-Cure Syringe Clear, NX3 Automix Dual-Cure Syringe White, NX3 Automix Dual-Cure Syringe Yellow, NX3 Automix Dual-Cure Syringe Bleach, NX3 Automix Dual-Cure Syringe Opaque, NX3 LIGHT-CURE REFILL CLEAR, NX3 LIGHT-CURE REFILL WHITE, NX3 LIGHT-CURE REFILL YELLOW, NX3 LIGHT-CURE REFILL BLEACH, NX3 LIGHT-CURE REFILL WHITE Opaque, Temp-Bond, Temp-Bond Standard Package, Temp-Bond, Export Standard Package, Temp-Bond Unidose, Temp-Bond Original, Temp-Bond Original Automix Syringe, Temp-Bond with Modifier, Temp-Bond Base Only Refill Pack, Temp-Bond Accelerator Only Refill Pack, Temp-Bond Modifier Only Refill Pack, Temp-Bond Standard Export, Temp-Bond Standard Pack, Temp-Bond ME, Revolution Formula 2, Revolution Formula 2 4-Pack Syringe Kit - A1, Revolution Formula 2 4-Pack Syringe Kit - A2, Revolution Formula 2 4-Pack Syringe Kit - A3, Revolution Formula 2 4-Pack Syringe Kit - A3.5, Revolution Formula 2 4-Pack Syringe Kit - A4, Revolution Formula 2 4-Pack Syringe Kit - B1, Revolution Formula 2 4-Pack Syringe Kit - B2, Revolution Formula 2 4-Pack Syringe Kit - B3, Revolution Formula 2 4-Pack Syringe Kit - B4, Revolution Formula 2 4-Pack Syringe Kit - C1, Revolution Formula 2 4-Pack Syringe Kit - C2, Revolution Formula 2 4-Pack Syringe Kit - C3, Revolution Formula 2 4-Pack Syringe Kit - C4, Revolution Formula 2 4-Pack Syringe Kit - D2, Revolution Formula 2 4-Pack Syringe Kit - D3, Revolution Formula 2 4-Pack Syringe Kit - D4, Revolution Formula 2 4-Pack Syringe Kit - XL, Revolution Formula 2 4-Pack Syringe Kit - G2, Revolution Formula 2 4-Pack Syringe Kit - Light Incisal, Revolution Formula 2 4-Pack Syringe Kit - Universal Oapque, Revolution Formula 2 4-Pack Syringe Kit - White Opaque, Revolution Formula 2 Kit (A2, B3, C3, Universal Opaque), Revolution Formula 2 Kit (2x Light Incisal, G2, White Opaque), Temp-Bond NE, Temp-Bond NE Automix Syringe, Temp-Bond NE Export, Temp-Bond NE Tubes, Temp-Bond NE Standard Package, Temp-Bond NE Export Standard Package, Temp-Bond NE Unidose, Temp-Bond NE Syringe, SonicFill 3, SonicFill 3 Unidose Refill A1, SonicFill 3 Unidose Refill A2, SonicFill 3 Unidose Refill A3, SonicFill 3 Unidose Refill B1, Silane Primer, Kerr Silane Primer (5ml bottle), Kerr Silane Primer (10ml bottle), Endodontic Root Canala Sealer\ Pulp Canal Sealer and Pulp Canal Sealer EWT, Pulp Canal Sealer, Standard Package, Pulp Canal Sealer, Bulk Powder Refill, Pulp Canal Sealer, Bulk Liquid Refill, Pulp Canal Sealer EWT, Standard Package, Pulp Canal Sealer EWT, Bulk Powder Refill, Endodontic Root Canal Sealers - Tubli-Seal, Tubli-Seal EWT, Tubli-Seal Xpress & Tubli-Seal EWT Xpress, Tubli-Seal Standard Package, Tubli-Seal Bulk Package, Tubli-Seal EWT Standard Package, Tubli-Seal Xpress, Tubli-Seal EWT Xpress, Endodontic Root Canal Sealers - Sealapex & Sealapex Xpress | Dorina Mele CO | 2023-11-07T00:00:00.000+01:00 | Kerr Corporation, also trading as Pentron Clinical, 1717 West Collins Avenue Orange, CA 92867 USA | 36565, 36566, 36567, 36568, 36539, 36571, 36572, 36573, 36574, 36575, 36576, 31360, 31361, 31362, 31363, 31364, 31365, 31366, 31367, 31368, 31369, 31370, 31371, 31372, 31373, 31374, 31375, 29687, 29876, 29877, 29878, 29879, 29880, 29881, 29882, 29883, 29884, 29885, 29886, 29887, 29888, 29889, 29890, 29891, 29892, 29893, 29894, 29895, 29896, 29897, 29898, 29899, 29900, 29901, 29902, 29903, 29904, 29905, 29906, 29907, 29908, 29909, 29910, 29911, 29912, 29913, 29914, 29915, 29916, 29917, 29918, 29919, 45238TK, 45239TK, 45240TK, 45241TK, 45242TK, 29876TK, 29877TK, 29878TK, 29879TK, 29881TK, 62842, 62843, 62844, 62860, 36658, 36659, 36660, 36661, 36662, 36663, 36663M, N\A, 34055, 34056, 34057, 34058, 34059, 34060, 34061, 36040, 35407, 35408, 35409, 35410, 35411, 35412, 35413, 35414, 35415, 35416, 35417, 35418, 35404, 36174, 36371, 36372, 36373, 36374, 36378, 36536, 36546, 36548, 36537, 36553, 36538, 36569, 36570, 36545, 36547, 36549, 36550, 36551, 36552, 36554, 36555, 36556, 36557, 36558, 36559, 36560, 36561, 36562, 36563, 36564, 18432, 18598, 33639, 36577, 36578, 36579, 36542, 36581, 36582, 36583, 36584, 36585, 36586, 36587, 36588, 36589, 36590, 36591, 36592, 36593, 36594, 36595, 36543, 36597, 36598, 36599, 36638, 36653, 36633, 36634, 36635, 36517, 36518, 36519, 36641, 14500, 29674, 61769, 60927, 60997, 60998, 60769, 33371, 33372, 33373, 33374, 33375, 33376, 33385, 33377, 33378, 33379, 33380, 33721, 33722, 33723, 33724, 33725, 33726, 33727, 33728, 33729, 33730, 33643, 33644, 33645, 33646, 33647, 33648, 33649, 33650, 33651, 33652, 370, 29675, 31377, 33215, 33684, 60058, 60254, 60255, 61081, 61086, 61087, 35955, 29493, 29494, 29495, 29496, 29497, 29498, 29499, 29500, 29501, 29502, 29503, 29504, 29505, 29506, 29507, 29508, 29509, 29510, 29511, 29512, 29513, 29514, 29515, 33685, 61085, 60256, 21370, 29676, 31973, 33217, 36711, 36712, 36713, 36714, 23448, 800-507, 24875, 24874, 24873, 24746, 24745, 340, 1081, 25903, 33640, 33641 | Klasa IIa | Pajisje dentare te ndryshme, kompzit, flow, acid,bond etj | Pajisje dentare
15238 | Hedstrom, 30mm Size 35, 6-Pack, Hedstrom, 30mm Size 40, 6-Pack, Hedstrom, 30mm Size 45, 6-Pack, Hedstrom, 30mm Size 50, 6-Pack, Hedstrom, 30mm Size 55, 6-Pack, Hedstrom, 30mm Size 60, 6-Pack, Hedstrom, 30mm Size 70, 6-Pack, Hedstrom, 21mm Asst 15/40, 6-Pack, Hedstrom, 21mm Asst 45/80, 6-Pack, Hedstrom, 25mm Asst 15/40, 6-Pack, Hedstrom, 25mm Asst 45/80, 6-Pack, Hedstrom, 30mm Asst 15/40, 6-Pack, Hedstrom, 30mm Asst 45/80, 6-Pack, Hedstrom, 21mm Size 80, 6-Pack, Hedstrom, 25mm Size 80, 6-Pack, Hedstrom, 30mm Size 80, 6-Pack, K-File, 21mm Size 08, 6-Pack, K-File, 21mm Size 10, 6-Pack, K-File, 21mm Size 15, 6-Pack, K-File, 21mm Size 20, 6-Pack, K-File, 21mm Size 25, 6-Pack, K-File, 21mm Size 30, 6-Pack, K-File, 21mm Size 35, 6-Pack, K-File, 21mm Size 40, 6-Pack, K-File, 21mm Size 45, 6-Pack, K-File, 21mm Size 50, 6-Pack, K-File, 21mm Size 55, 6-Pack, K-File, 21mm Size 60, 6-Pack, K-File, 21mm Size 70, 6-Pack, K-File, 21mm Size 80, 6-Pack, K-File, 21mm Asst. 45-70 PK-6, K-File, 21mm Asst 15/40, 6-Pack, K-File, 21mm Asst 45/80, 6-Pack, K-File, 25mm Size 08, 6-Pack, K-File, 25mm Size 10, 6-Pack, K-File, 25mm Size 15, 6-Pack, K-File, 25mm Size 20, 6-Pack, K-File, 25mm Size 25, 6-Pack, K-File, 25mm Size 30, 6-Pack, K-File, 25mm Size 35, 6-Pack, K-File, 25mm Size 40, 6-Pack, K-File, 25mm Size 45, 6-Pack, K-File, 25mm Size 50, 6-Pack, K-File, 25mm Size 55, 6-Pack, K-File, 25mm Size 60, 6-Pack, K-File, 25mm Size 70, 6-Pack, K-File, 25mm Size 80, 6-Pack, K-File, 25mm Asst 15/40, 6-Pack, K-File, 25mm Asst 45/80, 6-Pack, K-File, 30mm Size 08, 6-Pack, K-File, 30mm Size 10, 6-Pack, K-File, 30mm Size 15, 6-Pack, K-File, 30mm Size 20, 6-Pack, K-File, 30mm Size 25, 6-Pack, K-File, 30mm Size 30, 6-Pack, K-File, 30mm Size 35, 6-Pack, K-File, 30mm Size 40, 6-Pack, K-File, 30mm Size 45, 6-Pack, K-File, 30mm Size 50, 6-Pack, K-File, 30mm Size 55, 6-Pack, K-File, 30mm Size 60, 6-Pack, K-File, 30mm Size 70, 6-Pack, K-File, 30mm Size 80, 6-Pack, K-File, 30mm Asst 15/40, 6-Pack, K-File, 30mm Asst 45/80, 6-Pack, K-File, 21mm Size 06, 6-Pack, K-File, 25mm Size 06, 6-Pack, K-File, 30mm Size 06, 6-Pack, K-Flex File, 21mm Size 20, 6-Pack, K-Flex File, 21mm Size 25, 6-Pack, K-Flex File, 21mm Size 30, 6-Pack, K-Flex File, 21mm Size 35, 6-Pack, K-Flex File, 21mm Size 40, 6-Pack, K-Flex File, 21mm Size 45, 6-Pack, K-Flex File, 21mm Size 50, 6-Pack, K-Flex File, 21mm Size 55, 6-Pack, K-Flex File, 21mm Size 60, 6-Pack, K-Flex File, 25mm Size 08, 6-Pack, K-Flex File, 25mm Size 10, 6-Pack, K-Flex File, 25mm Size 15, 6-Pack, K-Flex File, 25mm Size 20, 6-Pack, Reamer, 21 mm Asst 15/40, 6-Pack, Reamer, 25 mm Asst 15/40, 6-Pack, Reamer, 21 mm Size 50, 6-pack, Reamer, 21 mm Size 55, 6-pack, Reamer, 21 mm Size 60, 6-pack, Reamer, 21 mm Size 70, 6-pack, Reamer, 21 mm Asst 45/70, 6-pack, Reamer, 25 mm Size 50, 6-pack, Reamer, 25 mm Size 55, 6-pack, Reamer, 25 mm Size 60, 6-pack, Reamer, 25 mm Size 70, 6-pack, Reamer, 25 mm Size 80, 6-pack, Reamer, 30 mm Size 10, 6-pack, Reamer, 30 mm Size 15, 6-pack, Reamer, 30 mm Size 20, 6-pack, Reamer, 30 mm Size 25, 6-pack, Reamer, 30 mm Size 30, 6-pack, Reamer, 30 mm Size 35, 6-pack, Reamer, 30 mm Asst 15/40, 6-pack, Reamer, 30 mm Size 40, 6-pack, Reamer, 30 mm Size 45, 6-pack, Reamer, 30 mm Size 50, 6-pack, Reamer, 30 mm Size 55, 6-pack, Reamer, 30 mm Size 60, 6-pack, Reamer, 30 mm Size 70, 6-pack, Reamer, 30 mm Asst 45/80, 6-pack, Reamer, 30 mm Size 80, 6-pack, Reamer, 30 mm Size 08, 6-pack, Reamer, 21 mm Size 06, 6-pack, Reamer, 25 mm Size 06, 6-pack, Reamer, 30 mm Size 06, 6-pack, K-Flex File, 25mm Size 25, 6-Pack, K-Flex File, 25mm Size 30, 6-Pack, K-Flex File, 25mm Size 35, 6-Pack, K-Flex File, 25mm Size 40, 6-Pack, K-Flex File, 25mm Size 45, 6-Pack, K-Flex File, 25mm Size 50, 6-Pack, K-Flex File, 25mm Size 55, 6-Pack, K-Flex File, 25mm Size 60, 6-Pack, K-Flex File, 25mm Size 70, 6-Pack, K-Flex File, 25mm Size 80, 6-Pack, K-Flex File, 30mm Size 08, 6-Pack, K-Flex File, 30mm Size 10, 6-Pack, K-Flex File, 30mm Size 15, 6-Pack, K-Flex File, 30mm Size 20, 6-Pack, K-Flex File, 30mm Size 25, 6-Pack, K-Flex File, 30mm Size 30, 6-Pack, K-Flex File, 30mm Size 35, 6-Pack, K-Flex File, 30mm Size 40, 6-Pack, K-Flex File, 30mm Size 45, 6-Pack, K-Flex File, 30mm Size 50, 6-Pack, K-Flex File, 30mm Size 55, 6-Pack, K-Flex File, 30mm Size 60, 6-Pack, K-Flex File, 30mm Size 70, 6-Pack, K-Flex File, 30mm Size 80, 6-Pack, K-Flex File, 21mm Size 06, 6-Pack, K-FLEX NO. 25 21MM, K-FLEX FILES 21MM SZ 15-40 ASST. PK/6, K-FLEX FILES 21MM SZ 45-60 ASST. PK/6, K-Flex File, 25mm Size 06, 6-Pack, K-FLEX FILES 25MM SZ 15-40 ASST. PK/6, K-FLEX FILES 25MM SZ 45-80 ASST. PK/6, K-FLEX FILES 30MM SZ 15-40 ASST. PK/6, K-FLEXFILES30MMSZ45-80ASST.PK/6, K-Flex File, 30mm Size 06, 6-Pack, K-Flex File, 21mm Asst 15/40, 6-Pack, K-Flex File, 25mmAsst 15/40, 6-Pack, K-Flex File, 25mmAsst 45/80, 6-Pack, K-Flex File, 30mmAsst 15/40, 6-Pack, K-Flex File, 30mmAsst 45/80, 6-Pack, K-Flex File, 21mm Size08, 6-Pack, K-Flex File, 21mm Size10, 6-Pack, K-Flex File, 21mm Size15, 6-Pack, Triple-Flex File, 21 mm Size 08, 6-pack, Triple-Flex File, 21 mm Size 10, 6-pack, Triple-Flex File, 21 mm Size 15, 6-pack, Triple-Flex File, 21 mm Size 20, 6-pack, Triple-Flex File, 21 mm Size 25, 6-pack, Triple-Flex File, 21 mm Size 30, 6-pack, Triple-Flex File, 21 mm Size 35, 6-pack, Triple-Flex File, 21 mm Size 40, 6-pack, Triple-Flex File, 21 mm Size 45, 6-pack, Triple-Flex File, 21 mm Size 50, 6-pack, Triple-Flex File, 21 mm Size 55, 6-pack, Triple-Flex File, 21 mm Size 60, 6-pack, Triple-Flex File, 21 mm Size 70, 6-pack, Triple-Flex File, 21 mm Size 80, 6-pack, Triple-Flex File, 25 mm Size 08, 6-pack, Triple-Flex File, 25 mm Size 10, 6-pack, Triple-Flex File, 25 mm Size 15, 6-pack, Triple-Flex File, 25 mm Size 20, 6-pack, Triple-Flex File, 25 mm Size 25, 6-pack, Triple-Flex File, 25 mm Size 30, 6-pack, Triple-Flex File, 25 mm Size 35, 6-pack, Triple-Flex File, 25 mm Size 40, 6-pack, Triple-Flex File, 25 mm Size 45, 6-pack, Triple-Flex File, 25 mm Size 50, 6-pack, Triple-Flex File, 25 mm Size 55, 6-pack, Triple-Flex File, 25 mm Size 60, 6-pack, Triple-Flex File, 25 mm Size 70, 6-pack, Triple-Flex File, 25 mm Size 80, 6-pack, Triple-Flex File, 30 mm Size 08, 6-pack, Triple-Flex File, 30 mm Size 10, 6-pack, Triple-Flex File, 30 mm Size 15, 6-pack, Triple-Flex File, 30 mm Size 20, 6-pack, Triple-Flex File, 30 mm Size 25, 6-pack, Triple-Flex File, 30 mm Size 30, 6-pack, Triple-Flex File, 30 mm Size 35, 6-pack, Triple-Flex File, 30 mm Size 40, 6-pack, Triple-Flex File, 30 mm Size 45, 6-pack, Triple-Flex File, 30 mm Size 50, 6-pack, Triple-Flex File, 30 mm Size 55, 6-pack, Triple-Flex File, 30 mm Size 60, 6-pack, Triple-Flex File, 30 mm Size 70, 6-pack, Triple-Flex File, 30 mm Size 80, 6-pack, Triple-Flex File, 21 mm Asst 15/40, 6-pack, Triple-Flex File, 25 mm Asst 15/40, 6-pack, Triple-Flex File, 30 mm Asst 15/40, 6-pack, Triple-Flex File, 21 mm Asst 45/80, 6-pack, Triple-Flex File, 25 mm Asst 45/80, 6-pack, Triple-Flex File, 30 mm Asst 45/80, 6-pack, Reamer, 21 mm Size 08, 6-pack, Reamer, 21 mm Size 10, 6-pack, Reamer, 21 mm Size 15, 6-pack, Reamer, 21 mm Size 20, 6-pack, Reamer, 21 mm Size 25, 6-pack, Reamer, 21 mm Size 30, 6-pack, Reamer, 21 mm Size 35, 6-pack, Reamer, 21 mm Size 40, 6-pack, Reamer, 21 mm Size 45, 6-pack, Reamer, 25 mm Size 08, 6-pack, Reamer, 25 mm Size 10, 6-pack, Reamer, 25 mm Size 15, 6-pack, Reamer, 25 mm Size 20, 6-pack, Reamer, 25 mm Size 25, 6-pack, Reamer, 25 mm Size 30, 6-pack, Reamer, 25 mm Size 35, 6-pack, Reamer, 25 mm Size 40, 6-pack, Reamer, 25 mm Size 45, 6-pack, Endodontic Hand Files/Endo-007, Hedstrom, 21mm Size 15, 6-Pack, Hedstrom, 21mm Size 20, 6-Pack, Hedstrom, 21mm Size 25, 6-Pack, Hedstrom, 21mm Size 30, 6-Pack, Hedstrom, 21mm Size 35, 6-Pack, Hedstrom, 21mm Size 40, 6-Pack, Hedstrom, 21mm Size 45, 6-Pack, Hedstrom, 21mm Size 50, 6-Pack, Hedstrom, 21mm Size 55, 6-Pack, Hedstrom, 21mm Size 60, 6-Pack, Hedstrom, 21mm Size 70, 6-Pack, Hedstrom, 25mm Size 15, 6-Pack, Hedstrom, 25mm Size 20, 6-Pack, Hedstrom, 25mm Size 25, 6-Pack, Hedstrom, 25mm Size 30, 6-Pack, Hedstrom, 25mm Size 35, 6-Pack, Hedstrom, 25mm Size 40, 6-Pack, Hedstrom, 25mm Size 45, 6-Pack, Hedstrom, 25mm Size 50, 6-Pack, Hedstrom, 25mm Size 55, 6-Pack, Hedstrom, 25mm Size 60, 6-Pack, Hedstrom, 25mm Size 70, 6-Pack, Hedstrom, 30mm Size 15, 6-Pack, Hedstrom, 30mm Size 20, 6-Pack, Hedstrom, 30mm Size 25, 6-Pack, Hedstrom, 30mm Size 30, 6-Pack | Dorina Mele CO | 2023-11-07T00:00:00.000+01:00 | Kerr Corporation, also trading as Pentron Clinical, 1717 West Collins Avenue Orange, CA 92867 USA | 12826, 12829, 12832, 12835, 12838, 12841, 13278, 12809, 12810, 11359, 11360, 13291, 13292, 61684, 61702, 61720, 14127, 6003, 6004, 6005, 6014, 6015, 6016, 6019, 6020, 6021, 6022, 6023, 6024, 6026, 61363, 821-8021, 821-8121, 14128, 6062, 6063, 6064, 6065, 6066, 6067, 6069, 6074, 6075, 6076, 6077, 6085, 6099, 821-8025, 821-8125, 14129, 6151, 6152, 6153, 6155, 6156, 6157, 6159, 6160, 6161, 6162, 6163, 6166, 6170, 821-8030, 821-8130, 62249, 62250, 62251, 15302, 15306, 15310, 15314, 15318, 15322, 15326, 15330, 15334, 15122, 15126, 15130, 15134, 821-2021, 821-2025, 61375, 61376, 61377, 61378, 61379, 61407, 61408, 61409, 61410, 61412, 61430, 61431, 61432, 61433, 61434, 61435, 61436, 61437, 61438, 61439, 61440, 61441, 61442, 61443, 61444, 62260, 62252, 62253, 62254, 15138, 15142, 15146, 15150, 15154, 15158, 15162, 15166, 15170, 15174, 15206, 15210, 15214, 15218, 15222, 15226, 15230, 15234, 15238, 15242, 15246, 15250, 15254, 15258, 60120, 60125, 60141, 60142, 60144, 60165, 60166, 60189, 60190, 60193, 821-4021, 821-4025, 821-4125, 821-4030, 821-4130, 15290, 15294, 15298, 25927, 25928, 25929, 25930, 25931, 25932, 25933, 25935, 25936, 25937, 25938, 25939, 25940, 25941, 25943, 25944, 25945, 25946, 25947, 25948, 25949, 25951, 25952, 25953, 25954, 25955, 25956, 25957, 25959, 25960, 25961, 25962, 25963, 25964, 25965, 25967, 25968, 25969, 25970, 25971, 25972, 25973, 821-3021, 821-3025, 821-3030, 821-3121, 821-3125, 821-3130, 14133, 6029, 6030, 6031, 6032, 6033, 6034, 6038, 6040, 14134, 6110, 6111, 6112, 6120, 6126, 6127, 6131, 6132, N\A, 12766, 12769, 12772, 12775, 12778, 12781, 12784, 12787, 12790, 12793, 12796, 11344, 11345, 11346, 11347, 11348, 11349, 11350, 11351, 11352, 11353, 11354, 12814, 12817, 12820, 12823 | Klasa I | Instrumenta dentare per pastrimin e kanalit te rrenjes se dhembit. | Pajisje dentare
15239 | GingiBRAID+, GingiBRAID+ 0a Aluminum Potassium Sulfate, GingiBRAID+ 1a Aluminum Potassium Sulfate, GingiBRAID+ 2a Aluminum Potassium Sulfate, GingiBRAID+ 3a Aluminum Potassium Sulfate, GingiBRAID+ with ShortCut, GingiBRAID+ with ShortCut 0a Aluminum Potassium Sulfate, GingiBRAID+ with ShortCut 1a Aluminum Potassium Sulfate, GingiBRAID+ with ShortCut 2a Aluminum Potassium Sulfate, GingiKNIT+, GingiKNIT+ 000a Aluminum Potassium Sulfate, GingiKNIT+ 00a Aluminum Potassium Sulfate, GingiKNIT+ 0a Aluminum Potassium Sulfate, GingiKNIT+ 1a Aluminum Potassium Sulfate, GingiKNIT+ 2a Aluminum Potassium Sulfate, UniBRAID+, UniBRAID+ 0a Aluminum Potassium Sulfate, 50ct, UniBRAID+ 1a Aluminum Potassium Sulfate, 50ct, UniBRAID+ 2a Aluminum Potassium Sulfate, 50ct | Dorina Mele CO | 2023-11-07T00:00:00.000+01:00 | Kerr Corporation, also trading as Pentron Clinical, 1717 West Collins Avenue Orange, CA 92867 USA | 13210, 13211, 13212, 13213, N\A, 13730, 13731, 13732, 13508, 13509, 13510, 13511, 13512, 13360DX, 13361, 13362 | Klasa I | Fill retraktar I cili perdoret gjate procedurave dentare. | Pajisje dentare
15240 | Mixing and Dispensing Tips, Dispensing Tip Refill, Intraoral Syringe Tip, Small Universal, Xpress Sealer Mixing Tip, Mix Tips, Small, Mix Tips, Large, Intraoral Syringe Tips, Large, NX3 Mixing Tips, Automix Tips, Curved Intraoral, Curved Root Canal, Dispensing Tip, Gel Etchant, 30pk, Dispensing Tip, 22 Gauge, Black, 100pk, Dispensing Tip, 20 Gauge, Yellow, 100pk, Automix Tips (Regular), 40pk, Maxcem Elite Chroma, Mixing tips (Wide) + root canal tips, Maxcem Elite Chroma, Mixing tips (Wide) + intra-oral tips, Refill Maxcem Mixing Tips, 50pk, Maxcem Elite Mixing Tips , Maxcem Elite Tips, Intraoral, Maxcem Elite Mixino Ties, Root Canal, Large (green) Mixing Tips (for Take 1 Advanced & Extrude), 48pk, Small (yellow) Mixing Tips (for Take 1 Advanced & Extrude), 48pk | Dorina Mele CO | 2023-11-07T00:00:00.000+01:00 | Kerr Corporation, also trading as Pentron Clinical, 1717 West Collins Avenue Orange, CA 92867 USA | N\A, 33370, 27517, 33680, 29363, 29333, 20731, 33655, 33361, 33880, 33881, 33881A, 26909, 450119, 450120, 36375, 36376, 36377, 32862, 34074, 34075, 34076, 29333 E, 29363 E | Klasa I | Instrumenta dentare per te perzier materiale te ndryshme dentare gjate procedurave. | Pajisje dentare
15241 | Unidose Dispensing Guns, Small Dispensing Guns, LargeDispensing Guns, Unidose Gun/Dispenser, Unidose Gun/Dispenser (Small, White) | Dorina Mele CO | 2023-11-07T00:00:00.000+01:00 | Kerr Corporation, also trading as Pentron Clinical, 1717 West Collins Avenue Orange, CA 92867 USA | N\A, 21782, 31569 | Klasa I | Instrument dentar qe perdoret per te nxjerre materil dentar jashte ne rastet e marrjes se mases. | Pajisje dentare
15242 | Applicators, Applicator Tips, 200 Pack, Applicators, 200 Pack, Brush refills, 100 Pack, Vertise Flow Brushes and Tips EU Refill, 25 Pack | Dorina Mele CO | 2023-11-07T00:00:00.000+01:00 | Kerr Corporation, also trading as Pentron Clinical, 1717 West Collins Avenue Orange, CA 92867 USA | N\A, 24680, 27511, 34810, 34410 | Klasa I | Pajisje dentare, aplikator | Pajisje dentare
15412 | LIAISON® Control ENA Screen, LIAISON® hGH, LIAISON® Control hGH, LIAISON® Insulin, LIAISON® Control Insulin, LIAISON® Cardiolipin lgG, LIAISON® Control Cardiolipin lgG, LIAISON® Cardiolipin lgM, LIAISON® Control Cardiolipin lgM, LIAISON® DHEA-S, LIAISON® Control DHEA-S, LIAISON® Direct Renin, LIAISON® Control Direct Renin, LIAISON® EBV lgM, LIAISON® Control EBV lgM, LIAISON® VCA lgG, LIAISON® Control VCA lgG, LIAISON® EBNA lgG, LIAISON® Control EBNA lgG, LIAISON® EA lgG, LIAISON® Control EA lgG, LIAISON® Chlamydia trachomatis lgG, LIAISON® Control Chlamydia trachomatis lgG, LIAISON® Chlamydia trachomatis lgA, LIAISON® Control Chlamydia trachomatis lgA, LIAISON® TOXO lgM, LIAISON® Control TOXO lgM, LIAISON® Rubella lgG, LIAISON® Control Rubella lgG, LIAISON® Rubella lgM, LIAISON® Control Rubella lgM, LIAISON® CMV lgG II, LIAISON® Control CMV lgG II, LIAISON® CMV lgM II, LIAISON® Control CMV lgM II, LIAISON® CMV lgG Avidity II, LIAISON® Control CMV lgG Avidity II, LIAISON® TOXO lgG II, LIAISON® Control TOXO lgG II, LIAISON® XL Toxo lgG Avidity, LIAISON® XL Control Toxo lgG Avidity, LIAISON® HSV-1/2 lgG, LIAISON® Control HSV-1/2 lgG, LIAISON® HSV-2 lgG, LIAISON® Control HSV-2 lgG, LIAISON® HSV-1/2 lgM, LIAISON® Control HSV-1/2 lgM, LIAISON® Treponema Screen, LIAISON® Control Treponema Screen, LIAISON® VZV lgG, LIAISON® Control VZV lgG, LIAISON® VZV lgM, LIAISON® Control VZV lgM, LIAISON® Borrelia lgG, LIAISON® Control Borrelia lgG, LIAISON® Control Borrelia lgG Liquor, LIAISON® QuantiFERON®-TB Gold Plus, LIAISON® Control QuantiFERON®-TB Gold Plus, LIAISON® LymeDetect®, LIAISON® Control LymeDetect®, LIAISON® QuantiFERON® LymeDetect® Blood Collection Tubes, LIAISON® TSH, LIAISON® XL Murex Anti-HBs, LIAISON® XL Murex Control Anti-HBs, LIAISON® XL Murex Anti-HBs Plus, LIAISON® XL Murex Anti-HOV, LIAISON® XL Murex Control Anti-HOV, LIAISON® MUREX Anti-HEV lgG, LIAISON® MUREX Control Anti-HEV lgG, LIAISON® MUREX Anti-HEV lgM, LIAISON® MUREX Control Anti-HEV lgM, LIAISON®T3, LIAISON®T4, LIAISON® SARS-CoV-2 S1/S2 lgG, LIAISON® Control SARS-CoV-2 S1/S2 lgG, LIAISON® SARS-CoV-2 lgM, LIAISON® Control SARS-CoV-2 lgM, LIAISON® SARS-CoV-2 Ag, LIAISON® Control SARS-CoV-2 Ag, LIAISON® FT3, LIAISON® FT4, LIAISON® Anti-TPO, LIAISON® Anti-Tg, LIAISON®Tg, LIAISON® Prolactin, LIAISON® Prolactin xt, LIAISON® LH, LIAISON® FSH, LIAISON® XL HCG, LIAISON® ACTH, LIAISON® IGF-I, LIAISON® Cortisol, LIAISON® Ferritin, LIAISON® Control Ferritin, LIAISON® TPA-M, LIAISON® CA 19-9™, LIAISON® CA 125 II™, LIAISON® CA15-3®, LIAISON® CEA, LIAISON® PSA, LIAISON® fPSA, LIAISON® AFP, LIAISON® β2-Microglobulin, LIAISON® NSE, LIAISON® S100, LIAISON® C-Peptid, LIAISON® Biotrin Parvovirus B19 lgG, LIAISON® Biotrin Control Parvovirus B19 lgG, LIAISON® Biotrin Parvovirus B19 lgM, LIAISON® Biotrin Control Parvovirus B19 lgM, LIAISON® Mycoplasma pneumoniae lgG, LIAISON® Control Mycoplasma pneumoniae lgG, LIAISON® Mycoplasma pneumoniae lgM, LIAISON® Control Mycoplasma pneumoniae lgM, LIAISON® Tg II Gen, LIAISON® Control Tg II Gen, LIAISON® Tg II Gen Confirmatory, LIAISON® Rubella lgG II, LIAISON® Control Rubella lgG II, LIAISON® BRAHMS PCT® II GEN, LIAISON® Control BRAHMS PCT® II GEN, LIAISON® FGF 23, LIAISON® Measles lgG, LIAISON® Control Measles lgG, LIAISON® Measles lgM, LIAISON® Control Measles lgM, LIAISON® Mumps lgM, LIAISON® Control Mumps lgM, LIAISON® Mumps lgG, LIAISON® Control Mumps lgG, LIAISON® Bordetella pertussis Toxin lgG, LIAISON® Control Bordetella pertussis Toxin lgG, LIAISON® Bordetella pertussis Toxin lgA, LIAISON® Control Bordetella pertussis Toxin lgA, LIAISON® Control Anti-Tg, LIAISON® Control Anti-TPO, LIAISON® Control TPA®, LIAISON® Control NSE, LIAISON® Multi-Control Tumour Markers, LIAISON® Control PSA, LIAISON® Control fPSA, LIAISON® Control S100, LIAISON® S100 Cal (low/high), LIAISON® Control Tg, LIAISON® Control ACTH, LIAISON® IGF-I Control, LIAISON® Control Thyroid 1, LIAISON® Control Thyroid 2, LIAISON® Control Thyroid 3, LIAISON® ASYc, LIAISON® QuantiFERON® Software, LIAISON® Control Borrelia lgM Quant/LIAISON® Control Borrelia lgM 11, LIAISON® Control Borrelia lgM Liquor, LIAISON® Borrelia lgM Quant, LIAISON® HBsAg, LIAISON® Control HBsAg, HBsAg Confirmatory Test, LIAISON® Anti-HBc, LIAISON® Control Anti-HBc, LIAISON® HBc lgM , LIAISON® Control HBc lgM, LIAISON® HBeAg, LIAISON® Control HBeAg, LIAISON® Anti-HBe, LIAISON® Control Anti-HBe, LIAISON® Anti-HAV, LIAISON® Control Anti-HAV, LIAISON® HAV lgM, LIAISON® Control HAV lgM, LIAISON® XL murex HCV Ab, LIAISON® XL murex Control HCV Ab, LIAISON® XL murex HBsAg Quant, LIAISON® XL murex Control HBsAg Quant, LIAISON® XL murex HIV Ab/Ag, LIAISON® XL murex Control HIV Ab/Ag, LIAISON® XL murex recHTLV-I/II, LIAISON® XL murex Control recHTLV-I/II, LIAISON® XL murex Chagas, LIAISON® XL murex Control Chagas, LIAISON® XL murex HIV Ab/Ag HT, LIAISON® XL murex Control HIV Ab/Ag HT, LIAISON® ANA Screen, LIAISON® Control ANA Screen, LIAISON® dsDNA, LIAISON® Control dsDNA, LIAISON® tTg lgA, LIAISON® Control tTg lgA, LIAISON® ENA Screen, LIAISON® Borrelia lgM II | AESKULAP | 2023-11-06T00:00:00.000+01:00 | DiaSorin Italia S.p.A,Via Crescentino, snc,13040 Saluggia (VC),Italy | 310331, 310340, 310341, 310360, 310361, 310370, 310371, 310380, 310381, 310430, 310431, 310470, 310471, 310500, 310501, 310510, 310511, 310520, 310521, 310540, 310541, 310570, 310571, 310580, 310581, 310710, 310711, 310720, 310721, 310730, 310731, 310745, 310746, 310755, 310756, 310765, 310766, 310780, 310781, 310795, 310796, 310800, 310801, 310810, 310811, 310820, 310821, 310840, 310841, 310850, 310851, 310860, 310861, 310880, 310881, 310882, 311010, 311011, 311030, 311031, 311035, 311211, 311220, 311221, 311230, 311260, 311261, 311270, 311271, 311280, 311281, 311311, 311411, 311450, 311451, 311470, 311471, 311490, 311491, 311531, 311611, 311701, 311711, 311861, 312151, 312171, 312201, 312251, 312321, 313221, 313231, 313261, 313551, 313552, 314121, 314171, 314211, 314301, 314311, 314381, 314391, 314471, 314501, 314561, 314701, 316171, 317000, 317001, 317010, 317011, 317020, 317021, 317030, 317031, 317220, 317221, 317222, 317260, 317261, 318040, 318041, 318700, 318810, 318811, 318820, 318821, 318830, 318831, 318840, 318841, 318850, 318851, 318860, 318861, 319105, 319106, 319107, 319108, 319109, 319110, 319111, 319112, 319117, 319129, 319132, 319134, 389219, 389229, 389239, ASY-C, Q0001, 310011, 310012, 310020, 310100, 310101, 310110, 310130, 310131, 310140, 310141, 310150, 310151, 310160, 310161, 310170, 310171, 310180, 310181, 310240, 310241, 310250, 310251, 310260, 310261, 310270, 310271, 310280, 310281, 310290, 310291, 310300, 310301, 310310, 310311, 310320, 310321, 310330, 310010 | In vitro | Reagent per perdorim laboratorik, Tuba per marrje gjaku, Kalibrator per perdorim laboratorik, Kontroll per perdorim laboratorik, Program informatik per aparatura mjekesore | Pajisje laboratori
15391 | Niti-S Enteral Colonic Covered Stent,Full covered type , Niti-S Enteral Colonic Covered Stent,End bare type , Niti-S Enteral Colonic Covered Stent,Both bare type | GREEMED | 2023-11-07T00:00:00.000+01:00 | TaeWoong Medical Co., Ltd. 14, Gojeong-ro, Wolgot-myeon, Gimpo-si, Gyeonggi-do, Korea | CST2214F, CST2215F, CST1806H, CST1808H, CST1810H, CST1812H, CST1814H, CST1815H, CST2006H, CST2008H, CST2010H, CST2012H, CST2014H, CST2015H, CST2206H, CST2208H, CST2210H, CST2212H, CST2214H, CST2215H, CST1806B, CST1808B, CST1810B, CST1812B, CST1814B, CST1815B, CST2006B, CST2008B, CST2010B, CST2012B, CST2014B, CST2015B, CST2206B, CST2208B, CST2210B, CST2212B, CST2214B, CST2215B, CS1806F, CS1808F, CS1810F, CS1812F, CS1814F, CS1815F, CS1816F, CS2006F, CS2008F, CS2010F, CS2012F, CS2014F, CS2015F, CS2016F, CS2206F, CS2208F, CS2210F, CS2212F, CS2214F, CS2215F, CS2216F, CS2218F, CS2223F, CS2406F, CS2408F, CS2410F, CS2412F, CS2414F, CS2415F, CS2416F, CS2418F, CS2423F, CS2606F, CS2608F, CS2610F, CS2612F, CS2614F, CS2615F, CS2616F, CS2806F, CS2808F, CS2810F, CS2812F, CS2814F, CS2815F, CS2816F, CS1806H, CS1808H, CS1810H, CS1812H, CS1814H, CS1815H, CS1816H, CS2006H, CS2008H, CS2010H, CS2012H, CS2014H, CS2015H, CS2016H, CS2206H, CS2208H, CS2210H, CS2212H, CS2214H, CS2215H, CS2216H, CS2406H, CS2408H, CS2410H, CS2412H, CS2414H, CS2415H, CS2416H, CS2606H, CS2608H, CS2610H, CS2612H, CS2614H, CS2615H, CS2616H, CS2806H, CS2808H, CS2810H, CS2812H, CS2814H, CS2815H, CS2816H, CS1806B, CS1808B, CS1810B, CS1812B, CS1814B, CS1815B, CS1816B, CS2006B, CS2008B, CS2010B, CS2012B, CS2014B, CS2015B, CS2016B, CS2206B, CS2208B, CS2210B, CS2212B, CS2214B, CS2215B, CS2216B, CS2406B, CS2408B, CS2410B, CS2412B, CS2414B, CS2415B, CS2416B, CS2606B, CS2608B, CS2610B, CS2612B, CS2614B, CS2615B, CS2616B, CS2806B, CS2808B, CS2810B, CS2812B, CS2814B, CS2815B, CS2816B, CST1806F, CST1808F, CST1810F, CST1812F, CST1814F, CST1815F, CST2006F, CST2008F, CST2010F, CST2012F, CST2014F, CST2015F, CST2206F, CST2208F, CST2210F, CST2212F | Klasa IIb | Stente metalike per hapjen e kolonit | Tjeter
15413 | ComVi Enteral Colonic Stent,Both bare type 5mm, ComVi Enteral Colonic Stent,Both bare type 15mm, ComVi Enteral Colonic Stent,Flare type | GREEMED | 2023-11-07T00:00:00.000+01:00 | TaeWoong Medical Co., Ltd. 14, Gojeong-ro, Wolgot-myeon, Gimpo-si, Gyeonggi-do, Korea | CC1806BP, CC1808BP, CC1810BP, CC1812BP, CC2006BP, CC2008BP, CC2010BP, CC2012BP, CC2206BP, CC2208BP, CC2210BP, CC2212BP, CC2406BP, CC2408BP, CC2410BP, CC2412BP, CC2606BP, CC2608BP, CC2610BP, CC2612BP, CC2806BP, CC2808BP, CC2810BP, CC2812BP, CC3006BP, CC3008BP, CC3010BP, CC3012BP, CC1806B, CC1808B, CC1810B, CC1812B, CC2006B, CC2008B, CC2010B, CC2012B, CC2206B, CC2208B, CC2210B, CC2212B, CC2406B, CC2408B, CC2410B, CC2412B, CC2606B, CC2608B, CC2610B, CC2612B, CC2806B, CC2808B, CC2810B, CC2812B, CC3006B, CC3008B, CC3010B, CC3012B, CC1806BA, CC1808BA, CC1810BA, CC1812BA, CC2006BA, CC2008BA, CC2010BA, CC2012BA, CC2206BA, CC2208BA, CC2210BA, CC2212BA, CC2406BA, CC2408BA, CC2410BA, CC2412BA, CC2606BA, CC2608BA, CC2610BA, CC2612BA, CC2806BA, CC2808BA, CC2810BA, CC2812BA, CC3006BA, CC3008BA, CC3010BA, CC3012BA, CCT1806P, CCT1808P, CCT1810P, CCT1812P, CCT2006P, CCT2008P, CCT2010P, CCT2012P, CCT2206P, CCT2208P, CCT2210P, CCT2212P, CCT2406P, CCT2408P, CCT2410P, CCT2412P, CCT2606P, CCT2608P, CCT2610P, CCT2612P, CCT1808P-12, CCT1810P-12, CCT1812P-12, CCT2006P-12, CCT2008P-12, CCT2010P-12, CCT2012P-12, CCT2206P-12, CCT2208P-12, CCT2210P-12, CCT2212P-12, CCT2406P-12, CCT2408P-12, CCT2410P-12, CCT2412P-12, CCT2606P-12, CCT2608P-12, CCT2610P-12, CCT2612P-12, CCT1806B, CCT1808B, CCT1810B, CCT1812B, CCT2006B, CCT2008B, CCT2010B, CCT2012B, CCT2206B, CCT2208B, CCT2210B, CCT2212B, CCT1806BA, CCT1808BA, CCT1810BA, CCT1812BA, CCT2006BA, CCT2008BA, CCT2010BA, CCT2012BA, CCT2206BA, CCT2208BA, CCT2210BA, CCT2212BA | Klasa IIb | Stente metalik per hapjen e kolonit | Tjeter
15258 | VACUMED ® SAFEGUARD ® HOLDER IN POLYPROPYLENE WITH INTEGRATED SAFETY SYSTEM | KRIJON | 2023-11-13T00:00:00.000+01:00 | F.L. Medical s.r.l. Unipersonale; Via Enrico Mattei, 20 – 35038 Torreglia (PD) - Italy | 45020 | Klasa I | Mbajtës njëpërdorimësh për tubat e kampionimit venoz, i pajtueshëm me tuba vakum, me qëllim që të lehtësojë ofruesin e kujdesit shëndetësor në procedurën e marrjes së mostrave | Pajisje laboratori
15402 | LIAISON® XL MUREX HBsAg Quant Specimen Diluent, LIAISON® Cleaning Kit, LIAISON® XL Cleaning Tool, LIAISON® EASY Cleaning Tool, LIAISON® SARS-CoV-2 Sample Inactivation Buffer, LIAISON® SARS-CoV-2 Sample Inactivation Buffer 10L, LIAISON® BRAHMS PCT® II GEN Samples diluent, LIAISON® Starter Kit, LIAISON® Module, LIAISON® Endocrinology Diluent, LIAISON® Light Check 12, LIAISON® XL Starter Kit, LIAISON® EASY Starter Kit, LIAISON® EASY System Liquid, ETI-Max 3000, LIAISON® XL, LIAISON® XL LAS, LIAISON®XS, LIAISON® MDX, Accessory Box, Laptop with LIAISON® MDX Studio Software, LIAISON® XL Disposable Tips, LIAISON® XL Cuvettes, LIAISON® Cuvettes on tray, LIAISON® Disposable Tips | AESKULAP | 2023-11-06T00:00:00.000+01:00 | DiaSorin Italia S.p.A,Via Crescentino, snc,13040 Saluggia (VC),Italy | 310252, 310990, 310995, 310996, 311492, 311499, 318043, 319102, 319130, 319133, 319150, 319200, 319300, 319302, 10020, 10050, I0050LAS, 10090, MOL1001, MOL1011, MOL1100, MOL1200-L, X0015, X0016, X0053, X0055 | In vitro | Hollues qe perdoret per testimin e HBSAG , Reagent per pastrimin e tubave ne aparatura mjekesore, Material konsumi per pastrim aparatura mjekesore, Tampon per marrje mostre, Hollues qe perdoret per testimin e PCT BRAHMS, Material konsumi per perdorim ne aparatura mjekesore, Reagent laboratorik per hollimin e serumit, Reagent per perdorim laboratorik, Aparature mjekesore, Aksesore per aparatura mjekesore, Program informatik per aparatura mjekesore | Pajisje laboratori
15464 | Niti-S Tracheal Uncovered Stent,Flare type, Niti-S Tracheal Covered Stent,Flare type, Niti-S Bronchial Uncovered stent,Flare type, Niti-S Bronchial Covered Stent,D Type | GREEMED | 2023-11-09T00:00:00.000+01:00 | TaeWoong Medical Co., Ltd. 14, Gojeong-ro, Wolgot-myeon, Gimpo-si, Gyeonggi-do, Korea | TR1603P, TR1604P, TR1605P, TR1606P, TR1607P, TR1608P, TR1609P, TR1610P, TR1803P, TR1804P, TR1805P, TR1806P, TR1807P, TR1808P, TR1809P, TR1810P, TR2003P, TR2004P, TR2005P, TR2006P, TR2007P, TR2008P, TR2009P, TR2010P, TR1603FP, TR1604FP, TR1605FP, TR1606FP, TR1607FP, TR1608FP, TR1609FP, TR1610FP, TR1803FP, TR1804FP, TR1805FP, TR1806FP, TR1807FP, TR1808FP, TR1809FP, TR1810FP, TR2003FP, TR2004FP, TR2005FP, TR2006FP, TR2007FP, TR2008FP, TR2009FP, TR2010FP, TR2203FP, TR2204FP, TR2205FP, TR2206FP, TR2207FP, TR2208FP, TR2209FP, TR2210FP, TR2403FP, TR2404FP, TR2405FP, TR2406FP, TR2407FP, TR2408FP, TR2409FP, TR2410FP, BR1003W, BR1004W, BR1005W, BR1006W, BR1203W, BR1204W, BR1205W, BR1206W, BR1403W, BR1404W, BR1405W, BR1406W, BR1603W, BR1604W, BR1605W, BR1606W, BR1003F, BR1004F, BR1005F, BR1006F, BR1203F, BR1204F, BR1205F, BR1206F, BR1403F, BR1404F, BR1405F, BR1406F, BR1603F, BR1604F, BR1605F, BR1606F | Klasa IIb | Stenta metalike per hapjen e rrugeve bronkiale | Tjeter
15433 | 21 F22 ALIGNER SET REMAKING, 21 F22 ALIGNER SET WITH CUTS, 22 F22 ALIGNER SET, 22 F22 ALIGNER SET(2 PONTIC), 22 F22 ALIGNER SET(3 PONTIC), 22 F22 ALIGNER SET RETOUCHING, 22 F22 ALIGNER SET REMAKING, 22 F22 ALIGNER SETWITH CUTS, 23 F22 ALIGNER SET, 23 F22 ALIGNER SET(2 PONTIC), 23 F22 ALIGNER SET RETOUCHING, 23 F22 ALIGNER SET REMAKING, 23 F22 ALIGNER SET WITH CUTS, 24 F22 ALIGNER SET, 24 F22 ALIGNER SET WITH 12 LINGUAL BUTTONS, 24 F22 ALIGNER SET(1 PONTIC), 24 F22 ALIGNER SET WITH 2 LINGUAL BUTTONS, 24 F22 ALIGNER SET WITH 3 LINGUAL BUTTONS, 24 F22 ALIGNER SET WITH 5 LINGUAL BUTTONS, 72 F22 ALIGNER SET, 73 F22 ALIGNER SET, 74 F22 ALIGNER SET, 75 F22 ALIGNER SET, 76 F22 ALIGNER SET, 78 F22 ALIGNER SET, 79 F22 ALIGNER SET, 85 F22 ALIGNER SET, MASCHERINA ATTACHMENT F22, SINGLE ATTACHMENT, SINGLE ATTACHMENT -RETOUCHING, SINGLE ATTACHMENT -REMAKING, F22 ALIGNER TRANSFER SINGLE REMAKING 10R, F22 ALIGNER TRANSFER SINGLE REMAKING 12R, F22 ALIGNER TRANSFER SINGLE REMAKING, 24 F22 ALIGNER SET WITH 6 LINGUAL BUTTONS, 24 F22 ALIGNER SET WITH 7 LINGUAL BUTTONS, 24 F22 ALIGNER SET 8 LINGUAL BUTTONS - RETOUCHING, 24 F22 ALIGNER SET RETOUCHING, 24 F22 ALIGNER SET REMAKING, 24 F22 ALIGNER SET WITH CUTS, 24 F22 ALIGNER SET WITH CUTS - RETOUCHING, 25 F22 ALIGNER SET, 25 F22 ALIGNER SET RETOUCHING, 25 F22 ALIGNER SET REMAKING, 25 F22 ALIGNER SET WITH CUTS, 26 F22 ALIGNER SET, 26 F22 ALIGNER SET(1 PONTIC), 26 F22 ALIGNER SET(2 PONTIC), 26 F22 ALIGNER SET RETOUCHING, 26 F22 ALIGNER SET REMAKING, 26 F22 ALIGNER SET WITH CUTS, 27 F22 ALIGNER SET, 27 F22 ALIGNER SET RETOUCHING, 27 F22 ALIGNER SET REMAKING, 27 F22 ALIGNER SET WITH CUTS, 28 F22 ALIGNER SET WITH 3 LINGUAL BUTTONS, 28 F22 ALIGNER SET(3 PONTIC), 28 F22 ALIGNER SET WITH 4 LINGUAL BUTTONS, 28 F22 ALIGNER SET RETOUCHING, 28 F22 ALIGNER SET REMAKING, 29 F22 ALIGNER SET, 29 F22 ALIGNER SET(2 PONTIC), 29 F22 ALIGNER SET RETOUCHING, 29 F22 ALIGNER SET REMAKING, 29 F22 ALIGNER SET WITH CUTS, 30 F22 ALIGNER SET, 30 F22 ALIGNER SET WITH 3 LINGUAL BUTTONS, 30 F22 ALIGNER SET(3 PONTIC), 30 F22 ALIGNER SET WITH 4 LINGUAL BUTTONS, 30 F22 ALIGNER SET RETOUCHING, 30 F22 ALIGNER SET REMAKING, 31 F22 ALIGNER SET, 31 F22 ALIGNER SET(2 PONTIC), 31 F22 ALIGNER SET RETOUCHING, 31 F22 ALIGNER SET REMAKING, 31 F22 ALIGNER SET WITH CUTS, 32 F22 ALIGNER SET, 32 F22 ALIGNER SET(2 PONTIC), 32 F22 ALIGNER SET WITH 6 LINGUAL BUTTONS, 32 F22 ALIGNER SET RETOUCHING, 32 F22 ALIGNER SET REMAKING, 33 F22 ALIGNER SET, 33 F22 ALIGNER SET(2 PONTIC), 33 F22 ALIGNER SET RETOUCHING, 33 F22 ALIGNER SET REMAKING, 33 F22 ALIGNER SET WITH CUTS, 34 F22 ALIGNER SET, 34 F22 ALIGNER SET(1 PONTIC), 34 F22 ALIGNER SET(2 PONTIC), 34 F22 ALIGNER SET RETOUCHING, 34 F22 ALIGNER SET REMAKING, 34 F22 ALIGNER SET WITH CUTS, 35 F22 ALIGNER SET(1 PONTIC), 35 F22 ALIGNER SET WITH 6 LINGUAL BUTTONS, 35 F22 ALIGNER SET RETOUCHING, 35 F22 ALIGNER SET REMAKING, 36 F22 ALIGNER SET, 36 F22 ALIGNER SET(2 PONTIC), 36 F22 ALIGNER SET RETOUCHING, 36 F22 ALIGNER SET REMAKING, 36 F22 ALIGNER SET WITH CUTS, 37 F22 ALIGNER SET, 37 F22 ALIGNER SET(2 PONTIC), 37 F22 ALIGNER SET RETOUCHING, 37 F22 ALIGNER SET REMAKING, 37 F22 ALIGNER SET WITH CUTS, 38 F22 ALIGNER SET, 38 F22 ALIGNER SET(2 PONTIC), 38 F22 ALIGNER SET RETOUCHING, 38 F22 ALIGNER SET REMAKING, 38 F22 ALIGNER SET WITH CUTS, 39 F22 ALIGNER SET, 39 F22 ALIGNER SET(2 PONTIC), 39 F22 ALIGNER SET RETOUCHING, 39 F22 ALIGNER SET REMAKING, 39 F22 ALIGNER SET WITH CUTS, 40 F22 ALIGNER SET(2 PONTIC), 40 F22 ALIGNER SET(3 PONTIC), 40 F22 ALIGNER SET WITH 4 LINGUAL BUTTONS, 40 F22 ALIGNER SET WITH 6 LINGUAL BUTTONS, 40 F22 ALIGNER SET RETOUCHING, 40 F22 ALIGNER SET REMAKING, 41 F22 ALIGNER SET, 41 F22 ALIGNER SET(1 PONTIC), 41 F22 ALIGNER SET RETOUCHING, 41 F22 ALIGNER SET REMAKING, 42 F22 ALIGNER SET(1 PONTIC), 42 F22 ALIGNER SET RETOUCHING, 42 F22 ALIGNER SET REMAKING, 43 F22 ALIGNER SET(1 PONTIC), 43 F22 ALIGNER SET RETOUCHING, 43 F22 ALIGNER SET REMAKING, 44 F22 ALIGNER SET, 44 F22 ALIGNER SET(1 PONTIC), 44 F22 ALIGNER SET RETOUCHING, 44 F22 ALIGNER SET REMAKING, 45 F22 ALIGNER SET, 45 F22 ALIGNER SET WITH 7 LINGUAL BUTTONS, 46 F22 ALIGNER SET(1 PONTIC), 46 F22 ALIGNER SET RETOUCHING, 46 F22 ALIGNER SET REMAKING, 47 F22 ALIGNER SET(1 PONTIC), 47 F22 ALIGNER SET RETOUCHING, 47 F22 ALIGNER SET REMAKING, 48 F22 ALIGNER SET(1 PONTIC), 48 F22 ALIGNER SET RETOUCHING, 48 F22 ALIGNER SET REMAKING, 48 F22 ALIGNER SET WITH CUTS, 50 F22 ALIGNER SET(1 PONTIC), 50 F22 ALIGNER SET RETOUCHING, 50 F22 ALIGNER SET REMAKING, 51 F22 ALIGNER SET, 51 F22 ALIGNER SET(1 PONTIC), 51 F22 ALIGNER SET RETOUCHING, 51 F22 ALIGNER SET REMAKING, 52 F22 ALIGNER SET, 52 F22 ALIGNER SET(1 PONTIC), 52 F22 ALIGNER SET RETOUCHING, 52 F22 ALIGNER SET REMAKING, 53 F22 ALIGNER SET, 53 F22 ALIGNER SET(1 PONTIC), 53 F22 ALIGNER SET RETOUCHING, 53 F22 ALIGNER SET REMAKING, 54 F22 ALIGNER SET(1 PONTIC), 54 F22 ALIGNER SET RETOUCHING, 54 F22 ALIGNER SET REMAKING, 55 F22 ALIGNER SET(1 PONTIC), 55 F22 ALIGNER SET RETOUCHING, 55 F22 ALIGNER SET REMAKING, 56 F22 ALIGNER SET(1 PONTIC), 56 F22 ALIGNER SET RETOUCHING, 56 F22 ALIGNER SET REMAKING, 57 F22 ALIGNER SET, 57 F22 ALIGNER SET(1 PONTIC), 57 F22 ALIGNER SET RETOUCHING, 57 F22 ALIGNER SET REMAKING, 58 F22 ALIGNER SET, 58 F22 ALIGNER SET(1 PONTIC), 58 F22 ALIGNER SET RETOUCHING, 58 F22 ALIGNER SET REMAKING, 59 F22 ALIGNER SET, 59 F22 ALIGNER SET(1 PONTIC), 59 F22 ALIGNER SET RETOUCHING, 59 F22 ALIGNER SET REMAKING, 60 F22 ALIGNER SET(1 PONTIC), 60 F22 ALIGNER SET RETOUCHING, 60 F22 ALIGNER SET REMAKING, 61 F22 ALIGNER SET, 61 F22 ALIGNER SET(1 PONTIC), 61 F22 ALIGNER SET RETOUCHING, 61 F22 ALIGNER SET REMAKING, 62 F22 ALIGNER SET, 62 F22 ALIGNER SET(1 PONTIC), 62 F22 ALIGNER SET RETOUCHING, 62 F22 ALIGNER SET REMAKING, 63 F22 ALIGNER SET, 63 F22 ALIGNER SET(1 PONTIC), 63 F22 ALIGNER SET RETOUCHING, 63 F22 ALIGNER SET REMAKING, 64 F22 ALIGNER SET, 64 F22 ALIGNER SET(1 PONTIC), 64 F22 ALIGNER SET RETOUCHING, 64 F22 ALIGNER SET REMAKING, 65 F22 ALIGNER SET, 65 F22 ALIGNER SET(1 PONTIC), 65 F22 ALIGNER SET RETOUCHING, 65 F22 ALIGNER SET REMAKING, 66 F22 ALIGNER SET, 66 F22 ALIGNER SET(1 PONTIC), 66 F22 ALIGNER SET RETOUCHING, 66 F22 ALIGNER SET REMAKING, 67 F22 ALIGNER SET, 67 F22 ALIGNER SET(1 PONTIC), 67 F22 ALIGNER SET RETOUCHING, 67 F22 ALIGNER SET REMAKING, 68 F22 ALIGNER SET, 68 F22 ALIGNER SET(1 PONTIC), 68 F22 ALIGNER SET RETOUCHING, 68 F22 ALIGNER SET REMAKING, 69 F22 ALIGNER SET, 69 F22 ALIGNER SET(1 PONTIC), 69 F22 ALIGNER SET RETOUCHING, 69 F22 ALIGNER SET REMAKING, 70 F22 ALIGNER SET(1 PONTIC), 70 F22 ALIGNER SET RETOUCHING, 70 F22 ALIGNER SET REMAKING, 29 F22 ALIGNER SET -RETOUCHING, 30 F22 ALIGNER SET(1 PONTIC), 30 F22 ALIGNER SET(2 PONTIC), 30 F22 ALIGNER SET WITH 6 LINGUAL BUTTONS, 30 F22 ALIGNER SET - RETOUCHING, 30 F22 ALIGNER SET WITH CUTS, 31 F22 ALIGNER SET(1 PONTIC), 31 F22 ALIGNER SET(3 PONTIC), 31 F22 ALIGNER SET -RETOUCHING , 32 F22 ALIGNER SET(1 PONTIC), 32 F22 ALIGNER SET WITH 3 LINGUAL BUTTONS, 32 F22 ALIGNER SET(3 PONTIC), 32 F22 ALIGNER SET -RETOUCHING, 32 F22 ALIGNER SET WITH CUTS, 33 F22 ALIGNER SET(1 PONTIC), 33 F22 ALIGNER SET(3 PONTIC), 33 F22 ALIGNER SET -RETOUCHING, 34 F22 ALIGNER SET(3 PONTIC), 34 F22 ALIGNER SET -RETOUCHING, 35 F22 ALIGNER SET, 35 F22 ALIGNER SET(2 PONTIC), 35 F22 ALIGNER SET(3 PONTIC), 35 F22 ALIGNER SET -RETOUCHING, 35 F22 ALIGNER SET WITH CUTS, 36 F22 ALIGNER SET(1 PONTIC), 36 F22 ALIGNER SET(3 PONTIC), 36 F22 ALIGNER SET -RETOUCHING, 37 F22 ALIGNER SET(1 PONTIC), 37 F22 ALIGNER SET(3 PONTIC), 37 F22 ALIGNER SET -RETOUCHING, 38 F22 ALIGNER SET(1 PONTIC), 38 F22 ALIGNER SET(3 PONTIC), 2 F22 ALIGNER SET REMAKING, 2 F22 ALIGNER SET CON TAGLI, 3 F22 ALIGNER SET, 3 F22 ALIGNER SET(1 PONTIC), 3 F22 ALIGNER SET(1 PONTIC) - RETOUCHING, 3 F22 ALIGNER SET(2 PONTIC), 3 F22 ALIGNER SET(3 PONTIC), 3 F22 ALIGNER SET RETOUCHING, 3 F22 ALIGNER SET REMAKING, 3 F22 ALIGNER SET CON TAGLI, 4 F22 ALIGNER SET, 4 F22 ALIGNER SET(1 PONTIC), 4 F22 ALIGNER SET(1 PONTIC) - RETOUCHING, 4 F22 ALIGNER SET(2 PONTIC), 4 F22 ALIGNER SET(3 PONTIC), 4 F22 ALIGNER SET RETOUCHING, 4 F22 ALIGNER SET REMAKING, 4 F22 ALIGNER SET CON TAGLI, 4 F22 ALIGNER SET CON TAGLI - RETOUCHING, 5 F22 ALIGNER SET(1 PONTIC), 5 F22 ALIGNER SET(1 PONTIC) - RETOUCHING, 5 F22 ALIGNER SET(2 PONTIC), 5 F22 ALIGNER SET(3 PONTIC), 5 F22 ALIGNER SET RETOUCHING, 5 F22 ALIGNER SET REMAKING, 5 F22 ALIGNER SET CON TAGLI, 6 F22 ALIGNER SET(1 PONTIC), 6 F22 ALIGNER SET(1 PONTIC) - RETOUCHING, 6 F22 ALIGNER SET(2 PONTIC), 6 F22 ALIGNER SET WITH 3 LINGUAL BUTTONS, 6 F22 ALIGNER SET(3 PONTIC), 6 F22 ALIGNER SET WITH 4 LINGUAL BUTTONS, 6 F22 ALIGNER SET RETOUCHING, 6 F22 ALIGNER SET REMAKING, 6 F22 ALIGNER SET WITH CUTS, 7 F22 ALIGNER SET(1 PONTIC), 7 F22 ALIGNER SET(1 PONTIC) - RETOUCHING, 7 F22 ALIGNER SET(2 PONTIC), 7 F22 ALIGNER SET(3 PONTIC), 7 F22 ALIGNER SET RETOUCHING, 7 F22 ALIGNER SET REMAKING, 7 F22 ALIGNER SET WITH CUTS, 8 F22 ALIGNER SET(1 PONTIC), 8 F22 ALIGNER SET(2 PONTIC), 8 F22 ALIGNER SET(3 PONTIC), 8 F22 ALIGNER SET WITH 4 LINGUAL BUTTONS, 8 F22 ALIGNER SET RETOUCHING, 8 F22 ALIGNER SET REMAKING, 8 F22 ALIGNER SET WITH CUTS, 9 F22 ALIGNER SET(1 PONTIC), 9 F22 ALIGNER SET(2 PONTIC), 9 F22 ALIGNER SET(3 PONTIC), 9 F22 ALIGNER SET RETOUCHING, 9 F22 ALIGNER SET REMAKING, 9 F22 ALIGNER SET WITH CUTS, 10 F22 ALIGNER SET, 10 F22 ALIGNER SET(1 PONTIC), 10 F22 ALIGNER SET(2 PONTIC), 10 F22 ALIGNER SET(3 PONTIC), 10 F22 ALIGNER SET WITH 4 LINGUAL BUTTONS, 10 F22 ALIGNER SET CONTENZIONE - WITH CUTS, 10 F22 ALIGNER SET RETOUCHING, 10 F22 ALIGNER SET REMAKING, 10 F22 ALIGNER SET WITH CUTS, 11 F22 ALIGNER SET, 11 F22 ALIGNER SET(1 PONTIC), 11 F22 ALIGNER SET(2 PONTIC), 11 F22 ALIGNER SET WITH 3 LINGUAL BUTTONS, 11 F22 ALIGNER SET(3 PONTIC), 11 F22 ALIGNER SET WITH 4 LINGUAL BUTTONS, 11 F22 ALIGNER SET RETOUCHING, 11 F22 ALIGNER SET REMAKING, 11 F22 ALIGNER SET WITH CUTS, 12 F22 ALIGNER SET, 14 F22 ALIGNER SET WITH CUTS, 15 F22 ALIGNER SET, 15 F22 ALIGNER SET(1 PONTIC), 15 F22 ALIGNER SET(2 PONTIC), 15 F22 ALIGNER SET(3 PONTIC), 15 F22 ALIGNER SET RETOUCHING, 15 F22 ALIGNER SET REMAKING, 15 F22 ALIGNER SET WITH CUTS, 16 F22 ALIGNER SET, 16 F22 ALIGNER SET(2 PONTIC), 16 F22 ALIGNER SET3 LINGUAL BUTTONS - RETOUCHING, 16 F22 ALIGNER SET(3 PONTIC), 16 F22 ALIGNER SET RETOUCHING, 16 F22 ALIGNER SET REMAKING, 16 F22 ALIGNER SET WITH CUTS, 17 F22 ALIGNER SET, 17 F22 ALIGNER SET(2 PONTIC), 17 F22 ALIGNER SET RETOUCHING, 17 F22 ALIGNER SET REMAKING, 17 F22 ALIGNER SET WITH CUTS, 18 F22 ALIGNER SET, 18 F22 ALIGNER SET(1 PONTIC), 18 F22 ALIGNER SET(2 PONTIC), 18 F22 ALIGNER SETRETOUCHING, 18 F22 ALIGNER SET REMAKING, 18 F22 ALIGNER SET WITH CUTS, 19 F22 ALIGNER SET, 19 F22 ALIGNER SET RETOUCHING, 19 F22 ALIGNER SET REMAKING, 19 F22 ALIGNER SET CON TAGLI, 20 F22 ALIGNER SET, 20 F22 ALIGNER SET WITH 3 LINGUAL BUTTONS, 20 F22 ALIGNER SET(3 PONTIC), 20 F22 ALIGNER SET WITH 4 LINGUAL BUTTONS, 20 F22 ALIGNER SET RETOUCHING, 20 F22 ALIGNER SET REMAKING, 21 F22 ALIGNER SET(1 PONTIC), 21 F22 ALIGNER SET(2 PONTIC), 21 F22 ALIGNER SETWITH 3 LINGUAL BUTTONS, 21 F22 ALIGNER SET WITH 3 LINGUAL BUTTONS, 21 F22 ALIGNER SET(3 PONTIC), 21 F22 ALIGNER SET RETOUCHING, 12 F22 ALIGNER 3 LINGUAL BUTTONS, 12 F22 ALIGNER SET WITH 3 LINGUAL BUTTONS, 12 F22 ALIGNER SET(3 PONTIC), 12 F22 ALIGNER SETWITH 6 LINGUAL BUTTONS, 12 F22 ALIGNER SET WITH 9 LINGUAL BUTTONS, 12 F22 ALIGNER SET RETOUCHING, 12 F22 ALIGNER SET REMAKING, 12 F22 ALIGNER SET WITH CUTS, 13 F22 ALIGNER SET, 13 F22 ALIGNER SET(1 PONTIC), 13 F22 ALIGNER SET(2 PONTIC), 13 F22 ALIGNER SETRETOUCHING, 13 F22 ALIGNER SET REMAKING, 13 F22 ALIGNER SET WITH CUTS, 14 F22 ALIGNER SET, 14 F22 ALIGNER SET(2 PONTIC), 14 F22 ALIGNER SET RETOUCHING, 14 F22 ALIGNER SET REMAKING, 38 F22 ALIGNER SET -CORRECTION, 39 F22 ALIGNER SET(1 PONTIC), 39 F22 ALIGNER SET(3 PONTIC), 39 F22 ALIGNER SET -RETOUCHING, 40 F22 ALIGNER SET, 40 F22 ALIGNER SET(1 PONTIC), 40 F22 ALIGNER SET WITH 3 LINGUAL BUTTONS, 40 F22 ALIGNER SET(4 PONTIC), 40 F22 ALIGNER SETWITH 6 LINGUAL BUTTONS, 40 F22 ALIGNER SET -RETOUCHING, 40 F22 ALIGNER SET WITH CUTS, 42 F22 ALIGNER SET, 43 F22 ALIGNER SET, 46 F22 ALIGNER SET, 47 F22 ALIGNER SET, 48 F22 ALIGNER SET, 49 F22 ALIGNER SET, 50 F22 ALIGNER SET, 50 F22 ALIGNER SET WITH CUTS, 54 F22 ALIGNER SET, 55 F22 ALIGNER SET, 56 F22 ALIGNER SET, 60 F22 ALIGNER SET, 70 F22 ALIGNER SET, 71 F22 ALIGNER SET, 77 F22 ALIGNER SET, 80 F22 ALIGNER SET, F22 ATTACHMENT ALIGNER, SINGLE ATTACHMEN, SINGLE ATTACHMENT - RETOUCHING, SINGLE ATTACHMENT - REMAKING, SINGLE ATTACHMENT Z, F22 ALIGNER (1 PONTIC), F22 ALIGNER (1 PONTIC) - RETOUCHING, F22 ALIGNER SINGOLO - CONTENZIONE, F22 ALIGNER SINGOLO - RETOUCHING, F22 ALIGNER SINGOLO - REMAKING, 2 F22 ALIGNER SET, 2 F22 ALIGNER SET(1 PONTIC), 2 F22 ALIGNER SET(1 PONTIC)-RETOUCHING, 2 F22 ALIGNER SET(2 PONTIC), 2 F22 ALIGNER SET(3 PONTIC), 2 F22 ALIGNER SET RETOUCHING, 9 F22 ALIGNER SET - RETOUCHING, SET DI 9 ALLINEATORI F22WITH CUTS, SET DI 10 ALLINEATORI F22(1 PONTIC), SET DI 10 ALLINEATORI F22(2 PONTIC), 10 F22 ALIGNER SET WITH 3 LINGUAL BUTTONS, SET DI 10 ALLINEATORI F22(3 PONTIC), 10 F22 ALIGNER SET - RETOUCHING, SET DI 10 ALLINEATORI F22 WITH CUTS, SET DI 10 ALLINEATORI F22 WITH CUTS - RETOUCHING, SET DI 11 ALLINEATORI F22(1 PONTIC), SET DI 11 ALLINEATORI F22(2 PONTIC), SET DI 11 ALLINEATORI F22(3 PONTIC), 11 F22 ALIGNER SET - REFINEMENT, 11 F22 ALIGNER SET WITH CUTS - RETOUCHING, 12 F22 ALIGNER SET(1 PONTIC), 12 F22 ALIGNER SET(2 PONTIC), 12 F22 ALIGNER SET3 LINGUAL BUTTONS RETOUCHING, 12 F22 ALIGNER SET WITH 4 LINGUAL BUTTONS, 12 F22 ALIGNER SET WITH 5 LINGUAL BUTTONS, 12 F22 ALIGNER SET5 LINGUAL BUTTONS - RETOUCHING, 12 F22 ALIGNER SET WITH 6 LINGUAL BUTTONS, 12 F22 ALIGNER SET9 LINGUAL BUTTONS RETOUCHING, 12 F22 ALIGNER SET - RETOUCHING, 12 F22 ALIGNER SET WITH CUTS - RETOUCHING, 13 F22 ALIGNER SET(3 PONTIC), 13 F22 ALIGNER SET - RETOUCHING, 14 F22 ALIGNER SET(1 PONTIC), 14 F22 ALIGNER SET(3 PONTIC), 14 F22 ALIGNER SET - RETOUCHING, 15 F22 ALIGNER SET 4 LINGUAL BUTTONS - RETOUCHING, 15 F22 ALIGNER SET4 LINGUAL BUTTONS - RETOUCHING, 15 F22 ALIGNER SET - RETOUCHING, 15 F22 ALIGNER SET WITH CUTS, 16 F22 ALIGNER SET(1 PONTIC), 16 F22 ALIGNER SET WITH 3 LINGUAL BUTTONS, 16 F22 ALIGNER SET 3 LINGUAL BUTTONS - RETOUCHING, 16 F22 ALIGNER SET WITH 6 LINGUAL BUTTONS, 16 F22 ALIGNER SET - RETOUCHING, 17 F22 ALIGNER SET(1 PONTIC), 17 F22 ALIGNER SET(3 PONTIC), 17 F22 ALIGNER SET - RETOUCHING, 18 F22 ALIGNER SET(3 PONTIC), 18 F22 ALIGNER SET - RETOUCHING, 19 F22 ALIGNER SET(1 PONTIC), 19 F22 ALIGNER SET(2 PONTIC), 19 F22 ALIGNER SET(3 PONTIC), 19 F22 ALIGNER SET - RETOUCHING, 19 F22 ALIGNER SET WITH CUTS, 20 F22 ALIGNER SET(1 PONTIC), 20 F22 ALIGNER SET(2 PONTIC), 20 F22 ALIGNER SET WITH 5 LINGUAL BUTTONS, 20 F22 ALIGNER SET - RETOUCHING, 20 F22 ALIGNER SET WITH CUTS, 21 F22 ALIGNER SET, 21 F22 ALIGNER SET (1 PONTIC), 21 F22 ALIGNER SET (2 PONTIC), 21 F22 ALIGNER SET (3 PONTIC), 21 F22 ALIGNER SET -RETOUCHING, 22 F22 ALIGNER SET(1 PONTIC), 22 F22 ALIGNER SET WITH 3 LINGUAL BUTTONS, 22 F22 ALIGNER SET -RETOUCHING, 22 F22 ALIGNER SET WITH CUTS, 23 F22 ALIGNER SET(1 PONTIC), 23 F22 ALIGNER SET(3 PONTIC), 23 F22 ALIGNER SET -RETOUCHING, 24 F22 ALIGNER SET WITH 10 LINGUAL BUTTONS, 24 F22 ALIGNER SET(2 PONTIC), 24 F22 ALIGNER SET(3 PONTIC), 24 F22 ALIGNER SET WITH 4 LINGUAL BUTTONS, 24 F22 ALIGNER SET WITH 8 LINGUAL BUTTONS, 25 F22 ALIGNER SET 8 LINGUAL BUTTONS - RETOUCHING, 26 F22 ALIGNER SET WITH 8 LINGUAL BUTTONS, 27 F22 ALIGNER SET 8 LINGUAL BUTTONS - RETOUCHING, 24 F22 ALIGNER SET -RETOUCHING, 24 F22 ALIGNER SET WITH CUTS - RETOUCHING , 25 F22 ALIGNER SET(1 PONTIC), 25 F22 ALIGNER SET(2 PONTIC), 25 F22 ALIGNER SET(3 PONTIC), 25 F22 ALIGNER SET -RETOUCHING, 26 F22 ALIGNER SET(3 PONTIC), 26 F22 ALIGNER SET -RETOUCHING, 27 F22 ALIGNER SET(1 PONTIC), 27 F22 ALIGNER SET(2 PONTIC), 27 F22 ALIGNER SET(3 PONTIC), 27 F22 ALIGNER SET -RETOUCHING, 28 F22 ALIGNER SET, 28 F22 ALIGNER SET(1 PONTIC), 28 F22 ALIGNER SET(2 PONTIC), 28 F22 ALIGNER SET 3 LINGUAL BUTTONS - RETOUCHING, 28 F22 ALIGNER SET WITH 5 LINGUAL BUTTONS, 28 F22 ALIGNER SET WITH 6 LINGUAL BUTTONS, 28 F22 ALIGNER SET -RETOUCHING, 28 F22 ALIGNER SET WITH CUTS, 29 F22 ALIGNER SET(1 PONTIC), 29 F22 ALIGNER SET(3 PONTIC), KIT BANDE MOLARI MOL.6 , INF. 29,5-44, 150 PZ, KIT BANDE MOL. PREPUNT. SWM/MBTMOL.6 , INF. 32-39, 80 PZ, KIT BANDE MOL. PREP.80PZ 32-39 6 INF+TUB.SING. NON CONV.022, KIT BANDE MOL. PREP.80PZ 32-39 MOL.6 INF+TUB.SING.CONV.MBT022, KIT BANDE MOL. PREP.80PZ 32-39 6INF+TUB.TRI.N.CON.RICK018, KIT BANDE MOL. PREP.80PZ 32-39 6INF+TUB.DOP.022 N.CON.HGO045, KIT BANDE MOL. PREP.80PZ 32-39 6 INF+TUB.SING. CONV.EDGW022, KIT BANDE MOL. PREPUNT. SWM/MBT MOL.6 , INF. 32-39, 80 PZ, KIT BANDE MOL. PREP.80PZ 32-39 TUBO DOP.CON. ROTH022 HGG045, KIT BANDE MOL. PREP.INF.80PZ 32-39 +TUB.SIN.N.CON.022+CLEAT, KIT BANDE MOL. PREP.80PZ 32-39 6INF+TUB.DOP.CONV.MBT022, KIT 150 BANDE MOL. PREP.29.5-44MOL.6 INF+TUB.SING.CONV.MBT022, KIT BANDE MOL. PREP.150PZ 32-39 6INF+TUB.DOP.CONV.MBT022, KIT BANDE MOL. PREP.80PZ 32-39 6 INF+TUB.DOPP CONV.HGO, KIT BANDE MOL. PREP.80PZ 32-39 TUB DOP.CON. ROTH022 HGG045+CL , KIT BANDE MOL. PREP.80PZ 32-39 6 INF+TUB.DOP CONV.022 EDG-RIC , KIT BANDE MOL. PREP.80PZ 32-39 6 INF+TUB.DOP. N.CONV.RICK 018 , KIT BANDE MOL. PREP.80PZ 32-39 MOL.6 INF+T.SING.CON.MBT022+CL, KIT BANDE MOL. PREP.80PZ 32-39 6 INF+TUB.SING.N.CONV.ROTH.022 , KIT BANDE MOL. PREP.80PZ 32-39 TUB DOP.CON. ROTH022 HGG045+SL , KIT BANDE MOL. PREP.80PZ 32-39 6 INF+TUB.DOP CONV.018 EDG-RIC , KIT BANDE MOL. PREP.80PZ 32-39 6INF+TUB.DOP.CONV.MBT022+SL , KIT BANDE MOL. PREP.6 INF.80PZ 32-39+TUBO DOP.N.CON.HGO045+CL , KIT BANDE MOL. PREP.80PZ 32-39 MOL.6 INF+T.SING.CON.MBT022+SL , KIT BANDE MOL. PREP.80PZ 32-39 6INF+TUB.SING.CON.EDG022+CLEAT , KIT BANDE MOL. PREPUNT. SWM/MBT MOL.6 SUP. 32-39, 80 PZ , KIT BANDE MOLARI MOL.6 , 7 SUP. 32-39, 80 PZ , KIT BANDE MOL. PREP.80PZ 32-39 6 SUP+TUB.TRI.022 HGO+SHEAT , KIT BANDE MOL. PREP.80PZ 32-39 6 SUP+TUB.DOPP CONV.ROTH022HGG , KIT BANDE MOL. PREP.80PZ 32-39 6SU+TUB.DOP.CON.ROTH022HGG+SHE , KIT BANDE MOL. PREP.80PZ 32-39 6 SUP+TUB.TRI.022 CONV. HGO045 , KIT BANDE MOL. PREP.80PZ 32-39 6 SUP+TUB.DOP.022 N.CON.HGO045 , KIT BANDE MOL. PREP.80PZ 32-39 6SUP+TUB.TRIP.N.CON.RICK022 , KIT BANDE MOL. PREP.80PZ 32-39 6 SUP+TUB.DOPP CONV.MBT022HGG , KIT BANDE MOL. PREP.80PZ 32-39 6SU+T.DOP.CON.MBT022HGG+SHEAT , KIT BANDE MOL. PREP.80PZ 32-39 6SUP+TUB.DOP.CON.MBT022HGG+SL , KIT BANDE MOL. PREP.SUP.80PZ 32-39+TUB.SIN.N.CON.022+CLEAT , KIT BANDE MOL. PREP.80PZ 32-39 6SUP+TUB.SING.CON.MBT022+SL , KIT BANDE MOL. PREP.80PZ 32-39 6 SUP+TUB.TRI.022 HGO , KIT BANDE MOL. PREP.80PZ 32-39 6 SUP+TUB.DOPP CONV.MBT 022HGO , KIT 150 BANDE MOL. PREP.29.5-44 6 SUP+TUB.DOPP CONV.MBT 022HGO , KIT BANDE MOL. PREP.150PZ 32-39 6 SUP+TUB.DOPP CONV.MBT022HGG , KIT BANDE MOL. PREP.80PZ 32-39 6SUP+TUB.SING.CON.MBT022 , KIT BANDE MOL. PREP.80PZ 32-39 6SUP+TUB.DOP.CAN.O.045 ROT022 , KIT BANDE MOL. PREP.80PZ 32-39 6 SUP+TUB.DOP CONV.022 EDG-RIC , KIT 150 BANDE MOL. PREP.29,5-44 6 SUP+TUB.TRI.022 HGO+SHEAT , KIT BANDE MOL. PREP.80PZ 32-39 6UP+DOP.CAN.O.045 ROT022+CLEAT , KIT BANDE MOL. PREP.SUP.80PZ 32-39+TUB.SING.NON CONV.022 , KIT BANDE MOL. PREP.80PZ 32-39 6 SUP+TUB.DOP. N.CONV.RICK 018 , KIT BANDE MOL. PREP.80PZ 32-39 6SUP+TUB.SING.CON.MBT022+SHEAT , BANDE MOLARI MOL.6 , 7 SUP. DX 35,5 , 5PZ, BANDE MOLARI MOL.6 , 7 SUP. DX 36 , 5PZ, BANDE MOLARI MOL.6 , 7 SUP. DX 36,5 , 5PZ, BANDE MOLARI MOL.6 , 7 SUP. DX 37 , 5PZ, BANDE MOLARI MOL.6 , 7 SUP. DX 37,5 , 5PZ, BANDE MOLARI MOL.6 , 7 SUP. DX 38 , 5PZ, BANDE MOLARI MOL.6 , 7 SUP. DX 38,5 , 5PZ, BANDE MOLARI MOL.6 , 7 SUP. DX 39 , 5PZ, BANDE MOLARI MOL.6 , 7 SUP. DX 39,5 , 5PZ, BANDE MOLARI MOL.6 , 7 SUP. DX 40 , 5PZ, BANDE MOLARI MOL.6 , 7 SUP. DX 40,5 , 5PZ, BANDE MOLARI MOL.6 , 7 SUP. DX 41 , 5PZ, BANDE MOLARI MOL.6 , 7 SUP. DX 41,5 , 5PZ, BANDE MOLARI MOL.6 , 7 SUP. DX 42 , 5PZ, BANDE MOLARI MOL.6 , 7 SUP. DX 42,5 , 5PZ, BANDE MOLARI MOL.6 , 7 SUP. DX 43 , 5PZ, BANDE MOLARI MOL.6 , 7 SUP. DX 43,5 , 5PZ, BANDE MOLARI MOL.6 , 7 SUP. DX 44 , 5PZ, BANDE MOLARI MOL.6 INF. SX 29,5 , 5PZ, BANDE MOLARI MOL.6 INF. SX 30 , 5PZ, BANDE MOLARI MOL.6 INF. SX 30,5 , 5PZ, BANDE MOLARI MOL.6 INF. SX 31 , 5PZ, BANDE MOLARI MOL.6 INF. SX 31,5 , 5PZ, BANDE MOLARI MOL.6 INF. SX 32 , 5PZ, BANDE MOLARI MOL.6 INF. SX 32,5 , 5PZ, BANDE MOLARI MOL.6 INF. SX 33 , 5PZ, BANDE MOLARI MOL.6 INF. SX 33,5 , 5PZ, BANDE MOLARI MOL.6 INF. SX 34 , 5PZ, BANDE MOLARI MOL.6 INF. SX 34,5 , 5PZ, BANDE MOLARI MOL.6 INF. SX 35 , 5PZ, BANDE MOLARI MOL.6 INF. SX 35,5 , 5PZ, BANDE MOLARI MOL.6 INF. SX 36 , 5PZ, BANDE MOLARI MOL.6 INF. SX 36,5 , 5PZ, BANDE MOLARI MOL.6 INF. SX 37 , 5PZ, BANDE MOLARI MOL.6 INF. SX 37,5 , 5PZ, BANDE MOLARI MOL.6 INF. SX 38 , 5PZ, BANDE MOLARI MOL.6 INF. SX 38,5 , 5PZ, BANDE MOLARI MOL.6 INF. SX 39 , 5PZ, BANDE MOLARI MOL.6 INF. SX 39,5 , 5PZ, BANDE MOLARI MOL.6 INF. SX 40 , 5PZ, BANDE MOLARI MOL.6 INF. SX 40,5 , 5PZ, BANDE MOLARI MOL.6 INF. SX 41 , 5PZ, BANDE MOLARI MOL.6 INF. SX 41,5 , 5PZ, BANDE MOLARI MOL.6 INF. SX 42 , 5PZ, BANDE MOLARI MOL.6 INF. SX 42,5 , 5PZ, BANDE MOLARI MOL.6 INF. SX 43 , 5PZ, BANDE MOLARI MOL.6 INF. SX 43,5 , 5PZ, BANDE MOLARI MOL.6 INF. SX 44 , 5PZ, BANDE MOLARI MOL.6 INF. DX 29,5 , 5PZ, BANDE MOLARI MOL.6 INF. DX 30 , 5PZ, BANDE MOLARI MOL.6 INF. DX 30,5 , 5PZ, BANDE MOLARI MOL.6 INF. DX 31 , 5PZ, BANDE MOLARI MOL.6 INF. DX 31,5 , 5PZ, BANDE MOLARI MOL.6 INF. DX 32 , 5PZ, BANDE MOLARI MOL.6 INF. DX 32,5 , 5PZ, BANDE MOLARI MOL.6 INF. DX 33 , 5PZ, BANDE MOLARI MOL.6 INF. DX 33,5 , 5PZ, BANDE MOLARI MOL.6 INF. DX 34 , 5PZ, BANDE MOLARI MOL.6 INF. DX 34,5 , 5PZ, BANDE MOLARI MOL.6 INF. DX 35 , 5PZ, BANDE MOLARI MOL.6 INF. DX 35,5 , 5PZ, BANDE MOLARI MOL. 6 INF. DX 36 , 5PZ, BANDE MOLARI MOL.6 INF. DX 36,5 , 5PZ, BANDE MOLARI MOL.6 INF. DX 37 , 5PZ, BANDE MOLARI MOL.6 INF. DX 37,5 , 5PZ, BANDE MOLARI MOL.6 INF. DX 38 , 5PZ, BANDE MOLARI MOL.6 INF. DX 38,5 , 5PZ, BANDE MOLARI MOL.6 INF. DX 39 , 5PZ, BANDE MOLARI MOL.6 INF. DX 39,5 , 5PZ, BANDE MOLARI MOL.6 INF. DX 40 , 5PZ, BANDE MOLARI MOL.6 INF. DX 40,5 , 5PZ, BANDE MOLARI MOL.6 INF. DX 41 , 5PZ, BANDE MOLARI MOL.6 INF. DX 41,5 , 5PZ, BANDE MOLARI MOL.6 INF. DX 42 , 5PZ, BANDE MOLARI MOL.6 INF. DX 42,5 , 5PZ, BANDE MOLARI MOL.6 INF. DX 43 , 5PZ, BANDE MOLARI MOL.6 INF. DX 43,5 , 5PZ, BANDE MOLARI MOL.6 INF. DX 44 , 5PZ, BANDE MOLARI MOL.7 INF. SX 29,5 , 5PZ, BANDE MOLARI MOL.7 INF. SX 30 , 5PZ, BANDE MOLARI MOL.7 INF. SX 30,5 , 5PZ, BANDE MOLARI MOL.7 INF. SX 31 , 5PZ, BANDE MOLARI MOL.7 INF. SX 31,5 , 5PZ, BANDE MOLARI MOL.7 INF. SX 32 , 5PZ, BANDE MOLARI MOL.7 INF. SX 32,5 , 5PZ, BANDE MOLARI MOL.7 INF. SX 33 , 5PZ, BANDE MOLARI MOL.7 INF. SX 33,5 , 5PZ, BANDE MOLARI MOL.7 INF. SX 34 , 5PZ, BANDE MOLARI MOL.7 INF. SX 34,5 , 5PZ, BANDE MOLARI MOL.7 INF. SX 35 , 5PZ, BANDE MOLARI MOL.7 INF. SX 35,5 , 5PZ, BANDE MOLARI MOL.7 INF. SX 36 , 5PZ, BANDE MOLARI MOL.7 INF. SX 36,5 , 5PZ, BANDE MOLARI MOL.7 INF. SX 37 , 5PZ, BANDE MOLARI MOL.7 INF. SX 37,5 , 5PZ, BANDE MOLARI MOL.7 INF. SX 38 , 5PZ, BANDE MOLARI MOL.7 INF. SX 38,5 , 5PZ, BANDE MOLARI MOL.7 INF. SX 39 , 5PZ, F22 ALIGNER, SINGLE F22 ALINGER - RETAINER, SINGLE F22 ALINGER - RETOUCHING, SINGLE F22 ALINGER - REMAKING, SINGLE F22 ALINGER - YOUNG, SET DI 2 ALLINEATORI F22 (1 PONTIC), SET DI 2 ALLINEATORI F22 (2 PONTIC), SET DI 2 ALLINEATORI F22 (3 PONTIC), 2 F22 ALIGNER SET - RETOUCHING, SET DI 2 ALLINEATORI F22WITH CUTS, SET DI 3 ALLINEATORI F22(1 PONTIC), SET DI 3 ALLINEATORI F22(2 PONTIC), SET DI 3 ALLINEATORI F22(3 PONTIC), 3 F22 ALIGNER SET -RETOUCHING, SET DI 3 ALLINEATORI F22WITH CUTS, SET DI 4 ALLINEATORI F22(1 PONTIC), SET DI 4 ALLINEATORI F22(2 PONTIC), SET DI 4 ALLINEATORI F22(3 PONTIC), 4 F22 ALIGNER SET -RETOUCHING, SET DI 4 ALLINEATORI F22WITH CUTS, SET DI 4 ALLINEATORI F22WITH CUTS - RETOUCHING, 5 F22 ALIGNER SET, SET DI 5 ALLINEATORI F22(1 PONTIC), SET DI 5 ALLINEATORI F22(2 PONTIC), SET DI 5 ALLINEATORI F22(3 PONTIC), 5 F22 ALIGNER SET -RETOUCHING, SET DI 5 ALLINEATORI F22 WITH CUTS, 6 F22 ALIGNER SET, SET DI 6 ALLINEATORI F22(1 PONTIC), SET DI 6 ALLINEATORI F22(2 PONTIC), 6 F22 ALIGNER SET WITH 3 LINGUAL BUTTONS, SET DI 6 ALLINEATORI F22(3 PONTIC), 6 F22 ALIGNER SET WITH 4 LINGUAL BUTTONS, 6 F22 ALIGNER SET -RETOUCHING, SET DI 6 ALLINEATORI F22 WITH CUTS, 7 F22 ALIGNER SET, SET DI 7 ALLINEATORI F22(1 PONTIC), SET DI 7 ALLINEATORI F22(2 PONTIC), 7 F22 ALIGNER SET WITH 3 LINGUAL BUTTONS, SET DI 7 ALLINEATORI F22(3 PONTIC), 7 F22 ALIGNER SET WITH 4 LINGUAL BUTTONS, 7 F22 ALIGNER SET -RETOUCHING, SET DI 7 ALLINEATORI F22 WITH CUTS, 8 F22 ALIGNER SET, SET DI 8 ALLINEATORI F22(1 PONTIC), SET DI 8 ALLINEATORI F22(2 PONTIC), 8 F22 ALIGNER SET WITH 3 LINGUAL BUTTONS, SET DI 8 ALLINEATORI F22(3 PONTIC), 8 F22 ALIGNER SET - RETOUCHING, SET DI 8 ALLINEATORI F22WITH CUTS, 9 F22 ALIGNER SET, SET DI 9 ALLINEATORI F22(1 PONTIC), SET DI 9 ALLINEATORI F22(2 PONTIC), 9 F22 ALIGNER SET WITH 3 LINGUAL BUTTONS, SET DI 9 ALLINEATORI F22(3 PONTIC), 9 F22 ALIGNER SET WITH 4 LINGUAL BUTTONS, BANDE MOLARI MOL.7 INF. SX 39,5 , 5PZ, BANDE MOLARI MOL.7 INF. SX 40 , 5PZ, BANDE MOLARI MOL.7 INF. SX 40,5 , 5PZ, BANDE MOLARI MOL.7 INF. SX 41 , 5PZ, BANDE MOLARI MOL.7 INF. SX 41,5 , 5PZ, BANDE MOLARI MOL.7 INF. SX 42 , 5PZ, BANDE MOLARI MOL.7 INF. DX 29,5 , 5PZ, BANDE MOLARI MOL.7 INF. DX 30 , 5PZ, BANDE MOLARI MOL.7 INF. DX 30,5 , 5PZ, BANDE MOLARI MOL.7 INF. DX 31 , 5PZ, BANDE MOLARI MOL.7 INF. DX 31,5 , 5PZ, BANDE MOLARI MOL.7 INF. DX 32 , 5PZ, BANDE MOLARI MOL.7 INF. DX 32,5 , 5PZ, BANDE MOLARI MOL.7 INF. DX 33 , 5PZ, BANDE MOLARI MOL.7 INF. DX 33,5 , 5PZ, BANDE MOLARI MOL.7 INF. DX 34 , 5PZ, BANDE MOLARI MOL.7 INF. DX 34,5 , 5PZ, BANDE MOLARI MOL.7 INF. DX 35 , 5PZ, BANDE MOLARI MOL.7 INF. DX 35,5 , 5PZ, BANDE MOLARI MOL.7 INF. DX 36 , 5PZ, BANDE MOLARI MOL.7 INF. DX 36,5 , 5PZ, BANDE MOLARI MOL.7 INF. DX 37 , 5PZ, BANDE MOLARI MOL.7 INF. DX 37,5 , 5PZ, BANDE MOLARI MOL.7 INF. DX 38 , 5PZ, BANDE MOLARI MOL.7 INF. DX 38,5 , 5PZ, BANDE MOLARI MOL.7 INF. DX 39 , 5PZ, BANDE MOLARI MOL.7 INF. DX 39,5 , 5PZ, BANDE MOLARI MOL.7 INF. DX 40 , 5PZ, BANDE MOLARI MOL.7 INF. DX 40,5 , 5PZ, BANDE MOLARI MOL.7 INF. DX 41 , 5PZ, BANDE MOLARI MOL.7 INF. DX 41,5 , 5PZ, BANDE MOLARI MOL.7 INF. DX 42 , 5PZ, BANDE MOLARI MOL.7 INF. DX 42,5 , 5PZ, KIT BANDE MOL. PREP.80PZ 32-39 6 SUP+TUB.DOP CONV.018 EDG-RIC , KIT BANDE MOL. PREP. 6SUP 80PZ 32-39+TUBO DOP.N.CON.HGO045+CL , KIT 150 BANDE MOL. PREP.29.5-44 6 SUP+TUB.DOPP CONV.022HGO+SL , KIT BANDE MOL. PREP.80PZ 32-39 6SUP+TUB.DOP.CON.MBT022HGG+CL , KIT BANDE MOL. PREP.80PZ 32-39 6 SUP+TUB.SING. CONV.EDGW022 , KIT BANDE MOL. PREP.80PZ 32-39 6SUP+TUB.SING.CON.EDG022+CLEAT , KIT BANDE MOLARI MOL.7 , INF. 32-39, 80 PZ , KIT BANDE MOLARI MOL.7 , INF. 29,5-42, 150 PZ , KIT BANDE MOL.7 INF 80PZ 32-39 TUB SING.N.CONV MBT022 7INF+SL , KIT BANDE MOLARI MOL.6 , INF. 32-39, 80 PZ , KIT BANDE MOLARI MOL.7 , INF. 32-39, 80 PZ , KIT BANDE MOLARI MOL.6 , 7 SUP. 29,5-44, 150 PZ , KIT BANDE MOLARI MOL.6 , INF. 29,5-44, 150 PZ , KIT BANDE MOLARI MOL.7 , INF. 29,5-42, 150 PZ , BANDE MOLARI MOL.6 , 7 SUP. SX 29,5 , 5PZ , BANDE MOLARI MOL.6 , 7 SUP. SX 30 , 5PZ, BANDE MOLARI MOL.6 , 7 SUP. SX 30,5 , 5PZ, BANDE MOLARI MOL.6 , 7 SUP. SX 31 , 5PZ, BANDE MOLARI MOL.6 , 7 SUP. SX 31,5 , 5PZ, BANDE MOLARI MOL.6 , 7 SUP. SX 32 , 5PZ, BANDE MOLARI MOL.6 , 7 SUP. SX 32,5 , 5PZ, BANDE MOLARI MOL.6 , 7 SUP. SX 33 , 5PZ, BANDE MOLARI MOL.6 , 7 SUP. SX 33,5 , 5PZ, BANDE MOLARI MOL.6 , 7 SUP. SX 34 , 5PZ, BANDE MOLARI MOL.6 , 7 SUP. SX 34,5 , 5PZ, BANDE MOLARI MOL.6 , 7 SUP. SX 35 , 5PZ , BANDE MOLARI MOL.6 , 7 SUP. SX 35,5 , 5PZ , BANDE MOLARI MOL.6 , 7 SUP. SX 36 , 5PZ , BANDE MOLARI MOL.6 , 7 SUP. SX 36,5 , 5PZ , BANDE MOLARI MOL.6 , 7 SUP. SX 37 , 5PZ , BANDE MOLARI MOL.6 , 7 SUP. SX 37,5 , 5PZ , BANDE MOLARI MOL.6 , 7 SUP. SX 38 , 5PZ , BANDE MOLARI MOL.6 , 7 SUP. SX 38,5 , 5PZ , BANDE MOLARI MOL.6 , 7 SUP. SX 39 , 5PZ , BANDE MOLARI MOL.6 , 7 SUP. SX 39,5 , 5PZ, BANDE MOLARI MOL.6 , 7 SUP. SX 40 , 5PZ, BANDE MOLARI MOL.6 , 7 SUP. SX 40,5 , 5PZ, BANDE MOLARI MOL.6 , 7 SUP. SX 41 , 5PZ, BANDE MOLARI MOL.6 , 7 SUP. SX 41,5 , 5PZ, BANDE MOLARI MOL.6 , 7 SUP. SX 42 , 5PZ, BANDE MOLARI MOL.6 , 7 SUP. SX 42,5 , 5PZ, BANDE MOLARI MOL.6 , 7 SUP. SX 43 , 5PZ, BANDE MOLARI MOL.6 , 7 SUP. SX 43,5 , 5PZ, BANDE MOLARI MOL.6 , 7 SUP. SX 44 , 5PZ, BANDE MOLARI MOL.6 , 7 SUP. DX 29,5 , 5PZ, BANDE MOLARI MOL.6 , 7 SUP. DX 30 , 5PZ, BANDE MOLARI MOL.6 , 7 SUP. DX 30,5 , 5PZ, BANDE MOLARI MOL.6 , 7 SUP. DX 31 , 5PZ, BANDE MOLARI MOL.6 , 7 SUP. DX 31,5 , 5PZ, BANDE MOLARI MOL.6 , 7 SUP. DX 32 , 5PZ, BANDE MOLARI MOL.6 , 7 SUP. DX 32,5 , 5PZ, BANDE MOLARI MOL.6 , 7 SUP. DX 33 , 5PZ, BANDE MOLARI MOL.6 , 7 SUP. DX 33,5 , 5PZ, BANDE MOLARI MOL.6 , 7 SUP. DX 34 , 5PZ, BANDE MOLARI MOL.6 , 7 SUP. DX 34,5 , 5PZ, BANDE MOLARI MOL.6 , 7 SUP. DX 35 , 5PZ, TUBI SINGOLI DA PUNT. EDG 022MOL6,7 INF.DX (NON CONV.) 10PZ, TUBI SINGOLI DA PUNT. MBT 022MOL6 INF.SX (CONV.), 10 PZ, TUBI SINGOLI DA PUNT. MBT 022MOL6 INF.DX (CONV.), 10 PZ, TUBI SINGOLI ATT. DIR. MBT 022MOL6 SUP.SX (CONV.), 10 PZ, TUBI SINGOLI DA PUNT. MBT 022MOL6 SUP.SX (CONV.), 10 PZ, TUBI SINGOLI ATT. DIR. MBT 022MOL6 SUP.DX (CONV.), 10 PZ, TUBI SINGOLI ATT. DIR. MBT 022MOL6 SUP.DX (CONV.), 1 PZ, TUBI SINGOLI DA PUNT. MBT 022MOL6 SUP.DX (CONV.), 10 PZ, TUBI SINGOLI ATT. DIR. MBT 022MOL6 INF.SX (NON CONV.), 10 PZ, TUBI SINGOLI ATT. DIR. MBT 022MOL6 INF.DX (NON CONV.), 10 PZ, TUBI SINGOLI ATT. DIR. MBT 022MOL6 SUP.SX (NON CONV.), 10 PZ, TUBI SINGOLI ATT. DIR. MBT 022MOL6 SUP.DX (NON CONV.), 10 PZ, TUBI SINGOLI ATT. DIR. MBT 022MOL7 INF.SX (NON CONV.), 10 PZ, TUBI SINGOLI ATT. DIR. MBT 022MOL7 INF.DX (NON CONV.), 10 PZ, TUBI SINGOLI ATT. DIR. MBT 022MOL7 SUP.SX (NON CONV.), 10 PZ, TUBI SINGOLI ATT. DIR. MBT 022MOL7 SUP.DX (NON CONV.), 10 PZ, TUBI SINGOLI ATT. DIR. MBT 022MOL7 SUP.DX (NON CONV.), 1 pz, TUBI SINGOLI DA PUNT. MBT 022MOL6,7 INF.SX (NON CONV.) 10PZ, TUBI SINGOLI DA PUNT. MBT 022MOL6,7 INF.DX (NON CONV.) 10PZ, TUBI SINGOLI DA PUNT. MBT 022MOL6,7 SUP.SX (NON CONV.) 10PZ, TUBI SINGOLI DA PUNT. MBT 022MOL6,7 SUP.DX (NON CONV.) 10PZ, TUBI SINGOLI DA PUNT. ROTH 022MOL6,7 INF.SX (NON CONV.) 10PZ, TUBI SINGOLI DA PUNT. ROTH 022MOL6,7 INF.DX (NON CONV.) 10PZ, TUBI DOP.CAN.G.045 DA P.MBT022 MOL6 SUP.SX (CONV.), 10 PZ, TUBI DOP.CAN.G.045 DA P.MBT022 MOL6 SUP.DX (CONV.), 10 PZ, TUBI DOP.CAN.G.045 DA P.MBT022 MOL6 SUP.DX (CONV.), 1 PZ, TUBI DOP.CAN.G.045 DA P.ROT022 MOL6 INF.SX (CONV.), 10 PZ, TUBI DOP.CAN.G.045 DA P.ROT022 MOL6 INF.DX (CONV.), 10 PZ, TUBI DOP.CAN.G.045 DA P.ROT022 MOL6 SUP.SX (CONV.), 10 PZ, TUBI DOP.CAN.G.045 DA P.ROT022 MOL6 SUP.DX (CONV.), 10 PZ, TUBI DOP.CAN.G.045 DA P.ROT022 MOL6 SUP.DX (CONV.), 1 PZ, TUBI DOP.CAN.O.045 DA P.ROT022 MOL6 SUP.SX (CONV.), 10 PZ, TUBI DOP.CAN.O.045 DA P.ROT022 MOL6 SUP.DX (CONV.), 10 PZ, TUBI DOPPI ATT. DIR. RICK 018MOL6 .INF.SX (NON CONV), 10 PZ, TUBI DOPPI DA P. RICKETTS 018MOL6 .INF.SX (NON CONV), 10 PZ, TUBI DOPPI ATT. DIR. RICK 018MOL6 .INF.DX (NON CONV), 10 PZ, TUBI DOPPI DA P. RICKETTS 018MOL6 .INF.DX (NON CONV), 10 PZ, TUBI DOPPI DA PUNT. MBT 022MOL6 INF.SX (CONV.), 10 PZ, TUBI DOPPI DA PUNT. MBT 022MOL6 INF.DX (CONV.), 10 PZ, TUBI DOP.CAN.O.045 DA P.EDG022 MOL6 SUP.SX (NON CONV.) 10 PZ, TUBI DOP.CAN.O.045 DA P.EDG022 MOL6 SUP.DX (NON CONV.) 10 PZ, TUBI DOP.CAN.O.045 DA P.MBT22 MOL6 SUP.SX (CONV.), 10 PZ, TUBI DOP.CAN.O.045 DA P.MBT22 MOL6 SUP.DX (CONV.), 10 PZ, TUBI DOP.CAN.O.045 DA P.ROT022 MOL6 SUP.SX (NON CONV.) 10 PZ, TUBI DOP.CAN.O.045 DA P.ROT022 MOL6 SUP.DX (NON CONV.) 10 PZ, TUBI TR.CAN.O.045 DA P.RICK018 MOL6 SUP.SX (NON CONV.) 10 PZ, TUBI TR.CAN.O.045 DA P.RICK018 MOL6 SUP.DX (NON CONV.) 10 PZ, TUBI TRIPL.CAN.O.045DIR.MBT022 MOL6 SUP.SX (CONV.), 10 PZ, TUBI TRI.CAN.O.045 DA P.MBT022 MOL6 SUP.SX (CONV.), 10 PZ, TUBI TRIPL.CAN.O.045DIR.MBT022 MOL6 SUP.DX (CONV.), 10 PZ, TUBI TRI.CAN.O.045 DA P.MBT022 MOL6 SUP.DX (CONV.), 10 PZ, TUBI TRIPL.HGO.045 DA.P.MBT022 MOL6 SUP.DX (CONV.), 1 PZ, TUBI TRI.CAN.O.045 DA P.ROT022 MOL6 SUP.SX (CONV.), 10 PZ, TUBI TRI.CAN.O.045 DA P.ROT022 MOL6 SUP.DX (CONV.), 10 PZ, GANCIO C/CATENA PER ERUZIONEIN ORO, 1 PZ, UNCINI CHIRURGICI APERTI UNIVERSALI, CONF. 10 PZ., UNCINI CHIRURGICI CHIUSI022x028, CONF. 10 PZ., GANCI AD UNCINO SINGOLO4 MM., CONF. 20 PZ., GANCI AD UNCINO DOPPIO2-6 MM., CONF. 20 PZ., STOP APERTI 018-021x025 CONF. 10 PZ, MICRO-STOPS TONDI SMALL .012-.018, 2MM,CONF.50PZ, CLEATS ATT.DIRETTO PICCOLI 5,2 MM, 1 PZ, BOTTONI LINGUALI, PIANI,ATT.DIRETTO, CONF. | MEDIK LINE STEWART | 2023-11-08T00:00:00.000+01:00 | Sweden-Martina S.p.a Via Veneta 10. 35020 Due Carrare Padova Italy | F22P-21-S, F22P-21-TGL, F22P-22, F22P-22-1PTC, F22P-22-2PTC, F22P-22-3BTN-10R, F22P-22-3BTN-12R, F22P-22-3PTC, F22P-22-R, F22P-22-S, F22P-22-TGL, F22P-23, F22P-23-1PTC, F22P-23-2PTC, F22P-23-3PTC, F22P-23-R, F22P-23-S, F22P-23-TGL, F22P-24, F22P-24-12BTN-10R, F22P-24-12BTN-12R, F22P-24-1PTC, F22P-24-2BTN-10R, F22P-24-2BTN-12R, F22P-24-2PTC, F22P-24-3BTN-10R, F22P-24-3BTN-12R, F22P-24-3PTC, F22P-24-4BTN, F22P-24-4BTN-10R, F22P-24-4BTN-12R, F22P-24-5BTN-10R, F22P-24-5BTN-12R, F22P-72, F22P-73, F22P-74, F22P-75, F22P-76, F22P-77, F22P-78, F22P-79, F22P-80, F22P-85, F22P-A1, F22P-AT, F22P-AT-R, F22P-AT-S, F22P-AT-Z, F22P-TRA-BTN-10R-S, F22P-TRA-BTN-12R-S, F22-TRA-BTN-10R-S, F22-TRA-BTN-12R-S, F22P-24-6BTN-10R, F22P-24-6BTN-12R, F22P-24-7BTN-10R, F22P-24-7BTN-12R, F22P-24-8BTN-10R, F22P-24-8BTN-10R-R, F22P-24-8BTN-12R, F22P-24-8BTN-12R-R, F22P-24-R, F22P-24-S, F22P-24-TGL, F22P-24-TGL-R, F22P-25, F22P-25-1PTC, F22P-25-2PTC, F22P-25-3PTC, F22P-25-R, F22P-25-S, F22P-25-TGL, F22P-26, F22P-26-1PTC, F22P-26-2PTC, F22P-26-3PTC, F22P-26-R, F22P-26-S, F22P-26-TGL, F22P-27, F22P-27-1PTC, F22P-27-2PTC, F22P-27-3PTC, F22P-27-R, F22P-27-S, F22P-27-TGL, F22P-28, F22P-28-1PTC, F22P-28-2PTC, F22P-28-3BTN-10R, F22P-28-3BTN-10R-R, F22P-28-3BTN-12R, F22P-28-3BTN-12R-R, F22P-28-3PTC, F22P-28-4BTN-10R, F22P-28-4BTN-12R, F22P-28-5BTN-10R, F22P-28-5BTN-12R, F22P-28-6BTN-10R, F22P-28-6BTN-12R, F22P-28-R, F22P-28-S, F22P-28-TGL, F22P-29, F22P-29-1PTC, F22P-29-2PTC, F22P-29-3PTC, F22P-29-R, F22P-29-S, F22P-29-TGL, F22P-30, F22P-30-1PTC, F22P-30-2PTC, F22P-30-3BTN-10R, F22P-30-3BTN-12R, F22P-30-3PTC, F22P-30-4BTN, F22P-30-4BTN-10R, F22P-30-4BTN-12R, F22P-30-6BTN, F22P-30-6BTN-10R, F22P-30-6BTN-12R, F22P-30-R, F22P-30-S, F22P-30-TGL, F22P-31, F22P-31-1PTC, F22P-31-2PTC, F22P-31-3PTC, F22P-31-R, F22P-31-S, F22P-31-TGL, F22P-32, F22P-32-1PTC, F22P-32-2PTC, F22P-32-3BTN-10R, F22P-32-3BTN-12R, F22P-32-3PTC, F22P-32-6BTN-10R, F22P-32-6BTN-12R, F22P-32-R, F22P-32-S, F22P-32-TGL, F22P-33, F22P-33-1PTC, F22P-33-2PTC, F22P-33-3PTC, F22P-33-R, F22P-33-S, F22P-33-TGL, F22P-34, F22P-34-1PTC, F22P-34-2PTC, F22P-34-3PTC, F22P-34-R, F22P-34-S, F22P-34-TGL, F22P-35, F22P-35-1PTC, F22P-35-2PTC, F22P-35-3PTC, F22P-35-6BTN-10R, F22P-35-6BTN-12R, F22P-35-R, F22P-35-S, F22P-35-TGL, F22P-36, F22P-36-1PTC, F22P-36-2PTC, F22P-36-3PTC, F22P-36-R, F22P-36-S, F22P-36-TGL, F22P-37, F22P-37-1PTC, F22P-37-2PTC, F22P-37-3PTC, F22P-37-R, F22P-37-S, F22P-37-TGL, F22P-38, F22P-38-1PTC, F22P-38-2PTC, F22P-38-3PTC, F22P-38-R, F22P-38-S, F22P-38-TGL, F22P-39, F22P-39-1PTC, F22P-39-2PTC, F22P-39-3PTC, F22P-39-R, F22P-39-S, F22P-39-TGL, F22P-40, F22P-40-1PTC, F22P-40-2PTC, F22P-40-3BTN-10R, F22P-40-3BTN-12R, F22P-40-3PTC, F22P-40-4BTN-10R, F22P-40-4BTN-12R, F22P-40-4PTC, F22P-40-6BTN-10R, F22P-40-6BTN-12R, F22P-40-R, F22P-40-S, F22P-40-TGL, F22P-41, F22P-41-1PTC, F22P-41-R, F22P-41-S, F22P-42, F22P-42-1PTC, F22P-42-R, F22P-42-S, F22P-43, F22P-43-1PTC, F22P-43-R, F22P-43-S, F22P-44, F22P-44-1PTC, F22P-44-R, F22P-44-S, F22P-45, F22P-45-7BTN, F22P-45-7BTN-10R, F22P-45-7BTN-12R, F22P-46, F22P-46-1PTC, F22P-46-R, F22P-46-S, F22P-47, F22P-47-1PTC, F22P-47-R, F22P-47-S, F22P-48, F22P-48-1PTC, F22P-48-R, F22P-48-S, F22P-48-TGL, F22P-49, F22P-50, F22P-50-1PTC, F22P-50-R, F22P-50-S, F22P-50-TGL, F22P-51, F22P-51-1PTC, F22P-51-R, F22P-51-S, F22P-52, F22P-52-1PTC, F22P-52-R, F22P-52-S, F22P-53, F22P-53-1PTC, F22P-53-R, F22P-53-S, F22P-54, F22P-54-1PTC, F22P-54-R, F22P-54-S, F22P-55, F22P-55-1PTC, F22P-55-R, F22P-55-S, F22P-56, F22P-56-1PTC, F22P-56-R, F22P-56-S, F22P-57, F22P-57-1PTC, F22P-57-R, F22P-57-S, F22P-58, F22P-58-1PTC, F22P-58-R, F22P-58-S, F22P-59, F22P-59-1PTC, F22P-59-R, F22P-59-S, F22P-60, F22P-60-1PTC, F22P-60-R, F22P-60-S, F22P-61, F22P-61-1PTC, F22P-61-R, F22P-61-S, F22P-62, F22P-62-1PTC, F22P-62-R, F22P-62-S, F22P-63, F22P-63-1PTC, F22P-63-R, F22P-63-S, F22P-64, F22P-64-1PTC, F22P-64-R, F22P-64-S, F22P-65, F22P-65-1PTC, F22P-65-R, F22P-65-S, F22P-66, F22P-66-1PTC, F22P-66-R, F22P-66-S, F22P | Klasa IIa | 21 F22 SET DREJTUES RIBERES, 21 F22 SET DREJTUES ME NDERPRERJE, 22 F22 SET DREJTUES ME 3 BUTONA LINGUALE, 22 F22 SET DREJTUES(3 PJESE), 22 F22 SET DREJTUES PER RETUSHIM, 22 F22 SET DREJTUES RIBERES, 22 F22 SET DREJTUES ME NDERPRERJE, 23 F22 SET DREJTUES, 23 F22 SET DREJTUES(1 PJESE), 23 F22 SET DREJTUES RIBERES, 23 F22 SET DREJTUES ME NDERPRERJE, 24 F22 SET DREJTUES, 24 F22 SET DREJTUES ME 12 BUTONA LINGUALE, 24 F22 SET DREJTUES ME 2 BUTONA LINGUALE, 24 F22 SET DREJTUES(2 PJESE), 24 F22 SET DREJTUES ME 3 BUTONA LINGUALE, 24 F22 SET DREJTUES ME 4 BUTONA LINGUALE, 24 F22 SET DREJTUES ME 5 BUTONA LINGUALE, 72 F22 SET DREJTUES, 75 F22 SET DREJTUES, 76 F22 SET DREJTUES, 80 F22 SET DREJTUES, 85 F22 SET DREJTUES, ATASHMENT MASKERINA F22, ATASHMENT TEK, ATASHMENT TEK -RETUSHIM, ATASHMENT TEK -RIBERES, F22 DREJTUES TEK TRANSFER RIBERES 10R, F22 DREJTUES TEK TRANSFER RIBERES 12R, F22 DREJTUES TEK TRANSFER RIBERES, 24 F22 SET DREJTUES ME 6 BUTONA LINGUALE, 24 F22 SET DREJTUES ME 7 BUTONA LINGUALE, 24 F22 SET DREJTUES ME 8 BUTONA LINGUALE, 24 F22SET DREJTUES 8 ME 4 BUTONA LINGUALE - RETUSHIM, 24 F22 SET DREJTUES 8 BUTONA LINGUALE - RETUSHIM, 24 F22 SET DREJTUES PER RETUSHIM, 24 F22 SET DREJTUES RIBERES, 24 F22 SET DREJTUES ME NDERPRERJE, 24 F22 SET DREJTUES ME NDERPRERJE - RETUSHIM, 25 F22 SET DREJTUES, 25 F22 SET DREJTUES(1 PJESE), 25 F22 SET DREJTUES(2 PJESE), 25 F22 SET DREJTUES(3 PJESE), 25 F22 SET DREJTUES PER RETUSHIM, 25 F22 SET DREJTUES RIBERES, 25 F22 SET DREJTUES ME NDERPRERJE, 26 F22 SET DREJTUES, 26 F22 SET DREJTUES(2 PJESE), 26 F22 SET DREJTUES(3 PJESE), 26 F22 SET DREJTUES RIBERES, 26 F22 SET DREJTUES ME NDERPRERJE, 27 F22 SET DREJTUES, 27 F22 SET DREJTUES(1 PJESE), 27 F22 SET DREJTUES(2 PJESE), 27 F22 SET DREJTUES(3 PJESE), 27 F22 SET DREJTUES PER RETUSHIM, 27 F22 SET DREJTUES RIBERES, 27 F22 SET DREJTUES ME NDERPRERJE, 28 F22 SET DREJTUES, 28 F22 SET DREJTUES (1 PJESE), 28 F22 SET DREJTUES ME 3 BUTONA LINGUALE PER RETUSHIM, 28 F22 SET DREJTUES ME 3 BUTONA LINGUALE, 28 F22 SET DREJTUES 3 BUTONA LINGUAL PER RETUSHIM, 28 F22 SET DREJTUES ME 4 BUTONA LINGUALE, 28 F22 SET DREJTUES ME 5 BUTONA LINGUALE, 28 F22 SET DREJTUES ME 6 BUTONA LINGUALE, 28 SET DREJTUES ME 6 BUTONA LINGUALE, 28 F22 SET DREJTUES PER RETUSHIM, 28 F22 SET DREJTUES RIBERES, 28 F22 SET DREJTUES ME NDERPRERJE, 29 F22 SET DREJTUES, 29 F22 SET DREJTUES (1 PJESE), 29 F22 SET DREJTUES (2 PJESE), 29 F22 SET DREJTUES (3 PJESE), 29 F22 SET DREJTUES PER RETUSHIM, 29 F22 SET DREJTUES RIBERES, 29 F22 SET DREJTUES ME NDERPRERJE, 30 F22 SET DREJTUES, 30 F22 SET(1 PJESE), 30 F22 SET DREJTUES (2 PJESE), 30 F22 SET DREJTUES ME 3 BUTONA LINGUALE, 30 F22 SET DREJTUES (3 PJESE), 30 F22 SET DREJTUES ME 4 BUTONA LINGUALE, 30 F22 SET DREJTUES ME 6 BUTONA LINGUALE, 30 F22 SET DREJTUES PER RETUSHIM, 30 F22 SET DREJTUES RIBERES, 30 F22 SET DREJTUES ME NDERPRERJE, 31 F22 SET DREJTUES, 31 F22 SET DREJTUES(2 PJESE), 31 F22 SET DREJTUES(3 PJESE), 31 F22 SET DREJTUES PER RETUSHIM, 31 F22 SET DREJTUES RIBERES, 31 F22 SET DREJTUES ME NDERPRERJE, 32 F22 SET DREJTUES, 32 F22 SET DREJTUES(1 PJESE), 32 F22 SET DREJTUES(2 PJESE), 32 F22 SET DREJTUES(3 PJESE), 32 F22 SET DREJTUES ME 6 BUTONA LINGUAL, 32 F22 SET DREJTUES PER RETUSHIM, 32 F22 SET DREJTUES RIBERES, 32 F22 SET DREJTUES ME NDERPRERJE, 33 F22 SET DREJTUES, 33 F22 SET DREJTUES(1 PJESE), 33 F22 SET DREJTUES(2 PJESE), 33 F22 SET DREJTUES PER RETUSHIM, 33 F22 SET DREJTUES RIBERES, 33 F22 SET DREJTUES ME NDERPRERJE, 34 F22 SET DREJTUES, 34 F22 SET DREJTUES(1 PJESE), 34 F22 SET DREJTUES(2 PJESE), 34 F22 SET DREJTUES(3 PJESE), 34 F22 SET DREJTUES PER RETUSHIM, 34 F22 SET DREJTUES RIBERES, 34 F22 SET DREJTUES ME NDERPRERJE, 35 F22 SET DREJTUES, 35 F22 SET DREJTUES(1 PJESE), 35 F22 SET DREJTUES (3 PJESE), 35 F22 SET DREJTUES ME 6 BUTONA LINGUAL, 35 F22 SET DREJTUES RIBERES, 35 F22 SET DREJTUES ME NDERPRERJE, 36 F22 SET DREJTUES (1 PJESE), 36 F22 SET DREJTUES(3 PJESE), 36 F22 SET DREJTUES RIBERES, 36 F22 SET DREJTUES ME NDERPRERJE, 37 F22 SET DREJTUES, 37 F22 SET DREJTUES(3 PJESE), 37 F22 SET DREJTUES PER RETUSHIM, 37 F22 SET DREJTUES RIBERES, 37 F22 SET DREJTUES ME NDERPRERJE, 38 F22 SET DREJTUES PER RETUSHIM, 38 F22 SET DREJTUES RIBERES, 38 F22 SET DREJTUES ME NDERPRERJE, 39 F22 SET DREJTUES (1 PJESE), 39 F22 SET DREJTUES(3 PJESE), 39 F22 SET DREJTUES RIBERES, 40 F22 SET DREJTUES (1 PJESE), 40 F22 SET DREJTUES (2 PJESE), 40 F22 SET DREJTUES ME 3 BUTONA LINGUALE, 40 F22 SET DREJTUES (3 PJESE), 40 F22 SET DREJTUES ME 4 BUTONA LINGUALE, 40 F22 SET DREJTUES (4 PJESE), 40 F22 SET DREJTUES PER RETUSHIM, 40 F22 SET DREJTUES RIBERE, 41 F22 SET DREJTUES(1 PJESE), 41 F22 SET DRETJUES PER RETUSHIM, 41 F22 SET DREJTUES RIBERES, 42 F22 SET DREJTUES , 42 F22 SET DREJTUES(1 PJESE), 42 F22 SET DREJTUES RETUSHIM, 42 F22 SET DREJTUES RIBERES, 43 F22 SET DREJTUES , 43 F22 SET DREJTUES(1 PJESE), 43 F22 SET DREJTUES RETUSHIM, 43 F22 SET DREJTUES RIBERES, 44 F22 SET DREJTUES (1 PJESE), 44 F22 SET DREJTUES RETUSHIM, 44 F22 SET DREJTUES RIBERES, 45 F22 SET DREJTUES, 45 F22 SET DREJTUES ME 7 BUTONA LINGUALE, 46 F22 SET DREJTUES(1 PJESE), 46 F22 SET DREJTUES RETUSHIM, 46 F22 SET DREJTUES RIBERES, 47 F22 SET DREJTUES, 47 F22 SET DREJTUES(1 PJESE), 47 F22 SET DREJTUES RETUSHIM, 47 F22 SET DREJTUES RIBERES, 48 F22 SET DREJTUES, 48 F22 SET DREJTUES (1 PJESE), 48 F22 SET DREJTUES RETUSHIM, 48 F22 SET DREJTUES RIBERES, 48 F22 SET DREJTUES ME PRERJE, 50 F22 SET DREJTUES, 50 F22 SET DREJTUES (1 PJESE), 50 F22 SET DREJTUES RETUSHIM, 50 F22 SET DREJTUES RIBERES, 50 F22 SET DREJTUES ME PRERJE, 51 F22 SET DREJTUES, 51 F22 SET DREJTUES (1 PJESE), 51 F22 SET DREJTUES RETUSHIM, 51 F22 SET DREJTUES RIBERES, 52 F22 SET DREJTUES, 52 F22 SET DREJTUES(1 PJESE), 52 F22 SET DREJTUES RETUSHIM, 52 F22 SET DREJTUES RIBERES, 53 F22 SET DREJTUES(1 PJESE), 53 F22 SET DREJTUES RETUSHIM, 53 F22 SET DREJTUES RIBERES, 54 F22 SET DREJTUES, 54 F22 SET DREJTUES (1 PJESE), 54 F22 SET DREJTUES RETUSHIM, 54 F22SET DREJTUES RIBERES, 55 F22 SET DREJTUES (1 PJESE), 55 F22 SET DREJTUES RETUSHIM, 55 F22 SET DREJTUES RIBERES, 56 F22 SET DREJTUES, 56 F22SET DREJTUES (1 PJESE), 56 F22 SET DREJTUES RETUSHIM, 56 F22 SET DREJTUES RIBERES, 57 F22 SET DREJTUES, 57 F22 SET DREJTUES (1 PJESE), 57 F22 SET DREJTUES RETUSHIM, 57 F22 SET DREJTUES RIBERES, 58 F22 SET DREJTUES, 58 F22 SET DREJTUES (1 PJESE), 58 F22 SET DREJTUES RETUSHIM, 58 F22 SET DREJTUES RIBERES, 59 F22 SET DREJTUES, 59 F22 SET DREJTUES (1 PJESE), 59 F22 SET DREJTUES RETUSHIM, 59 F22 SET DREJTUES RIBERES, 60 F22 SET DREJTUES (1 PJESE), 60 F22 SET DREJTUES RETUSHIM, 60 F22 SET DREJTUES RIBERES, 61 F22 SET DREJTUES, 61 F22 SET DREJTUES (1 PJESE), 61 F22 SET DREJTUES RETUSHIM, 61 F22 SET DREJTUES RIBERES, 62 F22 SET DREJTUES, 62 F22 SET DREJTUES (1 PJESE), 62 F22 SET DREJTUES RETUSHIM, 62 F22 SET DREJTUES RIBERES, 63 F22 SET DREJTUES, 63 F22 SET DREJTUES (1 PJESE), 63 F22 SET DREJTUES RETUSHIM, 63 F22 SET DREJTUES RIBERES, 64 F22 SET DREJTUES, 64 F22 SET DREJTUES (1 PJESE), 64 F22 SET DREJTUES RETUSHIM, 64 F22 SET DREJTUES RIBERES, 65 F22 SET DREJTUES, 65 F22 SET DREJTUES (1 PJESE), 65 F22 SET DREJTUES RETUSHIM, 65 F22 SET DREJTUES RIBERES, 66 F22 SET DREJTUES, 66 F22 SET DREJTUES (1 PJESE), 66 F22 SET DREJTUES RETUSHIM, 66 F22 SET DREJTUES RIBERES, 67 F22 SET DREJTUES, 67 F22 SET DREJTUES (1 PJESE), 67 F22 SET DREJTUES RETUSHIM, 67 F22 SET DREJTUES RIBERES, 68 F22 SET DREJTUES, 68 F22 SET DREJTUES (1 PJESE), 68 F22 SET DREJTUES RETUSHIM, 68 F22 SET DREJTUES RIBERES, 69 F22 SET DREJTUES, 69 F22 SET DREJTUES(1 PJESE), 69 F22 SET DREJTUES RETUSHIM, 69 F22 SET DREJTUES RIBERES, 70 F22 SET DREJTUES (1 PJESE), 70 F22 SET DREJTUES RETUSHIM, 70 F22 SET DREJTUES RIBERES, 71 F22 SET DREJTUES, 29 F22 SET DREJTUES PER RETUSHIM, 29 F22 SET DREJTUES ME PRERJE, 30 F22 SET DREJTUES, 30 F22 SET DREJTUES (1 PJESE), 30 F22 SET DREJTUES (2 PJESE), 30 F22 SET DREJTUES ME 3 BUTONA LINGUAL, 30 F22SET DREJTUES (3 PJESE), 30 F22 SET DREJTUES ME 4 BUTONA LINGUAL, 30 F22 SET DREJTUES ME 6 BUTONA LINGUAL, 30 F22 SET DREJTUES ME PRERJE, 31 F22 SET DREJTUES(1 PJESE), 31 F22 SET DREJTUES (3 PJESE), 31 F22 SET DREJTUES ME PRERJE, 32 F22 SET DREJTUES (2 PJESE), 32 F22 SET DREJTUES ME 3 BUTONA LINGUAL, 32 F22 SET DREJTUES ME PRERJE, 33 F22SET DREJTUES(2 PJESE), 33 F22 SET DREJTUES(3 PJESE), 33 F22 SET DREJTUES PER RETUSHIM, 33 F22 SET DREJTUES ME PRERJE, 34 F22 SET DREJTUES, 34 F22 SET DREJTUES(1 PJESE), 34 F22 SET DREJTUES(2 PJESE), 34 F22 SET DREJTUES (3 PJESE), 34 F22 SET DREJTUES PER RETUSHIM, 34 F22 SET DREJTUES ME PRERJE, 35 F22 SET DREJTUES, 35 F22 SET DREJTUES (1 PJESE), 35 F22 SET DREJTUES(2 PJESE), 35 F22 SET DREJTUES PER RETUSHIM, 35 F22 SET DREJTUES ME PRERJE, 36 F22 SET DREJTUES, 36 F22 SET DREJTUES(1 PJESE), 36 F22 SET DREJTUES(2 PJESE), 36 F22 SET DREJTUES PER RETUSHIM, 36 F22 SET DREJTUES ME PRERJE, 37 F22 SET DREJTUES (1 PJESE), 37 F22 SET DREJTUES(2 PJESE), 37 F22 SET DREJTUES (3 PJESE), 37 F22 SET DREJTUES ME PRERJE, 38 F22 SET DREJTUES, 38 F22 SET DREJTUES(1 PJESE), 38 F22 SET DREJTUES(2 PJESE), 38 F22 SET DREJTUES(3 PJESE), 2 F22 SET DREJTUES RIBERES, 2 F22 SET DREJTUES ME PRERJE, 3 F22 SET DREJTUES, 3 F22 SET DREJTUES(1 PJESE), 3 F22 SET DREJTUES(1 PJESE) - RETUSHIM, 3 F22 SET DREJTUES(2 PJESE), 3 F22 SET DREJTUES(3 PJESE), 3 F22 SET DREJTUES PER RETUSHIM, 3 F22 SET DREJTUES RIBERES, 3 F22 SET DREJTUES ME PRERJE, 4 F22 SET DREJTUES, 4 F22 SET DREJTUES(1 PJESE), 4 F22 SET DREJTUES(1 PJESE) - RETUSHIM, 4 F22 SET DREJTUES(2 PJESE), 4 F22 SET DREJTUES(3 PJESE), 4 F22 SET DREJTUES PER RETUSHIM, 4 F22 SET DREJTUES RIBERES, 4 F22 SET DREJTUES ME PRERJE, 4 F22 SET DREJTUES ME PRERJE - RETUSHIM, 5 F22 SET DREJTUES, 5 F22 SET DREJTUES(1 PJESE), 5 F22 SET DREJTUES(1 PJESE) - RETUSHIM, 5 F22SET DREJTUES(2 PJESE), 5 F22 SET DREJTUES(3 PJESE), 5 F22 SET DREJTUES PER RETUSHIM, 5 F22 SET DREJTUES RIBERES, 5 F22 SET DREJTUES ME PRERJE, 6 F22 SET DREJTUES, 6 F22 SET DREJTUES(1 PJESE), 6 F22 SET DREJTUES(1 PJESE) - RETUSHIM, 6 F22 SET DREJTUES(2 PJESE), 6 F22 SET DREJTUES ME 3 BUTONA LINGUALE, 6 F22 SET DREJTUES(3 PJESE), 6 F22 SET DREJTUES ME 4 BUTONA LINGUALE, 6 F22 SET DREJTUES PER RETUSHIM, 6 F22 SET DREJTUES RIBERES, 6 F22 SET DREJTUES ME NDERPRERJE, 7 F22 SET DREJTUES, 7 F22 SET DREJTUES(1 PJESE), 7 F22 SET DREJTUES(1 PJESE) - RETUSHIM, 7 F22 SET DREJTUES(2 PJESE), 7 F22 SET DREJTUES ME 3 BUTONA LINGUALE, 7 F22 SET DREJTUES(3 PJESE), 7 F22 SET DREJTUES ME 4 BUTONA LINGUALE, 7 F22 SET DREJTUES PER RETUSHIM, 7 F22 SET DREJTUES RIBERES, 7 F22 SET DREJTUES ME NDERPRERJE, 8 F22 SET DREJTUES, 8 F22 SET DREJTUES(1 PJESE), 8 F22 SET DREJTUES(2 PJESE), 8 F22 SET DREJTUES ME 3 BUTONA LINGUALE, 8 F22 SET DREJTUES(3 PJESE), 8 F22 SET DREJTUES ME 4 BUTONA LINGUALE, 8 F22 SET DREJTUES PER RETUSHIM, 8 F22 SET DREJTUES RIBERES, 8 F22 SET DREJTUES ME NDERPRERJE, 9 F22 SET DREJTUES, 9 F22 SET DREJTUES(1 PJESE), 9 F22 SET DREJTUES(2 PJESE), 9 F22 SET DREJTUES ME 3 BUTONA LINGUALE, 9 F22 SET DREJTUES(3 PJESE), 9 F22 SET DREJTUES ME 4 BUTONA LINGUALE, 9 F22 SET DREJTUES PER RETUSHIM, 9 F22 SET DREJTUES RIBERES, 9 F22 SET DREJTUES ME NDERPRERJE, 10 F22 SET DREJTUES, 10 F22 SET DREJTUES(1 PJESE), 10 F22 SET DREJTUES(2 PJESE), 10 F22 SET DREJTUES ME 3 BUTONA LINGUALE, 10 F22 SET DREJTUES(3 PJESE), 10 F22 SET DREJTUES ME 4 BUTONA LINGUALE, 10 F22 SET DREJTUES MBAJTES - ME NDERPRERJE, 10 F22 SET DREJTUES PER RETUSHIM, 10 F22 SET DREJTUES RIBERES, 10 F22 SET DREJTUES ME NDERPRERJE, 11 F22 SET DREJTUES, 11 F22 SET DREJTUES(1 PJESE), 11 F22 SET DREJTUES(2 PJESE), 11 F22 SET DREJTUES ME 3 BUTONA LINGUALE, 11 F22 SET DREJTUES(3 PJESE), 11 F22 SET DREJTUES ME 4 BUTONA LINGUALE, 11 F22 SET DREJTUES PER RETUSHIM, 11 F22 SET DREJTUES RIBERES, 11 F22 SET DREJTUES ME NDERPRERJE, 11 F22 SET DREJTUES ME NDERPRERJE - RETUSHIM, 12 F22 SET DREJTUES(2 PJESE), 14 F22 SET DREJTUES ME NDERPRERJE, 15 F22 SET DREJTUES(1 PJESE), 15 F22 SET DREJTUES(2 PJESE), 15 F22 SET DREJTUES 4 BUTONA LINGUALE - RETUSHIM, 15 F22 SET DREJTUES RIBERES, 15 F22 SET DREJTUES ME NDERPRERJE, 16 F22 SET DREJTUES(1 PJESE), 16 F22 SET DREJTUES ME 3 BUTONA LINGUALE, 16 F22 SET DREJTUES 3 BUTONA LINGUALE - RETUSHIM, 16 F22 SET DREJTUES 3 BUTONA LINGUALE- RETUSHIM, 16 F22 SET DREJTUES(3 PJESE), 16 F22 SET DREJTUES ME 6 BUTONA LINGUALE, 16 F22 SET DREJTUES PER RETUSHIM, 16 F22 SET DREJTUES RIBERES, 16 F22 SET DREJTUES ME NDERPRERJE, 17 F22 SET DREJTUES, 17 F22 SET DREJTUES(3 PJESE), 17 F22 SET DREJTUES PER RETUSHIM, 17 F22 SET DREJTUES RIBERES, 17 F22 SET DREJTUES ME NDERPRERJE, 18 F22 SET DREJTUES, 18 F22 SET DREJTUES(1 PJESE), 18 F22 SET DREJTUES(2 PJESE), 18 F22 SET DREJTUES(3 PJESE), 18 F22 SET DREJTUES RIBERES, 18 F22 SET DREJTUES ME NDERPRERJE, 19 F22 SET DREJTUES (1 PJESE), 19 F22 SET DREJTUES(2 PJESE), 19 F22 SET DREJTUES(3 PJESE), 19 F22 SET DREJTUES RIBERES, 20 F22 SET DREJTUES(2 PJESE), 20 F22 SET DREJTUES ME 3 BUTONA LINGUALE, 20 F22 SET DREJTUES (3 PJESE), 20 F22 SET DREJTUES ME 4 BUTONA LINGUALE, 20 F22 SET DREJTUES ME 5 BUTONA LINGUALE, 20 F22 SET DREJTUES PER RETUSHIM, 20 F22 SET DREJTUES RIBERES, 20 F22 SET DREJTUES ME NDERPRERJE, 21 F22 SET DREJTUES(1 PJESE), 21 F22 SET DREJTUES(2 PJESE), 21 F22 SET DREJTUES ME 3 BUTONA LINGUALE, 21 F22 SET DREJTUES(3 PJESE), 21 F22 SET DREJTUES PER RETUSHIM, 12 F22 DREJTUES 3 BUTONA LINGUALE, 12 F22 SET DREJTUES ME 3 BUTONA LINGUALE, 12 F22 SET DREJTUES(3 PJESE), 12 F22SET DREJTUES ME 4 BUTONA LINGUALE, 12 F22 SET DREJTUES ME 4 BUTONA LINGUALE, 12 F22 SET DREJTUES 5 BUTONA LINGUALE- RETUSHIM, 12 F22 SET DREJTUES ME 5 BUTONA LINGUALE, 12 F22 SET DREJTUES 5 BUTONA LINGUALE - RETUSHIM, 12 F22 SET DREJTUES ME 6 BUTONA LINGUALE, 12 F22 SET DREJTUES ME 9 BUTONA LINGUALE, 12 F22 SET DREJTUES RIBERES, 12 F22 SET DREJTUES ME NDERPRERJE, 12 F22 SET DREJTUES ME NDERPRERJE - RETUSHIM, 13 F22 SET DREJTUES, 13 F22 SET DREJTUES(2 PJESE), 13 F22 SET DREJTUES RIBERES, 13 F22 SET DREJTUES ME NDERPRERJE, 14 F22 SET DREJTUES(1 PJESE), 14 F22 SET DREJTUES(3 PJESE), 14 F22 SET DREJTUES PER RETUSHIM, 14 F22 SET DREJTUES RIBERES, 38 F22 SET DREJTUES -KORRIGJUES, 39 F22 SET DREJTUES, 39 F22 SET DREJTUES(1 PJESE), 39 F22 SET DREJTUES(2 PJESE), 39 F22 SET DREJTUES PER RETUSHIM, 39 F22 SET DREJTUES ME NDERPRERJE, 40 F22 SET DREJTUES, 40 F22 SET DREJTUES(1 PJESE), 40 F22 SET DREJTUES(2 PJESE), 40 F22 SET DREJTUES ME 3 BUTONA LINGUAL, 40 F22 SET DREJTUES ME 4 BUTONA LINGUAL, 40 F22 SET DREJTUES(4 PJESE), 40 F22 SET DREJTUES ME 6 BUTONA LINGUAL, 40 F22 SET DREJTUES ME NDERPRERJE, 41 F22 SET DREJTUES, 42 F22 SET DREJTUES, 43 F22 SET DREJTUES, 44 F22 SET DREJTUES, 45 F22 SET DREJTUES ME 7 BUTONA LINGUAL, 46 F22 SET DREJTUES, 48 F22 SET DREJTUES ME NDERPRERJE, 49 F22 SET DREJTUES, 50 F22 SET DREJTUES ME NDERPRERJE, 53 F22 SET DREJTUES, 55 F22 SET DREJTUES, 60 F22 SET DREJTUES, 70 F22 SET DREJTUES, 73 F22 SET DREJTUES, 74 F22 SET DREJTUES, 77 F22 SET DREJTUES, 78 F22 SET DREJTUES, 79 F22 SET DREJTUES, 85 F22 SET DREJTUES, F22 DREJTUES ATASHMENT, ATASHMENT TEK- PER RETUSHIM, ATASHMENT TEK - RIBERES, ATASHMENT TEK Z, F22 DREJTUES, F22 DREJTUES(1 PJESE), F22 DREJTUES(1 PJESE) - PER RETUSHIM, F22 DREJTUES TEK - MBAJTES, F22 DREJTUES TEK - RETUSHIM, F22 DREJTUES TEK - RIBERES, 2 F22 SET DREJTUES, 2 F22 SET DREJTUES(1 PJESE), 2 F22 SET DREJTUES(1 PJESE)-RETUSHIM, 2 F22 SET DREJTUES(2 PJESE), 2 F22 SET DREJTUES(3 PJESE), 2 F22 SET DREJTUES PER RETUSHIM, 9 SET DREJTUES F22- PER RETUSHIM, SET ME 9 DREJTUES F22 ME PRERJE, 10 SET DREJTUES F22, SET ME 10 DREJTUES F22(1 PJESE), SET ME 10 DREJTUES F22(2 PJESE), 10 SET DREJTUES F22 ME 3 BUTONA LINGUAL, SET ME 10 DREJTUES F22(3 PJESE), 10 SET DREJTUES F22 ME 4 BUTONA LINGUAL, 10 SET DREJTUES F22 - PER RETUSHIM, SET ME 10 DREJTUES F22 ME PRERJE, SET ME 10 DREJTUES F22 ME PRERJE - PER RETUSHIM, SET ME 11 DREJTUES F22 , SET ME 11 DREJTUES F22(1 PJESE), SET ME 11 DREJTUES F22(2 PJESE), 11 SET DREJTUES F22 ME 3 BUTONA LINGUAL, SET ME 11 DREJTUES F22(3 PJESE), 11 SET DREJTUES F22 ME 4 BUTONA LINGUAL, 11 F22 SET DREJTUES - RIFINITURE, 11 F22 SET DREJTUES ME PRERJE, 11 F22 SET DREJTUES ME PRERJE - PER RETUSHIM, 12 F22 SET DREJTUES, 12 F22 SET DREJTUES(1 PJESE), 12 F22 SET DREJTUES ME 3 BUTONA LINGUAL, 12 F22 SET DREJTUES 3 BUTONA LINGUAL PER RETUSHIM, 12 F22 SET DREJTUES 3 BUTONA LINGUAL PER RETUSHIM, 12 F22 SET DREJTUES (3 PJESE), 12 F22 SET DREJTUES ME 4 BUTONA LINGUAL, 12 F22 SET DREJTUES 5 BUTONA LINGUAL - PER RETUSHIM, 12 F22 SET DREJTUES ME 5 BUTONA LINGUAL, 12 F22 SET DREJTUES 5 BUTONA LINGUAL - PER RETUSHIM, 12 F22 SET DREJTUES ME 6 BUTONA LINGUAL, 12 F22 SET DREJTUES 9 BUTONA LINGUAL PER RETUSHIM, 12 F22 SET DREJTUES 9 BUTONA LINGUAL PER RETUSHIM, 12 F22 SET DREJTUES PER RETUSHIM, 12 F22 SET DREJTUES ME PRERJE, 12 F22 SET DREJTUES ME PRERJE - PER RETUSHIM, 13 F22 SET DREJTUES(1 PJESE), 13 F22 SET DREJTUES(3 PJESE), 13 F22 SET DREJTUES PER RETUSHIM, 13 F22 SET DREJTUES ME PRERJE, 14 F22 SET DREJTUES, 14 F22 SET DREJTUES (1 PJESE), 14 F22 SET DREJTUES(2 PJESE), 14 F22 SET DREJTUES ME PRERJE, 15 F22 SET DREJTUES, 15 F22 SET DREJTUES (2 PJESE), 15 F22 SET DREJTUES(3 PJESE), 15 F22 SET DREJTUES 4 BUTONA LINGUAL - PER RETUSHIM, 15 F22 SET DREJTUES 4 BUTONA LINGUAL - PER RETUSHIM, 15 F22 SET DREJTUES PER RETUSHIM, 15 F22 SET DREJTUES ME PRERJE, 16 F22 SET DREJTUES, 16 F22 SET DREJTUES(2 PJESE), 16 F22 SET DREJTUES ME 3 BUTONA LINGUAL, 16 F22 SET DREJTUES 3 BUTONA LINGUAL - PER RETUSHIM, 16 F22SET DREJTUES ME 3 BUTONA LINGUAL, 16 F22 SET DREJTUES ME 6 BUTONA LINGUAL, 16 F22 SET DREJTUES ME PRERJE, 17 F22 SET DREJTUES(1 PJESE), 17 F22 SET DREJTUES(2 PJESE), 17 F22 SET DREJTUES ME PRERJE, 18 F22 SET DREJTUES (1 PJESE), 18 F22 SET DREJTUES (3 PJESE), 18 F22 SET DREJTUES PER RETUSHIM, 18 F22 SET DREJTUES ME PRERJE, 19 F22 SET DREJTUES, 19 F22 SET DREJTUES (2 PJESE), 19 F22 SET DREJTUES (3 PJESE), 19 F22 SET DREJTUES PER RETUSHIM, 19 F22 SET DREJTUES ME PRERJE, 20 F22 SET DREJTUES, 20 F22 SET DREJTUES(1 PJESE), 20 F22 SET DREJTUES ME 3 BUTONA LINGUAL, 20 F22 SET DREJTUES ME 4 BUTONA LINGUAL, 20 F22 SET DREJTUES ME 5 BUTONA LINGUAL, 20 F22 SET DREJTUES ME PRERJE, 21 F22 SET DREJTUES, 21 F22 SET DREJTUES (1 PJESE), 21 F22 SET DREJTUES (2 PJESE), 21 F22 SET DREJTUES ME 3 BUTONA LINGUAL, 21 F22 SET DREJTUES (3 PJESE), 21 F22 SET DREJTUES ME PRERJE, 22 F22 SET DREJTUES, 22 F22 SET DREJTUES(1 PJESE), 22 F22 SET DREJTUES(2 PJESE), 22 F22 SET DREJTUESME 3 BUTONA LINGUAL, 22 F22 SET DREJTUES ME 3 BUTONA LINGUAL, 22 F22 SET DREJTUES ME PRERJE, 23 F22 SET DREJTUES(2 PJESE), 23 F22 SET DREJTUES(3 PJESE), 23 F22 SET DREJTUES PER RETUSHIM, 23 F22 SET DREJTUES ME PRERJE, 24 F22 SET DREJTUES ME 10 BUTONA LINGUAL, 24 F22 SET DREJTUESME 12 BUTONA LINGUAL, 24 F22 SET DREJTUES(1 PJESE), 24 F22 SET DREJTUES ME 2 BUTONA LINGUAL, 24 F22 SET DREJTUES (2 PJESE), 24 F22 SET DREJTUES ME 3 BUTONA LINGUAL, 24 F22 SET DREJTUES(3 PJESE), 24 F22 SET DREJTUES ME 4 BUTONA LINGUAL, 24 F22 SET DREJTUES ME 5 BUTONA LINGUAL, 24 F22SET DREJTUES ME 6 BUTONA LINGUAL, 24 F22 SET DREJTUES ME 6 BUTONA LINGUAL, 24 F22 SET DREJTUES ME 7 BUTONA LINGUAL, 24 F22 SET DREJTUES ME 8 BUTONA LINGUAL, 25 F22 SET DREJTUES 8 BUTONA LINGUAL - PER RETUSHIM, 26 F22 SET DREJTUES ME 8 BUTONA LINGUAL, 27 F22 SET DREJTUES 8 BUTONA LINGUAL - PER RETUSHIM, 24 F22 SET DREJTUES ME PRERJE, 24 F22 SET DREJTUES ME PRERJE - PER RETUSHIM , 25 F22 SET DREJTUES , 25 F22 SET DREJTUES (1 PJESE), 25 F22 SET DREJTUES (2 PJESE), 25 F22 SET DREJTUES ME PRERJE, 26 F22 SET DREJTUES(1 PJESE), 26 F22SET DREJTUES (2 PJESE), 26 F22 SET DREJTUES (3 PJESE), 26 F22 SET DREJTUES PER RETUSHIM, 26 F22 SET DREJTUES ME PRERJE, 27 F22 SET DREJTUES , 27 F22 SET DREJTUES(1 PJESEC), 27 F22 SET DREJTUES (2 PJESE), 27 F22 SET DREJTUES (3 PJESE), 27 F22 SET DREJTUES ME PRERJE, 28 F22 SET DREJTUES, 28 F22 SET DREJTUES (2 PJESE), 28 F22 SET DREJTUES 3 BUTONA LINGUAL - PER RETUSHIM, 28 F22 SET DREJTUES ME 3 BUTONA LINGUAL, 28 F22 SET DREJTUES (3 PJESE), 28 F22 SET DREJTUES ME 4 BUTONA LINGUAL, 28 F22 SET DREJTUES ME 5 BUTONA LINGUAL, 28 F22 SET DREJTUES ME 6 BUTONA LINGUAL, 28 F22 SET DREJTUES PER RETUSHIM, 28 F22 SET DREJTUES ME PRERJE, 29 F22 SET DREJTUES, 29 F22 SET DREJTUES (1 PJESE), 29 F22 SET DREJTUES (2 PJESE), 29 F22 SET DREJTUES (3 PJESE), KIT BANDE MOLARI MOL.6 , INF. 29,5-44, 150 PZ, KIT BANDE MOL. PREPUNT. SWM/MBTMOL.6 , INF. 32-39, 80 PZ, KIT BANDE MOL. PREP.80PZ 32-39 6 INF+TUB.SING. NON CONV.022, KIT BANDE MOL. PREP.80PZ 32-39 MOL.6 INF+TUB.SING.CONV.MBT022, KIT BANDE MOL. PREP.80PZ 32-39 6INF+TUB.TRI.N.CON.RICK018, KIT BANDE MOL. PREP.80PZ 32-39 6INF+TUB.DOP.022 N.CON.HGO045, KIT BANDE MOL. PREP.80PZ 32-39 6 INF+TUB.SING. CONV.EDGW022, KIT BANDE MOL. PREPUNT. SWM/MBT MOL.6 , INF. 32-39, 80 PZ, KIT BANDE MOL. PREP.80PZ 32-39 TUBO DOP.CON. ROTH022 HGG045, KIT BANDE MOL. PREP.INF.80PZ 32-39 +TUB.SIN.N.CON.022+CLEAT, KIT BANDE MOL. PREP.80PZ 32-39 6INF+TUB.DOP.CONV.MBT022, KIT 150 BANDE MOL. PREP.29.5-44MOL.6 INF+TUB.SING.CONV.MBT022, KIT BANDE MOL. PREP.150PZ 32-39 6INF+TUB.DOP.CONV.MBT022, KIT BANDE MOL. PREP.80PZ 32-39 6 INF+TUB.DOPP CONV.HGO, KIT BANDE MOL. PREP.80PZ 32-39 TUB DOP.CON. ROTH022 HGG045+CL , KIT BANDE MOL. PREP.80PZ 32-39 6 INF+TUB.DOP CONV.022 EDG-RIC , KIT BANDE MOL. PREP.80PZ 32-39 6 INF+TUB.DOP. N.CONV.RICK 018 , KIT BANDE MOL. PREP.80PZ 32-39 MOL.6 INF+T.SING.CON.MBT022+CL, KIT BANDE MOL. PREP.80PZ 32-39 6 INF+TUB.SING.N.CONV.ROTH.022 , KIT BANDE MOL. PREP.80PZ 32-39 TUB DOP.CON. ROTH022 HGG045+SL , KIT BANDE MOL. PREP.80PZ 32-39 6 INF+TUB.DOP CONV.018 EDG-RIC , KIT BANDE MOL. PREP.80PZ 32-39 6INF+TUB.DOP.CONV.MBT022+SL , KIT BANDE MOL. PREP.6 INF.80PZ 32-39+TUBO DOP.N.CON.HGO045+CL , KIT BANDE MOL. PREP.80PZ 32-39 MOL.6 INF+T.SING.CON.MBT022+SL , KIT BANDE MOL. PREP.80PZ 32-39 6INF+TUB.SING.CON.EDG022+CLEAT , KIT BANDE MOL. PREPUNT. SWM/MBT MOL.6 SUP. 32-39, 80 PZ , KIT BANDE MOL. PREP.80PZ 32-39 6 SUP+TUB.TRI.022 HGO+SHEAT , KIT BANDE MOL. PREP.80PZ 32-39 6 SUP+TUB.DOPP CONV.ROTH022HGG , KIT BANDE MOL. PREP.80PZ 32-39 6SU+TUB.DOP.CON.ROTH022HGG+SHE , KIT BANDE MOL. PREP.80PZ 32-39 6 SUP+TUB.TRI.022 CONV. HGO045 , KIT BANDE MOL. PREP.80PZ 32-39 6 SUP+TUB.DOP.022 N.CON.HGO045 , KIT BANDE MOL. PREP.80PZ 32-39 6SUP+TUB.TRIP.N.CON.RICK022 , KIT BANDE MOL. PREP.80PZ 32-39 6 SUP+TUB.DOPP CONV.MBT022HGG , KIT BANDE MOL. PREP.80PZ 32-39 6SU+T.DOP.CON.MBT022HGG+SHEAT , KIT BANDE MOL. PREP.80PZ 32-39 6SUP+TUB.DOP.CON.MBT022HGG+SL , KIT BANDE MOL. PREP.SUP.80PZ 32-39+TUB.SIN.N.CON.022+CLEAT , KIT BANDE MOL. PREP.80PZ 32-39 6SUP+TUB.SING.CON.MBT022+SL , KIT BANDE MOL. PREP.80PZ 32-39 6 SUP+TUB.TRI.022 HGO , KIT BANDE MOL. PREP.80PZ 32-39 6 SUP+TUB.DOPP CONV.MBT 022HGO , KIT 150 BANDE MOL. PREP.29.5-44 6 SUP+TUB.DOPP CONV.MBT 022HGO , KIT BANDE MOL. PREP.150PZ 32-39 6 SUP+TUB.DOPP CONV.MBT022HGG , KIT BANDE MOL. PREP.80PZ 32-39 6SUP+TUB.SING.CON.MBT022 , KIT BANDE MOL. PREP.80PZ 32-39 6SUP+TUB.DOP.CAN.O.045 ROT022 , KIT BANDE MOL. PREP.80PZ 32-39 6 SUP+TUB.DOP CONV.022 EDG-RIC , KIT 150 BANDE MOL. PREP.29,5-44 6 SUP+TUB.TRI.022 HGO+SHEAT , KIT BANDE MOL. PREP.80PZ 32-39 6UP+DOP.CAN.O.045 ROT022+CLEAT , KIT BANDE MOL. PREP.SUP.80PZ 32-39+TUB.SING.NON CONV.022 , KIT BANDE MOL. PREP.80PZ 32-39 6 SUP+TUB.DOP. N.CONV.RICK 018 , KIT BANDE MOL. PREP.80PZ 32-39 6SUP+TUB.SING.CON.MBT022+SHEAT , BANDE MOLARI MOL.6 , 7 SUP. DX 35,5 , 5PZ, BANDE MOLARI MOL.6 , 7 SUP. DX 36 , 5PZ, BANDE MOLARI MOL.6 , 7 SUP. DX 36,5 , 5PZ, BANDE MOLARI MOL.6 , 7 SUP. DX 37 , 5PZ, BANDE MOLARI MOL.6 , 7 SUP. DX 37,5 , 5PZ, BANDE MOLARI MOL.6 , 7 SUP. DX 38 , 5PZ, BANDE MOLARI MOL.6 , 7 SUP. DX 38,5 , 5PZ, BANDE MOLARI MOL.6 , 7 SUP. DX 39 , 5PZ, BANDE MOLARI MOL.6 , 7 SUP. DX 39,5 , 5PZ, BANDE MOLARI MOL.6 , 7 SUP. DX 40 , 5PZ, BANDE MOLARI MOL.6 , 7 SUP. DX 40,5 , 5PZ, BANDE MOLARI MOL.6 , 7 SUP. DX 41 , 5PZ, BANDE MOLARI MOL.6 , 7 SUP. DX 41,5 , 5PZ, BANDE MOLARI MOL.6 , 7 SUP. DX 42 , 5PZ, BANDE MOLARI MOL.6 , 7 SUP. DX 42,5 , 5PZ, BANDE MOLARI MOL.6 , 7 SUP. DX 43 , 5PZ, BANDE MOLARI MOL.6 , 7 SUP. DX 43,5 , 5PZ, BANDE MOLARI MOL.6 , 7 SUP. DX 44 , 5PZ, BANDE MOLARI MOL.6 INF. SX 29,5 , 5PZ, BANDE MOLARI MOL.6 INF. SX 30 , 5PZ, BANDE MOLARI MOL.6 INF. SX 30,5 , 5PZ, BANDE MOLARI MOL.6 INF. SX 31 , 5PZ, BANDE MOLARI MOL.6 INF. SX 31,5 , 5PZ, BANDE MOLARI MOL.6 INF. SX 32 , 5PZ, BANDE MOLARI MOL.6 INF. SX 32,5 , 5PZ, BANDE MOLARI MOL.6 INF. SX 33 , 5PZ, BANDE MOLARI MOL.6 INF. SX 33,5 , 5PZ, BANDE MOLARI MOL.6 INF. SX 34 , 5PZ, BANDE MOLARI MOL.6 INF. SX 34,5 , 5PZ, BANDE MOLARI MOL.6 INF. SX 35 , 5PZ, BANDE MOLARI MOL.6 INF. SX 35,5 , 5PZ, BANDE MOLARI MOL.6 INF. SX 36 , 5PZ, BANDE MOLARI MOL.6 INF. SX 36,5 , 5PZ, BANDE MOLARI MOL.6 INF. SX 37 , 5PZ, BANDE MOLARI MOL.6 INF. SX 37,5 , 5PZ, BANDE MOLARI MOL.6 INF. SX 38 , 5PZ, BANDE MOLARI MOL.6 INF. SX 38,5 , 5PZ, BANDE MOLARI MOL.6 INF. SX 39 , 5PZ, BANDE MOLARI MOL.6 INF. SX 39,5 , 5PZ, BANDE MOLARI MOL.6 INF. SX 40 , 5PZ, BANDE MOLARI MOL.6 INF. SX 40,5 , 5PZ, BANDE MOLARI MOL.6 INF. SX 41 , 5PZ, BANDE MOLARI MOL.6 INF. SX 41,5 , 5PZ, BANDE MOLARI MOL.6 INF. SX 42 , 5PZ, BANDE MOLARI MOL.6 INF. SX 42,5 , 5PZ, BANDE MOLARI MOL.6 INF. SX 43 , 5PZ, BANDE MOLARI MOL.6 INF. SX 43,5 , 5PZ, BANDE MOLARI MOL.6 INF. SX 44 , 5PZ, BANDE MOLARI MOL.6 INF. DX 29,5 , 5PZ, BANDE MOLARI MOL.6 INF. DX 30 , 5PZ, BANDE MOLARI MOL.6 INF. DX 30,5 , 5PZ, BANDE MOLARI MOL.6 INF. DX 31 , 5PZ, BANDE MOLARI MOL.6 INF. DX 31,5 , 5PZ, BANDE MOLARI MOL.6 INF. DX 32 , 5PZ, BANDE MOLARI MOL.6 INF. DX 32,5 , 5PZ, BANDE MOLARI MOL.6 INF. DX 33 , 5PZ, BANDE MOLARI MOL.6 INF. DX 33,5 , 5PZ, BANDE MOLARI MOL.6 INF. DX 34 , 5PZ, BANDE MOLARI MOL.6 INF. DX 34,5 , 5PZ, BANDE MOLARI MOL.6 INF. DX 35 , 5PZ, BANDE MOLARI MOL.6 INF. DX 35,5 , 5PZ, BANDE MOLARI MOL. 6 INF. DX 36 , 5PZ, BANDE MOLARI MOL.6 INF. DX 36,5 , 5PZ, BANDE MOLARI MOL.6 INF. DX 37 , 5PZ, BANDE MOLARI MOL.6 INF. DX 37,5 , 5PZ, BANDE MOLARI MOL.6 INF. DX 38 , 5PZ, BANDE MOLARI MOL.6 INF. DX 38,5 , 5PZ, BANDE MOLARI MOL.6 INF. DX 39 , 5PZ, BANDE MOLARI MOL.6 INF. DX 39,5 , 5PZ, BANDE MOLARI MOL.6 INF. DX 40 , 5PZ, BANDE MOLARI MOL.6 INF. DX 40,5 , 5PZ, BANDE MOLARI MOL.6 INF. DX 41 , 5PZ, BANDE MOLARI MOL.6 INF. DX 41,5 , 5PZ, BANDE MOLARI MOL.6 INF. DX 42 , 5PZ, BANDE MOLARI MOL.6 INF. DX 42,5 , 5PZ, BANDE MOLARI MOL.6 INF. DX 43 , 5PZ, BANDE MOLARI MOL.6 INF. DX 43,5 , 5PZ, BANDE MOLARI MOL.6 INF. DX 44 , 5PZ, BANDE MOLARI MOL.7 INF. SX 29,5 , 5PZ, BANDE MOLARI MOL.7 INF. SX 30 , 5PZ, BANDE MOLARI MOL.7 INF. SX 30,5 , 5PZ, BANDE MOLARI MOL.7 INF. SX 31 , 5PZ, BANDE MOLARI MOL.7 INF. SX 31,5 , 5PZ, BANDE MOLARI MOL.7 INF. SX 32 , 5PZ, BANDE MOLARI MOL.7 INF. SX 32,5 , 5PZ, BANDE MOLARI MOL.7 INF. SX 33 , 5PZ, BANDE MOLARI MOL.7 INF. SX 33,5 , 5PZ, BANDE MOLARI MOL.7 INF. SX 34 , 5PZ, BANDE MOLARI MOL.7 INF. SX 34,5 , 5PZ, BANDE MOLARI MOL.7 INF. SX 35 , 5PZ, BANDE MOLARI MOL.7 INF. SX 35,5 , 5PZ, BANDE MOLARI MOL.7 INF. SX 36 , 5PZ, BANDE MOLARI MOL.7 INF. SX 36,5 , 5PZ, BANDE MOLARI MOL.7 INF. SX 37 , 5PZ, BANDE MOLARI MOL.7 INF. SX 37,5 , 5PZ, BANDE MOLARI MOL.7 INF. SX 38 , 5PZ, BANDE MOLARI MOL.7 INF. SX 38,5 , 5PZ, BANDE MOLARI MOL.7 INF. SX 39 , 5PZ, DREJTUES F22, DREJTUES TEK F22 - MBAJTES, DREJTUES TEK F22 - PER RETUSHIM, DREJTUES TEK F22 - RIBERES, DREJTUES TEK F22 - YOUNG, 2 SET DREJTIMI F22, SET ME 2 DREJTUES F22 (1 PJESE), SET ME 2 DREJTUES F22 (2 PJESE), SET ME 2 DREJTUES F22 (3 PJESE), 2 SET DREJTIMI F22 - PER RETUSHIM, SET ME 2 DREJTUES F22 ME PRERJE, 3 SET DREJTIMI F22, SET ME 3 DREJTUES F22(1 PJESE), SET ME 3 DREJTUES F22(2 PJESE), SET ME 3 DREJTUES F22(3 PJESE), 3 SET DREJTUES F22 -PER RETUSHIM, SET ME 3 DREJTUES F22 ME PRERJE, 4 SET DREJTIMI F22, SET ME 4 DREJTUES F22(1 PJESE), SET ME 4 DREJTUES F22(2 PJESE), SET ME 4 DREJTUES F22(3 PJESE), 4 SET DREJTIMI F22 -PER RETUSHIM, SET ME 4 DREJTUES F22 ME PRERJE, SET ME 4 DREJTUES F22 ME PRERJE - RETUSHIM, 5 SET DREJTUES F22, SET ME 5 DREJTUES F22(1 PJESE), SET ME 5 DREJTUES F22(2 PJESE), SET ME 5 DREJTUES F22(3 PJESE), 5 SET DREJTIMI F22 -PER RETUSHIM, SET ME 5 DREJTUES F22 ME PRERJE, 6 SET DREJTUES F22, SET ME 6 DREJTUES F22(1 PJESE), SET ME 6 DREJTUES F22(2 PJESE), 6 SET DREJTUES F22 ME 3 BUTONA LINGUAL, SET ME 6 DREJTUES F22(3 PJESE), 6 SET DREJTUES F22 ME 4 BUTONA LINGUAL, 6 SET DREJTUES F22 -PER RETUSHIM, SET 6 DREJTUES ME PRERJE, 7 SET DREJTUES F22, SET ME 7 DREJTUES F22(1 PJESE), SET ME 7 DREJTUES F22(2 PJESE), 7 SET DREJTUES F22 ME 3 BUTONA LINGUAL, SET ME 7 DREJTUES F22(3 PJESE), 7 SET DREJTUES F22 ME 4 BUTONA LINGUAL, 7 SET DREJTUES F22 -PER RETUSHIM, SET ME 7 DREJTUES F22 ME PRERJE, 8 SET DREJTUES F22, SET ME 8 DREJTUES F22(1 PJESE), SET ME 8 DREJTUES F22(2 PJESE), 8 SET DREJTUES F22 ME 3 BUTONA LINGUAL, SET ME 8 DREJTUES F22(3 PJESE), 8 SET DREJTUES F22 ME 4 BUTONA LINGUAL, 8 SET DREJTUES F22 -PER RETUSHIM, SET ME 8 DREJTUES F22 ME PRERJE, 9 SET DREJTUES F22, SET ME 9 DREJTUES F22(1 PJESE), SET ME 9 DREJTUES F22(2 PJESE), 9 SET DREJTUES F22 ME 3 BUTONA LINGUAL, SET ME 9 DREJTUES F22(3 PJESE), 9 SET DREJTUES F22 ME 4 BUTONA LINGUAL, BANDE MOLARI MOL.7 INF. SX 39,5 , 5PZ, BANDE MOLARI MOL.7 INF. SX 40 , 5PZ, BANDE MOLARI MOL.7 INF. SX 40,5 , 5PZ, BANDE MOLARI MOL.7 INF. SX 41 , 5PZ, BANDE MOLARI MOL.7 INF. SX 41,5 , 5PZ, BANDE MOLARI MOL.7 INF. SX 42 , 5PZ, BANDE MOLARI MOL.7 INF. DX 29,5 , 5PZ, BANDE MOLARI MOL.7 INF. DX 30 , 5PZ, BANDE MOLARI MOL.7 INF. DX 30,5 , 5PZ, BANDE MOLARI MOL.7 INF. DX 31 , 5PZ, BANDE MOLARI MOL.7 INF. DX 31,5 , 5PZ, BANDE MOLARI MOL.7 INF. DX 32 , 5PZ, BANDE MOLARI MOL.7 INF. DX 32,5 , 5PZ, BANDE MOLARI MOL.7 INF. DX 33 , 5PZ, BANDE MOLARI MOL.7 INF. DX 33,5 , 5PZ, BANDE MOLARI MOL.7 INF. DX 34 , 5PZ, BANDE MOLARI MOL.7 INF. DX 34,5 , 5PZ, BANDE MOLARI MOL.7 INF. DX 35 , 5PZ, BANDE MOLARI MOL.7 INF. DX 35,5 , 5PZ, BANDE MOLARI MOL.7 INF. DX 36 , 5PZ, BANDE MOLARI MOL.7 INF. DX 36,5 , 5PZ, BANDE MOLARI MOL.7 INF. DX 37 , 5PZ, BANDE MOLARI MOL.7 INF. DX 37,5 , 5PZ, BANDE MOLARI MOL.7 INF. DX 38 , 5PZ, BANDE MOLARI MOL.7 INF. DX 38,5 , 5PZ, BANDE MOLARI MOL.7 INF. DX 39 , 5PZ, BANDE MOLARI MOL.7 INF. DX 39,5 , 5PZ, BANDE MOLARI MOL.7 INF. DX 40 , 5PZ, BANDE MOLARI MOL.7 INF. DX 40,5 , 5PZ, BANDE MOLARI MOL.7 INF. DX 41 , 5PZ, BANDE MOLARI MOL.7 INF. DX 41,5 , 5PZ, BANDE MOLARI MOL.7 INF. DX 42 , 5PZ, BANDE MOLARI MOL.7 INF. DX 42,5 , 5PZ, KIT BANDE MOL. PREP.80PZ 32-39 6 SUP+TUB.DOP CONV.018 EDG-RIC , KIT BANDE MOL. PREP. 6SUP 80PZ 32-39+TUBO DOP.N.CON.HGO045+CL , KIT 150 BANDE MOL. PREP.29.5-44 6 SUP+TUB.DOPP CONV.022HGO+SL , KIT BANDE MOL. PREP.80PZ 32-39 6SUP+TUB.DOP.CON.MBT022HGG+CL , KIT BANDE MOL. PREP.80PZ 32-39 6 SUP+TUB.SING. CONV.EDGW022 , KIT BANDE MOL. PREP.80PZ 32-39 6SUP+TUB.SING.CON.EDG022+CLEAT , KIT BANDE MOLARI MOL.7 , INF. 32-39, 80 PZ , KIT BANDE MOLARI MOL.7 , INF. 29,5-42, 150 PZ , KIT BANDE MOL 7 INF 80PZ 32-39 TUB SING.N.CONV MBT022 7INF+SL , KIT BANDE MOLARI MOL.6 , 7 SUP. 32-39, 80 PZ , KIT BANDE MOLARI MOL.6 , INF. 32-39, 80 PZ , KIT BANDE MOLARI MOL.7 , INF. 32-39, 80 PZ , KIT BANDE MOLARI MOL.6 , 7 SUP. 29,5-44, 150 PZ , KIT BANDE MOLARI MOL.6 , INF. 29,5-44, 150 PZ , KIT BANDE MOLARI MOL.7 , INF. 29,5-42, 150 PZ , BANDE MOLARI MOL.6 , 7 SUP. SX 29,5 , 5PZ , BANDE MOLARI MOL.6 , 7 SUP. SX 30 , 5PZ, BANDE MOLARI MOL.6 , 7 SUP. SX 30,5 , 5PZ, BANDE MOLARI MOL.6 , 7 SUP. SX 31 , 5PZ, BANDE MOLARI MOL.6 , 7 SUP. SX 31,5 , 5PZ, BANDE MOLARI MOL.6 , 7 SUP. SX 32 , 5PZ, BANDE MOLARI MOL.6 , 7 SUP. SX 32,5 , 5PZ, BANDE MOLARI MOL.6 , 7 SUP. SX 33 , 5PZ, BANDE MOLARI MOL.6 , 7 SUP. SX 33,5 , 5PZ, BANDE MOLARI MOL.6 , 7 SUP. SX 34 , 5PZ, BANDE MOLARI MOL.6 , 7 SUP. SX 34,5 , 5PZ, BANDE MOLARI MOL.6 , 7 SUP. SX 35 , 5PZ , BANDE MOLARI MOL.6 , 7 SUP. SX 35,5 , 5PZ , BANDE MOLARI MOL.6 , 7 SUP. SX 36 , 5PZ , BANDE MOLARI MOL.6 , 7 SUP. SX 36,5 , 5PZ , BANDE MOLARI MOL.6 , 7 SUP. SX 37 , 5PZ , BANDE MOLARI MOL.6 , 7 SUP. SX 37,5 , 5PZ , BANDE MOLARI MOL.6 , 7 SUP. SX 38 , 5PZ , BANDE MOLARI MOL.6 , 7 SUP. SX 38,5 , 5PZ , BANDE MOLARI MOL.6 , 7 SUP. SX 39 , 5PZ , BANDE MOLARI MOL.6 , 7 SUP. SX 39,5 , 5PZ, BANDE MOLARI MOL.6 , 7 SUP. SX 40 , 5PZ, BANDE MOLARI MOL.6 , 7 SUP. SX 40,5 , 5PZ, BANDE MOLARI MOL.6 , 7 SUP. SX 41 , 5PZ, BANDE MOLARI MOL.6 , 7 SUP. SX 41,5 , 5PZ, BANDE MOLARI MOL.6 , 7 SUP. SX 42 , 5PZ, BANDE MOLARI MOL.6 , 7 SUP. SX 42,5 , 5PZ, BANDE MOLARI MOL.6 , 7 SUP. SX 43 , 5PZ, BANDE MOLARI MOL.6 , 7 SUP. SX 43,5 , 5PZ, BANDE MOLARI MOL.6 , 7 SUP. SX 44 , 5PZ, BANDE MOLARI MOL.6 , 7 SUP. DX 29,5 , 5PZ, BANDE MOLARI MOL.6 , 7 SUP. DX 30 , 5PZ, BANDE MOLARI MOL.6 , 7 SUP. DX 30,5 , 5PZ, BANDE MOLARI MOL.6 , 7 SUP. DX 31 , 5PZ, BANDE MOLARI MOL.6 , | Pajisje te implantueshme jo aktive
15243 | VALO GRAND 5972, VALO GRAND 4866, VALO GRAND 4864, VALO GRAND 4865, VALO GRAND 4974, VALO GRAND 4975 | MEDIK LINE STEWART | 2023-11-08T00:00:00.000+01:00 | Ultradent Products, Inc. 505 west Ultradent drive (10200 South) South Jordan, Utah 84095, USA | 5972, 4866, 4864, 4865, 4974, 4975 | Klasa I | Llampe polimerizimi VALO Grand, Llampe polimerizimi VALO Grand, Llampe polimerizimi VALO GRAND | Pajisje dentare
15244 | Dental Impression Material- Extrude, Extrude Extra - 2 Pk, Extrude Extra Euro - 32 Pk, Extrude Medium - 2 Pk, Extrude Medium Euro - 32 Pk, Extrude Wash - 2 Pk, Extrude Wash Euro - 32 Pk | Dorina Mele CO | 2023-11-07T00:00:00.000+01:00 | Kerr Italia, S.r.l. Via Passanti, 174, 84018 Scafati (S.A.), Italy | N\A, 28414E, 28415E, 28416E, 28417E, 28418E, 28419E | Klasa I | Instrumenta dentare per marrjen e mases. | Pajisje dentare
15327 | Dental Impression Material- Take 1 Advanced & Take 1 Advanced Bite , Take 1 Advanced Bite Registration, Take 1 Advanced Light Body Wash Fast Set, Take 1 Advanced Light BodyWash Regular Set, Take 1 Advanced Medium Fast Set, Take 1 Advanced Medium Regular Set, Take 1 Advanced Tray Fast Set, Take 1 Advanced Tray Regular Set, Take 1 Advanced Tray Volume Regular Set, Take 1 Advanced Tray Volume Fast Set | Dorina Mele CO | 2023-11-14T00:00:00.000+01:00 | Kerr Italia S.r.l. Via Passanti, 174 Scafati (SA) 84018, Italy | N\A, 34148, 34149, 34150, 34152, 34153, 34158, 34159, 34962, 34963 | Klasa I | Material per marrje mase gjate procedurave dentare. | Pajisje dentare
15484 | Blood Glucose Meter, Blood Glucose Test Strips | O.E.S DISTRIMED | 2023-11-17T00:00:00.000+01:00 | Sejoy Biomedical Co.,Ltd. Area C,Bld 2,No.365,Wuzhou Road,Yuhang Economic Development Zone,311100 Hangzhou City,Zhejiang,P.R. China | BG-102, BS-101 | In vitro | Aparat mates i glukozes ne gjak, Stripa testues per matjen e glukozes ne gjak | Pajisje te diagnostifikimit in vitro
15434 | Niti-S Biliary uncovered stent,S type, Niti-S Biliary uncovered stent,D type, Niti-S Biliary uncovered stent,T type, Niti-S Biliary uncovered stent,Y type, Niti-S Biliary uncovered stent,LCD type | GREEMED | 2023-11-09T00:00:00.000+01:00 | TaeWoong Medical Co., Ltd. 14, Gojeong-ro, Wolgot-myeon, Gimpo-si, Gyeonggi-do, Korea | T0604, T0605, T0606, T0607, T0608, T0609, T0610, T0612, T0804, T0805, T0806, T0807, T0808, T0809, T0810, T0812, T1004, T1005, T1006, T1007, T1008, T1009, T1010, T1012, B0604, B0605, B0606, B0607, B0608, B0609, B0610, B0612, B0804, B0805, B0806, B0807, B0808, B0809, B0810, B0812, B1004, B1005, B1006, B1007, B1008, B1009, B1010, B1012, BM0604, BM0605, BM0606, BM0607, BM0608, BM0609, BM0610, BM0612, BM0804, BM0805, BM0806, BM0807, BM0808, BM0809, BM0810, BM0812, BM1004, BM1005, BM1006, BM1007, BM1008, BM1009, BM1010, BM1012, TD0604, TD0605, TD0606, TD0607, TD0608, TD0609, TD0610, TD0612, TD0804, TD0805, TD0806, TD0807, TD0808, TD0809, TD0810, TD0812, TD1004, TD1005, TD1006, TD1007, TD1008, TD1009, TD1010, TD1012, BD0604, BD0605, BD0606, BD0607, BD0608, BD0609, BD0610, BD0612, BD0804, BD0805, BD0806, BD0807, BD0808, BD0809, BD0810, BD0812, BD1004, BD1005, BD1006, BD1007, BD1008, BD1009, BD1010, BD1012, BDM0604, BDM0605, BDM0606, BDM0607, BDM0608, BDM0609, BDM0610, BDM0612, BDM0804, BDM0805, BDM0806, BDM0807, BDM0808, BDM0809, BDM0810, BDM0812, BDM1004, BDM1005, BDM1006, BDM1007, BDM1008, BDM1009, BDM1010, BDM1012, TT1004A, TT1005A, TT1006A, TT1007A, TT1008A, TT1009A, TT1010A, TT1012A, BY1004A, BY1005A, BY1006A, BY1007A, BY1008A, BY1009A, BY1010A, BY1012A, TLD0604, TLD0605, TLD0606, TLD0607, TLD0608, TLD0609, TLD0610, TLD0612, TLD0804, TLD0805, TLD0806, TLD0807, TLD0808, TLD0809, TLD0810, TLD0812, TLD1004, TLD1005, TLD1006, TLD1007, TLD1008, TLD1009, TLD1010, TLD1012, TLD0604-7, TLD0605-7, TLD0606-7, TLD0607-7, TLD0608-7, TLD0609-7, TLD0610-7, TLD0612-7, TLD0804-7, TLD0805-7, TLD0806-7, TLD0807-7, TLD0808-7, TLD0809-7, TLD0810-7, TLD0812-7, TLD1004-7, TLD1005-7, TLD1006-7, TLD1007-7, TLD1008-7, TLD1009-7, TLD1010-7, TLD1012-7, TLD0604-6, TLD0605-6, TLD0606-6, TLD0607-6, TLD0608-6, TLD0609-6, TLD0610-6, TLD0612-6, TLD0804-6, TLD0805-6, TLD0806-6, TLD0807-6, TLD0808-6, TLD0809-6, TLD0810-6, TLD0812-6, TLD1004-6, TLD1005-6, TLD1006-6, TLD1007-6, TLD1008-6, TLD1009-6, TLD1010-6, TLD1012-6 | Klasa IIb | Stente metalike per hapjen e rrugeve biliare | Tjeter
15328 | Silicone basket Liner Larger Size, 1/1 Size Perf Basket 540x253x56mm, Single scope Tray 273mm | O.E.S DISTRIMED | 2023-11-17T00:00:00.000+01:00 | Aesculap AG AM Aesculap -Platz 78532 Tuttlingen Germany | JF941, JF222R, JF436R | Klasa I | Mbajtese(kosh) siliconi per instrumentat kirurgjikale, Mbajtese(kosh) i perforuar per instrumentat kirurgjikale, Mbajtese per instrumentat kirurgjikale | Instrumenta shumeperdorimeshe
15435 | Mi1210 SYNCHRONY ST COCHLEAR IMPLANT / Mi1210 SYNCHRONY ST+Standard, Mi1210 SYNCHRONY ST COCHLEAR IMPLANT / Mi1210 SYNCHRONY ST+Compressed, Mi1210 SYNCHRONY ST COCHLEAR IMPLANT / Mi1210 SYNCHRONY ST+Medium, Mi1210 SYNCHRONY ST COCHLEAR IMPLANT / Mi1210 SYNCHRONY ST+FLEX 24, Mi1210 SYNCHRONY ST COCHLEAR IMPLANT / Mi1210 SYNCHRONY ST+FLEX soft, Mi1210 SYNCHRONY ST COCHLEAR IMPLANT / Mi1210 SYNCHRONY ST+FLEX 28, Mi1210 SYNCHRONY ST COCHLEAR IMPLANT / Mi1210 SYNCHRONY ST+FORM19, Mi1210 SYNCHRONY ST COCHLEAR IMPLANT / Mi1210 SYNCHRONY ST+FORM24, Mi1210 SYNCHRONY ST COCHLEAR IMPLANT / Mi1210 SYNCHRONY ST+FLEX 20, Mi1210 SYNCHRONY ST COCHLEAR IMPLANT / Mi1210 SYNCHRONY ST+FLEX 26, Mi1210 IMPLANT TEMPLATE / Mi1210 IMPLANT TEMPLATE | E v i t a | 2023-11-08T00:00:00.000+01:00 | MED‑EL Elektromedizinische Geräte GmbH Fürstenweg 77a, A-6020 Innsbruck, Austria | 33182, 33184, 33183, 33186, 33185, 33187, 33188, 33189, 33191, 36619, 33056 | Te implantueshme aktive | Pajisje qe implantohet ne menyre kirurgjikale per permiresimin e degjimit, Aksesor per sistemin e implantit koklear | Pajisje te implantueshme aktive
15465 | Auditory Brainstem Implant Mi1200 SYNCHRONY / Mi1200 SYNCHRONY ABI, Mi1200 Implant Template / Mi1200 Implant Template PIN, Mi1200 Implant Template / Mi1200 Implant Template , Cochlear Implant Mi1200 SYNCHRONY / Mi1200 SYNCHRONY PIN + Standard, Cochlear Implant Mi1200 SYNCHRONY / Mi1200 SYNCHRONY + Standard, Cochlear Implant Mi1200 SYNCHRONY / Mi1200 SYNCHRONY PIN + Compressed, Cochlear Implant Mi1200 SYNCHRONY / Mi1200 SYNCHRONY + Compressed, Cochlear Implant Mi1200 SYNCHRONY / Mi1200 SYNCHRONY PIN + Medium, Cochlear Implant Mi1200 SYNCHRONY / Mi1200 SYNCHRONY + Medium, Cochlear Implant Mi1200 SYNCHRONY / Mi1200 SYNCHRONY PIN + FLEX²⁴, Cochlear Implant Mi1200 SYNCHRONY / Mi1200 SYNCHRONY + FLEX²⁴, Cochlear Implant Mi1200 SYNCHRONY / Mi1200 SYNCHRONY PIN + FLEXSOFT, Cochlear Implant Mi1200 SYNCHRONY / Mi1200 SYNCHRONY + FLEXSOFT, Cochlear Implant Mi1200 SYNCHRONY / Mi1200 SYNCHRONY PIN + FLEX²⁸, Cochlear Implant Mi1200 SYNCHRONY / Mi1200 SYNCHRONY FLEX²⁸, Cochlear Implant Mi1200 SYNCHRONY / Mi1200 SYNCHRONY PIN + FORM¹⁹, Cochlear Implant Mi1200 SYNCHRONY / Mi1200 SYNCHRONY + FORM¹⁹, Cochlear Implant Mi1200 SYNCHRONY / Mi1200 SYNCHRONY PIN + FORM²⁴, Cochlear Implant Mi1200 SYNCHRONY / Mi1200 SYNCHRONY + FORM²⁴, Cochlear Implant Mi1200 SYNCHRONY / Mi1200 SYNCHRONY PIN + FLEX20W, Cochlear Implant Mi1200 SYNCHRONY / Mi1200 SYNCHRONY FLEX20W, Cochlear Implant Mi1200 SYNCHRONY / Mi1200 SYNCHRONY PIN + FLEX²⁰, Cochlear Implant Mi1200 SYNCHRONY / Mi1200 SYNCHRONY + FLEX²⁰, Cochlear Implant Mi1200 SYNCHRONY / Mi1200 SYNCHRONY PIN + FLEX²⁶, Cochlear Implant Mi1200 SYNCHRONY / Mi1200 SYNCHRONY + FLEX²⁶, Auditory Brainstem Implant Mi1200 SYNCHRONY / Mi1200 SYNCHRONY PIN ABI | E v i t a | 2023-11-08T00:00:00.000+01:00 | MED‑EL Elektromedizinische Geräte GmbH Fürstenweg 77a, A-6020 Innsbruck, Austria | 09406, 09800, 09799, 09396, 09395, 09397, 09408, 09399, 09398, 09401, 09400, 09403, 09402, 09405, 09404, 30893, 30892, 30895, 30894, 30897, 30896, 07882, 07880, 36618, 36617, 09407 | Te implantueshme aktive | Aksesor per sistemin e implantit koklear dhe sistemin e implantit te degjimit Brainstem, Pajisje qe implantohet ne menyre kirugjikale me qellim permiresimin e degjimit | Pajisje te implantueshme aktive
15245 | INVIEW RETINAL CAMERA, VISTAVIEW RETINAL CAMERA, LENS ACCESSORIES, MERLIN® ROTATIONAL ASSEMBLY (RA), MERLIN® CONDENSER LENS ASSEMBLY (CLA) Auto, MERLIN® CONDENSER LENS ASSEMBLY (CLA) Manual, MERLIN® LENS POSITIONING UNIT (LPU), MERLIN® LENSES, ROLS® ∞ Manual, ROLS® ∞ Auto, MERLIN® MICROSCOPE MOUNTING ADAPTER KITS, MERLIN® POWER SYNC CABLES, ROLS® REINVERTER, VITRECTOMY LENSES, BINOCULAR INDIRECT OPHTHALMOSCOPE (BIO) LENSES, NON‐CONTACT SLIT LAMP LENSES, GONIOSCOPY LENSES, CONTACT LASER & DIAGNOSTIC LENSES | BIOMETRIC ALBANIA | 2023-11-07T00:00:00.000+01:00 | Volk Optical Inc. - Adresa: 7893 Enterprise Drive, Mentor, Ohio 44060, USA | V30PRISMSSVACS, V45PRISMSSVACS, VAFXSSVACS, VFLATSSVACS, VFHMSSVACS, VMFSSVACS, VINVIEW‐5S, VINVIEW‐6, VINVIEW‐TCH, VINVIEWC‐TCH, VVISTAVIEW, VVISTAVIEW2, VVITHAN‐LG, VVITHAN‐MQXL, VINFHAN, VSRS2, VCLEARPOD90D, VCLEARPOD78D, VCLEARPODSFNC, VCLEARPODDGTL WF, 11179, 11375, 11376, 11181, 11377, 11378, 11270, 11171, 11172, 11173, 11174, 11182, 11183, 11184, 11313, 11315, 11363, 11364, 11411, 11552, 11481, 11553, 11409, 11408, 11410, 11412, 11413, 11654, 11732, 11947, 12171, 12159, 12160, 12161, 12163, 11425, 11627, 11669, VROLS‐Z, VROLS‐Z+, VROLS‐L, VROLS‐L+, VROLS‐LX, VROLS‐LX+, VEMPIRID, VBIRID, VEBIRID, VBSL, VIMV, VEIMV, VSMV, VESMV, VCRLVIT, VCRLVITSSV, VDVVIT, VHRXVIT, VHRXVITSSV, VMQVIT, VMQVITSSV, VMQXLVIT, VMQXLVITSSV, VSMACVIT, VMQVITACS, VMQVITSSVACS, VCRLVITACS, VCRLVITSSVACS, VHRXVITACS, VHRXVITSSVACS, VHRD1XACS, VHRD1XNSRACS, VHRDBCACS, VHRDHMACS, VHRDHMNSRACS, VHRD20PACS, VPRISMSSVACS, VEHRWF, VPDT, VQPED, VQFL, VQFLNF, VQFLANF+, VEQFL, VSMAC2.2, VSQUAD160, VSQUAD160NF, VESQUAD160, VTE, VTENF, VTEANF+, VETE, VCAPS, VECAPS, VCD, VCDANF+, VFUNDUS, VFUNDUS20, VIRID, VEIRID, VMPIRID, V14LC, V15LC, V20LC, V20LC‐BE, V20LC‐GD, V20LC‐GN, V20LC‐PE, V20LC‐RD, V20LC‐SR, V20LC‐CC, K20LC, L20LC, VP20LC‐PK, V25LC, V28LC, V28LC‐BE, V28LC‐GD, V28LC‐GN, V28LC‐PE, V28LC‐RD, V28LC‐SR, L28LC, V30LC, V30SC, V40LC, VPRC, VPRC‐BE, VPRC‐GD, VPRC‐GN, VPRC‐PE, VPRC‐RD, VPRC‐SR, LPRC, VMP5.5, VDGTLCF, VDGTLCF‐BK, VDGTLCF‐GD, VDGTLCF‐GN, VDGTLCF‐PE, VDGTLCF‐RD, VDGTLCF‐SR, VDGTLCM, VSLV20, VSLV28, C20, C28, V20LCACSPV, V28LCACSPV, V60C, V78C, V78C‐BE, V78C‐GD, V78C‐GN, V78C‐PE, V78C‐RD, V78C‐SR, V78C‐CC, L78C, K78C‐BE, VP78C‐PK, V90C, V90C‐BE, V90C‐GD, V90C‐GN, V90C‐PE, V90C‐RD, V90C‐SR, V90C‐CC, L90C, K90C‐BE, VP90C‐PK, VSLV78, VSLV90, C78, C90, VS66, VS66‐BE, VS66‐GD, VS66‐GN, VS66‐PE, VS66‐RD, VS66‐SR, VSFNC, VSFNC‐BE, VSFNC‐GD, VSFNC‐GN, VSFNC‐PE, VSFNC‐RD, VSFNC‐SR, VSFNC‐CC, KSFNC‐BE, VPSFNC‐PK, VSPXL, VSVF, VDGTL1, VDGTLWF, VDGTLWF‐BK, VDGTLWF‐GD, VDGTLWF‐GN, VDGTLWF‐PE, VDGTLWF‐RD, VDGTLWF‐SR, VDGTLWF‐CC, KDGTLWF, VPDGTLWF‐PK, VDGTLHM, VDGTLHM‐BK, VDGTLHM‐GD, VDGTLHM‐GN, VDGTLHM‐PE, VDGTLHM‐RD, VDGTLHM‐SR, V3MIR, V3MIRANF+, VU3MIR, VU3MIRANF+, VE3MIR, VG1, VG1NF, VG2, VG2NF, VG3, VG3NF, VG3MININF, VEG3, VG4, VG4LNF, VG4SNF, VG4HAN2, VEG4, VG4HM, VG4HMLNF, VG4HMSNF, VG4HMHAN2, VEG4HM, VG6LNF, VG6HAN2, V4MANF+, VSLT, VESLT, VMSLT, VSGACS, VESGACS, VTSTVG, VTSVVG, VAC, VACNF, VACANF+, VEAC, VEPNF, VEPANF+, VHRC, VEHRC, VHRWF | Klasa I | Kamera Retinale Inview, Kamera Retinale Vistaview, Aksesore per Lente, Aksesore per montim , Aksesore per montim te kondenserit (Auto), Aksesore per montim te kondenserit (Manuale), Njesi per pozicionimin e Lentes Merlin®, Lente Merlin®, Rols - Manual, Rols Automatik, Pershtates montimi per Mikrsokope Merlin®, Aksesore per Merlin®, Riinvertues Rolsi, Lente Vitrektomie, Lente diagnostikuese & Kontakti me Laser, Lente Oftalmike binokulare indirekte, Lente Slit-Lampi pa kontakt, Lente Ginoskopie | Produkte per institucione te kujdesit shendetesor
15436 | SONNET (Me1310)(audio processor) and FineTuner (remote control), SONNET EAS (Me1320) (audio processor) and FineTuner (remote control) | E v i t a | 2023-11-08T00:00:00.000+01:00 | MED‑EL Elektromedizinische Geräte GmbH Fürstenweg 77a, A-6020 Innsbruck, Austria | N/A | Te implantueshme aktive | Komponentet e jashtme për sistemet e implantit koklear dhe implantit te degjimit Brainstem (audioprocesor dhe remote control) | Pajisje te implantueshme aktive
15437 | Therapeutic Pneumatic Compression Systems, LSWC0004 Optimal 1201 PC-App., Accessories - Inflatable Compression Garments | BIOMETRIC ALBANIA | 2023-11-07T00:00:00.000+01:00 | Mego Afek AC Ltd., Located in Kibbutz Afek, 3004200, Israel | 201ET, 201E2, 603, 760D, 1201ED, 1201E2, 731A, 731G, 960, 650, 660, 737R, 4.1.1, 912, 737r, RC-ARM, RC-FLS, NRC-JKT, NRC-LEG, NRC-PNT, NRC-POD, NRC-ARM, NRC-DVT, NRC-ANG | Klasa IIa | Sisteme Kompresimi Terapeutike Pneumatike , Aplikacion Softweri, Aksesore - Veshje Komprensimi (me fryrje) | Produkte per institucione te kujdesit shendetesor
15246 | Micro grasp.lar.fcps.23cm str., Forceps cup microlar.23cm str. Ø2mm, Forceps cup microlar.23cm left Ø2mm, Forceps cup microlar.23cm rigt Ø2mm, Forceps cup microlar.23cm upw. Ø2mm, Scissors microlar.23cm strght., Scissors microlar.23cm left, Scissors microlar.23cm right, Scissors microlar.23cm upward, Laryngeal Needle Holder 230mm/9", Laryng.fcps. heavy oval 3mmx4mm 23cm, Handle for instrument inserts, Knife insert, straight, oval,, Knife insert, sickle shaped,, Knife insert, golfstick shaped,, Hook insert, blunt, with probe end,, Hook insert, sharp,, Needle insert, curved to the right,, Needle insert, curved to the left,, Suction raspatory insert | MONTAL | 2023-11-08T00:00:00.000+01:00 | Dimeda Instrumente GmbH, Gänsäcker 54+58, D-78532 Tuttlingen, GERMANY SRN: DE-MF-000005584 | 52.264.00, 52.264.04, 52.264.05, 52.264.06, 52.264.07, 52.264.10, 52.264.11, 52.264.12, 52.264.13, 52.265.23, 52.265.60, 52.266.00, 52.266.01, 52.266.03, 52.266.05, 52.266.07, 52.266.08, 52.266.10, 52.266.11, 52.266.12 | Klasa I | Instrumenta kirurgjikale | Instrumenta shumeperdorimeshe
15247 | Knot guide insert,, Teeth protector, Operating laryngoscope 17cm/6¾",, Operating laryngoscope 18cm/7",, GÖTTINGEN Chest support/Laryn.holder, Fiber optic light carrier, WL 14cm/5½",, Round bowl 18/8 diam. = 116 mm, 0,35 l, Round bowl 18/8 diam. = 130 mm, 0,45 l,, Round bowl 18/8 diam. = 160 mm, 1,10 l,, Bottom for Steriliz. Container, silver, Lid for Sterilization Container, silver, Wire basket 485x255x50mm | MONTAL | 2023-11-09T00:00:00.000+01:00 | Dimeda Instrumente GmbH, Gänsäcker 54+58, D-78532 Tuttlingen, GERMANY SRN: DE-MF-000005584 | 52.266.13, 52.267.00, 52.268.01, 52.268.02, 52.268.03, 52.268.90, 52.269.01, 88.130.12, 88.130.13, 88.130.16, 88.604.40, 88.606.01, 88.609.02 | Klasa I | Instrumenta kirurgjikale | Instrumenta shumeperdorimeshe
15248 | STRETCHER HYDRAULIC VARIABLE HEIGHT WITH TRENDELENBURG – 'BRERA' | Health & Light | 2023-11-09T00:00:00.000+01:00 | MALVESTIO S.p.A. Via Marconi, 12/D, 35010 Villanova di Camposampiero (Padova) - Italy | 320750 | Klasa I | Shtrat me lartesi te rregullueshme me mekanizem hidraulik, me trendelenburg, BRERA | Pajisje mobilim spitalor
15249 | I.V. STAND | Health & Light | 2023-11-09T00:00:00.000+01:00 | MALVESTIO S.p.A. Via Marconi, 12/D, 35010 Villanova di Camposampiero (Padova) - Italy | 398430 | Klasa I | Stativ per injeksion intravenoz me gravitet | Produkte per institucione te kujdesit shendetesor
15489 | AxiumTM Detachable Coil System/AxiumTM Nylon Helix, AxiumTM Detachable Coil System/AxiumTM PGLA Helix, AxiumTM Detachable Coil System/AxiumTM PGLA 3D, AxiumTM Detachable Coil System AxiumTM Detachable Coil System/ AxiumTM Helix, AxiumTM Detachable Coil System/ AxiumTM 3D | O.E.S DISTRIMED | 2023-11-17T00:00:00.000+01:00 | Micro Therapeutics Inc,d/b/a ev3 Neurovascular 9775 Toledo Way,Irvine,CA 92618 United States | NC-2-3-HELIX, NC-2-4-HELIX, NC-2-6-HELIX, NC-2-8-HELIX, NC-3-4-HELIX, NC-3-6-HELIX, NC-3-8-HELIX, NC-4-8-HELIX, NC-4-10-HELIX, PC-2-1-HELIX, PC-2-2-HELIX, PC-2-3-HELIX, PC-2-4-HELIX, PC-2-6-HELIX, PC-2-8-HELIX, PC-3-4-HELIX, PC-3-6-HELIX, PC-3-8-HELIX, PC-4-8-HELIX, PC-4-10-HELIX, PC-4-12-HELIX, PC-5-15-HELIX, PC-5-20-HELIX, PC-6-20-HELIX, PC-7-20-HELIX, PC-7-30-HELIX, PC-8-20-HELIX, PC-8-30-HELIX, PC-9-20-HELIX, PC-9-30-HELIX, PC-10-20-HELIX, PC-10-30-HELIX, PC-2-2-3D, PC-2-4-3D, PC-2-6-3D, PC-3-4-3D, PC-3-6-3D, PC-3-8-3D, PC-4-6-3D, PC-4-8-3D, PC-4-10-3D, PC-4-12-3D, PC-5-8-3D, PC-5-10-3D, PC-5-15-3D, PC-6-10-3D, PC-6-15-3D, PC-6-20-3D, PC-7-15-3D, PC-7-20-3D, PC-7-30-3D, PC-8-15-3D, PC-8-20-3D, PC-8-30-3D, PC-9-20-3D, PC-9-30-3D, PC-10-20-3D, PC-10-30-3D, PC-12-30-3D, PC-12-40-3D, PC-14-30-3D, PC-14-40-3D, PC-16-40-3D, PC-18-40-3D, QC-1.5-1-HELIX, QC-1.5-2-HELIX, QC-1.5-3-HELIX, QC-1.5-4-HELIX, QC-2-1-HELIX, QC-2-2-HELIX, QC-2-3-HELIX, QC-2-4-HELIX, QC-2-6-HELIX, QC-2-8-HELIX, QC-2.5-2-HELIX, QC-2.5-4-HELIX, QC-2.5-6-HELIX, QC-2.5-8-HELIX, QC-3-4-HELIX, QC-3-6-HELIX, QC-3-8-HELIX, QC-4-8-HELIX, QC-4-10-HELIX, QC-4-12-HELIX, QC-5-15-HELIX, QC-5-20-HELIX, QC-6-20-HELIX, QC-7-20-HELIX, QC-7-30-HELIX, QC-8-20-HELIX, QC-8-30-HELIX, QC-9-20-HELIX, QC-9-30-HELIX, QC-10-20-HELIX, QC-10-30-HELIX, QC-12-30-HELIX, QC-12-40-HELIX, QC-14-30-HELIX, QC-14-40-HELIX, QC-16-30-HELIX, QC-16-40-HELIX, QC-18-40-HELIX, QC-20-40-HELIX, QC-20-50-HELIX, QC-2-2-3D, QC-2-4-3D, QC-2-6-3D, QC-2.5-2-3D, QC-2.5-4-3D, QC-2.5-6-3D, QC-2.5-8-3D, QC-3-4-3D, QC-3-6-3D, QC-3-8-3D, QC-3-10-3D, QC-3.5-6-3D, QC-3.5-12-3D, QC-3.5-15-3D, QC-4-6-3D, QC-4-8-3D, QC-4-10-3D, QC-4-12-3D, QC-5-8-3D, QC-5-10-3D, QC-5-15-3D, QC-6-10-3D, QC-6-15-3D, QC-6-20-3D, QC-7-15-3D, QC-7-20-3D, QC-7-30-3D, QC-8-15-3D, QC-8-20-3D, QC-8-30-3D, QC-9-20-3D, QC-9-30-3D, QC-10-20-3D, QC-10-30-3D, QC-12-30-3D, QC-12-40-3D, QC-14-30-3D, QC-14-40-3D, QC-16-40-3D, QC-18-40-3D, QC-20-50-3D, QC-22-50-3D, QC-25-50-3D, NC-2-1-HELIX, NC-2-2-HELIX | Klasa III | Pajisje per embolizim vaskular,per trajtimin e aneurizmave | Pajisje te implantueshme jo aktive
15438 | Devices for respiratory tract,Endotracheal tube (Clear tube) - (5516.xx),Endotracheal tube without cuff with lateral port - 10Fr Ø2.0x3.4mm - L.165mm - PVC, Devices for respiratory tract,Endotracheal tube (Clear tube) - (5516.xx),Endotrachea/ tube without cuff with lateral port - 12Fr - Ø2.5x4.1 mm - L.165mm - PVC, Devices for respiratory tract,Endotracheal tube (Clear tube) - (5516.xx),Endotracheal tube without cuff with lateral port - 14Fr - Ø3.0x4.6mm - L.165mm - PVC, Devices for respiratory tract,Endotracheal tube (Clear tube) - (5516.xx),Endotracheal tube without cuff with lateral port - 15Fr - Ø3.5x5.2mm - L.165mm - PVC, Devices for respiratory tract,Endotracheal tube (Clear tube) - (5516.xx),Endotracheal tube without cuff with lateral port - 17Fr - Ø4.0x5. 7mm - L.23Omm - PVC, Devices for respiratory tract,Endotracheal tube (Clear tube) - (5516.xx),Endotracheal tube without cuff with lateral port - 18Fr - Ø4.5x6.2mm - L.23Omm - PVC | GREEMED | 2023-11-09T00:00:00.000+01:00 | Vygon 5 rue Adeline 95440 Ecouen France | 5516.20, 5516.25, 5516.30, 5516.35, 5516.40, 5516.45 | Klasa IIa | Tube endotrakeale per intubim | Tjeter
15466 | GEM CVP 1 with CO-Ox, GEM CVP 2 with CO-Ox, GEM CVP 3 Hematocrit, GEM CVP 4 Hematocrit, GEM CVP 5 tBili | PEGASUS. | 2023-11-10T00:00:00.000+01:00 | Instrumentation Laboratory Company 180 Hartwell Road Bedford MA 01730-2443 USA | OOO25000115, OOO25000125, OOO25000130, OOO25000140, OOO25000145 | In vitro | Jane reagente qe perdoren per kalibrimin e analizave te gjakut komplet | Pajisje te diagnostifikimit in vitro
ne sistemet e GEM premier 4000., Jane reagente qe perdoren per kalibrimin e analizave te gjakut komplet
ne sistemet e GEM premier 4000 dhe 5000 per testimin e bilirubines totale.
15467 | GEM Premier 3500, GEM Premier 3500 (Refurbished), 2D BARCODE GUN | PEGASUS. | 2023-11-10T00:00:00.000+01:00 | Instrumentation Laboratory Company 180 Hartwell Road Bedford MA 01730-2443 USA | OOO26000000, OOO26000000R, OOO25000420 | In vitro | Eshte nje aparat per procesimin e mostrave te gjakut komplet ne | Pajisje te diagnostifikimit in vitro
laboratore per matjen e pH, O2, CO2, elektroliteve, glukozes, laktatit dhe hematokritit., Eshte nje lexuesi i barkodit te aparatit Gem premier 3500 qe perdoret per procesimin e mostrave te gjakut komplet ne
laboratore per matjen e pH, O2, CO2, elektroliteve, glukozes, laktatit dhe hematokritit.
15468 | GEM Premier 3500 iQM pH,pCO2,pO2,Hct (150 Tests), GEM Premier 3500 iQM pH,pCO2,pO2,Hct (300 Tests), GEM Premier 3500 iQM pH,pCO2,pO2,Hct (35 Tests), GEM Premier 3500 iQM pH,pCO2,pO2,Hct (450 Tests), GEM Premier 3500 iQM pH,pCO2,pO2,Hct (600 Tests), GEM Premier 3500 iQM pH,pCO2,pO2,Hct (75 Tests), GEM Premier 3500 iQM pH,pCO2,pO2,Hct, Na+,K+,Ca++ (150 Tests), GEM Premier 3500 iQM pH,pCO2,pO2,Hct, Na+,K+,Ca++ (300 Tests), GEM Premier 3500 iQM pH,pCO2,pO2,Hct, Na+,K+,Ca++ (450 Tests), GEM Premier 3500 iQM pH,pCO2,pO2,Hct, Na+,K+,Ca++ (600 Tests), GEM Premier 3500 iQM pH,pCO2,pO2,Hct, Na+,K+,Ca++ (75 Tests), GEM Premier 3500 iQM pH,pCO2,pO2,Hct, Na+,K+,Ca++, Glucose | PEGASUS. | 2023-11-10T00:00:00.000+01:00 | Instrumentation Laboratory Company 180 Hartwell Road Bedford MA 01730-2443 USA | OOO26315084, OOO26330084, OOO26403584, OOO26345084, OOO26360084, OOO26407584, OOO26307584, OOO26315087, OOO26330087, OOO26345087, OOO26360087, OOO26407587, OOO26307587, OOO263115089, OOO26330089, OOO26345089, OOO26360089, OOO26307589 | In vitro | Jane sensore dhe reagente per analizen e shpejte te mostrave te gjakut komplet te heparinizuar ne laboratore, | Pajisje te diagnostifikimit in vitro
| and Lactate (150 Tests), GEM Premier 3500 iQM pH,pCO2,pO2,Hct, Na+,K+,Ca++, Glucose | [5 empty] | per percaktimin e elektroliteve, glukozes, laktatit dhe hematokritit.
and Lactate (300 Tests), GEM Premier 3500 iQM pH,pCO2,pO2,Hct, Na+,K+,Ca++, Glucose
and Lactate (450 Tests), GEM Premier 3500 iQM pH,pCO2,pO2,Hct, Na+,K+,Ca++, Glucose
and Lactate (600 Tests), GEM Premier 3500 iQM pH,pCO2,pO2,Hct, Na+,K+,Ca++, Glucose
and Lactate (75 Tests)
15469 | Devices for epidural anaesthesia,Epidural anaesthesia catheter with stylet Open tip - 19G - L. 900mm - PE , Devices for epidural anaesthesia,Epidural anaesthesia catheter with stylet Closed tip - 19G - L. 900mm - PE , Devices for epidural anaesthesiaEpidural anaesthesia catheter with stylet Open tip - 19G - L. 900mm - PUR, Devices for epidural anaesthesia,Epidural anaesthesia catheter. Closed tip - 19G - L. 900mm - PUR , Devices for epidural anaesthesia,Epidural anaesthesia catheter. Open tip - 20G - L. 900mm - PEBA , Devices for epidural anaesthesia,Epidural anaesthesia catheter. Closed tip - 20G - L. 900mm - PEBA , Devices for epidural anaesthesia,Epidural anaesthesia catheter. Open tip - 19G - L. 900mm - PEBA , Devices for epidural anaesthesia,Epidural anaesthesia catheter. Closed tip - 19G - L. 900mm - PEBA , Devices for epidural anaesthesia,Needle and catheter for epidural anaesthesia with stylet. Open tip - 19G - L 900mm - PE / Tuohy 17G - L 90mm , Devices for epidural anaesthesia,Needle and catheter for epidural anaesthesia with stylet Open tip - 19G - L 900mm - PUR / | GREEMED | 2023-11-10T00:00:00.000+01:00 | Vygon 5 rue Adeline 95440 Ecouen France | 185.10, 185.30, 186.10, 186.30, 5186.082, 5186.382, 5186.602, 5186.802, 187.10, 188.10, 188.30, 188.47, 184.16, 184.17, 184.18, 184.19, 184.27, 184.28, 184.58, 184.86, 184.87, 184.88, 184.881, 184.882, 6084.881, 189.30, 189.50, 189.60, 80189.321, 80189.322, 191.10, 191.30, 191.50, 191.70, 191 .301 , 5191.087, 5191.088, 5191.337, 5191.3371, 5191.3372, 5191.387, 5191.3871, 5191.388, 5191.601, 5191.801, 5192.384, 5291.337 | Klasa IIa | Kateter qe lejon aksesin ne zonen epidurale me qellim injektimin e anestetikut dhe ndalimin e dhimbjes | Tjeter
Tuohy 17G - L 90mm , Devices for epidural anaesthesia,Needle and catheter for epidural anaesthesia with stylet Closed tip - 19G - L 900mm - PUR / Tuohy 17G - L 90mm , Devices for epidural anaesthesia,Paediatric epidural set Open tip - 22G - L400mm - PUR/ Tuohy 19G - L50mm, Devices for epidural anaesthesia,Tuohy - Ø1.35x1 .65mm - 16G - L.90mm , Devices for epidural anaesthesia,Tuohy - Ø1.20x150mm - 17G - L.90mm, Devices for epidural anaesthesia,Tuohy - Ø1.12x1.32mm - 18G - L.90mm , Devices for epidural anaesthesia,Tuohy -Ø 0.80x1 .08mm - 19G - L.90mm, Devices for epidural anaesthesia,Tuohy - Ø 1.20x1.50mm - 17G - L.120mm, Devices for epidural anaesthesia,Tuohy- Ø1.12x1.32mm -18G - L.120mm , Devices for epidural anaesthesia,Tuohy- Ø1.12x1.32mm -18G - L.153mm, Devices for epidural anaesthesia,Tuohy - Ø1.35x1 .65mm - 16G - L.80mm , Devices for epidural anaesthesia,Tuohy - Ø01.20x150mm - 17G - L.80mm , Devices for epidural anaesthesia,Tuohy - Ø1.07x1 .30mm - 18G - L.80mm , Devices for epidural anaesthesia,Tuohy - Ø1.07x1 .30mm - 18G - L.80mm, Devices for epidural anaesthesia,Tuohy Backeye - 01.07x1.30mm - 18G - L.80mm, Devices for epidural anaesthesia,Rafa Tuohy - 18G - L.80mm, Devices for epidural anaesthesia,Mini-tray for epidural anaesthesia. Closed tip - 19G - L 900mm - PUR / Tuohy 17G - 20 L90mm , Devices for epidural anaesthesia,Mini-tray for epidural anaesthesia with stylet Open tip - 19G - L 900mm - PE / Tuohy 17G - L90mm , Devices for epidural anaesthesiaMini-tray for epidural anoesthesia Open tip - 19G - L 900mm - PUR / Tuohy 17G - L 90mm, Devices for epidural anaesthesia,Mini-tray for epidural anaesthesia,Epidural / Peridural set - 19G - L.900mm - PEBA / T uohy 16G - L.80mm , Mini-tray for epidural anaesthesia,Mini-tray for epidural anaesthesia Closed tip - 20G - L 900mm - PEBA / Tuohy 1 BG -
L80mm, Devices for epidural anaesthesia,Mini-tray for epidural anaesthesia,Mini-tray for epidural anaesthesia Open tip - 19G - L900mm - PUR/ Tuohy 17G - L 90mm, Devices for epidural anaesthesia,Mini-tray for epidural anaesthesia,Mini-tray for epidural anaesthesia Closed tip - 19G - L 900mm - PUR/ T uohy 17G -
L90mm, Devices for epidural anaesthesiaMini-tray for epidural anaesthesia,Mini-tray for epidural anaesthesia with stylet Open tip - 19G - L 900mm - PE / T uohy 17G -
L90mm , Devices for epidural anaesthesia,Mini-tray for epidural anaesthesia,Mini-tray for epidural anaesthesia with stylet C/osed tip - 19G - L 900mm - PE / Tuohy 17G
- L90mm , Devices for epidural anaesthesia,Mini-tray for epidural anaesthesia,Peripur miniset 2. C/osed tip - 19G - L 900mm - PUR / T uohy 17G - L 90mm , Devices for epidural anaesthesia,Mini-tray for epidural anaesthesia,Peripur miniset 2. Closed tip - 19G - L 900mm - PUR / Tuohy 17G - L 90mm, Devices for epidural anaesthesia,Mini-tray for epidural anaesthesia,Mini-tray for epidural anaesthesia Open tip - 20G - L 900mm - PEBA / Tuohy 18G -
L80mm , Devices for epidural anaesthesia,Mini-tray for epidural anaesthesia,Mini-tray for epidural anaesthesia. Open tip - 20G - L. 900mm - PEBA / Tuohy 18G - L.90mm , Devices for epidural anaesthesia,Mini-tray for epidural anaesthesia,Mini-tray for epidural anaesthesia. C/osed rexible tip - 20G - L. 900mm - PEBA / Tuohy 18G - L.80mm , Devices for epidural anaesthesia,Mini-tray for epidural anaesthesia,Mini-tray for epidural anaesthesio. C/osed rexible tip - 20G - L. 900mm - PEBA / Tuohy 1 8G - L.80mm, Devices for epidural anaesthesia,Mini-tray for epidural anaesthesia,Mini-tray for epidural anoesthesia. Closed rexible tip - 20G - L. 900mm - PEBA / Tuohy Bockeye 18G - L.80mm, Devices for epidural anaesthesia,Mini-tray for epidural anaesthesia,Mini-tray for epidural onoesthesio. Closed tip - 20G - L. 900mm - PEBA / Tuohy 18G - L.80mm, Devices for epidural anaesthesia,Mini-tray for epidural anaesthesia,Mini-tray for epidural anaesthesio. C/osed tip - 20G - L. 900mm - PEBA / Tuohy 1 8G - L.80mm, Devices for epidural anaesthesia,Mini-tray for epidural anaesthesia,Mini-tray for epidural onoesthesio. C/osed tip - 20G - L. 900mm - PEBA / Tuohy 1 8G - L.90mm, Devices for epidural anaesthesia,Mini-tray for epidural anaesthesia,Mini-tray for epidural onoesthesia. Open tip - 19G - L. 900mm - PEBA / Tuohy 16G - L.B0mm , Devices for epidural anaesthesia,Mini-tray for epidural anaesthesia,Mini-tray for epidura/ onoesthesio. Closed tip - 19G - L. 900mm - PEBA / T uohy 16G - L.B0mm , Devices for epidural anaesthesia,Mini-tray for epidural anaesthesia,Mini-tray for epidural anaesthesio. Closed tip - 20G - L. 900mm - PEBA / Tuohy 1 BG - 20 L.80mm, Devices for epidural anaesthesia,Mini-tray for epidural anaesthesia,Epidural echo set. Closed ~exible tip - 20G - L. 900mm - PEBA / Tuohy 1 BG - L.80mm
15392 | Non-Impregnated Retraction Cords - GingiKNIT+, GingiBRAID+, and GingiBRAID+ with ShortCut,, GingiBRAID+, GingiBRAID+ 1n Non-Impregnated, GingiBRAID+ 2n Non-Impregnated, GingiBRAID+ 3n Non-Impregnated, GingiBRAID+ 0n Non-Impregnated, GingiBRAID+ with ShortCut, GingiBRAID+ with ShortCut 0n Non-Impregnated, GingiBRAID+ with ShortCut 1n Non-Impregnated, GingiBRAID+ with ShortCut 2n Non-Impregnated, GingiKNIT+, GingiKNIT+ 000n Non-Impregnated, GingiKNIT+ 00n Non-Impregnated, GingiKNIT+ 0n Non-Impregnated, GingiKNIT+ 1n Non-Impregnated, GingiKNIT+ 2n Non-Impregnated | Dorina Mele CO | 2023-11-15T00:00:00.000+01:00 | Kerr Corporation, also trading as Pentron Clinical, 1717 West Collins Avenue Orange, CA 92867 USA | 13214, 13215, 13216, 13217, 13740, 13741, 13742, N\A, 13498, 13499, 13500, 13501, 13502 | Klasa I | Fill retraktar I cili perdoret gjate procedurave dentare. | Pajisje dentare
15443 | Trial Frame | BIOMETRIC ALBANIA | 2023-11-09T00:00:00.000+01:00 | Lianyungang Tiannuo Optical Instrument CO.,LTD. - Adresa:3# Jinqiao Road, Dapu Industrial Park, Lianyungang, Jiangsu, China | UTF-5080 | Im | Syze prove | Produkte per institucione te kujdesit shendetesor
15470 | Trial Lens Set | BIOMETRIC ALBANIA | 2023-11-09T00:00:00.000+01:00 | Lianyungang Tiannuo Optical Instrument CO.,LTD. - Adresa:3# Jinqiao Road, Dapu Industrial Park, Lianyungang, Jiangsu, China | 266,84,68 | Im | Lente prove | Produkte per institucione te kujdesit shendetesor
15439 | Devices for tracheostomy,Tracheostomy tube with low pressure cuff- Ø6.0x8.5mm - L.50-80mm - θ= 110°, Devices for tracheostomy,Tracheostomy tube with low pressure cuff- Ø7.0x 100mm - L.55-85mm - θ= 110°, Devices for tracheostomy,Tracheostomy tube with /ow pressure cuff- Ø8.0x11.0mm - L.60-95mm - θ= 110°, Devices for tracheostomy,Tracheostomy tube with low pressure cuff - Ø9.0 x 12.5 mm - L. 60-105 mm - θ= 110°, Devices for tracheostomy,Tracheostomy tube with low pressure cuff- Ø10.0x13.5mm - L.60-115mm - θ= 110°, Devices for tracheostomy,Montandon endotracheal tube with cuff- 26Fr - Ø6.0x8.5mm, Devices for tracheostomy,Montandon endotracheal tube with cuff- 30Fr- Ø7.0x10mm, Devices for tracheostomy,Montandon endotracheal tube with cuff- 33Fr - Ø8.0x11 mm, Devices for tracheostomy,Montandon endotracheal tube with cuff- 36Fr- Ø9.0x12.5mm, Devices for tracheostomy,Montandon endotracheal tube with cuff- 40Fr - Ø10.0x 13.5mm | GREEMED | 2023-11-10T00:00:00.000+01:00 | Vygon 5 rue Adeline 95440 Ecouen France | 523.26, 523.30, 523.33, 523.36, 523.39, 524.26, 524.30, 524.33, 524.36, 534.39 | Klasa IIa | Tube endotrakeale | Tjeter
15485 | PacificTM Plus PTA Catheter | O.E.S DISTRIMED | 2023-11-17T00:00:00.000+01:00 | Medtronic, Inc. 710 Medtronic Parkway Minneapolis MN 55432 USA | PCE020020090, PCE025020090, PCE030020090, PCE035020090, PCE020040090, PCE025040090, PCE030040090, PCE035040090, PCE020060090, PCE025060090, PCE030060090, PCE035060090, PCE020080090, PCE025080090, PCE030080090, PCE035080090, PCE020120090, PCE025120090, PCE030120090, PCE035120090, PCE020150090, PCE025150090, PCE030150090, PCE035150090, PCE020020130, PCE025020130, PCE030020130, PCE035020130, PCE020040130, PCE025040130, PCE030040130, PCE035040130, PCE020060130, PCE025060130, PCE030060130, PCE035060130, PCE020080130, PCE025080130, PCE030080130, PCE035080130, PCE020120130, PCE025120130, PCE030120130, PCE035120130, PCE020150130, PCE025150130, PCE030150130, PCE035150130, PCE030020180, PCE020040180, PCE025040180, PCE030040180, PCE020060180, PCE030060180, PCE020080180, PCE025080180, PCE030080180, PCE020120180, PCE025120180, PCE030120180, PCE020150180, PCE025150180, PCE030150180, PCE035150180 | Klasa IIa | Kateter PTA me ballone, perdorim ne kardiologji | Pajisje nje perdorimeshe
15444 | Devices for exchange transfusion,exchange transfusion tray,Exchange transfusion set (with gloves), Devices for exchange transfusion,Exchange transfusion tray,Exchange transfusion set (without gloves), Devices for exchange transfusion,stopcock for exchange transfusion,4 way stopcock | GREEMED | 2023-11-10T00:00:00.000+01:00 | Vygon 5 rue Adeline 95440 Ecouen France | 275.00, 275.001, 879.00 | Klasa IIa | Kit mjeksor ose set qe perdoret per lehtesimin e shkembimit te transfuzionit,procedure ne te cilen gjaku i pacientit zevendesohet gradualisht me gjakun e dhuruesit | Tjeter
15445 | Optima tracheostomy tubes, sterile | BIOMETRIC ALBANIA | 2023-11-09T00:00:00.000+01:00 | Primed Halberstadt Medizintechnik GmbH - Adresa: Strasse des 20. Juli 1, 38820 Halberstadt, Deutschland | 102013 - 102017, 102023 - 102027, 102033 - 102037, 102043 - 102047, 102053 - 102057, 102063 - 102067 | Klasa IIb | Tuba sterile per trakeostemi | Produkte per institucione te kujdesit shendetesor
15446 | Atraumatic inserter, sterile | BIOMETRIC ALBANIA | 2023-11-09T00:00:00.000+01:00 | Primed Halberstadt Medizintechnik GmbH - Adresa: Strasse des 20. Juli 1, 38820 Halberstadt, Deutschland | 024756, 024757, 024758, 027329, 027330, 027331, 024851, 024852, 024853, 027342, 027343, 027344, 027345 | Klasa IIa | Insertues Atraumatik per PercuTrach® | Produkte per institucione te kujdesit shendetesor
15471 | PercuTrach® Dilatation set Iwith dilator, sterile | BIOMETRIC ALBANIA | 2023-11-09T00:00:00.000+01:00 | Primed Halberstadt Medizintechnik GmbH - Adresa: Strasse des 20. Juli 1, 38820 Halberstadt, Deutschland | 102086 | Klasa IIa | Set Dilatimi PercuTrach®, steril | Produkte per institucione te kujdesit shendetesor
15259 | CR MD1.0 GENERAL CASSETTE | Health & Light | 2023-11-10T00:00:00.000+01:00 | Agfa NV SRN Manufacturer BE-MF-000000571 Septestraat 27, 2640 Mortsel, Belgium | 5181/300, 5182/300, 5183/300, 5184/300, 5188/100 | Klasa I | Kasete CR, mbatjtese e Pllakes fosforeshente dhe nderfaqe nderjet pllakes dhe pajsijes CR, Permasa: 15x30, Kasete CR, mbatjtese e Pllakes fosforeshente dhe nderfaqe nderjet pllakes dhe pajsijes CR, Permasa: 18x24, Kasete CR, mbatjtese e Pllakes fosforeshente dhe nderfaqe nderjet pllakes dhe pajsijes CR, Permasa: 24x30, Kasete CR, mbatjtese e Pllakes fosforeshente dhe nderfaqe nderjet pllakes dhe pajsijes CR, Permasa: 35x35, Kasete CR, mbatjtese e Pllakes fosforeshente dhe nderfaqe nderjet pllakes dhe pajsijes CR, Permasa: 35x43 | Produkte per institucione te kujdesit shendetesor
15260 | Drystar 5301 | Health & Light | 2023-11-10T00:00:00.000+01:00 | Agfa NV SRN Manufacturer BE-MF-000000571 Septestraat 27, 2640 Mortsel, Belgium | 5366/110 | Klasa I | Printer Dixhital per printim me metoden e thate thermografike Imazhe diagnostikues radiologjike. Per radiologji gjenerale. | Produkte per institucione te kujdesit shendetesor
15261 | Drystar 5302 | Health & Light | 2023-11-10T00:00:00.000+01:00 | Agfa NV SRN Manufacturer BE-MF-000000571 Septestraat 27, 2640 Mortsel, Belgium | 5366/100 | Klasa I | Printer Dixhital per printim me metoden e thate thermografike Imazhe diagnostikues radiologjike. Per radiologji gjenerale. | Produkte per institucione te kujdesit shendetesor
15262 | Drystar 5503 | Health & Light | 2023-11-10T00:00:00.000+01:00 | Agfa NV SRN Manufacturer BE-MF-000000571 Septestraat 27, 2640 Mortsel, Belgium | 5364/300 | Klasa I | Printer Dixhital per printim me metoden e thate thermografike Imazhe diagnostikues radiologjike. Per radiologji gjenerale. | Produkte per institucione te kujdesit shendetesor
15263 | VIDEO CAMERA SYSTEM ED420 ENDOSCOPY | Health & Light | 2023-11-10T00:00:00.000+01:00 | MEDI-CARE SOLUTIONS S.r.l. Operational headquarter: Via P. Nenni,3, 40026 Imola, BO - Italia ; Legal Headquartiers: Via della Zecca, 1, 40121 Bologna, BO - Italia | 25502020 | Klasa I | VIDEO CAMERA SYSTEM ED420 ENDOSCOPY, Sistem Video Camera per perdorim ne endoscopi ORL | Produkte per institucione te kujdesit shendetesor
15264 | EDM SOFTWARE | Health & Light | 2023-11-10T00:00:00.000+01:00 | MEDI-CARE SOLUTIONS S.r.l. Operational headquarter: Via P. Nenni,3, 40026 Imola, BO - Italia ; Legal Headquartiers: Via della Zecca, 1, 40121 Bologna, BO - Italia | EDM SOFTWARE | Klasa I | EDM SOFTWARE, Aplikim Softverik per menazhimin e ekzaminimeve ORL perfshire ruajtjen dhe menaxhimin e imazheve dhe credencialeve te pacientit, raporte etj | Produkte per institucione te kujdesit shendetesor
15265 | OTOP/V PROFESSIONAL | Health & Light | 2023-11-10T00:00:00.000+01:00 | MEDI-CARE SOLUTIONS S.r.l. Operational headquarter: Via P. Nenni,3, 40026 Imola, BO - Italia ; Legal Headquartiers: Via della Zecca, 1, 40121 Bologna, BO - Italia | 25500318 | Klasa I | OTOP/V PROFESSIONAL, Poltrone pacienti per unit diagnostikimi ORL | Produkte per institucione te kujdesit shendetesor
15472 | Alveogyl/Clinical periodontal dressing, Guttasolv/Root canal filling-removal solution | EURODENTA | 2023-11-14T00:00:00.000+01:00 | SEPTODONT 58 rue du Pont de Creteil 94107 SAINT MAUR DES FOSSES CEDEX FRANCE | 283S, 249S | Klasa IIa | Material per mjekimet paradontale, Solucion per heqjen e mbushjes se kanalit te rrenjes | Pajisje dentare
15473 | SaMag Viral Nucleic Acids Extraction kit | AESKULAP | 2023-11-13T00:00:00.000+01:00 | Sacace Biotechnologies Srl,Via Scalabrini 44, 22100 Como, ITALY | SM003, SaMag Viral Nucleic Acids Extraction kit | In vitro | Reagent laboratorik per ektraktimin e acideve nukleike virale | Pajisje laboratori
15329 | SURGICAL AND EXAMINATION LIGHT/ EPURE/EPURE, SURGICAL AND EXAMINATION LIGHT/ EPURE/EPUREF, SURGICAL AND EXAMINATION LIGHT/ EPURE/EPUREST, SURGICAL AND EXAMINATION LIGHT/ EPURE/EPURESTF, SURGICAL AND EXAMINATION LIGHT/ EPURE/EPURE4, SURGICAL AND EXAMINATION LIGHT/ EPURE/EPURE4M, SURGICAL AND EXAMINATION LIGHT/ EPURE/EPURE4ST, SURGICAL AND EXAMINATION LIGHT/ EPURE/EPURE4STM, SURGICAL AND EXAMINATION LIGHT/ X3MT/X3C, SURGICAL AND EXAMINATION LIGHT/ X3MT/X3CV, SURGICAL AND EXAMINATION LIGHT/ X3MT/X3CF, SURGICAL AND EXAMINATION LIGHT/ X3MT/X3CFV, SURGICAL AND EXAMINATION LIGHT/ X2MT/X2C, SURGICAL AND EXAMINATION LIGHT/ X2MT/X2CV, SURGICAL AND EXAMINATION LIGHT/ X2MT/X2CF, SURGICAL AND EXAMINATION LIGHT/ X2MT/X2CFV, SURGICAL AND EXAMINATION LIGHT/ KALEA 30/K30, SURGICAL AND EXAMINATION LIGHT/ KALEA 30/K30V, SURGICAL AND EXAMINATION LIGHT/ KALEA 30/K30F, SURGICAL AND EXAMINATION LIGHT/ KALEA 30/K30FV, SURGICAL AND EXAMINATION LIGHT/ KALEA 20/K20, SURGICAL AND EXAMINATION LIGHT/ KALEA 20/K20V, SURGICAL AND EXAMINATION LIGHT/ KALEA 20/K20F, SURGICAL AND EXAMINATION LIGHT/ KALEA 20/K20FV, SURGICAL AND EXAMINATION LIGHT/ X1 /X1, SURGICAL AND EXAMINATION LIGHT/ X1 /X1F, SURGICAL AND EXAMINATION LIGHT/ DIASYS /DIASYS, SURGICAL AND EXAMINATION LIGHT/ DIASYS /DIASYS+, ACCESSORIES / ALIM-XMT/ ALIM-XMT, ACCESSORIES / ALIM-EPURE /ALIM-EPURE, ACCESSORIES / ALIM-EPURE4 / ALIM-EPURE4, ACCESSORIES / ALIM-KALEA/ ALIM-KALEA, ACCESSORIES / ALIM-DIASYS /ALIM-DIASYS, ACCESSORIES / ALIM-X1/ ALIM-X1, ACCESSORIES / EMERGILED/ EMERGILED 1 | Health & Light | 2023-11-14T00:00:00.000+01:00 | SURGIRIS SAS, 80 rue de la Gare, 59170 Croix, France | CEPURE-01, CEPURE-02, CEPURE-05, CEPURE-06, CEPURE-03, CEPURE-04, CEPURE-07, CEPURE-08, CX3C, CX3CV, CX3CF, CX3CFV, CX2C, CX2CV, CX2CF, CX2CFV, CK30, CK30V, CK30F, CK30FV, CK20, CK20V, CK20F, CK20FV, CX1, CX1F, CDIASYS-01, CDIASYS-02, ALIM-XMT, ALIM-EPURE, ALIM-EPURE4, ALIM-KALEA, ALIM-DIASYS, ALIM-X1, EMERGILED-1E-1.5H, EMERGILED-1E-3H, EMERGILED-2E-1.5H, EMERGILED-2E-3H, EMERGILED-1S-1H, EMERGILED-1S-2H, EMERGILED-1S-4H, EMERGILED-2S-1H, EMERGILED-2S-2H, EMERGILED-1X-1H, EMERGILED-1X-2H, RM-CAM-E-01, RM-CAM-E-02, RM-CAM-S-03, RM-CAM-S-04, RM-ECL-E-01, RM-ECL-E-02, RM-ECL-S-03, RM-ECL-S-04, POIG0003, POIG0012, CAMERA-WIRELESS, CAMERA-WIRELESS-02, VID-CAM-HD-WL-0001 | Klasa I | EPURE DOUBLE YOKE/ EPURE me dy kupola, EPURE SINGLE YOKE / EPURE me nje kupole, EPURE ST DOUBLE YOKE/ EPURE ST me dy kupola, EPURE ST SINGLE YOKE / EPURE ST me nje kupole, EPURE 4 SINGLE YOKE / EPURE 4 me nje kupole, EPURE 4 SINGLE YOKE FOR SWING / EPURE 4 me nje kupole per rrotullim, EPURE 4ST SINGLE YOKE / EPURE 4ST me nje kupole, EPURE 4ST SINGLE YOKE FOR SWING / EPURE 4ST me nje kupole per rrotullim, X3MT DOUBLE YOKE / X3MT me dy kupola, X3MT DOUBLE YOKE+ PREPA VIDEO / X3MT me dy kupola + Parapergatitja per Video, X3MT SINGLE YOKE / X3MT me nje kupole, X3MT SINGLE YOKE+ PREPA VIDEO / X3MT me nje kupole + Parapergatitja per Video, X2MT DOUBLE YOKE / X2MT me dy kupola, X2MT DOUBLE YOKE+ PREPA VIDEO / X2MT me dy kupola + Parapergatitja per Video, X2MT SINGLE YOKE / X2MT me nje kupole, X2MT SINGLE YOKE+ PREPA VIDEO / X2MT me nje pllafon + Parapergatitja per Video, KALEA 30 DOUBLE YOKE / KALEA 30 me dy kupola, KALEA 30 DOUBLE YOKE+ PREPA VIDEO / KALEA 30 me dy kupola + Parapergatitja per Video, KALEA 30 SINGLE YOKE / KALEA 30 me nje kupole, KALEA 30 SINGLE YOKE+ PREPA VIDEO / KALEA 30 me nje kupole + Parapergatitja per Video, KALEA 20 DOUBLE YOKE / KALEA 20 me dy kupola, KALEA 20 DOUBLE YOKE+ PREPA VIDEO / KALEA 20 me dy kupola + Parapergatitja per Video, KALEA 20 SINGLE YOKE / KALEA 20 me nje kupole, KALEA 20 SINGLE YOKE+ PREPA VIDEO / KALEA 20 me nje kupole + Parapergatitja per Video, X1 SINGLE YOKE / X1 me nje kupole, X1 FRONT AL YOKE / X1 me nje kupole frontal, NEW DIASYS / DIASYS I Ri, NEW DIASYS + / DIASYS + I Ri, LIGHTING POWER SUPPLY UNIT FOR XMT SERIES INSTALLATION | Pajisje elektromekanike
| EPURE 1.5H, ACCESSORIES / EMERGILED/ EMERGILED 1 | [5 empty] | ON THE FLANGE / NJËSIA E FURNIZIMIT TË ENERGJISË SE LLAMBAVE PËR INSTALIM TË SERISË XMT NË FLANGJË, LIGHTING POWER SUPPLY UNIT EPURE INSTALLATION ON THE
| EPURE 3H, ACCESSORIES / EMERGILED/ EMERGILED 2 | [5 empty] | FLANGE / NJËSIA E FURNIZIMIT TË ENERGJISË SE LLAMBAVE EPURE INSTALIM NE FLANGE", LIGHTING POWER SUPPLY UNIT EPURE4 INSTALLATION ON THE
| EPURE 1.5H, ACCESSORIES / EMERGILED/ EMERGILED 2 | [5 empty] | FLANGE / NJËSIA E FURNIZIMIT TË ENERGJISË SE LLAMBAVE EPURE4 INSTALIM NE FLANGE", LIGHTING POWER SUPPLY UNIT FOR KALEA SERIES
| EPURE 3H, ACCESSORIES / EMERGILED/ EMERGILED 1 | [5 empty] | INSTALLATION ON THE FLANGE / NJËSIA E FURNIZIMIT TË ENERGJISË SE LLAMBAVE KALEA INSTALIM NE FLANGE", LIGHTING POWER SUPPLY UNIT DIASYS INSTALLATION ON THE
| SURGILED 1H, ACCESSORIES / EMERGILED/ EMERGILED 1 | [5 empty] | FLANGE / NJËSIA E FURNIZIMIT TË ENERGJISË SE LLAMBAVE DIASYS, INSTALIM NE FLANGE", LIGHTING POWER SUPPLY UNIT X1 INSTALLATION ON THE
| SURGILED 2H, ACCESSORIES / EMERGILED/ EMERGILED 1 | [5 empty] | FLANGE / NJËSIA E FURNIZIMIT TË ENERGJISË SE LLAMBAVE X1, INSTALIM NE FLANGE", EMERGENCY SUPPLY UNIT FOR 1 CUPOLA TYPE EPURE - BACKUP
| SURGILED 4H, ACCESSORIES / EMERGILED/ EMERGILED 2 | [5 empty] | 1.5H FOR EPURE OR 4H FOR EPURE4 / NJËSIA E FURNIZIMIT EMERGJENCE PËR 1 KUPOLA TIPI EPURE - BACKUP 1.5H PER EPURE OSE 4H PER EPURE4, EMERGENCY SUPPLY UNIT FOR 1 CUPOLA TYPE EPURE- BACKUP
| SURGILED 1H, ACCESSORIES / EMERGILED/ EMERGILED 2 | [5 empty] | 3H FOR EPURE OR 8H FOR EPURE4 / NJËSIA E FURNIZIMIT EMERGJENCE PËR 1 KUPOLA TIPI EPURE- BACKUP 3H PËR EPURE OSE 8H PËR EPURE4, EMERGENCY SUPPLY UNIT FOR 2 CUPOLA TYPE EPURE - BACKUP
| SURGILED 2H, ACCESSORIES / EMERGILED/EMERGILED 1 Xl 1H, ACCESSORIES / EMERGILED/EMERGILED 1 Xl 2H, ACCESSORIES / RM-CAM-E-01 / RM-CAM-E-01, ACCESSORIES / RM-CAM-E-02 / RM-CAM-E-02, ACCESSORIES / RM-CAM-S-03 / RM-CAM-S-03, ACCESSORIES / RM-CAM-S-04 / RM-CAM-S-04, ACCESSORIES / RM-ECL-E-01 / RM-ECL-E-01, ACCESSORIES / RM-ECL-E-02 / RM-ECL-E-02, ACCESSORIES / RM-ECL-S-03 / RM-ECL-S-03, ACCESSORIES / RM-ECL-S-04 / RM-ECL-S-04, ACCESSORIES / POIGNEE / POIGNEE STERILISABLE, ACCESSORIES / CAMERA-WIRELESS / CAMERA-WIRELESS, ACCESSORIES / CAMERA-WIRELESS / CAMHD-WL-001 | [5 empty] | 1 SH FOR EPURE OR 4H FOR EPURE4 / NJËSIA E FURNIZIMIT EMERGJENCE PËR 2 KUPOLA TIPI EPURE - BACKUP, EMERGENCY SUPPLYIJNIT FOR 2 CUPOLA TYPE EPURE - BACKUP
3H FOR EPURE OR 8H FOR EPURE4 / FURNIZIM EMERGJENCE PËR 2 KUPOLA TIPI EPURE - BACKUP 3H PËR EPURE OSE 8H PËR EPURE4, EMERGENCY SUPPLY UNIT 1 HOUR FOR 1 CUPOLA TYPE SURGILED
[XMT,KALEA] / NJËSIA E FURNIZIMIT EMERGJENCE 1 ORË PËR 1 KUPOLA LLOJI "SURGILED" [XMT,KALEA]", EMERGENCY SUPPLY UNIT 2 HOUR FOR 1 CUPOLA TYPE SURGILED
[XMT,KALEA] / NJËSIA E FURNIZIMIT EMERGJENCE 2 ORË PËR 1 KUPOLA LLOJI "SURGILED" [XMT,KALEA], EMERGENCY SUPPLY UNIT 4 HOUR FOR 1 CUPOLA TYPE SURGILED
[XMT,KALEA] / NJËSIA E FURNIZIMIT EMERGJENCE 4 ORË PËR 1 KUPOLA LLOJI "SURGILED" [XMT,KALEA], EMERGENCY SUPPLY UNIT 1 HOUR FOR 2 CUPOLA TYPE SURGILED
[XMT,KALEA] / NJËSIA E FURNIZIMIT EMERGJENCE 1 ORË PËR 2 CUPOLA LLOJI "SURGILED" [XMT,KALEA]", EMERGENCY SUPPLY UNIT 2 HOUR FOR 2 CUPOLA TYPE SURGILED
[XMT,KALEA] / NJËSIA E FURNIZIMIT EMERGJENCE 2 ORË PËR 2 KUPOLA LLOJI "SURGILED" [XMT,KALEA]", EMERGENCY SUPPLY UNIT2 HOURS FOR 1 CUPOLA TYPE X1 / NJËSIA E FURNIZIMIT EMERGJENCE 2 ORË PËR 1 KUPOLA LLOJI X1, CAMERA CONTROL UNIT BUILT-IN/ 24 VDC / NJESIA E KONTROLLIT TE KAMERAVE E INTEGRUAR 24VDC, CAMERA CONTROL UNIT WALL/ 100-240 VAC / NJESIA E KONTROLLIT TE KAMERAVE E INSTALUAR NE MUR 100-240 VAC, CAMERA CONTROL UNIT BUILT-IN/ 100-240 VAC / NJESIA E KONTROLLIT TE KAMERAVE E INTEGRUAR 100-240 VAC, CAMERA CONTROL UNIT WALL/ 24 VDC / NJESIA E KONTROLLIT TE KAMERAVE E INSTALUAR NE MUR 24VDC, GREY HANDLE STERELISABLE FOR LED SURGICAL LIGHT / DOREZE GRI E STERELIZUESHME PËR DRITË KIRURGJIKE LED, STERILIZABLE HANDLE FOR HD CAMERA V2 BLACK SEAL / DOREZE E STERELIZUESHME PËR KAMERA HD , CAMERA NOMADEO VIDEO CAMERA HD WITH VIDEO RECEIVER / KAMERA NOMADEO VIDEO KAMERA HD ME MARRËS VIDEO, CAMERA HDMI NOMADEO VIDEO CAMERA HD WITH VIDEO RECEIVER / KAMERA HDMI NOMADEO VIDEO KAMERA HD ME MARRËS VIDEO, NOMADEO SMART VIDEO CAMERA HD WITH VIDEO RECEIVER
AND REMOTE CONTROL NF PLUG / NOMADEO SMART VIDEO KAMERA HD ME VIDEO MARRËS DHE PULT, me PRIZA NF
15490 | Standard feeding tube,ORX Polyurethane gastro-duodenal tube Levin type-4 lateral eyes,closed tip-Ø3.3mm-10Fr-L.125, Standard feeding tube,ORX Polyurethane gastro-duodenal tube Levin type-4 lateral eyes,closed tip-Ø4mm-12Fr-L.125 cm, Standard feeding tube,ORX Polyurethane gastro-duodenal tube Levin type-4 lateral eyes,closed tip-Ø4.5mm-14Fr-L.125cm, Standard feeding tube,ORX Polyurethane gastro-duodenal tube Levin type-4 lateral eyes,closed tip-Ø5mm-16Fr-L.125cm, Standard feeding tube,ORX Polyurethane gastro-duodenal tube Levin type-4 lateral eyes,closed tip-Ø7mm-21Fr-L.125cm, Standard feeding tube,ORX Polyurethane gastro-duodenal tube Levin type-4 lateral eyes,closed tip-Ø6mm-18Fr-L.125cm, Standard feeding tube,Gastroscopy set -Enteral feeding tube -10 Fr-PUR Ø, Standard feeding tube,XRO Silicone gastric tube-open tip,one lateral eye-10 FR-L.125, Standard feeding tube,XRO Silicone gastric tube-open tip,one lateral eye-12 FR-L.125, Standard feeding tube,XRO Silicone gastric tube-open tip,one lateral eye-14FR-L.125, Standard feeding tube,XRO Silicone gastric tube-open tip,one lateral eye-16 FR-L.125, Standard feeding tube,XRO Silicone gastric tube-open tip,one lateral eye-18 FR-L.125, Standard feeding tube,XRO Silicone gastric tube-open tip,one lateral eye-21FR-L.125, Standard feeding tube,XRO Silicone gastric tube-open distal tip,one lateral eye-16FR-L.75cm, Standard feeding tube,XRO Silicone gastro duodenal tube,Levin Type-4 lateral eyes,closed tip 06FR-L125, Standard feeding tube,XRO Silicone gastric tube-open tip,one lateral eye-08FR-L.125cm, Standard feeding tube,XRO Silicone gastric tube-open tip,one lateral eye-09FR-L.125cm, Standard feeding tube,XRO Silicone gastric tube-open tip,one lateral eye-10 FR-L.125cm, Standard feeding tube,XRO Silicone gastric tube-open tip,one lateral eye-12FR-L.125cm, Standard feeding tube,XRO Silicone gastric tube-open tip,one lateral eye-14FR-L.125cm, Standard feeding tube,XRO Silicone gastric tube-open tip,one lateral eye-16 FR-L.125cm, Standard feeding tube,XRO Silicone gastric tube-open tip,one lateral eye-18FR-L.125 cm, Standard feeding tube,XRO Silicone gastric tube-open tip,one lateral eye-21 FR-L.125cm, Standard feeding tube,gastro duodenal tube with weighted tip-12FR-L125cm-PVC, Standard feeding tube,gastro duodenal tube with weighted tip-14FR-L125cm-PVC, Standard feeding tube,gastro duodenal tube with weighted tip-16FR-L125cm-PVC, Standard feeding tube,gastro duodenal tube with weighted tip-18FR-L125cm-PVC, Standard feeding tube,gastro duodenal tube with weighted tip-20FR-L125cm-PVC, Standard feeding tube,gastro duodenal tube with weighted tip-04FR-L125cm-PVC, Standard feeding tube,gastro duodenal tube with weighted tip-06FR-L125cm-PVC, Standard feeding tube,gastro duodenal tube with weighted tip-08FR-L125cm-PVC, Standard feeding tube,gastro duodenal tube with weighted tip-10FR-L125cm-PVC, Standard feeding tube,gastro duodenal tube with weighted tip-4 lateral eyes-09FR-L.125cm-PUR, Standard feeding tube,gastro duodenal tube with weighted tip-4 lateral eyes-14FR-L.125cm-PUR, Standard feeding tube,gastro duodenal tube with weighted tip-4 lateral eyes-18FR-L.125cm-PUR, Standard feeding tube,XRO silicone duodenal tube with weighted tip,Ryle's type-4 lateral eyes-10Fr-L.125cm, Standard feeding tube,XRO silicone duodenal tube with weighted tip,Ryle's type-4 lateral eyes-12Fr-L.125cm, Standard feeding tube,XRO silicone duodenal tube with weighted tip,Ryle's type-4 lateral eyes-14Fr-L.125cm, Standard feeding tube,XRO silicone duodenal tube with weighted tip,Ryle's type-4 lateral eyes-16Fr-L.125cm, Standard feeding tube,XRO silicone duodenal tube with weighted tip,Ryle's type-4 lateral eyes-18Fr-L.125cm, Standard feeding tube,XRO silicone duodenal tube with weighted tip,Ryle's type-4 lateral eyes-21Fr-L.125cm, Standard feeding tube,silicone pediatric duodenal tube weighted tip-3 lateral eyes-05FR-L125cm, Standard feeding tube,silicone pediatric duodenal tube weighted tip-3 lateral eyes-06FR-L125cm, Standard feeding tube,silicone pediatric duodenal tube weighted tip-3 lateral eyes-09FR-L125cm, Standard feeding tube,XRO paediatric duodenal silicone tube with removable connector-05FR-L125cm, Standard feeding tube,XRO paediatric duodenal silicone tube with removable connector-06FR-L125cm, Standard feeding tube,XRO silicone gastro duodenal tube with weighted tip-4 lateral eyes-06FR-L90cm, Standard feeding tube,XRO paediatric duodenal silicone tube with removable connector-09FR-L125cm, Standard feeding tube,XRO paediatric duodenal silicone tube with removable connector-14FR-L125cm, Standard feeding tube,XRO paediatric duodenal silicone tube with removable connector-18FR-L125cm, Standart feeding tube,Enteral feeding tube, 04Fr-L40cm - PVC, Standart feeding tube,Enteral feeding tube, 05Fr-L40cm - PVC, Standart feeding tube,Enteral feeding tube, 06Fr-L40cm - PVC, Standart feeding tube,Enteral feeding tube, 07Fr-L40cm - PVC, Standart feeding tube,Enteral feeding tube, 08Fr-L50cm - PVC, Standart feeding tube,Enteral feeding tube, 09Fr-L50cm - PVC, Standart feeding tube,Enteral feeding tube, 12Fr - L.50cm - PVC, Standart feeding tube,Enteral feeding tube,04Fr-L.75cm-PVC, Standart feeding tube,Enteral feeding tube,0.5Fr-L.75cm-PVC, Standart feeding tube,Enteral feeding tube,0.6Fr-L.75cm-PVC, Standart feeding tube,Enteral feeding tube,0.8Fr-L.75cm-PVC, Standart feeding tube,Enteral feeding tube,10Fr-L.75cm-PVC, Standart feeding tube,Enteral feeding tube,04Fr-L125cm-PVC, Standart feeding tube,Enteral feeding tube,06Fr-L125cm-PVC, Standart feeding tube,Enteral feeding tube,07Fr-L125cm-PVC, Standart feeding tube,Enteral feeding tube,08Fr-L125cm-PVC, Standart feeding tube,Enteral feeding tube,09Fr-L125cm-PVC, Standart feeding tube,Enteral feeding tube,10Fr-L.125cm-PVC, Standart feeding tube,Enteral feeding tube,12Fr-L.125cm-PVC, Standart feeding tube,Tubaflex Gastric tube,10Fr-L.100cm-PVC, Standart feeding tube,Tubaflex Gastric tube,12Fr-L.100cm-PVC, Standart feeding tube,Tubaflex Gastric tube,14Fr-L.100cm-PVC, Standart feeding tube,Tubaflex Gastric tube,16Fr-L.100cm-PVC, Standart feeding tube,Tubaflex Gastric tube,18Fr-L.100cm-PVC, Standart feeding tube,Tubaflex Gastric tube,21Fr-L.100cm-PVC, Standard feeding tube,Gastro duodenal feeding tube Levin Type 06Fr-L.125cm-PVC, Standard feeding tube,Gastro duodenal feeding tube Levin Type 08Fr-L.125cm-PVC, Standard feeding tube,Gastro duodenal feeding tube Levin Type 10Fr-L.125cm-PVC, Standard feeding tube,Gastro duodenal feeding tube Levin Type 12Fr-L.125cm-PVC, Standard feeding tube,Gastro duodenal feeding tube Levin Type 14Fr-L.125cm-PVC, Standard feeding tube,Gastro duodenal feeding tube Levin Type 16Fr-L.125cm-PVC, Standard feeding tube,Gastro duodenal feeding tube Levin Type 18Fr-L.125cm-PVC, Standard feeding tube,Gastro duodenal feeding tube Levin Type 21Fr-L.125cm-PVC, Standard feeding tube,Enteral feeding tube 04Fr-L.40cm-PUR, Standard feeding tube,Enteral feeding tube 05Fr-L.40cm-PUR, Standard feeding tube,Enteral feeding tube 06Fr-L.40cm-PUR, Standard feeding tube,Enteral feeding tube 08Fr-L.50cm-PUR, Standard feeding tube,Enteral feeding tube 04Fr-L.75cm-PUR, Standard feeding tube,Enteral feeding tube 05Fr-L.75cm-PUR, Standard feeding tube,Enteral feeding tube 06Fr-L.75cm-PUR, Standard feeding tube,Enteral feeding tube 08Fr-L.75cm-PUR, Standard feeding tube,ORX Polyurethane gastro-duodenal tube Levin type-4 lateral eyes,closed tip-Ø2mm-06Fr-L.125, Standard feeding tube,ORX Polyurethane gastro-duodenal tube Levin type-4 lateral eyes,closed tip-Ø2.5mm-08Fr-L.125cm | GREEMED | 2023-11-14T00:00:00.000+01:00 | Vygon 5 rue Adeline 95440 Ecouen France | 1391.10, 1391.12, 1391.14, 1391.16, 1391.18, 1391.21, 81391.09D, 2316.10, 2316.12, 2316.14, 2316.16, 2316.18, 2316.21, 823116.16A, 2391.06, 2391.08, 2391.09, 2391.10, 2391.12, 2391.14, 2391.16, 2391.18, 2391.21, 392.10, 392.12, 392.14, 392.16, 392.18, 392.20, 393.04, 393.06, 393.08, 393.10, 1396.09, 1396.14, 1396.18, 2394.10, 2394.12, 2394.14, 2394.16, 2394.18, 2394.21, 2395.05, 2395.06, 2395.09, 82395.05C, 82395.06C, 2396.06, 2396.09, 2396.14, 2396.18, 310.04, 310.05, 310.06, 310.07, 310.08, 310.09, 310.10, 310.12, 311.04, 311.05, 311.06, 311.08, 311.10, 312.04, 312.06, 312.07, 312.08, 312.09, 312.10, 312.12, 390.10, 390.12, 390.14, 390.16, 390.18, 390.21, 391.06, 391.08, 391.10, 391.12, 391.14, 391.16, 391.18, 391.21, 1310.04, 1310.05, 1310.06, 1310.08, 1311.04, 1311.05, 1311.06, 1311.08, 1391.06, 1391.08 | Klasa IIa | Tube per ushqimin me nutrientet e nevojshem per pacientet qe nuk mund te ushqehen normalisht | Tjeter
15491 | Arterial Leadercath - PUR,Arterial leadercath - 20G - L.4cm - Ø1.0mm - 30ml/min , Arterial Leadercath - PUR,Arterial leadercath - 20G - L.6cm - Ø1.0mm - 27ml/min , Arterial Leadercath - PUR,Arterial leadercath - 20G - L.8cm - Ø1.0mm - 24ml/min, Arterial Leadercath - PUR,Arterial leadercath - 18G - L.12cm - Ø1.3mm - 40ml/min, Arterial Leadercath - PUR,Arterial leadercath - 18G - L.6cm - Ø1.3mm - 50ml/min, Arterial Leadercath - PUR,Arterial leadercath - 18G - L.8cm - Ø1.3mm - 44ml/min , Arterial Leadercath - PE,Arterial leadercath - 3Fr - L.8cm - Ø0.9mm - 24ml/min, Arterial Leadercath - PE,Arterial leadercath - 20G - L.2cm - Ø0.9mm - 33ml/min , Arterial Leadercath - PE,Arterial leadercath - 20G - L.4cm - Ø0.9mm - 30ml/min, Arterial Leadercath - PE,Arterial leadercath - 20G - L.6cm - Ø0.9mm - 27ml/min , Arterial Leadercath - PE,Arterial leadercath - 4Fr - L.10cm - Ø1.2mm - 24ml/min, Arterial Leadercath - PE,Arterial leadercath - 4Fr - L.8cm - Ø1.2mm - 4 3ml/min , Arterial Leadercath - PE,Arterial leadercath - 18G - 4Fr - L.10cm - Ø1.2mm - 24ml/min , Arterial Leadercath - PE,Arterial leadercath - 20G - 2.7Fr - L.8cm - Ø0.9mm - 24ml/min , Arterial Leadercath - S,Arterial leadercath S - 20G - L.8cm - Ø0.9mm - 24ml/min, Arterial Leadercath PTFE,Arterial Leadercath-18G-4Fr-L.6cm-Ø1.28mm, Arterial Leadercath PTFE,Arterial leadercath - 18G - 4Fr - L.8cm - Ø1.28mm, Arterial Leadercath PTFE,Arterial leadercath - 18G - 4Fr - L.12cm - Ø1.28mm , Arterial Leadercath PTFE,Arterial leadercath - 18G - 4Fr - L.15cm - Ø1.28mm, Arterial Leadercath PTFE,Arterial leadercath - 18G - 4Fr - L.20cm - Ø1.28mm, Arterial Leadercath PTFE,Arterial leadercath - 18G - 4Fr - L.30cm - Ø1.28mm , Arterial Leadercath PTFE,Arterial leadercath - 16G - 5Fr - L.12cm - Ø1.69mm, Arterial Leadercath PTFE,Arterial leadercath - 16G - 5Fr - L.20cm - Ø1.69mm, Arterial Leadercath PTFE,Arterial leadercath - 16G - 5Fr - L.30cm - Ø1.69mm, Arterial Leadercath PTFE,Arterial leadercath - 22G - 2Fr - L.2cm - Ø0.72mm, Arterial Leadercath PTFE,Arterial leadercath - 22G - 2Fr - L.3cm - Ø0.72mm, Arterial Leadercath PTFE,Arterial leadercath - 20G - 3Fr - L.4cm - Ø0.99mm, Arterial Leadercath PTFE,Arterial leadercath - 20G - 3Fr - L.6cm - Ø0.99mm, Arterial Leadercath PTFE,Arterial leadercath - 20G - 3Fr - L.8cm - Ø0.99mm , Arterial Leadercath PTFE,Arterial leadercath - 20G - 3Fr - L.12cm - Ø0.99mm , Arterial Leadercath PTFE,Arterial leadercath - 20G - 3Fr - L.15cm - Ø0.99mm, Arterial Leadercath PTFE,Arterial leadercath - 18G - L.4cm - Ø1.3mm, Arterial Leadercath PTFE,Arterial leadercath - 18G - L.6cm - Ø1.3mm , Arterial Leadercath PTFE,Arterial leadercath - 18G - L.8cm - Ø1.3mm, Arterial Leadercath PTFE,Arterial leadercath - 18G - L.12cm - Ø1.3mm, Arterial Leadercath PTFE,Arterial leadercath - 18G - L.15cm - Ø1.3mm , Arterial Leadercath PTFE,Arterial leadercath - 18G - L.20cm - Ø1.3mm, Arterial Leadercath PTFE,Arterial leadercath - 16G - L.12cm - Ø1.70mm, Arterial Leadercath PTFE,Arterial leadercath - 16G - L.20cm - Ø1.70mm , Arterial Leadercath PTFE,Arterial leadercath - 22G - L.2cm - Ø0.7mm, Arterial Leadercath PTFE,Arterial leadercath - 20G - L.4cm - Ø1.0mm, Arterial Leadercath PTFE,Arterial leadercath - 20G - L.6cm - Ø1.0mm, Arterial Leadercath PTFE,Arterial leadercath - 20G - L.8cm - Ø1.0mm, Arterial Leadercath PTFE,Arterial leadercath - 20G - L.12cm - Ø1.0mm, Arterial Leadercath PTFE,Arterial leadercath - 20G - L.15cm - Ø1.0mm , Leadercath - Ø0.9mm - 20G/2.7Fr - L.10cm , Leadercath - Ø1.2mm - 18G/4Fr - L.18cm, Leadercath - Ø1.2mm - 4Fr - L.18cm , Leadercath - Ø1.5mm - 4.SFr - L.18cm , Leadercath - Ø1.7mm - 5Fr - L.18cm , Arterial Leadercath E.L, Leadercath E.L. arteriel - Ø0.9mm - 20G - L.11 cm, Arterial Leadercath E.L,Leadercath E.L. arterial - Ø1.0mm - 20G - L.6cm, Arterial Leadercath E.L,Leadercath E.L. arterial - Ø1.0mm - 20G - L.8cm, Arterial Leadercath E.L,Leadercath E.L. arteriel - Ø1 Jmm - 18G - L.11 cm, Arterial Leadercath E.L,Leadercath E.L. arterial - Ø1.3mm - 18G - L.8cm, Arteriosel - 20G - L.8cm - Ø0.90mm - 24ml/min, Arteriosel - Ø1.2mm - 4Fr - L.18cm , Arteriosel - 20G - 2.7Fr - L.8cm - Ø0.90mm - 24ml/min | GREEMED | 2023-11-14T00:00:00.000+01:00 | Vygon 5 rue Adeline 95440 Ecouen France | 5115.094, 5115.096, 5115.098, 5115.112, 5115.116, 5115.118, 115.09, 115.092, 115.094, 115.096, 115.11, 115.118, 115.710, 115.798, 115.598, 5118.206, 5118.208, 5118.212, 5118.215, 5118.22, 5118.23, 5118.612, 5118.620, 5118.630, 5118.702, 5118.703, 5118.904, 5118.906, 5118.908, 5118.912, 5118.915, 5119.204, 5119.206, 5119.208, 5119.212, 5119.215, 5119.220, 5119.612, 5119.620, 5119.702, 5119.904, 5119.906, 5119.908, 5119.912, 5119.915, 80115.09T, 80115.12C, 80115.12S, 115.12, 115.15, 115.17, 6115.091, 6115.096, 6115.098, 6115.111, 6115.118, 115.0901, 115.1201, 115.6981 | Klasa IIa | Kateter arterial per terapi dhe marrjen e gjakut nese eshte e nevojshme | Tjeter
15330 | Navio and Accessories, NAVIO Surgical System (UK 230V)*, Navio and Accessories, NAVIO Surgical System UK*, Navio and Accessories, NAVIO Surgical System BE/FR/DE*, Navio and Accessories, NAVIO Surgical System IT and ES*, Navio and Accessories, NAVIO Surgical System (Turkey)*, Navio and Accessories, Navio Instrument Kits and Components, Navio Instr Kit UK/BE/FR/DE/IT/ES*, Navio and Accessories, Navio Instrument Kits and Components, Navio Instr Kit (Turkey)*, Navio and Accessories, Navio Instrument Kits and Components, Navio Handpiece*, Navio and Accessories, Navio Instrument Kits and Components, Anspach eMax 2 Plus Hand Piece - RoHS | LAYO | 2023-11-10T00:00:00.000+01:00 | Blue Belt Technologies, Inc 2875 Railroad Street Pittsburgh PA 15222 USA | NPFS02010, ROB00049, NPFS02020, NPFS02030, NPFS02080, PFSR02053, PFSR02051, PFSR110137, PFSR101209 | Klasa IIa | Pajisje Mjekesore Elektrike dhe elektronike qe perdoren gjate procedurave kirurgjikale ne ortopedi | Pajisje elektromekanike
15331 | NAVIO Flat Markers | LAYO | 2023-11-10T00:00:00.000+01:00 | Blue Belt Technologies, Inc 2905 Northwest Boulevard, Suite 40 Plymouth MN 55441 USA | PFSDV0016 | Is | Pajisje njëpërdorimëshe, aksesorë markues që përdoren së bashku me një sistem kompjuterik kirurgjikal në shërbimin e ortopedisë. | Pajisje nje perdorimeshe
15474 | MENTOR® Breast Tissue Expanders / Mentor® CPXTM4, Low Height Breast Tissue Expander, Textured, Integral Injection Dome - Style 8100, MENTOR® Breast Tissue Expanders / Mentor® CPXTM4, Medium Height Breast Tissue Expander, Textured, Integral Injection Dome - Style 8200, MENTOR® Breast Tissue Expanders / Mentor® CPXTM4, Tall Height Breast Tissue Expander, Textured, Integral Injection Dome - Style 8300, MENTOR® Breast Tissue Expanders / Mentor® CPXTM4 with Suture Tabs, Low Height Breast Tissue Expander, Suture Tabs, Textured, Integral Injection Dome - Style 9100, MENTOR® Breast Tissue Expanders / Mentor® CPXTM4 with Suture Tabs, Medium Height Breast Tissue Expander, Suture Tabs, Textured, Integral Injection Dome - Style 9200, MENTOR® Breast Tissue Expanders / Mentor® CPXTM4 with Suture Tabs, Tall Height Breast Tissue Expander, Suture Tabs, Textured, Integral Injection Dome - Style 9300 | E v i t a | 2023-11-14T00:00:00.000+01:00 | Mentor 3041 Skyway Circle North Irving, TX 75038 United States of America | 3548121, 3548122, 3548123, 3548124, 3548125, 3548126, 3548221, 3548222, 3548223, 3548224, 3548225, 3548226, 3548321, 3548322, 3548323, 3548324, 3548325, 3548326, 3548327, 3549121, 3549122, 3549123, 3549124, 3549125, 3549126, 3549221, 3549222, 3549223, 3549224, 3549225, 3549226, 3549321, 3549322, 3549323, 3549324, 3549325, 3549326, 3549327 | Klasa III | Zgjerues per indet e gjirit te destinuara per implantim te perkoheshem subkutan ose submuskular | Pajisje te implantueshme jo aktive
15492 | EDWARDS INTUITY™ Elite Valve [aortic] , EDWARDS INTUITY Elite Delivery System | BIOMETRIC ALBANIA | 2023-11-14T00:00:00.000+01:00 | Edwards Lifesciences LLC - Adresa: One Edwards Way, Irvine, CA 92614, USA | 8300AB, 8300DB, 8300KITB19, 8300KITB21, 8300KITB23, 8300KITB25, 8300KITB27 | Klasa III, Sistem ose pakete proceduriale | Valvula Kardiake Aortike Biologjike INTUITY, Sisteme te shperndarjes per INTUITY Valve, Procedure Pack (Kit) per INTUITY Valves | Pajisje te implantueshme jo aktive
, EDWARDS INTUITY Elite Kit
15493 | SIS Medical 40atm Inflation Device, SIS Medical 55atm Inflation Device | O.E.S DISTRIMED | 2023-11-17T00:00:00.000+01:00 | Atrion Medical Products,Inc. 1426 Curt Francis Road P.O 564 Arab AL 35016 | 96346-25/40, 96463-14/55 | Is | Pajisje fryrese (inflatuese) | Pajisje nje perdorimeshe
15494 | Disposable powered circular stapler,single use powered handle,universal, Disposable powered circular stapler,Single use powered handle, Disposable powered circular stapler,Single use battery pack, Disposable powered circular stapler,Manual Tool, Disposable powered circular stapler,Disposable circular stapler 33mm, Disposable powered circular stapler,Disposable straight circular stapler 33mm, Disposable powered circular stapler,Disposable circular stapler XL 33mm, Disposable powered circular stapler,Disposable circular stapler,31mm, Disposable powered circular stapler,Disposable straight circular stapler,31 mm, Disposable powered circular stapler,Disposable circular stapler,XL 31mm, Disposable powered circular stapler,Disposable circular stapler,29mm, Disposable powered circular stapler,Disposable straight circular stapler,29mm, Disposable powered circular stapler,Disposable circular stapler,XL 29mm, Disposable powered circular stapler,Disposable circular stapler 25 mm, Disposable powered circular stapler,Disposable straight circular stapler 25 mm, Disposable powered circular stapler,Disposable circular stapler XL 25mm, Disposable powered circular stapler,Disposable circular stapler 21 mm, Disposable powered circular stapler,Disposable straight circular stapler 21 mm, Disposable powered circular stapler,Disposable circular stapler XL 21 mm, Disposable powered circular stapler,Disposable circular stapler 19mm, Disposable powered circular stapler,Disposable straight circular stapler 19 mm, Disposable powered circular stapler,Disposable circular stapler XL 19 mm | GREEMED | 2023-11-17T00:00:00.000+01:00 | Intocare Medical Technology (Suzhou) Co,Ltd,203#,Building NW-12,Nanopolis Suzhou,No.99 Jinji Lake Avenue,Suzhou Insdustrial park,Suzhou,215000 Jiangsu,P.R. China | PHDS01A, PHDS01, PHDB02, IMT01, ICS33, ISC33, ICS33L, ICS31, ISC31, ICS31L, ICS29, ISC29, ICS29L, ICS25, ISC25, ICS25L, ICS21, ISC21, ICS21L, ICS19, ISC19, ICS19L | Klasa IIb | Stepler cirkular | Tjeter
15495 | Disposable powered endoscopic linear cutting stapler,single use powered handle,universal, Disposable powered endoscopic linear cutting stapler,SINGLE USE powered handle, Disposable powered endoscopic linear cutting stapler,single use battery pack, Disposable powered endoscopic linear cutting stapler,manual tool, Disposable powered endoscopic linear cutting stapler,disposable endoscopic linear cutting stapler driving unit L,M,S, Disposable powered endoscopic linear cutting stapler,Green articulating reload 60mm,45mm, Disposable powered endoscopic linear cutting stapler,blue arcitulating reload 60mm,45mm,30mm, Disposable powered endoscopic linear cutting stapler,purple articulating reload 60mm,45mm, Disposable powered endoscopic linear cutting stapler,yellow articulating reload 60mm,45mm, Disposable powered endoscopic linear cutting stapler,black articulating reload 60mm,45mm, Disposable powered endoscopic linear cutting stapler,White articulating reload 60mm,45mm,30mm | GREEMED | 2023-11-17T00:00:00.000+01:00 | Intocare Medical Technology (Suzhou) Co,Ltd,203#,Building NW-12,Nanopolis Suzhou,No.99 Jinji Lake Avenue,Suzhou Insdustrial park,Suzhou,215000 Jiangsu,P.R. China | PHDS01A, PHDS01, PHDB02, IMT01, IECL/IECM/IECS, IECR60G/IECR45G/ECRC60G/ECRC45G, IECR60B/IECR45B/IECR30B/ECRC60B/ECRC45B/ECRC30B, IECR60P/IECR45P, IECR60Y/IECR45Y/ECRC60Y/ECRC45Y, IECR60K/IECR60K2/IECR45K, IECR60W2/IECR45W/IECR30W/ECRC60W/ECRC45W/ECRC30W | Klasa IIb | Stepler endoskopik | Tjeter
15496 | Reusable Powered Handle,reusable powered handle,universal , Reusable Powered Handle, Reusable Powered Handle,Rechargeable Li-on Batery accesssory, Reusable Powered Handle,reusable battery guide accessory, Reusable Powered Handle,mannual tool accessory, Reusable Powered Handle,Instrument case accesory, Reusable Powered Handle,battery charger acessory | GREEMED | 2023-11-17T00:00:00.000+01:00 | Intocare Medical Technology (Suzhou) Co,Ltd,203#,Building NW-12,Nanopolis Suzhou,No.99 Jinji Lake Avenue,Suzhou Insdustrial park,Suzhou,215000 Jiangsu,P.R. China | PHD01A, PHD01, BHDB01, IBA01, IMT01, PHDA01, PHDC02 | Klasa IIa | Aplikator per stepler | Tjeter
15462 | LOVEUP VOLUME STERILE | ANZA GROUP | 2023-11-16T00:00:00.000+01:00 | VIDA SRL Via Galileo Galilei 4,56040 Crespina- Lorenzana (PI) Italy | NA | Klasa III | Acid hialuronik mbushes i krijuar per restaurimin e vellimeve te ndryshme trupore | Tjeter
15332 | VARISAN FASHION 18-21mmHg gambaletto (AD) PC corto/normale, VARISAN FASHION 18-21mmHg autoreggente (AG) PC corto/normale, VARISAN FASHION 18-21mmHg autoreggente (AG) PC corto/normale, VARISAN FASHION 18-21mmHg | FARMAWORLD | 2023-11-16T00:00:00.000+01:00 | CIZETA MEDICALI S.p.A Via IV Novembre, 46 - 20012 Cuggiono (Ml) ITALI | F23E1 F23N1, F23E9 F23N9, F23E7 F23N7, F23E5 F23N5, F23GE F23GN, FA3E1 FA3N1, FA3E9 FA3N9, FA3E7 FA3N7, FA3E5 FA3N5 | Klasa I | Çorape mjekësore me kompresim | Tjeter
collant (AT) PC corto/normale
, VARISAN FASHION 18-21mmHg collant gestante (AT) PC corto/normale, VARISAN FASHION 18-21mmHg
gambaletto (AD) PA corto/normale
, VARISAN FASHION 18-21mmHg autoreggente (AG) PA corto/normale, VARISAN FASHION 18-21mmHg autoreggente (AG) PA corto/normale, VARISAN FASHION 18-21mmHg collant (AT) PA corto/normale, VARISAN FASHION 18-21 mmHg
collant (AT) PA corto/normale, cod.colore 180
15499 | DISPOSABLE JEWELER FORCEPS 11.5 cm with 3 m cable, DISPOSABLE STRAIGHT FORCEPS 20 cm with 3 m cable -, DISPOSABLE STRAIGHT FORCEPS 15 cm with 3 m cable -, DISPOSABLE BAYONET FORCEPS 20 cm with 3 m cable -, BIPOLAR SCISSORS 18 cm - curved, BIPOLAR ARTERY SEALER 26 cm, TUNGSTEN NEEDLE ELECTRODE 5 cm - straight - dispos, TUNGSTEN NEEDLE ELECTRODE 5 cm - angled - disposab, TUNGSTEN NEEDLE ELECTRODE 6 cm - straight - dispos, TUNGSTEN NEEDLE ELECTRODE 6 cm - angled - disposab, TUNGSTEN NEEDLE ELECTRODE 7 cm - straight - dispos, TUNGSTEN NEEDLE ELECTRODE 7 cm - angled - disposab, NON-STICK BLADE ELECTRODE - 7 cm - sterile, NON-STICK BLADE ELECTRODE - 10 cm - sterile, NON-STICK NEEDLE ELECTRODE - 10 cm - sterile, NON-STICK BALL ELECTRODE - 13 cm - sterile, EU NON-STICK STRAIGHT FORCEPS 15 cm - 1 mm point, EU NON-STICK STRAIGHT FORCEPS 18 cm - 1 mm point, EU NON-STICK STRAIGHT FORCEPS 20 cm - 1 mm point, EU NON-STICK STRAIGHT FORCEPS 18 cm - angled 1 mm, EU NON-STICK STRAIGHT FORCEPS 20 cm - angled 1 mm, EU NON-STICK BAYONET FORCEPS 18 cm - 1 mm point, EU NON-STICK BAYONET FORCEPS 20 cm - 1 mm point, EU NON-STICK JEWELLER FORCEPS 11.5 cm - 0.7 mm poi, EU NON-STICK JEWELLER FORCEPS 11.5 cm - angled 0.7, EU NON-STICK ADSON FORCEPS 12.1 cm - 1 mm point, L-HOOK LAPAROSCOPIC ELECTRODE - 36 cm, J-HOOK LAPAROSCOPIC ELECTRODE - 36 cm, SPATULA LAPAROSCOPIC ELECTRODE - 36 cm, STRAIGHT MONOPOLAR FORCEPS - 19 cm, LONG-NOSE MONOPOLAR FORCEPS - 21 cm, MONOPOLAR SCISSORS - 18 cm, METZENBAUM MONOPOLAR SCISSORS - straight - 18 cm, METZENBAUM MONOPOLAR SCISSORS - curved - 18 cm, US ADSON FORCEPS 12,1 cm, US SEMKIN FORCEPS 14 cm, US CUSHING FORCEPS 15.9 cm, US JANSEN BAYONET FORCEPS 17.8 cm, EU BINNER FORCEPS 22 cm - angled, EU BINNER FORCEPS 18 cm - straight, EU BINNER FORCEPS 18 cm - angled, EU BINNER FORCEPS 19 cm - angled 45°, EU STRAIGHT FORCEPS 18 cm - 1 mm point, EU STRAIGHT FORCEPS 20 cm - 1 mm point, EU STRAIGHT FORCEPS 18 cm - angled 1 mm point, EU STRAIGHT FORCEPS 20 cm - angled 1 mm point, EU BAYONET FORCEPS 18 cm - 1 mm point, EU BAYONET FORCEPS 20 cm - 1 mm point, EU STRAIGHT FORCEPS 18 cm - irrigation, EU BAYONET FORCEPS 16.5 cm - 1 mm point, EU STRAIGHT FORCEPS 20 cm - 2 mm point, EU BAYONET FORCEPS 22 cm - 1 mm point, EU STRAIGHT FORCEPS 18 cm - angled 0.3 mm point, EU STRAIGHT FORCEPS 18 cm - 0.3 mm point, EU STRAIGHT FORCEPS 20 cm - 0.3 mm point, EU BAYONET FORCEPS 24 cm - 1 mm point, EU ADSON FORCEPS 12.1 cm, EU JEWELER FORCEPS 11.5 cm - straight 0.25 mm poin, EU JEWELER FORCEPS 11.5 cm - angled 0.25 mm point, EU STRAIGHT FORCEPS 15 cm - straight 0.5 mm point, EU STRAIGHT FORCEPS 15 cm - angled 0.5 mm point, EU MC-PHERSON FORCEPS 10,2 cm - straight 0.5 mm po, SQUARE LOOP ELECTRODE 10 x 8 mm - disposable - ste, LOOP ELECTRODE 15 x 8 mm - disposable - sterile, LOOP ELECTRODE 20 x 10 mm - disposable - sterile, SQUARE LOOP ELECTRODE 10 x 8 mm - autoclavable, LOOP ELECTRODE 15 x 8 mm - autoclavable, LOOP ELECTRODE 20 x 10 mm - autoclavable | O.E.S DISTRIMED | 2023-11-17T00:00:00.000+01:00 | Tecno Instruments (Pvt) Ltd. 316-C Small industrial Estate Sialkot-51340,Pakistan | 415-110-07, 415-140-10, 415-122-10, 415-180-10, 110-815-18, 110-750, 170-120-05, 170-122-05, 170-120-06, 170-122-06, 170-120-07, 170-122-07, 150-110-07 NS, 151-110-10 NS, 151-120-10 NS, 151-160-13 NS, 310-120-10NS, 310-130-10NS, 310-140-10NS, 310-132-10NS, 310-142-10NS, 310-170-10NS, 310-180-10NS, 310-110-07NS, 310-112-07NS, 310-300-10NS, 150-200-36, 150-210-36, 150-230-36, 330-110-10, 330-154-20, 330-220, 330-200, 330-202, 110-200-10, 110-220-05, 110-230-10, 110-360-10, 310-560, 310-500, 310-540, 310-590, 310-130-10, 310-140-10, 310-132-10, 310-142-10, 310-170-10, 310-180-10, 310-130-10IR, 310-160-10, 310-140-20, 310-190-10, 310-132-03, 310-130-03, 310-140-03, 310-200-10, 310-300-10, 310-110-03, 310-112-03, 310-120-05, 310-122-03, 310-100-05, 150-170-08, 150-180-08, 150-190-10, 152-170-08, 152-180-08, 152-190-10 | Klasa IIb | Instrumenta mjekesore kirurgjikale | Instrumenta shumeperdorimeshe
15527 | Non-Active Implants Orthopaedic Bone Cement, medicated - Refobacin® Revision 1x40 | T R I M E D | 2023-11-24T00:00:00.000+01:00 | Biomet France SARL- Plateau de Lautagne 26000 Valence FRANCE | Refobacin® Revision 1x40 (3011630001-3) | Klasa III | Eshte cement kockor me viskozitet te larte qe permban kombinim te dy antibiotikeve gentamicine dhe klindamicine, i cili perdoret ne artroplastiken revizionuese te artikulacionit te gjurit, koksofemoral dhe artikulacioneve te tjera. | Pajisje te implantueshme jo aktive
15500 | Elektrochirurgie-Gerät ARC 250 | Health & Light | 2023-11-17T00:00:00.000+01:00 | BOWA-electronic GmbH & Co. KG Heinrich-Hertz Strasse 4-10 72810 Gomaringen / Germany | 900-250 | Klasa IIb | Aparat per elektrokirurgji ARC 250 (Elektrobisturi per prerje dhe koagulim te indit) | Pajisje elektromekanike
15333 | Cable for flexible Argon probe COMFORT, 2.5 m, Rinsing adapter for flexible Argon probes (5 pcs.), ERGO 315R, cleaning adapter Set, ERGO 315R, cleaning adapter handle/jaw, ERGO 315R, cleaning adapter push rod, ERGO 315R, reprocessing basket, ERGO 315R, lid for basket, Lotus reprocessing basket with lid 550x150x77 mm, Lotus reprocessing basket with lid 640x150x77 mm, LOTUS reprocessing basket with lid for Series 5; 650x150x68 mm, LOTUS reprocessing basket with lid for Series 5; 730x150x68 mm, Bipolar cable, E.U. forceps, for Erbe, 4 m, Cable, rubber return plate, for Erbe, 4.5 m, Bipolar cable, BOWA forceps, for Erbe, 4 m, Bipolar cable, U.S. forceps, for Erbe, 4 m, Monopolar cable, 4 mm socket, for Erbe, 4.5 m, Monopolar cable, arthroscopy and LAP electrode, for Erbe, 4.5 m, Bipolar cable, BOWA forceps, COMFORT, 4.5 m, Monopolar cable, ErgoLAP, for Erbe, 4.5 m, Cable, single-use return plate, for ALSA, Eschmann, 4.5 m, Cable, ErgoLAP BIPOLAR, for Erbe, 4.5 m, Bipolar cable, Karl Storz Robi, for Erbe, 4.5 m, Bipolar cable, Aesculap forceps, for Erbe, 4.5 m, Monopolar cable, electrode handle, for Erbe, 4.5 m, Monopolar cable, electrode handle, for 3-pin, 4.5 m, Monopolar cable, 2 mm socket, for Erbe, 4.5 m, Monopolar cable, resectoscope Wolf/Storz, COMFORT, 4.5 m, Monopolar cable, Storz resectoscope, COMFORT, 4.5 m, Monopolar cable, resectoscope Olympus, COMFORT, 4.5 m, Adapter monopolar, 3-pin instrument, for Erbe, Adapter monopolar, 2 - 4 mm instrument, for Erbe, footswitched, Monopolar cable, endoscopy 2.8 mm socket, for Erbe, 4.5 m, Monopolar cable, endoscopy 2.8 mm socket, COMFORT, 4.5 m, Monopolar cable, endoscopy 4 mm socket, for Erbe, 4.5 m, Adapter monopolar, 3-pin, for Martin, Cable, ErgoLAP MONOPOLAR, for Martin, 4.5 m, Monopolar cable, U.K., for 4 mm, 4.5 m, Monopolar cable, arthroscopy and LAP electrode, for 4 mm, 4.5 m, Monopolar cable, 4 mm socket, for 3-pin, 4.5 m, Monopolar cable, 4 mm socket, for 4 mm, 4.5 m, Monopolar cable, for Martin handles, 4.5 m, Bipolar cable, BOWA forceps, for Martin, 4.5 m, Bipolar cable, U.S. forceps, for Martin, 4.5 m, Bipolar cable, E.U. forceps, for Martin, 4.5 m, Cable, ErgoLAP BIPOLAR, for Martin, 4.5 m, Cable, single-use return plate, for Erbe, 4.5 m, Cable, rubber return plate, for Martin, 4.5 m, Monopolar cable, endoscopy 2.8 mm, for 8 mm Bovie, 4.5 m, Monopolar cable, endoscopy 4 mm socket, for 8 mm Bovie, 4.5 m, Adapter monopolar, 2 - 4 mm instrument, for 8 mm Bovie, Adapter bipolar, 2-pin 28 mm, for Erbe, Cable, ErgoLAP BIPOLAR, for 2-pin 22 mm, 4.5 m, Bipolar cable, BOWA forceps, for 2-pin 28 mm, 4.5 m, Bipolar cable, U.S. forceps, for 2-pin 28 mm, 4.5 m, Bipolar cable, E.U. forceps, for 2-pin 28 mm, 4.5 m, Cable, ErgoLAP BIPOLAR, for 2-pin 28 mm, 4.5 m, Cable, ErgoLAP BIPOLAR, COMFORT, 4.5 m, Bipolar cable, Aesculap forceps, for 2-pin 28 mm, 4.5 m, Bipolar cable, Karl Storz Robi, for 2-pin 28 mm, 4.5 m, Bipolar cable, Storz resectoscope, COMFORT, 4.5 m, Bipolar cable, Storz laparoscopy, COMFORT, 4.5 m, Bipolar cable, BOWA forceps, for 2-pin 22 mm, 4.5 m, Bipolar cable, U.S. forceps, for 2-pin 22 mm, 4.5 m, Bipolar cable, E.U. forceps, for 2-pin 22 mm, 4.5 m, Bipolar cable, Wolf resectoscope, COMFORT, 4.5 m, Bipolar cable, E.U. forceps, for Valleylab, 3 m, Bipolar cable, BOWA forceps, for Valleylab, 3 m, Bipolar cable, Olympus resectoscope, COMFORT, 4.5 m, Monopolar cable, 4 mm socket, for 8 mm Bovie, 4.5 m, Cable, ErgoLAP MONOPOLAR, for 8 mm Bovie, 4.5 m, Cable, ErgoLAP MONOPOLAR, COMFORT, 4.5 m, Monopolar cable, U.K., for 8 mm Bovie, 4.5 m, Monopolar cable, arthroscopy and LAP electrode, for 8 mm, 4.5 m, Monopolar cable, 2 mm socket, for 8 mm Bovie, 4.5 m, Cable, BiZZER / TissueSeal, 4.5 m, Cable, BiZZER, for Erbe, 4.5 m, Cable, BiZZER, for Martin, 4.5 m, Bipolar cable, Karl Storz Robi, for Martin, 4.5 m, Bipolar cable, Aesculap forceps, for Martin, 4.5 m, Cable, single-use return plate, international, 4.5 m, Y-cable, Ultravision, single-use return plate, international, 4.5 m, Y-cable, Ultravision, single-use return plate, for Erbe, 4.5 m, Cable, rubber return plate, international, 4.5 m, Cable, single-use return plate, international (NON-REM), 4.5 m, Monopolar cable, 2 mm socket, for 4 mm, 4.5 m, Monopolar cable, endoscopy, 2.8 mm socket, for 4 mm, 4.5 m, Monopolar cable, endoscopy, 4 mm socket, for 4 mm, 4.5 m, Cable, ErgoLAP MONOPOLAR, for 4 mm, 4.5 m, Adapter bipolar, Erbe, for BOWA ARC, Adapter bipolar, Martin, for BOWA ARC, Adapter monopolar, Erbe, for BOWA ARC, Adapter monopolar, Martin, for BOWA ARC | Health & Light | 2023-11-17T00:00:00.000+01:00 | BOWA-electronic GmbH & Co. KG Heinrich-Hertz Strasse 4-10 72810 Gomaringen / Germany | 932-146, 932-910, 723-050, 723-051, 723-052, 773-982, 773-983, 773-984, 773-985, 773-986, 773-987, 101-000, 101-003, 101-040, 101-045, 101-051, 101-060, 101-140, 101-145, 101-150, 101-245, 101-345, 101-445, 102-045, 103-045, 106-045, 106-145, 106-245, 106-345, 111-000, 111-001, 131-045, 131-145, 132-045, 222-000, 270-145, 280-031, 280-035, 280-045, 280-050, 285-050, 287-040, 287-045, 287-050, 287-245, 294-050, 295-050, 331-045, 332-045, 333-001, 340-000, 350-245, 351-040, 351-045, 351-051, 351-245, 351-345, 351-445, 351-545, 352-145, 352-245, 353-040, 353-045, 353-050, 354-145, 355-030, 355-031, 355-145, 360-050, 360-145, 360-245, 365-030, 370-050, 375-045, 378-045, 378-145, 378-245, 378-345, 378-445, 380-050, 380-145, 380-245, 385-050, 386-050, 405-045, 431-045, 432-045, 480-145, 901-210, 901-220, 901-250, 901-270 | Klasa I | Kabllo për sondë fleksibël Argon COMFORT, 2.5 m, Përshtatës shpëlarës për sonda fleksibël Argon (5 copë.), Set përshtatës pastrimi ERGO 315R, ERGO 315R, dorezë/nofulla e përshtatësit pastrimi, ERGO 315R, shufër shtytëse përshtatës pastrimi, ERGO 315R, shporta e ripërpunimit, ERGO 315R, kapak për kosh, Shporta e ripërpunimit Lotus me kapak 550x150x77 mm, Shporta e ripërpunimit Lotus me kapak 640x150x77 mm, Shporta e ripërpunimit LOTUS me kapak për Serinë 5; 650x150x68 mm, Shporta e ripërpunimit LOTUS me kapak për Serinë 5; 730x150x68 mm, Kabllo bipolare, E.U. pincë, për Erbe, 4 m, Kabllo pllake kthimi gome per Erbe 4.5 m, Kabllo bipolare pince BOWA per Erbe 4 m, Kabllo bipolare, pince amerikane, per Erbe, 4 m, Kabllo monopolare prize 4 mm per Erbe 4.5 m, Kabllo monopolare, artroskopi dhe elektrodë LAP, për Erbe, 4.5 m, Kabllo bipolare, pince BOWA, COMFORT, 4.5 m, Kabllo monopolare, ErgoLAP, per Erbe, 4.5 m, Kabllo, pllake kthyese nje perdorimi, per ALSA, Eschmann, 4.5 m, Kabllo, ErgoLAP BIPOLAR, per Erbe, 4.5 m, Kabllo bipolare, Karl Storz Robi, per Erbe, 4.5 m, Kabllo bipolare, pince Aesculap, per Erbe, 4.5 m, Kabllo monopolare doreze elektrode per Erbe 4.5 m, Kabllo monopolare, dorezë elektrode, për 3-pin, 4,5 m, Kabllo monopolare prize 2 mm per Erbe 4.5 m, Kabllo monopolare, resektoskopi Wolf/Storz, COMFORT, 4,5 m, Kabllo monopolare, rezektoskopi Storz, COMFORT, 4.5 m, Kabllo monopolare, resektoskopi Olympus, COMFORT, 4.5 m, Përshtatës monopolar, instrument me 3 kunja, për Erbe, Adapter monopolar instrument 2 - 4 mm per Erbe me kembe, Kabllo monopolare, fole endoskopie 2,8 mm, per Erbe, 4,5 m, Kabllo monopolare, fole endoskopie 2,8 mm, COMFORT, 4,5 m, Kabllo monopolare, fole endoskopie 4 mm, per Erbe, 4.5 m, Adapter monopolar, 3-pin, për Martin, Kabllo, ErgoLAP MONOPOLAR, per Martin, 4.5 m, Kabllo monopolare, U.K., për 4 mm, 4,5 m, Kabllo monopolare, artroskopi dhe elektrodë LAP, për 4 mm, 4,5 m, Kabllo monopolare, prizë 4 mm, për 3 kunja, 4,5 m, Kabllo monopolare, prizë 4 mm, për 4 mm, 4,5 m, Kabllo monopolare, për doreza Martin, 4.5 m, Kabllo bipolare, pincë BOWA, për Martin, 4.5 m, Kabllo bipolare, pincë amerikane, për Martin, 4.5 m, Kabllo bipolare, E.U. pincë, për Martinin, 4,5 m, Kabllo, ErgoLAP BIPOLAR, per Martin, 4.5 m, Kabllo, pllake kthyese nje perdorimi, per Erbe, 4.5 m, Kabllo pllake kthimi gome per Martin 4.5 m, Kabllo monopolare, endoskopi 2,8 mm, për 8 mm Bovie, 4,5 m, Kabllo monopolare, fole endoskopie 4 mm, për Bovie 8 mm, 4,5 m, Përshtatës monopolar, instrument 2 - 4 mm, për Bovie 8 mm, Adapter bipolar, 2-pin 28 mm, per Erbe, Kabllo, ErgoLAP BIPOLAR, për 2 kunja 22 mm, 4.5 m, Kabllo bipolare, pincë BOWA, për 2-pin 28 mm, 4,5 m, Kabllo bipolare, pincë amerikane, për 2 kunja 28 mm, 4,5 m, Kabllo bipolare, E.U. pincë, për 2 kunja 28 mm, 4,5 m, Kabllo, ErgoLAP BIPOLAR, për 2-pin 28 mm, 4.5 m, Kabllo, ErgoLAP BIPOLAR, COMFORT, 4.5 m, Kabllo bipolare, pincë Aesculap, për 2 kunja 28 mm, 4,5 m, Kabllo bipolare, Karl Storz Robi, për 2 kunja 28 mm, 4,5 m, Kabllo bipolare, resektoskopi Storz, COMFORT, 4.5 m, Kabllo bipolare, laparoskopi Storz, COMFORT, 4.5 m, Kabllo bipolare, pincë BOWA, për 2 kunja 22 mm, 4,5 m, Kabllo bipolare, pincë amerikane, për 2 kunja 22 mm, 4,5 m, Kabllo bipolare, E.U. pincë, për 2 kunja 22 mm, 4,5 m, Kabllo bipolare, resektoskopi Wolf, COMFORT, 4.5 m, Kabllo bipolare, E.U. pincë, për Valleylab, 3 m, Kabllo bipolare, pince BOWA, per Valleylab, 3 m, Kabllo bipolare, rezektoskopi Olympus, COMFORT, 4.5 m, Kabllo monopolare, prizë 4 mm, për Bovie 8 mm, 4,5 m, Kabllo, ErgoLAP MONOPOLAR, për 8 mm Bovie, 4,5 m, Kabllo, ErgoLAP MONOPOLAR, COMFORT, 4.5 m, Kabllo monopolare, U.K., për Bovie 8 mm, 4,5 m, Kabllo monopolare, artroskopi dhe elektrodë LAP, për 8 mm, 4,5 m, Kabllo monopolare, prizë 2 mm, për Bovie 8 mm, 4,5 m, Cable, BiZZER / TissueSeal, 4.5 m / Kabllo, BiZZER / Mbyllja e indeve, 4.5 m, Kabllo, BiZZER, per Erbe, 4.5 m, Kabllo, BiZZER, per Martin, 4.5 m, Kabllo bipolare, Karl Storz Robi, për Martin, 4.5 m, Kabllo bipolare, pincë Aesculap, për Martin, 4.5 m, Kabllo, pllake kthyese nje perdorimi, nderkombetare, 4.5 m, Y-kabllo, Ultravizion, pllakë kthyese një përdorimshe, ndërkombëtare, 4.5 m, Y-kabllo, Ultravizion, pllake kthyese nje perdorimi, per Erbe, 4.5 m, Kabllo pllake kthyese gome nderkombetare 4.5 m, Kabllo, pllakë kthyese një përdorimshe, ndërkombëtare (NON-REM), 4.5 m, Kabllo monopolare, prizë 2 mm, për 4 mm, 4,5 m, Kabllo monopolare, endoskopi, prizë 2,8 mm, për 4 mm, 4,5 m, Kabllo monopolare, endoskopi, prizë 4 mm, për 4 mm, 4,5 m, Kabllo, ErgoLAP MONOPOLAR, për 4 mm, 4.5 m, Përshtatës bipolar, Erbe, për BOWA ARC, Përshtatës bipolar, Martin, për BOWA ARC, Perhtatës monopolar, Erbe, për BOWA ARC, Përshtatës monopolar, Martin, për BOWA ARC | Pajisje elektromekanike
15538 | Sterile Total Hip Arthroplasty (Taperloc Instruments - Trial Modular Head, 28mm –3.5mm Neck, Type 12/14 Taper), Sterile Total Hip Arthroplasty (Taperloc Instruments - Trial Modular Head, 28mm Standard Neck, Type 12/14 Taper), Taperloc Instruments - Trial Modular Head, 28mm +3.5mm, Type 12/14 Taper, Sterile Total Hip Arthroplasty (Taperloc Instruments - Trial Modular Head, 32mm –4mm Neck, Type 12/14 Taper), Sterile Total Hip Arthroplasty (Taperloc Instruments - Trial Modular Head, 32mm Standard Neck, Type 12/14 Taper), Sterile Total Hip Arthroplasty (Taperloc Instruments - Trial Modular Head, 32mm +4mm, Type 12/14 Taper), Sterile Total Hip Arthroplasty (Taperloc Instruments - Femoral Inserter/Extractor), Sterile Total Hip Arthroplasty (Taperloc Instruments - Bi-Metric Slide Hammer), Sterile Total Hip Arthroplasty (Taperloc Instruments - Bi-Metric Starter Drill), Sterile Total Hip Arthroplasty (Taperloc Instruments - Bi-Metric Calcar Trimmer), Sterile Total Hip Arthroplasty (Taperloc Instruments - Bi-Metric T-Handle), Sterile Total Hip Arthroplasty (Taperloc Instruments - Bi-Metric Box Chisel), Sterile Total Hip Arthroplasty (Taperloc Instruments - Modular Rasp Extractor), Sterile Total Hip Arthroplasty (Taperloc Instruments - Bi-Metric Stem Removal Adaptor), Sterile Total Hip Arthroplasty (Taperloc Instruments - Bi-Metric Head Removal Instrument) | T R I M E D | 2023-11-24T00:00:00.000+01:00 | Biomet UK Limited Waterton Industrial Estate Bridgend, CF31 3XA UNITED KINGDOM | 31-600144, 31-600145, 31-600146, 31-600149, 31-600150, 31-600151, 31-473601, 31-600124, 31-600128, 31-600122, 31-600123, 31-600105, 31-600120, 31-600125, 31-600126 | Klasa IIa, Klasa I | Pajisje kirurgjikale invazive dhe joinvazive, apo qe lidhen me pajisjet aktive te cilat perdoren per implementimin e protezave ne artroplastiken kokso femorale | Pajisje te implantueshme jo aktive
15501 | Portrait VSM, version MVC101 equipped with VSM-WLAN-01 module | MONTAL | 2023-11-17T00:00:00.000+01:00 | GE Medical Systems Information Technologies, Inc. 9900 Innovation Drive, Wauwatosa, WI 53226 USA | 6660000-666 | Klasa IIb | Instrument për monitorimin e shënjave jetësore | Instrumenta shumeperdorimeshe
15502 | Sizers, Single Use Accessory Kit, Single Use MICS Accessory Kit | AGS Corporation | 2023-11-20T00:00:00.000+01:00 | Corcym S.r.l Via Cresentino sn 13040 Saluggia (VC) ITALY | ICV1219, ICV1345, ICV1346, ICV1347, ICV1348, ICV1349, ICV1350, ICV1351, ICV1352 | Klasa IIa | Aksesore per Valvula Biologjike Aortike | Pajisje te implantueshme aktive
15503 | Pericarbon More sizer set - non sterile, Universal Handle (UNI handle) - non sterile | AGS Corporation | 2023-11-20T00:00:00.000+01:00 | Corcym S.r.l Via Cresentino sn 13040 Saluggia (VC) ITALY | ICV0782, ICV0664 | Klasa IIa | Aksesore per valvula biologjike mitrale | Pajisje te implantueshme aktive
15549 | Pinnacle 20ga Tano Asymmetrical Forceps, Pinnacle 20ga Low Mass Pick Forceps, Pinnacle 23ga low Mass Pick Forceps, Pinnacle 25ga Low Mass Pick Forceps, Pinnacle 23ga Fine Tip Eckardt Forceps, Pinnacle 23ga Fine Tip Eckardt Forceps, Myopic, Pinnacle 25ga Fine Tip Eckardt Forceps, Pinnacle 25ga Fine Tip Eckardt Forceps,Myopic, Pinnacle 23ga ILM Forceps , Pinnacle 25ga ILM Forceps, Pinnacle 20ga End Grasping Forceps, Pinnacle 23ga End Grasping Forceps , Pinnacle 25ga End Grasping Forceps, Pinnacle 20ga Pyramid Tip Forceps, Pinnacle 23ga Pyramid Tip Forceps, Pinnacle 25ga Pyramid Tip Forceps, Pinnacle 20ga Serrated Jaw Forceps, Pinnacle 23ga Serrated Jaw Forceps, Pinnacle 25ga Serrated Jaw Forceps, Pinnacle Foreign Body Forceps, Pinnacle BB Removal Forceps, Pinnacle 25ga Sciera! Fixation/Adelberg Forceps, Pinnacle lntraocular Foreign Body Magnet Forceps, Pinnacle 23ga Microserrated Tano Asymmetrical Forceps, Pinnacle 25ga Microserrated Tano Asymmetrical Forceps, Pinnacle 27ga Microserrated Tano Asymmetrical Forceps, Pinnacle 23ga Microserrated Apte Corset Forceps, Pinnacle 25ga Microserrated Apte Corset Forceps, Pinnacle 20ga Microserrated Eckardt Forceps, Pinnacle 23ga Microserrated Eckardt Forceps, Pinnacle 25ga Microserrated Eckardt Forceps, Pinnacle 27ga Microserrated Eckardt Forceps, Pinnacle 23ga Microserrated End Grasping Forceps, Pinnacle 25ga Microserrated End Grasping Forceps, Pinnacle 23ga Microserrated Tewari Omnicep Forceps, Pinnacle 23ga Microserrated Tewari Omnicep Forceps, Myopic , Pinnacle 25ga Microserrated Tewari Omnicep Forceps, Pinnacle 25ga Microserrated Tewari Omnicep Forceps,Myopic, Pinnacle 27ga Microserrated Tewari Omnicep Forceps, Pinnacle 23ga Microserrated Snub Nosed Forceps, Pinnacle 23ga Reddy End Grasping Forceps, Pinnacle 25ga Reddy End Grasping Forceps, Pinnacle 20ga Vertical Scissors, Pinnacle 23ga Vertical Scissors, Pinnacle 25ga Vertical Scissors, Pinnacle 20ga Horizontal Scissors, Medium Curved, Fine Tip, Pinnacle 23ga Horizontal Scissors, Medium Curved, Fine Tip, Pinnacle 25ga Horizontal Scissors, Medium Curved, Fine Tip, Disposable Tano Asymmetrical Forceps, Tip Only, Disposable 20ga Morris/Witherspoon Fullview ILM Forceps, Tip only, Disposable 23ga Morris/Witherspoon Fullview ILM Forceps, Tip Only, Disposable Ducournau Forceps, Tip Only, Disposable 23ga Microserrated Tano Asymmetrical Micro Forceps, Tip Only, Disposable 25ga Microserrated Ta no Asymmetrical Micro Forceps, Tip Only, Disposable Microserrated Eckardt Forceps, Tip Only, Disposable 23ga Eckard Forceps, Disposable 25ga Eckardt Forceps, Tip Only, Disposable 23ga Eckardt Fine Forceps,Tip Only, Disposable 25ga Eckardt Fine Forceps, Tip Only, Disposable 23ga MicroserratedTewari Omnicep Forceps, Tip only, Disposable 25ga MicroserratedTewari Omnicep Forceps, Tip Only, Disposable Horizontal Scissors, Medium Curved, Fine Tip, Tip Only, Disposable 23ga Horizontal Scissors, Medium Curved, Fine Tip, Tip only, Disposable 25ga Horizontal Scissors, Medium Curved, Fine Tip,Tip only | GEN - ALB FARMA | 2023-11-30T00:00:00.000+01:00 | Synergetics, Inc. 3845 Corporate Centre Drive, O'Fallon, Missouri 63368 USA | 09.04PIN, 09.05PIN, 09.05.23PIN, 09.05.25PIN, 09.10.23PIN, 09.10.23PIN-M, 09.10.25PIN, 09.10.25PIN-M, 09.11.23PIN, 09.ll.25PIN, 09.12PIN, 09.12.23PIN, 09.12.25PIN, 11.04PIN, 11.04.23PIN, 11.04.25PIN, 11.06PIN, 11.06.23PIN, 11.06.25PIN, 11.20PIN, 11.40PIN, 11.46.25PIN, 12.21PIN, 39.03.23PIN, 39.03.25PIN, 39.03.27PIN, 39.07.23PIN, 39.07.25PIN, 39.08PIN, 39.08.23PIN, 39.08.25PIN, 39.08.27PIN, 39.12.23PIN, 39.12.25PIN, 39.15.23PIN, 39.15.23PIN-M, 39.15.25PIN, 39.15.25PIN-M, 39.15.27PIN, 39.18.23PIN, 39.32.23PIN, 39.32.25PIN, 10.24PIN, 10.24.23PIN, 10.24.25PIN, 23.76PIN, 23.76.23PIN, 23.76.25PIN, D09.04, D09.40.20, D09.40.25, D29.02, D39.03.23, D39.03.25, D39.08, D39.08.23, D39.08.25, D39.10.23, D39.10.25, D39.15.23, D39.15.25, D23.76, D23.76.23, D23.76.25 | Klasa IIa | Një instrument manual steril, i mbajtur me dorë, i krijuar për të kapur dhe manipuluar indet intraokulare gjatë operacionit okulistik (p.sh., operacioni i segmentit anterior, procedurat vitreo-retinës, iridektomia, kapsulorheksia) | Pajisje nje perdorimeshe
15504 | Extended UNI handle - non sterile | AGS Corporation | 2023-11-20T00:00:00.000+01:00 | Corcym S.r.l Via Cresentino sn 13040 Saluggia (VC) ITALY | ICV1342 | Klasa IIa | Aksesore per valvula mekanike aortale | Pajisje te implantueshme aktive
15505 | Perceval Sizers Set | AGS Corporation | 2023-11-20T00:00:00.000+01:00 | Corcym S.r.l Via Cresentino sn 13040 Saluggia (VC) ITALY | ICV1219 | Klasa III | Aksesore per valvula biologjike aortike | Pajisje te implantueshme aktive
15506 | Carbomedics Disposable Valve Leaflet Tester | AGS Corporation | 2023-11-20T00:00:00.000+01:00 | Corcym Canada Corp. 5005 North Fraser Way, Burnaby BC V5J 5M1, Canada | VT-100 | Klasa IIa | Aksesore per valvula biologjike aortike | Pajisje te implantueshme aktive
15334 | Medical Laser Systems, Medical Light Systems | UFO | 2023-11-17T00:00:00.000+01:00 | Sciton, Inc. - 925 Commercial Street, Palo Alto, CA 94303 United States of America | Joule, mJoule, BBLs | Klasa IIb | Sistem mjekesor lazeri, Sistem mjekesor drite | Tjeter
15374 | Examination Couch with Cabinet, Examination Couch with Drawers, Examination Couch with Knockdown Construction, Examination Couch, Height Adjustable, 3 Sections, Examination Couch, Height Adjustable, Examination Couch, Foldable | MONTAL | 2023-11-20T00:00:00.000+01:00 | Optium Medikal Ltd.Sti. Körkün Mah. Hidayet Cad. No:23 OĞUZELI GAZIANTEP TURKEY | EXAMY 1, EXAMY 2, EXAMY 3, EXAMY 4, EXAMY 5, EXAMY 6 | Klasa I | Krevatë të ekzaminimit të destinuara për përdorim në kujdesin standard. | Produkte per institucione te kujdesit shendetesor
15375 | Functional Trauma Stretcher, Functional Emergency Stretcher, Hydraulic Patient Stretcher, Patient Stretcher, Operating Room Transfer Stretcher | MONTAL | 2023-11-20T00:00:00.000+01:00 | Optium Medikal Ltd.Sti. Körkün Mah. Hidayet Cad. No:23 OĞUZELI GAZIANTEP TURKEY | MOMENTUM, EMERGEUM, TRAVELLER, ST 62, ST 72, OT TRANS | Klasa I | Barela për transferimin e pacientëve të destinuara për përdorim në kujdesin standard dhe kujdesin akut. | Produkte per institucione te kujdesit shendetesor
15393 | Retractor P.Galore, Retractor PinkyTRIGGER, Retractor GreenMAMBA 8, Retractor GreenMAMBA 8B, Retractor GreenMAMBA 12, Retractor FlushCYLINDER SMALL, Retractor FlushCYLINDER LARGE, Retractor FlushCYLINDER EXTRA LARGE | O.E.S DISTRIMED | 2023-11-22T00:00:00.000+01:00 | Bariatric Solutions GmbH Kaltenbacherstrasse 24 CH-8260 Stein am Rhein | n/a | Klasa I | Instrumenta kirurgjikal te riperdorshem | Instrumenta shumeperdorimeshe
15528 | Sterile Drapes For Microscopes and Technical Medical Devices | O.E.S DISTRIMED | 2023-11-22T00:00:00.000+01:00 | Spiggle & Theis Medizinprodukte GmbH,Burghof 14 51491 Overath Germany | n/a | Is | Mbulesa sterile per mikroskop dhe pajisje mjekesore | Pajisje nje perdorimeshe
15529 | Non adhesive absorbent dressings -Eurodressing Metal | O.E.S DISTRIMED | 2023-11-22T00:00:00.000+01:00 | EUROFARM S.p.A. ZONA INDUSTRIALE - PIANO TAVOLA - 95032 BELPASSO (CT) - ITALY | 722300, 722302 | Klasa IIa | Shtrese Absorbuese jo adezive per perdorim ne kirurgji dhe ne kurimin e plageve te ndryshme | Pajisje nje perdorimeshe
15335 | LoFlo CO2 Sampling O2 Delivery Cannula PEDIATRIC ORAL/NASAL, LoFlo CO2 Sampling O2 Delivery Cannula INFANT/NEONATAL NASAL, , LoFlo Airway Adapter Kit ADULT/PEDIATRIC, , LoFlo Airway Adapter Kit w/ Dehumidification Tubing Adult/Pediatric, , LoFlo Airway Adapter Kit, INFANT/NEONATAL, , LoFlo Airway Adapter Kit w/Dehumidification Tubing INFANT/NEONATAL, , EtCO2 Airway Adapters, Reusable, Pediatric/Adult Airway Adapter, , Neonatal Airwav Adaoter, LoFlo Sidestream Sampling Accessories, LoFlo CO2 Sampling O2 Delivery Cannula ADULT NASAL, LoFlo CO2 Sampling O2 Delivery Cannula PEDIATRIC NASAL, LoFlo CO2 Sampling O2 Delivery Cannula ADULT ORAL/NASAL | Health & Light | 2023-11-20T00:00:00.000+01:00 | Respironics Novametrix, LLC , 2271 Cosmos Court, Carlsbad, California, 92011, USA | 3471PED-00, 3469INF-00, 3472ADU-00, 3473ADU-00, 3472INF-00, 3473INF-00, NA, 7007-01, 7053-01, N/A, 3469ADU-00, 3469PED-00, 3471ADU-00 | Klasa IIa | Kanjula Oronazale loFlo per administrim O2 me mundesi marrje mostre CO2, per pediatrik., Kanjula nazale loFlo per administrim O2 me mundesi marrje mostre CO2, per Infant/Neonatal., LoFlo Kit Adaptimi per rruget ajrore Adult/Pediatrik, LoFlo Kit Adaptimi me tuba dehumidifikimi per rruget ajrore Adult/Pediatrik, LoFlo Kit Adaptimi per rruget ajrore Infant/Neonatal, LoFlo Kit Adaptimi me tuba dehumidifikimi per rruget ajrore Infant/Neonatal, Adaptues EtCO2 te rrugeve te frumemarrjes te riperdorshem, Adaptor I riperdorshem per rruget ajrore per adult dhe pediatrik, Adaptor I riperdorshem per rruget ajrore per neonatal, LoFlo Aksesore per marje mostre Sidestream, Kanjula nazale loFlo per administrim O2 me mundesi marrje mostre CO2, per adult., Kanjula nazale loFlo per administrim O2 me mundesi marrje mostre CO2, per pediatrik., Kanjula Oronasale loFlo per administrim O2 me mundesi marrje mostre CO2, per adult | Produkte per institucione te kujdesit shendetesor
15507 | Non adhesive absorbent dressings-Eurodressing Metal KZ | O.E.S DISTRIMED | 2023-11-22T00:00:00.000+01:00 | EUROFARM S.p.A. ZONA INDUSTRIALE - PIANO TAVOLA - 95032 BELPASSO (CT) - ITALY | 501006, 501008 | Klasa IIa | Mbulese sterile me shtrese alumini per perdorim ne kirurgji dhe ne kurimin e plageve te ndryshme | Pajisje nje perdorimeshe
15336 | Otorhinolaringology Unit, Otocompact, Otorhinolaringology Unit, Otocompact professional, Otorhinolaringology Unit, Otocompact professional EVO, Otorhinolaringology Unit, Otocompact professional TS, Otorhinolaringology Unit, Otocompact STEEL, STERILIZER, STERIX 18, STERILIZER, STERIX 24 | Health & Light | 2023-11-20T00:00:00.000+01:00 | MEDI-CARE SOLUTIONS S.r.l. Operational headquarter: Via P. Nenni,3, 40026 Imola, BO - Italia ; Legal Headquartiers: Via della Zecca, 1, 40121 Bologna, BO - Italia | Otocompact, Otocompact professional, Otocompact professional EVO, Otocompact professional TS, Otocompact STEEL, STERIX 18, STERIX 24 | Klasa IIa, Klasa IIb | Unit ORL, Otocompact, Unit ORL, Otocompact professional, Unit ORL, Otocompact professional EVO, Unit ORL, Otocompact professional TS, Unit ORL, Otocompact STEEL, Sterilizator me avull STERIX 18, Sterilizator me avull STERIX 24 | Pajisje elektromekanike
15508 | STERILE MEDICATIONS OF PARAFFINED GARZA -EURONET PARAFFIN | O.E.S DISTRIMED | 2023-11-22T00:00:00.000+01:00 | EUROFARM S.p.A. ZONA INDUSTRIALE - PIANO TAVOLA - 95032 BELPASSO (CT) - ITALY | 560001, 560003 | Klasa IIa | Garza sterile me perberje parafine ,per perdorim spitalor | Pajisje nje perdorimeshe
15509 | Orthopedic padding material-EUROSORB ROLL | O.E.S DISTRIMED | 2023-11-22T00:00:00.000+01:00 | EUROFARM S.p.A. ZONA INDUSTRIALE - PIANO TAVOLA - 95032 BELPASSO (CT) - ITALY | 501505, 501510 | Klasa IIb | Kompresa sterile me perberje fibrash kacium alginate ,ndihmon ne rigjenerimin e indeve plageve | Pajisje nje perdorimeshe
15530 | Wound closure strips-EUROSUTURE | O.E.S DISTRIMED | 2023-11-22T00:00:00.000+01:00 | EUROFARM S.p.A. ZONA INDUSTRIALE - PIANO TAVOLA - 95032 BELPASSO (CT) - ITALY | 717410, 717430, 717440 | Klasa IIa | Ngjites steril ne formen e shiritave per qepje te lekures | Pajisje nje perdorimeshe
15510 | Non sterile examination gloves,nitrile examination gloves,easyCARE nitrile,Nitrile examination gloves, powder-free, non-sterile,black,XS, Non sterile examination gloves,nitrile examination gloves,easyCARE nitrile,Nitrile examination gloves, powder-free, non-sterile,black,S, Non sterile examination gloves,nitrile examination gloves,easyCARE nitrile,Nitrile examination gloves, powder-free, non-sterile,black,M, Non sterile examination gloves,nitrile examination gloves,easyCARE nitrile,Nitrile examination gloves, powder-free, non-sterile,black,L, Non sterile examination gloves,nitrile examination gloves,easyCARE nitrile,Nitrile examination gloves, powder-free, non-sterile,black,XL, Non sterile examination gloves,nitrile examination gloves,easyCARE nitrile,Nitrile examination gloves, powder-free, non-sterile,blue,XS, Non sterile examination gloves,nitrile examination gloves,easyCARE nitrile,Nitrile examination gloves, powder-free, non-sterile,blue,S, Non sterile examination gloves,nitrile examination gloves,easyCARE nitrile,Nitrile examination gloves, powder-free, non-sterile,blue,M, Non sterile examination gloves,nitrile examination gloves,easyCARE nitrile,Nitrile examination gloves, powder-free, non-sterile,blue,L, Non sterile examination gloves,nitrile examination gloves,easyCARE nitrile,Nitrile examination gloves, powder-free, non-sterile,blue,XL | GREEMED | 2023-12-13T00:00:00.000+01:00 | ZARYS International Group Spółka z ograniczoną odpowiedzialnością, spółka komandytowa ul. Pod Borem 18 41-808 Zabrze Poland | RNBCXS10001, RNBCS10001, RNBCM10001, RNBCL10001, RNBCXL10001, RNBXS10001, RNBS10001, RNBM10001, RNBL10001, RNBXL10001, RNBXS20001, RNBS20001, RNBM20001, RNBL20001, RNBXL20001 | Klasa I | Doreza ekzaminimi nitrili pa puder | Tjeter
15394 | Chart Projector | BIOMETRIC ALBANIA | 2023-11-20T00:00:00.000+01:00 | Shanghai Supore Instruments Co., Ltd., Adresa: No. 800 Yeji Road, Baoshan District Shanghai, China | ACP-800 | Klasa I | Projektor grafik per testimin e qartesise vizuale | Produkte per institucione te kujdesit shendetesor
15376 | Auto Refractometer | BIOMETRIC ALBANIA | 2023-11-20T00:00:00.000+01:00 | Shanghai Supore Instruments Co., Ltd., Adresa: No. 800 Yeji Road, Baoshan District Shanghai, China | RMK-700, RMK-800 | Klasa I | Pajisje diagnostikuese per gabimin refraktiv dhe percaktimin e numrit te lentes korrigjuese | Produkte per institucione te kujdesit shendetesor
15511 | Single Use & Reusable Airway Adapters, Accessories to a CO2 Sensor, Reusable Airway Adapters, Pediatric/Adult Airway Adapter | Health & Light | 2023-11-20T00:00:00.000+01:00 | Respironics Novametrix, LLC , 2271 Cosmos Court, Carlsbad, California, 92011, USA / 3000 Minuteman Road, Andover, MA 01810 USA | N/A, 7007-01, 7053-01 | Klasa IIa | Përshtatës të rrugëve ajrore me përdorim të vetëm dhe të ripërdorshëm, aksesorë për një sensor CO2, Adaptor I riperdorshem per rruget ajrore per adult dhe pediatrik, Adaptor I riperdorshem per rruget ajrore per neonatal | Produkte per institucione te kujdesit shendetesor
15512 | Non sterile examination gloves,latex examination gloves,easyCARE latex PF,Latex powder-free examination gloves, non-sterile,XS, Non sterile examination gloves,latex examination gloves,easyCARE latex PF,Latex powder-free examination gloves, non-sterile,S, Non sterile examination gloves,latex examination gloves,easyCARE latex PF,Latex powder-free examination gloves, non-sterile,M, Non sterile examination gloves,latex examination gloves,easyCARE latex PF,Latex powder-free examination gloves, non-sterile,L, Non sterile examination gloves,latex examination gloves,easyCARE latex PF,Latex powder-free examination gloves, non-sterile,XL | GREEMED | 2023-12-14T00:00:00.000+01:00 | ZARYS International Group Spółka z ograniczoną odpowiedzialnością, spółka komandytowa ul. Pod Borem 18 41-808 Zabrze Poland | RLBXS10007, RLBS10007, RLBM10007, RLBL10007, RLBXL10007 | Klasa I | Doreza ekzaminimi josterile lateksi pa puder | Tjeter
15513 | Non sterile examination gloves,latex examination gloves,easyCARE latex,latex powdered examination gloves,non sterile,XS, Non sterile examination gloves,latex examination gloves,easyCARE latex,latex powdered examination gloves,non sterile,S, Non sterile examination gloves,latex examination gloves,easyCARE latex,latex powdered examination gloves,non sterile,M, Non sterile examination gloves,latex examination gloves,easyCARE latex,latex powdered examination gloves,non sterile,L, Non sterile examination gloves,latex examination gloves,easyCARE latex,latex powdered examination gloves,non sterile,XL | GREEMED | 2023-12-14T00:00:00.000+01:00 | ZARYS International Group Spółka z ograniczoną odpowiedzialnością, spółka komandytowa ul. Pod Borem 18 41-808 Zabrze Poland | RLPXS10007, RLPS10007, RLPM10007, RLPL10007, RLPXL10007 | Klasa I | Doreza ekzaminimi josterile lateksi me puder | Tjeter
15514 | Tendril™ STS, IsoFlex™, OptiSense™, QuickFlex™ μ, Quartet™, Suture Sleeve | BIOMETRIC ALBANIA | 2023-11-20T00:00:00.000+01:00 | Abbott Medical - Adresa: 15900 Valley View Court, Sylmar CA 91342, USA | 2088TC, 1944, 1948, 1999, 1258T, 1456Q, 1457Q, 1458QL, 1458Q, DS2A088 | Klasa III | Sonda që lidhin aparatin Pacemaker me muskulin e zemrës Variant MR Conditional | Produkte per institucione te kujdesit shendetesor
, Sonda që lidhin aparatin Pacemaker me muskulin e zemrës
, Sonda që lidhin aparatin Pacemaker me muskulin e zemrës Variant MR Conditional , Sonda që lidhin aparatin Pacemaker me muskulin e zemrës
15515 | Bone Contouring Tools Latchlock Tools | Salutalb | 2023-11-20T00:00:00.000+01:00 | Zimmer Dental, Inc. 1900 Aston Ave, Carlbad California, 92008 USA | HX3.0D, RHD2.5, STRKIT, TSVTRAYD, 0494, 0543, 1201A, 1202A, 1203, 1204A, 1205A, 1206, 1207A, 1208A, 1209, 1210A, 1211A, 1212A, 1213A, 1214, 1215A, 1216A, 1293, 1298, 1692, 2403, 2404, 2405, 2406, DE, 0201, DMSW2, DMSW3, DMSW4, HX1.25D, OPCST, 0493, 2224, DMT2, DMT2S, DMT3, DMT3S, DMT4, DMT4S, DMT6, DMT6S, GSMOD, TSVKIT, CHD2.1, CHDL2.1, HXL1.25D, NPMOD | Klasa IIa | Instrumenta kirurgjikal dhe aksesoret e nevojshem josterile dhe jo-aktiv qe sherbejne per konturimin dhe mbylljen e kockes, gjate procedures se implantimit dentar | Pajisje dentare
Surgical Instrumentation Kits: ADVENT -DRILL, PILOT, TAPERED, Bone Contouring Tools Latchlock Tools
Surgical Instrumentation Kits: ADVENT -SURGICAL DRILL MODULE, COMPLETE, Bone Contouring Tools Latchlock Tools
Surgical Instrumentation Kits: ADVENT -TOOL, HEX, LATCHLOCK, Bone Contouring Tools Latchlock Tools
Surgical Instrumentation Kits: ADVENT -TOOL, DRIVER, LATCHLOCK, HEX, Bone Contouring Tools Latchlock Tools
Surgical Instrumentation Kits: ADVENT -SURGICAL KIT, STARTER, Bone Contouring Tools Latchlock Tools
Surgical Instrumentation Kits: ADVENT -SURGICAL KIT, COMPLETE, Bone Contouring Tools Latchlock Tools
Surgical Instrumentation Kits: ADVENT -SURGICAL TRAY, DRILLS ONLY, Bone Contouring Tools Latchlock Tools
Surgical Instrumentation Kits: SPLINE -DRILL, PILOT, TAPERED, Bone Contouring Tools Latchlock Tools
Surgical Instrumentation Kits: SPLINE -TAP, THREAD, Bone Contouring Tools Latchlock Tools
Surgical Instrumentation Kits: SPLINE -TOOL, HEX, LATCHLOCK, Bone Contouring Tools Latchlock Tools
Surgical Instrumentation Kits: SPLINE -BUR, ROUND, Bone Contouring Tools Latchlock Tools
Surgical Instrumentation Kits: SPLINE -DRILL, COUNTERSINK, Bone Contouring Tools Latchlock Tools
Surgical Instrumentation Kits: SPLINE -DRILL, Bone Contouring Tools Latchlock Tools
Surgical Instrumentation Kits: SPLINE -TOOL, DRIVER, LATCHLOCK, HEX, Bone Contouring Tools Latchlock Tools
Surgical Instrumentation Kits: SPLINE -TOOL, BONE COUNTOURING 2ND STAGE, Bone Contouring Tools Latchlock Tools
Surgical Instrumentation Kits: SPLINE -TOOL, DRILL EXTENDER, Bone Contouring Tools Latchlock Tools
Surgical Instrumentation Kits: TAPERED SWISSPLUS AND SWISSPLUS -DRILL, PILOT, TAPERED, Bone Contouring Tools Latchlock Tools
Surgical Instrumentation Kits: TAPERED SWISSPLUS AND SWISSPLUS -TOOL, DRILL EXTENDER, Bone Contouring Tools Latchlock Tools
Surgical Instrumentation Kits: TAPERED SWISSPLUS AND SWISSPLUS -DRILL, Bone Contouring Tools Latchlock Tools
Surgical Instrumentation Kits: TAPERED SWISSPLUS AND SWISSPLUS -DRILL, STEP, Bone Contouring Tools Latchlock Tools
Surgical Instrumentation Kits: TAPERED SWISSPLUS AND SWISSPLUS -TOOL, HEX, LATCHLOCK, Bone Contouring Tools Latchlock Tools
Surgical Instrumentation Kits: TAPERED SWISSPLUS AND SWISSPLUS -KIT, SURGICAL, COMPLETE, Bone Contouring Tools Latchlock Tools
Surgical Instrumentation Kits: TAPERED SWISSPLUS AND SWISSPLUS -TOOL, DRIVER, LATCHLOCK, HEX, Bone Contouring Tools Latchlock Tools
Surgical Instrumentation Kits: TAPERED SCREW-VENT AND SCREW-VENT -DRILL, PILOT, TAPERED, Bone Contouring Tools Latchlock Tools
Surgical Instrumentation Kits: TAPERED SCREW-VENT AND SCREW-VENT -TAP, THREAD, Bone Contouring Tools Latchlock Tools
Surgical Instrumentation Kits: TAPERED SCREW-VENT AND SCREW-VENT -TOOL, DRILL EXTENDER, Bone Contouring Tools Latchlock Tools
Surgical Instrumentation Kits: TAPERED SCREW-VENT AND SCREW-VENT -DRILL, Bone Contouring Tools Latchlock Tools
Surgical Instrumentation Kits: DRILL, Bone Contouring Tools Latchlock Tools
Surgical Instrumentation Kits: TAPERED SCREW-VENT AND SCREW-VENT -DRILL, STEP, Bone Contouring Tools Latchlock Tools
Surgical Instrumentation Kits: TAPERED SCREW-VENT AND SCREW-VENT -SURGICAL DRILL MODULE, COMPLETE, Bone Contouring Tools Latchlock Tools
Surgical Instrumentation Kits: TAPERED SCREW-VENT AND SCREW-VENT -TOOL, HEX, LATCHLOCK, Bone Contouring Tools Latchlock Tools
Surgical Instrumentation Kits: TAPERED SCREW-VENT AND SCREW-VENT -TOOL, DRIVER, LATCHLOCK, HEX, Bone Contouring Tools Latchlock Tools
Surgical Instrumentation Kits: TAPERED SCREW-VENT AND SCREW-VENT -SURGICAL KIT, STARTER, Bone Contouring Tools Latchlock Tools
Surgical Instrumentation Kits: TAPERED SCREW-VENT AND SCREW-VENT -SURGICAL KIT, COMPLETE, Bone Contouring Tools Latchlock Tools
Surgical Instrumentation Kits: TAPERED SCREW-VENT AND SCREW-VENT -SURGICAL TRAY, DRILLS ONLY, Bone Contouring Tools Latchlock Tools
Surgical Instrumentation Kits: ZIMMER ONE PIECE -DRILL, PILOT, TAPERED, Bone Contouring Tools Latchlock Tools
Surgical Instrumentation Kits: ZIMMER ONE PIECE -TOOL, DRILL EXTENDER, Bone Contouring Tools Latchlock Tools
Surgical Instrumentation Kits: ZIMMER ONE PIECE -SURGICAL KIT, COMPLETE, Bone Contouring Tools Latchlock Tools
Surgical Instrumentation Kits: EZTETIC -TOOL, DRIVER, LATCHLOCK, SHORT, Bone Contouring Tools Latchlock Tools
Surgical Instrumentation Kits: EZTETIC -TOOL, DRIVER, LATCHLOCK, LONG, Bone Contouring Tools Latchlock Tools
Surgical Instrumentation Kits: EZTETIC -TOOL, DRILL EXTENDER, Bone Contouring Tools Latchlock Tools
Surgical Instrumentation Kits: EZTETIC -TOOL, HEX, LATCHLOCK, Bone Contouring Tools Latchlock Tools
Surgical Instrumentation Kits: EZTETIC -SURGICAL MODULE, NP, COMPLETE
15531 | Amorphous hydrogel in tube-HYDROMED GEL | O.E.S DISTRIMED | 2023-11-22T00:00:00.000+01:00 | EUROFARM S.p.A. ZONA INDUSTRIALE - PIANO TAVOLA - 95032 BELPASSO (CT) - ITALY | 501705 | Klasa IIb | Xhel qe perdoret per trajtimin e plageve,ndihmon ne heqjen e indit nekrotik | Pajisje nje perdorimeshe
15532 | Polyurethane film dressings-EURODERM | O.E.S DISTRIMED | 2023-11-22T00:00:00.000+01:00 | EUROFARM S.p.A. ZONA INDUSTRIALE - PIANO TAVOLA - 95032 BELPASSO (CT) - ITALY | 717512 | Is | Ngjites adeziv steril i perbere prej film poliuretani,perdorim spitalor | Pajisje nje perdorimeshe
15516 | Extractor™ Pro RX 9 - 12 MM ABOVE, Extractor™ Pro RX 12 - 15 MM ABOVE, Extractor™ Pro RX 15 - 18 MM ABOVE, Extractor™ Pro RX 9 - 12 MM BELOW, Extractor™ Pro RX 12 - 15 MM BELOW, Extractor™ Pro RX 15 - 18 MM BELOW, Extractor™ Pro XL 9 - 12 MM ABOVE, Extractor™ Pro XL 12 - 15 MM ABOVE, Extractor™ Pro XL 15 - 18 MM ABOVE, Extractor™ Pro XL 9 - 12 MM BELOW, Extractor™ Pro XL 12 - 15 MM BELOW, Extractor™ Pro XL 15 - 18 MM BELOW, Extractor™ Pro DL 9 - 12 MM, Extractor™ Pro DL 12 - 15 MM, Extractor™ Pro DL 15 - 18 MM, Extractor™ Pro RX-S Retrieval Balloon Catheter (Injects Above, 9-12 mm), Extractor™ Pro RX-S Retrieval Balloon Catheter (Injects Above, 12-15 mm), Extractor™ Pro RX-S Retrieval Balloon Catheter (Injects Above, 15-18 mm), Extractor™ Pro RX-S Retrieval Balloon Catheter (Injects Below, 9-12 mm), Extractor™ Pro RX-S Retrieval Balloon Catheter (lnjects Below, 12-15 mm), Extractor™ Pro RX-S Retrieval Balloon Catheter (Injects Below, 15-18 mm) | MONTAL | 2023-11-22T00:00:00.000+01:00 | Boston Scientific Corporation, 300 Boston Scientific Way, Marlborough, MA 01752 USA | M00547000, M00547010, M00547020, M00547030, M00547040, M00547050, M00547100, M00547110, M00547120, M00547130, M00547140, M00547150, M00547200, M00547210, M00547220, M00547300, M00547310, M00547320, M00547330, M00547340, M00547350 | Is | Kateterë për përdorim endoskopik për heqjen e gurëve nga sistemi biliar | Pajisje nje perdorimeshe
15497 | STRAIGHT ABUTMENT D.3.80, H1 MM , GUIDE SCREW D.5.00 MM , ABUTMENT CONVERGENT D.5.00 MM, , ABUTMENT CONVERGENT D.5.00 MM, UTM , ABUTMENT DIVERGENT D.5.00 MM, , ABUTMENT DIVERGENT D.5.00 MM, UTM , T-CONNECT FOR SINGLE CROWN PREMIUM 3,30 MM , T-CONNECT FOR SINGLE CROWN A/SH D. 3.30 H. 4 MM , T-CONNECT FOR SINGLE CROWN A/SH D. 3.30 H. 6 MM , T-CONNECT FOR SINGLE CROWN PRE/KOH 3,80 MM , T-CONNECT FOR SINGLE CROWN A/SH D. 3.80 H. 4 MM , T-CONNECT FOR SINGLE CROWN A/SH D. 3.80 H. 6 MM , T-CONNECT FOR SINGLE CROWN, D.4.25 MM EX2.30 H.4MM , T-CONNECT FOR SINGLE CROWN, D.4.25 MM EX2.30 H.6MM , T-CONNECT FOR SINGLE CROWN, D.5.00 MM EX2.30 H.4MM , T-CONNECT FOR SINGLE CROWN, D.5.00 MM EX2.30 H.6MM , T-CONNECT SINGLE STRAIGHT PROFILE A/SH D.3.80 H. 4 MM , T CONNECT FOR IMPLANT BRIDGES PREMIUM 3,30 MM , T-CONNECT FOR IMPLANTS BRIDGES, A/SH D. 3.30 H. 4 MM , BALL ATTACHMENT IMPL. PRE/KOH D.3.30 H.1 MM , BALL ATTACHMENT IMPL. PRE/KOH D.3.30 H.2 MM , BALL ATTACHMENT IMPL. PRE/KOH D.3.30 H.4 MM , BALL ATTACHMENT IMPL. PRE/KOH D.3.80 H.1 MM , BALL ATTACHMENT IMPL. PRE/KOH D.3.80 H.2 MM , BALL ATTACHMENT IMPL. PRE/KOH D.3.80 H.4 MM , BALL ATTACHMENT IMPL. PRE/KOH D.4.25 H.1 MM , BALL ATTACHMENT IMPL. PRE/KOH D.4.25 H.2 MM , BALL ATTACHMENT IMPL. PRE/KOH D.4.25 H.4 MM , BALL ATTACHMENT IMPL. PRE/KOH D.5.00 H.2 MM , BALL ATTACHMENT IMPL. PRE/KOH D.6.00 H.2 MM , REP. STRAIGHT ABUTMENT, H1 MM PREMIUM D.3.30 MM , REP. STRAIGHT ABUTMENT, H2 MM PREMIUM D.3.30 MM , REP. STRAIGHT ABUTMENT, H1 MM PRE-KOH D.3.80 MM , REP. STRAIGHT ABUTMENT, H2 MM PRE-KOH D.3.80 MM , STRAIGHT ABUTMENT D.3.30, H1 MM , ANALOGUE FOR RED. PAD , PMMA CAST.SLEEVE FOR RED. PAD NOT INDEXED , PMMA CAST.SLEEVE FOR RED. PAD INDEXED , CAST. POST WITH CR-CO BASE FOR RED. PAD, NOT INDEXED , CAST. POST WITH CR-CO BASE FOR RED. PAD, INDEXED , PEEK SLEEVE FOR RED. PAD NOT INDEXED , PEEK SLEEVE FOR RED. PAD INDEXED , TITANIUM SLEEVE FOR RED. PAD NOT INDEXED , TITANIUM SLEEVE FOR RED. PAD INDEXED , PMMA CAST.SLEEVE FOR RED. PAD TO CEMENT ON TITANIUM SLEEVES , BOX FOR PRE-MADE ABUTMENT STRAIGHT PROFILE D.4.25 H1 MM , BOX FOR PRE-MADE ABUTMENT STRAIGHT PROFILE D.4.25 H2 MM , BOX FOR PRE-MADE ABUTMENT STRAIGHT PROFILE D.4.25 H4 MM , BOX FOR PRE-MADE ABUTMENT ANATOMICAL PROF. D.4.25 H1 MM , BOX FOR PRE-MADE ABUTMENT ANATOMICAL PROF. D.4.25 H2 MM , BOX FOR PRE-MADE ABUTMENT ANATOMICAL PROF. D.4.25 H4 MM , BOX FOR PRE-MADE ABUTMENT STRAIGHT PROFILE D.5.00 H1 MM , BOX FOR PRE-MADE ABUTMENT STRAIGHT PROFILE D.5.00 H2 MM , BOX FOR PRE-MADE ABUTMENT STRAIGHT PROFILE D.5.00 H4 MM , BOX FOR PRE-MADE ABUTMENT ANATOMICAL PROF. D.5.00 H1 MM , BOX FOR PRE-MADE ABUTMENT ANATOMICAL PROF. D.5.00 H2 MM , BOX FOR PRE-MADE ABUTMENT ANATOMICAL PROF. D.5.00 H4 MM , BOX FOR PRE-MADE ABUTMENT STRAIGHT PROF D.4.25 H1 SHORT , BOX FOR PRE-MADE ABUTMENT STRAIGHT PROF D.4.25 H2 SHORT , BOX FOR PRE-MADE ABUTMENT STRAIGHT PROF D.4.25 H4 SHORT , BOX FOR PRE-MADE ABUTMENT ANAT. PROF. D.4.25 H1 MM SHORT , BOX FOR PRE-MADE ABUTMENT ANAT. PROF. D.4.25 H2 MM SHORT , BOX FOR PRE-MADE ABUTMENT ANAT. PROF. D.4.25 H4 MM SHORT , BOX FOR PRE-MADE ABUTMENT STRAIGHT PROF D.5.00 H1 SHORT , BOX FOR PRE-MADE ABUTMENT STRAIGHT PROF D.5.00 H2 SHORT , BOX FOR PRE-MADE ABUTMENT STRAIGHT PROF D.5.00 H4 SHORT , BOX FOR PRE-MADE ABUTMENT ANAT. PROF. D.5.00 H1 MM SHORT , BOX FOR PRE-MADE ABUTMENT ANAT. PROF. D.5.00 H2 MM SHORT , BOX FOR PRE-MADE ABUTMENT ANAT. PROF. D.5.00 H4 MM SHORT , INTRAORAL SCAMBODY PLAIN , CASTABLE ABUTMENT XA CRCO BASE, REP., D.3.80 MM , CASTABLE ABUTMENT XA CRCO BASE, NO REP., D.3.80 MM , TEMPORARY PEEK ABUTMENT XA TI BASE, D.380 MM , TEMPORARY PEEK ABUTMENT XA TI BASE, NO REP., D.380 MM , CANNULA CALC. PER ABUT XA RIP., D.3,80 MM , CANNULA CALC. PER ABUT XA NON RIP., D.3,80 MM , CANNULA IN TIT. PER ABUT XA RIP.,D.3,80 MM , CANNULA IN TIT. PER ABUT XA NON RIP,D.3,80 MM , CUFFIA DI GUARIGIONE PER ABUTMENT XA D.3,80 MM , ABUTMENT CR-CO CAD-CAM SHELTA D.3,30 MM , ABUTMENT CR-CO CAD-CAM SHELTA D.3,80 MM , PEEK CAP FOR PREMADE POST XA D.3,30 , PEEK CAP FOR PREMADE POST XA D.3,80 , 15GR ANGLE PRE-MADE ABUTMENT REP., D.3.80 H1 MM , 15GR ANGLE PRE-MADE ABUTMENT REP., D.3.80 H2 MM , 25GR ANGLE PRE-MADE ABUTMENT REP., D.3.80 H1 MM , 25GR ANGLE PRE-MADE ABUTMENT REP., D.3.80 H2 MM , 15GR ANGLE PRE-MADE ABUT XA REP., D.3.80 H1 MM , 15GR ANGLE PRE-MADE ABUT XA REP., D.3.80 H2 MM , 25GR ANGLE PRE-MADE ABUT XA REP., D.3.80 H1 MM , 25GR ANGLE PRE-MADE ABUT XA REP., D.3.80 H2 MM , PILAS. PREFORMATO XA RIP., H.1 MM D.3,30 MM , PILAS. PREFORMATO XA RIP., H.2 MM D.3,30 MM , PILAS. PREFORMATO XA RIP., H.1 MM D.3,80 MM , PILAS. PREFORMATO XA RIP., H.2 MM D.3,80 MM , TRANSFER PILAS. PREFORMATO XA D.3,30 MM , TRANSFER PILAS. PREFORMATO XA D.3,80 MM , POST SCREW M1.8 PRE/KOH D.3.30/3.80 MM , POST SCREWS M1.8 PRE-KOH D.3.30/3.80 (10PCS) , TRANSFER SCREW M1.8 H10 MM PRE-KOH D.3.30/3.80 MM , TRANSFER SCREW M1.8 H15 MM PRE-KOH D.3.30/3.80 MM , ABUTMENT SCREW M1.8 LONG , ABUTMENT SCREW M1.8 LONG, 10 CS , PROSTHETIC SCREW M2 FOR SCREWING CAP , PROSTHETIC SCREW M2 FOR SCREWING CAP, 10 PCS , GOLDEN BOX FOR O-RINGS KIT OVERDENTURE , WHITE O-RING BALL ATTACHMENTS D.2,20 MM (12 PCS) , BLACK O-RING BALL ATTACHMENTS D.2,20 MM (12 PCS) , GOLDEN BOX FOR O-RINGS KIT OVERDENTURE , RED O-RING BALL ATTACHMENTS D.2,20 MM (12 PCS) , WHITE O-RING BALL ATTACHMENTS D.2,20 MM (12 PCS) , BLACK O-RING BALL ATTACHMENTS D.2,20 MM (12 PCS) , T-CONNECT, SINGLE HEIGHT 8 MM D.3,30 EX.2,30 , T-CONNECT, SINGLE HEIGHT 8 MM D.3,30 EX.2,30 H 1 MM , T-CONNECT, SINGLE HEIGHT 8 MM D.3,30 EX.2,30 H 2 MM , T-CONNECT, SINGLE HEIGHT 8 MM D.3,30 EX.2,30 H 3 MM , T-CONNECT, SINGLE HEIGHT 8 MM D.3,30 EX.2,30 H 4 MM , T-CONNECT, SINGLE HEIGHT 8 MM D.3,80 EX.2,30 , T-CONNECT, SINGLE HEIGHT 8 MM D.3,80 EX.2,30 H 1 MM , T-CONNECT, SINGLE HEIGHT 8 MM D.3,80 EX.2,30 H 2 MM , T-CONNECT, SINGLE HEIGHT 8 MM D.3,80 EX.2,30 H 3 MM , T-CONNECT, SINGLE HEIGHT 8 MM D.3,80 EX.2,30 H 4 MM , T-CONNECT, SINGLE HEIGHT 8 MM D.4,25 EX.2,30 , T-CONNECT, SINGLE HEIGHT 8 MM D.4,25 EX.2,30 H 1 MM , T-CONNECT, SINGLE HEIGHT 8 MM D.4,25 EX.2,30 H 2 MM , T-CONNECT, SINGLE HEIGHT 8 MM D.4,25 EX.2,30 H 3 MM , T-CONNECT, SINGLE HEIGHT 8 MM D.4,25 EX.2,30 H 4 MM , T-CONNECT, SINGLE HEIGHT 8 MM D.5,00 EX.2,30 , T-CONNECT, SINGLE HEIGHT 8 MM D.5,00 EX.2,30 H 1 MM , T-CONNECT, SINGLE HEIGHT 8 MM D.5,00 EX.2,30 H 2 MM , T-CONNECT, SINGLE HEIGHT 8 MM D.5,00 EX.2,30 H 3 MM , T-CONNECT, SINGLE HEIGHT 8 MM D.5,00 EX.2,30 H 4 MM , T-CONNECT, SINGLE HEIGHT 8 MM D.3,30 EX.2,30 , ROT. , T-CONNECT, SINGLE HEIGHT 8 MM D3,30 EX2,30 H1 MM, ROT. , T-CONNECT, SINGLE HEIGHT 8 MM D3,30 EX2,30 H2 MM, ROT. , T-CONNECT, SINGLE HEIGHT 8 MM D3,30 EX2,30 H3 MM, ROT. , T-CONNECT, SINGLE HEIGHT 8 MM D3,30 EX2,30 H4 MM, ROT. , T-CONNECT, SINGLE HEIGHT 8 MM D3,80 EX2,30 , ROT. , T-CONNECT, SINGLE HEIGHT 8 MM D3,80 EX2,30 H1 MM, ROT. , T-CONNECT, SINGLE HEIGHT 8 MM D3,80 EX2,30 H2 MM, ROT. , T-CONNECT, SINGLE HEIGHT 8 MM D3,80 EX2,30 H3 MM, ROT. , T-CONNECT, SINGLE HEIGHT 8 MM D3,80 EX2,30 H4 MM, ROT. , T-CONNECT, SINGLE HEIGHT 8 MM D4,25 EX2,30 , ROT. , T-CONNECT, SINGLE HEIGHT 8 MM D4,25 EX2,30 H1 MM, ROT. , T-CONNECT, SINGLE HEIGHT 8 MM D4,25 EX2,30 H2 MM, ROT. , T-CONNECT, SINGLE HEIGHT 8 MM D4,25 EX2,30 H3 MM, ROT. , T-CONNECT, SINGLE HEIGHT 8 MM D4,25 EX2,30 H4 MM, ROT. , T-CONNECT, SINGLE HEIGHT 8 MM D5,00 EX2,30 , ROT. , T-CONNECT, SINGLE HEIGHT 8 MM D5,00 EX2,30 H1 MM, ROT. , T-CONNECT, SINGLE HEIGHT 8 MM D5,00 EX2,30 H2 MM, ROT. , T-CONNECT, SINGLE HEIGHT 8 MM D5,00 EX2,30 H3 MM, ROT. , T-CONNECT, SINGLE HEIGHT 8 MM D5,00 EX2,30 H4 MM, ROT. , PROSTHETIC SCREW M1,8 FOR T-CONNECT , PROSTHETIC SCREW M1,8 FOR T-CONNECT H.1 MM , PROSTHETIC SCREW M1,8 FOR T-CONNECT H.2 MM , PROSTHETIC SCREW M1,8 FOR T-CONNECT H.3 MM , PROSTHETIC SCREW M1,8 FOR T-CONNECT H.4 MM , PROSTHETIC SCREW M1,8 FOR T-CONNECT , PROSTHETIC SCREW M1,8 FOR T-CONNECT H.1 MM , PROSTHETIC SCREW M1,8 FOR T-CONNECT H.2 MM , PROSTHETIC SCREW M1,8 FOR T-CONNECT H.3 MM , PROSTHETIC SCREW M1,8 FOR T-CONNECT H.4 MM , HEALING CAP SMALL FOR T-CONNECT , HEALING CAP LARGE FOR T-CONNECT , HEALING CAP FOR T-CONNECT , TITANIUM SLEEVE FOR T-CONNECT, REP, SMALL , TITANIUM SLEEVE FOR T-CONNECT, REP, LARGE , TITANIUM SLEEVE FOR T-CONNECT, REP , TITANIUM SLEEVE FOR T-CONNECT, REP, SMALL , TITANIUM SLEEVE FOR T-CONNECT, REP, LARGE , TITANIUM SLEEVE FOR T-CONNECT, REP , ABUTMENT TIT. D.12 FOR T-CONNECT SMALL/ATT.SW , ABUTMENT TIT. D.12 FOR T-CONNECT LARGE/ATT.SW , ABUTMENT TIT. D.12 FOR T-CONNECT/ATT.SW , ABUTMENT CR-CO D.12 FOR T-CONNECT SMALL/ATT.SW , ABUTMENT CR-CO D.12 FOR T-CONNECT LARGE/ATT.SW , ABUTMENT CR-CO D.12 FOR T-CONNECT/ATT.SW , PROSTHETIC SCREW M 1,4 , PROSTHETIC SCREW M 1,6 , PROSTHETIC SCREW M 1,8 , PROSTHETIC SCREW M 2,0 , ABUTMENT TIT. D.12 SW.ATT. ROT , ABUTMENT TIT. D.12 SW.ATT. ROT , 30GR ANGLED RED. PAD ABUT., H3 MM, D.4.25 MM , 30GR ANGLED RED. PAD ABUT., H5 MM, D.4.25 MM , 45GR ANGLED PADR ABUTMENT H.1 MM, D.4.25 MM , 45GR ANGLED PADR ABUTMENT H.2 MM, D.4.25 MM , 45GR ANGLED PADR ABUTMENT H.3 MM, D.4.25 MM , 45GR ANGLED PADR ABUTMENT H.4 MM, D.4.25 MM , 45GR ANGLED PADR ABUTMENT H.5 MM, D.4.25 MM , 45GR ANGLED PADR ABUTMENT H.6 MM, D.4.25 MM , 45GR ANGLED PADR ABUTMENT D.4.25 MM , 52GR ANGLED PADR ABUTMENT H.1 MM, D.4.25 MM , 52GR ANGLED PADR ABUTMENT H.2 MM, D.4.25 MM , 52GR ANGLED PADR ABUTMENT H.3 MM, D.4.25 MM , 52GR ANGLED PADR ABUTMENT H.4 MM, D.4.25 MM , 52GR ANGLED PADR ABUTMENT H.5 MM, D.4.25 MM , 52GR ANGLED PADR ABUTMENT H.6 MM, D.4.25 MM , 52GR ANGLED PADR ABUTMENT D.4.25 MM , 60GR ANGLED PADR ABUTMENT H.1 MM, D.4.25 MM , 60GR ANGLED PADR ABUTMENT H.2 MM, D.4.25 MM , 60GR ANGLED PADR ABUTMENT H.3 MM, D.4.25 MM , 60GR ANGLED PADR ABUTMENT H.4 MM, D.4.25 MM , 60GR ANGLED PADR ABUTMENT H.5 MM, D.4.25 MM , 60GR ANGLED PADR ABUTMENT H.6 MM, D.4.25 MM , 60GR ANGLED PADR ABUTMENT D.4.25 MM , 17GR ANGLED RED. PAD ABUT., H3 MM, D.5.00 MM , 17GR ANGLED RED. PAD ABUT., H5 MM, D.5.00 MM , 30GR ANGLED RED. PAD ABUT., H3 MM, D.5.00 MM , FINAL ABUTMENT SCREW P.A.D. M1.4 , P.A.D. ABUTMENT SCREW M1.8 , P.A.D. ABUTMENT SCREWS M1.8 (10 PCS) , PROSTHETIC SCREW M1.4 FOR P.A.D. ABUTMENT , PROSTHETIC SCREWS M1.4 FOR P.A.D. ABUTMENT (10 PCS) , TRANSFER SCREW M14 FOR P.A.D. ABUT. (20.5 MM) , RED. PAD ABUTMENT SCREW M1.8 , RED. PAD ABUTMENT SCREW M1.8 , RED. PAD ABUTMENT SCREW M1.8 (10 PCS) , HAND RED. PAD TRANSFER SCREW M1.4 , HEALING CAP FOR FOR RED. PAD , HEALING PEEK CAP. WITH NARROW PROFILE, FOR RED. PAD ABUT. , ABUTMENT TIT. D.12 SW.ATT. ROT , SNAP ON CAP FOR IMPRESSION ON RED. PAD ABUT., NOT IND , SNAP ON CAP FOR IMPRESSION ON RED. PAD ABUT., IND , OPEN TRAY TRANSF.FOR RED. PAD NOT INDEXED , OPEN TRAY TRANSF.FOR RED. PAD INDEXED , PROSTHETIC SCREW M1.4 FOR RED. PAD ABUT. , PROSTHETIC SCREW M1.4 FOR RED. PAD ABUT. (10 PCS) , LONG TRANSFER SCREW M1.4 FOR RED. PAD ABUT. , SHORT TRANSFER SCREW M1.4 FOR RED. PAD ABUT. , 30GR ANGLED RED. PAD ABUT., H5 MM, D.5.00 MM , 45GR ANGLED PADR ABUTMENT H.1 MM, D.5.00 MM , 45GR ANGLED PADR ABUTMENT H.2 MM, D.5.00 MM , 45GR ANGLED PADR ABUTMENT H.3 MM, D.5.00 MM , 45GR ANGLED PADR ABUTMENT H.4 MM, D.5.00 MM , 45GR ANGLED PADR ABUTMENT H.5 MM, D.5.00 MM , 45GR ANGLED PADR ABUTMENT H.6 MM, D.5.00 MM , 45GR ANGLED PADR ABUTMENT D.5.00 MM , 52GR ANGLED PADR ABUTMENT H.1 MM, D.5.00 MM , 52GR ANGLED PADR ABUTMENT H.2 MM, D.5.00 MM , 52GR ANGLED PADR ABUTMENT H.3 MM, D.5.00 MM , 52GR ANGLED PADR ABUTMENT H.4 MM, D.5.00 MM , 52GR ANGLED PADR ABUTMENT H.5 MM, D.5.00 MM , 52GR ANGLED PADR ABUTMENT H.6 MM, D.5.00 MM , 52GR ANGLED PADR ABUTMENT D.5.00 MM , 60GR ANGLED PADR ABUTMENT H.1 MM, D.5.00 MM , 60GR ANGLED PADR ABUTMENT H.2 MM, D.5.00 MM , 60GR ANGLED PADR ABUTMENT H.3 MM, D.5.00 MM , 60GR ANGLED PADR ABUTMENT H.4 MM, D.5.00 MM , 60GR ANGLED PADR ABUTMENT H.5 MM, D.5.00 MM , 60GR ANGLED PADR ABUTMENT H.6 MM, D.5.00 MM , 60GR ANGLED PADR ABUTMENT D.5.00 MM , AESTHETIC TRANSGINGIVAL HEALING CAP PRE/KOH D.3.80 MM , PLAIN ABUTMENT H2 MM PREMIUM D.3.30 MM , PLAIN ABUTMENT H3 MM PREMIUM D.3.30 MM , PLAIN ABUTMENT H4 MM PREMIUM D.3.30 MM , PLAIN ABUTMENT H2 MM PREMIUM D.3.80 MM , PLAIN ABUTMENT H3 MM PREMIUM D.3.80 MM , PLAIN ABUTMENT H4 MM PREMIUM D.3.80 MM , PLAIN ABUTMENT H2 MM D.4.25 MM EX.2.30 , PLAIN ABUTMENT H3 MM D.4.25 MM EX.2.30 , PLAIN ABUTMENT H4 MM D.4.25 MM EX.2.30 , PLAIN ABUTMENT H2 MM D.5.00 MM EX.2.30 , PLAIN ABUTMENT H3 MM D.5.00 MM EX.2.30 , PLAIN ABUTMENT H4 MM D.5.00 MM EX.2.30 , HEALING CAP FOR PLAIN ABUTMENT PREMIUM D.3.30 MM , HEALING CAP FOR PLAIN ABUTMENT PRE-KOH D.3.80 MM , HEALING CAP FOR PLAIN ABUTMENT PRE-KOH D.4.25 MM , HEALING CAP FOR PLAIN ABUTMENT PRE-KOH D.5.00 MM , OPEN TRAY TRANSFER FOR PLAIN ABUTMENT , AESTHETIC TEMPORARY POST PRE-KOH, D.3.3-3.8 MM REP. , AESTHETIC TEMPORARY POST PRE-KOH, D.3.3-3.8 MM NO REP. , T-CONNECT FOR SINGLE CROWN A/SH D. 3,30 H.4 MM, H.1 MM , T-CONNECT FOR SINGLE CROWN A/SH D. 3,30 H.4 MM, H.2 MM , T-CONNECT FOR SINGLE CROWN A/SH D. 3,30 H.4 MM, H.3 MM , T-CONNECT FOR SINGLE CROWN A/SH D. 3,80 H.4 MM, H.1 MM , T-CONNECT FOR SINGLE CROWN A/SH D. 3,80 H.4 MM, H.2 MM , T-CONNECT FOR SINGLE CROWN A/SH D. 3,80 H.4 MM, H.3 MM , T-CONNECT FOR IMPLANTS BRIDGES A/SH D. 3,30 H.4 MM, H.1 MM , T-CONNECT FOR IMPLANTS BRIDGES A/SH D. 3,30 H.4 MM, H.2 MM , T-CONNECT FOR IMPLANTS BRIDGES A/SH D. 3,30 H.4 MM, H.3 MM , T-CONNECT FOR IMPLANTS BRIDGES A/SH D. 3,80 H.4 MM, H.1 MM , T-CONNECT FOR IMPLANTS BRIDGES A/SH D. 3,80 H.4 MM, H.2 MM , T-CONNECT FOR IMPLANTS BRIDGES A/SH D. 3,80 H.4 MM, H.3 MM , T CONNECT FOR SINGLE -2 CROWN D.3.30 CONE SMALL , T CONNECT FOR SINGLE -2 CROWN D.3.80 CONE SMALL , T CONNECT FOR SINGLE CROWN D.3.30, TMG.H.1.5MM , T CONNECT FOR SINGLE CROWN D.3.30, TMG.H.2.5MM , T CONNECT FOR SINGLE CROWN D.3.80, TMG.H.1.5MM , T CONNECT FOR SINGLE CROWN D.3.80, TMG.H.2.5MM , T CONNECT FOR SINGLE -2 CROWN 4.25 EX2.3 CONE LARGE , T CONNECT FOR SINGLE -2 CROWN 5.00 EX2.3 CONE LARGE , TRANSGINGIVAL HEALING CAP H2MM STRAIGHT PROF., PREMIUM 3.30MM , TRANSGINGIVAL HEALING CAP H3MM STRAIGHT PROF., PREMIUM 3.30MM , TRANSGINGIVAL HEALING CAP H5MM STRAIGHT PROF., PREMIUM 3.30MM , TRANSGINGIVAL HEALING CAP H7MM STRAIGHT PROF., PREMIUM 3.30MM , TRANSGINGIVAL HEALING CAP H8MM STRAIGHT PROF., PREMIUM 3.30MM , TRANSGINGIVAL HEALING CAP H2MM STRAIGHT PROF., PRE-KOH 3.80MM , TRANSGINGIVAL HEALING CAP H3MM STRAIGHT PROF., PRE-KOH 3.80MM , TRANSGINGIVAL HEALING CAP H5MM STRAIGHT PROF.,PRE-KOH 3.80MM , TRANSGINGIVAL HEALING CAP BOPT TECHN.,PRE/KOH D.3,30-3,80 MM , TRANSGINGIVAL HEALING CAP H2MM WIDE PROF. A/SH D. 3,30 H.2 MM , TRANSGINGIVAL HEALING CAP H3MM WIDE PROF. A/SH D. 3,30 H.3 MM , TRANSGINGIVAL HEALING CAP H4MM WIDE PROF. A/SH D. 3,30 H.4 MM , TRANSGINGIVAL HEALING CAP H2MM WIDE PROF. A/SH D. 3,80 H.2 MM , TRANSGINGIVAL HEALING CAP H3MM WIDE PROF. A/SH D. 3,80 H.3 MM , TRANSGINGIVAL HEALING CAP H4MM WIDE PROF. A/SH D. 3,80 H.4 MM , TRANSGINGIVAL HEALING CAP H2MM ANAT.PROF., PREMIUM D.3.30 MM , TRANSGINGIVAL HEALING CAP H3MM ANAT.PROF., PREMIUM D.3.30 MM , TRANSGINGIVAL HEALING CAP H5MM ANAT.PROF., PREMIUM D.3.30 MM , TRANSGINGIVAL HEALING CAP H2MM ANAT.PROF., PRE-KOH D.3.80 MM , TRANSGINGIVAL HEALING CAP H3MM ANAT.PROF., PRE-KOH D.3.80 MM , TRANSGINGIVAL HEALING CAP H5MM ANAT.PROF., PRE-KOH D.3.80 MM , TRANSGINGIVAL HEALING CAP H7MM ANAT.PROF., PRE-KOH D.3.80 MM , TRANSGINGIVAL HEALING CAP H2MM ANAT.PROF.,D.4.25 MM EX.2.30 , TRANSGINGIVAL HEALING CAP H3MM ANAT.PROF.,D.4.25 MM EX.2.30 , TRANSGINGIVAL HEALING CAP H5MM ANAT.PROF.,D.4.25 MM EX.2.30 , TRANSGINGIVAL HEALING CAP H7MM ANAT.PROF.,D.4.25 MM EX.2.30 , TRANSGINGIVAL HEALING CAP H2MM ANAT.PROF.,D.5.00 MM EX.2.30 , TRANSGINGIVAL HEALING CAP H3MM ANAT.PROF.,D.5.00 MM EX.2.30 , TRANSGINGIVAL HEALING CAP H5MM ANAT.PROF.,D.5.00 MM EX.2.30 , TRANSGINGIVAL HEALING CAP H7MM ANAT.PROF.,D.5.00 MM EX.2.30 , TRANSGINGIVAL HEALING CAP OCCLUSION TECH. D.3.30 H. 5 , TRANSGINGIVAL HEALING CAP OCCLUSION TECH. D.3.30 H. 7 , TRANSGINGIVAL HEALING CAP OCCLUSION TECH. D.3.30 H. 9 , TRANSGINGIVAL HEALING CAP OCCLUSION TECH. D.3.80 H. 5 , TRANSGINGIVAL HEALING CAP OCCLUSION TECH. D.3.80 H. 7 , TRANSGINGIVAL HEALING CAP OCCLUSION TECH. D.3.80 H. 9 , TRANSGINGIVAL HEALING CAP OCCLUSION TECH. D.4.25 H. 5 , TRANSGINGIVAL HEALING CAP OCCLUSION TECH. D.4.25 H. 7 , TRANSGINGIVAL HEALING CAP OCCLUSION TECH. D.4.25 H. 9 , TRANSGINGIVAL HEALING CAP H2MM FOR TCR, A/SH D. 3,30 H.2 MM , TRANSGINGIVAL HEALING CAP H3MM FOR TCR, A/SH D. 3,30 H.3 MM , TRANSGINGIVAL HEALING CAP H5MM FOR TCR, A/SH D. 3,30 H.5 MM , TRANSGINGIVAL HEALING CAP H2MM FOR TCR, A/SH D. 3,80 H.2 MM , TRANSGINGIVAL HEALING CAP H3MM FOR TCR, A/SH D. 3,80 H.3 MM , TRANSGINGIVAL HEALING CAP H5MM FOR TCR, A/SH D. 3,80 H5 MM , TRANSGINGIVAL HEALING CAP H3MM STRAIGHT, D.5.00 MM, EX.2.30 , TRANSGINGIVAL HEALING CAP H5MM STRAIGHT, D.5.00 MM, EX.2.30 , OPEN TRAY TRANSFER FOR PREMIUM STRAIGHT PROF., D.3.30 MM , OPEN TRAY TRANSFER FOR PRE-KOH STRAIGHT PROF., D.3.80 MM , OPEN TRAY TRANSFER STRAIGHT, D.4.25 MM EX.2.30 , OPEN TRAY TRANSFER STRAIGHT, D.5.00 MM EX.2.30 , OPEN TRAY TRANSFER FOR ABUT. PREMIUM D.3.30 MM , OPEN TRAY TRANSFER FOR ABUT. PRE-KOH D.3.80 MM , PULL-UP TRANSFER FOR PREMIUM STRAIGHT PROF., D.3.30 MM , OPEN TRAY TRANSFER FOR PREMIUM ANATOMICAL PROF., D.3.30 MM , OPEN TRAY TRANSFER FOR PREMIUM ANATOMICAL PROF., D.3.80 MM , OPEN TRAY TRANSFER ANAT PROF, D.4.25 MM EX.2.30 , OPEN TRAY TRANSFER ANAT PROF, D.5.00 MM EX.2.30 , PULL-UP TRANSFER FOR PREMIUM ANATOMICAL PROF., D.3.30 MM , PULL-UP TRANSFER FOR PRE-KOH ANATOMICAL PROF., D.3.80 MM , PULL-UP TRANSFER ANAT PROF, D.4.25 MM EX.2.30 , PULL-UP TRANSFER ANAT PROF, D.5.00 MM EX.2.30 , CLOSED TRAY TRANSF.FOR PREMIUM ANATOMICAL PROF., D.3.30 MM , CLOSED TRAY TRANSF.FOR PRE-KOH ANATOMICAL PROF., D.3.80 MM , CLOSED TRAY TRANSFER ANAT PROF, D.4.25 MM EX.2.30 , CLOSED TRAY TRANSFER ANAT PROF, D.5.00 MM EX.2.30 , CLOSED TRAY TRANSF.FOR PREMIUM STRAIGHT PROF., D.3.30 MM , TRANSFER PILAS. PREFORMATO XA D.3,30 MM , TRANSFER PILAS. PREFORMATO XA D.3,80 MM , CASTABLE REP. POST WITH GOLD BASE, PREMIUM D.3.30 MM , CASTABLE REP. POST WITH GOLD BASE, PREMIUM D.3.30 MM , CAST. NON REP. POST WITH GOLD BASE, PRE-KOH D.3.80 MM , CASTABLE REP. POST WITH GOLD BASE, PRE-KOH D.3.80 MM , CAST. NON REP. POST WITH GOLD BASE,D.4.25 MM EX.2.30 , CASTABLE REP. POST WITH GOLD BASE,D.4.25 MM EX.2.30 , CAST. NON REP. POST WITH GOLD BASE,D.5.00 MM EX.2.30 , CASTABLE REP. POST WITH GOLD BASE,D.5.00 MM EX.2.30 , CASTABLE REP. POST WITH CRCO BASE, PREMIUM D.3.30 MM | MEDIK LINE STEWART | 2023-11-20T00:00:00.000+01:00 | Sweden-Martina S.p.a Via Veneta 10. 35020 Due Carrare Padova Italy | A-ABUAD-380-1, AS-MUC-500-VGUA, AS-ABU500-CONV, AS-ABU500-CONV-UTM, AS-ABU500-DIV, AS-ABU500-DIV-UTM, A-BASTZR-S-330, A-BASTZR-S-330-4, A-BASTZR-S-330-6, A-BASTZR-S-380, A-BASTZR-S-380-4, A-BASTZR-S-380-6, AS-BASTZR-S-425-4, AS-BASTZR-S-425-6, AS-BASTZR-S-500-4, AS-BASTZR-S-500-6, A-BASTZRMZ-S-380-4, A-BASTZR-M-330, A-BASTZR-M-330-4, A-AS-330-1, A-AS-330-2, A-AS-330-4, A-AS-380-1, A-AS-380-2, A-AS-380-4, A-AS-425-1, A-AS-425-2, A-AS-425-4, A-AS-500-2, A-AS-600-2, A-ABU-330-1, A-ABU-330-2, A-ABU-380-1, A-ABU-380-2, A-ABUAD-330-1, PADR-VTRA-140 , PADR-ANA , PADR-CC , PADR-CC-EX , PADR-UC , PADR-UCRCO , PADR-CP , PADR-CP-EX , PADR-CT , PADR-CT-EX , PADR-CCEM , PBOX-AS-MD-425-1 , PBOX-AS-MD-425-2 , PBOX-AS-MD-425-4 , PBOX-AS-MDR-425-1 , PBOX-AS-MDR-425-2 , PBOX-AS-MDR-425-4 , PBOX-AS-MD-500-1 , PBOX-AS-MD-500-2 , PBOX-AS-MD-500-4 , PBOX-AS-MDR-500-1 , PBOX-AS-MDR-500-2 , PBOX-AS-MDR-500-4 , PBOX-AS-MD-425-1-S , PBOX-AS-MD-425-2-S , PBOX-AS-MD-425-4-S , PBOX-AS-MDR-425-1-S , PBOX-AS-MDR-425-2-S , PBOX-AS-MDR-425-4-S , PBOX-AS-MD-500-1-S , PBOX-AS-MD-500-2-S , PBOX-AS-MD-500-4-S , PBOX-AS-MDR-500-2-S , PBOX-AS-MDR-500-4-S , PLAIN-INT-CAMTRA-L , SH-ABUCRCO-F-380 , SH-ABUCRCO-F-380-ROT , SH-ABUPS-F-380 , SH-ABUPS-F-380-ROT , SH-CCABU-F-380 , SH-CCABU-F-380-ROT , SH-CTABU-F-380 , SH-CTABU-F-380-ROT , SH-CG-ABU-F-380 , SH-CAMCABU330 , SH-CAMCABU380 , SH-CP-MD-F-330 , SH-CP-MD-F-380 , SH-MA15-380-1 , SH-MA15-380-2 , SH-MA25-380-1 , SH-MA25-380-2 , SH-MA15-F-380-1 , SH-MA15-F-380-2 , SH-MA25-F-380-1 , SH-MA25-F-380-2 , SH-MD-F-330-1 , SH-MD-F-330-2 , SH-MD-F-380-1 , SH-MD-F-380-2 , SH-TRA-MD-F-330 , SH-TRA-MD-F-380 , VM2-180 , VM2-180-10 , VTRA2-180-10 , VTRA2-180-15 , VM-180-L , VM-180-L-10 , VP200-CAP2-AVV , VP200-CAP2-AVV-10 , 99-440044 , 99-443034 , 99-443035 , 99-443036 , 1500502, 1500505, 1500504, 1500503, A-TC-UNI-330 , A-TC-UNI-330-1 , A-TC-UNI-330-2 , A-TC-UNI-330-3 , A-TC-UNI-330-4 , A-TC-UNI-380 , A-TC-UNI-380-1 , A-TC-UNI-380-2 , A-TC-UNI-380-3 , A-TC-UNI-380-4 , AS-TC-UNI-425 , AS-TC-UNI-425-1 , AS-TC-UNI-425-2 , AS-TC-UNI-425-3 , AS-TC-UNI-425-4 , AS-TC-UNI-500 , AS-TC-UNI-500-1 , AS-TC-UNI-500-2 , AS-TC-UNI-500-3 , AS-TC-UNI-500-4 , A-TC-UNI-330-ROT , A-TC-UNI-330-1-ROT , A-TC-UNI-330-2-ROT , A-TC-UNI-330-3-ROT , A-TC-UNI-330-4-ROT , A-TC-UNI-380-ROT , A-TC-UNI-380-1-ROT , A-TC-UNI-380-2-ROT , A-TC-UNI-380-3-ROT , A-TC-UNI-380-4-ROT , AS-TC-UNI-425-ROT , AS-TC-UNI-425-1-ROT , AS-TC-UNI-425-2-ROT , AS-TC-UNI-425-3-ROT , AS-TC-UNI-425-4-ROT , AS-TC-UNI-500-ROT , AS-TC-UNI-500-1-ROT , AS-TC-UNI-500-2-ROT , AS-TC-UNI-500-3-ROT , AS-TC-UNI-500-4-ROT , A-VTC-180 , A-VTC-180-1 , A-VTC-180-2 , A-VTC-180-3 , A-VTC-180-4 , AS-VTC-180 , AS-VTC-180-1 , AS-VTC-180-2 , AS-VTC-180-3 , AS-VTC-180-4 , TC-UNI-CG-S , TC-UNI-CG-L , TC-UNI-CG , TC-UNI-CT-S , TC-UNI-CT-L , TC-UNI-CT , TC-UNI-CT-S-ROT , TC-UNI-CT-L-ROT , TC-UNI-CT-ROT , TC-UNI-CAMT-S-12-SW , TC-UNI-CAMT-L-12-SW , TC-UNI-CAMT-12-SW , TC-UNI-CAMC-S-12-SW , TC-UNI-CAMC-L-12-SW , TC-UNI-CAMC-12-SW , TC-VP-140 , TC-VP-160 , TC-VP-180 , TC-VP-200 , XA-CAMT-R-12-SW , XA-CAMT-10-R-12-SW , AS-PADR-AA425-303 , AS-PADR-AA425-305 , AS-PADR-AA425-451 , AS-PADR-AA425-452 , AS-PADR-AA425-453 , AS-PADR-AA425-454 , AS-PADR-AA425-455 , AS-PADR-AA425-456 , AS-PADR-AA425-45 , AS-PADR-AA425-521 , AS-PADR-AA425-522 , AS-PADR-AA425-523 , AS-PADR-AA425-524 , AS-PADR-AA425-525 , AS-PADR-AA425-526 , AS-PADR-AA425-52 , AS-PADR-AA425-601 , AS-PADR-AA425-602 , AS-PADR-AA425-603 , AS-PADR-AA425-604 , AS-PADR-AA425-605 , AS-PADR-AA425-606 , AS-PADR-AA425-60 , AS-PADR-AA500-173 , AS-PADR-AA500-175 , AS-PADR-AA500-303 , PAD-VCAM140 , PAD-VM-180 , PAD-VM-180-10 , PAD-VP-140 , AS-TC-UNI-425-3-ROT, PAD-VP-140-10 , PAD-VTRAL-140 , PAD-RD-VM-180 , PADR-VM-180 | Klasa IIb, Klasa IIa | ABATMENT I DREJTE D.3.80, H1 MM, KACAVIDE D.5.00 MM, ABATMENT KONVERGJENT D.5.00 MM,, ABATMENT KONVERGJENT D.5.00 MM, UTM, T-CONNECT PER TEK KORON PREMIUM 3,30 MM, T-CONNECT PER TEK KORON A/SH D. 3.30 H. 4 MM, T-CONNECT PER TEK KORON A/SH D. 3.30 H. 6 MM, T-CONNECT PER TEK KORON PRE/KOH 3,80 MM , T-CONNECT PER TEK KORON A/SH D. 3.80 H. 4 MM, T-CONNECT PER TEK KORON A/SH D. 3.80 H. 6 MM, T-CONNECT PER TEK KORON, D.4.25 MM EX2.30 H.4MM, T-CONNECT PER TEK KORON, D.4.25 MM EX2.30 H.6MM, T-CONNECT PER TEK KORON, D.5.00 MM EX2.30 H.4MM, T-CONNECT PER TEK KORON, D.5.00 MM EX2.30 H.6MM, T-CONNECT TEK PROFIL I DREJTE A/SH D.3.80 H. 4 MM, T CONNECT PER IMPLANT PER URE PREMIUM 3,30 MM, T CONNECT PER IMPLANT PER URE , A/SH D. 3.30 H. 4 MM, ATASHMENT ME KOKE CILINDRIKE IMPL. PRE/KOH D.3.30 H.1 MM, ATASHMENT ME KOKE CILINDRIKE IMPL. PRE/KOH D.3.30 H.2 MM, ATASHMENT ME KOKE CILINDRIKE IMPL. PRE/KOH D.3.30 H.4 MM, ATASHMENT ME KOKE CILINDRIKE IMPL. PRE/KOH D.3.80 H.1 MM, ATASHMENT ME KOKE CILINDRIKE IMPL. PRE/KOH D.3.80 H.2 MM, ATASHMENT ME KOKE CILINDRIKE IMPL. PRE/KOH D.3.80 H.4 MM, ATASHMENT ME KOKE CILINDRIKE IMPL. PRE/KOH D.4.25 H.1 MM, ATASHMENT ME KOKE CILINDRIKE IMPL. PRE/KOH D.4.25 H.2 MM, ATASHMENT ME KOKE CILINDRIKE IMPL. PRE/KOH D.4.25 H.4 MM, ATASHMENT ME KOKE CILINDRIKE IMPL. PRE/KOH D.5.00 H.2 MM , ATASHMENT ME KOKE CILINDRIKE IMPL. PRE/KOH D.6.00 H.2 MM, ABATMENT I DREJTE, H1 MM PREMIUM D.3.30 MM, ABATMENT I DREJTE, H2 MM PREMIUM D.3.30 MM, ABATMENT I DREJTE, H1 MM PRE-KOH D.3.80 MM, ABATMENT I DREJTE, H2 MM PRE-KOH D.3.80 MM, ABATMENT I DREJTE D.3.30, H1 MM, ANALOGUE FOR RED. PAD , PMMA CAST.SLEEVE FOR RED. PAD NOT INDEXED , PMMA CAST.SLEEVE FOR RED. PAD INDEXED , CAST. POST WITH CR-CO BASE FOR RED. PAD, NOT INDEXED , CAST. POST WITH CR-CO BASE FOR RED. PAD, INDEXED , PEEK SLEEVE FOR RED. PAD NOT INDEXED , PEEK SLEEVE FOR RED. PAD INDEXED , TITANIUM SLEEVE FOR RED. PAD NOT INDEXED , TITANIUM SLEEVE FOR RED. PAD INDEXED , PMMA CAST.SLEEVE FOR RED. PAD TO CEMENT ON TITANIUM SLEEVES , BOX FOR PRE-MADE ABUTMENT STRAIGHT PROFILE D.4.25 H1 MM , BOX FOR PRE-MADE ABUTMENT STRAIGHT PROFILE D.4.25 H2 MM , BOX FOR PRE-MADE ABUTMENT STRAIGHT PROFILE D.4.25 H4 MM , BOX FOR PRE-MADE ABUTMENT ANATOMICAL PROF. D.4.25 H1 MM , BOX FOR PRE-MADE ABUTMENT ANATOMICAL PROF. D.4.25 H2 MM , BOX FOR PRE-MADE ABUTMENT ANATOMICAL PROF. D.4.25 H4 MM , BOX FOR PRE-MADE ABUTMENT STRAIGHT PROFILE D.5.00 H1 MM , BOX FOR PRE-MADE ABUTMENT STRAIGHT PROFILE D.5.00 H2 MM , BOX FOR PRE-MADE ABUTMENT STRAIGHT PROFILE D.5.00 H4 MM , BOX FOR PRE-MADE ABUTMENT ANATOMICAL PROF. D.5.00 H1 MM , BOX FOR PRE-MADE ABUTMENT ANATOMICAL PROF. D.5.00 H2 MM , BOX FOR PRE-MADE ABUTMENT ANATOMICAL PROF. D.5.00 H4 MM , BOX FOR PRE-MADE ABUTMENT STRAIGHT PROF D.4.25 H1 SHORT , BOX FOR PRE-MADE ABUTMENT STRAIGHT PROF D.4.25 H2 SHORT , BOX FOR PRE-MADE ABUTMENT STRAIGHT PROF D.4.25 H4 SHORT , BOX FOR PRE-MADE ABUTMENT ANAT. PROF. D.4.25 H1 MM SHORT , BOX FOR PRE-MADE ABUTMENT ANAT. PROF. D.4.25 H2 MM SHORT , BOX FOR PRE-MADE ABUTMENT ANAT. PROF. D.4.25 H4 MM SHORT , BOX FOR PRE-MADE ABUTMENT STRAIGHT PROF D.5.00 H1 SHORT , BOX FOR PRE-MADE ABUTMENT STRAIGHT PROF D.5.00 H2 SHORT , BOX FOR PRE-MADE ABUTMENT STRAIGHT PROF D.5.00 H4 SHORT , BOX FOR PRE-MADE ABUTMENT ANAT. PROF. D.5.00 H1 MM SHORT , BOX FOR PRE-MADE ABUTMENT ANAT. PROF. D.5.00 H2 MM SHORT , BOX FOR PRE-MADE ABUTMENT ANAT. PROF. D.5.00 H4 MM SHORT , INTRAORAL SCAMBODY PLAIN , CASTABLE ABUTMENT XA CRCO BASE, REP., D.3.80 MM , CASTABLE ABUTMENT XA CRCO BASE, NO REP., D.3.80 MM , TEMPORARY PEEK ABUTMENT XA TI BASE, D.380 MM , TEMPORARY PEEK ABUTMENT XA TI BASE, NO REP., D.380 MM , CANNULA CALC. PER ABUT XA RIP., D.3,80 MM , CANNULA CALC. PER ABUT XA NON RIP., D.3,80 MM , CANNULA IN TIT. PER ABUT XA RIP.,D.3,80 MM , CANNULA IN TIT. PER ABUT XA NON RIP,D.3,80 MM , CUFFIA DI GUARIGIONE PER ABUTMENT XA D.3,80 MM , ABUTMENT CR-CO CAD-CAM SHELTA D.3,30 MM , ABUTMENT CR-CO CAD-CAM SHELTA D.3,80 MM , PEEK CAP FOR PREMADE POST XA D.3,30 , PEEK CAP FOR PREMADE POST XA D.3,80 , 15GR ANGLE PRE-MADE ABUTMENT REP., D.3.80 H1 MM , 15GR ANGLE PRE-MADE ABUTMENT REP., D.3.80 H2 MM , 25GR ANGLE PRE-MADE ABUTMENT REP., D.3.80 H1 MM , 25GR ANGLE PRE-MADE ABUTMENT REP., D.3.80 H2 MM , 15GR ANGLE PRE-MADE ABUT XA REP., D.3.80 H1 MM , 15GR ANGLE PRE-MADE ABUT XA REP., D.3.80 H2 MM , 25GR ANGLE PRE-MADE ABUT XA REP., D.3.80 H1 MM , 25GR ANGLE PRE-MADE ABUT XA REP., D.3.80 H2 MM , PILAS. PREFORMATO XA RIP., H.1 MM D.3,30 MM , PILAS. PREFORMATO XA RIP., H.2 MM D.3,30 MM , PILAS. PREFORMATO XA RIP., H.1 MM D.3,80 MM , PILAS. PREFORMATO XA RIP., H.2 MM D.3,80 MM , POST SCREW M1.8 PRE/KOH D.3.30/3.80 MM , POST SCREWS M1.8 PRE-KOH D.3.30/3.80 (10PCS) , TRANSFER SCREW M1.8 H10 MM PRE-KOH D.3.30/3.80 MM , TRANSFER SCREW M1.8 H15 MM PRE-KOH D.3.30/3.80 MM , ABUTMENT SCREW M1.8 LONG , ABUTMENT SCREW M1.8 LONG, 10 CS , PROSTHETIC SCREW M2 FOR SCREWING CAP , PROSTHETIC SCREW M2 FOR SCREWING CAP, 10 PCS , GOLDEN BOX FOR O-RINGS KIT OVERDENTURE , RED O-RING BALL ATTACHMENTS D.2,20 MM (12 PCS) , WHITE O-RING BALL ATTACHMENTS D.2,20 MM (12 PCS) , BLACK O-RING BALL ATTACHMENTS D.2,20 MM (12 PCS) , T-CONNECT, SINGLE HEIGHT 8 MM D.3,30 EX.2,30 , T-CONNECT, SINGLE HEIGHT 8 MM D.3,30 EX.2,30 H 1 MM , T-CONNECT, SINGLE HEIGHT 8 MM D.3,30 EX.2,30 H 2 MM , T-CONNECT, SINGLE HEIGHT 8 MM D.3,30 EX.2,30 H 3 MM , T-CONNECT, SINGLE HEIGHT 8 MM D.3,30 EX.2,30 H 4 MM , T-CONNECT, SINGLE HEIGHT 8 MM D.3,80 EX.2,30 , T-CONNECT, SINGLE HEIGHT 8 MM D.3,80 EX.2,30 H 1 MM , T-CONNECT, SINGLE HEIGHT 8 MM D.3,80 EX.2,30 H 2 MM , T-CONNECT, SINGLE HEIGHT 8 MM D.3,80 EX.2,30 H 3 MM , T-CONNECT, SINGLE HEIGHT 8 MM D.3,80 EX.2,30 H 4 MM , T-CONNECT, SINGLE HEIGHT 8 MM D.4,25 EX.2,30 , T-CONNECT, SINGLE HEIGHT 8 MM D.4,25 EX.2,30 H 1 MM , T-CONNECT, SINGLE HEIGHT 8 MM D.4,25 EX.2,30 H 2 MM , T-CONNECT, SINGLE HEIGHT 8 MM D.4,25 EX.2,30 H 3 MM , T-CONNECT, SINGLE HEIGHT 8 MM D.4,25 EX.2,30 H 4 MM , T-CONNECT, SINGLE HEIGHT 8 MM D.5,00 EX.2,30 , T-CONNECT, SINGLE HEIGHT 8 MM D.5,00 EX.2,30 H 1 MM , T-CONNECT, SINGLE HEIGHT 8 MM D.5,00 EX.2,30 H 2 MM , T-CONNECT, SINGLE HEIGHT 8 MM D.5,00 EX.2,30 H 3 MM , T-CONNECT, SINGLE HEIGHT 8 MM D.5,00 EX.2,30 H 4 MM , T-CONNECT, SINGLE HEIGHT 8 MM D.3,30 EX.2,30 , ROT. , T-CONNECT, SINGLE HEIGHT 8 MM D3,30 EX2,30 H1 MM, ROT. , T-CONNECT, SINGLE HEIGHT 8 MM D3,30 EX2,30 H2 MM, ROT. , T-CONNECT, SINGLE HEIGHT 8 MM D3,30 EX2,30 H3 MM, ROT. , T-CONNECT, SINGLE HEIGHT 8 MM D3,30 EX2,30 H4 MM, ROT. , T-CONNECT, SINGLE HEIGHT 8 MM D3,80 EX2,30 , ROT. , T-CONNECT, SINGLE HEIGHT 8 MM D3,80 EX2,30 H1 MM, ROT. , T-CONNECT, SINGLE HEIGHT 8 MM D3,80 EX2,30 H2 MM, ROT. , T-CONNECT, SINGLE HEIGHT 8 MM D3,80 EX2,30 H3 MM, ROT. , T-CONNECT, SINGLE HEIGHT 8 MM D3,80 EX2,30 H4 MM, ROT. , T-CONNECT, SINGLE HEIGHT 8 MM D4,25 EX2,30 , ROT. , T-CONNECT, SINGLE HEIGHT 8 MM D4,25 EX2,30 H1 MM, ROT. , T-CONNECT, SINGLE HEIGHT 8 MM D4,25 EX2,30 H2 MM, ROT. , T-CONNECT, SINGLE HEIGHT 8 MM D4,25 EX2,30 H3 MM, ROT. , T-CONNECT, SINGLE HEIGHT 8 MM D4,25 EX2,30 H4 MM, ROT. , T-CONNECT, SINGLE HEIGHT 8 MM D5,00 EX2,30 , ROT. , T-CONNECT, SINGLE HEIGHT 8 MM D5,00 EX2,30 H1 MM, ROT. , T-CONNECT, SINGLE HEIGHT 8 MM D5,00 EX2,30 H2 MM, ROT. , T-CONNECT, SINGLE HEIGHT 8 MM D5,00 EX2,30 H3 MM, ROT. , T-CONNECT, SINGLE HEIGHT 8 MM D5,00 EX2,30 H4 MM, ROT. , PROSTHETIC SCREW M1,8 FOR T-CONNECT , PROSTHETIC SCREW M1,8 FOR T-CONNECT H.1 MM , PROSTHETIC SCREW M1,8 FOR T-CONNECT H.2 MM , PROSTHETIC SCREW M1,8 FOR T-CONNECT H.3 MM , PROSTHETIC SCREW M1,8 FOR T-CONNECT H.4 MM , HEALING CAP SMALL FOR T-CONNECT , HEALING CAP LARGE FOR T-CONNECT , HEALING CAP FOR T-CONNECT , TITANIUM SLEEVE FOR T-CONNECT, REP, SMALL , TITANIUM SLEEVE FOR T-CONNECT, REP, LARGE , TITANIUM SLEEVE FOR T-CONNECT, REP , ABUTMENT TIT. D.12 FOR T-CONNECT SMALL/ATT.SW , ABUTMENT TIT. D.12 FOR T-CONNECT LARGE/ATT.SW , ABUTMENT TIT. D.12 FOR T-CONNECT/ATT.SW , ABUTMENT CR-CO D.12 FOR T-CONNECT SMALL/ATT.SW , ABUTMENT CR-CO D.12 FOR T-CONNECT LARGE/ATT.SW , ABUTMENT CR-CO D.12 FOR T-CONNECT/ATT.SW , PROSTHETIC SCREW M 1,4 , PROSTHETIC SCREW M 1,6 , PROSTHETIC SCREW M 1,8 , PROSTHETIC SCREW M 2,0 , 30GR ANGLED RED. PAD ABUT., H3 MM, D.4.25 MM , 30GR ANGLED RED. PAD ABUT., H5 MM, D.4.25 MM , 45GR ANGLED PADR ABUTMENT H.1 MM, D.4.25 MM , 45GR ANGLED PADR ABUTMENT H.2 MM, D.4.25 MM , 45GR ANGLED PADR ABUTMENT H.3 MM, D.4.25 MM , 45GR ANGLED PADR ABUTMENT H.4 MM, D.4.25 MM , 45GR ANGLED PADR ABUTMENT H.5 MM, D.4.25 MM , 45GR ANGLED PADR ABUTMENT H.6 MM, D.4.25 MM , 45GR ANGLED PADR ABUTMENT D.4.25 MM , 52GR ANGLED PADR ABUTMENT H.1 MM, D.4.25 MM , 52GR ANGLED PADR ABUTMENT H.2 MM, D.4.25 MM , 52GR ANGLED PADR ABUTMENT H.3 MM, D.4.25 MM , 52GR ANGLED PADR ABUTMENT H.4 MM, D.4.25 MM , 52GR ANGLED PADR ABUTMENT H.5 MM, D.4.25 MM , 52GR ANGLED PADR ABUTMENT H.6 MM, D.4.25 MM , 52GR ANGLED PADR ABUTMENT D.4.25 MM , 60GR ANGLED PADR ABUTMENT H.1 MM, D.4.25 MM , 60GR ANGLED PADR ABUTMENT H.2 MM, D.4.25 MM , 60GR ANGLED PADR ABUTMENT H.3 MM, D.4.25 MM , 60GR ANGLED PADR ABUTMENT H.4 MM, D.4.25 MM , 60GR ANGLED PADR ABUTMENT H.5 MM, D.4.25 MM , 60GR ANGLED PADR ABUTMENT H.6 MM, D.4.25 MM , 60GR ANGLED PADR ABUTMENT D.4.25 MM , 17GR ANGLED RED. PAD ABUT., H3 MM, D.5.00 MM , 17GR ANGLED RED. PAD ABUT., H5 MM, D.5.00 MM , 30GR ANGLED RED. PAD ABUT., H3 MM, D.5.00 MM , FINAL ABUTMENT SCREW P.A.D. M1.4 , P.A.D. ABUTMENT SCREW M1.8 , P.A.D. ABUTMENT SCREWS M1.8 (10 PCS) , PROSTHETIC SCREW M1.4 FOR P.A.D. ABUTMENT , PROSTHETIC SCREWS M1.4 FOR P.A.D. ABUTMENT (10 PCS) , TRANSFER SCREW M14 FOR P.A.D. ABUT. (20.5 MM) , RED. PAD ABUTMENT SCREW M1.8 , RED. PAD ABUTMENT SCREW M1.8 (10 PCS) , HAND RED. PAD TRANSFER SCREW M1.4 , HEALING CAP FOR FOR RED. PAD , HEALING PEEK CAP. WITH NARROW PROFILE, FOR RED. PAD ABUT. , SNAP ON CAP FOR IMPRESSION ON RED. PAD ABUT., NOT IND , SNAP ON CAP FOR IMPRESSION ON RED. PAD ABUT., IND , OPEN TRAY TRANSF.FOR RED. PAD NOT INDEXED , OPEN TRAY TRANSF.FOR RED. PAD INDEXED , PROSTHETIC SCREW M1.4 FOR RED. PAD ABUT. , PROSTHETIC SCREW M1.4 FOR RED. PAD ABUT. (10 PCS) , LONG TRANSFER SCREW M1.4 FOR RED. PAD ABUT. , SHORT TRANSFER SCREW M1.4 FOR RED. PAD ABUT. , 30GR ANGLED RED. PAD ABUT., H5 MM, D.5.00 MM , 45GR ANGLED PADR ABUTMENT H.1 MM, D.5.00 MM , 45GR ANGLED PADR ABUTMENT H.2 MM, D.5.00 MM , 45GR ANGLED PADR ABUTMENT H.3 MM, D.5.00 MM , 45GR ANGLED PADR ABUTMENT H.4 MM, D.5.00 MM , 45GR ANGLED PADR ABUTMENT H.5 MM, D.5.00 MM , 45GR ANGLED PADR ABUTMENT H.6 MM, D.5.00 MM , 45GR ANGLED PADR ABUTMENT D.5.00 MM , 52GR ANGLED PADR ABUTMENT H.1 MM, D.5.00 MM , 52GR ANGLED PADR ABUTMENT H.2 MM, D.5.00 MM , 52GR ANGLED PADR ABUTMENT H.3 MM, D.5.00 MM , 52GR ANGLED PADR ABUTMENT H.4 MM, D.5.00 MM , 52GR ANGLED PADR ABUTMENT H.5 MM, D.5.00 MM , 52GR ANGLED PADR ABUTMENT H.6 MM, D.5.00 MM , 52GR ANGLED PADR ABUTMENT D.5.00 MM , 60GR ANGLED PADR ABUTMENT H.1 MM, D.5.00 MM , 60GR ANGLED PADR ABUTMENT H.2 MM, D.5.00 MM , 60GR ANGLED PADR ABUTMENT H.3 MM, D.5.00 MM , 60GR ANGLED PADR ABUTMENT H.4 MM, D.5.00 MM , 60GR ANGLED PADR ABUTMENT H.5 MM, D.5.00 MM , 60GR ANGLED PADR ABUTMENT H.6 MM, D.5.00 MM , 60GR ANGLED PADR ABUTMENT D.5.00 MM , AESTHETIC TRANSGINGIVAL HEALING CAP PRE/KOH D.3.80 MM , PLAIN ABUTMENT H2 MM PREMIUM D.3.30 MM , PLAIN ABUTMENT H3 MM PREMIUM D.3.30 MM , PLAIN ABUTMENT H4 MM PREMIUM D.3.30 MM , PLAIN ABUTMENT H2 MM PREMIUM D.3.80 MM , PLAIN ABUTMENT H3 MM PREMIUM D.3.80 MM , PLAIN ABUTMENT H4 MM PREMIUM D.3.80 MM , PLAIN ABUTMENT H2 MM D.4.25 MM EX.2.30 , PLAIN ABUTMENT H3 MM D.4.25 MM EX.2.30 , PLAIN ABUTMENT H4 MM D.4.25 MM EX.2.30 , PLAIN ABUTMENT H2 MM D.5.00 MM EX.2.30 , PLAIN ABUTMENT H3 MM D.5.00 MM EX.2.30 , PLAIN ABUTMENT H4 MM D.5.00 MM EX.2.30 , HEALING CAP FOR PLAIN ABUTMENT PREMIUM D.3.30 MM , HEALING CAP FOR PLAIN ABUTMENT PRE-KOH D.3.80 MM , HEALING CAP FOR PLAIN ABUTMENT PRE-KOH D.4.25 MM , HEALING CAP FOR PLAIN ABUTMENT PRE-KOH D.5.00 MM , OPEN TRAY TRANSFER FOR PLAIN ABUTMENT , AESTHETIC TEMPORARY POST PRE-KOH, D.3.3-3.8 MM REP. , AESTHETIC TEMPORARY POST PRE-KOH, D.3.3-3.8 MM NO REP. , T-CONNECT FOR SINGLE CROWN A/SH D. 3,30 H.4 MM, H.1 MM , T-CONNECT FOR SINGLE CROWN A/SH D. 3,30 H.4 MM, H.2 MM , T-CONNECT FOR SINGLE CROWN A/SH D. 3,30 H.4 MM, H.3 MM , T-CONNECT FOR SINGLE CROWN A/SH D. 3,80 H.4 MM, H.1 MM , T-CONNECT FOR SINGLE CROWN A/SH D. 3,80 H.4 MM, H.2 MM , T-CONNECT FOR SINGLE CROWN A/SH D. 3,80 H.4 MM, H.3 MM , T-CONNECT FOR IMPLANTS BRIDGES A/SH D. 3,30 H.4 MM, H.1 MM , T-CONNECT FOR IMPLANTS BRIDGES A/SH D. 3,30 H.4 MM, H.2 MM , T-CONNECT FOR IMPLANTS BRIDGES A/SH D. 3,30 H.4 MM, H.3 MM , T-CONNECT FOR IMPLANTS BRIDGES A/SH D. 3,80 H.4 MM, H.1 MM , T-CONNECT FOR IMPLANTS BRIDGES A/SH D. 3,80 H.4 MM, H.2 MM , T-CONNECT FOR IMPLANTS BRIDGES A/SH D. 3,80 H.4 MM, H.3 MM , T CONNECT FOR SINGLE -2 CROWN D.3.30 CONE SMALL , T CONNECT FOR SINGLE -2 CROWN D.3.80 CONE SMALL , T CONNECT FOR SINGLE CROWN D.3.30, TMG.H.1.5MM , T CONNECT FOR SINGLE CROWN D.3.30, TMG.H.2.5MM , T CONNECT FOR SINGLE CROWN D.3.80, TMG.H.1.5MM , T CONNECT FOR SINGLE CROWN D.3.80, TMG.H.2.5MM , T CONNECT FOR SINGLE -2 CROWN 4.25 EX2.3 CONE LARGE , T CONNECT FOR SINGLE -2 CROWN 5.00 EX2.3 CONE LARGE , TRANSGINGIVAL HEALING CAP H2MM STRAIGHT PROF., PREMIUM 3.30MM , TRANSGINGIVAL HEALING CAP H3MM STRAIGHT PROF., PREMIUM 3.30MM , TRANSGINGIVAL HEALING CAP H5MM STRAIGHT PROF., PREMIUM 3.30MM , TRANSGINGIVAL HEALING CAP H7MM STRAIGHT PROF., PREMIUM 3.30MM , TRANSGINGIVAL HEALING CAP H8MM STRAIGHT PROF., PREMIUM 3.30MM , TRANSGINGIVAL HEALING CAP H2MM STRAIGHT PROF., PRE-KOH 3.80MM , TRANSGINGIVAL HEALING CAP H3MM STRAIGHT PROF., PRE-KOH 3.80MM , TRANSGINGIVAL HEALING CAP H5MM STRAIGHT PROF.,PRE-KOH 3.80MM , TRANSGINGIVAL HEALING CAP BOPT TECHN.,PRE/KOH D.3,30-3,80 MM , TRANSGINGIVAL HEALING CAP H2MM WIDE PROF. A/SH D. 3,30 H.2 MM , TRANSGINGIVAL HEALING CAP H3MM WIDE PROF. A/SH D. 3,30 H.3 MM , TRANSGINGIVAL HEALING CAP H4MM WIDE PROF. A/SH D. 3,30 H.4 MM , TRANSGINGIVAL HEALING CAP H2MM WIDE PROF. A/SH D. 3,80 H.2 MM , TRANSGINGIVAL HEALING CAP H3MM WIDE PROF. A/SH D. 3,80 H.3 MM , TRANSGINGIVAL HEALING CAP H4MM WIDE PROF. A/SH D. 3,80 H.4 MM , TRANSGINGIVAL HEALING CAP H2MM ANAT.PROF., PREMIUM D.3.30 MM , TRANSGINGIVAL HEALING CAP H3MM ANAT.PROF., PREMIUM D.3.30 MM , TRANSGINGIVAL HEALING CAP H5MM ANAT.PROF., PREMIUM D.3.30 MM , TRANSGINGIVAL HEALING CAP H2MM ANAT.PROF., PRE-KOH D.3.80 MM , TRANSGINGIVAL HEALING CAP H3MM ANAT.PROF., PRE-KOH D.3.80 MM , TRANSGINGIVAL HEALING CAP H5MM ANAT.PROF., PRE-KOH D.3.80 MM , TRANSGINGIVAL HEALING CAP H7MM ANAT.PROF., PRE-KOH D.3.80 MM , TRANSGINGIVAL HEALING CAP H2MM ANAT.PROF.,D.4.25 MM EX.2.30 , TRANSGINGIVAL HEALING CAP H3MM ANAT.PROF.,D.4.25 MM EX.2.30 , TRANSGINGIVAL HEALING CAP H5MM ANAT.PROF.,D.4.25 MM EX.2.30 , TRANSGINGIVAL HEALING CAP H7MM ANAT.PROF.,D.4.25 MM EX.2.30 , TRANSGINGIVAL HEALING CAP H2MM ANAT.PROF.,D.5.00 MM EX.2.30 , TRANSGINGIVAL HEALING CAP H3MM ANAT.PROF.,D.5.00 MM EX.2.30 , TRANSGINGIVAL HEALING CAP H5MM ANAT.PROF.,D.5.00 MM EX.2.30 , TRANSGINGIVAL HEALING CAP H7MM ANAT.PROF.,D.5.00 MM EX.2.30 , TRANSGINGIVAL HEALING CAP OCCLUSION TECH. D.3.30 H. 5 , TRANSGINGIVAL HEALING CAP OCCLUSION TECH. D.3.30 H. 7 , TRANSGINGIVAL HEALING CAP OCCLUSION TECH. D.3.30 H. 9 , TRANSGINGIVAL HEALING CAP OCCLUSION TECH. D.3.80 H. 5 , TRANSGINGIVAL HEALING CAP OCCLUSION TECH. D.3.80 H. 7 , TRANSGINGIVAL HEALING CAP OCCLUSION TECH. D.3.80 H. 9 , TRANSGINGIVAL HEALING CAP OCCLUSION TECH. D.4.25 H. 5 , TRANSGINGIVAL HEALING CAP OCCLUSION TECH. D.4.25 H. 7 , TRANSGINGIVAL HEALING CAP OCCLUSION TECH. D.4.25 H. 9 , TRANSGINGIVAL HEALING CAP H2MM FOR TCR, A/SH D. 3,30 H.2 MM , TRANSGINGIVAL HEALING CAP H3MM FOR TCR, A/SH D. 3,30 H.3 MM , TRANSGINGIVAL HEALING CAP H5MM FOR TCR, A/SH D. 3,30 H.5 MM , TRANSGINGIVAL HEALING CAP H2MM FOR TCR, A/SH D. 3,80 H.2 MM , TRANSGINGIVAL HEALING CAP H3MM FOR TCR, A/SH D. 3,80 H.3 MM , TRANSGINGIVAL HEALING CAP H5MM FOR TCR, A/SH D. 3,80 H5 MM , TRANSGINGIVAL HEALING CAP H3MM STRAIGHT, D.5.00 MM, EX.2.30 , TRANSGINGIVAL HEALING CAP H5MM STRAIGHT, D.5.00 MM, EX.2.30 , OPEN TRAY TRANSFER FOR PREMIUM STRAIGHT PROF., D.3.30 MM , OPEN TRAY TRANSFER FOR PRE-KOH STRAIGHT PROF., D.3.80 MM , OPEN TRAY TRANSFER STRAIGHT, D.4.25 MM EX.2.30 , OPEN TRAY TRANSFER STRAIGHT, D.5.00 MM EX.2.30 , OPEN TRAY TRANSFER FOR ABUT. PREMIUM D.3.30 MM , OPEN TRAY TRANSFER FOR ABUT. PRE-KOH D.3.80 MM , PULL-UP TRANSFER FOR PREMIUM STRAIGHT PROF., D.3.30 MM , OPEN TRAY TRANSFER FOR PREMIUM ANATOMICAL PROF., D.3.30 MM , OPEN TRAY TRANSFER FOR PREMIUM ANATOMICAL PROF., D.3.80 MM , OPEN TRAY TRANSFER ANAT PROF, D.4.25 MM EX.2.30 , OPEN TRAY TRANSFER ANAT PROF, D.5.00 MM EX.2.30 , PULL-UP TRANSFER FOR PREMIUM ANATOMICAL PROF., D.3.30 MM , PULL-UP TRANSFER FOR PRE-KOH ANATOMICAL PROF., D.3.80 MM , PULL-UP TRANSFER ANAT PROF, D.4.25 MM EX.2.30 , PULL-UP TRANSFER ANAT PROF, D.5.00 MM EX.2.30 , CLOSED TRAY TRANSF.FOR PREMIUM ANATOMICAL PROF., D.3.30 MM , CLOSED TRAY TRANSF.FOR PRE-KOH ANATOMICAL PROF., D.3.80 MM , CLOSED TRAY TRANSFER ANAT PROF, D.4.25 MM EX.2.30 , CLOSED TRAY TRANSFER ANAT PROF, D.5.00 MM EX.2.30 , CLOSED TRAY TRANSF.FOR PREMIUM STRAIGHT PROF., D.3.30 MM , TRANSFER PILAS. PREFORMATO XA D.3,30 MM , TRANSFER PILAS. PREFORMATO XA D.3,80 MM , CASTABLE REP. POST WITH GOLD BASE, PREMIUM D.3.30 MM , CAST. NON REP. POST WITH GOLD BASE, PRE-KOH D.3.80 MM , CASTABLE REP. POST WITH GOLD BASE, PRE-KOH D.3.80 MM , CAST. NON REP. POST WITH GOLD BASE,D.4.25 MM EX.2.30 , CASTABLE REP. POST WITH GOLD BASE,D.4.25 MM EX.2.30 , CAST. NON REP. POST WITH GOLD BASE,D.5.00 MM EX.2.30 , CASTABLE REP. POST WITH GOLD BASE,D.5.00 MM EX.2.30 , CASTABLE REP. POST WITH CRCO BASE, PREMIUM D.3.30 MM , CAST. NON REP. POST WITH CRCO BASE, PRE-KOH D.3,80 MM , CASTABLE REP. POST WITH CRCO BASE, PRE-KOH D.3.80 MM , CAST. NON REP. POST WITH CRCO BASE,D.4.25 MM EX.2.30 , CASTABLE REP. POST WITH CRCO BASE,D.4.25 MM EX.2.30 , CAST. NON REP. POST WITH CRCO BASE,D.5.00 MM EX.2.30 , CASTABLE REP. POST WITH CRCO BASE,D.5.00 MM EX.2.30 , CAST.REP. POST WITH TITANIUM BASE, PRE-KOH D.3.30 MM , CAST.REP. POST WITH TITANIUM BASE, PRE-KOH D.3.80 MM , ABUTMENT SCREW M1.8 PRE-KOH D.3.30/3.80 MM , SCREW FOR ABUTMENT TRANSFER M1.8, PRE-KOH D.3.30/3.80 MM , POST SCREW M1.8 ECHO , IMPRESSION TAKING CAP FOR BOPT POST, 5 PIECES , POLYAMIDE CAP BALL ATTACHMENTS LARGE (D.2.20 MM) , TITANIUM CAP FOR STANDARD BALL D.2.20 MM , GOLD CAP D 2.20 MM - , CONOMETRIC CAP FOR SCREWING , CONOMETRIC CAP FOR SCREWING, SMALL , CONOMETRIC CAP FOR SCREWING, MEDIUM , CONOMETRIC CAP FOR SCREWING, LARGE , TEMP. CAP FOR PRE-MADE POSTS,WELDING TECHNIQUE , CONOMETRIC CAP FOR TEMPORARY PROC., SMALL , CONOMETRIC CAP FOR TEMPORARY PROC., LARGE , FINAL CAP FOR PRE-MADE POSTS,WELDING TECHNIQUE , CONOMETRIC CAP FOR FINAL PROC. , CONOMETRIC CAP FOR FINAL PROC., SMALL , CONOMETRIC CAP FOR FINAL PROC., MEDIUM , CONOMETRIC CAP FOR FINAL PROC., LARGE , IMPR. CAP FOR PRE-MADE POSTS,WELDING TECHNIQUE , TRANSFER CAP FOR PRE-MADE ABUT , TRANSFER CAP FOR PRE-MADE ABUT., SMALL , TRANSFER CAP FOR PRE-MADE ABUT., MEDIUM , TRANSFER CAP FOR PRE-MADE ABUT.,LARGE , CONOMETRIC CAP REPOSITIONABLE , CONOMETRIC CAP REPOSITIONABLE, SMALL , CONOMETRIC CAP REPOSITIONABLE, MEDIUM , CONOMETRIC CAP REPOSITIONABLE, LARGE , CONOMETRIC CAP WITH PIN , CONOMETRIC CAP WITH PIN, SMALL , CONOMETRIC CAP WITH PIN, MEDIUM , CONOMETRIC CAP WITH PIN, LARGE , CAP FOR PRE-MADE ABUTWELDING TECHNIQUE , CAP FOR PRE-MADE ABUTWELDING TECHNIQUE, SMALL , CAP FOR PRE-MADE ABUTWELDING TECHNIQUE, MEDIUM , CAP FOR PRE-MADE ABUT WELDING TECHNIQUE, LARGE , CONOMETRIC CAP FOR TEMPORARY PROC., MEDIUM , CONOMETRIC CAP FOR REMOVAL PROCEDURE , CONOMETRIC CAP FOR REMOVAL PROC., SMALL , CONOMETRIC CAP FOR REMOVAL PROC., MEDIUM , CONOMETRIC CAP FOR REMOVAL PROC., LARGE , PIN DIVISIBLE FOR OVOIDAL BAR , GOLD PINS U PROFILE FOR ROUND BAR D.1.80 MM , STEEL CAP CONTAINER FOR BALLATTACHMENTS D.2.20 MM , WELDING TECHNIQUE BAR D.1.2 MM L.150 MM (5 PIECES) , WELDING TECHNIQUE BAR D.1.5 MM L.150 MM (5 PIECES) , WELDING TECHNIQUE BAR D.1.8 MM L.150 MM (5 PIECES) , WELDING TECNIQUE BAR 1X3 MM (5 PCS) , WELDING TECNIQUE BAR 2X4 MM (5 PCS) , SPARE RETENTION SPRING TIT.CAP CAP-TIT-1 , SPARE SOFT RETENTION SPRING FOR CAP-TIT-1 , MILLABLE TIT. SLEEVE FOR PAD ABUTMENT , ABUTMENT TIT. D.12 SW.ATT. ROT , SNAP ON CAP FOR CLOSED TRAY IMPRESSION ON PAD ABUTMENT , POM CAP FOR IMPRESSION TAKING ON PAD ABUT,RETENTIVE,NON REP. , PMMA CAST.SLEEVE FOR PAD ABUT. NON REPOSITIONABLE , PMMA CAST.SLEEVE FOR PAD ABUT. REPOSITIONABLE , CASTABLE CENTERING DEVICE FOR LE VELE TECHNIQUE , PMMA CAST.SLEEVE FOR PAD ABUT.TO CEMENT ON TITANIUM SLEEVES , HEALING CAP FOR PAD ABUTMENT , PEEK CAST.SLEEVE FOR PAD ABUT. NON REPOSITIONABLE , PEEK CAST.SLEEVE FOR PAD ABUT. REPOSITIONABLE , TITANIUM SLEEVE FOR PAD ABUT. NON REPOSITIONABLE , TITANIUM SLEEVE FOR PAD ABUT. REPOSITIONABLE , TITANIUM SLEEVE FOR PAD ABUT. NON REPOSITIONABLE, SLIM , TITANIUM SLEEVE FOR PAD ABUT. REPOSITIONABLE, SLIM , TIT. SLEEVE FOR PAD ABUTMENT LE VELE TECHNIQUE , SCANBODY INTRAORAL FOR PAD H0.5 MM , SCANBODY INTRAORAL FOR PAD H2 MM , SCANBODY INTRAORAL FOR PAD H4 MM , SCANBODY INTRAORAL FOR PAD H6 MM , SCANBODY INTRAORAL FOR PAD , INTRAORAL SCAMBODY PAD , COMPLETE PACKAGING FOR LE VELE TECHNIQUE , RUBBER O-RING 3.50x0.90 FOR LE VELE TECHNIQUE , T-CONNECT FOR SINGLE CROWN PAD , T-CONNECT FOR IMPLANTS BRIDGES PAD , PMMA CAST.SLEEVE FOR T-CONNECT PAD , RETENTIVE TOP FOR LE VELE TECHNIQUE , OPEN TRAY TRANSF.FOR PAD ABUT. NON REPOSITIONABLE , OPEN TRAY TRANSF.FOR PAD ABUT. REPOSITIONABLE , CAST. NON REP. POST WITH GOLD BASE, PAD ABUT. , TEMPORARY ABUT, PEEK ANAT. PROF., REP.,H2, D.3.30MM , TEMPORARY ABUT, PEEK ANAT. PROF., REP.,H2, D.3.80MM , SIMPLE TEMP. POST TIT. NON REP WIDE PROF., PREMIUM D.3.30MM , SIMPLE TEMP. POST TIT. NON REP WIDE PROF., PRE-KOH D.3.80MM , SIMPLE TEMP. POST TIT. NON REP ANAT.PROF., PREMIUM D.3.30MM , SIMPLE TEMP. POST TIT. NON REP ANAT.PROF., PRE-KOH D.3.80MM , SIMPLE TEMP. POST TIT. REP. ANAT.PROF., PREMIUM D.3.30MM , SIMPLE TEMP. POST TIT. REP. ANAT.PROF., PRE-KOH D.3.80MM , SIMPLE TEMP. POST PEEK+TIT REP STRAIGHT PROF., PREMIUM 3.30MM , SIMPLE TEMP. POST TIT. NON REP STRAIGHT PROF., PREMIUM D.3.30 , SIMPLE TEMP. POST TIT. NON REP STRAIGHT PROF., PRE/KOH D.3.80 , SIMPLE TEMP. POST TIT. REP. STRAIGHT PROF., PREMIUM D.3.30 , SIMPLE TEMP. POST TIT. REP. STRAIGHT PROF., PRE/KOH D.3.80 , SIMPLE TEMP. POST TIT. NON REP STRAIGHT PROF.,D.4.25 EX.2.30 , SIMPLE TEMP. POST TIT. NON REP STRAIGHT PROF.,D.5.00 EX.2.30 , SIMPLE TEMP. POST TIT. REP STRAIGHT PROF D.4.25 EX.2.30 , SIMPLE TEMP. POST TIT. REP STRAIGHT PROF., D.5.00 EX.2.30 , SIMPLE TEMP. POST TIT. NON REP D.3.30 , SIMPLE TEMP. POST TIT. NON REP D.3.80 , SIMPLE TEMP. POST TIT. REP D.3.30 , SIMPLE TEMP. POST TIT. REP D.3.80 , SIMPLE TEMP. POST PEEK+TIT REP ANAT. PROF., PREMIUM D.3.30MM , SIMPLE TEMP. POST PEEK+TIT REP ANAT. PROF., PREMIUM D.3.80MM , SIMPLE TEMP. POST PEEK+TIT REP ANAT. PROF.,D.4.25MM EX.2.30 , SIMPLE TEMP. POST PEEK+TIT REP ANAT. PROF.,D.5.00MM EX.2.30 , 17GR ANGLED PAD ABUT., H3 MM PREMIUM D.3.30 MM , 17GR ANGLED PAD ABUT., H5 MM PREMIUM D.3.30 MM , 30GR ANGLED PAD ABUT., H3 MM PREMIUM D.3.30 MM , 30GR ANGLED PAD ABUT., H5 MM PREMIUM D.3.30 MM , 17GR ANGLED PAD ABUT., H3 MM PREMIUM-KOHNO D.3.80 MM , 17GR ANGLED PAD ABUT., H5 MM REMIUM-KOHNO D.3.80 MM , 30GR ANGLED PAD ABUT., H3 MM PREMIUM-KOHNO D.3.80 MM , 30GR ANGLED PAD ABUT., H5 MM PREMIUM-KOHNO D.3.80 MM , 17GR ANGLED PAD ABUT., H3 MM D.4.25 MM EX.2.30 , 17GR ANGLED PAD ABUT., H5 MM D.4.25 MM EX.2.30 , 30GR ANGLED PAD ABUT., H3 MM D.4.25 MM EX.2.30 , 30GR ANGLED PAD ABUT., H5 MM D.4.25 MM EX.2.30 , 17GR ANGLED PAD ABUT., H3 MM D.5.00 MM EX.2.30 , 17GR ANGLED PAD ABUT., H5 MM D.5.00 MM EX.2.30 , 30GR ANGLED PAD ABUT., H3 MM D.5.00 MM EX.2.30 , 30GR ANGLED PAD ABUT., H5 MM D.5.00 MM EX.2.30 , STRAIGHT PAD ABUTMENT, H1.5 MM PREMIUM D.3.30 MM , STRAIGHT PAD ABUTMENT, H3 MM PREMIUM D.3.30 MM , STRAIGHT PAD ABUTMENT, H4 MM PREMIUM D.3.30 MM , STRAIGHT PAD ABUTMENT, H1.5 MM PREMIUM-KOHNO D.3.80 MM , STRAIGHT PAD ABUTMENT, H3 MM PREMIUM-KOHNO D.3.80 MM , STRAIGHT PAD ABUTMENT, H4 MM PREMIUM-KOHNO D.3.80 MM , STRAIGHT PAD ABUTMENT, H1.5 MM D.4.25 MM EX.2.30 , STRAIGHT PAD ABUTMENT, H3 MM D.4.25 MM EX.2.30 , STRAIGHT PAD ABUTMENT, H4 MM D.4.25 MM EX.2.30 , STRAIGHT PAD ABUTMENT, H1.5 MM D.5.00 MM EX.2.30 , STRAIGHT PAD ABUTMENT, H3 MM D.5.00 MM EX.2.30 , STRAIGHT PAD ABUTMENT, H4 MM D.5.00 MM EX.2.30 , STRAIGHT RED. PAD ABUT., H1.5 MM D.3.30 MM , STRAIGHT RED. PAD ABUT., H3 MM D.3.30 MM , STRAIGHT RED. PAD ABUT., H4 MM D.3.30 MM , STRAIGHT RED. PAD ABUT., H1.5 MM D.3.80 MM , STRAIGHT RED. PAD ABUT., H3 MM D.3.80 MM , STRAIGHT RED. PAD ABUT., H4 MM D.3.80 MM , STRAIGHT RED. PAD ABUT., H1.5 MM D.4.25 MM , STRAIGHT RED. PAD ABUT., H3 MM D.4.25 MM , STRAIGHT RED. PAD ABUT., H4 MM D.4.25 MM , STRAIGHT RED. PAD ABUT., H1.5 MM D.5.00 MM , STRAIGHT RED. PAD ABUT., H3 MM D.5.00 MM , STRAIGHT RED. PAD ABUT., H4 MM D.5.00 MM , 17GR ANGLED RED. PAD ABUT., H3 MM, D.3.30 MM , 17GR ANGLED RED. PAD ABUT., H5 MM, D.3.30 MM , 30GR ANGLED RED. PAD ABUT., H3 MM, D.3.30 MM , 30GR ANGLED RED. PAD ABUT., H5 MM, D.3.30 MM , 17GR ANGLED RED. PAD ABUT., H3 MM, D.3.80 MM , 17GR ANGLED RED. PAD ABUT., H5 MM, D.3.80 MM , 30GR ANGLED RED. PAD ABUT., H3 MM, D.3.80 MM , 30GR ANGLED RED. PAD ABUT., H5 MM, D.3.80 MM , 17GR ANGLED RED. PAD ABUT., H3 MM, D.4.25 MM , 17GR ANGLED RED. PAD ABUT., H5 MM, D.4.25 MM , PRE-MADE REP. ABUT STRAIGHT PROF., H2,D.4.25 EX.2.30 SHORT , PRE-MADE REP. ABUT STRAIGHT PROF., H4,D.4.25 EX.2.30 SHORT , PRE-MADE REP. ABUT STRAIGHT PROF., H1,D.5.00 EX.2.30 SHORT , PRE-MADE REP. ABUT STRAIGHT PROF., H2,D.5.00 EX.2.30 SHORT , PRE-MADE REP. ABUT STRAIGHT PROF., H4,D.5.00 EX.2.30 SHORT , SOLID ONE-PIECE ABUTMENT PREMIUM D. 3.30 MM , SOLID ONE-PIECE ABUTMENT PRE-KOH D. 3.80 MM , PRE-MADE REP. ABUT ANATOMICAL PROF., H1 MM, PREMIUM D.3.30MM , PRE-MADE REP. ABUT ANATOMICAL PROF., H2 MM, PREMIUM D.3.30MM , PRE-MADE REP. ABUT ANATOMICAL PROF., H4 MM, PREMIUM D.3.30MM , PRE-MADE REP. ABUT ANATOMICAL PROF., H1 MM, PRE-KOH D.3.80MM , PRE-MADE REP. ABUT ANATOMICAL PROF., H2 MM, PRE-KOH D.3.80MM , PRE-MADE REP. ABUT ANATOMICAL PROF., H4 MM, PRE-KOH D.3.80MM , PRE-MADE REP. ABUT ANATOMICAL PROF.,H1 PREMIUM D.3.30 SHORT , PRE-MADE REP. ABUT ANATOMICAL PROF.,H2 PREMIUM D.3.30 SHORT , PRE-MADE REP. ABUT ANATOMICAL PROF.,H4 PREMIUM D.3.30 SHORT , PRE-MADE REP. ABUT ANATOMICAL PROF.,H1 PREMIUM D.3.80 SHORT , PRE-MADE REP. ABUT ANATOMICAL PROF.,H2 PREMIUM D.3.80 SHORT , PRE-MADE REP. ABUT ANATOMICAL PROF.,H4 PREMIUM D.3.80 SHORT , PRE-MADE REP. ABUT ANATOMICAL PROF., H1 MM,D.4.25MM EX.2.30 , PRE-MADE REP. ABUT ANATOMICAL PROF., H2 MM,D.4.25MM EX.2.30 , PRE-MADE REP. ABUT ANATOMICAL PROF., H4 MM,D.4.25MM EX.2.30 , PRE-MADE REP. ABUT ANATOMICAL PROF., H1 MM,D.5.00MM EX.2.30 , PRE-MADE REP. ABUT ANATOMICAL PROF., H2 MM,D.5.00MM EX.2.30 , PRE-MADE REP. ABUT ANATOMICAL PROF., H4 MM,D.5.00MM EX.2.30 , PRE-MADE REP. ABUT ANATOMICAL PROF., H1,D.4.25 EX.2.30 SHORT , PRE-MADE REP. ABUT ANATOMICAL PROF., H2,D.4.25 EX.2.30 SHORT , PRE-MADE REP. ABUT ANATOMICAL PROF., H4,D.4.25 EX.2.30 SHORT , PRE-MADE REP. ABUT ANATOMICAL PROF., H1,D.5.00 EX.2.30 SHORT , PRE-MADE REP. ABUT ANATOMICAL PROF., H2,D.5.00 EX.2.30 SHORT , PRE-MADE REP. ABUT ANATOMICAL PROF., H4,D.5.00 EX.2.30 SHORT , PRE-MADE POST ANGLED PRE-KOH 5GR., HEX 2.30 , PRE-MADE POST ANGLED PRE-KOH 10GR., HEX 2.30 , PRE-MADE POST ANGLED PRE-KOH 15GR., HEX 2.30 , ANGLED PRE-MADE ABUTMENT 5GR, D.3.30 MM , ANGLED PRE-MADE ABUTMENT 7.5GR, D.3.30 MM , ANGLED PRE-MADE ABUTMENT 10GR, D.3.30 MM , ANGLED PRE-MADE ABUTMENT 15GR, D.3.30 MM , ANGLED PRE-MADE ABUTMENT 20GR, D.3.30 MM , ANGLED PRE-MADE ABUTMENT 25GR, D.3.30 MM , ANGLED PRE-MADE ABUTMENT 30GR, D.3.30 MM , ANGLED PRE-MADE ABUTMENT 5GR, D.3.30 MM, SMALL , ANGLED PRE-MADE ABUTMENT 7.5GR, D.3.30 MM, SMALL , ANGLED PRE-MADE ABUTMENT 10GR, D.3.30 MM, SMALL , ANGLED PRE-MADE ABUTMENT 15GR, D.3.30 MM, SMALL , ANGLED PRE-MADE ABUTMENT 20GR, D.3.30 MM, SMALL , ANGLED PRE-MADE ABUTMENT 25GR, D.3.30 MM, SMALL , ANGLED PRE-MADE ABUTMENT 30GR, D.3.30 MM, SMALL , ANGLED PRE-MADE ABUTMENT 5GR, D.3.30 MM, LARGE , ANGLED PRE-MADE ABUTMENT 7.5GR, D.3.30 MM, LARGE , MONKON I DREJTE I PARAPREGATITUR D.5.00, H.1.5 MM I MADHE , MONKON I DREJTE I PARAPREGATITUR D.5.00, H.2 MM I MADHE , MONKON I DREJTE I PARAPREGATITUR D.5.00, H.2.5 MM I MADHE , MONKON I DREJTE I PARAPREGATITUR D.5.00, H.3 MM I MADHE , MONKON I DREJTE I PARAPREGATITUR D.5.00, H.4 MM I MADHE, MONKON I DREJTE I PARAPREGATITUR D.5.00, H.5 MM I MADHE , POST BOPT TECHNIQUE PRE-KOH, D.3,30-3,80 MM , MILLABLE POST, REP. STRAIGHT PROF.,PREMIUIM 3.30MM , MILLABLE POST, REP. STRAIGHT PROF.,PRE-KOH 3.80MM , MILLABLE POST, REP. STRAIGHT, D.4.25 MM EX.2.30 , MILLABLE POST, REP. STRAIGHT, D.5.00 MM EX.2.30 , PRE-ANGLED REP. MILLABLE POST STRAIGHT PROF., PREMIUM 3.30MM , PRE-ANGLED REP. MILLABLE POST ANATOMICAL PROF., PREMIUM 3.30 , PRE-ANGLED REP. MILLABLE POST ANATOMICAL PROF., PRE-KOH 3.80 , PRE-ANGLED REP. MILLABLE POST ANATOM.PROF.,D.4.25 MM EX.2.30 , PRE-ANGLED REP. MILLABLE POST ANATOM.PROF.,D.5.00 MM EX.2.30 , MILLABLE POST, REP. ANATOMICAL PROF., PREMIUM 3.30 , MILLABLE POST, REP. ANATOMICAL PROF., PRE-KOH 3.80 , MILLABLE POST, REP. ANAT PROF, D.4.25 MM EX.2.30 , MILLABLE POST, REP. ANAT PROF, D.5.00 MM EX.2.30 , MILLABLE REP. POST FOR SIMPLE TECHNIQUE, PREMIUM 3.30 , MILLABLE REP. POST FOR SIMPLE TECHNIQUE, PRE-KOH 3.80 , MILLABLE REP. POST FOR SIMPLE TECH,D.4.25 MM EX.2.30 , MILLABLE REP. POST FOR SIMPLE TECH,D.5.00 MM EX.2.30 , MILLABLE REP. POST FOR INTERCEPT. TECH.,PRE-KOH 3.80 , ANGLED PRE-MADE ABUTMENT 10GR, D.3.30 MM, LARGE , ANGLED PRE-MADE ABUTMENT 15GR, D.3.30 MM, LARGE , ANGLED PRE-MADE ABUTMENT 20GR, D.3.30 MM, LARGE , ANGLED PRE-MADE ABUTMENT 25GR, D.3.30 MM, LARGE , ANGLED PRE-MADE ABUTMENT 30GR, D.3.30 MM, LARGE , ANGLED PRE-MADE ABUTMENT 7.5GR, D.3.30 MM, H.1 , ANGLED PRE-MADE ABUTMENT 7.5GR, D.3.30 MM, H.2 , ANGLED PRE-MADE ABUTMENT 7.5GR, D.3.30 MM, H.3 , ANGLED PRE-MADE ABUTMENT 15GR, D.3.30 MM, H.1 , ANGLED PRE-MADE ABUTMENT 15GR, D.3.30 MM, H.2 , ANGLED PRE-MADE ABUTMENT 15GR, D.3.30 MM, H.3 , ANGLED PRE-MADE ABUTMENT 20GR, D.3.30 MM, H.1 , ANGLED PRE-MADE ABUTMENT 20GR, D.3.30 MM, H.2 , ANGLED PRE-MADE ABUTMENT 20GR, D.3.30 MM, H.3 , ANGLED PRE-MADE ABUTMENT 30GR, D.3.30 MM, H.1 , ANGLED PRE-MADE ABUTMENT 30GR, D.3.30 MM, H.2 , ANGLED PRE-MADE ABUTMENT 30GR, D.3.30 MM, H.3 , ANGLED PRE-MADE ABUTMENT 5GR, D.3.80 MM , ANGLED PRE-MADE ABUTMENT 7.5GR, D.3.80 MM , ANGLED PRE-MADE ABUTMENT 10GR, D.3.80 MM , ANGLED PRE-MADE ABUTMENT 15R, D.3.80 MM , ANGLED PRE-MADE ABUTMENT 20GR, D.3.80 MM , ANGLED PRE-MADE ABUTMENT 25GR, D.3.80 MM , ANGLED PRE-MADE ABUTMENT 30GR, D.3.80 MM , ANGLED PRE-MADE ABUTMENT 5GR, D.3.80 MM, SMALL , ANGLED PRE-MADE ABUTMENT 7.5GR, D.3.80 MM, SMALL , ANGLED PRE-MADE ABUTMENT 10GR, D.3.80 MM, SMALL , ANGLED PRE-MADE ABUTMENT 15GR, D.3.80 MM, SMALL , ANGLED PRE-MADE ABUTMENT 20GR, D.3.80 MM, SMALL , ANGLED PRE-MADE ABUTMENT 25GR, D.3.80 MM, SMALL , ANGLED PRE-MADE ABUTMENT 30GR, D.3.80 MM, SMALL , ANGLED PRE-MADE ABUTMENT 5GR, D.3.80 MM, LARGE , ANGLED PRE-MADE ABUTMENT 7.5GR, D.3.80 MM, LARGE , ANGLED PRE-MADE ABUTMENT 10GR, D.3.80 MM, LARGE , ANGLED PRE-MADE ABUTMENT 15GR, D.3.80 MM, LARGE , ANGLED PRE-MADE ABUTMENT 20GR, D.3.80 MM, LARGE , ANGLED PRE-MADE ABUTMENT 25GR, D.3.80 MM, LARGE , ANGLED PRE-MADE ABUTMENT 30GR, D.3.80 MM, LARGE , ANGLED PRE-MADE ABUTMENT 7.5GR, D.3.80 MM, H.1 , ANGLED PRE-MADE ABUTMENT 7.5GR, D.3.80 MM, H.2 , ANGLED PRE-MADE ABUTMENT 7.5GR, D.3.80 MM, H.3 , ANGLED PRE-MADE ABUTMENT 15GR, D.3.80 MM, H.1 , ANGLED PRE-MADE ABUTMENT 15GR, D.3.80 MM, H.2 , ANGLED PRE-MADE ABUTMENT 15GR, D.3.80 MM, H.3 , ANGLED PRE-MADE ABUTMENT 20GR, D.3.80 MM, H.1 , ANGLED PRE-MADE ABUTMENT 20GR, D.3.80 MM, H.2 , ANGLED PRE-MADE ABUTMENT 20GR, D.3.80 MM, H.3 , ANGLED PRE-MADE ABUTMENT 30GR, D.3.80 MM, H.1 , ANGLED PRE-MADE ABUTMENT 30GR, D.3.80 MM, H.2 , ANGLED PRE-MADE ABUTMENT 30GR, D.3.80 MM, H.3 , 15GR ANGLE PRE-MADE ABUT XA REP., D.4.25 H1 MM , 15GR ANGLE PRE-MADE ABUT XA REP., D.4.25 H2 MM , 25GR ANGLE PRE-MADE ABUT XA REP., D.4.25 H1 MM , 25GR ANGLE PRE-MADE ABUT XA REP., D.4.25 H2 MM , 15GR ANGLE PRE-MADE ABUT XA REP., D.5.00 H1 MM , 15GR ANGLE PRE-MADE ABUT XA REP., D.5.00 H2 MM , 25GR ANGLE PRE-MADE ABUT XA REP., D.5.00 H1 MM , 25GR ANGLE PRE-MADE ABUT XA REP., D.5.00 H2 MM , PRE-MADE POST STRAIGHT PRE-KOH H0.5 MM, HEX2.30 , PRE-MADE POST STRAIGHT PRE-KOH H1 MM, HEX2.30 , PRE-MADE POST STRAIGHT PRE-KOH H2 MM, HEX2.30 , PRE-MADE POST STRAIGHT PRE-KOH H3MM, HEX2.30 | Pajisje te implantueshme aktive
15517 | YOUSE IMPLANT-VL D.5.00 MM H.7 MM - R - WIDE THREAD, YOUSE IMPLANT-VL D.5.00 MM H.8.5 MM - R- WIDE THREAD, YOUSE IMPLANT-VL D.5.00 MM H.10 MM - R - WIDE THREAD, YOUSE IMPLANT-VL D.5.00 MM H.11.5 MM - R - WIDE THREAD, YOUSE IMPLANT-VL D.5.00 MM H.13 MM - R - WIDE THREAD, YOUSE IMPLANT-I D.3.75 MM H.6 MM, YOUSE IMPLANT-I D.3.75 MM H.7 MM, YOUSE IMPLANT-I D.3.75 MM H.8.5 MM, YOUSE IMPLANT-I D.3.75 MM H.10 MM, YOUSE IMPLANT-I D.3.75 MM H.11.5 MM, YOUSE IMPLANT-I D.3.75 MM H.13 MM, YOUSE IMPLANT-I D.3.75 MM H.15 MM, YOUSE IMPLANT-I D.3.75 MM H.18 MM, YOUSE IMPLANT-I D.4.20 MM H.6 MM , YOUSE IMPLANT-I D.4.20 MM H.7 MM , YOUSE IMPLANT-I D.4.20 MM H.8.5 MM , YOUSE IMPLANT-I D.4.20 MM H.10 MM , YOUSE IMPLANT-I D.4.20 MM H.11.5 MM , YOUSE IMPLANT-I D.4.20 MM H.13 MM , YOUSE IMPLANT-I D.4.20 MM H.15 MM , YOUSE IMPLANT-I D.5.00 MM H.6 MM , YOUSE IMPLANT-I D.5.00 MM H.7 MM , YOUSE IMPLANT-I D.5.00 MM H.8.5 MM , YOUSE IMPLANT-I D.5.00 MM H.10 MM , YOUSE IMPLANT-I D.5.00 MM H.11.5 MM , YOUSE IMPLANT-I D.5.00 MM H.13 MM , YOUSE IMPLANT-IL D.3.75 MM H.6 MM WIDE THREAD , YOUSE IMPLANT-IL D.3.75 MM H.7 MM WIDE THREAD , YOUSE IMPLANT-IL D.3.75 MM H.8.5 MM WIDE THREAD , YOUSE IMPLANT-IL D.3.75 MM H.10 MM WIDE THREAD , YOUSE IMPLANT-IL D.3.75 MM H.11.5 MM WIDE THREAD , YOUSE IMPLANT-IL D.3.75 MM H.13 MM WIDE THREAD , YOUSE IMPLANT-IL D.3.75 MM H.15 MM WIDE THREAD , YOUSE IMPLANT-IL D.3.75 MM H.18 MM WIDE THREAD , YOUSE IMPLANT-IL D.4.20 MM H.6 MM WIDE THREAD , YOUSE IMPLANT-IL D.4.20 MM H.7 MM WIDE THREAD , YOUSE IMPLANT-IL D.4.20 MM H.8.5 MM WIDE THREAD , YOUSE IMPLANT-IL D.4.20 MM H.10 MM WIDE THREAD , YOUSE IMPLANT-IL D.4.20 MM H.11.5 MM WIDE THREAD , YOUSE IMPLANT-IL D.4.20 MM H.13 MM WIDE THREAD , YOUSE IMPLANT-IL D.4.20 MM H.15 MM WIDE THREAD , YOUSE IMPLANT-IL D.5.00 MM H.6 MM WIDE THREAD , YOUSE IMPLANT-IL D.5.00 MM H.7 MM WIDE THREAD , YOUSE IMPLANT-IL D.5.00 MM H.8.5 MM WIDE THREAD , YOUSE IMPLANT-IL D.5.00 MM H.10 MM WIDE THREAD , YOUSE IMPLANT-IL D.5.00 MM H.11.5 MM WIDE THREAD , YOUSE IMPLANT-IL D.5.00 MM H.13 MM WIDE THREAD , SURGICAL COVER SCREW YI, SURGICAL COVER SCREW YV R, SURGICAL COVER SCREW YV N, YOUSE IMPLANT-V D.3.30 MM H.7 MM-N , YOUSE IMPLANT-V D.3.30 MM H.8.5 MM - N, YOUSE IMPLANT-V D.3.30 MM H.10 MM - N, YOUSE IMPLANT-V D.3.30 MM H.11.5 MM - N, YOUSE IMPLANT-V D.3.30 MM H.13 MM -N, YOUSE IMPLANT-V D.3.75 MM H.6 MM-N , YOUSE IMPLANT-V D.3.75 MM H.7 MM-N , YOUSE IMPLANT-V D.3.75 MM H.8.5 MM - N, YOUSE IMPLANT-V D.3.75 MM H.10 MM - N, YOUSE IMPLANT-V D.3.75 MM H.11.5 MM - N, YOUSE IMPLANT-V D.3.75 MM H.13 MM -N, YOUSE IMPLANT-V D.3.75 MM H.15 MM - N, YOUSE IMPLANT-V D.3.75 MM H.18 MM - N, YOUSE IMPLANT-V D.4.20 MM H.6 MM - R, YOUSE IMPLANT-V D.4.20 MM H.7 MM - R, YOUSE IMPLANT-V D.4.20 MM H.8.5 MM - R, YOUSE IMPLANT-V D.4.20 MM H.10 MM - R, YOUSE IMPLANT-V D.4.20 MM H.11.5 MM - R, YOUSE IMPLANT-V D.4.20 MM H.13 MM - R, YOUSE IMPLANT-V D.4.20 MM H.15 MM - R, YOUSE IMPLANT-V D.5.00 MM H.6 MM , YOUSE IMPLANT-V D.5.00 MM H.7 MM - R, YOUSE IMPLANT-V D.5.00 MM H.8.5 MM - R, YOUSE IMPLANT-V D.5.00 MM H.10 MM - R, YOUSE IMPLANT-V D.5.00 MM H.11.5 MM - R, YOUSE IMPLANT-V D.5.00 MM H.13 MM - R, YOUSE IMPLANT-VL D.3.30 MM H.7 MM - N- WIDE THREAD, YOUSE IMPLANT-VL D.3.30 MM H.8.5 MM - N- WIDE THREAD, YOUSE IMPLANT-VL D.3.30 MM H.10 MM - N - WIDE THREAD, YOUSE IMPLANT-VL D.3.30 MM H.11.5 MM - N - WIDE THREAD, YOUSE IMPLANT-VL D.3.30 MM H.13 MM - N - WIDE THREAD, YOUSE IMPLANT-VL D.3.75 MM H.6 MM - N- WIDE THREAD, YOUSE IMPLANT-VL D.3.75 MM H.7 MM - N- WIDE THREAD, YOUSE IMPLANT-VL D.3.75 MM H.8.5 MM - N- WIDE THREAD, YOUSE IMPLANT-VL D.3.75 MM H.10 MM - N - WIDE THREAD, YOUSE IMPLANT-VL D.3.75 MM H.11.5 MM - N - WIDE THREAD, YOUSE IMPLANT-VL D.3.75 MM H.13 MM - N - WIDE THREAD, YOUSE IMPLANT-VL D.3.75 MM H.15 MM - N - WIDE THREAD, YOUSE IMPLANT-VL D.3.75 MM H.18 MM - N - WIDE THREAD, YOUSE IMPLANT-VL D.4.20 MM H.6 MM - R - WIDE THREAD, YOUSE IMPLANT-VL D.4.20 MM H.7 MM - R - WIDE THREAD, YOUSE IMPLANT-VL D.4.20 MM H.8.5 MM - R- WIDE THREAD, YOUSE IMPLANT-VL D.4.20 MM H.10 MM - R - WIDE THREAD, YOUSE IMPLANT-VL D.4.20 MM H.11.5 MM - R - WIDE THREAD, YOUSE IMPLANT-VL D.4.20 MM H.13 MM - R - WIDE THREAD, YOUSE IMPLANT-VL D.4.20 MM H.15 MM - R - WIDE THREAD, YOUSE IMPLANT-VL D.5.00 MM H.6 MM - R - WIDE THREAD | MEDIK LINE STEWART | 2023-11-20T00:00:00.000+01:00 | Sweden-Martina S.p.a Via Veneta 10. 35020 Due Carrare Padova Italy | YVL-50-07, YVL-50-08, YVL-50-10, YVL-50-11, YVL-50-13, YI-37-06, YI-37-07, YI-37-08, YI-37-10, YI-37-11, YI-37-13, YI-37-15, YI-37-18, YI-42-06, YI-42-07, YI-42-08, YI-42-10, YI-42-11, YI-42-13, YI-42-15, YI-50-06, YI-50-07, YI-50-08, YI-50-10, YI-50-11, YI-50-13, YIL-37-06, YIL-37-07, YIL-37-08, YIL-37-10, YIL-37-11, YIL-37-13, YIL-37-15, YIL-37-18, YIL-42-06, YIL-42-07, YIL-42-08, YIL-42-10, YIL-42-11, YIL-42-13, YIL-42-15, YIL-50-06, YIL-50-07, YIL-50-08, YIL-50-10, YIL-50-11, YIL-50-13, YI-VCC, YV-R-VCC, YV-N-VCC, YV-33-07, YV-33-08, YV-33-10, YV-33-11, YV-33-13, YV-37-06, YV-37-07, YV-37-08, YV-37-10, YV-37-11, YV-37-13, YV-37-15, YV-37-18, YV-42-06, YV-42-07, YV-42-08, YV-42-10, YV-42-11, YV-42-13, YV-42-15, YV-50-06, YV-50-07, YV-50-08, YV-50-10, YV-50-11, YV-50-13, YVL-33-07, YVL-33-08, YVL-33-10, YVL-33-11, YVL-33-13, YVL-37-06, YVL-37-07, YVL-37-08, YVL-37-10, YVL-37-11, YVL-37-13, YVL-37-15, YVL-37-18, YVL-42-06, YVL-42-07, YVL-42-08, YVL-42-10, YVL-42-11, YVL-42-13, YVL-42-15, YVL-50-06 | Klasa IIb | IMPLANTI MODEL YUOSE-VL D.5.00 MM H.7 MM - R- ME SPIRE TE GJERE, IMPLANTI MODEL YUOSE -VL D.5.00 MM H.8.5 MM - R- ME SPIRE TE GJERE, IMPLANTI MODEL YUOSE -VL D.5.00 MM H.10 MM - R- ME SPIRE TE GJERE, IMPLANTI MODEL YUOSE -VL D.5.00 MM H.11.5 MM - R - ME SPIRE TE GJERE, IMPLANTI MODEL YUOSE -VL D.5.00 MM H.13 MM - R- ME SPIRE TE GJERE, IMPLANTI MODEL YUOSE-I D.3.75 MM H.6 MM, IMPLANTI MODEL YUOSE -I D.3.75 MM H.7 MM, IMPLANTI MODEL YUOSE -I D.3.75 MM H.8.5 MM, IMPLANTI MODEL YUOSE -I D.3.75 MM H.10 MM, IMPLANTI MODEL YUOSE -I D.3.75 MM H.11.5 MM, IMPLANTI MODEL YUOSE -I D.3.75 MM H.13 MM, IMPLANTI MODEL YUOSE -I D.3.75 MM H.15 MM, IMPLANTI MODEL YUOSE -I D.3.75 MM H.18 MM, IMPLANTI MODEL YUOSE -I D.4.20 MM H.6 MM, IMPLANTI MODEL YUOSE -I D.4.20 MM H.7 MM, IMPLANTI MODEL YUOSE -I D.4.20 MM H.8.5 MM, IMPLANTI MODEL YUOSE -I D.4.20 MM H.10 MM, IMPLANTI MODEL YUOSE -I D.4.20 MM H.11.5 MM, IMPLANTI MODEL YUOSE -I D.4.20 MM H.13 MM, IMPLANTI MODEL YUOSE -I D.4.20 MM H.15 MM, IMPLANTI MODEL YUOSE -I D.5.00 MM H.6 MM, IMPLANTI MODEL YUOSE -I D.5.00 MM H.7 MM, IMPLANTI MODEL YUOSE -I D.5.00 MM H.8.5 MM, IMPLANTI MODEL YUOSE -I D.5.00 MM H.10 MM, IMPLANTI MODEL YUOSE -I D.5.00 MM H.11.5 MM, IMPLANTI MODEL YUOSE -I D.5.00 MM H.13 MM, IMPLANTI MODEL YUOSE -IL D.3.75 MM H.6 MM ME SPIRE TE GJERE , IMPLANTI MODEL YUOSE -IL D.3.75 MM H.7 MM ME SPIRE TE GJERE , IMPLANTI MODEL YUOSE -IL D.3.75 MM H.8.5 MM ME SPIRE TE GJERE, IMPLANTI MODEL YUOSE -IL D.3.75 MM H.10 MM ME SPIRE TE GJERE, IMPLANTI MODEL YUOSE-IL D.3.75 MM H.11.5 MM ME SPIRE TE GJERE, IMPLANTI MODEL YUOSE -IL D.3.75 MM H.13 MM ME SPIRE TE GJERE, IMPLANTI MODEL YUOSE -IL D.3.75 MM H.15 MM ME SPIRE TE GJERE, IMPLANTI MODEL YUOSE -IL D.3.75 MM H.18 MM ME SPIRE TE GJERE, IMPLANTI MODEL YUOSE -IL D.4.20 MM H.6 MM ME SPIRE TE GJERE, IMPLANTI MODEL YUOSE -IL D.4.20 MM H.7 MM ME SPIRE TE GJERE, IMPLANTI MODEL YUOSE -IL D.4.20 MM H.8.5 MM ME SPIRE TE GJERE, IMPLANTI MODEL YUOSE -IL D.4.20 MM H.10 MM ME SPIRE TE GJERE, IMPLANTI MODEL YUOSE -IL D.4.20 MM H.11.5 MM ME SPIRE TE GJERE, IMPLANTI MODEL YUOSE -IL D.4.20 MM H.13 MM ME SPIRE TE GJERE, IMPLANTI MODEL YUOSE -IL D.4.20 MM H.15 MM ME SPIRE TE GJERE, IMPLANTI MODEL YUOSE -IL D.5.00 MM H.6 MM ME SPIRE TE GJERE, IMPLANTI MODEL YUOSE -IL D.5.00 MM H.7 MM ME SPIRE TE GJERE, IMPLANTI MODEL YUOSE -IL D.5.00 MM H.8.5 MM ME SPIRE TE GJERE, IMPLANTI MODEL YUOSE -IL D.5.00 MM H.10 MM ME SPIRE TE GJERE, IMPLANTI MODEL YUOSE -IL D.5.00 MM H.11.5 MM ME SPIRE TE GJERE, IMPLANTI MODEL YUOSE -IL D.5.00 MM H.13 MM ME SPIRE TE GJERE, TAP SHERIMI PER IMPLANTET YI JUSE, TAP SHERIMI PER IMPLANTET YI JUSE ME PLATFORME TE RREGULLTE , TAP SHERIMI PER IMPLANTET YI JUSE N, IMPLANTI MODEL YUOSE -V D.3.30 MM H.7 MM - N, IMPLANTI MODEL YUOSE -V D.3.30 MM H.8.5 MM - N, IMPLANTI MODEL YUOSE -V D.3.30 MM H.10 MM -N, IMPLANTI MODEL YUOSE -V D.3.30 MM H.11.5 MM - N, IMPLANTI MODEL YUOSE -V D.3.30 MM H.13 MM - N, IMPLANTI MODEL YUOSE -V D.3.75 MM H.6 MM - N, IMPLANTI MODEL YUOSE -V D.3.75 MM H.7 MM - N, IMPLANTI MODEL YUOSE -V D.3.75 MM H.8.5 MM - N, IMPLANTI MODEL YUOSE-V D.3.75 MM H.10 MM - N, IMPLANTI MODEL YUOSE -V D.3.75 MM H.11.5 MM - N, IMPLANTI MODEL YUOSE -V D.3.75 MM H.13 MM - N, IMPLANTI MODEL YUOSE -V D.3.75 MM H.15 MM - N, IMPLANTI MODEL YUOSE -V D.3.75 MM H.18 MM -N, IMPLANTI MODEL YUOSE -V D.4.20 MM H.6 MM - R, IMPLANTI MODEL YUOSE -V D.4.20 MM H.7 MM - R, IMPLANTI MODEL YUOSE-V D.4.20 MM H.8.5 MM - R, IMPLANTI MODEL YUOSE-V D.4.20 MM H.10 MM - R, IMPLANTI MODEL YUOSE-V D.4.20 MM H.11.5 MM - R, IMPLANTI MODEL YUOSE -V D.4.20 MM H.13 MM - R, IMPLANTI MODEL YUOSE -V D.4.20 MM H.15 MM - R, IMPLANTI MODEL YUOSE -V D.5.00 MM H.6 MM - R, IMPLANTI MODEL YUOSE -V D.5.00 MM H.7 MM - R, IMPLANTI MODEL YUOSE-V D.5.00 MM H.8.5 MM -R, IMPLANTI MODEL YUOSE -V D.5.00 MM H.10 MM - R, IMPLANTI MODEL YUOSE -V D.5.00 MM H.11.5 MM - R, IMPLANTI MODEL YUOSE -V D.5.00 MM H.13 MM - R, IMPLANTI MODEL YUOSE -VL D.3.30 MM H.7 MM - N- ME SPIRE TE GJERE , IMPLANTI MODEL YUOSE -VL D.3.30 MM H.8.5 MM - N- ME SPIRE TE GJERE , IMPLANTI MODEL YUOSE -VL D.3.30 MM H.10 MM -N- ME SPIRE TE GJERE, IMPLANTI MODEL YUOSE -VL D.3.30 MM H.11.5 MM -N- ME SPIRE TE GJERE, IMPLANTI MODEL YUOSE -VL D.3.30 MM H.13 MM - N- ME SPIRE TE GJERE, IMPLANTI MODEL YUOSE -VL D.3.75 MM H.6 MM -N - ME SPIRE TE GJERE, IMPLANTI MODEL YUOSE -VL D.3.75 MM H.7 MM -N - ME SPIRE TE GJERE, IMPLANTI MODEL YUOSE-VL D.3.75 MM H.8.5 MM -N - ME SPIRE TE GJERE, IMPLANTI MODEL YUOSE -VL D.3.75 MM H.10 MM - N- ME SPIRE TE GJERE, IMPLANTI MODEL YUOSE -VL D.3.75 MM H.11.5 MM - N - ME SPIRE TE GJERE, IMPLANTI MODEL YUOSE -VL D.3.75 MM H.13 MM - N - ME SPIRE TE GJERE, IMPLANTI MODEL YUOSE -VL D.3.75 MM H.15 MM - N - ME SPIRE TE GJERE, IMPLANTI MODEL YUOSE -VL D.3.75 MM H.18 MM - N- ME SPIRE TE GJERE, IIMPLANTI MODEL YUOSE -VL D.4.20 MM H.6 MM -R- ME SPIRE TE GJERE, IIMPLANTI MODEL YUOSE -VL D.4.20 MM H.7 MM -R- ME SPIRE TE GJERE, IMPLANTI MODEL YUOSE -VL D.4.20 MM H.8.5 MM -R- ME SPIRE TE GJERE, IMPLANTI MODEL YUOSE -VL D.4.20 MM H.10 MM -R- ME SPIRE TE GJERE, IMPLANTI MODEL YUOSE -VL D.4.20 MM H.11.5 MM -R- ME SPIRE TE GJERE, IMPLANTI MODEL YUOSE -VL D.4.20 MM H.13 MM - R- ME SPIRE TE GJERE, IMPLANTI MODEL YUOSE -VL D.4.20 MM H.15 MM - R- ME SPIRE TE GJERE, IMPLANTI MODEL YUOSE -VL D.5.00 MM H.6 MM - R- ME SPIRE TE GJERE | Pajisje te implantueshme aktive
15518 | Countersink Drills Intermediate & Final Drills Bone Taps | Salutalb | 2023-11-20T00:00:00.000+01:00 | Zimmer Dental, Inc. 1900 Aston Ave, Carlbad California, 92008 USA | TSV5.1DN, TT4.7, TT6.0, DSSK, DSSW, DST4S, DSTK3S, DT3.7, DT4.8, OP2.3D, OP2.8D, OP3.5D, SP3D, SP4D, SVWDS, TLSDS, 0201DSN, DST4, DST6, DSTK3, SP0201DSN, SP1203, SPD23DN, SPD23DSN, SPD28DN, SPD28DSN, SPD3DN, SPD3DSN, SPD34DN, SPD34DSN, SPD38DN, SPD38DSN, SPD41DN, SPD41DSN, SPD44DN, SPD44DSN, SPD5DN, SPD5DSN, SPD51DN, SPD51DSN, SPD6DN, SPD6DSN, STP34D25, STP44D19, STP44D25, STR28D25, STR38D25, SV2.3DSN, SV2.8DN, SV3.4DN, SV3.8DN, SV5.1DSN, TSV3.8DSN, TSV4DSN, TSV5.1DSN, TSV6DN, TSV6DSN, TT3.7, TT4.1, TSV3DN, SV2.4DN, ZOP2.8DN, ZOPTT30, DST6S, STP28D19, STP28D25, STP34D19, STP38D19, STP38D25, STR23D19, STR23D25, STR28D19, STR34D19, STR34D25, STR38D19, SV2.3DN, SV2.8DSN, SV3.4DSN, SV3.8DSN, SV5.1DN, TSV3.8DN, TSV3DSN, TSV4DN | Klasa IIa | Instrumenta kirurgjikal dhe aksesoret e nevojshem sterile dhe jo-aktiv qe perdoren gjate procedures se implantimit dentar | Pajisje dentare
Preparatory Drills Surgical Try-ins: ADVENT -TAP, CORTICAL, Countersink Drills Intermediate & Final Drills Bone Taps
Preparatory Drills Surgical Try-ins: TAPERED SWISSPLUS AND SWISSPLUS -DRILL, KIT, Countersink Drills Intermediate & Final Drills Bone Taps
Preparatory Drills Surgical Try-ins: TAPERED SWISSPLUS AND SWISSPLUS -TAP, CORTICAL, Countersink Drills Intermediate & Final Drills Bone Taps
Preparatory Drills Surgical Try-ins: TAPERED SWISSPLUS AND SWISSPLUS -DRILL, Countersink Drills Intermediate & Final Drills Bone Taps
Preparatory Drills Surgical Try-ins: TAPERED SWISSPLUS AND SWISSPLUS -DRILL, STEP, Countersink Drills Intermediate & Final Drills Bone Taps
Preparatory Drills Surgical Try-ins: TAPERED SCREW-VENT AND SCREW-VENT -DRILL, PILOT, TAPERED, Countersink Drills Intermediate & Final Drills Bone Taps
Preparatory Drills Surgical Try-ins: TAPERED SCREW-VENT AND SCREW-VENT -DRILL, KIT, Countersink Drills Intermediate & Final Drills Bone Taps
Preparatory Drills Surgical Try-ins: TAPERED SCREW-VENT AND SCREW-VENT -SINGLE PATIENT PILOT DRILL, Countersink Drills Intermediate & Final Drills Bone Taps
Preparatory Drills Surgical Try-ins: TAPERED SCREW-VENT AND SCREW-VENT -SINGLE PATIENT ROUND BUR, Countersink Drills Intermediate & Final Drills Bone Taps
Preparatory Drills Surgical Try-ins: TAPERED SCREW-VENT AND SCREW-VENT -SINGLE PATIENT DRILL, Countersink Drills Intermediate & Final Drills Bone Taps
Preparatory Drills Surgical Try-ins: TAPERED SCREW-VENT AND SCREW-VENT -SINGLE PATIENT STEP DRILL, Countersink Drills Intermediate & Final Drills Bone Taps
Preparatory Drills Surgical Try-ins: TAPERED SCREW-VENT AND SCREW-VENT -DRILL, STEP, Countersink Drills Intermediate & Final Drills Bone Taps
Preparatory Drills Surgical Try-ins: TAPERED SCREW-VENT AND SCREW-VENT -DRILL, Countersink Drills Intermediate & Final Drills Bone Taps
Preparatory Drills Surgical Try-ins: TAPERED SCREW-VENT AND SCREW-VENT -DRILL, INSTRUMENT KIT SYSTEM, Countersink Drills Intermediate & Final Drills Bone Taps
Preparatory Drills Surgical Try-ins: TAPERED SCREW-VENT AND SCREW-VENT -DRILL, STEP, INSTRUMENT KIT SYSTEM, Countersink Drills Intermediate & Final Drills Bone Taps
Preparatory Drills Surgical Try-ins: TAPERED SCREW-VENT AND SCREW-VENT -TAP, CORTICAL, Countersink Drills Intermediate & Final Drills Bone Taps
Preparatory Drills Surgical Try-ins:
ZIMMER ONE PIECE -DRILL, PILOT, TAPERED, Countersink Drills Intermediate & Final Drills Bone Taps
Preparatory Drills Surgical Try-ins: ZIMMER ONE PIECE -DRILL, INSTRUMENT KIT SYSTEM, Countersink Drills Intermediate & Final Drills Bone Taps
Preparatory Drills Surgical Try-ins: ZIMMER ONE PIECE -DRILL, STEP, INSTRUMENT KIT SYSTEM, Countersink Drills Intermediate & Final Drills Bone Taps
Preparatory Drills Surgical Try-ins: ZIMMER ONE PIECE -TAP, CORTICAL, Countersink Drills Intermediate & Final Drills Bone Taps
Preparatory Drills Surgical Try-ins: EZTETIC -DRILL, PILOT, TAPERED, Countersink Drills Intermediate & Final Drills Bone Taps
Preparatory Drills Surgical Try-ins: EZTETIC -DRILL, INSTRUMENT KIT SYSTEM, Countersink Drills Intermediate & Final Drills Bone Taps
Preparatory Drills Surgical Try-ins: EZTETIC -DRILL, Countersink Drills Intermediate & Final Drills Bone Taps
Preparatory Drills Surgical Try-ins: EZTETIC -DRILL, STEP, INSTRUMENT KIT SYSTEM, Countersink Drills Intermediate & Final Drills Bone Taps
Preparatory Drills Surgical Try-ins: EZTETIC -TAP, CORTICAL, Countersink Drills Intermediate & Final Drills Bone Taps
Preparatory Drills Surgical Try-ins: ADVENT -DRILL, PILOT, TAPERED, Countersink Drills Intermediate & Final Drills Bone Taps
Preparatory Drills Surgical Try-ins: ADVENT -DRILL, KIT, Countersink Drills Intermediate & Final Drills Bone Taps
Preparatory Drills Surgical Try-ins: ADVENT -DRILL, STEP, Countersink Drills Intermediate & Final Drills Bone Taps
Preparatory Drills Surgical Try-ins: DRILL, Countersink Drills Intermediate & Final Drills Bone Taps
Preparatory Drills Surgical Try-ins: ADVENT -DRILL, Countersink Drills Intermediate & Final Drills Bone Taps
Preparatory Drills Surgical Try-ins: ADVENT -DRILL, INSTRUMENT KIT SYSTEM, Countersink Drills Intermediate & Final Drills Bone Taps
Preparatory Drills Surgical Try-ins: ADVENT -DRILL, STEP, INSTRUMENT KIT SYSTEM
15519 | Dental Transfers: AdVent - TRANSFER, DIRECT, ABUTMENT, Dental Transfers: AdVent - TRANSFER, INDIRECT, ABUTMENT, Dental Transfers: AdVent - SCREW, LONG, Dental Transfers: AdVent - TRANSFER, INDIRECT, Dental Transfers: AdVent - TOOL, PARALLELING, Dental Transfers: AdVent - CAP, IMPRESSION, SHORT, Dental Transfers: AdVent - CAP, IMPRESSION, CONTOUR, 17°, Dental Transfers: AdVent - CAP, IMPRESSION, CONTOUR, Dental Transfers: TAPERED SWISSPLUS AND Swissplus - TRANSFER, DIRECT, ABUTMENT, Dental Transfers: TAPERED SWISSPLUS AND Swissplus - TRANSFER, INDIRECT, ABUTMENT, Dental Transfers: TAPERED SWISSPLUS AND Swissplus - TRANSFER, INDIRECT, Dental Transfers: TAPERED SWISSPLUS AND Swissplus - TOOL, PARALLELING, Dental Transfers: TAPERED SCREW Vent AND SCREW Vent - TRANSFER, DIRECT, ABUTMENT, Dental Transfers: TAPERED SCREW Vent AND SCREW Vent - TRANSFER, INDIRECT, ABUTMENT, Dental Transfers: TAPERED SCREW Vent AND SCREW Vent - TRANSFER, DIRECT, Dental Transfers: TAPERED SCREW Vent AND SCREW Vent - SCREW, LONG, Dental Transfers: TAPERED SCREW Vent AND SCREW Vent - TRANSFER, INDIRECT, Dental Transfers: TAPERED SCREW Vent AND SCREW Vent - SCREW, EXTENSION, Dental Transfers: TAPERED SCREW Vent AND SCREW Vent - TOOL, PARALLELING, Dental Transfers: TAPERED SCREW Vent AND SCREW Vent - CAP, IMPRESSION, SHORT, Dental Transfers: CAP,TAPERED SCREW Vent AND SCREW Vent - IMPRESSION, SHORT, Dental Transfers: TAPERED SCREW Vent AND SCREW Vent - CAP, IMPRESSION, CONTOUR, 17°, Dental Transfers: TAPERED SCREW Vent AND SCREW Vent - CAP, IMPRESSION, CONTOUR, Dental Transfers: ZIMMER ONE Piece - CAP, IMPRESSION, CONTOUR, 17°, Dental Transfers: ZIMMER ONE Piece - CAP, IMPRESSION, CONTOUR, Dental Transfers: EZTETIC - SCREW, RETANING, LONG, Dental Transfers: EZTETIC - SCREW, RETAINING, Dental Transfers: EZTETIC - TRANSFER, DIRECT, Dental Transfers: EZTETIC - TRANSFER, INDIRECT, Dental Transfers: EZTETIC - CAP, IMPRESSION, CONTOUR, 17°, Dental Transfers: EZTETIC - CAP, IMPRESSION, CONTOUR | Salutalb | 2023-11-20T00:00:00.000+01:00 | Zimmer Dental, Inc. 1900 Aston Ave, Carlbad California, 92008 USA | PPAR, SAIMP6, ZOCIMP6A, ACTDT, ACTIT, OPT/5, SPMT, DHT3/3, DHT3/4, DHT3/5, DHT4/4, DHT4/5, DHT4/6, DHTS, HLT3/3, HLT3/4, HLT3/5, HLT4/4, HLT4/5, HLT4/6, HLT5/6, HLTE, SAIMP4, SAIMP5, ZOCIMP5A, ZOCIMP5S, ZOCIMP6S, CASLC, CASLT, CDTNP31, CDTNP33, CDTNP34, CDTNP41, CDTNP43, CDTNP44, CITNP31, CITNP33, CITNP34, CITNP41, CITNP43, CITNP44, ZOCIMP4A, ZOCIMP4S | Is | Instrumenta dentar steril dhe jo-aktiv qe perdoren ne proceduren e implantimit te implantit dentar. | Pajisje dentare
15656 | ENDOSSEOUS DENTAL IMPLANTS TISSUE CONTOURING CUFFS& CAPS SCREW RETAINED ABUTMENTS FIXED ABUTMENTS HEALING COLLARS & Screws: TAPERED SCREW-VENT AND SCREW-VENT -IMPLANT, HA, GROOVES, ENDOSSEOUS DENTAL IMPLANTS TISSUE CONTOURING CUFFS& CAPS SCREW RETAINED ABUTMENTS FIXED ABUTMENTS HEALING COLLARS & Screws: TAPERED SCREW-VENT AND SCREW-VENT -IMPLANT, MTX® GROOVES, ENDOSSEOUS DENTAL IMPLANTS TISSUE CONTOURING CUFFS& CAPS SCREW RETAINED ABUTMENTS FIXED ABUTMENTS HEALING COLLARS & Screws: TAPERED SWISSPLUS AND SWISSPLUS -IMPLANT, MTX®, ENDOSSEOUS DENTAL IMPLANTS TISSUE CONTOURING CUFFS& CAPS SCREW RETAINED ABUTMENTS FIXED ABUTMENTS HEALING COLLARS & Screws: TAPERED SWISSPLUS AND SWISSPLUS -COPING, GOLD, BAR, ENDOSSEOUS DENTAL IMPLANTS TISSUE CONTOURING CUFFS& CAPS SCREW RETAINED ABUTMENTS FIXED ABUTMENTS HEALING COLLARS & Screws: TAPERED SCREW-VENT AND SCREW-VENT -ABUTMENT, ANGLED TAPERED, 15°, ENDOSSEOUS DENTAL IMPLANTS TISSUE CONTOURING CUFFS& CAPS SCREW RETAINED ABUTMENTS FIXED ABUTMENTS HEALING COLLARS & Screws: TAPERED SCREW-VENT AND SCREW-VENT -ABUTMENT, ANGLED TAPERED, 30°, ENDOSSEOUS DENTAL IMPLANTS TISSUE CONTOURING CUFFS& CAPS SCREW RETAINED ABUTMENTS FIXED ABUTMENTS HEALING COLLARS & Screws: TAPERED SCREW-VENT AND SCREW-VENT -ABUTMENT, 20°, 6, ENDOSSEOUS DENTAL IMPLANTS TISSUE CONTOURING CUFFS& CAPS SCREW RETAINED ABUTMENTS FIXED ABUTMENTS HEALING COLLARS & Screws: TAPERED SCREW-VENT AND SCREW-VENT -ABUTMENT, BALL, ENDOSSEOUS DENTAL IMPLANTS TISSUE CONTOURING CUFFS& CAPS SCREW RETAINED ABUTMENTS FIXED ABUTMENTS HEALING COLLARS & Screws: TAPERED SCREW-VENT AND SCREW-VENT -SCREW, REPLACEMENT, ENDOSSEOUS DENTAL IMPLANTS TISSUE CONTOURING CUFFS& CAPS SCREW RETAINED ABUTMENTS FIXED ABUTMENTS HEALING COLLARS & Screws: TAPERED SCREW-VENT AND SCREW-VENT -TRANSFER, FIXTURE MOUNT, ENDOSSEOUS DENTAL IMPLANTS TISSUE CONTOURING CUFFS& CAPS SCREW RETAINED ABUTMENTS FIXED ABUTMENTS HEALING COLLARS & Screws: TAPERED SCREW-VENT AND SCREW-VENT -HEALING COLLAR, ENDOSSEOUS DENTAL IMPLANTS TISSUE CONTOURING CUFFS& CAPS SCREW RETAINED ABUTMENTS FIXED ABUTMENTS HEALING COLLARS & Screws: Modeli: TAPERED SCREW-VENT AND SCREW-VENT -:HEALING COLLAR, ENDOSSEOUS DENTAL IMPLANTS TISSUE CONTOURING CUFFS& CAPS SCREW RETAINED ABUTMENTS FIXED ABUTMENTS HEALING COLLARS & Screws: TAPERED SCREW-VENT AND SCREW-VENT -ABUTMENT, ENDOSSEOUS DENTAL IMPLANTS TISSUE CONTOURING CUFFS& CAPS SCREW RETAINED ABUTMENTS FIXED ABUTMENTS HEALING COLLARS & Screws: TAPERED SCREW-VENT AND SCREW-VENT -ABUTMENT, PLASTIC TEMPORARY, 17°, ENDOSSEOUS DENTAL IMPLANTS TISSUE CONTOURING CUFFS& CAPS SCREW RETAINED ABUTMENTS FIXED ABUTMENTS HEALING COLLARS & Screws: TAPERED SCREW-VENT AND SCREW-VENT -ABUTMENT, PLASTIC TEMPORARY, ENDOSSEOUS DENTAL IMPLANTS TISSUE CONTOURING CUFFS& CAPS SCREW RETAINED ABUTMENTS FIXED ABUTMENTS HEALING COLLARS & Screws: TAPERED SCREW-VENT AND SCREW-VENT -ABUTMENT, SHORT, ENDOSSEOUS DENTAL IMPLANTS TISSUE CONTOURING CUFFS& CAPS SCREW RETAINED ABUTMENTS FIXED ABUTMENTS HEALING COLLARS & Screws: TAPERED SCREW-VENT AND SCREW-VENT -COPING, PROVISIONAL, SHORT, ENDOSSEOUS DENTAL IMPLANTS TISSUE CONTOURING CUFFS& CAPS SCREW RETAINED ABUTMENTS FIXED ABUTMENTS HEALING COLLARS & Screws: TAPERED SCREW-VENT AND SCREW-VENT -KIT, RESTORATIVE, SHORT, ENDOSSEOUS DENTAL IMPLANTS TISSUE CONTOURING CUFFS& CAPS SCREW RETAINED ABUTMENTS FIXED ABUTMENTS HEALING COLLARS & Screws: TAPERED SCREW-VENT AND SCREW-VENT -SCREW, COPING, ENDOSSEOUS DENTAL IMPLANTS TISSUE CONTOURING CUFFS& CAPS SCREW RETAINED ABUTMENTS FIXED ABUTMENTS HEALING COLLARS & Screws: TAPERED SCREW-VENT AND SCREW-VENT -ABUTMENT, TAPERED, ENDOSSEOUS DENTAL IMPLANTS TISSUE CONTOURING CUFFS& CAPS SCREW RETAINED ABUTMENTS FIXED ABUTMENTS HEALING COLLARS & Screws: TAPERED SCREW-VENT AND SCREW-VENT -CAP, HEALING, TITANIUM, ENDOSSEOUS DENTAL IMPLANTS TISSUE CONTOURING CUFFS& CAPS SCREW RETAINED ABUTMENTS FIXED ABUTMENTS HEALING COLLARS & Screws: TAPERED SCREW-VENT AND SCREW-VENT -COPING, GOLD, BAR, ENDOSSEOUS DENTAL IMPLANTS TISSUE CONTOURING CUFFS& CAPS SCREW RETAINED ABUTMENTS FIXED ABUTMENTS HEALING COLLARS & Screws: TAPERED SCREW-VENT AND SCREW-VENT -IMPLANT,TM, MTX®, ENDOSSEOUS DENTAL IMPLANTS TISSUE CONTOURING CUFFS& CAPS SCREW RETAINED ABUTMENTS FIXED ABUTMENTS HEALING COLLARS & Screws: ITAPERED SCREW-VENT AND SCREW-VENT -MPLANT,TM, MTX® FULL, ENDOSSEOUS DENTAL IMPLANTS TISSUE CONTOURING CUFFS& CAPS SCREW RETAINED ABUTMENTS FIXED ABUTMENTS HEALING COLLARS & Screws: TAPERED SCREW-VENT AND SCREW-VENT -IMPLANT,TM, MTX® FULL, ENDOSSEOUS DENTAL IMPLANTS TISSUE CONTOURING CUFFS& CAPS SCREW RETAINED ABUTMENTS FIXED ABUTMENTS HEALING COLLARS & Screws: TAPERED SCREW-VENT AND SCREW-VENT -SCREW, BALL, ENDOSSEOUS DENTAL IMPLANTS TISSUE CONTOURING CUFFS& CAPS SCREW RETAINED ABUTMENTS FIXED ABUTMENTS HEALING COLLARS & Screws: TAPERED SCREW-VENT AND SCREW-VENT -SCREW, SURGICAL, ENDOSSEOUS DENTAL IMPLANTS TISSUE CONTOURING CUFFS& CAPS SCREW RETAINED ABUTMENTS FIXED ABUTMENTS HEALING COLLARS & Screws: TAPERED SCREW-VENT AND SCREW-VENT -SCREW. SURGICAL, ENDOSSEOUS DENTAL IMPLANTS TISSUE CONTOURING CUFFS& CAPS SCREW RETAINED ABUTMENTS FIXED ABUTMENTS HEALING COLLARS & Screws: TAPERED SCREW-VENT AND SCREW-VENT -IMPLANT, HA, ENDOSSEOUS DENTAL IMPLANTS TISSUE CONTOURING CUFFS& CAPS SCREW RETAINED ABUTMENTS FIXED ABUTMENTS HEALING COLLARS & Screws: TAPERED SCREW-VENT AND SCREW-VENT -IMPLANT, MTX®, ENDOSSEOUS DENTAL IMPLANTS TISSUE CONTOURING CUFFS& CAPS SCREW RETAINED ABUTMENTS FIXED ABUTMENTS HEALING COLLARS & Screws: SPLINE -IMPLANT, HA, ENDOSSEOUS DENTAL IMPLANTS TISSUE CONTOURING CUFFS& CAPS SCREW RETAINED ABUTMENTS FIXED ABUTMENTS HEALING COLLARS & Screws: IMPLANT, HA, ENDOSSEOUS DENTAL IMPLANTS TISSUE CONTOURING CUFFS& CAPS SCREW RETAINED ABUTMENTS FIXED ABUTMENTS HEALING COLLARS & Screws: SPLINE -SCREW, REPLACEMENT, ENDOSSEOUS DENTAL IMPLANTS TISSUE CONTOURING CUFFS& CAPS SCREW RETAINED ABUTMENTS FIXED ABUTMENTS HEALING COLLARS & Screws: TAPERED SWISSPLUS AND SWISSPLUS -TRANSFER, FIXTURE MOUNT, ENDOSSEOUS DENTAL IMPLANTS TISSUE CONTOURING CUFFS& CAPS SCREW RETAINED ABUTMENTS FIXED ABUTMENTS HEALING COLLARS & Screws: TAPERED SWISSPLUS AND SWISSPLUS -ABUTMENT/TRANSFER STRAIGHT, ENDOSSEOUS DENTAL IMPLANTS TISSUE CONTOURING CUFFS& CAPS SCREW RETAINED ABUTMENTS FIXED ABUTMENTS HEALING COLLARS & Screws: TAPERED SWISSPLUS AND SWISSPLUS -ABUTMENT, STRAIGHT, NARROW, ENDOSSEOUS DENTAL IMPLANTS TISSUE CONTOURING CUFFS& CAPS SCREW RETAINED ABUTMENTS FIXED ABUTMENTS HEALING COLLARS & Screws: TAPERED SWISSPLUS AND SWISSPLUS -ABUTMENT, TAPERED, ENDOSSEOUS DENTAL IMPLANTS TISSUE CONTOURING CUFFS& CAPS SCREW RETAINED ABUTMENTS FIXED ABUTMENTS HEALING COLLARS & Screws: TAPERED SWISSPLUS AND SWISSPLUS -ABUTMENT, BALL, ENDOSSEOUS DENTAL IMPLANTS TISSUE CONTOURING CUFFS& CAPS SCREW RETAINED ABUTMENTS FIXED ABUTMENTS HEALING COLLARS & Screws: TAPERED SWISSPLUS AND SWISSPLUS -ABUTMENT, 20°, ENDOSSEOUS DENTAL IMPLANTS TISSUE CONTOURING CUFFS& CAPS SCREW RETAINED ABUTMENTS FIXED ABUTMENTS HEALING COLLARS & Screws: TAPERED SWISSPLUS AND SWISSPLUS -SCREW, REPLACEMENT, ENDOSSEOUS DENTAL IMPLANTS TISSUE CONTOURING CUFFS& CAPS SCREW RETAINED ABUTMENTS FIXED ABUTMENTS HEALING COLLARS & Screws: TAPERED SWISSPLUS AND SWISSPLUS -SCREW, SURGICAL, ENDOSSEOUS DENTAL IMPLANTS TISSUE CONTOURING CUFFS& CAPS SCREW RETAINED ABUTMENTS FIXED ABUTMENTS HEALING COLLARS & Screws: SCREW, SURGICAL, ENDOSSEOUS DENTAL IMPLANTS TISSUE CONTOURING CUFFS& CAPS SCREW RETAINED ABUTMENTS FIXED ABUTMENTS HEALING COLLARS & Screws: TAPERED SWISSPLUS AND SWISSPLUS -SCREW, COPING, ENDOSSEOUS DENTAL IMPLANTS TISSUE CONTOURING CUFFS& CAPS SCREW RETAINED ABUTMENTS FIXED ABUTMENTS HEALING COLLARS & Screws: ADVENT -ABUTMENT, 20°, 6, ENDOSSEOUS DENTAL IMPLANTS TISSUE CONTOURING CUFFS& CAPS SCREW RETAINED ABUTMENTS FIXED ABUTMENTS HEALING COLLARS & Screws: ADVENT -ABUTMENT, BALL, ENDOSSEOUS DENTAL IMPLANTS TISSUE CONTOURING CUFFS& CAPS SCREW RETAINED ABUTMENTS FIXED ABUTMENTS HEALING COLLARS & Screws: ADVENT -SCREW, SURGICAL, ENDOSSEOUS DENTAL IMPLANTS TISSUE CONTOURING CUFFS& CAPS SCREW RETAINED ABUTMENTS FIXED ABUTMENTS HEALING COLLARS & Screws: ADVENT -SCREW, REPLACEMENT, ENDOSSEOUS DENTAL IMPLANTS TISSUE CONTOURING CUFFS& CAPS SCREW RETAINED ABUTMENTS FIXED ABUTMENTS HEALING COLLARS & Screws: ADVENT -TRANSFER, FIXTURE MOUNT, ENDOSSEOUS DENTAL IMPLANTS TISSUE CONTOURING CUFFS& CAPS SCREW RETAINED ABUTMENTS FIXED ABUTMENTS HEALING COLLARS & Screws: ADVENT -ABUTMENT, ENDOSSEOUS DENTAL IMPLANTS TISSUE CONTOURING CUFFS& CAPS SCREW RETAINED ABUTMENTS FIXED ABUTMENTS HEALING COLLARS & Screws: ADVENT -ABUTMENT, PLASTIC TEMPORARY, ENDOSSEOUS DENTAL IMPLANTS TISSUE CONTOURING CUFFS& CAPS SCREW RETAINED ABUTMENTS FIXED ABUTMENTS HEALING COLLARS & Screws: ADVENT -ABUTMENT, SHORT, ENDOSSEOUS DENTAL IMPLANTS TISSUE CONTOURING CUFFS& CAPS SCREW RETAINED ABUTMENTS FIXED ABUTMENTS HEALING COLLARS & Screws: ADVENT -COPING, PROVISIONAL, SHORT, ENDOSSEOUS DENTAL IMPLANTS TISSUE CONTOURING CUFFS& CAPS SCREW RETAINED ABUTMENTS FIXED ABUTMENTS HEALING COLLARS & Screws: ADVENT -KIT, RESTORATIVE, SHORT, ENDOSSEOUS DENTAL IMPLANTS TISSUE CONTOURING CUFFS& CAPS SCREW RETAINED ABUTMENTS FIXED ABUTMENTS HEALING COLLARS & Screws: ADVENT -SCREW, COPING, ENDOSSEOUS DENTAL IMPLANTS TISSUE CONTOURING CUFFS& CAPS SCREW RETAINED ABUTMENTS FIXED ABUTMENTS HEALING COLLARS & Screws: ADVENT -ABUTMENT, TAPERED, ENDOSSEOUS DENTAL IMPLANTS TISSUE CONTOURING CUFFS& CAPS SCREW RETAINED ABUTMENTS FIXED ABUTMENTS HEALING COLLARS & Screws: ADVENT -COPING, GOLD, BAR, ENDOSSEOUS DENTAL IMPLANTS TISSUE CONTOURING CUFFS& CAPS SCREW RETAINED ABUTMENTS FIXED ABUTMENTS HEALING COLLARS & Screws: ADVENT -PROVISIONAL COPING, ENDOSSEOUS DENTAL IMPLANTS TISSUE CONTOURING CUFFS& CAPS SCREW RETAINED ABUTMENTS FIXED ABUTMENTS HEALING COLLARS & Screws: SPLINE -IMPLANT, MTX®, ENDOSSEOUS DENTAL IMPLANTS TISSUE CONTOURING CUFFS& CAPS SCREW RETAINED ABUTMENTS FIXED ABUTMENTS HEALING COLLARS & Screws: TAPERED SCREW-VENT AND SCREW-VENT -MPLANT, HA, FULL, ENDOSSEOUS DENTAL IMPLANTS TISSUE CONTOURING CUFFS& CAPS SCREW RETAINED ABUTMENTS FIXED ABUTMENTS HEALING COLLARS & Screws: TAPERED SCREW-VENT AND SCREW-VENT -COPING, PROVISIONAL, CONTOUR, ENDOSSEOUS DENTAL IMPLANTS TISSUE CONTOURING CUFFS& CAPS SCREW RETAINED ABUTMENTS FIXED ABUTMENTS HEALING COLLARS & Screws: TAPERED SCREW-VENT AND SCREW-VENT -COPING, PROVISIONAL, CONTOUR, 17°, ENDOSSEOUS DENTAL IMPLANTS TISSUE CONTOURING CUFFS& CAPS SCREW RETAINED ABUTMENTS FIXED ABUTMENTS HEALING COLLARS & Screws: TAPERED SCREW-VENT AND SCREW-VENT -KIT, RESTORATIVE, CONTOUR, 17°, ENDOSSEOUS DENTAL IMPLANTS TISSUE CONTOURING CUFFS& CAPS SCREW RETAINED ABUTMENTS FIXED ABUTMENTS HEALING COLLARS & Screws: TAPERED SCREW-VENT AND SCREW-VENT -KIT, RESTORATIVE, CONTOUR, ENDOSSEOUS DENTAL IMPLANTS TISSUE CONTOURING CUFFS& CAPS SCREW RETAINED ABUTMENTS FIXED ABUTMENTS HEALING COLLARS & Screws: TAPERED SCREW-VENT AND SCREW-VENT -ABUTMENT, CONTOUR, 17°, ENDOSSEOUS DENTAL IMPLANTS TISSUE CONTOURING CUFFS& CAPS SCREW RETAINED ABUTMENTS FIXED ABUTMENTS HEALING COLLARS & Screws: TAPERED SCREW-VENT AND SCREW-VENT -ABUTMENT, CONTOUR, ENDOSSEOUS DENTAL IMPLANTS TISSUE CONTOURING CUFFS& CAPS SCREW RETAINED ABUTMENTS FIXED ABUTMENTS HEALING COLLARS & Screws: ZIMMER ONE PIECE -COPING, PROVISIONAL, SHORT, ENDOSSEOUS DENTAL IMPLANTS TISSUE CONTOURING CUFFS& CAPS SCREW RETAINED ABUTMENTS FIXED ABUTMENTS HEALING COLLARS & Screws: ZIMMER ONE PIECE -KIT, RESTORATIVE, SHORT, ENDOSSEOUS DENTAL IMPLANTS TISSUE CONTOURING CUFFS& CAPS SCREW RETAINED ABUTMENTS FIXED ABUTMENTS HEALING COLLARS & Screws: ZIMMER ONE PIECE -COPING, PROVISIONAL, CONTOUR, 17°, ENDOSSEOUS DENTAL IMPLANTS TISSUE CONTOURING CUFFS& CAPS SCREW RETAINED ABUTMENTS FIXED ABUTMENTS HEALING COLLARS & Screws: ZIMMER ONE PIECE -COPING, PROVISIONAL, CONTOUR, ENDOSSEOUS DENTAL IMPLANTS TISSUE CONTOURING CUFFS& CAPS SCREW RETAINED ABUTMENTS FIXED ABUTMENTS HEALING COLLARS & Screws: ZIMMER ONE PIECE -KIT, RESTORATIVE, CONTOUR, ENDOSSEOUS DENTAL IMPLANTS TISSUE CONTOURING CUFFS& CAPS SCREW RETAINED ABUTMENTS FIXED ABUTMENTS HEALING COLLARS & Screws: ZIMMER ONE PIECE -KIT, RESTORATIVE, CONTOUR, 17°, ENDOSSEOUS DENTAL IMPLANTS TISSUE CONTOURING CUFFS& CAPS SCREW RETAINED ABUTMENTS FIXED ABUTMENTS HEALING COLLARS & Screws: EZTETIC -ABUTMENT, 20°, ENDOSSEOUS DENTAL IMPLANTS TISSUE CONTOURING CUFFS& CAPS SCREW RETAINED ABUTMENTS FIXED ABUTMENTS HEALING COLLARS & Screws: EZTETIC -ABUTMENT, CONTOUR, ENDOSSEOUS DENTAL IMPLANTS TISSUE CONTOURING CUFFS& CAPS SCREW RETAINED ABUTMENTS FIXED ABUTMENTS HEALING COLLARS & Screws: EZTETIC -ABUTMENT, CONTOUR, 17°, ENDOSSEOUS DENTAL IMPLANTS TISSUE CONTOURING CUFFS& CAPS SCREW RETAINED ABUTMENTS FIXED ABUTMENTS HEALING COLLARS & Screws: EZTETIC -ABUTMENT, BALL, ENDOSSEOUS DENTAL IMPLANTS TISSUE CONTOURING CUFFS& CAPS SCREW RETAINED ABUTMENTS FIXED ABUTMENTS HEALING COLLARS & Screws: EZTETIC -SCREW, SURGICAL, ENDOSSEOUS DENTAL IMPLANTS TISSUE CONTOURING CUFFS& CAPS SCREW RETAINED ABUTMENTS FIXED ABUTMENTS HEALING COLLARS & Screws: EZTETIC -HEALING COLLAR, ENDOSSEOUS DENTAL IMPLANTS TISSUE CONTOURING CUFFS& CAPS SCREW RETAINED ABUTMENTS FIXED ABUTMENTS HEALING COLLARS & Screws: Modeli: EZTETIC -HEALING COLLAR, ENDOSSEOUS DENTAL IMPLANTS TISSUE CONTOURING CUFFS& CAPS SCREW RETAINED ABUTMENTS FIXED ABUTMENTS HEALING COLLARS & Screws: EZTETIC -IMPLANT, MTX® GROOVES, ENDOSSEOUS DENTAL IMPLANTS TISSUE CONTOURING CUFFS& CAPS SCREW RETAINED ABUTMENTS FIXED ABUTMENTS HEALING COLLARS & Screws: IEZTETIC -MPLANT, MTX® FULL, ENDOSSEOUS DENTAL IMPLANTS TISSUE CONTOURING CUFFS& CAPS SCREW RETAINED ABUTMENTS FIXED ABUTMENTS HEALING COLLARS & Screws: EZTETIC -IMPLANT, MTX® FULL, ENDOSSEOUS DENTAL IMPLANTS TISSUE CONTOURING CUFFS& CAPS SCREW RETAINED ABUTMENTS FIXED ABUTMENTS HEALING COLLARS & Screws: EZTETIC -ABUTMENT, TITANIUM, TEMPORARY, ENDOSSEOUS DENTAL IMPLANTS TISSUE CONTOURING CUFFS& CAPS SCREW RETAINED ABUTMENTS FIXED ABUTMENTS HEALING COLLARS & Screws: EZTETIC -SCREW, RETAINING, ENDOSSEOUS DENTAL IMPLANTS TISSUE CONTOURING CUFFS& CAPS SCREW RETAINED ABUTMENTS FIXED ABUTMENTS HEALING COLLARS & Screws: EZTETIC-SCREW, RETAINING, ENDOSSEOUS DENTAL IMPLANTS TISSUE CONTOURING CUFFS& CAPS SCREW RETAINED ABUTMENTS FIXED ABUTMENTS HEALING COLLARS & Screws: EZTETIC-COPING, PROVISIONAL, CONTOUR, 17°, ENDOSSEOUS DENTAL IMPLANTS TISSUE CONTOURING CUFFS& CAPS SCREW RETAINED ABUTMENTS FIXED ABUTMENTS HEALING COLLARS & Screws: EZTETIC-COPING, PROVISIONAL, CONTOUR, ENDOSSEOUS DENTAL IMPLANTS TISSUE CONTOURING CUFFS& CAPS SCREW RETAINED ABUTMENTS FIXED ABUTMENTS HEALING COLLARS & Screws: IMPLANT, MTX® FULL, ENDOSSEOUS DENTAL IMPLANTS TISSUE CONTOURING CUFFS& CAPS SCREW RETAINED ABUTMENTS FIXED ABUTMENTS HEALING COLLARS & Screws: TAPERED SCREW-VENT AND SCREW-VENT -IMPLANT, MTX® FULL, ENDOSSEOUS DENTAL IMPLANTS TISSUE CONTOURING CUFFS& CAPS SCREW RETAINED ABUTMENTS FIXED ABUTMENTS HEALING COLLARS & Screws: TAPERED SCREW-VENT AND SCREW-VENT -IMPLANT, HA, FULL | Salutalb | 2023-12-27T00:00:00.000+01:00 | Zimmer Dental, Inc. 1900 Aston Ave, Carlbad California, 92008 USA | TSVH8, TSVH10, TSVH11, TSVH13, TSVH16, TSVM4B8, TSVM4B10, TSVM4B11, TSVM4B13, TSVM4B16, TSVM4H8, TSVM4H10, TSVM4H11, TSVM4H13, TSVM4H16, TSVM6B8, TSVM6B10, TSVM6B11, TSVM6B13, TSVM6B16, TSVM6H8, TSVM6H10, TSVM6H11, TSVM6H13, TSVM6H16, TSVMB8, TSVMB10, TSVMB11, TSVMB13, TSVMB16, TSVMH8, TSVMH10, TSVMH11, TSVMH13, TSVMH16, TSVMWB8, TSVMWB10, TSVMWB11, TSVMWB13, TSVMWB16, TSVMWH8, TSVMWH10, TSVMWH11, TSVMWH13, TSVMWH16, TSVT4B8, TSVT4B10, TSVT4B11, TSVT4B13, TSVT4B16, TSVT4H8, TSVT4H10, SPMB10, SPMB12, SPMB14, SPSC, SPSCL, SPWB8, SPWB10, SPWB12, SPWB14, URS1, URS2, URS3, 15AT312, 15AT323, 15AT334, 15AT412, 15AT423, 15AT434, 30AT324, 30AT335, 30AT346, 30AT424, 30AT435, 30AT446, AH20/4, AH20W/5, AHS, BA5C2, BAC2, BAC4, BAC6, BACW2, BACW4, BACW6, FMT3, FMT4, HC333, HC335, HC343, HC345, HC347, HC353, HC355, HC443, HC445, HC453, HC455, HC457, HC463, HC465, HC563, HC565, HLA2F, HLA3/3, HLA3/4, HLA3/4L, HLA3/5, HLA4/4, HLA4/5, HLA4/6, HLA5/6, HLTS2, PT341A, PT341S, PT344A, PT344S, PT451A, PT451S, PT454A, PT454S, PT564S, SA341, SA342, SA451, SA452, SA561, SAPROVP4, SARKIT4, TA5C1, TAC1, TAC2, TAC3, TAC4, TAC5, TACW1, TACW2, TACW3, TACW4, TACW5, TATHC, TMM4B10, TMM4B11, TMM4B13, TMM6B10, TMM6B11, TMM6B13, TMMB10, TMMB11, TMMB13, TMMB16, TMMWB10, TMMWB11, TMMWB13, TMT4B10, TMT4B11, TMT4B13, TMT6B10, TMT6B11, TMT6B13, TMTB10, TMTB11, TMTB13, TMTB16, TMTWB10, TMTWB11, TMTWB13, TSB, TSC, TSC5, TSCW, TSF, TSV4B8, TSV4B10, TSV4B11, TSV4B13, TSV4B16, TSV4H8, TSV4H10, TSV4H11, TSV4H13, TSV4H16, TSV6B8, TSV6B10, TSV6B11, TSV6B13, TSV6B16, TSV6H8, TSV6H10, TSV6H11, TSV6H13, TSV6H16, TSVB8, TSVB10, TSVB11, TSVB13, TSVB16, 1982, 1983, 1984, 1985, 1986, 1987, 1988, 1989, 1990, 1991, 1992, 1993, 1994, 1995, 1996, 2120, 2121, 2130, 2131, 2133, 2135, FMS, FMSM, FMSW, FMTM2, GPCAS, OPA, OPA2, OPA/5, OPA/6, OPACT, OPACT3, OPAS, OPBA, OPBA3, OPH20, OPH20S, OPSC, OPSCL, OPSCS, OPWSC, OPWSCL, SCTS, SPB8, SPB10, SPB12, SPB14, SPH20, SPMA2, SPMB8, A5H20/6, AH20S, AVBA, AVH20S, AVHLS, AVITS, AVSC, BA5C4, DHTS2, FMT5, MHLAS, PT561S, SA562, SAPROVP6, SARKIT6, TA5C2, TA5C3, TA5C4, TGC3, TGC5, URS4, ZCPROV6A, 1960, 1961, 1979, 1980, 1981, TSVTWB13, TSVTWB16, TSVTWH8, TSVTWH10, TSVTWH11, TSVTWH13, TSVTWH16, TSVWB8, TSVWB10, TSVWB11, TSVWB13, TSVWB16, TSVWH8, TSVWH10, TSVWH11, TSVWH13, TSVWH16, ZCPROV5A, ZCPROV5S, ZCPROV6S, ZCRKIT4A, ZCRKIT4S, ZCRKIT5S, ZCRKIT6A, ZCRKIT6S, ZOA341A, ZOA341S, ZOA342A, ZOA342S, ZOA343S, ZOA441A, ZOA441S, ZOA442A, ZOA442S, ZOA443S, ZOA451A, ZOA451S, ZOA452A, ZOA452S, ZOA453S, ZOA561A, ZOA561S, ZOA562A, ZOA562S, ZOA563S, SAPROVP5, SARKIT5, ZCRKIT5A, C20A3, CANP31S, CANP33S, CANP34S, CANP41S, CANP43S, CANP44S, CANP31A, CANP33A, CANP41A, CANP43A, CBANP2, CBANP4, CBANP6, CCSNP, CHCNP31, CHCNP33, CHCNP34, CHCNP41, CHCNP43, CHCNP44, CM318, CM3110, CM3111, CM3113, CM3116, CT318, CT3110, CT3111, CT3113, CT3116, CTANP31, CUAS, CUASA, ZCPROV4A, ZCPROV4S, TSVT4H11, TSVT4H13, TSVT4H16, TSVT6B8, TSVT6B10, TSVT6B11, TSVT6B13, TSVT6B16, TSVT6H8, TSVT6H10, TSVT6H11, TSVT6H13, TSVT6H16, TSVTB8, TSVTB10, TSVTB11, TSVTB13, TSVTB16, TSVTH8, TSVTH10, TSVTH11, TSVTH13, TSVTH16, TSVTWB8, TSVTWB10, TSVTWB11 | Klasa IIb | Vide sterile qe ngjitet me implantin dentare dhe perdoret ne procedura implantimi dentar, Transferues dhe fiksuesit jane pajisje sterile qe perdoren ne procedura implantimi, Healing collar jane tape sheruese sterile dhe provizore qe vendoset me implantin gjate procedures se implantimit dentar, Transferues provizor I shkurter steril, Tapa sheruese titaniumi sterile qe perdoren gjate procedures se impantimit, Implantet dentare jane pajisje sterile te cilat jane dizenjuar per vendosje intrakockore mandibulare ose maxillare per te kompletuar protezen dentare,ose per zevendesim te perkoheshem ose te perhershem te dhembeve te munguar , Transferta dhe fiksuesit jane pajisje sterile qe perdoren ne procedura implantimi, Abutmentet sterile qe lidhen me implantin dentar nepermjet vides dhe jane baza per fabrikimin e restaurimeve te perhershme ose perfundimtare., Transferues steril qe perdoren gjate procedures se implantimit , Kite sterile restauruse te shkurtra, Transferues provizor steril, Kite sterile restorative te shkurtra, Transferues kontur provizore steril | Pajisje dentare
15475 | Blazer OI Catheter Cable (Compatible with Boston Scientific RF Controller System) / 3 Meters, IntellaNav StablePoint Cable (RC04) / 2 Meters | MONTAL | 2023-11-22T00:00:00.000+01:00 | Boston Scientific Corporation, 300 Boston Scientific Way, Marlborough, MA 01752 USA. SRN: US-MF-000004702 | M0046710, M004RARC040 | Is | Kablloja Blazer OI është projektuar për të lidhur kateterët e ablacionit të hapur të Boston Scientific Blazer me një sistem kontrollues të pajtueshëm të radiofrekuencës BSC gjatë një procedure elektrofiziologjike (EP) , Kablloja e kateterit StablePoint IntellaNav është menduar për t'u përdorur me një kateter IntellaNav StablePoint dhe sistemin e hartës Rhythmia HDx gjatë një procedure elektrofiziologjike (EP) | Pajisje nje perdorimeshe
15539 | Floragyn® Ovuli Vaginal ovules based on lysed lactobacilli with a rebalancing action of the pH to physiological values | FARMAWORLD | 2023-11-22T00:00:00.000+01:00 | So.Se.PHARM S.r.l. Via dei Castelli Romani, 22 00071, Pomezia (RM) Italy | 712 | Klasa IIa | Ovula vaginale me permbajtje lactobacile me veprim qetesues dhe mbrojtes per ribalancimin e pH- ne vlerat fiziologjike | Tjeter
15540 | SaCycler-96R Real Time PCR System | AESKULAP | 2023-11-23T00:00:00.000+01:00 | Sacace Biotechnologies Srl,Via Scalabrini 44, 22100 Como, ITALY | SC-96R, SaCycler-96R Real Time PCR System | In vitro | Pajisje mjekesore per evidentimin e shpejte te infeksioneve virale, bakteriale, gjenetike, SST | Pajisje laboratori
15395 | GRADUATED COMPRESSION STOCKINGS | FARMAWORLD | 2023-11-22T00:00:00.000+01:00 | Silca dei F.lli Beldì S.r.L. Frazione Case Nuove, Via Santa Margherita n. 15 – 21019 - Somma Lombardo (VA), Italy | VCL 3160, VCL 3162, GD 9180, CL 4101, CL 4181, VGD 9184, GD 4126, VGD 4126, GD 3184, VGD 3184, CA 4129, VCA 4163, CA 3187, VCA 3187, CL 4138, VCL 4138, CL 4168, VCL 4168, CL 1441, CL 3182, VCL 3182, CL 4149, GD 4124, VGD 4124, GD 3185, VGD 3185, GD 4154, CL 4148, CL 4187, CL 4176, CL 4182, CL 4157, CL 4183, CA 4122, CA 4105, CL 4143, CL 4144, GD 4114, CA 4127, CA 4121, CA 4116, VCA 4116, CA 3186, VCA 3186, CL 4135, VCL 4135, CL 4136, VCL 4136, CL 4137, CL 3180, VCL 3180, CL 4139, VCL 4157, GD 4118, GD 9190, GD 4113, CL 4106, VCL 4183, VCL 4106, CL 4161, CL 4178, CL 3130, CL 3131, CL 3126 | Klasa I | Çorape me shtypje graduale | Tjeter
15533 | Radial Jaw 4 Standard Capacity Biopsy Forceps, Radial Jaw 4 Standard Capacity Biopsy Forceps with Needle, Radial Jaw 4 Large Capacity Biopsy Forceps, Radial Jaw 4 Large Capacity Biopsy Forceps with Needle, Radial Jaw 4 Jumbo Biopsy Forceps, Radial Jaw 4 Jumbo Biopsy Forceps with Needle, Radial Jaw 4 Pediatric Biopsy Forceps, Radial Jaw 4 Pediatric Biopsy Forceps with Needle, Radial Jaw 4 Hot Biopsy Forceps | MONTAL | 2023-11-22T00:00:00.000+01:00 | Boston Scientific Corporation, 300 Boston Scientific Way, Marlborough, MA 01752 USA. SRN: US-MF-000004702 | M00513380*, M00513381, M00513382, M00513383, M00513400*, M00513401, M00513402, M00513403, M00513390*, M00513391, M00513392, M00513393, M00513410*, M00513411, M00513412, M00513413, M00513300*, M00513301, M00513302, M00513303, M00513304, M00513320*, M00513321, M00513322, M00513323, M00513324, M00513310*, M00513311, M00513312, M00513313, M00513314, M00513330*, M00513331, M00513332, M00513333, M00513334, M00513340*, M00513343, M00513360*, M00513361, M00513362, M00513363, M00513364, M00513350*, M00513353, M00513370*, M00513371, M00513372, M00513373, M00513374, M00513440*, M00513441, M00513442, M00513443, M00513500*, M00513501, M00513502, M00513503, M00513450*, M00513451, M00513452, M00513453, M00513510*, M00513511, M00513512, M00513513, M00515030*, M00515031, M00515032, M00515033 | Klasa IIa, Klasa IIb | Janë pinceta të projektuara posaçërisht për të marë indet në mënyrë endoskopike për ekzaminim histologjik, Janë pinceta që synohet të përdoren nëpërmjet një endoskopi për të kauterizuar dhe hequr polipet dhe/ose ekzemplarët e indeve në të gjithë traktin ushqimor. | Pajisje nje perdorimeshe
15440 | Plaster of Paris Bandage | MONTAL | 2023-11-22T00:00:00.000+01:00 | MEDİTEKS SAĞLIK HİZMETLERİ TIBBİ MALZEME TEKSTİL ÜRÜNLERİ SAN. VE DIŞ TİCARET A.Ş. Organize San. Bölgesi 4. Cad. No:5 Süloğlu/Edirne/TÜRKİYE | Mediflex | Klasa I | Një substancë plastike, tekstil me fije qelqi ose gipsi që aplikohet në shtresa rreth një shtojce të trupit të dëmtuar për të ndërtuar një veshje të fortë (gips) në mënyrë që të imobilizojë kockat e thyera, nyjet e sëmura ose ndrydhjet e dhimbshme. | Pajisje nje perdorimeshe
15534 | Nonsterile Gauze Without X-ray, Sterile Gauze Without X-ray, Nonsterile Gauze Compress Without X-ray, Sterile Gauze Compress Without X-ray, Nonsterile Abdominal Compress Without X-ray, Sterile Abdominal Compress Without X-ray, Nonsterile Cotton Pad Without X-ray, Sterile Cotton Pad Without X-ray, Nonsterile Gauze With X-ray, Sterile Gauze With X-ray, Nonsterile Gauze Compress With X-ray, Sterile Gauze Compress With X-ray, Nonsterile Abdominal Compress With X-ray, Sterile Abdominal Compress With X-ray, Nonsterile Cotton Pad With X-ray, Sterile Cotton Pad With X-ray | MONTAL | 2023-11-22T00:00:00.000+01:00 | MEDİTEKS SAĞLIK HİZMETLERİ TIBBİ MALZEME TEKSTİL ÜRÜNLERİ SAN. VE DIŞ TİCARET A.Ş. Organize San. Bölgesi 4. Cad. No:5 Süloğlu/Edirne/TÜRKİYE | Mediflex | Klasa IIa | Garza dhe tampone per repartet e trajtimit intensiv dhe kirurgjikal | Pajisje nje perdorimeshe
15396 | SUSI TUBING CLAMP 165MM, SINGLE USE SKIN STAPLE REMOVER | O.E.S DISTRIMED | 2023-11-23T00:00:00.000+01:00 | Aesculap AG AM Aesculap -Platz 78532 Tuttlingen Germany | AN916SU, 783101 | Klasa I | instrument kirurgjikal | Instrumenta shumeperdorimeshe
15535 | Silver dressing-SILVERMED | O.E.S DISTRIMED | 2023-11-23T00:00:00.000+01:00 | EUROFARM S.p.A. ZONA INDUSTRIALE - PIANO TAVOLA - 95032 BELPASSO (CT) - ITALY | 892063 | Klasa IIb | Shtrese sterile adezive per mjekim te plageve me perberje te argjendit | Pajisje nje perdorimeshe
15520 | Wound cleansing solution-Vulnomed | O.E.S DISTRIMED | 2023-11-23T00:00:00.000+01:00 | EUROFARM S.p.A. ZONA INDUSTRIALE - PIANO TAVOLA - 95032 BELPASSO (CT) - ITALY | 501815 | Klasa IIa | Solucion pastrues per plaget | Pajisje nje perdorimeshe
15541 | DLP Pericardial Sump-38.1cm (15in), DLP Intracardiac Sump 20 Fr, DLP Pericardial /Intracrdiac Sump 20 Fr, DLP Left Heart Vent Catheter 13 Fr , DLP Left Heart Vent Catheter 20 Fr , DLP Left Heart Vent Catheter 10 Fr , DLP Left Heart Vent Catheter 16 Fr, DLP Left Heart Vent Catheter 10Fr, DLP Left Heart Vent Catheter 16Fr, DLP Pulmonary Artery Vent Cannula 16Fr, DLP Aortic Air Aspirating Needle ,16 Gauge | O.E.S DISTRIMED | 2023-11-24T00:00:00.000+01:00 | Medtronic, Inc. 710 Medtronic Parkway Minneapolis MN 55432 USA | 12010, 12012, 12112, 12001, 12002, 12008, 12016, 12110, 12116, 12220, 12004, 12006 | Klasa IIa | Instrumenta mjekesore,perdorim ne kardiokirurgji | Pajisje nje perdorimeshe
15403 | VARISAN TOP | FARMAWORLD | 2023-11-23T00:00:00.000+01:00 | CIZETA MEDICALI S.p.A Via IV Novembre, 46 - 20012 Cuggiono (Ml) ITALI | C24E1 - C24N1 , CA4N1, CA4E1, C24E4 - C24N4, CA4E4, CA4N4, C24E9 - C24N9, CA4E9, CA4N9, C24E2 - C24N2, CA4E2, CA4N2, CA4E3, CA4N3, C24E5 - C24N5, CA4E5, CA4N5 | Klasa I | Çorape mjekësore me kompresim | Tjeter
COTONE Ccl.2 gambaletto PC (AD), VARISAN TOP COTONE Ccl.2 gambaletto PA (AD), VARISAN TOP COTONE Ccl.2 gambaletto PA (AD)
(Taglie Plus), VARISAN TOP COTONE Ccl.2 gambaletto PA (AD), VARISAN TOP COTONE Ccl.2 gambaletto PA (AD) Taglie: 1P-2P-3P-
4P-5P, VARISAN TOP COTONE Ccl.2 calza PC (AG), VARISAN TOP COTONE Ccl.2 calza PA (AG), VARISAN TOP COTONE Ccl.2 calza PA (AG), VARISAN TOP COTONE Ccl.2 autoreggente PC/PA
(AG), VARISAN TOP COTONE Ccl.2 autoreggente PA
(AG), VARISAN TOP COTONE Ccl.2 autoreggente PA (AG) Taglie 1P-2P-
3P-4P-5C, VARISAN TOP COTONE Ccl.2 autoreggente PA
(AG) Taglie 1P-2P-
3P-4P-5C, VARISAN TOP COTONE Ccl.2 monocollant dx
PC/PA (AGTR), VARISAN TOP COTONE Ccl.2 monocollant dx PA
(AGTR), VARISAN TOP COTONE Ccl.2 monocollant dx PA
(AGTR) Taglie 1P-
2P-3P-4P-5P, VARISAN TOP COTONE Ccl.2 monocollant dx PA
(AGTR), VARISAN TOP COTONE Ccl.2 monocollant sx PA
(AGTL), VARISAN TOP COTONE Ccl.2 monocollant sx PA
(AGTL) Taglie: 1P-
2P-3P-4P-5P, VARISAN TOP COTONE Ccl.2 monocollant sx PA
(AGTL), VARISAN TOP COTONE Ccl.2 collant PC/PA (AT), VARISAN TOP COTONE Ccl.2 collant PA (AT), VARISAN TOP COTONE Ccl.2 collant PA (AT) Taglie 1P-2P-3P-4P-
5P, VARISAN TOP COTONE Ccl.2 collant PA (AT)
15579 | Endodontic Hand Files/Endo-007, K-File, 21mm Size 10, 6-Pack, K-File, 21mm Size 15, 6-Pack, K-File, 21mm Size 20, 6-Pack, K-File, 21mm Size 25, 6-Pack, K-File, 21mm Size 30, 6-Pack, K-File, 21mm Size 35, 6-Pack, K-File, 21mm Size 40, 6-Pack, K-File, 21mm Size 45, 6-Pack, K-File, 21mm Size 50, 6-Pack, K-File, 21mm Size 55, 6-Pack, K-File, 21mm Size 60, 6-Pack, K-File, 21mm Size 70, 6-Pack, K-File, 21mm Size 80, 6-Pack, K-File, 25mm Size 10, 6-Pack, K-File, 25mm Size 15, 6-Pack, K-File, 25mm Size 20, 6-Pack, K-File, 25mm Size 25, 6-Pack, K-File, 25mm Size 30, 6-Pack, K-File, 25mm Size 35, 6-Pack, K-File, 25mm Size 40, 6-Pack, K-File, 25mm Size 45, 6-Pack, K-File, 25mm Size 50, 6-Pack, K-File, 25mm Size 55, 6-Pack, K-File, 25mm Size 60, 6-Pack, K-File, 25mm Size 70, 6-Pack, K-File, 25mm Size 80, 6-Pack, K-File, 30mm Size 10, 6-Pack, K-File, 30mm Size 15, 6-Pack, K-File, 30mm Size 20, 6-Pack, K-File, 30mm Size 25, 6-Pack, K-File, 30mm Size 30, 6-Pack, K-File, 30mm Size 35, 6-Pack, K-File, 30mm Size 40, 6-Pack, K-File, 30mm Size 45, 6-Pack, K-File, 30mm Size 50, 6-Pack, K-File, 30mm Size 55, 6-Pack, K-File, 30mm Size 60, 6-Pack, K-File, 30mm Size 70, 6-Pack, K-File, 30mm Size 80, 6-Pack, Reamer, 21 mm Size 10, 6-pack, Reamer, 21 mm Size 15, 6-pack, Reamer, 21 mm Size 20, 6-pack, Reamer, 21 mm Size 25, 6-pack, Reamer, 21 mm Size 30, 6-pack, Reamer, 21 mm Size 35, 6-pack, Reamer, 21 mm Size 40, 6-pack, Reamer, 21 mm Size 45, 6-pack, Reamer, 25 mm Size 10, 6-pack, Reamer, 25 mm Size 15, 6-pack, Reamer, 25 mm Size 20, 6-pack, Reamer, 25 mm Size 25, 6-pack, Reamer, 25 mm Size 30, 6-pack, Reamer, 25 mm Size 35, 6-pack, Reamer, 25 mm Size 40, 6-pack, Reamer, 25 mm Size 45, 6-pack | Dorina Mele CO | 2024-01-04T00:00:00.000+01:00 | Kerr Corporation, also trading as Pentron Clinical, 1717 West Collins Avenue Orange, CA 92867 USA | N\A, 06003, 06004, 06005, 06014, 06015, 06016, 06019, 06020, 06021, 06022, 06023, 06024, 06026, 06062, 06063, 06064, 06065, 06066, 06067, 06069, 06074, 06075, 06076, 06077, 06085, 06099, 06151, 06152, 06153, 06155, 06156, 06157, 06159, 06160, 06161, 06162, 06163, 06166, 06170, 06029, 06030, 06031, 06032, 06033, 06034, 06038, 06040, 06110, 06111, 06112, 06120, 06126, 06127, 06131, 06132 | Klasa I | Instrumenta dentare per pastrimin e kanalit te rrenjes se dhembit. | Pajisje dentare
15521 | VARISAN TOP Ccl.3 gambaletto PA (AD, VARISAN TOP Ccl.3 gambaletto PA (AD) Taglia 1P-2P-3P-4P- | FARMAWORLD | 2023-12-12T00:00:00.000+01:00 | CIZETA MEDICALI S.p.A Via IV Novembre, 46 - 20012 Cuggiono (Ml) ITALI | 6A5E1, 6A5N1, 6A5E4, 6A5N4, 6A5E9, 6A5N9, 6A5E2, 6A5N2, 6A5E3, 6A5N3, 6A5E5, 6A5N5 | Klasa I | Çorape mjekësore me kompresim | Tjeter
5P
, VARISAN TOP Ccl.3 gambaletto PA (AD)
Cod colore 739
, VARISAN TOP
Ccl.3 monocollant dx PA
(AGTR) Cod colore
739 Taglie Plus, VARISAN TOP
Ccl.3 gambaletto PA (AD)
Cod colore 862, VARISAN TOP
Ccl.3 calza PA (AG), VARISAN TOP
Ccl.3 calza PA (AG)
, VARISAN TOP
Ccl.3 autoreggente PA (AG) Cod_colore 739, VARISAN TOP
Ccl.3 autoreggente PA (AG) Cod_colore
862, VARISAN TOP
Ccl.3 autoreggente PA
(AG) Cod_colore
739 Taglie Plus, VARISAN TOP
Ccl.3 autoreggente PA
(AG)
Cod colore 739, VARISAN TOP
Ccl.3 autoreggente PA
(AG)
Cod colore 862, VARISAN TOP
Ccl.3 monocollant dx PA
(AGTR) Cod colore
739, VARISAN TOP
Ccl.3 monocollant dx PA
(AGTR) Cod colore
739 Taglie Plus, VARISAN TOP
Ccl.3 monocollant dx PA
(AGTR) Cod colore
739 Taglie Plus, VARISAN TOP
Ccl.3 monocollant sx PA
(AGTL) Cod colore
739, VARISAN TOP
Ccl.3 monocollant sx PA
(AGTL) Cod colore
739 Taglie Plus, VARISAN TOP
Ccl.3 monocollant sx PA
(AGTL) Cod colore
739, VARISAN TOP
Ccl.3 monocollant sx PA
(AGTL) Cod colore
739 Taglie Plus, VARISAN TOP
Ccl.3 collant PA (AT)
15555 | Stationary Digital Radiographic System / DigitalDiagnost C50 (712204) | Health & Light | 2023-12-01T00:00:00.000+01:00 | Philips Healthcare (Suzhou) Co., Ltd. No. 258, ZhongYuan Road Suzhou Industrial Park 215024 Suzhou, Jiangsu Province PEOPLE'S REPUBLIC OF CHINA | 712204 | Klasa IIb | Pajsije Stacionare Digitale per Radiografi Digital Diagnost C50 | Pajisje diagnostikuese dhe terapeutike me rezatim
15441 | scalpel handle no. 3, scalpel handle no. 3 graduated, scalpel handle no. 3 L, scalpel handle no. 4, scalpel handle no. 4 L, scalpel handle no. 7, needle holder, CRILE-MURRAY, grooved director buttoned, retractor double pair,FARABEUF, swab forceps, RAMPLEY, towel forceps, BERNHARD, hemost.fcps.,HALSTED-MOSQUITO, forceps tiss.narrow 1x2 t.16cm, forceps dressing narrow 16cm, diss.scissors,METZENBAUM-FINO, operating scissors, STANDARD, tissue forceps, ALLIS, round bowl 116x50mm, 0.35 ltr, probe, NELATON, 16cm, ROBB vascular dissector 24cm, Fig. 3, hooklet delicate, GILLIES 18cm Fig. 2, DARDIK, multi purpose vascular | Health & Light | 2023-12-01T00:00:00.000+01:00 | REDA INSTRUMENTE GMBH Gänsäcker 34 78532 Tuttlingen / Germany | 07103-00, 07103-01, 07103-02, 07104-00, 07104-02, 07107-00, 25174-15, 21112-14, 19102-15, 19102-12, 17180-18, 15140-16, 13230-14, 13221-14, 13220-12, 11130-16, 11110-16, 09283-15, 09110-16, 65120-19, 89127-11, 21120-16, 61910-03, 47562-18, 61039-30 | Klasa I | Doreze bisturi Nr 3, Doreze bisturi Nr 3 E graduar, Doreze bisturi Nr 3 E Gjere, Doreze bisturi Nr 7, Mbajtes age, CRILE-MURRAY, Sonde brazdë me butona, Terheqes dyshe FARABEUF 15 cm, Terheqes dyshe FARABEUF 12 cm, Pince pambuku, RAMPLEY, Pince peshqiri, BERNHARD 16.5 cm, Pince Hemostatike,HALSTED-MOSQUITO, Pince indi e ngushte 1x2 dhembe .16cm, Pince e ngushte Dresing 16cm, Gershere disektimi,METZENBAUM-FINO, Pinca Operacioni STANDARD, Pinca Indi, ALLIS, Tas (legen) I rrethor 116x50mm, 0.35 ltr, Sonde, NELATON, 16cm, Disketor Vaskular ROBB 24 cm, Grep Delikat GILLIES, 18 Cm, DARDIK, Shume qellimesh Vaskular | Instrumenta shumeperdorimeshe
15536 | Electrosurgery Units and accessories BIPOLAR FCPS., STR., SH., 0.3 MM, 20 CM, Electrosurgery Units and accessories BIPOLAR FCPS., STR., SH., 0.3 MM, 22 CM, Electrosurgery Units and accessories BIPOLAR FCPS., ANG., SH., 0.3 MM, 8,5 CM, Electrosurgery Units and accessories BIPOLAR FCPS., ANG., SH., 0.3 MM, 12 CM, Electrosurgery Units and accessories BIPOLAR FCPS., ANG., SH., 0.3 MM, 16 CM, Electrosurgery Units and accessories BIPOLAR FCPS., ANG., SH., 0.3 MM, 18 CM, Electrosurgery Units and accessories BIPOLAR FCPS., ANG., SH., 0.3 MM, 20 CM, Electrosurgery Units and accessories BIPOLAR FCPS., STR., BL., 1.0 MM, 12 CM, Electrosurgery Units and accessories BIPOLAR FCPS., STR., BL., 1.2 MM, 16 CM, Electrosurgery Units and accessories BIPOLAR FCPS., STR., BL., 1.2 MM, 18 CM, Electrosurgery Units and accessories BIPOLAR FCPS., STR., BL., 1.2 MM, 20 CM, Electrosurgery Units and accessories BIPOLAR FCPS., STR., BL., 1.2 MM, 22 CM, Electrosurgery Units and accessories BIPOLAR FCPS., STR., BL., 1.2 MM, 24 CM, Electrosurgery Units and accessories BIPOLAR FCPS., STR., BL., 1.2 MM, 26 CM, Electrosurgery Units and accessories BIPOLAR FCPS., STR., BL., 1.2 MM, 30 CM, Electrosurgery Units and accessories BIPOLAR FCPS., ANG., BL., 1.0 MM, 12 CM, Electrosurgery Units and accessories BIPOLAR FCPS., ANG., BL., 1.2 MM, 16 CM, Electrosurgery Units and accessories BIPOLAR FCPS., ANG., BL., 1.2 MM, 18 CM, Electrosurgery Units and accessories BIPOLAR FCPS., ANG., BL., 1.2 MM, 20 CM, Electrosurgery Units and accessories BIPOLAR FCPS., ANG., BL., 1.2 MM, 22 CM, Electrosurgery Units and accessories BIPOLAR FCPS., BAY., SH., 0.3 MM, 16 CM, Electrosurgery Units and accessories BIPOLAR FCPS., BAY., SH., 0.3 MM, 18 CM, Electrosurgery Units and accessories BIPOLAR FCPS., BAY., SH., 0.3 MM, 20 CM, Electrosurgery Units and accessories BIPOLAR FCPS., BAY., SH., 0.3 MM, 24 CM, Electrosurgery Units and accessories BIPOLAR FCPS., STR., BL., 2.0 MM, 12 CM, Electrosurgery Units and accessories BIPOLAR FCPS., STR., BL., 2.0 MM, 16 CM, Electrosurgery Units and accessories BIPOLAR FCPS., STR., BL., 2.0 MM, 18 CM, Electrosurgery Units and accessories BIPOLAR FCPS., STR., BL, 2.0 MM, 20 CM, Electrosurgery Units and accessories BIPOLAR FCPS., STR., BL., 2.0 MM, 22 CM, Electrosurgery Units and accessories BIPOLAR FCPS., STR., BL., 2.0 MM, 24 CM, Electrosurgery Units and accessories BIPOLAR FCPS., STR., BL., 2.0 MM, 26 CM, Electrosurgery Units and accessories BIPOLAR FCPS., STR., BL., 2.0 MM, 30 CM, Electrosurgery Units and accessories BIPOLAR FCPS., ANG., BL., 2.0 MM, 16 CM, Electrosurgery Units and accessories BIPOLAR FCPS., ANG., BL., 2.0 MM, 18 CM, Electrosurgery Units and accessories BIPOLAR FCPS., ANG., BL., 2.0 MM, 20 CM, Electrosurgery Units and accessories BIPOLAR FCPS., ANG., BL., 2.0 MM, 22 CM, Electrosurgery Units and accessories BIPOLAR FCPS., ANG., BL., 2.0 MM, 24 CM, Electrosurgery Units and accessories BIPOLAR FCPS., BAY., BL., 1.2 MM, 16 CM, Electrosurgery Units and accessories BIPOLAR FCPS., BAY., BL., 1.2 MM, 18 CM, Electrosurgery Units and accessories BIPOLAR FCPS., BAY., BL., 1.2 MM, 20 CM, Electrosurgery Units and accessories BIPOLAR FCPS., BAY., BL., 1.2 MM, 24 CM, Electrosurgery Units and accessories BIPOLAR FCPS., BAY., BL, 2.0 MM, 18 CM, Electrosurgery Units and accessories BIPOLAR FCPS., BAY., BL., 2.0 MM, 20 CM, Electrosurgery Units and accessories BIPOLAR FCPS., BAY., BL., 2.0 MM, 24 CM, Electrosurgery Units and accessories BIPOLAR FCPS., BAY., BL., 2.0 MM, 30 CM, Electrosurgery Units and accessories BIP. FCPS., NEURO , STR., 0.5 MM, 20 CM, Electrosurgery Units and accessories BIP. FCPS., NEURO , ANG., 0.5 MM, 20 CM, Electrosurgery Units and accessories MARCLAMP, IQ, 16CM, CABLE 4M, Electrosurgery Units and accessories MARCLAMP, IQ 18CM, CABLE 4M, Electrosurgery Units and accessories MARCLAMP, IQ, 23CM, CABLE 4M, Electrosurgery Units and accessories MARCLAMP, IQ 28CM, CABLE 4M, Electrosurgery Units and accessories MARCLAMP SHARK, IQ, 23 CM, CABLE 4M, Electrosurgery Units and accessories MARCLAMP URO, ACC. TO KALEM, IQ,CABLE 4M, Electrosurgery Units and accessories MARCLAMP 10,, GEMINI, 23 CM, Electrosurgery Units and accessories NST-FLUSH-FCPS., BAJ.,STR.,0,5 MM, 20 CM, Electrosurgery Units and accessories NST-FLUSH-FCPS., BAJ.,STR.,1,0 MM, 20 CM, Electrosurgery Units and accessories NST-FLUSH-FCPS., BAJ.,STR.,0,5 MM, 23 CM, Electrosurgery Units and accessories NST-FLUSH-FCPS., BAJ.,STR.,1,0 MM, 23 CM, Electrosurgery Units and accessories NST-FLUSH-FCPS., STR.,1,5 MM, 20 CM, Electrosurgery Units and accessories NST-FLUSH-FCPS., STR.,2,0 MM, 23 CM, Electrosurgery Units and accessories NST-FLUSH-FCPS.,STR., 2,0 MM, 30 CM, Electrosurgery Units and accessories NST-RED-FCPS., STR., SH. 0,3 MM, 12 CM, Electrosurgery Units and accessories NST-RED-FCPS., STR., SH. 0,3 MM, 17 CM, Electrosurgery Units and accessories NST-RED-FCPS., STR., SH. 0,3 MM, 20 CM, Electrosurgery Units and accessories NST-RED-FCPS., ANG., SH. 0,3 MM, 12 CM, Electrosurgery Units and accessories NST-RED-FCPS., ANG., SH. 0,3 MM, 17 CM, Electrosurgery Units and accessories NST-RED-FCPS., STR., BL. 0,6 MM, 12 CM, Electrosurgery Units and accessories NST-RED-FCPS., STR., BL. 0,6 MM, 17 CM, Electrosurgery Units and accessories NST-RED-FCPS., STR., BL. 0,6 MM, 20 CM, Electrosurgery Units and accessories NST-RED-FCPS., ANG., BL. 0,6 MM, 12 CM, Electrosurgery Units and accessories NST-RED-FCPS., ANG., BL. 0,6 MM, 17 CM, Electrosurgery Units and accessories NST-RED-FCPS., ANG., BL. 0,6 MM, 20 CM, Electrosurgery Units and accessories NST-RED-FCPS., STR., BL. 1,0 MM, 12 CM, Electrosurgery Units and accessories NST-RED-FCPS., STR., BL. 1,0 MM, 17 CM, Electrosurgery Units and accessories NST-RED-FCPS., STR., BL. 1,0 MM, 20 CM, Electrosurgery Units and accessories NST-RED-FCPS., STR., BL. 1,0 MM, 23 CM, Electrosurgery Units and accessories NST-RED-FCPS., ANG., BL. 1,0 MM, 12 CM, Electrosurgery Units and accessories NST-RED-FCPS., ANG., BL. 1,0 MM, 17 CM, Electrosurgery Units and accessories NST-RED-FCPS., ANG., BL. 1,0 MM, 20 CM, Electrosurgery Units and accessories NST-RED-FCPS., ANG., BL. 1,0 MM, 23 CM, Electrosurgery Units and accessories NST-RED-FCPS., STR., BL. 2,0 MM, 17 CM, Electrosurgery Units and accessories NST-RED-FCPS., STR., BL 2,0 MM, 20 CM, Electrosurgery Units and accessories NST-RED-FCPS., STR., BL. 2,0 MM, 23 CM, Electrosurgery Units and accessories NST-RED-FCPS., STR., BL. 2,0 MM, 30 CM, Electrosurgery Units and accessories NST-RED-FCPS., ANG., BL. 2,0 MM, 17 CM, Electrosurgery Units and accessories NST-RED-FCPS., ANG., BL. 2,0 MM, 20 CM, Electrosurgery Units and accessories NST-RED-FCPS., ANG., BL. 2,0 MM, 23 CM, Electrosurgery Units and accessories NST-RED-FCPS., ANG., BL. 2,0 MM, 25 CM, Electrosurgery Units and accessories NST-RED-FCPS., ANG., BL. 2,0 MM, 28 CM, Electrosurgery Units and accessories NST-RED-FCPS., ANG., BL. 2,0 MM, 30 CM, Electrosurgery Units and accessories NST-RED-FCPS., BAY., STR., 0,3 MM, 17 CM, Electrosurgery Units and accessories NST-RED-FCPS., BAY., STR., 0,3 MM, 20 CM, Electrosurgery Units and accessories NST-RED-FCPS., BAY., STR., 0,3 MM, 23 CM, Electrosurgery Units and accessories NST-RED-FCPS., BAY., STR., 0,3 MM, 25 CM, Electrosurgery Units and accessories NST-RED-FCPS., BAY., STR., 0,6 MM, 17 CM, Electrosurgery Units and accessories NST-RED-FCPS., BAY., STR., 0,6 MM, 20 CM, Electrosurgery Units and accessories NST-RED-FCPS., BAY., STR., 0,6 MM, 23 CM, Electrosurgery Units and accessories NST-RED-FCPS., BAY., STR., 0,6 MM, 25 CM, Electrosurgery Units and accessories NST-RED-FCPS., BAY., STR., 1,0 MM, 17 CM, Electrosurgery Units and accessories NST-RED-FCPS., BAY., STR., 1,0 MM, 20 CM, Electrosurgery Units and accessories NST-RED-FCPS., BAY., STR., 1,0 MM, 23 CM, Electrosurgery Units and accessories NST-RED-FCPS., BAY., STR., 1,0 MM, 25 CM, Electrosurgery Units and accessories NST-RED-FCPS., BAY., STR., 2,0 MM, 17 CM, Electrosurgery Units and accessories NST-RED-FCPS., BAY., STR., 2,0 MM, 20 CM, Electrosurgery Units and accessories NST-RED-FCPS., BAY., STR., 2,0 MM, 23 CM, Electrosurgery Units and accessories NST-RED-FCPS., BAY., STR., 2,0 MM, 25 CM, Electrosurgery Units and accessories NST-RED-FCPS. BAY. DOWNW.-B. 1,0 MM20cm, Electrosurgery Units and accessories NST-RED-FCPS. BAY. DOWNW.-B. 1,0 MM 23cm, Electrosurgery Units and accessories NST-RED-FCPS.BAY.DOWNW.-B.1,0MM25cm, Electrosurgery Units and accessories NST-RED-FCPS., BAY., UPW.-B.,1,0MM, 20CM, Electrosurgery Units and accessories NST-RED-FCPS., BAY., UPW.-B.,1,0MM, 23CM, Electrosurgery Units and accessories NST-RED-FCPS., BAY., UPW.-B., 0,6 MM, 23, Electrosurgery Units and accessories NST-RED-FCPS., BAY., DOWNW.-B., 0,6 MM,, Electrosurgery Units and accessories NST-RED-FCPS., CVD., STR., 0,5 MM, 23 CM, Electrosurgery Units and accessories NST-RED-FCPS., ACC. MEUSER, 2MM, 18CM, Electrosurgery Units and accessories NST-RED-FCPS., CVD., UPW.-B.,0,5 MM,23CM, Electrosurgery Units and accessories NST-RED-FCPS., CVD.,DOWNW.-B.,0,5MM,23CM, Electrosurgery Units and accessories Hook Electrode, mono, D=5mm,AL=470mm, Electrosurgery Units and accessories smartLap electrode, mo.,05mm, L-hook, Electrosurgery Units and accessories smartLap electrode, mo.,05mm, J-hook, Electrosurgery Units and accessories smartLap electrode, mo.,05mm, needle, Electrosurgery Units and accessories MARLAP HANDLE WITH SHAFT, Electrosurgery Units and accessories MARLAP HANDLE, Electrosurgery Units and accessories MARLAP SHAFT, Electrosurgery Units and accessories MARLAP CUT, EXCHANGE. SCISSORS ELETRODE, Electrosurgery Units and accessories MARLAP CLAMP,EXCH. FORC. ELEKTR.FENESTR., Electrosurgery Units and accessories MARLAP MARYLAND,EXCH.FORC.ELECTRODE,DVD, Electrosurgery Units and accessories MARLAP CLAMP ELECTR.NON FENESTR.SMOOTH, Electrosurgery Units and accessories EL.HANDLE W.2PUSHBUT.2,4MM,3PIN,4M, Electrosurgery Units and accessories smartPen, 2 buttons, 04mm, 4m, E, Electrosurgery Units and accessories smartPen, 2 buttons, 02,4mm, 4m, I, Electrosurgery Units and accessories smartPen, rockerswitch, 02,4mm, 4m, I, Electrosurgery Units and accessories ELECTRODE HDL., W/0 SWITCH, 1,6 MM, 3M, Electrosurgery Units and accessories D-ELECTR. HDL, 1SW, SMALL COAX, 1,6MM 3M, Electrosurgery Units and accessories smartPen, 0 buttons, 01,6mm, 4m, M, Electrosurgery Units and accessories smartPen, 1 button, 01,6mm, 4m, M, Electrosurgery Units and accessories smartPen, 1 button, 04mm, 4m, M, Electrosurgery Units and accessories smartPen, 2 buttons, 04mm, 4m, M, Electrosurgery Units and accessories HANDLE SURGY-PEN, 2 SW., 3 PIN, 4MM,4M, Electrosurgery Units and accessories smartPen, 0 buttons, 04mm, 4m, M, Electrosurgery Units and accessories smartPen, 0 buttons, 04mm, 4m, E, Electrosurgery Units and accessories smartPen, 0 buttons, 04mm, 4m, Bovie, Electrosurgery Units and accessories DISPOS. HANDLE, W. SPATULA, 2 SW, 3-PIN, Electrosurgery Units and accessories smartPen, 2 buttons, 04mm, Electrosurgery Units and accessories NEUTRAL EL. RUBBER 8X16CM, PL. 6,3MM,4M, Electrosurgery Units and accessories NEUTRAL EL. RUBBER, 8X16cm, I-PLUG, 4M, Electrosurgery Units and accessories TWIN-PAD NEUTRAL ELECTRODE, Electrosurgery Units and accessories Twin-Pad II Neutral Electrode, Electrosurgery Units and accessories PCS disposable neutral electrode, Electrosurgery Units and accessories PCS disposable neutral electrode, baby, Electrosurgery Units and accessories Disposable neutral electrode, children, Electrosurgery Units and accessories Disposable neutral electrode, Adults, Electrosurgery Units and accessories NEEDLE ELECTRODE STRAIGHT F1, 1,6MM, Electrosurgery Units and accessories NEEDLE ELECTRODE ANG 45DEG F2 1,6MM, Electrosurgery Units and accessories BALL ELECTRODE, L=9CM, D=3MM, 2,4MM, Electrosurgery Units and accessories CONIZATION ELECTRODE, L=12CM, D=10MM,4MM, Electrosurgery Units and accessories CONISATION ELECTRODE, LOOP DIAM. 15 MM, Electrosurgery Units and accessories CONIZATION ELECTRODE, L=12CM, D=20MM,4MM, Electrosurgery Units and accessories CONISATION ELECTRODE, LOOP DIAM 25 MM, Electrosurgery Units and accessories SCARFI CONIZAT.ELEC.,L=11,5CM, D=2CM,4MM, Electrosurgery Units and accessories SCARFI CONIZAT.ELEC.,L=11,5CM, D=3CM,4MM, Electrosurgery Units and accessories SCARFI CONIZAT.ELEC.,L=11,5CM, D=4CM,4MM, Electrosurgery Units and accessories NEEDLE ELECTRODE ARTHR., L=11,5CM, 1,5MM, Electrosurgery Units and accessories NEEDLE ELECTRODE, ARHTR., L=11,5CM, 4MM, Electrosurgery Units and accessories NEEDLE ELECTRODE, ARHTR., L=11,SCM, 2MM, Electrosurgery Units and accessories KNIFE ELECTRODE ARTHR., L=11,5CM, 4MM, Electrosurgery Units and accessories PALPATION ELECTR., ARTHR., L=11,5CM, 4MM, Electrosurgery Units and accessories BALL ELECTR. ARTHROSCOPY,L=11,5CM, D=3MM, Electrosurgery Units and accessories DRESS. FORCEPS, ISOL., W/O CONN., 18 CM, Electrosurgery Units and accessories DRESS. FORCEPS, ISOL., W/O CONN., 21 CM, Electrosurgery Units and accessories DRESS. FORCEPS, ISOL., W/O CONN., 25 CM, Electrosurgery Units and accessories FORCEPS, CHIR., 1X2 T., ISOL., 18CM, Electrosurgery Units and accessories FORCEPS, CHIR., 1X2 T., ISOL., 21CM, Electrosurgery Units and accessories FORCEPS, CHIR., 1X2 T., ISOL., 25CM, Electrosurgery Units and accessories DRESSING FORCEPS, ISOL., W. CONN., 18 CM, Electrosurgery Units and accessories DRESSING FORCEPS, ISOL., W. CONN., 21 CM, Electrosurgery Units and accessories DRESSING FORCEPS, ISOL., W. CONN., 25 CM, Electrosurgery Units and accessories BIPOLAR FCPS., STR., SH., 0.3 MM, 8.5 CM, Electrosurgery Units and accessories BIPOLAR FCPS., STR., SH., 0.3 MM, 12 CM, Electrosurgery Units and accessories BIPOLAR FCPS., STR., SH., 0.3 MM, 16 CM, Electrosurgery Units and accessories BIPOLAR FCPS., STR., SH., 0.3 MM, 18 CM, Electrosurgery Units and accessories NEEDLE ELECTRODE ANG 120 DEG F3, Electrosurgery Units and accessories NEEDLE ELECTRODE 1PAIR RI/LE 1,6MM, Electrosurgery Units and accessories LOOP ELECTRODE FIG. 6, Electrosurgery Units and accessories DISH ELECTRODE.D5MM, SHAFT ANGLED 45°, Electrosurgery Units and accessories WIRE LOOP ELECTRODE 3MM F11, Electrosurgery Units and accessories WIRE LOOP ELECTRODE 5MM F12, Electrosurgery Units and accessories WIRE LOOP ELECTRODE 8MM F13, Electrosurgery Units and accessories WIRE LOOP ELECTRODE F14 1,6MM, Electrosurgery Units and accessories WIRE LOOP ELECTRODE 7X1,5 F15, Electrosurgery Units and accessories HOOK ELECTRODE,7MM,45DG.ANGL.FIG.16, Electrosurgery Units and accessories WIRE LOOP ELECTR 6X1,3MM F17, Electrosurgery Units and accessories WIRE LOOP ELECTR 7X1,7MM F18, Electrosurgery Units and accessories WIRE LOOP ELECTRODE FIG.19, Electrosurgery Units and accessories WIRE LOOP ELECTRODE 7X1,4MM 45° FIG 20, Electrosurgery Units and accessories WIRE LOOP ELECTRODE STR 7X1,7MM F21, Electrosurgery Units and accessories LOOP ELECTRODE ELONGATED 45ANGLED FIG.22, Electrosurgery Units and accessories Implantology electrode, Electrosurgery Units and accessories WIRE LOOP ELECTRODE 45DEG, FIG 24, 8X5MM, Electrosurgery Units and accessories COAGUL NEEDLE ELECTRODE F31, Electrosurgery Units and accessories NEEDLE ELECTRODE COAGULATING FIG.32, Electrosurgery Units and accessories BALL ELECTRODE 1,7MM F33, Electrosurgery Units and accessories ELECTRODE BALL 3,0MM FIG 34, Electrosurgery Units and accessories COAGULATION AND FULG. ELECTRODE, FIG.35, Electrosurgery Units and accessories COAG. AND FULG. ELECTRODE, FIG.36, Electrosurgery Units and accessories NEEDLE ELECTRODE 45° ANGLED, Electrosurgery Units and accessories NEEDLE ELECTRODE STRAIGHT SHORT 0,2 MM, Electrosurgery Units and accessories NEEDLE-ELECTRODE 45 GRAD FIG. 2 SHORT, Electrosurgery Units and accessories WIRE LOOP ELECTR., SHORT 3MM DIAM.FIG.11, Electrosurgery Units and accessories WIRE LOOP ELECTRODE SHORT 5MM DIAM.FIG12, Electrosurgery Units and accessories WIRE LOOP ELECTRODE SHORT 8MM DIAM.FIG13, Electrosurgery Units and accessories NEEDLE ELECTR. STRAIGHT SHORT 0,3MM FIG1, Electrosurgery Units and accessories NEEDLE ELECTRODE FIG. 2 FLEXIBLE WIRE, Electrosurgery Units and accessories NEEDLE ELECTRODE FIG. 38 FLEXIBLE WIRE, Electrosurgery Units and accessories NEEDLE ELECTRODE STRAIGHT SHORT 0,6 MM, Electrosurgery Units and accessories CLEANING PAD FOR HF-ELECTRODES, Electrosurgery Units and accessories LANCET ELECTRODE, STRAIGHT, 25MM, 4MM, Electrosurgery Units and accessories LANCET ELECTRODE SYN., STRAIGHT,25MM,4MM, Electrosurgery Units and accessories LANCET ELECTRODE SYN,STRAIGHT,25MM,2.4MM, Electrosurgery Units and accessories LANCET ELECTRODE, STR., L=100MM, WL=20MM, Electrosurgery Units and accessories LANCET ELECTRODE ANGULAR, 25MM, 4MM, Electrosurgery Units and accessories LANCET ELECTRODE, SYN, ANGLED, 23 MM,4MM, Electrosurgery Units and accessories KNIFE ELECTRODE, STRAIGHT, 28MM, 4MM, Electrosurgery Units and accessories KNIFE ELECTRODE, SYN, STR., 39 MM, 4MM, Electrosurgery Units and accessories KNIFE ELECTRODE, STRAIGHT, 20MM, 2.4MM, Electrosurgery Units and accessories KNIFE ELECTRODE L=100MM, WL=29MM, 4MM, Electrosurgery Units and accessories KNIFE ELECTRODE, L=100MM, WL=12MM, 4MM, Electrosurgery Units and accessories KNIFE EL., ANGL., L=100MM, WL=12MM, 4MM, Electrosurgery Units and accessories MAMMAR1A SPATULA, 37MM, 4MM, Electrosurgery Units and accessories MAMMARIA SPATULA SYN, 39MM, 4MM, Electrosurgery Units and accessories NEEDLE ELECTRODE, STR., 22MM, 4MM, Electrosurgery Units and accessories NEEDLE ELECTRODE, STR.. 30MM, 4MM, Electrosurgery Units and accessories NEEDLE ELECTRODE, SYN, STR., 30MM, 4MM, Electrosurgery Units and accessories NEEDLE ELECTRODE, STR., 17MM, 2.4MM, Electrosurgery Units and accessories NEEDLE ELECTR., MICRO, 2,4MM, Electrosurgery Units and accessories NEEDLE ELECTR., MICRO, 2,4MM, STERILE, Electrosurgery Units and accessories NEEDLE ELECTRODE, WL=23MM, 4MM, Electrosurgery Units and accessories NEEDLE ELECTRODE, SYN, 10MM, 4MM, Electrosurgery Units and accessories NEEDLE ELECTRODE, SYN, 6MM, 4MM, Electrosurgery Units and accessories WIRE LOOP ELECTRODE, D=5MM, 4MM, Electrosurgery Units and accessories WIRE LOOP ELECTRODE, L=10CM,D=5MM, Electrosurgery Units and accessories WIRE LOOP ELECTRODE, D=10MM, 4MM, Electrosurgery Units and accessories WIRE LOOP ELECTRODE SYN, D=10MM, 4MM, Electrosurgery Units and accessories WIRE LOOP ELECTR. 0 10 MM, F. 2.4 MM HDL, Electrosurgery Units and accessories WIRE LOOP ELECTRODE, L=10CM, D=10MM, Electrosurgery Units and accessories WIRE LOOP ELECTRODE D=20MM, 4MM, Electrosurgery Units and accessories RIBBON LOOP ELECTRODE, D=10MM, 4MM, Electrosurgery Units and accessories RIBBON LOOP ELECTRODE, SYN, D=10MM, 4MM, Electrosurgery Units and accessories RIBBON LOOP ELECTRODE, D=15MM, 4MM, Electrosurgery Units and accessories BALL ELECTRODE, D=2MM, 4MM, Electrosurgery Units and accessories BALL ELECTRODE, SYN, WL=8MM, D=2MM, 4MM, Electrosurgery Units and accessories BALL ELECTRODE, D=4MM, 4MM, Electrosurgery Units and accessories BALL ELECTRODE, SYN, WL=8MM, D=4MM, 4MM, Electrosurgery Units and accessories BALL ELECTRODE, D=4MM, 2,4MM, Electrosurgery Units and accessories BALL ELECTRODE, D=5MM, 4MM, Electrosurgery Units and accessories ELECTRODE FOR WRINKLE SMOOTHING, 4MM, Electrosurgery Units and accessories PLATE ELECTRODE 8X1OMM, 4MM, Electrosurgery Units and accessories MARCUT BIPOL-SCISSORS, CVD., 18 CM, Electrosurgery Units and accessories MARCUT BIPOL-SCISSORS, CVD., 21 CM, Electrosurgery Units and accessories MARCUT BIPOL-SCISSORS, CVD., 23 CM, Electrosurgery Units and accessories MARCUT BIPOL-SCISSORS, CVD., 28 CM, Electrosurgery Units and accessories MARCUT BIPOL-SCISSORS, SLIM, CVD. 18 CM, Electrosurgery Units and accessories MARCUT BIPOL-SCISSORS, SLIM, CVD. 21 CM, Electrosurgery Units and accessories MARCUT BIPOL-SCISSORS, SLIM, CVD. 23 CM, Electrosurgery Units and accessories MARCUT BIPOL-SCISSORS, SLIM, CVD. 28 CM, Electrosurgery Units and accessories PLATE ELECTRODE 10X1OMM, 4MM, Electrosurgery Units and accessories MARCUT BIPOL.SCISS.SUPER SLIM,CVD. 13 CM, Electrosurgery Units and accessories MARCUT BIPOL.SCISS.SUPER SLIM,CVD. 14 CM, Electrosurgery Units and accessories MARCUT BIPOL.SCISS.SUPER SLIM,CVD. 17 CM, Electrosurgery Units and accessories ELECTRODE A PLAQUE 12X1OMM 4mm, Electrosurgery Units and accessories ELECTRODE SET SYN, 4MM, Electrosurgery Units and accessories NEEDLE EL., ANGUL., L=100MM, AL=2MM, 4MM, Electrosurgery Units and accessories BALL ELECTRODE ANGUL, L=100MM, D=2MM,4MM, Electrosurgery Units and accessories Tubular shaft incl.bladeholder, 200MM, Electrosurgery Units and accessories Blade for marseal, Electrosurgery Units and accessories Blade for marSeal, sterile, Electrosurgery Units and accessories Tubular shaft ms slim incl. blade rod, 3, Electrosurgery Units and accessories Tubuar shaft ms slim incl. blade rod, 20, Electrosurgery Units and accessories MARSEAL IQ CPL.W.INSTRUMENT-CODING,200MM, Electrosurgery Units and accessories MARSEAL SLIM IQ CPL.INSTRUM.CODING 370MM, Electrosurgery Units and accessories MARSEAL SLIM IQ CPL.INSTRUM.CODING 200MM, Electrosurgery Units and accessories Handle for marseal IQ, cable 4M, Electrosurgery Units and accessories MarSeal 5 IQ cpl.w. Instr. Cod. 370MM, Electrosurgery Units and accessories Tubular shaft for marseal 5, 370MM, Electrosurgery Units and accessories Handle for marseal 5 with connector IQ, Electrosurgery Units and accessories Blade rod for marseal 5, Electrosurgery Units and accessories Handle for marseal 5 w. connector Martin, Electrosurgery Units and accessories Blade insert marSeal 5,370mm,sterile, Electrosurgery Units and accessories marSeal 5 IQ short comp.instrum-cod200mm, Electrosurgery Units and accessories Blade insert f.marSeal 5 IQ short, 200mm, Electrosurgery Units and accessories Tubular shaft for marseal 5 IQ short, 20, Electrosurgery Units and accessories Blade for marClamp CUT IQ, sterile,l8cm, Electrosurgery Units and accessories marClamp CUT IQ w.instrum.coding,l8cm, Electrosurgery Units and accessories marSeal5plus VS.,bi.,IQ.,05mm,37CM, Electrosurgery Units and accessories marSeal5plus Maryland.,bi.,IQ.,05mm,45cm, Electrosurgery Units and accessories marSeal5plus Maryland.,bi.,IQ.,05mm,37cm, Electrosurgery Units and accessories marSeal5plus Maryland.,bi.,IQ.,05mm,23cm, Electrosurgery Units and accessories marSeal5plus handle,bi.,IQ.,05mm, Electrosurgery Units and accessories marSeal5plus tubular shaft,bi.,05mm,37cm, Electrosurgery Units and accessories marSeal5plus tub.shaft, Maryl.,05mm,45cm, Electrosurgery Units and accessories marSeal5plus tub.shaft, Maryl.,05mm,37cm, Electrosurgery Units and accessories marSeal5plus tub.shaft, Maryl.,05mm,23cm, Electrosurgery Units and accessories marSeal5plus blade insert,37cm,sterile, Electrosurgery Units and accessories marSeal5plus blade insert,23cm,sterile, Electrosurgery Units and accessories marSeal5plus blade insert,37cm, Electrosurgery Units and accessories marSeal5plus blade insert,23cm, Electrosurgery Units and accessories marSeal5plus blade insert,45cm,sterile, Electrosurgery Units and accessories marSeal5plus blade insert,45cm, Electrosurgery Units and accessories BIPOLAR HOOK ELECTRODE, L=115MM, Electrosurgery Units and accessories BIPOLAR ARTHR. ELECTR. "PHAZER", Electrosurgery Units and accessories BALL ELECTRODE, D=5MM, L=10CM, 4MM, Electrosurgery Units and accessories BALL ELECTRODE, D=3MM, L=10CM, 4MM, Electrosurgery Units and accessories NEEDLE ELECTR., L=10CM, AL=4MM, 4MM, Electrosurgery Units and accessories BALL ELECTRODE, L=13CM D=3MM, 4MM, Electrosurgery Units and accessories NEEDLE ELECTRODE, L=10CM, WL=15,5MM, 4MM, Electrosurgery Units and accessories KNIFE ELECTR.F.2,4MM HANDLES,SHAFT 9CM, Electrosurgery Units and accessories MARTIN MD 62 220/240 V, Electrosurgery Units and accessories MINICUTTER 100-240 VOLT, Electrosurgery Units and accessories MARTIN ME 102 230 V, Electrosurgery Units and accessories ME MB 3 M VERSION, 220-240 V, Electrosurgery Units and accessories ME MB 3 M VERSION, 100-127 V, Electrosurgery Units and accessories ME MB 3 I VERSION, 220-240 V, Electrosurgery Units and accessories ME MB 3 I VERSION, 100-127 V, Electrosurgery Units and accessories MAXIUM WITH SOCKET MODULE MARTIN, Electrosurgery Units and accessories MAXIUM WITH SOCKET MODULE INTERNATIONAL, Electrosurgery Units and accessories MAXIUM WITH MODULE F.5MM INSTR.E-VERSION, Electrosurgery Units and accessories maxium B, module Mul, Electrosurgery Units and accessories maxium smart C,MMB,M-modu1,100-240V, Electrosurgery Units and accessories maxium smart C,MMB,l-modul,100-240V, Electrosurgery Units and accessories maxium smart C,MMB,E-modu1,100-240V, Electrosurgery Units and accessories maxium smart Beam, Argon-unit, Electrosurgery Units and accessories MAXIUM BEAMER, Electrosurgery Units and accessories MARVAC SMOKE EVACUATION SYST. 220-240V, Electrosurgery Units and accessories MARVAC SMOKE EVACUATION SYST. 100-127V, Electrosurgery Units and accessories MAIN FILTER UNIT MARVAC, Electrosurgery Units and accessories HANDLE W.CLIP-ON F. SMOKE EVACUATOR, Electrosurgery Units and accessories EXTERNAL CURRENT DETECTION MARVAC, Electrosurgery Units and accessories MARVAC SMOKE EVAC.SYST.LAP-MODE 220-240V, Electrosurgery Units and accessories MARVAC SMOKE EVAC.SYST.LAP-MODE 100-127V, Electrosurgery Units and accessories maxium smart Vac, Lap-Mode, 220-240 V, Electrosurgery Units and accessories maxium smart Vac, Lap-Mode, 100-127 V, Electrosurgery Units and accessories maxium smart Vac, 220-240 V, Electrosurgery Units and accessories maxium smart Vac, 100-127 V, Electrosurgery Units and accessories MABS-HANDLE, TWO PUSH BUTTONS, Electrosurgery Units and accessories MABS-NEEDLE-ELECTRODE 40MM, ADJUSTABLE, Electrosurgery Units and accessories MABS-NEEDLE-ELECTRODE ADJUSTABLE, Electrosurgery Units and accessories MABS-BEAM ELECTRODE, DIAM. 5MM,WORK 25MM, Electrosurgery Units and accessories MABS-BEAM ELECTR. DIAM 5MM, WORK 100MM, Electrosurgery Units and accessories MABS-ELECTR. INCL.FIX.EQUIPM.D=5, WI=320, Electrosurgery Units and accessories MABS-LANCET-ELECTR. DIAM 5MM. WORK 25MM, Electrosurgery Units and accessories MABS-LANCET ELECTR. DIAM 5MM, WORK 115MM, Electrosurgery Units and accessories MABS-NEEDLE-ELECTR. DIAM 5MM, WORK 25MM, Electrosurgery Units and accessories MABS-NEEDLE ELECTR. DIAM 5MM, WORK 115MM, Electrosurgery Units and accessories MABS-GIT-PROBE REUSABLE 2.3MM/2.3M, Electrosurgery Units and accessories MABS-GIT-PROBE REUSABLE 3,2MM/2,3M, Electrosurgery Units and accessories MABS-TBS-PROBE DISPOSABLE 1,8MM/1,6M, Electrosurgery Units and accessories MABS-GIT-PROBE DISPOSABLE 1,8MM/3,2M, Electrosurgery Units and accessories MABS-GIT-PROBE DISPOSABLE 2,3MM/2,3M, Electrosurgery Units and accessories MABS-GIT-PROBE DISPOSABLE 3,2MM/2,3M, Electrosurgery Units and accessories MABS-GIT-PROBE DISPOSABLE 2,3MM/3,4M, Electrosurgery Units and accessories MABS CONNECTING CABLE 2,5M-PIN CONNECT., Electrosurgery Units and accessories GIT-PROBE,SIDEFIRE,SINGLE USE 2,3MM,2,3M, Electrosurgery Units and accessories GIT-SNARE 15MM MULTF1L .DISP.2,5MM/2,3M, Electrosurgery Units and accessories GIT-SNARE 30MM MULTIF. DISP.2,5MM/2,3M, Electrosurgery Units and accessories GIT-SNARE 15MM,MONOFILDISP.2,5MM/2,3M, Electrosurgery Units and accessories GIT-SNARE 30MM,MONOFILDISP.2,5MM/2,3M, Electrosurgery Units and accessories MABS-BEAM ELECTRODE, 320MM, BENDABLE, Electrosurgery Units and accessories MABS-BEAM ELECTRODE, 115MM, BENDABLE, Electrosurgery Units and accessories ELECTR. HDL., DBL.SW., 3PIN, 02.4MM, 3M, Electrosurgery Units and accessories ELHANDLE W.2PUSHBUT.4,0MM,3PIN,CABLE 5M, Electrosurgery Units and accessories smartPen, 2 buttons, 04mm, 4m, I | O.E.S DISTRIMED | 2023-11-30T00:00:00.000+01:00 | Gebruder Martin GmbH & Co. KG KLS Martin Platz 1 78532 Tuttlingen Germany | 80-910-20-04, 80-910-22-04, 80-911-07-04, 80-911-12-04, 80-911-16-04, 80-911-18-04, 80-911-20-04, 80-924-12-04, 80-924-16-04, 80-924-18-04, 80-924-20-04, 80-924-22-04, 80-924-24-04, 80-924-26-04, 80-924-30-04, 80-925-12-04, 80-925-16-04, 80-925-18-04, 80-925-20-04, 80-925-22-04, 80-931-16-04, 80-931-18-04, 80-931-20-04, 80-931-24-04, 80-934-12-04, 80-934-16-04, 80-934-18-04, 80-934-20-04, 80-934-22-04, 80-934-24-04, 80-934-26-04, 80-934-30-04, 80-935-16-04, 80-935-18-04, 80-935-20-04, 80-935-22-04, 80-935-24-04, 80-945-16-04, 80-945-18-04, 80-945-20-04, 80-945-24-04, 80-948-18-04, 80-948-20-04, 80-948-24-04, 80-948-30-04, 80-950-20-04, 80-951-20-04, 80-975-16-04, 80-975-18-04, 80-975-23-04, 80-975-28-04, 80-976-23-04, 80-977-23-04, 80-978-23-04, 80-981-01-04, 80-981-02-04, 80-981-03-04, 80-981-04-04, 80-981-05-04, 80-981-06-04, 80-981-08-04, 80-982-12-04, 80-982-17-04, 80-982-20-04, 80-983-12-04, 80-983-17-04, 80-984-12-04, 80-984-17-04, 80-984-20-04, 80-985-12-04, 80-985-17-04, 80-985-20-04, 80-986-12-04, 80-986-17-04, 80-986-20-04, 80-986-23-04, 80-987-12-04, 80-987-17-04, 80-987-20-04, 80-987-23-04, 80-988-17-04, 80-988-20-04, 80-988-23-04, 80-988-30-04, 80-989-17-04, 80-989-20-04, 80-989-23-04, 80-989-25-04, 80-989-28-04, 80-989-30-04, 80-990-17-04, 80-990-20-04, 80-990-23-04, 80-990-25-04, 80-991-17-04, 80-991-20-04, 80-991-23-04, 80-991-25-04, 80-992-17-04, 80-992-20-04, 80-992-23-04, 80-992-25-04, 80-993-17-04, 80-993-20-04, 80-993-23-04, 80-993-25-04, 80-994-20-04, 80-994-23-04, 80-994-25-04, 80-995-20-04, 80-995-23-04, 80-996-23-04, 80-997-23-04, 80-997-25-04, 80-998-23-04, 80-998-24-04, 80-999-23-04, 80-999-24-04, 83-520-39-04, 83-525-30-04, 83-525-31-04, 83-525-32-04, 83-585-00-04, 83-585-01-04, 83-585-02-04, 83-585-03-04, 83-585-05-04, 83-585-06-04, 83-585-07-04, 80-210-16-04, 80-210-18-04, 80-210-21-04, 80-210-23-04, 80-214-00-04, 80-214-01-04, 80-214-12-04, 80-214-13-04, 80-217-05-04, 80-217-13-04, 80-219-42-04, 80-220-02-04, 80-220-31-04, 80-220-41-04, 80-221-02-04, 80-227-00-04, 80-332-03-04, 80-342-05-04, 80-342-06-04, 80-342-07-04, 80-344-09-04, 80-344-12-04, 80-344-13-04, 80-344-14-04, 80-461-01-04, 80-461-02-04, 80-678-11-04, 80-680-12-04, 80-681-12-04, 80-682-12-04, 80-683-12-04, 80-684-12-04, 80-685-12-04, 80-686-12-04, 80-690-12-04, 80-691-12-04, 80-692-12-04, 80-693-12-04, 80-694-12-04, 80-695-12-04, 80-900-18-03, 80-900-21-03, 80-900-25-03, 80-901-18-03, 80-901-21-03, 80-901-25-03, 80-902-18-03, 80-902-21-03, 80-902-25-03, 80-910-07-04, 80-910-12-04, 80-910-16-04, 80-910-18-04, 80-461-03-04, 80-461-04-04, 80-461-06-04, 80-461-07-04, 80-461-11-04, 80-461-12-04, 80-461-13-04, 80-461-14-04, 80-461-15-04, 80-461-16-04, 80-461-17-04, 80-461-18-04, 80-461-19-04, 80-461-20-04, 80-461-21-04, 80-461-22-04, 80-461-23-04, 80-461-24-04, 80-461-31-04, 80-461-32-04, 80-461-33-04, 80-461-34-04, 80-461-35-04, 80-461-36-04, 80-461-37-04, 80-462-01-04, 80-462-02-04, 80-462-11-04, 80-462-12-04, 80-462-13-04, 80-463-01-04, 80-464-02-04, 80-464-38-04, 80-466-01-04, 80-505-00-04, 80-510-04-04, 80-510-06-04, 80-510-08-04, 80-510-12-04, 80-511-04-04, 80-511-06-04, 80-515-04-04, 80-515-06-04, 80-515-08-04, 80-515-12-04, 80-515-14-04, 80-515-16-04, 80-516-04-04, 80-516-06-04, 80-519-04-04, 80-520-04-04, 80-520-06-04, 80-520-08-04, 80-520-09-04, 80-520-10-04, 80-521-02-04, 80-521-04-04, 80-522-04-04, 80-540-04-04, 80-540-12-04, 80-542-04-04, 80-542-06-04, 80-542-08-04, 80-542-12-04, 80-545-04-04, 80-550-04-04, 80-550-06-04, 80-552-04-04, 80-560-04-04, 80-560-06-04, 80-562-04-04, 80-562-06-04, 80-562-08-04, 80-563-04-04, 80-563-05-04, 80-570-04-04, 80-570-18-04, 80-570-21-04, 80-570-23-04, 80-570-28-04, 80-571-18-04, 80-571-21-04, 80-571-23-04, 80-571-28-04, 80-572-04-04, 80-572-13-04, 80-572-14-04, 80-572-17-04, 80-574-04-04, 80-580-06-04, 80-610-10-04, 80-612-10-04, 80-630-12-04, 80-630-15-04, 80-630-16-04, 80-630-34-04, 80-630-35-04, 80-630-41-04, 80-630-42-04, 80-630-43-04, 80-630-45-04, 80-630-50-04, 80-630-51-04, 80-630-52- | Klasa IIb, Is, Klasa IIa | Njesi elektro-kirurgjikale dhe aksesoret | Instrumenta shumeperdorimeshe
15545 | Firehawk™ Rapamycin Target Eluting Coronary Stent System | GP MEDICAL AL | 2023-12-01T00:00:00.000+01:00 | Shanghai MicroPort Medical (Group) Co., Ltd., 1601 Zhangdong Road, ZJ High-Tech Park, Shanghai, P. R. China, Zip code: 201203 | RV2208 , RV2508 , RV2708 , RV3008 , RV3508 , RV4008 , RV2213 , RV2513 , RV2713, RV3013 , RV3513 , RV4013 , RV2216 , RV2516 , RV2716 , RV3016 , RV3516, RV4016 , RV2218 , RV2518 , RV2718 , RV3018 , RV3518 , RV4018 , RV2221 , RV2521 , RV2721 , RV3021 , RV3521, RV4021 , RV2223, RV2523 , RV2723 , RV3023 , RV3523, RV4023 , RV2226 , RV2526, RV2726 , RV3026 , RV3526, RV4026, RV2229 , RV2529 , RV2729 , RV3029 , RV3529 , RV4029 , RV2531 , RV2731 , RV3031 , RV3531 , RV4031, RV2533, RV2733 , RV3033 , RV3533 , RV4033, RV2735 , RV3035, RV3535 , RV4035 , RV2738 , RV3038 , RV3538 , RV4038 | Klasa III | Sistem stenti koronar i montuar paraprakisht në një kateter shpërndarjeje i perdorur per përmirësimin e diametrit koronar në pacientët me sëmundje simptomatike të zemrës. | Pajisje te implantueshme jo aktive
15550 | Firehawk Liberty Rapamycin Target Eluting Coronary Stent System | GP MEDICAL AL | 2023-12-01T00:00:00.000+01:00 | Shanghai MicroPort Medical (Group) Co., Ltd., 1601 Zhangdong Road, ZJ High-Tech Park, Shanghai, P. R. China, Zip code: 201203 | FR3021 , FR3521, FR4021, FR2223 , FR2523 , FR2723, FR3023, FR3523 , FR4023 , FR2226 , FR2526 , FR2726 , FR3026 , FR3526 , FR4026 , FR2229 , FR2529 , FR2729 , FR3029 , FR3529 , FR4029 , FR2531 , FR2731 , FR3031, FR3531 , FR4031, FR2533, FR2733 , FR3033 , FR3533 , FR4033 , FR2735, FR3035 , FR3535 , FR4035 , FR2738 , FR3038 , FR3538 , FR4038 , FR2208 , FR2508 , FR2708 , FR3008 , FR3508 , FR4008 , FR2213 , FR2513 , FR2713, FR3013, FR3513 , FR4013 , FR2216 , FR2516 , FR2716 , FR3016, FR3516, FR4016 , FR2218 , FR2518, FR2718 , FR3018 , FR3518 , FR4018, FR2221 , FR2521 , FR2721 | Klasa III | Sistem stenti koronar i montuar paraprakisht në një kateter shpërndarjeje i perdorur per përmirësimin e diametrit koronar në pacientët me sëmundje simptomatike të zemrës. | Pajisje te implantueshme jo aktive
15569 | Meditech ABPM-06 (BP6) Ambulatory Blood Pressure Monitors | GP MEDICAL AL | 2023-12-01T00:00:00.000+01:00 | MEDITECH Kft., H-1184 Budapest, Mikszáth Kálmán u. 24, Hungary | Meditech ABPM-06 (BP6) Ambulatory Blood Pressure Monitors | Klasa IIa | Monitor ambulator i presionit të gjakut. Monitoruesi ambulator i presionit të gjakut Meditech ABPM-06 ofron informacion te sakte mbi ndryshueshmërinë e presionit të gjakut për menaxhimin dhe kontrollin e besueshëm të hipertensionit. | Tjeter
15570 | PREPARATORE DI SPALLA HEX ACT D 5.0HEXPS50NWFRCS50, PREPARATORE DI SPALLA HEX ACT D 4.3HEXPS43NWFRCS43, PREPARATORE DI SPALLA HEX ACT D 3.5HEXPS35NWFRCS35, FRESA STOP SMALL HEX ACT D 2.8/3.2HEXFRS32QIFR3215, FRESA STOP SMALL HEX ACT D 2.2/2.8HEXFRS28QIFR2815, FRESA STOP SMALL HEX ACT D 2.2HEXFRS22QIFR22, FRESA STOP LARGE HEX ACT D 3.6/4.5HEXFRL45QIFR4515, FRESA STOP LARGE HEX ACT D 3.6/4.0HEXFRL40QIFR4015, FRESA STOP LARGE HEX ACT D 3.2/3.8HEXFRL38QIFR3815, FRESA STOP LARGE HEX ACT D 2.8 L 26HEXFRL28QIFR4015, FRESA STOP LARGE HEX ACT D 3.4 L 26HEXFRL34QIFR3815, FRESA 4.2/4.6 HEX ACT L 7-15 mmPSFR424615PSFR4615, FRESA 3.8/4.2 HEX ACT L 7-15 mmPSFR384215PSFR4215, FRESA 3.2/3.6 HEX ACT L 7-15 mmPSFR323615PSFR3615, FRESA 3.2/3.6 HEX ACT L 10-18 mmPSFR323618PSFR3618, FRESA 2.8/3.2 HEX ACT L 7-15 mmPSFR283215PSFR3215, FRESA 2.8/3.2 HEX ACT L 10-18 mmPSFR283218PSFR3218, FRESA 2.4/2.8 HEX ACT L 7-15 mmPSFR242815PSFR2815, FRESA 2.4/2.8 HEX ACT L 10-18 mmPSFR242818PSFR2818, FRESA 3.4 HEX ACT L 7-15 mmPSFR3415PSFR34115, FRESA 3.4 HEX ACT L 10-18 mmPSFR3418PSFR34118, FRESA 3.0 HEX ACT L 7-15 mmPSFR3015PSFR30115, FRESA 3.0 HEX ACT L 10-18 mmPSFR3018PSFR30118, FRESA 2.0 HEX ACT L 7-15 mmPSFR2015PSFR2015, FRESA 2.0 HEX ACT L 10-18 mmPSFR2018PSFR2018, FRESA 1.5 HEX ACT L 7-15 mmPSFR1515PSFR1515, STOP FRESE LARGE HEX ACT H 7HEXSFLR07UNSFLR70, STOP FRESE LARGE HEX ACT H 8HEXSFLR85UNSFLR85, STOP FRESE LARGE HEX ACT H 10HEXSFLR10UNSFLR100, STOP FRESE LARGE HEX ACT H 11.5HEXSFLR115UNSFLR115, STOP FRESE LARGE HEX ACT H 13HEXSFLR13UNSFLR13, STOP FRESE LARGE HEX ACT H 15HEXSFLR15UNSFLR15, STOP FRESE LARGE HEX ACT H 18HEXSFLR18PSSFLR18, STOP FRESE LARGE HEX ACT H 20HEXSFLR20PSSFLR20, STOP FRESE SMALL HEX ACT H.7HEXSFSR07UNSFSR70, STOP FRESE SMALL HEX ACT H.8HEXSFSR85UNSFSR85, STOP FRESE SMALL HEX ACT H.10HEXSFSR10UNSFSR100, STOP FRESE SMALL HEX ACT H.11,5HEXSFSR115UNSFSR115, STOP FRESE SMALL HEX ACT H.13HEXSFSR13UNSFSR130, STOP FRESE SMALL HEX ACT H.15HEXSFSR15UNSFSR150, ANALOGO TITANIO IMPIANTO HEX ACT 3D + VITEHEXAN3DIIDPAN3D37KA, ANALOGO TITANIO IMPIANTO HEX ACT GESSOHEXANIIDPAN42, TRANSFER POP-IN IMPIANTO HEX ACTHEXTRPIIIFIMMO37KA, TRANSFER PICK-UP HEX ACTHEXTRPUIIFIMTR37KA, TRANSFER PICK-UP HEX ACT 3 PEZZIHEXTRPU3PIIFIMTR3P37KA, TRANSFER PICK-UP HEX ACT SLIM 3 PEZZIHEXTRSPU3PIIFIMTRS3P37KA, TRANSFER POP-IN SNAP ON HEX ACTHEXTRPISOIIFIMTRSO37, TRANSFER POP-IN SNAP ON HEX ACT - 10 PEZZIHEXTRPISO-10IIFIMTRSO37, VITE TRANSFER PICK-UP HEX ACTHEXVTRPUIIFIMVTR18, CHIAVE DI MONTAGGIO STAR HEX ACT C/A LUNGAHEXCMCLOSDPCMCLO, CHIAVE DI MONTAGGIO STAR HEX ACT C/A CORTAHEXCMCSHSDPCMCSH, CHIAVE DI MONTAGGIO STAR NO HEX ACT LUNGAHEXCMMLOSDPCMMLO, CHIAVE DI MONTAGGIO STAR NO HEX ACT CORTAHEXCMMSHSDPCMMSH, ANALOGO TITANIO MUA HEX ACTHEXAMUIITIAMU48, ANALOGO TITANIO MUA HEX ACT 3D + VITEHEXAMU3DIITIAMU3D48KA, POSIZIONATORE MUA ANGOLATO HEX ACTHEXMMUTIMMU, TRANSFER MUA HEX ACTHEXTMUIITITMU48KA, VITE LUNGA TRANSFER MUA HEX ACTHEXVTMIITIVTM14, ANALOGO LOC HEX ACTHEXLOCANIIPCLOXAN40, CHIAVE DI MONTAGGIO LOC HEX ACT MANUALEHEXLOCDRCRPCLOXDRCR, INSERITORE RITENZIONI LOC HEX ACTHEXLOCRIUNLOXCMR, CHIAVE DI MONTAGGIO LOC HEX ACT C/AHEXLOCDRCAPCLOXDRCA, TRANSFER LOC HEX ACTHEXLOCTRIIPCLOXTR40, CACCIAVITE LUNGO C/AHEXDRCALOUNDR127CALO, CACCIAVITE CORTO C/AHEXDRCASHUNDR127CASH, DRIVER HEX ACT LUNGO CRICCHETTOHEXDRCRLOUNDR127CRLO, DRIVER HEX ACT CORTO CRICCHETTOHEXDRCRSHUNDR127CRSH, DRIVER HEX ACT EXTRA CORTO CRICCHETTOHEXDRCRXSUNDR127CRXS, CRICCHETTO DINAMOMETRICO 10-40 NcmCDM1040UNCDM1040, CRICCHETTO DINAMOMETRICO 10-40 Ncm ODCDM1040ODUNCDM1040, CRICCHETTO DINAMOMETRICO 25-55 NcmCDM2555UNCDM2555, CRICCHETTO DINAMOMETRICO 25-55 Ncm ODCDM2555ODUNCDM2555, AVVITATORE MUA DA CONTRANGOLOCMCMUDUNCMCMUD, CHIAVE DI MONTAGGIO MULTI UNIT DRITTOCMUDCRUNCMUDCR, CRICCHETTO MANUALE REVERSECRMAREUNCRMA, DRIVER HEX ACT ASSE INCLINATO C/AHEXDRAICAUNDRAICA, DRIVER HEX ACT ASSE INCLINATO MANUALEHEXDRAICRUNDRAICR, CALCINABILE HEX ACT BASE CROMO COBALTOHEXBCCIIFIMBCC37KA, CALCINABILE HEX ACT BASE CROMO COBALTO ROTANTEHEXBCCRIIFIMBCCR37KA, CALCINABILE HEX ACT BASE TITANIOHEXBTIIFIMBT37KA, CALCINABILE HEX ACT NON RUOTANTEHEXCNIIFIMCN37KA, CALCINABILE HEX ACT ROTANTEHEXCRIIFIMCR37KA, MONCONE ANGOLATO 15 HEX ACT H 1HEXMA151IIFIMMA15371KA, MONCONE ANGOLATO 15 HEX ACT H 2HEXMA152IIFIMMA1537KA, MONCONE ANGOLATO 15 HEX ACT H 3HEXMA153IIFIMMA15373KA, MONCONE ANGOLATO 25 HEX ACT H 1HEXMA251IIFIMMA25371KA, MONCONE ANGOLATO 25 HEX ACT H 2HEXMA252IIFIMMA2537KA, MONCONE ANGOLATO 25 HEX ACT H 3HEXMA253IIFIMMA25373KA, MONCONE DRITTO HEX ACTHEXMDIIFIMMD37KA, MONCONE DRITTO HEX ACTHEXMDNTIIFIMMD37KA, MONCONE DRITTO ANATOMICO HEX ACTHEXMDA2IIFIMMDA372KA, MONCONE DRITTO ANATOMICO HEX ACTHEXMDA4IIFIMMDA374KA, MONCONE DRITTO ANATOMICO SLIM HEX ACT H 2HEXMDAS2IIFIMMDAS372KA, MONCONE DRITTO ANATOMICO SLIM HEX ACT H 4HEXMDAS4IIFIMMDAS374KA, MONCONE DRITTO HEX ACT ROTANTEHEXMDRIIFIMMDR37KA, MONCONE DRITTO SLIM HEX ACTHEXMDSIIFIMMDS37KA, MONCONE FRESABILE HEX ACTHEXMDWIIFIMMDW37KA, MONTATORE HEX ACTHEXMOIIFIMMO37KA, MONCONE PROVVISORIO HEX ACTHEXMPIIFIMMP37KA, MONCONE A PALLA HEX ACT H 1HEXMPA1IIFIMMPA371, MONCONE A PALLA HEX ACT H 2HEXMPA2IIFIMMPA372, MONCONE A PALLA HEX ACT H 3HEXMPA3IIFIMMPA373, MONCONE A PALLA HEX ACT H 4HEXMPA4IIFIMMPA374, MONCONE A PALLA HEX ACT H 5HEXMPA5IIFIMMPA375, MONCONE IN PEEK HEX ACT H 4HEXMPK4IIFIMMPK374KA, MONCONE ROTANTE IN PEEK HEX ACT H 4HEXMPKR4IIFIMMPK374KA, MONCONE PROVVISORIO HEX ACT TITANIO ROTANTEHEXMPRIIFIMMPR37KA, MONCONE TORONTO HEX ACTHEXMTTIIFIMMTT37KA, MUA 17 HEX ACT H 4HEXMUA1740IIFIMMUA1740KA, MUA 17 HEX ACT H 3HEXMUA17IIFIMMUA1737KA, MUA 30 HEX ACT H 4.5HEXMUA3045IIFIMMUA3037KA, MUA 30 HEX ACT H 3.5HEXMUA30IIFIMMUA3037KA, MUA 45 HEX ACT H 4HEXMUA45IIFIMMUA4537KA, MUA ANATOMICO HEX ACT 17 H 2HEXMUAN172IINOMUA172KA, MUA ANATOMICO HEX ACT 17 H 3HEXMUAN173IINOMUA173KA, MUA ANATOMICO HEX ACT 30 H 3HEXMUAN303IINOMUA303KA, MUA ANATOMICO HEX ACT H 4HEXMUAN304IINOMUA304KA, MUA ANATOMICO HEX ACT 45 H 4HEXMUAN45IINOMUA454KA, SCAN BODY IMPIANTO HEX ACT TITANIOHEXSBTIIIFIMSBTI37KA, SCAN BODY MUA HEX ACT TITANIOHEXSBTIMUAIIDPSBTIM48KA, MONCONE SIR HEX ACTHEXSIRIIFIMMDSIR37KA, VITE DI GUARIGIONE HEX ACT H 2HEXVG372IIFIMVG372, VITE DI GUARIGIONE HEX ACT H 3HEXVG373IIFIMVG373, VITE DI GUARIGIONE HEX ACT H 4HEXVG374IIFIMVG374, VITE DI GUARIGIONE HEX ACT H 5HEXVG375IIFIMVG375, VITE DI GUARIGIONE HEX ACT H 7HEXVG377IIFIMVG377, VITE DI GUARIGIONE HEX ACT WIDE H 3HEXVGL373IIFIMVGL373, VITE DI GUARIGIONE HEX ACT WIDE H 4HEXVGL374IIFIMVGL374, VITE DI GUARIGIONE HEX ACT WIDE H 5HEXVGL375IIFIMVGL375, VITE PROTESICA HEX ACTHEXVPIIFIMVP18, VITE PROTESICA HEX ACT ASSE INCLINATOHEXVPAIIIFIMVPAI18, VITE PROTESICA HEX ACT ASSE INCLINATO TESTA LUNGAHEXVPAITLIIFIMVPAIL18, LINK DA INCOLLAGGIO HEX ACT H 1HEXLK1IISVLK35KA, LINK DA INCOLLAGGIO HEX ACT H 2HEXLK2IISVLK352KA, LINK DA INCOLLAGGIO HEX ACT H 3HEXLK3IISVLK353KA, LINK DA INCOLLAGGIO ROTANTE HEX ACT H 1HEXLKR1IISVLKR35KA, LINK DA INCOLLAGGIO ROTANTE HEX ACT H 2HEXLKR2IISVLKR352KA, LINK DA INCOLLAGGIO ROTANTE HEX ACT H 3HEXLKR3IISVLKR353KA, MONCONE LOC HEX ACT H 1 + POS. + SET CAPPETTEHEXLOC1IIPCLOXM351KD, MONCONE LOC HEX ACT H 2 + POS. + SET CAPPETTEHEXLOC2IIPCLOXM352KD, MONCONE LOC HEX ACT H 3 + POS. + SET CAPPETTEHEXLOC3IIPCLOXM353KD, MONCONE LOC HEX ACT H 4 + POS. + SET CAPPETTEHEXLOC4IIPCLOXM354KD, MONCONE LOC HEX ACT H 5 + POS. + SET CAPPETTEHEXLOC5IIPCLOXM355KD, MONCONE LOC HEX ACT H 6 + POS. + SET CAPPETTEHEXLOC6IIPCLOXM356KD, MONCONE PEEK REGULAR HEX ACT H 2HEXMPK2IISVMPK352KA, MONCONE PEEK REGULAR ROTANTE HEX ACT H 2HEXMPKR2IISVMPK35KA, VITE DI GUARIGIONE HEX ACT SLIM H 3HEXVGS3IISVVGS353, VITE DI GUARIGIONE HEX ACT SLIM H 5HEXVGS5IISVVGS355, VITE PROTESICA SHORT HEX ACT PER MULTI UNITHEXVPSHIISVVPH18, MUA DRITTO HEX ACT D H 1HEXMUD351IIBMMUD351, MUA DRITTO HEX ACT D H 2HEXMUD352IIBMMUD352, MUA DRITTO HEX ACT D H 3HEXMUD353IIBMMUD353, MUA DRITTO HEX ACT D H 4HEXMUD354IIBMMUD354, MUA DRITTO ANATOMICO HEX ACT D H 1HEXMUDA351IIBMMUDA351, MUA DRITTO ANATOMICO HEX ACT D H 2HEXMUDA352IIBMMUDA352, MUA DRITTO ANATOMICO HEX ACT D H 3HEXMUDA353IIBMMUDA353, MUA DRITTO ANATOMICO HEX ACT D H 4HEXMUDA354IIBMMUDA354, CALCINABILE HEX ACT MUAHEXCMUEEBRKCMUKA, LINK DA INCOLLAGGIO HEX ACT MUAHEXLKMEETILK48KA, TORRETTA CR-CO HEX ACT MUAHEXMCRCOIINWMAM48KA, TORRETTA PEEK HEX ACT MUAHEXMPKMEEPCMPK48KA, TORRETTA PER SALDATURA HEX ACT MUAHEXMSALEETIMSAL48KA, TORRETTA TITANIO TORRETTA MUAHEXMTMEEBRKMTM48KA, VITE DI GUARIGIONE TORRETTA MUAHEXVGMEETIVGM48, Impianto HEX ACT 12 Posizioni D 3.75 L 8.5HAI3708IIACT3708, Impianto HEX ACT 12 Posizioni D 3.75 L 10HAI3710IIACT3710, Impianto HEX ACT 12 Posizioni D 3.75 L 11.5HAI3711IIACT3711, Impianto HEX ACT 12 Posizioni D 3.75 L 13HAI3713IIACT3713, Impianto HEX ACT 12 Posizioni D 3.75 L 15HAI3715IIACT3715, Impianto HEX ACT 12 Posizioni D 3.75 L 18HAI3718IIACT3718, Impianto HEX ACT 12 Posizioni D 3.75 L 20HAI3720IIACT3720, Impianto HEX ACT 12 Posizioni D 4.3 L 7HAI4307IIACT4307, Impianto HEX ACT 12 Posizioni D 4.3 L 7 (semi machined)HAI4307SMIIACTISM4307, Impianto HEX ACT 12 Posizioni D 4.3 L 8.5HAI4308IIACT4308, Impianto HEX ACT 12 Posizioni D 4.3 L 10HAI4310IIACT4310, Impianto HEX ACT 12 Posizioni D 4.3 L 11.5HAI4311IIACT4311, Impianto HEX ACT 12 Posizioni D 4.3 L 13HAI4313IIACT4313, Impianto HEX ACT 12 Posizioni D 4.3 L 15HAI4315IIACT4315, Impianto HEX ACT 12 Posizioni D 4.3 L 18HAI4318IIACT4318, Impianto HEX ACT 12 Posizioni D 4.3 L 20HAI4320IIACT4320, Impianto HEX ACT 12 Posizioni D 5.0 L 8.5HAI5008IIACT5008, Impianto HEX ACT 12 Posizioni D 5.0 L 10HAI5010IIACT5010 | BRIANZA DENT | 2023-12-07T00:00:00.000+01:00 | AVENIR SRL Via Del Salice 21- 47822 Santarcangelo Di Romagna (RN) - Italy | HEXPS50, HEXPS43, HEXPS35, HEXFRS32, HEXFRS28, HEXFRS22, HEXFRL45, HEXFRL40, HEXFRL38, HEXFRL28, HEXFRL34, PSFR424615, PSFR384215, PSFR323615, PSFR323618, PSFR283215, PSFR283218, PSFR242815, PSFR242818, PSFR3415, PSFR3418, PSFR3015, PSFR3018, PSFR2015, PSFR2018, PSFR1515, HEXSFLR07, HEXSFLR85, HEXSFLR10, HEXSFLR115, HEXSFLR13, HEXSFLR15, HEXSFLR18, HEXSFLR20, HEXSFSR07, HEXSFSR85, HEXSFSR10, HEXSFSR115, HEXSFSR13, HEXSFSR15, HEXAN3D, HEXAN, HEXTRPI, HEXTRPU, HEXTRPU3P, HEXTRSPU3P, HEXTRPISO, HEXTRPISO-10, HEXVTRPU, HEXCMCLOS, HEXCMCSHS, HEXCMMLOS, HEXCMMSHS, HEXAMU, HEXAMU3D, HEXMMU, HEXTMU, HEXVTM, HEXLOCAN, HEXLOCDRCR, HEXLOCRI, HEXLOCDRCA, HEXLOCTR, HEXDRCALO, HEXDRCASH, HEXDRCRLO, HEXDRCRSH, HEXDRCRXS, CDM1040, CDM1040OD, CDM2555, CDM2555OD, CMCMUD, CMUDCR, CRMARE, HEXDRAICA, HEXDRAICR, HEXBCC, HEXBCCR, HEXBT, HEXCN, HEXCR, HEXMA151, HEXMA152, HEXMA153, HEXMA251, HEXMA252, HEXMA253, HEXMD, HEXMDNT, HEXMDA2, HEXMDA4, HEXMDAS2, HEXMDAS4, HEXMDR, HEXMDS, HEXMDW, HEXMO, HEXMP, HEXMPA1, HEXMPA2, HEXMPA3, HEXMPA4, HEXMPA5, HEXMPK4, HEXMPKR4, HEXMPR, HEXMTT, HEXMUA1740, HEXMUA17, HEXMUA3045, HEXMUA30, HEXMUA45, HEXMUAN172, HEXMUAN173, HEXMUAN303, HEXMUAN304, HEXMUAN45, HEXSBTI, HEXSBTIMUA, HEXSIR, HEXVG372, HEXVG373, HEXVG374, HEXVG375, HEXVG377, HEXVGL373, HEXVGL374, HEXVGL375, HEXVP, HEXVPAI, HEXVPAITL, HEXLK1, HEXLK2, HEXLK3, HEXLKR1, HEXLKR2, HEXLKR3, HEXLOC1, HEXLOC2, HEXLOC3, HEXLOC4, HEXLOC5, HEXLOC6, HEXMPK2, HEXMPKR2, HEXVGS3, HEXVGS5, HEXVPSH, HEXMUD351, HEXMUD352, HEXMUD353, HEXMUD354, HEXMUDA351, HEXMUDA352, HEXMUDA353, HEXMUDA354, HEXCMU, HEXLKM, HEXMCRCO, HEXMPKM, HEXMSAL, HEXMTM, HEXVGM, HAI3708, HAI3710, HAI3711, HAI3713, HAI3715, HAI3718, HAI3720, HAI4307, HAI4307SM, HAI4308, HAI4310, HAI4311, HAI4313, HAI4315, HAI4318, HAI4320, HAI5008, HAI5010 | Klasa IIa, Klasa I, Klasa IIb | AKSESORE DENTARE TE IMPLANTUESHME, IMPLANTE DENTARE | Pajisje dentare
15447 | Easy-Con Inserts, Female part set EASY-CON LABORATORY SET, Production insert EASY-CON PRODUCTION INSERT BLACK, Retention insert EASY-CON RETENTION INSERT BLUE, Retention insert EASY-CON RETENTION INSERT PINK, Retention insert EASY-CON RETENTION INSERT TRANSPARENT, Retention insert EASY-CON RETENTION INSERT RED, Retention insert EASY-CON RETENTION INSERT GREEN | Dorina Mele CO | 2023-12-04T00:00:00.000+01:00 | BEGO Implant Systems GmbH &amp; Co. KG, Wilhelm-Herbst-Str. 1, 28359 Bremen, Deutschland | N/A, 57752, 57754, 57755, 57756, 57757, 57758, 57759 | Klasa I | Instrumenta dentare | Pajisje dentare
15448 | RATCHES, Universal S /RI IRATCHES/ TORQUE SPANNER, Universal S /RI ACRLYLIC RING FOR RATCHE, Universal S /RI ON LOAN - RATCHET, Universal S /RI PI - RATCHET | Dorina Mele CO | 2023-12-04T00:00:00.000+01:00 | BEGO Implant Systems GmbH &amp; Co. KG, Wilhelm-Herbst-Str. 1, 28359 Bremen, Deutschland | N/A, 55799, 56993, 56002, 57577, 57668 | Klasa I | Instrumenta dentare | Pajisje dentare
15449 | BEGO Guide SP 57687, BEGO Guide SP 57688, BEGO Guide SP5 7689, BEGO Guide SP 57690, BEGO Guide SP 57691, BEGO Guide SP 57692, BEGO Guide SP57693, BEGO Guide SP 57694, BEGO Guide SP 57695, DEPTH GAUGE, GUIDING WRENCH, HEXAGO NSCREW DRIVER, SLOT-SCREW DRIVER, UNSCREW TOOL, BEGO SEMADOS® RATCHET ADAPTER, UNSCREW TOOL FOR DAMAGED PROSTHETIC SCREW, SCREW TAPPER, INSERT TOOL DRIVER FOR IMPLANTS, PARALLELING POST PILOT/TRI- SPADE, INSERTION TOOL FOR BALL ATTACHMENT, ON LOAN - CROSS-TIP SCREW DRIVER SHORT, ON LOAN HEXAGON SCREWDRIVER 1.25mmSHORT, ONLOAN-SLOTS CREW DRIVER SHORT, IDC56748, IDC56749, INSERTION TOOL EASY- CON/LOCATOR®, SE 57114, BEGO Guide DS 57130, HEXAGON SCREW DRIVER, BEGO GUIDE MASTER SLEEVE, BEGO GUIDE SPOON, BEGO GUIDE RATCHET ADAPTER FOR CONNECTOR, MULTI PLUS ADJUSTMENT SUPPORTER, MULTI PLUS INSERTION SPLINT, INSERTION TOOL FOR MULTI PLUS, ON LOAN - CROSS-TIP SCREWDRIVER SHORT, ON LOAN HEXAGON SCREW DRIVER1.25mm SHORT, ONLOAN -SLOT SCREW DRIVER SHORT, PARALLELING POST, PI REMOVAL TOOL, PI STABILIZER, BEGO Guide SP 57686 | Dorina Mele CO | 2023-12-04T00:00:00.000+01:00 | BEGO Implant Systems GmbH &amp; Co. KG, Wilhelm-Herbst-Str. 1, 28359 Bremen, Deutschland | 57687, 57688, 57689, 57690, 57691, 57692, 57693, 57694, 57695, 53872, 53897, 53948, 53949, 53952, 55561, 55562, 55599, 55746, 55812, 55813, 55814, 55830, 55831, 55863, 55880, 56003, 56004, 56005, 56748, 56749, 56972, 57008, 57114, 57130, 57266, 57395, 57397, 57411, 57412, 57413, 57414, 57415, 57416, 57417, 57418, 57419, 57420, 57458, 57530, 57531, 57532, 57533, 57578, 57579, 57580, 57598, 57663, 57666, 57667, 57669, 57686 | Klasa I | Instrumenta Dentare | Pajisje dentare
15542 | Electrosurgery Unit, ART -E1 Electrode Set (T1, T2, T3, T4, T5, T7 and T9) | MOTO-MANIA | 2023-11-30T00:00:00.000+01:00 | Bonart Co Ltd. No 80,Wuxun, St,anle Dist,Keelung City 20446,Taiwan | Electrosurgery Unit, ART -E1 Electrode Set (T1, T2, T3, T4, T5, T7 and T9) | Klasa IIb | Elektroda per Elekrobisturi Dentare | Pajisje dentare
15414 | REUSABLE DENTAL INSTRUMENTS TD4900 FLAT SURFACE MOUTH MIRROR N 5 - BOX 12 PC,TD4901 FLAT SURFACE MOUTH MIRROR N 4 - BOX 12 PC,TD4906 MOUTH MIRROR FRONT SURFACE RHODIUM N 5 - BOX 12 PCS | MOTO-MANIA | 2023-11-30T00:00:00.000+01:00 | Dental Market srl .Via Sarzanese 1252 55054 - Bozzano Massarosa (LUCCA) - ITALIA | REUSABLE DENTAL INSTRUMENTS TD4900 FLAT SURFACE MOUTH MIRROR N° 5 - BOX 12 PC,TD4901 FLAT SURFACE MOUTH MIRROR N° 4 - BOX 12 PC,TD4906 MOUTH MIRROR FRONT SURFACE RHODIUM N° 5 - BOX 12 PCS | Klasa I | Instrumenta dentar | Pajisje dentare
15415 | REUSABLE DENTAL INSTRUMENTS TD5201 ALVEOLAR SPOON HEMINGWAY N 1 ANATOMIC HANDLE, TD5202 ALVEOLAR SPOON HEMINGWAY N 2 ANATOMIC HANDLE ,, REUSABLE DENTAL INSTRUMENTS TD5203 ALVEOLAR SPOON HEMINGWAY N 3 ANATOMIC HANDLE, TD5204 ALVEOLAR SPOON HEMINGWAY N 4 ANATOMIC HANDLE | MOTO-MANIA | 2023-11-30T00:00:00.000+01:00 | Dental Market srl .Via Sarzanese 1252 55054 - Bozzano Massarosa (LUCCA) - ITALIA | REUSABLE DENTAL INSTRUMENTS TD5201 ALVEOLAR SPOON HEMINGWAY N° 1 ANATOMIC HANDLE, TD5202 ALVEOLAR SPOON HEMINGWAY N° 2 ANATOMIC HANDLE ,, REUSABLE DENTAL INSTRUMENTS TD5203 ALVEOLAR SPOON HEMINGWAY N° 3 ANATOMIC HANDLE, TD5204 ALVEOLAR SPOON HEMINGWAY N° 4 ANATOMIC HANDLE | Klasa I | Instrumenta Dentar | Pajisje dentare
15416 | Dental Instruments; Re-Useable, Non-Powered/Orthodontic Instruments; Re-Useable, Non-Powered/Surgical Instruments; Re-Useable, Non-Powered,Castroviejo Needle Holder Straight 14.5cm, Tungsten Carbide, Dental Instruments; Re-Useable, Non-Powered/Orthodontic Instruments; Re-Useable, Non-Powered/Surgical Instruments; Re-Useable, Non-Powered,Extracting Forceps, Fig. No. 1, English Pattern, Dental Instruments; Re-Useable, Non-Powered/Orthodontic Instruments; Re-Useable, Non-Powered/Surgical Instruments; Re-Useable, Non-Powered,Extracting Forceps, Fig. No. 2, English Pattern, Dental Instruments; Re-Useable, Non-Powered/Orthodontic Instruments; Re-Useable, Non-Powered/Surgical Instruments; Re-Useable, Non-Powered,Extracting Forceps, Fig. No. 7, English Pattern, Dental Instruments; Re-Useable, Non-Powered/Orthodontic Instruments; Re-Useable, Non-Powered/Surgical Instruments; Re-Useable, Non-Powered,Extracting Forceps, Fig. No. 13, English Pattern, Dental Instruments; Re-Useable, Non-Powered/Orthodontic Instruments; Re-Useable, Non-Powered/Surgical Instruments; Re-Useable, Non-Powered,Extracting Forceps, Fig. No. 13, English Pattern RAGULAR FULL SERRATED HANDLE, Dental Instruments; Re-Useable, Non-Powered/Orthodontic Instruments; Re-Useable, Non-Powered/Surgical Instruments; Re-Useable, Non-Powered,Extracting Forceps, Fig. No. 17, English Pattern, Dental Instruments; Re-Useable, Non-Powered/Orthodontic Instruments; Re-Useable, Non-Powered/Surgical Instruments; Re-Useable, Non-Powered,Extracting Forceps, Fig. No. 18, English Pattern, Dental Instruments; Re-Useable, Non-Powered/Orthodontic Instruments; Re-Useable, Non-Powered/Surgical Instruments; Re-Useable, Non-Powered,Extracting Forceps, Fig. No. 22, English Pattern, Dental Instruments; Re-Useable, Non-Powered/Orthodontic Instruments; Re-Useable, Non-Powered/Surgical Instruments; Re-Useable, Non-Powered,Extracting Forceps, Fig. No. 33, English Pattern, Dental Instruments; Re-Useable, Non-Powered/Orthodontic Instruments; Re-Useable, Non-Powered/Surgical Instruments; Re-Useable, Non-Powered,Extracting Forceps, Fig. No. 51, English Pattern, Dental Instruments; Re-Useable, Non-Powered/Orthodontic Instruments; Re-Useable, Non-Powered/urgical Instruments; Re-Useable, Non-Powered,Extracting Forceps, Fig. No. 51A, English Pattern, Dental Instruments; Re-Useable, Non-Powered/Orthodontic Instruments; Re-Useable, Non-Powered/Surgical Instruments; Re-Useable, Non-Powered,Extracting Forceps, Fig. No. 51A, English Pattern, Dental Instruments; Re-Useable, Non-Powered/Orthodontic Instruments; Re-Useable, Non-Powered/Surgical Instruments; Re-Useable, Non-Powered,Extracting Forceps, Fig. No. 67a, English Pattern, Dental Instruments; Re-Useable, Non-Powered/Orthodontic Instruments; Re-Useable, Non-Powered/Surgical Instruments; Re-Useable, Non-Powered,Extracting Forceps, Fig. No. 79, English Pattern, Dental Instruments; Re-Useable, Non-Powered/Orthodontic Instruments; Re-Useable, Non-Powered/Surgical Instruments; Re-Useable, Non-Powered,Elevator Bien Fig 5, Dental Instruments; Re-Useable, Non-Powered/Orthodontic Instruments; Re-Useable, Non-Powered/Surgical Instruments; Re-Useable, Non-Powered,Elevator Bien Fig 2, Dental Instruments; Re-Useable, Non-Powered/Orthodontic Instruments; Re-Useable, Non-Powered/Surgical Instruments; Re-Useable, Non-Powered,Elevator Bien Fig 4, Dental Instruments; Re-Useable, Non-Powered/Orthodontic Instruments; Re-Useable, Non-Powered/Surgical Instruments; Re-Useable, Non-Powered,Matrix Retainers Tofflemire - Universal, Dental Instruments; Re-Useable, Non-Powered/Orthodontic Instruments; Re-Useable, Non-Powered/Surgical Instruments; Re-Useable, Non-Powered,Root Elevator Flohr Fig. No- Left, Dental Instruments; Re-Useable, Non-Powered/Orthodontic Instruments; Re-Useable, Non-Powered/Surgical Instruments; Re-Useable, Non-Powered,Root Elevator Flohr Fig. No- Right, Dental Instruments; Re-Useable, Non-Powered/Orthodontic Instruments; Re-Useable, Non-Powered/Surgical Instruments; Re-Useable, Non-Powered,Root Elevator Flohr Fig. , Dental Instruments; Re-Useable, Non-Powered/Orthodontic Instruments; Re-Useable, Non-Powered/Surgical Instruments; Re-Useable, Non-Powered,Root Elevator Bein, Fig. No. 4, Dental Instruments; Re-Useable, Non-Powered/Orthodontic Instruments; Re-Useable, Non-Powered/Surgical Instruments; Re-Useable, Non-Powered,Root Elevator Hylin, Fig. No. 1, Dental Instruments; Re-Useable, Non-Powered/Orthodontic Instruments; Re-Useable, Non-Powered/Surgical Instruments; Re-Useable, Non-Powered,Root Elevator Cryer, Fig. No. 12, Dental Instruments; Re-Useable, Non-Powered/Orthodontic Instruments; Re-Useable, Non-Powered/Surgical Instruments; Re-Useable, Non-Powered,Root Elevator Seldin, Fig. No. 2, Dental Instruments; Re-Useable, Non-Powered/Orthodontic Instruments; Re-Useable, Non-Powered/Surgical Instruments; Re-Useable, Non-Powered,Root Elevator, Fig. No. 1 S 5mm, Dental Instruments; Re-Useable, Non-Powered/Orthodontic Instruments; Re-Useable, Non-Powered/Surgical Instruments; Re-Useable, Non-Powered,Root Elevator, Fig. Cvd. 5mm, Dental Instruments; Re-Useable, Non-Powered/Orthodontic Instruments; Re-Useable, Non-Powered/Surgical Instruments; Re-Useable, Non-Powered,University of Minneosta Lip and Cheek Retractor, Dental Instruments; Re-Useable, Non-Powered/Orthodontic Instruments; Re-Useable, Non-Powered/Surgical Instruments; Re-Useable, Non-Powered,Plaster Nipper Forcep, Dental Instruments; Re-Useable, Non-Powered/Orthodontic Instruments; Re-Useable, Non-Powered/Surgical Instruments; Re-Useable, Non-Powered,Modelling Instruments, Fahnenstock, Dental Instruments; Re-Useable, Non-Powered/Orthodontic Instruments; Re-Useable, Non-Powered/Surgical Instruments; Re-Useable, Non-Powered,Strenberg Retractor 14cm, Dental Instruments; Re-Useable, Non-Powered/Orthodontic Instruments; Re-Useable, Non-Powered/Surgical Instruments; Re-Useable, Non-Powered,Cheak Retractor Black Electro Coated Small C And C, Dental Instruments; Re-Useable, Non-Powered/Orthodontic Instruments; Re-Useable, Non-Powered/Surgical Instruments; Re-Useable, Non-Powered,Cheak Retractor Powder Black Coating Small C And C, Dental Instruments; Re-Useable, Non-Powered/Orthodontic Instruments; Re-Useable, Non-Powered/Surgical Instruments; Re-Useable, Non-Powered,Hexagonal Handles for Dental Mirrors, Solid, Non-Magnet, Octagona, Dental Instruments; Re-Useable, Non-Powered/Orthodontic Instruments; Re-Useable, Non-Powered/Surgical Instruments; Re-Useable, Non-Powered,Handles for Dental Mirrors Plain Handle, Dental Instruments; Re-Useable, Non-Powered/Orthodontic Instruments; Re-Useable, Non-Powered/Surgical Instruments; Re-Useable, Non-Powered,Mouth Mirrors, Plain Non-grossissant Plan, 24 mm, Dental Instruments; Re-Useable, Non-Powered/Orthodontic Instruments; Re-Useable, Non-Powered/Surgical Instruments; Re-Useable, Non-Powered,Spatulas, Flexible Wooden Handle, 21cm, Dental Instruments; Re-Useable, Non-Powered/Orthodontic Instruments; Re-Useable, Non-Powered/Surgical Instruments; Re-Useable, Non-Powered,Intra Ligamental Syringes - Gun Type, Black Coated Handle, Dental Instruments; Re-Useable, Non-Powered/Orthodontic Instruments; Re-Useable, Non-Powered/Surgical Instruments; Re-Useable, Non-Powered,Orthodontic Pliers, Distal End Safety Cutter, Dental Instruments; Re-Useable, Non-Powered/Orthodontic Instruments; Re-Useable, Non-Powered/Surgical Instruments; Re-Useable, Non-Powered,Orthodontic Pliers, Straight, Hard Wire Cutters, Dental Instruments; Re-Useable, Non-Powered/Orthodontic Instruments; Re-Useable, Non-Powered/Surgical Instruments; Re-Useable, Non-Powered,Orthodontic Pliers, Weingart Plier with T.C, Dental Instruments; Re-Useable, Non-Powered/Orthodontic Instruments; Re-Useable, Non-Powered/Surgical Instruments; Re-Useable, Non-Powered,Orthodontic Pliers, Bracket HolingTweezers, 45 Degree, Dental Instruments; Re-Useable, Non-Powered/Orthodontic Instruments; Re-Useable, Non-Powered/Surgical Instruments; Re-Useable, Non-PoweredOrthodontic Pliers, Posterior Band Removing Plier-Long, Dental Instruments; Re-Useable, Non-Powered/Orthodontic Instruments; Re-Useable, Non-Powered/Surgical Instruments; Re-Useable, Non-Powered,Bite Stick, Dental Instruments; Re-Useable, Non-Powered/Orthodontic Instruments; Re-Useable, Non-Powered/Surgical Instruments; Re-Useable, Non-Powered,Castroviejo Scissor Str 16 cm, Dental Instruments; Re-Useable, Non-Powered/Orthodontic Instruments; Re-Useable, Non-Powered/Surgical Instruments; Re-Useable, Non-Powered,Dressing Forceps, S3/4", 14.5 cm, Dental Instruments; Re-Useable, Non-Powered/Orthodontic Instruments; Re-Useable, Non-Powered/Surgical Instruments; Re-Useable, Non-Powered,Kelly Artery Hemostatic Forceps, Straight, Dental Instruments; Re-Useable, Non-Powered/Orthodontic Instruments; Re-Useable, Non-Powered/Surgical Instruments; Re-Useable, Non-Powered,Artery Forceps, Kelly, 51/2", 14 cm, CVD, Dental Instruments; Re-Useable, Non-Powered/Orthodontic Instruments; Re-Useable, Non-Powered/Surgical Instruments; Re-Useable, Non-Powered,Needle Holders, Mayo-Hegar, 6", 1S cm, Dental Instruments; Re-Useable, Non-Powered/Orthodontic Instruments; Re-Useable, Non-Powered/Surgical Instruments; Re-Useable, Non-Powered,Needle Holder Mathieu 14cm, Dental Instruments; Re-Useable, Non-Powered/Orthodontic Instruments; Re-Useable, Non-Powered/Surgical Instruments; Re-Useable, Non-Powered,Hollow Ware, Cotton Dispenser, Dental Instruments; Re-Useable, Non-Powered/Orthodontic Instruments; Re-Useable, Non-Powered/Surgical Instruments; Re-Useable, Non-Powered,Kidney Trays 16 cm, Dental Instruments; Re-Useable, Non-Powered/Orthodontic Instruments; Re-Useable, Non-Powered/Surgical Instruments; Re-Useable, Non-Powered,Suction Tube with Filter, Dental Instruments; Re-Useable, Non-Powered/Orthodontic Instruments; Re-Useable, Non-Powered/Surgical Instruments; Re-Useable, Non-Powered,Stainless Steel Mallet with Teflon interchangeable Disc | MOTO-MANIA | 2023-11-30T00:00:00.000+01:00 | Metro Medical 35-B, Industrial Estate, Sialkot - Pakistan | 10-310-145, 11-001-001, 11-001002, 11-001-007, 11-013-000, 11-013-00RFS, 11-017-000, 11-018-000, 11-022-000, 11-033-000, 11-051-000, 11-051A-001, 11-051-001, 11-067-001, 11-079-000, 15-100-004, 15-100-005, 15-100-007, 15-100-008, 58-020-001, 15-100-11, 15-100-012, 15-100-013, 15-100-014, 15-101-004, 15-122-001, 15-220-012, 15-225-002, 15-232-007, 20-233-007, 20-120-001, 20-120-195, 59-270-001, 20-121-140, 20-127-000, 20-127-003, 47-050-004, 47-050-004AT, 47-060-024, 59-290-210, 60-880-000, 61-4022-TC, 61-4032-000, 61-4042-TC, 61-4096-006, 61-4114-TC, 61-4134-001, 63-105-160, 64-010-145, 66-070-140, 66-071-140, 69-124-150, 69-213-140, 70-3603-00, 70-3619-000, M-23-023, M-23-042 | Klasa I | Instrumenta Dentar | Pajisje dentare
15551 | Infusion pump (Including Accessories), Syringe pump (Including Accessories), Infusion supervision system (Including Accessories) | BIOMETRIC ALBANIA | 2023-12-01T00:00:00.000+01:00 | Shenzhen Mindray Scientific Co., Ltd. - Adresa: 6/F, Bldg 2, 1203 Nanhuan Avenue, Yutang Block, Guangming District,518106 Shenzhen, PEOPLE'S REPUBLIC OF CHINA | BeneFusion nVP, BeneFusion nVP ex, BeneFusion nVP Neo, BeneFusion eVP, BeneFusion eVP ex, BeneFusion eVP Neo, BeneFusion nSP, BeneFusion nSP ex, BeneFusion nSP Neo, BeneFusion eSP, BeneFusion eSP ex, BeneFusion eSP Neo, BeneFusion nDS, BeneFusion nDS ex, BeneFusion eDS, BeneFusion eDS ex | Klasa IIb | Pompe Infuzioni, Pompe Shiringe infusioni, Sistem per mbikqyrjen e Infuzionit | Pajisje elektromekanike
15679 | IMPIANTO MONOFASICO TIPO D Ø 2.5 L 20 SFERA Ø 1.8 , IMPIANTO MONOFASICO TIPO D Ø 2.5 L 22 SFERA Ø 1.8 , IMPIANTO MONOFASICO TIPO D Ø 2.5 L 24 SFERA Ø 1.8 , IMPIANTO MONOFASICO TIPO N Ø 2.5 L 20 SP 4 , CAPPETTA PER SFERA Ø 1.8 , CAPPETTA PER SFERA Ø 2.2 , GHIERA PER SFERA Ø 2.2 , IMPIANTO AD AGO Ø 1.2 L 30 , IMPIANTO AD AGO Ø 1.2 L 35 , IMPIANTO AD AGO Ø 1.2 L 40 , IMPIANTO AD AGO Ø 1.3 L 30 , IMPIANTO AD AGO Ø 1.3 L 35 , IMPIANTO AD AGO Ø 1.3 L 40 , IMPIANTO AD AGO Ø 1.5 L 30 , IMPIANTO AD AGO Ø 1.5 L 35, IMPIANTO AD AGO Ø 1.5 L 40 , CHIAVE A POMOLO QUADRO 2 CORTA , CHIAVE A POMOLO QUADRO 2 LUNGA , CHIAVE A POMOLO QUADRO 3 CORTA , CHIAVE A POMOLO QUADRO 3 LUNGA , CHIAVE A POMOLO QUADRO 2.5 CORTA , CHIAVE A POMOLO QUADRO 2.5 LUNGA , LEVETTA UNIVERSALE PER CHIAVE A POMOLO , MANDRINO PER AGO Ø 1.2 L 28 F 7 , MANDRINO PER AGO Ø 1.2 L 17 F 7 , MANDRINO PER AGO Ø 1.3 L 28 F 7 , MANDRINO PER AGO Ø 1.3 L 17 F 7 , MANDRINO PER AGO Ø 1.5 L 28 F 4.5 , MANDRINO PER AGO Ø 1.5 L 24 F 8 , IMPIANTO MONOFASICO TIPO B Ø 4 L20 SP 3 , IMPIANTO MONOFASICO TIPO B Ø 4 L22 SP 4, IMPIANTO MONOFASICO TIPO B Ø 4 L24 SP 5, IMPIANTO MONOFASICO TIPO B Ø 5 L20 SP 3 , IMPIANTO MONOFASICO TIPO B Ø 5 L22 SP 4 , IMPIANTO MONOFASICO TIPO B Ø 5 L24 SP 5 , IMPIANTO MONOFASICO TIPO B Ø 6 L20 SP 3 , IMPIANTO MONOFASICO TIPO B Ø 6 L22 SP 4 , IMPIANTO MONOFASICO TIPO B Ø 6 L24 SP 5 , IMPIANTO MONOFASICO TIPO B Ø 4 L18 SP 2 , IMPIANTO MONOFASICO TIPO B Ø 5 L18 SP 2 , IMPIANTO MONOFASICO TIPO B Ø 6 L18 SP 2 , IMPIANTO MONOFASICO TIPO B Ø 5 L26 SP 6 , IMPIANTO MONOFASICO TIPO B Ø 5 L28SP 7 , IMPIANTO MONOFASICO TIPO B Ø 4 L26 SP 6 , IMPIANTO MONOFASICO TIPO B Ø 4 L28 SP 7 , IMPIANTO MONOFASICO TIPO G Ø 3.5 L 25 SP 3 , IMPIANTO MONOFASICO TIPO G Ø 3.5 L 25 SP 4 , IMPIANTO MONOFASICO TIPO G Ø 3.5 L 25 SP 5 , IMPIANTO MONOFASICO TIPO G Ø 3.5 L 30 SP 3 , IMPIANTO MONOFASICO TIPO G Ø 3.5 L 30 SP 4 , IMPIANTO MONOFASICO TIPO G Ø 3.5 L 30 SP 5 , IMPIANTO MONOFASICO TIPO G Ø 4.5 L 25 SP 3 , IMPIANTO MONOFASICO TIPO G Ø 4.5 L 25 SP 4 , IMPIANTO MONOFASICO TIPO G Ø 4.5 L 25 SP 5 , IMPIANTO MONOFASICO TIPO G Ø 4.5 L 30 SP 3 , IMPIANTO MONOFASICO TIPO G Ø 4.5 L 30 SP 4 , IMPIANTO MONOFASICO TIPO G Ø 4.5 L 30 SP 5 , IMPIANTO MONOFASICO TIPO G Ø 5.5 L 35 SP 5 , IMPIANTO MONOFASICO TIPO G Ø 4 L 25 SP 3 , IMPIANTO MONOFASICO TIPO G Ø 4 L 25 SP 4 , IMPIANTO MONOFASICO TIPO G Ø 4 L 25 SP 5 , IMPIANTO MONOFASICO TIPO G Ø 4 L 30 SP 3 , IMPIANTO MONOFASICO TIPO G Ø 4 L 30 SP 4 , IMPIANTO MONOFASICO TIPO G Ø 4 L 30 SP 5 , IMPIANTO MONOFASICO TIPO G Ø 4 L 30 SP 6, IMPIANTO MONOFASICO TIPO G Ø 5 L 25 SP 3 , IMPIANTO MONOFASICO TIPO G Ø 5 L 25 SP 4 , IMPIANTO MONOFASICO TIPO G Ø 5 L 25 SP 5 , IMPIANTO MONOFASICO TIPO G Ø 5 L 30 SP 3 , IMPIANTO MONOFASICO TIPO G Ø 5 L 30 SP 4 , IMPIANTO MONOFASICO TIPO G Ø 5 L 30 SP 5 , IMPIANTO MONOFASICO TIPO G Ø 5 L 30 SP 6 , IMPIANTO MONOFASICO TIPO Z OMEGA Ø 3.6 L8 , IMPIANTO MONOFASICO TIPO Z OMEGA Ø 3.6 L8 SFERA Ø 2.2 , IMPIANTO MONOFASICO TIPO Z OMEGA Ø 3.6 L10 , IMPIANTO MONOFASICO TIPO Z OMEGA Ø 3.6 L10 SFERA Ø 2.2 , IMPIANTO MONOFASICO TIPO Z OMEGA Ø 3.6 L12 , IMPIANTO MONOFASICO TIPO Z OMEGA Ø 3.6 L12 SFERA Ø 2.2 , IMPIANTO MONOFASICO TIPO Z OMEGA Ø 3.6 L15 , IMPIANTO MONOFASICO TIPO Z OMEGA Ø 3.6 L15 SFERA Ø 2.2 , IMPIANTO MONOFASICO TIPO Z OMEGA Ø 4.2 L8 , IMPIANTO MONOFASICO TIPO Z OMEGA Ø 4.2 L10 , IMPIANTO MONOFASICO TIPO Z OMEGA Ø 4.2 L12 , IMPIANTO MONOFASICO TIPO Z OMEGA Ø 4.2 L15 , IMPIANTO MONOFASICO TIPO Z OMEGA Ø 4.8 L8 , IMPIANTO MONOFASICO TIPO Z OMEGA Ø 4.8 L10 , IMPIANTO MONOFASICO TIPO Z OMEGA Ø 4.8 L12 , IMPIANTO MONOFASICO TIPO Z OMEGA Ø 4.8 L15 , IMPIANTO MONOFASICO TIPO D Ø 2.5 L 30 , IMPIANTO MONOFASICO TIPO D Ø 2.5 L 25 , IMPIANTO MONOFASICO TIPO D Ø 2.5 L 16 SFERA Ø 1.8 , IMPIANTO MONOFASICO TIPO D Ø 2.5 L 18 SFERA Ø 1.8 | AES-Albania | 2023-12-13T00:00:00.000+01:00 | Acerboni Silvio & C. SNC Unità produttiva e uffici: Via Carso, 1 – 23832 Crandola Valsassina (LC) – Italia Sede legale: Via Italia, 56 – 23831 Casargo (LC) – Italia C.fisc.-P.iva-Reg.impresa: 02710510138 | ED23050, ED23060, ED23070, EN30010, CO56030, CO56040, CO56010, AG01020, AG01040, AG01060, AG01080, AG01100, AG01120, AG01140, AG01160, AG01180, CP04010, CP04020, CP04030, CP04040, CP04070, CP04080, LC03010, MA02020, MA02050, MA02080, MA02110, MA02130, MA02160, EB21010, EB21020, EB21030, EB21040, EB21050, EB21060, EB21070, EB21080, EB21090, EB21100, EB21110, EB21120, EB21130, EB21140, EB21150, EB21160, EG27010, EG27020, EG27030, EG27040, EG27050, EG27060, EG27070, EG27080, EG27090, EG27100, EG27110, EG27120, EG27130, EG27140, EG27150, EG27160, EG27170, EG27180, EG27190, EG27200, EG27210, EG27220, EG27230, EG27240, EG27250, EG27260, EG27270, MZ19500, MZ19501, MZ19510, MZ19511, MZ19520, MZ19521, MZ19530, MZ19531, MZ19543, MZ19553, MZ19563, MZ19573, MZ19583, MZ19593, MZ19603, MZ19613, ED23010, ED23020, ED23030, ED23040 | Klasa IIb, Klasa I | Implante dentare dhe komponentet e tyre | Pajisje te implantueshme jo aktive
15450 | AC-3000 Colposcope | MONTAL | 2023-12-04T00:00:00.000+01:00 | Alltion (Guangxi) Instrument Co., Ltd. No.10, 3rd Road, Wuzhou Industrial Park, Wuzhou City, Guangxi Province, China SRN: CN-MF-000024670 | AC-3300, AC-3500 | Klasa I | Kolposkopi AC-3000 është një mikroskop manual për intensifikimin dhe ndriçimin e mikrokirurgjisë gjinekologjike | Instrumenta shumeperdorimeshe
15556 | Orthopedic Implant System, Orthopedic Reusable Instruments, Tubular Fixators System | OrthoNet 360 | 2023-12-04T00:00:00.000+01:00 | Jindal Medi Surge 5A/5, ANSARI ROAD, DARYA GANJ, NEW DELHI 110002, INDIA | 4005, 1630, 16027 | Klasa III | Implante ortopedike te implantushme,te cilat perdoren per frakturat dhe zevendesimin e artikulacionit koskofemoral., Intrumenta ortopedik te cilet perodren gjate kirurgjive ortopedike., Fiksator te jashtem te kockave, te cilet perdoren ne frakturat me zhvendosje. | Pajisje te implantueshme jo aktive
15557 | Surgical Suction Unit, With 2x3lt Plastic Jar /Novela Extractor/ 33.1016, Surgical Suction Unit, With 2x5lt Plastic Jar /Novela Extractor/ 33.1104, Surgical Suction Unit, With Mobile Stand/Vela/ 33.1030, Surgical Suction Unit/ Portable Suction Unit, With 2lt Plastic Jar/ PA-2/ 33.1005, Surgical Suction Unit/ Portable Surgical Suction Unit,With Disposable Bag/ PA-2S/ 33.1079, Surgical Suction Unit/Portable Suction Unit, With Stand, 2lt Plastic Jar/ PA-2S/ 33.1007, Surgical Suction Unit/Portable Suction Unit, With Battery /PA-1R/ 33.1004, Surgical Suction Unit/Portable Suction Unit, With Ambulance Type / AMB/ 33.1006, Surgical Suction Unit, Main Unit/ Novela / 34.1146, Surgical Suction Unit, Main Unit,with 2x3lt Plastic Jar/ Novela /33.1010, Surgical Suction Unit, With 2x5lt Plastic Jar/Novela / 33.1011, Surgical Suction Unit, Liposuction /Novela / 33.1026, Surgical Suction Unit, Toraks /Novela / 33.1027, Surgical Suction Unit, With 2x3lt Disposable Jar /Novela / 33.1061, Surgical Suction Unit, With 2x2lt Disposable Jar /Novela / 33.1082, Surgical Suction Unit, Main Unit/Novela Extractor/ 34.1148 | DIAL-ALB | 2023-12-04T00:00:00.000+01:00 | Uzumcu Tibbi Cihaz ve Medikal Gaz Sistemleri San. Ve Tic. A.S. Ogulbey Mahallesi,3058. Cadde No: 2 Golbasi / Ankara-Turkey | 33.1016, 33.1104, 33.1030, 33.1005, 33.1079, 33.1007, 33.1004, 33.1006, 34.1146, 33.1010, 33.1011, 33.1026, 33.1027, 33.1061, 33.1082, 34.1148 | Klasa IIa | Apirator, Gote plastike3L, Apirator, Gote plastike 5l, Apirator, me stend te levizshme, Apirator portabel, Gote plastike 2L, Apirator portabel, Gote njeperdorimshe, Apirator portabel,me stende, Gote plastike 2L, Apirator portabel me bateri , Apirator portable , per ambulance, Apirator, Njesia kryesore, Apirator, Gote plastike 3L, Apirator, Gote plastike 5L, Apirator, Lipostakshen, Apirator, per operim taraks, Apirator, Gote njeperdorimshe 3L, Apirator, Gote njeperdorimshe 2L, Apirator, Njesi Kryesore | Tjeter
15476 | Peppermintpeel Mild , Intense | ANZA GROUP | 2023-12-05T00:00:00.000+01:00 | MARC Medical S.r.l Piazza Guerrazzi 3, 57023, Cecina (Livorno), Italia | NA | Klasa I | Peeling kimik, i krijuaj per te ndihmuar rigjenerimi e qelizave | Tjeter
15543 | W&H Service Oil F1, Spray Cap, 02052900, W&H Service Oil F1, Spray Cap, 02229200, W&H Service Oil F1, Spray Cap, 03522500, W&H Service Oil F1, Spray Cap, 04396100, W&H Service Oil F1, Spray Cap, 05772000, W&H Service Oil F1, Spray Cap, 05773300, W&H Service Oil F1, Spray Cap, 05907800, W&H Service Oil F1, Spray Cap, 05908000, W&H Service Oil F1, Spray Cap, 02038800, W&H Service Oil F1, Spray Cap, 02036100 | ADVANTAGE DENTAL | 2023-12-15T00:00:00.000+01:00 | W&H Dentalwerk Bürmoos GmbH , Ignaz-Glaser-Strasse 53 Postfach 1 5111 Bürmoos Austria | Spray cap 2052900, Spray cap 02229200, Spray cap 0352250, Spray Cap 04396100, Spray Cap 05772000, Spray Cap 05773300, Spray Cap 05907800, Spray Cap 05908000, Spray Cap 02038800, Spray Cap 02036100 | Klasa I | Kapak adapter per vaj | Pajisje dentare
15478 | NON-STERILE ACCESSORIES Trays | AGS Corporation | 2023-12-06T00:00:00.000+01:00 | Corcym S.r.l Via Cresentino sn 13040 Saluggia (VC) ITALY | TR-101 | Klasa I | Aksesor per valvula mekanike | Tjeter
15565 | GLICE BRACK. ZAFFIRO ROTH 022 RIC.BICUSP.4 INF.DX GANCI,5 PZ , GLICE BRACK. ZAFFIRO ROTH 022 RIC.BICUSP.5 INF.DX GANCI,5 PZ , GLICE BRACK. ZAFFIRO ROTH 022 RIC.BICUSP.4 INF.SX GANCI,5 PZ , GLICE BRACK. ZAFFIRO ROTH 022 RIC.BICUSP.5 INF.SX GANCI,5 PZ , GLICE BRACK. ZAFFIRO MBT 018 RIC.BICUSP.SUP.DX GANCI,5 PZ , GLICE BRACK. ZAFFIRO MBT 018 RIC.BICUSP.SUP.SX GANCI,5 PZ , GLICE BRACK. ZAFFIRO MBT 022 RIC.BICUSP.SUP.DX GANCI,5 PZ , GLICE BRACK. ZAFFIRO MBT 022 RIC.BICUSP.SUP.SX GANCI,5 PZ , GLICE BRACK. ZAFFIRO MBT 018 RIC.BICUSP.4 INF.DX GANCI,5 PZ , GLICE BRACK. ZAFFIRO MBT 018 RIC.BICUSP.5 INF.DX GANCI,5 PZ , GLICE BRACK. ZAFFIRO MBT 018 RIC.BICUSP.4 INF.SX GANCI,5 PZ , GLICE BRACK. ZAFFIRO MBT 018 RIC.BICUSP.5 INF.SX GANCI,5 PZ , GLICE BRACK. ZAFFIRO MBT 022 RIC.BICUSP.4 INF.DX GANCI,5 PZ , GLICE BRACK. ZAFFIRO MBT 022 RIC.BICUSP.5 INF.DX GANCI,5 PZ , GLICE BRACK. ZAFFIRO MBT 022 RIC.BICUSP.4 INF.SX GANCI,5 PZ , GLICE BRACK. ZAFFIRO MBT 022 RIC.BICUSP.5 INF.SX GANCI,5 PZ , GLICE BRACK. ZAFFIRO ROTH 018 RIC. BICUSP.SUP.SX, 5 PZ , GLICE BRACK. ZAFFIRO ROTH 022 RIC. BICUSP.SUP.SX, 5 PZ , GLICE BRACK. ZAFFIRO ROTH 018 RIC. BICUSPIDE4 INFER.SX, 5PZ. , GLICE BRACK. ZAFFIRO ROTH 018 RIC. BICUSPIDE5 INFER.SX, 5PZ. , GLICE BRACK. ZAFFIRO ROTH 022 RIC. BICUSPIDE4 INFER.SX, 5PZ. , GLICE BRACK. ZAFFIRO ROTH 022 RIC. BICUSPIDE5 INFER.SX, 5PZ. , GLICE BRACK. ZAFFIRO MBT 018 RIC.BICUSPIDE5 SUP. DX, 5 PZ. , GLICE BRACK. ZAFFIRO MBT 018 RIC. BICUSPIDE4 SUP. SX, 5 PZ. , GLICE BRACK. ZAFFIRO MBT 018 RIC.BICUSPIDE5 SUP. SX, 5 PZ. , GLICE BRACK. ZAFFIRO MBT 022 RIC.BICUSPIDE5 SUP. DX, 5 PZ. , GLICE BRACK. ZAFFIRO MBT 022 RIC. BICUSPIDE4 SUP. SX, 5 PZ. , GLICE BRACK. ZAFFIRO MBT 022 RIC.BICUSPIDE5 SUP. SX, 5 PZ. , GLICE BRACK. ZAFFIRO MBT 018 RIC.ANTERIORE INF.SX, 5 PZ. , GLICE BRACK. ZAFFIRO MBT 022 RIC.ANTERIORE INF.SX, 5 PZ. , GLARE BRACKETS ROTH 018 (GANCIO 3) SET 20 PZ , GLARE BRACKETS ROTH 018 (GANCI 3,4,5) SET 20 PZ , GLARE BRACKETS ROTH 022 (GANCIO 3) SET 20 PZ , GLARE BRACKETS ROTH 022 (GANCI 3,4,5) SET 20 PZ , GLARE BRACKETS ROTH 018 RIC.CENTRALE SUPER. DX, 10 PZ. , GLARE BRACKETS ROTH 018 RIC.LATERALE SUPER. DX, 10 PZ , GLARE BRACKETS ROTH 018 RIC. CUSP. SUP.DX.GANCI, 10PZ. , GLARE BRACKETS ROTH 018 RIC. BICUSPIDE4 SUP.DX,10 PZ. , GLARE BRACKETS ROTH 018 RIC.BICUSPIDE5 SUP.DX ,10 PZ. , GLARE BRACKETS ROTH 018 RIC.CENTRALE SUPER. SX, 10 PZ. , GLARE BRACKETS ROTH 018 RIC.LATERALE SUPER. SX, 10 PZ , GLARE BRACKETS ROTH 018 RIC. CUSP. SUP.SX.GANCI, 10PZ. , GLARE BRACKETS ROTH 018 RIC. BICUSPIDE4 SUP.SX, 10 PZ. , GLARE BRACKETS ROTH 018 RIC.BICUSPIDE5 SUP.SX , 10 PZ. , GLARE BRACKETS ROTH 022 RIC.CENTRALE SUPER. DX, 10 PZ. , GLARE BRACKETS ROTH 022 RIC.LATERALE SUPER. DX, 10 PZ , GLARE BRACKETS ROTH 022 RIC. CUSP. SUP.DX.GANCI, 10PZ. , GLARE BRACKETS ROTH 022 RIC. BICUSPIDE4 SUP.DX,10 PZ. , GLARE BRACKETS ROTH 022 RIC.BICUSPIDE5 SUP.DX ,10 PZ. , GLARE BRACKETS ROTH 022 RIC.CENTRALE SUPER. SX, 10 PZ. , GLARE BRACKETS ROTH 022 RIC.LATERALE SUPER. SX, 10 PZ , GLARE BRACKETS ROTH 022 RIC. CUSP. SUP.SX.GANCI, 10PZ. , GLARE BRACKETS ROTH 022 RIC. BICUSPIDE4 SUP.SX, 10 PZ. , GLARE BRACKETS ROTH 022 RIC.BICUSPIDE5 SUP.SX , 10 PZ. , GLARE BRACKETS ROTH 018 RIC.CENTRALE INFER. DX, 10 PZ. , GLARE BRACKETS ROTH 018 RIC.LATERALE INFER. DX, 10 PZ , GLARE BRACKETS ROTH 018 RIC. CUSP. INF.DX.GANCI, 10PZ. , GLARE BRACKETS ROTH 018 RIC. BICUSPIDE4 INF.DX,10 PZ. , GLARE BRACKETS ROTH 018 RIC.BICUSPIDE5 INF.DX ,10 PZ. , GLARE BRACKETS ROTH 018 RIC.CENTRALE INFER. SX, 10 PZ. , GLARE BRACKETS ROTH 018 RIC.LATERALE INFER. SX, 10 PZ , GLARE BRACKETS ROTH 018 RIC. CUSP. INF.SX.GANCI, 10PZ. , GLARE BRACKETS ROTH 018 RIC. BICUSPIDE4 INF.SX,10 PZ. , GLARE BRACKETS ROTH 018 RIC.BICUSPIDE5 INF.SX ,10 PZ. , GLARE BRACKETS ROTH 022 RIC.CENTRALE INFER. DX, 10 PZ. , GLARE BRACKETS ROTH 022 RIC.LATERALE INFER. DX, 10 PZ , GLARE BRACKETS ROTH 022 RIC. CUSP. INF.DX.GANCI, 10PZ. , GLARE BRACKETS ROTH 022 RIC. BICUSPIDE4 INF.DX,10 PZ. , GLARE BRACKETS ROTH 022 RIC.BICUSPIDE5 INF.DX ,10 PZ. , GLARE BRACKETS ROTH 022 RIC.CENTRALE INFER. SX, 10 PZ. , GLARE BRACKETS ROTH 022 RIC.LATERALE INFER. SX, 10 PZ , GLARE BRACKETS ROTH 022 RIC. CUSP. INF.SX.GANCI, 10PZ. , GLARE BRACKETS ROTH 022 RIC. BICUSPIDE4 INF.SX,10 PZ. , GLARE BRACKETS ROTH 022 RIC.BICUSPIDE5 INF.SX ,10 PZ. , GLARE BRACKETS MBT 018 (GANCIO 3) SET 20 PZ , GLARE BRACKETS MBT 018 (GANCI 3,4,5) SET 20 PZ , GLARE BRACKETS MBT 022 (GANCIO 3) SET 20 PZ , GLARE BRACKETS MBT 022 (GANCI 3,4,5) SET 20 PZ , GLARE BRACKETS MBT 018 RIC.CENTRALE SUPER. DX, 10 PZ. , GLARE BRACKETS MBT 018 RIC.LATERALE SUPER. DX, 10 PZ. , GLARE BRACKETS MBT 018 RIC. CUSP.SUP.DX.GANCI, 10PZ. , GLARE BRACKETS MBT 018 RIC. BICUSPIDE4 SUP.DX, 10 PZ. , GLARE BRACKETS MBT 018 RIC.BICUSPIDE5 SUP. DX, 10 PZ. , GLARE BRACKETS MBT 018 RIC.CENTRALE SUPER. SX, 10 PZ. , GLARE BRACKETS MBT 018 RIC.LATERALE SUPER. SX, 10 PZ. , GLARE BRACKETS MBT 018 RIC. CUSP.SUP.SX.GANCI, 10PZ. , GLARE BRACKETS MBT 018 RIC. BICUSPIDE4 SUP.SX, 10 PZ. , GLARE BRACKETS MBT 018 RIC.BICUSPIDE5 SUP. SX, 10 PZ. , GLARE BRACKETS MBT 022 RIC.CENTRALE SUPER. DX, 10 PZ. , GLARE BRACKETS MBT 022 RIC.LATERALE SUPER. DX, 10 PZ. , GLARE BRACKETS MBT 022 RIC. CUSP.SUP.DX.GANCI, 10PZ. , GLARE BRACKETS MBT 022 RIC. BICUSPIDE4 SUP.DX, 10 PZ. , GLARE BRACKETS MBT 022 RIC.BICUSPIDE5 SUP. DX, 10 PZ. , GLARE BRACKETS MBT 022 RIC.CENTRALE SUPER. SX, 10 PZ. , GLARE BRACKETS MBT 022 RIC.LATERALE SUPER. SX, 10 PZ. , GLARE BRACKETS MBT 022 RIC. CUSP.SUP.SX.GANCI, 10PZ. , GLARE BRACKETS MBT 022 RIC. BICUSPIDE4 SUP.SX, 10 PZ. , GLARE BRACKETS MBT 022 RIC.BICUSPIDE5 SUP. SX, 10 PZ. , GLARE BRACKETS MBT 018 RIC.CENTRALE INFER. DX, 10 PZ. , GLARE BRACKETS MBT 018 RIC.LATERALE INFER. DX, 10 PZ. , GLARE BRACKETS MBT 018 RIC. CUSP.INF.DX.GANCI, 10PZ. , GLARE BRACKETS MBT 018 RIC. BICUSPIDE4 INF.DX, 10 PZ. , GLARE BRACKETS MBT 018 RIC.BICUSPIDE5 INF. DX, 10 PZ. , GLARE BRACKETS MBT 018 RIC.CENTRALE INFER. SX, 10 PZ. , GLARE BRACKETS MBT 018 RIC.LATERALE INFER. SX, 10 PZ. , GLARE BRACKETS MBT 018 RIC. CUSP.INF.SX.GANCI, 10PZ. , GLARE BRACKETS MBT 018 RIC. BICUSPIDE4 INF.SX, 10 PZ. , GLARE BRACKETS MBT 018 RIC.BICUSPIDE5 INF. SX, 10 PZ. , GLARE BRACKETS MBT 022 RIC.CENTRALE INFER. DX, 10 PZ. , GLARE BRACKETS MBT 022 RIC.LATERALE INFER. DX, 10 PZ. , GLARE BRACKETS MBT 022 RIC. CUSP.INF.DX.GANCI, 10PZ. , GLARE BRACKETS MBT 022 RIC. BICUSPIDE4 INF.DX, 10 PZ. , GLARE BRACKETS MBT 022 RIC.BICUSPIDE5 INF. DX, 10 PZ. , GLARE BRACKETS MBT 022 RIC.CENTRALE INFER. SX, 10 PZ. , GLARE BRACKETS MBT 022 RIC.LATERALE INFER. SX, 10 PZ. , GLARE BRACKETS MBT 022 RIC. CUSP.INF.SX.GANCI, 10PZ. , GLARE BRACKETS MBT 022 RIC. BICUSPIDE4 INF.SX, 10 PZ. , GLARE BRACKETS MBT 022 RIC.BICUSPIDE5 INF. SX, 10 PZ. , GLARE BRACKETS ROTH 018 RIC.BICUS.4 SUP.DX GANCI,10PZ. , GLARE BRACKETS ROTH 018 RIC.BICUS.5 SUP.DX GANCI,10PZ. , GLARE BRACKETS ROTH 018 RIC.BICUS.4 SUP.SX GANCI,10PZ. , GLARE BRACKETS ROTH 018 RIC.BICUS.5 SUP.SX GANCI,10PZ. , GLARE BRACKETS ROTH 022 RIC.BICUS.4 SUP.DX GANCI,10PZ. , GLARE BRACKETS ROTH 022 RIC.BICUS.5 SUP.DX GANCI,10PZ. , GLARE BRACKETS ROTH 018 RIC.BICUS.4 INF.DX GANCI,10PZ. , GLARE BRACKETS ROTH 018 RIC.BICUS.5 INF.DX GANCI,10PZ. , GLARE BRACKETS ROTH 018 RIC.BICUS.4 INF.SX GANCI,10PZ. , Sweden & Martina Brackets, PRIMO BRACKETS MBT 022 (GANCIO 3) SET 20 PZ , PRIMO BRACKETS MBT 022 (GANCIO 3,4,5) SET 20 PZ , PRIMO BRACKETS MBT/0 022 (GANCIO 3) SET 20 PZ , PRIMO BRACKETS SWM 022 (GANCIO 3) SET 20 PZ , PRIMO BRACKETS SWM 022 (GANCIO 3,4,5) SET 20 PZ , PRIMO BRACKET E&S HIGH TORQUE 022 (GANCIO 3) SET 20 PZ , PRIMO BRACKET E&S HIGH TORQUE 022 (GANCIO 3,4,5) SET 20 PZ , PRIMO BRACKET E&S LOW TORQUE 022 (GANCIO 3) SET 20 PZ , PRIMO BRACKET E&S LOW TORQUE 022 (GANCIO 3,4,5) SET 20 PZ , PRIMO BRACKETS SWM/MBT 022 RIC.CENTRALE SUPER.DX,5PZ. , PRIMO BRACKETS SWM 022 RIC.LATERALE SUPER.DX,5PZ. , PRIMO BRACKETS SWM/MBT 022 RIC.CUSP.SUP.DX,5PZ. , PRIMO BRACKETS SWM MBT/0 022 RIC.CUSP.SUP.DX.GANCI,5PZ. , PRIMO BRACKETS SWM/MBT 022 RIC.BICUSP.4,5 SUP.DX.SX.,5PZ , PRIMO BRACKETS SWM/MBT 022 RIC.BICUS.4,5 SUP.DX.GANCI,5PZ , PRIMO BRACKETS SWM/MBT 022 RIC.CENTRALE SUPER.SX,5PZ. , PRIMO BRACKETS SWM 022 RIC.LATERALE SUPER.SX,5PZ. , PRIMO BRACKETS SWM/MBT 022 RIC.CUSP.SUP.SX,5PZ. , PRIMO BRACKETS SWM MBT/0 022 RIC.CUSP.SUP.SX,.GANCI,5PZ. , PRIMO BRACKETS SWM/MBT 022 RIC.BICUS.4,5 SUP.SX.GANCI,5PZ , PRIMO BRACKETS MBT 022 RIC.LATERALE SUPER.DX,5PZ. , PRIMO BRACKETS MBT 022 RIC.LATERALE SUPER.SX,5PZ. , PRIMO BRACKETS SWM/MBT 022 RIC.CENTR.LATER.INF.DX.SX,5PZ. , PRIMO BRACKETS SWM 022 RIC.LATERALE INF.DX.SX,5PZ. , PRIMO BRACKETS SWM/MBT 022 RIC.CUSP.INF.DX,5PZ. , PRIMO BRACKETS SWM MBT/0 022 RIC.CUSP.INF.DX.GANCI,5PZ. , PRIMO BRACKETS SWM/MBT 022 RIC.BICUSP.4 INF.DX,5PZ , PRIMO BRACKETS SWM/MBT 022 RIC.BICUSP.5 INF.DX,5PZ , PRIMO BRACKETS SWM/MBT 022 RIC.BICUSP.4 INF.DX.GANCI,5PZ , PRIMO BRACKETS SWM/MBT 022 RIC.BICUSP.5 INF.DX.GANCI,5PZ , PRIMO BRACKETS SWM/MBT 022 RIC.CUSP.INF.SX,5PZ. , PRIMO BRACKETS SWM/MBT 022 RIC.BICUSP.4 INF.SX.GANCI,5PZ , PRIMO BRACKETS SWM/MBT 022 RIC.BICUSP.4 INF.SX,5PZ , PRIMO BRACKETS SWM/MBT 022 RIC.BICUSP.5 INF.SX.GANCI,5PZ , PRIMO BRACKETS SWM/MBT 022 RIC.BICUSP.5 INF.SX,5PZ , PRIMO BRACKETS MBT 022 RIC.CUSP.SUP.DX.GANCI,5PZ. , PRIMO BRACKETS MBT 022 RIC.CUSP.SUP.SX.GANCI,5PZ. , PRIMO BRACKETS MBT 022 RIC.CUSP.INF.DX.GANCI,5PZ. , PRIMO BRACKETS MBT 022 RIC.CUSP.INF.SX.GANCI,5PZ. , PRIMO BRAC. E&S HIGH T. 022 RIC.CENTRALE SUP.DX 5PZ , PRIMO BRAC. E&S HIGH T. 022 RIC.CENTRALE SUP.SX 5PZ , PRIMO BRAC. E&S LOW TORQUE 022 RIC.CENTRALE SUP.DX 5PZ , PRIMO BRAC. E&S LOW TORQUE 022 RIC.CENTRALE SUP.SX 5PZ , CLICK 2 SELF LIGAT. ROTH 022 (GANCI 3,4,5) SET 20 PZ , CLICK 2 SELF LIGAT. ROTH 022 RIC.CENTRALE SUPER. DX, 5 PZ. , CLICK 2 SELF LIGAT. ROTH 022 RIC.LATERALE SUPER. DX, 5 PZ. , CLICK 2 SELF LIGAT. ROTH 022 RIC. CUSP. SUP.DX.GANCI, 5PZ. , CLICK 2 SELF LIG. ROTH/MBT 022 RIC.BICUSP.SUP.DX GANCI,5PZ. , CLICK 2 SELF LIGAT. ROTH 022 RIC.CENTRALE SUPER. SX, 5 PZ. , CLICK 2 SELF LIGAT. ROTH 022 RIC.LATERALE SUPER. SX, 5 PZ. , CLICK 2 SELF LIGAT. ROTH 022 RIC. CUSP. SUP.SX.GANCI, 5PZ. , CLICK 2 SELF LIG. ROTH/MBT 022 RIC.BICUSP.SUP.SX GANCI,5PZ. , CLICK 2 SELF LIGAT. ROTH 022 RIC.CENT.LAT.INF.SX/DX, 5 PZ. , CLICK 2 SELF LIGAT. ROTH 022 RIC. CUSP. INF.DX.GANCI, 5PZ. , CLICK 2 SELF LIGAT. ROTH 022 RIC.BICUSP.4 INF.DX GANCI,5 PZ. , CLICK 2 SELF LIGAT. ROTH 022 RIC.BICUSP.5 INF.DX GANCI,5 PZ. , CLICK 2 SELF LIGAT. ROTH 022 RIC. CUSP. INF.SX.GANCI, 5PZ. , CLICK 2 SELF LIGAT. ROTH 022 RIC.BICUS.4 INF.SX GANCI,5 PZ. , CLICK 2 SELF LIGAT. ROTH 022 RIC.BICUS.5 INF.SX GANCI,5 PZ. , CLICK 2 SELF LIGAT. MBT 022 (GANCIO 3) SET 20 PZ , CLICK 2 SELF LIGAT. MBT 022 (GANCI 3,4,5) SET 20 PZ , CLICK 2 SELF LIGAT. MBT 022 RIC.CENTRALE SUPER. DX, 5 PZ. , CLICK 2 SELF LIGAT. MBT 022 RIC.LATERALE SUPER. DX, 5 PZ , CLICK 2 SELF LIGAT. MBT 022 RIC. CUSP. SUP.DX.GANCI, 5PZ. , CLICK 2 SELF LIG.ROTH/MBT 022 RIC. BICUS. SUP. SX DX, 5 PZ. , CLICK 2 SELF LIGAT. MBT 022 RIC.CENTRALE SUPER. SX, 5 PZ. , CLICK 2 SELF LIGAT. MBT 022 RIC.LATERALE SUPER. SX, 5 PZ , CLICK 2 SELF LIGAT. MBT 022 RIC. CUSP. SUP.SX.GANCI, 5PZ. , CLICK 2 SELF LIGAT. MBT 022 RIC.CENT.LAT.INF.SX/DX, 5 PZ. , CLICK 2 SELF LIGAT. MBT 022 RIC. CUSP. INF.DX.GANCI, 5PZ. , CLICK 2 SELF LIGAT. MBT 022 RIC. BICUSPIDE4 INF. DX, 5 PZ. , CLICK 2 SELF LIGAT. MBT 022 RIC.BICUSPIDE5 INF. DX , 5 PZ. , CLICK 2 SELF LIGAT. MBT 022 RIC.BICUSP.4 INF.DX GANCI,5PZ. , CLICK 2 SELF LIGAT. MBT 022 RIC.BICUSP.5 INF.DX GANCI,5PZ. , CLICK 2 SELF LIGAT. MBT 022 RIC. CUSP. INF.SX.GANCI, 5PZ. , CLICK 2 SELF LIGAT. MBT 022 RIC. BICUSPIDE4 INF. SX, 5 PZ. , CLICK 2 SELF LIGAT. MBT 022 RIC.BICUSPIDE5 INF. SX , 5 PZ. , CLICK 2 SELF LIGAT. MBT 022 RIC.BICUSP.4 INF.SX GANCI,5PZ. , CLICK 2 SELF LIGAT. MBT 022 RIC.BICUSP.5 INF.SX GANCI,5PZ. , CLICK SELF LIG.BRACK. ROTH 018 (GANCIO 3) SET 20 PZ , CLICK SELF LIG.BRACK. ROTH 018 (GANCI 3,4,5) SET 20 PZ , CLICK SELF LIG.BRACK. ROTH 022 (GANCIO 3) SET 20 PZ , CLICK SELF LIG.BRACK. ROTH 022 (GANCI 3,4,5) SET 20 PZ , CLICK SELF LIG.BRACK. ROTH 018 RIC.CENTRALE SUPER. DX, 5 PZ. , CLICK SELF LIG.BRACK. ROTH 018 RIC.LATERALE SUPER. DX, 5 PZ. , CLICK SELF LIG.BRACK. ROTH 018 RIC. CUSP. SUP.DX.GANCI, 5PZ. , CLICK SELF LIG.BRACK. ROTH 018 RIC. BICUSPIDE4 SUP. DX, 5 PZ. , CLICK SELF LIG.BRACK. ROTH 018 RIC.BICUSPIDE5 SUP. DX, 5 PZ. , CLICK SELF LIG.BRACK. ROTH 018 RIC.CENTRALE SUPER. SX, 5 PZ. , CLICK SELF LIG.BRACK. ROTH 018 RIC.LATERALE SUPER. SX, 5 PZ. , CLICK SELF LIG.BRACK. ROTH 018 RIC. CUSP. SUP.SX.GANCI, 5PZ. , CLICK SELF LIG.BRACK. ROTH 018 RIC. BICUSPIDE4 SUP. SX, 5 PZ. , CLICK SELF LIG.BRACK. ROTH 018 RIC.BICUSPIDE5 SUP. SX, 5 PZ. , CLICK SELF LIG.BRACK. ROTH 022 RIC.CENTRALE SUPER. DX, 5 PZ. , CLICK SELF LIG.BRACK. ROTH 022 RIC.LATERALE SUPER. DX, 5 PZ. , CLICK SELF LIG.BRACK. ROTH 022 RIC. CUSP. SUP.DX.GANCI, 5PZ. , CLICK SELF LIG.BRACK. ROTH 022 RIC. BICUSPIDE4 SUP. DX, 5 PZ. , CLICK SELF LIG.BRACK. ROTH 022 RIC.BICUSPIDE5 SUP. DX, 5 PZ. , CLICK SELF LIG.BRACK. ROTH 022 RIC.CENTRALE SUPER. SX, 5 PZ. , CLICK SELF LIG.BRACK. ROTH 022 RIC.LATERALE SUPER. SX, 5 PZ. , CLICK SELF LIG.BRACK. ROTH 022 RIC. CUSP. SUP.SX.GANCI, 5PZ. , CLICK SELF LIG.BRACK. ROTH 022 RIC. BICUSPIDE4 SUP. SX, 5 PZ. , CLICK SELF LIG.BRACK. ROTH 022 RIC.BICUSPIDE5 SUP. SX, 5 PZ. , CLICK SELF LIG.BRACK. ROTH 018 RIC.CENTRALE INFER. DX, 5 PZ. , CLICK SELF LIG.BRACK. ROTH 018 RIC.LATERALE INFER. DX, 5 PZ. , CLICK SELF LIG.BRACK. ROTH 018 RIC. CUSP. INF.DX.GANCI, 5PZ. , CLICK SELF LIG.BRACK. ROTH 018 RIC. BICUSPIDE4 INF. DX, 5 PZ. , CLICK SELF LIG.BRACK. ROTH 018 RIC.BICUSPIDE5 INF. DX, 5 PZ. , CLICK SELF LIG.BRACK. ROTH 018 RIC.CENTRALE INFER. SX, 5 PZ. , CLICK SELF LIG.BRACK. ROTH 018 RIC.LATERALE INFER. SX, 5 PZ. , CLICK SELF LIG.BRACK. ROTH 018 RIC. CUSP. INF.SX.GANCI, 5PZ. , CLICK SELF LIG.BRACK. ROTH 018 RIC. BICUSPIDE4 INF. SX, 5 PZ. , CLICK SELF LIG.BRACK. ROTH 018 RIC.BICUSPIDE5 INF. SX, 5 PZ. , CLICK SELF LIG.BRACK. ROTH 022 RIC.CENTRALE INFER. DX, 5 PZ. , CLICK SELF LIG.BRACK. ROTH 022 RIC.LATERALE INFER. DX, 5 PZ. , CLICK SELF LIG.BRACK. ROTH 022 RIC. CUSP. INF.DX.GANCI, 5PZ. , CLICK SELF LIG.BRACK. ROTH 022 RIC. BICUSPIDE4 INF. DX, 5 PZ. , CLICK SELF LIG.BRACK. ROTH 022 RIC.BICUSPIDE5 INF. DX, 5 PZ. , CLICK SELF LIG.BRACK. ROTH 022 RIC.CENTRALE INFER. SX, 5 PZ. , CLICK SELF LIG.BRACK. ROTH 022 RIC.LATERALE INFER. SX, 5 PZ. , CLICK SELF LIG.BRACK. ROTH 022 RIC. CUSP. INF.SX.GANCI, 5PZ. , CLICK SELF LIG.BRACK. ROTH 022 RIC. BICUSPIDE4 INF. SX, 5 PZ. , CLICK SELF LIG.BRACK. ROTH 022 RIC.BICUSPIDE5 INF. SX, 5 PZ. , CLICK SELF LIG.BRACK. MBT 022 (GANCIO 3) SET 20 PZ , CLICK SELF LIG.BRACK. MBT 022 (GANCI 3,4,5) SET 20 PZ , CLICK SELF LIG.BRACK. MBT 022 RIC.CENTRALE SUPER. DX, 5 PZ. , CLICK SELF LIG.BRACK. MBT 022 RIC.LATERALE SUPER. DX, 5 PZ , CLICK SELF LIG.BRACK. MBT 022 RIC. CUSP. SUP.DX.GANCI, 5PZ. , CLICK SELF LIG.BRACK. MBT 022 RIC. BICUSPIDE4 SUP. DX, 5 PZ. , CLICK SELF LIG.BRACK. MBT 022 RIC.BICUSPIDE5 SUP. DX , 5 PZ. , CLICK SELF LIG.BRACK. MBT 022 RIC.CENTRALE SUPER. SX, 5 PZ. , CLICK SELF LIG.BRACK. MBT 022 RIC.LATERALE SUPER. SX, 5 PZ , CLICK SELF LIG.BRACK. MBT 022 RIC. CUSP. SUP.SX.GANCI, 5PZ. , CLICK SELF LIG.BRACK. MBT 022 RIC. BICUSPIDE4 SUP. SX, 5 PZ. , CLICK SELF LIG.BRACK. MBT 022 RIC.BICUSPIDE5 SUP. SX , 5 PZ. , CLICK SELF LIG.BRACK. MBT 022 RIC.CENTRALE INFER. DX, 5 PZ. , CLICK SELF LIG.BRACK. MBT 022 RIC.LATERALE INFER. DX, 5 PZ , CLICK SELF LIG.BRACK. MBT 022 RIC. CUSP. INF.DX.GANCI, 5PZ. , CLICK SELF LIG.BRACK. MBT 022 RIC. BICUSPIDE4 INF. DX, 5 PZ. , CLICK SELF LIG.BRACK. MBT 022 RIC.BICUSPIDE5 INF. DX , 5 PZ. , CLICK SELF LIG.BRACK. MBT 022 RIC.CENTRALE INFER. SX, 5 PZ. , CLICK SELF LIG.BRACK. MBT 022 RIC.LATERALE INFER. SX, 5 PZ , CLICK SELF LIG.BRACK. MBT 022 RIC. CUSP. INF.SX.GANCI, 5PZ. , CLICK SELF LIG.BRACK. MBT 022 RIC. BICUSPIDE4 INF. SX, 5 PZ. , CLICK SELF LIG.BRACK. MBT 022 RIC.BICUSPIDE5 INF. SX , 5 PZ. , CLICK SELF LIG.BRACK. ROTH 018 RIC.BICUSP.4 SUP.DX GANCI,5PZ. , CLICK SELF LIG.BRACK. ROTH 018 RIC.BICUSP.5 SUP.DX GANCI,5PZ. , CLICK SELF LIG.BRACK. ROTH 018 RIC.BICUSP.4 SUP.SX GANCI,5PZ. , CLICK SELF LIG.BRACK. ROTH 018 RIC.BICUSP.5 SUP.SX GANCI,5PZ. , CLICK SELF LIG.BRACK. ROTH 022 RIC.BICUSP.4 SUP.DX GANCI,5PZ. , CLICK SELF LIG.BRACK. ROTH 022 RIC.BICUSP.5 SUP.DX GANCI,5PZ. , CLICK SELF LIG.BRACK. ROTH 022 RIC.BICUSP.4 SUP.SX GANCI,5PZ. , CLICK SELF LIG.BRACK. ROTH 022 RIC.BICUSP.5 SUP.SX GANCI,5PZ. , CLICK SELF LIG.BRACK. ROTH 018 RIC.BICUS.4 INF.DX GANCI,5 PZ. , CLICK SELF LIG.BRACK. ROTH 018 RIC.BICUS.5 INF.DX GANCI,5 PZ. , CLICK SELF LIG.BRACK. ROTH 018 RIC.BICUS.4 INF.SX GANCI,5 PZ. , CLICK SELF LIG.BRACK. ROTH 018 RIC.BICUS.5 INF.SX GANCI,5 PZ. , CLICK SELF LIG.BRACK. ROTH 022 RIC.BICUS.4 INF.DX GANCI,5 PZ. , CLICK SELF LIG.BRACK. ROTH 022 RIC.BICUS.5 INF.DX GANCI,5 PZ. , CLICK SELF LIG.BRACK. ROTH 022 RIC.BICUS.4 INF.SX GANCI,5 PZ. , CLICK SELF LIG.BRACK. ROTH 022 RIC.BICUS.5 INF.SX GANCI,5 PZ. , CLICK SELF LIG.BRACK. MBT 022 RIC.BICUSP.4 SUP.DX GANCI,5PZ. , CLICK SELF LIG.BRACK. MBT 022 RIC.BICUSP.5 SUP.DX GANCI,5PZ. , CLICK SELF LIG.BRACK. MBT 022 RIC.BICUSP.4 SUP.SX GANCI,5PZ. , CLICK SELF LIG.BRACK. MBT 022 RIC.BICUSP.5 SUP.SX GANCI,5PZ. , CLICK SELF LIG.BRACK. MBT 022 RIC.BICUSP.4 INF.DX GANCI,5PZ. , CLICK SELF LIG.BRACK. MBT 022 RIC.BICUSP.5 INF.DX GANCI,5PZ. , CLICK SELF LIG.BRACK. MBT 022 RIC.BICUSP.4 INF.SX GANCI,5PZ. , CLICK SELF LIG.BRACK. MBT 022 RIC.BICUSP.5 INF.SX GANCI,5PZ. , GLICE BRACK. ZAFFIRO ROTH 018 (GANCIO 3) SET 20 PZ , GLICE BRACK. ZAFFIRO ROTH 018 (GANCI 3,4,5) SET 20 PZ , GLICE BRACK. ZAFFIRO ROTH 022 SET 20 PZ. , GLICE BRACK. ZAFFIRO ROTH 022 (GANCIO 3) SET 20 PZ , GLICE BRACK. ZAFFIRO ROTH 022 (GANCI 3,4,5) SET 20 PZ , GLICE BRACK. ZAFFIRO ROTH 018 RIC.CENTRALE SUPER.DX, 5 PZ , GLICE BRACK. ZAFFIRO ROTH 018 RIC. LATERALE SUPER. DX, 5 PZ , GLICE BRACK. ZAFFIRO ROTH 018 RIC.CUSP.SUP.DX GANCI, 5 PZ , GLICE BRACK. ZAFFIRO ROTH 018 RIC. BICUSP.SUP.DX. SX., 5 PZ , GLICE BRACK. ZAFFIRO ROTH 018 RIC.BICUSP.SUP.DX GANCI, 5 PZ , GLICE BRACK. ZAFFIRO ROTH 018 RIC.CENTRALE SUPER.SX, 5 PZ , GLICE BRACK. ZAFFIRO ROTH 018 RIC. LATERALE SUPER. SX, 5 PZ , GLICE BRACK. ZAFFIRO ROTH 018 RIC.CUSP.SUP.SX GANCI, 5 PZ , GLICE BRACK. ZAFFIRO ROTH 018 RIC.BICUSP.SUP.SX GANCI, 5 PZ , GLICE BRACK. ZAFFIRO ROTH 022 RIC.CENTRALE SUPER.DX, 5 PZ , GLICE BRACK. ZAFFIRO ROTH 022 RIC. LATERALE SUPER. DX, 5 PZ , GLICE BRACK. ZAFFIRO ROTH 022 RIC.CUSP.SUP.DX GANCI, 5 PZ , GLICE BRACK. ZAFFIRO ROTH 022 RIC. BICUSP.SUP.DX.SX., 5 PZ , GLICE BRACK. ZAFFIRO ROTH 022 RIC.BICUSP.SUP.DX GANCI, 5 PZ , GLICE BRACK. ZAFFIRO ROTH 022 RIC.CENTRALE SUPER.SX, 5 PZ , GLICE BRACK. ZAFFIRO ROTH 022 RIC. LATERALE SUPER. SX, 5 PZ , GLICE BRACK. ZAFFIRO ROTH 022 RIC.CUSP.SUP.SX GANCI, 5 PZ , GLICE BRACK. ZAFFIRO ROTH 022 RIC.BICUSP.SUP.SX GANCI, 5 PZ , GLICE BRACK. ZAFFIRO ROTH 018 RIC.ANTERIORI INF.DX SX, 5 PZ. , GLICE BRACK. ZAFFIRO ROTH 018 RIC.CUSP. INF.DX GANCI, 5 PZ. , GLICE BRACK. ZAFFIRO ROTH 018 RIC.BICUSP.4 INFER.DX.SX,5 PZ. , GLICE BRACK. ZAFFIRO ROTH 018 RIC.BICUS.5 INFER.DX.SX.,5 PZ. , GLICE BRACK. ZAFFIRO ROTH 018 RIC. CUSP. INF.SX GANCI, 5PZ. , GLICE BRACK. ZAFFIRO ROTH 022 RIC.ANTERIORI INF.DX SX, 5 PZ. , GLICE BRACK. ZAFFIRO ROTH 022 RIC.CUSP. INF.DX GANCI, 5 PZ. , GLICE BRACK. ZAFFIRO ROTH 022 RIC.BICUS.4 INFER.DX.SX, 5 PZ. , GLICE BRACK. ZAFFIRO ROTH 022 RIC.BICUSP.5 INFER.DX.SX,5 PZ. , GLICE BRACK. ZAFFIRO ROTH 022 RIC. CUSP. INF.SX GANCI, 5PZ. , GLICE BRACK. ZAFFIRO MBT 018 SET 20 PZ. , GLICE BRACK. ZAFFIRO MBT 018 (GANCIO 3) SET 20 PZ , GLICE BRACK. ZAFFIRO MBT 018 (GANCI 3,4,5) SET 20 PZ , GLICE BRACK. ZAFFIRO MBT 022 SET 20 PZ. , GLICE BRACK. ZAFFIRO MBT 022 (GANCIO 3) SET 20 PZ , GLICE BRACK. ZAFFIRO MBT 022 (GANCI 3,4,5) SET 20 PZ , GLICE BRACK. ZAFFIRO MBT 018 RIC.CENTRALE SUPER.DX, 5 PZ , GLICE BRACK. ZAFFIRO MBT 018 RIC. LATERALE SUPER. DX, 5 PZ , GLICE BRACK. ZAFFIRO MBT 018 RIC.CUSP.SUP.DX GANCI, 5 PZ , GLICE BRACK. ZAFFIRO MBT 018 RIC.BICUSP.4,5 SUP.DX.SX,5 PZ. , GLICE BRACK. ZAFFIRO MBT 018 RIC.CENTRALE SUPER.SX, 5 PZ , GLICE BRACK. ZAFFIRO MBT 018 RIC. LATERALE SUPER. SX, 5 PZ , GLICE BRACK. ZAFFIRO MBT 018 RIC.CUSP.SUP.SX GANCI, 5 PZ , GLICE BRACK. ZAFFIRO MBT 022 RIC.CENTRALE SUPER.DX, 5 PZ , GLICE BRACK. ZAFFIRO MBT 022 RIC. LATERALE SUPER. DX, 5 PZ , GLICE BRACK. ZAFFIRO MBT 022 RIC.CUSP.SUP.DX GANCI, 5 PZ , GLICE BRACK. ZAFFIRO MBT 022 RIC. BIC.4,5 SUP.DX.SX., 5 PZ. , GLICE BRACK. ZAFFIRO MBT 022 RIC.CENTRALE SUPER.SX, 5 PZ , GLICE BRACK. ZAFFIRO MBT 022 RIC. LATERALE SUPER. SX, 5 PZ , GLICE BRACK. ZAFFIRO MBT 022 RIC.CUSP.SUP.SX GANCI, 5 PZ , GLICE BRACK. ZAFFIRO MBT 018 RIC.ANTERIORE INF.DX SX, 5 PZ. , GLICE BRACK. ZAFFIRO MBT 018 RIC.CUSP. INF.DX GANCI, 5 PZ. , GLICE BRACK. ZAFFIRO MBT 018 RIC.BICUSPIDE4 INFER.DX, 5 PZ. , GLICE BRACK. ZAFFIRO MBT 018 RIC.BICUSPIDE5 INFER.DX, 5 PZ. , GLICE BRACK. ZAFFIRO MBT 018 RIC.CUSP. INF.SX GANCI, 5 PZ. , GLICE BRACK. ZAFFIRO MBT 018 RIC.BICUSPIDE4 INFER.SX, 5 PZ. , GLICE BRACK. ZAFFIRO MBT 018 RIC.BICUSPIDE5 INFER.SX, 5 PZ. , GLICE BRACK. ZAFFIRO MBT 022 RIC.ANTERIORE INF.DX SX, 5 PZ. , GLICE BRACK. ZAFFIRO MBT 022 RIC.CUSP. INF.DX GANCI, 5 PZ. , GLICE BRACK. ZAFFIRO MBT 022 RIC.BICUSPIDE4 INFER.DX, 5 PZ. , GLICE BRACK. ZAFFIRO MBT 022 RIC.BICUSPIDE5 INFER.DX, 5 PZ. , GLICE BRACK. ZAFFIRO MBT 022 RIC.CUSP. INF.SX GANCI, 5 PZ. , GLICE BRACK. ZAFFIRO MBT 022 RIC.BICUSPIDE4 INFER.SX, 5 PZ. , GLICE BRACK. ZAFFIRO MBT 022 RIC.BICUSPIDE5 INFER.SX, 5 PZ. , GLICE BRACK. ZAFFIRO ROTH 018 RIC.BICUSP.4 INF.DX GANCI,5 PZ , GLICE BRACK. ZAFFIRO ROTH 018 RIC.BICUSP.5 INF.DX GANCI,5 PZ , GLICE BRACK. ZAFFIRO ROTH 018 RIC.BICUSP.4 INF.SX GANCI,5 PZ , GLICE BRACK. ZAFFIRO ROTH 018 RIC.BICUSP.5 INF.SX GANCI,5 PZ , TUBI SINGOLI ATT. DIR. MBT 022 MOL7 SUP.SX (NON CONV.), 10 PZ , TUBI SINGOLI ATT. DIR. MBT 022 MOL7 INF.DX (NON CONV.), 10 PZ , TUBI SINGOLI ATT. DIR. MBT 022 MOL7 INF.SX (NON CONV.), 10 PZ , TUBI SINGOLI DA PUNT. MBT 022 MOL6,7 SUP.DX (NON CONV.) 10PZ , TUBI SINGOLI DA PUNT. MBT 022 MOL6,7 SUP.SX (NON CONV.) 10PZ , TUBI SINGOLI DA PUNT. MBT 022 MOL6,7 INF.DX (NON CONV.) 10PZ , TUBI SINGOLI DA PUNT. MBT 022 MOL6,7 INF.SX (NON CONV.) 10PZ , TUBI SINGOLI DA PUNT. EDG 022 MOL6,7 INF.DX (NON CONV.) 10PZ , TUBI SINGOLI DA PUNT. EDG 022 MOL6,7 INF.SX (NON CONV.) 10PZ , TUBI SINGOLI DA PUNT. ROTH 022 MOL6,7 INF.DX (NON CONV.) 10PZ , TUBI SINGOLI DA PUNT. ROTH 022 MOL6,7 INF.SX (NON CONV.) 10PZ , TUBI SINGOLI ATT. DIR. MBT 022 MOL6 SUP.DX (CONV.), 10 PZ , TUBI SINGOLI ATT. DIR. MBT 022 MOL6 SUP.SX (CONV.), 10 PZ , TUBI SINGOLI ATT. DIR. MBT 022 MOL6 INF.DX (CONV.), 10 PZ , TUBI SINGOLI ATT. DIR. MBT 022 MOL6 INF.SX (CONV.), 10 PZ , TUBI SINGOLI DA PUNT. MBT 022 MOL6 SUP.DX (CONV.), 10 PZ , TUBI SINGOLI DA PUNT. MBT 022 MOL6 SUP.SX (CONV.), 10 PZ , TUBI SINGOLI DA PUNT. MBT 022 MOL6 INF.DX (CONV.), 10 PZ , TUBI SINGOLI DA PUNT. MBT 022 MOL6 INF.SX (CONV.), 10 PZ , TUBI TRI.CAN.O.045 DA P.MBT022 MOL6 SUP.DX (CONV.), 10 PZ , TUBI TRI.CAN.O.045 DA P.MBT022 MOL6 SUP.SX (CONV.), 10 PZ , TUBI TRI.CAN.O.045 DA P.ROT022 MOL6 SUP.DX (CONV.), 10 PZ , TUBI TRI.CAN.O.045 DA P.ROT022 MOL6 SUP.SX (CONV.), 10 PZ , TUBI TRIPL.CAN.O.045DIR.MBT022 MOL6 SUP.DX (CONV.), 10 PZ , TUBI TRIPL.CAN.O.045DIR.MBT022 MOL6 SUP.SX (CONV.), 10 PZ , TUBI DOP.CAN.G.045 DA P.ROT022 MOL6 SUP.DX (CONV.), 10 PZ , TUBI DOP.CAN.G.045 DA P.ROT022 MOL6 SUP.SX (CONV.), 10 PZ , TUBI DOP.CAN.G.045 DA P.MBT022 MOL6 SUP.DX (CONV.), 10 PZ , TUBI DOP.CAN.G.045 DA P.MBT022 MOL6 SUP.SX (CONV.), 10 PZ , TUBI DOP.CAN.O.045 DA P.ROT022 MOL6 SUP.DX (CONV.), 10 PZ , TUBI DOP.CAN.O.045 DA P.ROT022 MOL6 SUP.SX (CONV.), 10 PZ , TUBI DOP.CAN.O.045 DA P.EDG022 MOL6 SUP.DX (NON CONV.) 10 PZ , TUBI DOP.CAN.O.045 DA P.EDG022 MOL6 SUP.SX (NON CONV.) 10 PZ , TUBI DOP.CAN.O.045 DA P.ROT022 MOL6 SUP.DX (NON CONV.) 10 PZ , TUBI DOP.CAN.O.045 DA P.ROT022 MOL6 SUP.SX (NON CONV.) 10 PZ , TUBI TR.CAN.O.045 DA P.RICK018 MOL6 SUP.DX (NON CONV.) 10 PZ , TUBI TR.CAN.O.045 DA P.RICK018 MOL6 SUP.SX (NON CONV.) 10 PZ , TUBI SINGOLI ATT. DIR. MBT 022 MOL7 SUP.DX (NON CONV.), 1 pz , TUBI SINGOLI ATT. DIR. MBT 022 MOL6 SUP.DX (CONV.), 1 PZ , TUBI DOP.CAN.G.045 DA P.MBT022 MOL6 SUP.DX (CONV.), 1 PZ , TUBI DOP.CAN.G.045 DA P.ROT022 MOL6 SUP.DX (CONV.), 1 PZ , TUBI TRIPL.HGO.045 DA.P.MBT022 MOL6 SUP.DX (CONV.), 1 PZ , TUBI DOPPI DA P. RICKETTS 018 MOL6 .INF.DX (NON CONV), 10 PZ , TUBI DOPPI DA P. RICKETTS 018 MOL6 .INF.SX (NON CONV), 10 PZ , TUBI DOPPI DA PUNT. MBT 022 MOL6 INF.DX (CONV.), 10 PZ , TUBI DOPPI DA PUNT. MBT 022 MOL6 INF.SX (CONV.), 10 PZ , TUBI DOPPI ATT. DIR. RICK 018 MOL6 .INF.DX (NON CONV), 10 PZ , TUBI DOPPI ATT. DIR. RICK 018 MOL6 .INF.SX (NON CONV), 10 PZ , TUBI DOP.CAN.G.045 DA P.ROT022 MOL6 INF.DX (CONV.), 10 PZ , TUBI DOP.CAN.G.045 DA P.ROT022 MOL6 INF.SX (CONV.), 10 PZ , TUBI DOPPI DA PUN.EDG-RICK018 MOL6 .INF.DX ( CONV.), 10 PZ , TUBI DOPPI DA PUN. EDG-RICK018 MOL6 INF.SX ( CONV.), 10 PZ , TUBI DOPPI DA PUN. EDG-RICK022 MOL6 INF.DX ( CONV.), 10 PZ , TUBI DOPPI DA PUN. EDG-RICK022 MOL6 INF.SX ( CONV.), 10 PZ , TUBI DOP.CAN.O.045 DA P.MBT22 MOL6 SUP.DX (CONV.), 10 PZ , TUBI DOP.CAN.O.045 DA P.MBT22 MOL6 SUP.SX (CONV.), 10 PZ , TUBI SINGOLI ATT DIR. EDG 022 MOL6,7 INF.DX (NON CONV.) 10PZ , TUBI SINGOLI ATT DIR. EDG 022 MOL6,7 INF.SX (NON CONV.) 10PZ , TUBI DOPPI CAN.GENG.DIR.EDG018 MOL6 INF.DX (CONVERT.), 10 PZ , TUBI DOPPI CAN.GENG.DIR.EDG018 MOL6 INF.SX (CONVERT.), 10 PZ , TUBI DOPPI CAN.GENG.DIR.EDG022 MOL6 INF.DX (CONVERT.), 10 PZ , TUBI DOPPI CAN.GENG.DIR.EDG022 MOL6 INF.SX (CONVERT.), 10 PZ , TUBI DOPPI RETT.ATT.DIR.EDG022 MOL6 INF.SX (CONVERT.), 10 PZ , TUBI DOPPI RETT.ATT.DIR.EDG018 MOL6 INF.DX (CONVERT.), 10 PZ , TUBI DOPPI RETT.ATT.DIR.EDG018 MOL6 INF.SX (CONVERT.), 10 PZ , TUBI DOPPI RETT.ATT.DIR.EDG022 MOL6 INF.DX (CONVERT.), 10 PZ , GLARE BRACKETS ROTH 018 RIC.BICUS.5 INF.SX GANCI,10PZ. , GLARE BRACKETS ROTH 022 RIC.BICUS.4 INF.DX GANCI,10PZ. , GLARE BRACKETS ROTH 022 RIC.BICUS.5 INF.DX GANCI,10PZ. , GLARE BRACKETS ROTH 022 RIC.BICUS.4 INF.SX GANCI,10PZ. , GLARE BRACKETS ROTH 022 RIC.BICUS.5 INF.SX GANCI,10PZ. , GLARE BRACKETS MBT 018 RIC.BICUS.4 SUP.DX GANCI,10PZ. , GLARE BRACKETS MBT 018 RIC.BICUS.5 SUP.DX GANCI,10PZ. , GLARE BRACKETS MBT 018 RIC.BICUS.4 SUP.SX GANCI,10PZ. , GLARE BRACKETS MBT 018 RIC.BICUS.5 SUP.SX GANCI,10PZ. , GLARE BRACKETS MBT 022 RIC.BICUS.4 SUP.DX GANCI,10PZ. , GLARE BRACKETS MBT 022 RIC.BICUS.5 SUP.DX GANCI,10PZ. , GLARE BRACKETS MBT 022 RIC.BICUS.4 SUP.SX GANCI,10PZ. , GLARE BRACKETS MBT 022 RIC.BICUS.5 SUP.SX GANCI,10PZ. , GLARE BRACKETS MBT 018 RIC.BICUS.4 INF.DX GANCI,10PZ. , GLARE BRACKETS MBT 018 RIC.BICUS.5 INF.DX GANCI,10PZ. , GLARE BRACKETS MBT 018 RIC.BICUS.4 INF.SX GANCI,10PZ. , GLARE BRACKETS MBT 018 RIC.BICUS.5 INF.SX GANCI,10PZ. , GLARE BRACKETS MBT 022 RIC.BICUS.4 INF.DX GANCI,10PZ. , GLARE BRACKETS MBT 022 RIC.BICUS.5 INF.DX GANCI,10PZ. , GLARE BRACKETS MBT 022 RIC.BICUS.4 INF.SX GANCI,10PZ. , GLARE BRACKETS MBT 022 RIC.BICUS.5 INF.SX GANCI,10PZ. , GLARE BRACKETS ROTH 022 RIC.BICUS.4 SUP.SX GANCI,10PZ. , GLARE BRACKETS ROTH 022 RIC.BICUS.5 SUP.SX GANCI,10PZ. , GLARE BRACKETS EDGEWISE 018 (GANCIO 3) SET 20 PZ , GLARE BRACKETS EDGEWISE 022 (GANCIO 3) SET 20 PZ , GLARE BRACKETS EDGEWISE 018 RIC.CENTRALE SUPER.DX.SX,10PZ. , GLARE BRACKETS EDGEWISE 018 RIC.LATERALE SUPER.DX.SX.,10PZ , GLARE BRACKETS EDGEWISE 018 CUSP.SUP.DX.INF.SX.GANCI,10PZ. , GLARE BRACKETS EDGEWISE 018 RIC.BIC4,5SUP.INF.DX.SX.,10 PZ , GLARE BRACKETS EDGEWISE 018 BIC.45SUP.DX.INF.SX.GANCI,10PZ , GLARE BRACKETS EDGEWISE 018 CUSP.SUP.SX.INF.DX GANCI,10PZ. , GLARE BRACKETS EDGEWISE 018 BIC.45SUP.SX.INF.DX.GANCI,10PZ , GLARE BRACKETS EDGEWISE 022 RIC.CENTRALI SUP.DX.SX.,10 PZ. , GLARE BRACKETS EDGEWISE 022 RIC.LATERALI SUP. DX.SX.,10 PZ , GLARE BRACKETS EDGEWISE 022 CUSP.SUP.DX.INF.SX.GANCI,10PZ. , GLARE BRACKETS EDGEWISE 022 BIC.45 SUP.INF.DX.SX.,10 PZ. , GLARE BRACKETS EDGEWISE 022 BIC.45 SUP.DX.INF.SX.GANCI,10PZ, GLARE BRACKETS EDGEWISE 022 CUSP.SUP.SX.INF.DX.GANCI,10PZ. , GLARE BRACKETS EDGEWISE 022 BIC.45 SUP.SX.INF.DX.GANCI,10PZ, GLARE BRACKETS EDGEWISE 018 RIC.CENTRALI INF.DX.SX.,10PZ. , GLARE BRACKETS EDGEWISE 022 RIC.CENT.1,2.INF.DX.SX.,10 PZ. , GLARE BRACK. BIDIMENS.018+022 (GANCIO 3) SET 20 PZ , GLARE BRACK. BIDIMENS.018+022 (GANCI 3,4,5) SET 20 PZ , GLARE BRACKETS RICKETTS 018 (GANCIO 3) SET 20 PZ , GLARE BRACKETS RICKETTS 018 (GANCI 3,4,5) SET 20 PZ , GLARE BRACKETS RICKETTS 018 RIC.CENTRALE SUPER. DX, 10 PZ. , GLARE BRACKETS RICKETTS 018 RIC.LATERALE SUPER. DX, 10 PZ , GLARE BRACKETS RICKETTS 018 RIC. CUSP. SUP.DX.GANCI, 10PZ. , GLARE BRACKETS RICKETTS 018 RIC. BICUSPIDE4 SUP.DX,10 PZ. , GLARE BRACKETS RICKETTS 018 RIC.BICUSPIDE5 SUP.DX ,10 PZ. , GLARE BRACKETS RICKETTS 018 RIC.BICUS.4 SUP.DX GANCI,10PZ. , GLARE BRACKETS RICKETTS 018 RIC.BICUS.5 SUP.DX GANCI,10PZ. , GLARE BRACKETS RICKETTS 018 RIC.CENTRALE SUPER. SX, 10 PZ. , GLARE BRACKETS RICKETTS 018 RIC.LATERALE SUPER. SX, 10 PZ , GLARE BRACKETS RICKETTS 018 RIC. CUSP. SUP.SX.GANCI, 10PZ. , GLARE BRACKETS RICKETTS 018 RIC. BICUSPIDE4 SUP.SX, 10 PZ. , GLARE BRACKETS RICKETTS 018 RIC.BICUSPIDE5 SUP.SX , 10 PZ. , GLARE BRACKETS RICKETTS 018 RIC.BICUS.4 SUP.SX GANCI,10PZ. , GLARE BRACKETS RICKETTS 018 RIC.BICUS.5 SUP.SX GANCI,10PZ. , GLARE BRACKETS RICKETTS 018 RIC.CENTRALE INFER. DX, 10 PZ. , GLARE BRACKETS RICKETTS 018 RIC.LATERALE INFER. DX, 10 PZ , GLARE BRACKETS RICKETTS 018 RIC. CUSP. INF.DX.GANCI, 10PZ. , GLARE BRACKETS RICKETTS 018 RIC. BICUSPIDE4 INF.DX,10 PZ. , GLARE BRACKETS RICKETTS 018 RIC.BICUSPIDE5 INF.DX ,10 PZ. , GLARE BRACKETS RICKETTS 018 RIC.BICUS.4 INF.DX GANCI,10PZ. , GLARE BRACKETS RICKETTS 018 RIC.BICUS.5 INF.DX GANCI,10PZ. , GLARE BRACKETS RICKETTS 018 RIC.CENTRALE INFER. SX, 10 PZ. , GLARE BRACKETS RICKETTS 018 RIC.LATERALE INFER. SX, 10 PZ , GLARE BRACKETS RICKETTS 018 RIC. CUSP. INF.SX.GANCI, 10PZ. , GLARE BRACKETS RICKETTS 018 RIC. BICUSPIDE4 INF.SX,10 PZ. , GLARE BRACKETS RICKETTS 018 RIC.BICUSPIDE5 INF.SX ,10 PZ. , GLARE BRACKETS RICKETTS 018 RIC.BICUS.4 INF.SX GANCI,10PZ. , GLARE BRACKETS RICKETTS 018 RIC.BICUS.5 INF.SX GANCI,10PZ. , GLARE BRACKETS EDGEWISE 018 (GANCIO 3,4,5) SET 20 PZ , GLARE BRACKETS EDGEWISE 022 (GANCIO 3,4,5) SET 20 PZ , GLARE V BRACK.BIDIMENS.018+022 (GANCIO 3) SET 20 PZ , GLARE V BRACK.BIDIMENS.018+022 (GANCI 3,4,5) SET 20 PZ , GLARE V BRACKETS ROTH 018 RIC.CENTRALE SUPER.DX,10PZ. , GLARE V BRACKETS ROTH 018 RIC.LATERALE SUPER.DX,10PZ , GLARE V BRACKETS ROTH 022 RIC.CUSP.SUP.DX.GANCI,10PZ. , GLARE V BRACKETS EDGEWISE 022 RIC.BIC.4,5SUP.INF.DX.SX,10PZ , GLARE V BRACKETS EDGEWISE 022 BIC.4,5SUP.DX.INF.SX.GANCI,10PZ, GLARE V BRACKETS ROTH 018 RIC.CENTRALE SUPER.SX,10PZ. , GLARE V BRACKETS ROTH 018 RIC.LATERALE SUPER.SX,10PZ , GLARE V BRACKETS ROTH 022 RIC.CUSP.SUP.SX GANCI,10PZ. , GLARE V BRACKETS EDGEWISE 022 BIC.4,5SUP.SX.INF.DX.GANCI,10PZ, GLARE V BRACKETS EDGEWISE 018 RIC.CENTR LAT INF..DX.SX,10PZ. , GLARE V BRACKETS ROTH 022 RIC.CUSP.INF.DX.GANCI,10PZ. , GLARE V BRACKETS ROTH 022 RIC.CUSP.INF.SX GANCI,10PZ. , GLARE MINI BRACK.ROTH 018 (GANCIO 3) SET 20 PZ , GLARE MINI BRACK.ROTH 018 (GANCI 3,4,5) SET 20 PZ , GLARE MINI BRACK.ROTH 022 (GANCIO 3) SET 20 PZ , GLARE MINI BRACK.ROTH 022 (GANCI 3,4,5) SET 20 PZ , GLARE MINI BRACK.ROTH 018 RIC.CENTRALE SUPER. DX, 10 PZ. , GLARE MINI BRACK.ROTH 018 RIC.LATERALE SUPER. DX, 10 PZ. , GLARE MINI BRACK.ROTH 018 RIC. CUSP.SUP.DX.GANCI, 10PZ. , GLARE MINI BRACK.ROTH 018 RIC. BICUSPIDE4 SUP.DX, 10 PZ. , GLARE MINI BRACK.ROTH 018 RIC.BICUSPIDE5 SUP. DX, 10 PZ. , GLARE MINI BRACK.ROTH 018 RIC.CENTRALE SUPER. SX, 10 PZ. , GLARE MINI BRACK.ROTH 018 RIC.LATERALE SUPER. SX, 10 PZ. , GLARE MINI BRACK.ROTH 018 RIC. CUSP.SUP.SX.GANCI, 10PZ. , GLARE MINI BRACK.ROTH 018 RIC. BICUSPIDE4 SUP.SX, 10 PZ. , GLARE MINI BRACK.ROTH 018 RIC.BICUSPIDE5 SUP. SX, 10 PZ. , GLARE MINI BRACK.ROTH 022 RIC.CENTRALE SUPER. DX, 10 PZ. , GLARE MINI BRACK.ROTH 022 RIC.LATERALE SUPER. DX, 10 PZ. , GLARE MINI BRACK.ROTH 022 RIC. CUSP.SUP.DX.GANCI, 10PZ. , GLARE MINI BRACK.ROTH 022 RIC. BICUSPIDE4 SUP.DX, 10 PZ. , GLARE MINI BRACK.ROTH 022 RIC.BICUSPIDE5 SUP. DX, 10 PZ. , GLARE MINI BRACK.ROTH 022 RIC.CENTRALE SUPER. SX, 10 PZ. , GLARE MINI BRACK.ROTH 022 RIC.LATERALE SUPER. SX, 10 PZ. , GLARE MINI BRACK.ROTH 022 RIC. CUSP.SUP.SX.GANCI, 10PZ. , GLARE MINI BRACK.ROTH 022 RIC. BICUSPIDE4 SUP.SX, 10 PZ. , GLARE MINI BRACK.ROTH 022 RIC.BICUSPIDE5 SUP. SX, 10 PZ. , GLARE MINI BRACK.ROTH 018 RIC.CENTRALE INFER. DX, 10 PZ. , GLARE MINI BRACK.ROTH 018 RIC.LATERALE INFER. DX, 10 PZ. , GLARE MINI BRACK.ROTH 018 RIC. CUSP.INF.DX.GANCI, 10PZ. , GLARE MINI BRACK.ROTH 018 RIC. BICUSPIDE4 INF.DX, 10 PZ. , GLARE MINI BRACK.ROTH 018 RIC.BICUSPIDE5 INF. DX, 10 PZ. , GLARE MINI BRACK.ROTH 018 RIC.CENTRALE INFER. SX, 10 PZ. , GLARE MINI BRACK.ROTH 018 RIC.LATERALE INFER. SX, 10 PZ. , GLARE MINI BRACK.ROTH 018 RIC. CUSP.INF.SX.GANCI, 10PZ. , GLARE MINI BRACK.ROTH 018 RIC | MEDIK LINE STEWART | 2023-12-05T00:00:00.000+01:00 | Sweden-Martina S.p.a Via Veneta 10. 35020 Due Carrare Padova Italy | BZ0RO-L4R-022H, BZ0RO-L5R-022H, BZ0RO-L4L-022H, BZ0RO-L5L-022H, BZ0MBT-U45R-018H, BZ0MBT-U45L-018H, BZ0MBT-U45R-022H, BZ0MBT-U45L-022H, BZ0MBT-L4R-018H, BZ0MBT-L5R-018H, BZ0MBT-L4L-018H, BZ0MBT-L5L-018H, BZ0MBT-L4R-022H, BZ0MBT-L5R-022H, BZ0MBT-L4L-022H, BZ0MBT-L5L-022H, BZ0RO-U45L-018, BZ0RO-U45L-022, BZ0RO-L4L-018, BZ0RO-L5L-018, BZ0RO-L4L-022, BZ0RO-L5L-022, BZ0MBT-U5R-018, BZ0MBT-U4L-018, BZ0MBT-U5L-018, BZ0MBT-U5R-022, BZ0MBT-U4L-022, BZ0MBT-U5L-022, BZ0MBT-L12L-018, BZ0MBT-L12L-022, BM0RO-SET-018H3, BM0RO-SET-018H345, BM0RO-SET-022H3, BM0RO-SET-022H345, BM0RO-U1R-018, BM0RO-U2R-018, BM0RO-U3R-018H, BM0RO-U4R-018, BM0RO-U5R-018, BM0RO-U1L-018, BM0RO-U2L-018, BM0RO-U3L-018H, BM0RO-U4L-018, BM0RO-U5L-018, BM0RO-U1R-022, BM0RO-U2R-022, BM0RO-U3R-022H, BM0RO-U4R-022, BM0RO-U5R-022, BM0RO-U1L-022, BM0RO-U2L-022, BM0RO-U3L-022H, BM0RO-U4L-022, BM0RO-U5L-022, BM0RO-L1R-018, BM0RO-L2R-018, BM0RO-L3R-018H, BM0RO-L4R-018, BM0RO-L5R-018, BM0RO-L1L-018, BM0RO-L2L-018, BM0RO-L3L-018H, BM0RO-L4L-018, BM0RO-L5L-018, BM0RO-L1R-022, BM0RO-L2R-022, BM0RO-L3R-022H, BM0RO-L4R-022, BM0RO-L5R-022, BM0RO-L1L-022, BM0RO-L2L-022, BM0RO-L3L-022H, BM0RO-L4L-022, BM0RO-L5L-022, BM0MBT-SET-018H3, BM0MBT-SET-018H345, BM0MBT-SET-022H3, BM0MBT-SET-022H345, BM0MBT-U1R-018, BM0MBT-U2R-018, BM0MBT-U3R-018H, BM0MBT-U4R-018, BM0MBT-U5R-018, BM0MBT-U1L-018, BM0MBT-U2L-018, BM0MBT-U3L-018H, BM0MBT-U4L-018, BM0MBT-U5L-018, BM0MBT-U1R-022, BM0MBT-U2R-022, BM0MBT-U3R-022H, BM0MBT-U4R-022, BM0MBT-U5R-022, BM0MBT-U1L-022, BM0MBT-U2L-022, BM0MBT-U3L-022H, BM0MBT-U4L-022, BM0MBT-U5L-022, BM0MBT-L1R-018, BM0MBT-L2R-018, BM0MBT-L3R-018H, BM0MBT-L4R-018, BM0MBT-L5R-018, BM0MBT-L1L-018, BM0MBT-L2L-018, BM0MBT-L3L-018H, BM0MBT-L4L-018, BM0MBT-L5L-018, BM0MBT-L1R-022, BM0MBT-L2R-022, BM0MBT-L3R-022H, BM0MBT-L4R-022, BM0MBT-L5R-022, BM0MBT-L1L-022, BM0MBT-L2L-022, BM0MBT-L3L-022H, BM0MBT-L4L-022, BM0MBT-L5L-022, BM0RO-U4R-018H, BM0RO-U5R-018H, BM0RO-U4L-018H, BM0RO-U5L-018H, BM0RO-U4R-022H, BM0RO-U5R-022H, BM0RO-L4R-018H, BM0RO-L5R-018H, BM0RO-L4L-018H, N/A, BM1MBT-SET-022H3, BM1MBT-SET-022H345, BM1MBT0-SET-022H3, BM1SW-SET-022H3, BM1SW-SET-022H345, BM1ESHT-SET-022H3, BM1ESHT-SET-022H345, BM1ESLT-SET-022H3, BM1ESLT-SET-022H345, BM101U-022, BM102U-022, BM104U-022, BM103U-022H, BM105U-022, BM105U-022H, BM110U-022, BM111U-022, BM113U-022, BM112U-022H, BM117U-022H, BM106U-022, BM114U-022, BM101L-022, BM102L-022, BM104L-022, BM103L-022H, BM105L-022, BM106L-022, BM105L-022H, BM106L-022H, BM112L-022H, BM113L-022, BM114L-022H, BM114L-022, BM115L-022H, BM115L-022, BM104U-022H, BM113U-022H, BM104L-022H, BM113L-022H, BM118U-022, BM119U-022, BM120U-022, BM121U-022, BM2SLRO-SET-022H345, BM2SLRO-U1R-022, BM2SLRO-U2R-022, BM2SLRO-U3R-022H, BM2SL-U45R-022H, BM2SLRO-U1L-022, BM2SLRO-U2L-022, BM2SLRO-U3L-022H, BM2SL-U45L-022H, BM2SLRO-L12RL-022, BM2SLRO-L3R-022H, BM2SLRO-L4R-022H, BM2SLRO-L5R-022H, BM2SLRO-L3L-022H, BM2SLRO-L4L-022H, BM2SLRO-L5L-022H, BM2SLMBT-SET-022H3, BM2SLMBT-SET-022H345, BM2SLMBT-U1R-022, BM2SLMBT-U2R-022, BM2SLMBT-U3R-022H, BM2SL-U45RL-022, BM2SLMBT-U1L-022, BM2SLMBT-U2L-022, BM2SLMBT-U3L-022H, BM2SLMBT-L12RL-022, BM2SLMBT-L3R-022H, BM2SLMBT-L4R-022, BM2SLMBT-L5R-022, BM2SLMBT-L4R-022H, BM2SLMBT-L5R-022H, BM2SLMBT-L3L-022H, BM2SLMBT-L4L-022, BM2SLMBT-L5L-022, BM2SLMBT-L4L-022H, BM2SLMBT-L5L-022H, BM0SLRO-SET-018H3, BM0SLRO-SET-018H345, BM0SLRO-SET-022H3, BM0SLRO-SET-022H345, BM0SLRO-U1R-018, BM0SLRO-U2R-018, BM0SLRO-U3R-018H, BM0SLRO-U4R-018, BM0SLRO-U5R-018, BM0SLRO-U1L-018, BM0SLRO-U2L-018, BM0SLRO-U3L-018H, BM0SLRO-U4L-018, BM0SLRO-U5L-018, BM0SLRO-U1R-022, BM0SLRO-U2R-022, BM0SLRO-U3R-022H, BM0SLRO-U4R-022, BM0SLRO-U5R-022, BM0SLRO-U1L-022, BM0SLRO-U2L-022, BM0SLRO-U3L-022H, BM0SLRO-U4L-022, BM0SLRO-U5L-022, BM0SLRO-L1R-018, BM0SLRO-L2R-018, BM0SLRO-L3R-018H, BM0SLRO-L4R-018, BM0SLRO-L5R-018, BM0SLRO-L1L-018, BM0SLRO-L2L-018, BM0SLRO-L3L-018H, BM0SLRO-L4L-018, BM0SLRO-L5L-018, BM0SLRO-L1R-022, BM0SLRO-L2R-022, BM0SLRO-L3R-022H, BM0SLRO-L4R-022, BM0SLRO-L5R-022, BM0 | Klasa IIa, , Klasa IIb | BRAKETE GLICE SAFIR ROTH 022 RIC.BIKUSPID 4 I POSHTEM DX GANCI,5 COPE, BRAKETE GLICE SAFIR ROTH 022 RIC.BIKUSPID 5 I POSHTEM DX GANCI,5 COPE, BRAKETE GLICE SAFIR ROTH 022 RIC.BIKUSPID 4 I POSHTEM SX GANCI,5 COPE, BRAKETE GLICE SAFIR ROTH 022 RIC.BIKUSPID 5 I POSHTEM SX GANCI,5 COPE, BRAKETE GLICE SAFIR MBT 018 RIC.BIKUSPID I SIPERM DX GANCI,5 COPE, BRAKETE GLICE SAFIR MBT 018 RIC.BIKUSPID I SIPERM SX GANCI,5 COPE, BRAKETE GLICE SAFIR MBT 022 RIC.BIKUSPID I SIPERM DX GANCI,5 COPE, BRAKETE GLICE SAFIR MBT 022 RIC.BIKUSPID SX GANCI,5 COPE, BRAKETE GLICE SAFIR MBT 018 RIC.BIKUSPID 4 I POSHTEM DX GANCI,5 COPE, BRAKETE GLICE SAFIR MBT 018 RIC.BIKUSPID 5 I POSHTEM DX GANCI,5 COPE, BRAKETE GLICE SAFIR MBT 018 RIC.BIKUSPID 4 I POSHTEM SX GANCI,5 COPE, BRAKETE GLICE SAFIR MBT 018 RIC.BIKUSPID 5 I POSHTEM SX GANCI,5 COPE, BRAKETE GLICE SAFIR MBT 022 RIC.BIKUSPID 4 I POSHTEM DX GANCI,5 COPE, BRAKETE GLICE SAFIR MBT 022 RIC.BIKUSPID 5 I POSHTEM DX GANCI,5 COPE, BRAKETE GLICE SAFIR MBT 022 RIC.BIKUSPID 4 I POSHTEM SX GANCI,5 COPE, BRAKETE GLICE SAFIR MBT 022 RIC.BIKUSPID 5 I POHTEM SX GANCI,5 COPE, BRAKETE GLICE SAFIR ROTH 018 RIC.BIKUSPID I SIPERM SX, 5 COPE, BRAKETE GLICE SAFIR ROTH 022 RIC.BIKUSPID I SIPERM SX, 5 COPE, BRAKETE GLICE SAFIR ROTH 018 RIC.BIKUSPID 4 I POSHTEM SX, 5 COPE., BRAKETE GLICE SAFIR ROTH 018 RIC.BIKUSPID 5 I POSHTEM SX, 5 COPE., BRAKETE GLICE SAFIR ROTH 022 RIC.BIKUSPID 4 I POSHTEM SX, 5 COPE., BRAKETE GLICE SAFIR ROTH 022 RIC. BIKUSPID 5 I POSHTEM SX, 5 COPE., BRAKETE GLICE SAFIR MBT 018 RIC.BIKUSPID 5 I SIPERM DX, 5 COPE., BRAKETE GLICE SAFIR MBT 018 RIC.BIKUSPID 4 I SIPERM SX, 5 COPE., BRAKETE GLICE SAFIR MBT 018 RIC.BIKUSPID 5 I SIPERM SX, 5 COPE., BRAKETE GLICE SAFIR MBT 022 RIC.BIKUSPID 5 I SIPERM DX, 5 COPE., BRAKETE GLICE SAFIR MBT 022 RIC.BIKUSPID 4 I SIPERM SX, 5 COPE., BRAKETE GLICE SAFIR MBT 022 RIC.BIKUSPID 5 I SIPERM SX, 5 COPE., BRAKETE GLICE SAFIR MBT 018 RIC.ANTERIOR I POSHTEM SX, 5 COPE., BRAKETE GLICE SAFIR MBT 022 RIC.ANTERIOR I POSHTEM SX, 5 COPE., BRAKETE GLARE ROTH 018 (GANCI 3) SET 20 COPE, BRAKETE GLARE ROTH 018 (GANCI 3,4,5) SET 20 COPE, BRAKETE GLARE ROTH 022 (GANCI 3) SET 20 COPE, BRAKETE GLARE ROTH 022 (GANCI 3,4,5) SET 20 COPE, BRAKETE GLARE ROTH 018 RIC.CENTRAL I SIPERM DX, 10 COPE., BRAKETE GLARE ROTH 018 RIC.LATERAL I SIPERM DX, 10 COPE, BRAKETE GLARE ROTH 018 RIC.KUSPID I SIPERM DX.GANCI, 10 COPE., BRAKETE GLARE ROTH 018 RIC.BIKUSPID 4 I SIPERM DX,10 COPE., BRAKETE GLARE ROTH 018 RIC.BIKUSPID 5 I SIPERM DX ,10 COPE., BRAKETE GLARE ROTH 018 RIC.CENTRAL I SIPERM SX, 10 COPE., BRAKETE GLARE ROTH 018 RIC.LATERAL I I SIPERM SX, 10 COPE, BRAKETE GLARE ROTH 018 RIC.KUSPID I SIPERM SX.GANCI, 10 COPE., BRAKETE GLARE ROTH 018 RIC.BIKUSPID 4 I SIPERM SX, 10 COPE., BRAKETE GLARE ROTH 018 RIC.BIKUSPID 5 I SIPERM SX , 10 COPE., BRAKETE GLARE ROTH 022 RIC.CENTRAL I SIPERM DX, 10 COPE., BRAKETE GLARE ROTH 022 RIC.LATERAL I SIPERM DX, 10 COPE, BRAKETE GLARE ROTH 022 RIC.KUSPID I SIPERM DX.GANCI, 10 COPE., BRAKETE GLARE ROTH 022 RIC.BIKUSPID 4 I SIPERM DX,10 COPE., BRAKETE GLARE ROTH 022 RIC.BIKUSPID 5 I SIPERM DX ,10 COPE., BRAKETE GLARE ROTH 022 RIC.CENTRAL I SIPERM SX, 10 COPE., BRAKETE GLARE ROTH 022 RIC.LATERAL I SIPERM SX, 10 COPE, BRAKETE GLARE ROTH 022 RIC.KUSPID I SIPERM SX.GANCI, 10 COPE., BRAKETE GLARE ROTH 022 RIC.BIKUSPID 4 I SIPERM SX, 10 COPE., BRAKETE GLARE ROTH 022 RIC.BIKUSPID 5 I SIPERM SX , 10 COPE., BRAKETE GLARE ROTH 018 RIC.CENTRAL I POSHTEM DX, 10 COPE., BRAKETE GLARE ROTH 018 RIC.LATERAL I POSHTEM DX, 10 COPE, BRAKETE GLARE ROTH 018 RIC.KUSPID I POSHTEM DX.GANCI, 10 COPE., BRAKETE GLARE ROTH 018 RIC.BIKUSPID 4 I POSHTEM DX,10 COPE., BRAKETE GLARE ROTH 018 RIC.BIKUSPID 5 I POSHTEM DX ,10 COPE., BRAKETE GLARE ROTH 018 RIC.CENTRAL I POSHTEM SX, 10 COPE., BRAKETE GLARE ROTH 018 RIC.LATERAL I POSHTEM SX, 10 COPE, BRAKETE GLARE ROTH 018 RIC.KUSPID I POSHTEM SX.GANCI, 10 COPE., BRAKETE GLARE ROTH 018 RIC.BIKUSPID 4 I POSHTEM SX,10 COPE., BRAKET GLARE ROTH 018 RIC.BIKUSPID 5 I POSHTEM SX ,10 COPE., BRAKET GLARE ROTH 022 RIC.CENTRAL I POSHTEM DX, 10 COPE., BRAKET GLARE ROTH 022 RIC.LATERAL I POSHTEM DX, 10 COPE, BRAKET GLARE ROTH 022 RIC.KUSPID I POSHTEM DX.GANCI, 10 COPE., BRAKET GLARE ROTH 022 RIC.BIKUSPID 4 I POSHTEM DX,10 COPE., BRAKET GLARE ROTH 022 RIC.BIKUSPID 5 I POSHTEM DX ,10 COPE., BRAKET GLARE ROTH 022 RIC.CENTRAL I POSHTEM SX, 10 COPE., BRAKET GLARE ROTH 022 RIC.LATERAL I POSHTEM SX, 10 COPE, BRAKETE GLARE ROTH 022 RIC.KUSPID I POSHTEM SX.GANCI, 10 COPE., BRAKETE GLARE ROTH 022 RIC.BIKUSPID 4 I POSHTEM SX,10 COPE., BRAKETE GLARE ROTH 022 RIC.BIKUSPID 5 I POSHTEM SX ,10 COPE., BRAKETE GLARE MBT 018 (GANCI 3) SET 20 COPE, BRAKETE GLARE MBT 018 (GANCI 3,4,5) SET 20 COPE, BRAKETE GLARE MBT 022 (GANCI 3) SET 20 COPE, BRAKETE GLARE MBT 022 (GANCI 3,4,5) SET 20 COPE, BRAKETE GLARE MBT 018 RIC.CENTRAL I SIPERM DX, 10 COPE., BRAKETE GLARE MBT 018 RIC.LATERAL I SIPERM DX, 10 COPE., BRAKETE GLARE MBT 018 RIC.KUSPID I SIPERM DX.GANCI, 10 COPE., BRAKETE GLARE MBT 018 RIC. BIKUSPID 4 I SIPERM DX, 10 COPE., BRAKETE GLARE MBT 018 RIC.BIKUSPID 5 I SIPERM DX, 10 COPE., BRAKETE GLARE MBT 018 RIC.CENTRAL I SIPERM SX, 10 COPE., BRAKETE GLARE MBT 018 RIC.LATERAL I SIPERM SX, 10 COPE., BRAKETE GLARE MBT 018 RIC.KUSPID I SIPERM SX.GANCI, 10COPE., BRAKETE GLARE MBT 018 RIC. BIKUSPID 4 I SIPERM SX, 10 COPE., BRAKETE GLARE MBT 018 RIC.BIKUSPID 5 I SIPERM SX, 10 COPE., BRAKETE GLARE MBT 022 RIC.CENTRAL I SIPERM DX, 10 COPE., BRAKETE GLARE MBT 022 RIC.LATERAL I SIPERM DX, 10 COPE., BRAKETE GLARE MBT 022 RIC.KUSPID I SIPERM DX.GANCI, 10COPE., BRAKETE GLARE MBT 022 RIC. BIKUSPID 4 I SIPERM DX, 10 COPE., BRAKETE GLARE MBT 022 RIC.BIKUSPID 5 I SIPERM DX, 10 COPE., BRAKETE GLARE MBT 022 RIC.CENTRAL I SIPERM SX, 10 COPE., BRAKETE GLARE MBT 022 RIC.LATERAL I SIPERM SX, 10 COPE., BRAKETE GLARE MBT 022 RIC.KUSPID I SIPERM SX.GANCI, 10 COPE., BRAKETE GLARE MBT 022 RIC. BIKUSPID 4 I SIPERM SX, 10 COPE., BRAKETE GLARE MBT 022 RIC.BIKUSPID 5 I SIPERM SX, 10 COPE., BRAKETE GLARE MBT 018 RIC.CENTRAL I POSHTEM DX, 10 COPE., BRAKETE GLARE MBT 018 RIC.LATERAL I POSHTEM DX, 10 COPE., BRAKETE GLARE MBT 018 RIC.KUSPID I POSHTEM DX.GANCI, 10 COPE., BRAKETE GLARE MBT 018 RIC. BIKUSPID 4 I POSHTEM DX, 10 COPE., BRAKETE GLARE MBT 018 RIC.BIKUSPID 5 I POSHTEM DX, 10 COPE., BRAKETE GLARE MBT 018 RIC.CENTRAL I POSHTEM SX, 10 COPE., BRAKETE GLARE MBT 018 RIC.LATERAL I POSHTEM SX, 10 COPE., BRAKETE GLARE MBT 018 RIC.KUSPID I POSHTEM SX.GANCI, 10 COPE., BRAKETE GLARE MBT 018 RIC. BIKUSPID 4 I POSHTEM SX, 10 COPE., BRAKETE GLARE MBT 018 RIC.BIKUSPID 5 I POSHTEM SX, 10 COPE., BRAKETE GLARE MBT 022 RIC.CENTRAL I POSHTEM DX, 10 COPE., BRAKETE GLARE MBT 022 RIC.LATERAL I POSHTEM DX, 10 COPE., BRAKETE GLARE MBT 022 RIC.KUSPID I POSHTEM DX.GANCI, 10 COPE., BRAKETE GLARE MBT 022 RIC. BIKUSPID 4 I POSHTEM DX, 10 COPE., BRAKETE GLARE MBT 022 RIC.BIKUSPID 5 I POSHTEM DX, 10 COPE., BRAKETE GLARE MBT 022 RIC.CENTRAL I POSHTEM SX, 10 COPE., BRAKETE GLARE MBT 022 RIC.LATERAL I POSHTEM SX, 10 COPE., BRAKETE GLARE MBT 022 RIC.KUSPID I POSHTEM SX.GANCI, 10COPE., BRAKETE GLARE MBT 022 RIC. BIKUSPID 4 I POSHTEM SX, 10 COPE., BRAKETE GLARE MBT 022 RIC.BIKUSPID 5 I POSHTEM SX, 10 COPE., BRAKETE GLARE ROTH 018 RIC.BIKUSPID 4 I SIPERM DX GANCI,10 COPE., BRAKETE GLARE ROTH 018 RIC.BIKUSPID 5 I SIPERM DX GANCI,10 COPE., BRAKETE GLARE ROTH 018 RIC.BIKUSPID 4 I SIPERM SX GANCI,10 COPE., BRAKETE GLARE ROTH 018 RIC.BIKUSPID 5 I SIPERM SX GANCI,10 COPE., BRAKETE GLARE ROTH 022 RIC.BIKUSPID 4 I SIPERM DX GANCI,10 COPE., BRAKETE GLARE ROTH 022 RIC.BIKUSPID 5 I SIPERM DX GANCI,10 COPE., BRAKETE GLARE ROTH 018 RIC.BIKUSPID 4 I POSHTEM DX GANCI,10 COPE., BRAKETE GLARE ROTH 018 RIC.BIKUSPID 5 I POSHTEM DX GANCI,10 COPE., BRAKETE GLARE ROTH 018 RIC.BIKUSPID 4 I POSHTEM SX GANCI,10 COPE., Braketat Sweden Martina , BRAKETE PRIMO MBT 022 (GANCI 3) SET 20 COPE, BRAKETE PRIMO MBT 022 (GANCI 3,4,5) SET 20 COPE, BRAKETE PRIMO MBT/0 022 (GANCI 3) SET 20 COPE, BRAKETE PRIMO SWM 022 (GANCI 3) SET 20 COPE, BRAKETE PRIMO SWM 022 (GANCI 3,4,5) SET 20 COPE, BRAKETE PRIMO E&S TORKU I LARTE 022 (GANCI 3) SET 20 COPE, BRAKETE PRIMO E&S TORKU I LARTE 022 (GANCI 3,4,5) SET 20 COPE, BRAKETE PRIMO E&S TORKU I ULET 022 (GANCI 3) SET 20 COPE, BRAKETE PRIMO E&S TORKU I ULET 022 (GANCI 3,4,5) SET 20 COPE, BRAKETE PRIMO SWM/MBT 022 RIC.CENTRAL I SIPERM.DX,5COPE, BRAKETE PRIMO SWM 022 RIC.LATERAL I SIPERM.DX,5COPE, BRAKETE PRIMO SWM/MBT 022 RIC. KUSPID I SIPERM DX,5COPE, BRAKETE PRIMO SWM MBT/0 022 RIC.KUSPID I SIPERM.DX.GANCI,5COPE., BRAKETE PRIMO SWM/MBT 022 RIC BIKUSPID.4,5 I SIPERM.DX.SX.,5COPE, BRAKETE PRIMO SWM/MBT 022 RIC.BIKUSPID .4,5 I SIPERM.DX.GANCI,5COPE, BRAKETE PRIMO SWM/MBT 022 RIC.CENTRAL I SIPERM.SX,5COPE, BRAKETE PRIMO SWM 022 RIC.LATERAL I SIPERM.SX,5COPE., BRAKETE PRIMO SWM/MBT 022 RIC.KUSPID I SIPERM.SX,5COPE., BRAKETE PRIMO SWM MBT/0 022 RIC.KUSPID I SIPERM .SX,.GANCI,5COPE., BRAKETE PRIMO SWM/MBT 022 RIC.BIKUSPID.4,5 I SIPERM.SX.GANCI,5COPE, BRAKETE PRIMO MBT 022 RIC.LATERAL I SIPERM.DX,5COPE., BRAKETE PRIMO MBT 022 RIC.LATERAL I SIPERM.SX,5COPE., BRAKETE PRIMO SWM/MBT 022 RIC.CENTRAL LATERAL I POSHTEM.DX.SX,5COPE., BRAKETE PRIMO SWM 022 RIC.LATERAL I POSHTEM.DX.SX,5COPE., BRAKETE PRIMO SWM/MBT 022 RIC.KUSPID I POSHTEM.DX,5COPE., BRAKETE PRIMO SWM MBT/0 022 RIC.KUSPID I PSOHTEM.DX.GANCI,5COPE, BRAKETE PRIMO SWM/MBT 022 RIC.BIKUSPID.4 I POSHTEM.DX,5COPE, BRAKETE PRIMO SWM/MBT 022 RIC.BIKUSPID.4 I POSHTEM.DX.GANCI,5COPE, BRAKETE PRIMO SWM/MBT 022 RIC.BIKUSPID.5 I POSHTEM.DX.GANCI,5COPE, BRAKETE PRIMO SWM MBT/0 022 RIC.KUSPID I POSHTEM.SX.GANCI,5COPE, BRAKETE PRIMO SWM/MBT 022 RIC.KUSPID I POSHTEM.SX,5COPE., BRAKETE PRIMO SWM/MBT 022 RIC.BIKUSPID.4 I POSHTEM.SX.GANCI,5COPE, BRAKETE PRIMO SWM/MBT 022 RIC.BIKUSPID.4 I POSHTEM.SX,5COPE, BRAKETE PRIMO SWM/MBT 022 RIC.BIKUSPID.5 I POSHTEM.SX.GANCI,5COPE, BRAKETE PRIMO SWM/MBT 022 RIC.BIKUSPID.5 I POSHTEM.DX,5COPE, BRAKETE PRIMO MBT 022 RIC.KUSPID I SIPERM.SX.GANCI,5COPE., BRAKETE PRIMO MBT 022 RIC.KUSPID I SIPERM.DX.GANCI,5COPE., BRAKETE PRIMO MBT 022 RIC.KUSPID I POSHTEM.SX.GANCI,5COPE., BRAKETE PRIMO E&S TORKU I LARTE 022 RIC.CENTRAL I SIPERM.DX 5COPE, BRAKETE PRIMO E&S TORKU I LARTE 022 RIC.CENTRAL I SIPERM.SX 5COPE, BRAKETE PRIMO E&S TORKU I ULET 022 RIC.CENTRAL I SIPERM.DX 5COPE, BRAKETE PRIMO E&S TORKU I ULET 022 RIC.CENTRAL I SIPERM.SX 5COPE, BRAKETE CLICK 2 VETELIDHESE ROTH 022 (GANCI 3,4,5) SET 20 COPE, BRAKETE CLICK 2 VETELIDHESE ROTH 022 RIC.CENTRAL I SIPERM. DX, 5 COPE., BRAKETE CLICK 2 VETELIDHESE ROTH 022 RIC.CENTRAL I SIPERM. DX, 5 COPE., BRAKETE CLICK 2 VETELIDHESE ROTH 022 RIC.LATERAL I SIPERM. DX, 5 COPE., BRAKETE CLICK 2 VETELIDHESE ROTH 022 RIC. KUSPID I SIPERM.DX.GANCI, 5COPE., BRAKETE CLICK 2 VETELIDHESE ROTH 022 RIC.CENTRAL I SIPERM. SX,5COPE, BRAKETE CLICK 2 VETELIDHESE ROTH 022 RIC.LATERAL I SIPERM. SX, 5COPE, BRAKETE CLICK 2 VETELIDHESE ROTH 022 RIC.KUSPID I SIPERM. SX.GANCI, 5 COPE, BRAKETE CLICK 2 VETELIDHESE ROTH/MBT 022 RIC.BIKUSPID I SIPERM.SX.GANCI, 5 COPE., BRAKETE CLICK 2 VETELIDHESE ROTH 022 RIC.CENTRAL LATERAL I POSHTEM SX/DX, 5 COPE., BRAKETE CLICK 2 VETELIDHESE ROTH 022 RIC. KUSPID I POSHTEM DX.GANCI, 5 COPE., BRAKETE CLICK 2 VETELIDHESE ROTH 022 RIC.BIKUSPID 4 I POSHTEM DX GANCI, 5 COPE., BRAKETE CLICK 2 VETELIDHESE ROTH 022 RIC.BIKUSPID 5 I POSHTEM DX GANCI,5 COPE., BRAKETE CLICK 2 VETELIDHESE ROTH 022 RIC.KUSPID I POSHTEM SX.GANCI,5 COPE., BRAKETE CLICK 2 VETELIDHESE ROTH 022 RIC.BIKUSPID 4 I POSHTEM SX GANCI, 5 COPE., BRAKETE CLICK 2 VETELIDHESE ROTH 022 RIC.BIKUSPID 5 I POSHTEM SX GANCI, 5 COPE., BRAKETE CLICK 2 VETELIDHESE MBT 022 (GANCI 3) SET 20 COPE, BRAKETE CLICK 2 VETELIDHESE MBT 022 (GANCI 3,4,5) SET 20 COPE, BRAKETE CLICK 2 VETELIDHESE MBT 022 RIC.CENTAL I SIPERM DX, 5 COPE., BRAKETE CLICK 2 VETELIDHESE MBT 022 RIC.LATERAL I SIPERM DX, 5 COPE, BRAKETE CLICK 2 VETELIDHESE MBT 022 RIC.KUSPID I SIPERM DX.GANCI, 5 COPE., BRAKETE CLICK 2 VETELIDHESE ROTH/MBT 022 RIC.BIKUSPID I SIPERM SX DX, 5 COPE., BRAKETE CLICK 2 VETELIDHESE MBT 022 RIC.CENTRAL I SIPERM SX, 5 COPE., BRAKETE CLICK 2 VETELIDHESE MBT 022 RIC.LATERAL I SIPERM. SX, 5 COPE, BRAKETE CLICK 2 VETELIDHESE MBT 022 RIC.KUSPID I SIPERM SX.GANCI, 5 COPE., BRAKETE CLICK 2 VETELIDHESE MBT 022 RIC.CENTRAL LATERAL I POSHTEM SX/DX, 5 COPE., BRAKETE CLICK 2 VETELIDHESE MBT 022 RIC.KUSPID I POSHTEM DX.GANCI, 5 COPE., BRAKETE CLICK 2 VETELIDHESE MBT 022 RIC.BIKUSPID 4 I POSHTEM DX, 5 COPE., BRAKETE CLICK 2 VETELIDHESE MBT 022 RIC.BIKUSPID 5 I I POSHTEM. DX, 5 COPE., BRAKETE CLICK 2 VETELIDHESE MBT 022 RIC.BIKUSPID 4 I POSHTEM DX GANCI, 5 COPE., BRAKETE CLICK 2 VETELIDHESE MBT 022 RIC.BIKUSPID 4 I POSHTEM DX GANCI,5 COPE., BRAKETE CLICK 2 VETELIDHESE MBT 022 RIC.BIKUSPID 5 I POSHTEM DX GANCI,5 COPE., BRAKETE CLICK 2 VETELIDHESE MBT 022 RIC. KUSPID I POSHTEM SX.GANCI, 5 COPE., BRAKETE CLICK 2 VETELIDHESE MBT 022 RIC. BIKUSPID 4 I POSHTEM SX, 5 COPE., BRAKETE CLICK 2 VETELIDHESE MBT 022 RIC.BIKUSPID 5 I POSHTEM SX , 5 COPE., BRAKETE CLICK 2 VETELIDHESE MBT 022 RIC.BIKUSPID 4 I POSHTEM SX GANCI,5 COPE., BRAKETE CLICK 2 VETELIDHESE MBT 022 RIC.BIKUSPID 5 I POSHTEM SX GANCI,5 COPE., BRAKETE CLICK VETELIDHESE ROTH 018 (GANCI 3) SET 20 COPE, BRAKETE CLICK VETELIDHESE ROTH 018 (GANCI 3,4,5) SET 20 COPE, BRAKETE CLICK VETELIDHESE ROTH 022 (GANCI 3) SET 20 COPE, BRAKETE CLICK VETELIDHESE ROTH 022 (GANCI 3,4,5) SET 20 COPE, BRAKETE CLICK VETELIDHESE ROTH 018 RIC.CENTRAL I SIPERM DX, 5 COPE., BRAKETE CLICK VETELIDHESE ROTH 018 RIC.LATERAL I SIPERM DX, 5 COPE., BRAKETE CLICK VETELIDHESE ROTH 018 RIC. KUSPID I SIPERM DX.GANCI, 5 COPE., BRAKETE CLICK VETELIDHESE ROTH 018 RIC. BIKUSPID 4 I SIPERM DX, 5 COPE., BRAKETE CLICK VETELIDHESE ROTH 018 RIC.BIKUSPID 5 I SIPERM DX, 5 COPE., BRAKETE CLICK VETELIDHESE ROTH 018 RIC.CENTRAL I SIPERM SX, 5 COPE., BRAKETE CLICK VETELIDHESE ROTH 018 RIC.LATERAL I SIPERM SX, 5 COPE., BRAKETE CLICK VETELIDHESE ROTH 018 RIC. KUSPID I SIPERM SX.GANCI, 5 COPE., BRAKETE CLICK VETELIDHESE ROTH 018 RIC. BIUSPID 4 I SIPERM SX, 5 COPE., BRAKETE CLICK VETELIDHESE ROTH 018 RIC.BIKUSPID 5 I SIPERM SX, 5 COPE., BRAKETE CLICK VETELIDHESE ROTH 022 RIC.CENTRAL I SIPERM DX, 5 COPE., BRAKETE CLICK VETELIDHESE ROTH 022 RIC.LATERAL I SIPERM DX, 5 COPE., BRAKETE CLICK VETELIDHESE ROTH 022 RIC. KUSPID I SIPERM DX.GANCI, 5 COPE., BRAKETE CLICK VETELIDHESE ROTH 022 RIC. BIKUSPID 4 I SIPERM DX, 5 COPE., BRAKETE CLICK VETELIDHESE ROTH 022 RIC.BIKUSPID 5 I SIPERM DX, 5 COPE., BRAKETE CLICK VETELIDHESE ROTH 022 RIC.CENTRAL I SIPERM SX, 5 COPE., BRAKETE CLICK VETELIDHESE ROTH 022 RIC.LATERAL I SIPERM SX, 5 COPE., BRAKETE CLICK VETELIDHESE ROTH 022 RIC.KUSPID I SIPERM SX.GANCI, 5 COPE., BRAKETE CLICK VETELIDHESE ROTH 022 RIC. BIKUSPID 4 I SIPERM SX, 5 COPE., BRAKETE CLICK VETELIDHESE ROTH 022 RIC.BIKUSPID 5 I SIPERM SX, 5 COPE., BRAKETE CLICK VETELIDHESE ROTH 018 RIC.CENTRAL I POSHTEM DX, 5 COPE., BRAKETE CLICK VETELIDHESE ROTH 018 RIC.LATERAL I POSHTEM DX, 5 COPE., BRAKETE CLICK VETELIDHESE ROTH 018 RIC. KUSPID I POSHTEM DX.GANCI, 5 COPE., BRAKETE CLICK VETELIDHESE ROTH 018 RIC. BIKUSPID 4 I POSHTEM DX, 5 COPE., BRAKETE CLICK VETELIDHESE ROTH 018 RIC.BIKUSPID 5 I POSHTEM DX, 5 COPE., BRAKETE CLICK VETELIDHESE ROTH 018 RIC.CENTRAL I POSHTEM SX, 5 COPE., BRAKETE CLICK VETELIDHESE ROTH 018 RIC.LATERAL I POSHTEM SX, 5 COPE., BRAKETE CLICK VETELIDHESE ROTH 018 RIC. KUSPID I POSHTEM SX.GANCI, 5 COPE., BRAKETE CLICK VETELIDHESE ROTH 018 RIC. BIKUSPID 4 I POSHTEM SX, 5 COPE., BRAKETE CLICK VETELIDHESE ROTH 018 RIC.BIKUSPID 5 I POSHTEM SX, 5 COPE., BRAKETE CLICK VETELIDHESE ROTH 022 RIC.CENTRAL I POSHTEM DX, 5 COPE., BRAKETE CLICK VETELIDHESE ROTH 022 RIC.LATERAL I POSHTEM DX, 5 COPE., BRAKETE CLICK VETELIDHESE ROTH 022 RIC. KUSPID I POSHTEM DX.GANCI, 5 COPE., BRAKETE CLICK VETELIDHESE ROTH 022 RIC. BIKUSPID 4 I POSHTEM DX, 5 COPE., BRAKETE CLICK VETELIDHESE ROTH 022 RIC.BIKUSPID 5 I POSHTEM DX, 5 COPE., BRAKETE CLICK VETELIDHESE ROTH 022 RIC.CENTRAL I POSHTEM SX, 5 COPE., BRAKETE CLICK VETELIDHESE ROTH 022 RIC.LATERAL I POSHTEM SX, 5 COPE., BRAKETE CLICK VETELIDHESE ROTH 022 RIC. KUSPID I POSHTEM SX.GANCI, 5 COPE., BRAKETE CLICK VETELIDHESE ROTH 022 RIC. BIKUSPID 4 I POSHTEM SX, 5 COPE., BRAKETE CLICK VETELIDHESE ROTH 022 RIC.BIKUSPID 5 I POSHTEM SX, 5 COPE., BRAKETE CLICK VETELIDHESE MBT 022 (GANCI 3) SET 20 COPE, BRAKETE CLICK VETELIDHESE MBT 022 (GANCI 3,4,5) SET 20 COPE, BRAKETE CLICK VETELIDHESE MBT 022 RIC.CENTRAL I SIPERM DX, 5 COPE., BRAKETE CLICK VETELIDHESE MBT 022 RIC.LATERAL I SIPERM DX, 5 COPE, BRAKETE CLICK VETELIDHESE MBT 022 RIC. KUSPID I SIPERM DX.GANCI, 5 COPE., BRAKETE CLICK VETELIDHESE MBT 022 RIC. BIKUSPID 4 I SIPERM DX, 5 COPE., BRAKETE CLICK VETELIDHESE MBT 022 RIC.BIKUSPID 5 I SIPERM DX , 5 COPE., BRAKETE CLICK VETELIDHESE MBT 022 RIC.CENTRAL I SIPERM SX, 5 COPE., BRAKETE CLICK VETELIDHESE MBT 022 RIC.LATERAL I SIPERM SX, 5 COPE, BRAKETE CLICK VETELIDHESE MBT 022 RIC. KUSPIDI SIPERM SX.GANCI, 5 COPE., BRAKETE CLICK VETELIDHESE MBT 022 RIC. BIKUSPID 4 I SIPERM SX, 5 COPE., BRAKETE CLICK VETELIDHESE MBT 022 RIC.BIKUSPID 5 I SIPERM SX , 5 COPE., BRAKETE CLICK VETELIDHESE MBT 022 RIC.CENTRAL I POSHTEM DX, 5 COPE., BRAKETE CLICK VETELIDHESE MBT 022 RIC.LATERAL I POSHTEM DX, 5 COPE, BRAKETE CLICK VETELIDHESE MBT 022 RIC. KUSPID I POSHTEM DX.GANCI, 5 COPE., BRAKETE CLICK VETELIDHESE MBT 022 RIC. BIKUSPID 4 I POSHTEM DX, 5 COPE., BRAKETE CLICK VETELIDHESE MBT 022 RIC.BIKUSPID 5 I POSHTEM DX , 5 COPE., BRAKETE CLICK VETELIDHESE MBT 022 RIC.CENTRAL I POSHTEM SX, 5 COPE., BRAKETE CLICK VETELIDHESE MBT 022 RIC.LATERAL I POSHTEM SX, 5 COPE, BRAKETE CLICK VETELIDHESE MBT 022 RIC. KUSPID I POSHTEM SX.GANCI, 5 COPE., BRAKETE CLICK VETELIDHESE MBT 022 RIC. BIKUSPID 4 I POSHTEM SX, 5 COPE., BRAKETE CLICK VETELIDHESE MBT 022 RIC.BIKUSPID 5 I POSHTEM SX , 5 COPE., BRAKETE CLICK VETELIDHESE ROTH 018 RIC.BIKUSPID 4 I SIPERM DX GANCI,5 COPE., BRAKETE CLICK VETELIDHESE ROTH 018 RIC.BIKUSPID 5 I SIPERM DX GANCI,5 COPE., BRAKETE CLICK VETELIDHESE ROTH 018 RIC.BIKUSPID 4 I SIPERM SX GANCI,5 COPE., BRAKETE CLICK VETELIDHESE ROTH 018 RIC.BIKUSPID 5 I SIPERM SX GANCI,5 COPE., BRAKETE CLICK VETELIDHESE ROTH 022 RIC.BIKUSPID 4 I SIPERM DX GANCI,5 COPE., BRAKETE CLICK VETELIDHESE ROTH 022 RIC.BIKUSPID 5 I SIPERM DX GANCI,5 COPE., BRAKETE CLICK VETELIDHESE ROTH 022 RIC.BIKUSPID 4 I SIPERM SX GANCI,5 COPE., BRAKETE CLICK VETELIDHESE ROTH 022 RIC.BIKUSPID 5 SIPERM SX GANCI,5 COPE., BRAKETE CLICK VETELIDHESE ROTH 018 RIC.BIKUSPID 4 I POSHTEM DX GANCI,5 COPE., BRAKETE CLICK VETELIDHESE ROTH 018 RIC.BIKUSPID 5 I POSHTEM DX GANCI,5 COPE., BRAKETE CLICK VETELIDHESE ROTH 018 RIC.BIKUSPID 4 I POSHTEM SX GANCI,5 COPE., BRAKETE CLICK VETELIDHESE ROTH 018 RIC.BIKUSPID 5 I POSHTEM SX GANCI,5 COPE., BRAKETE CLICK VETELIDHESE ROTH 022 RIC.BIKUSPID 4 I POSHTEM DX GANCI,5 COPE., BRAKETE CLICK VETELIDHESE ROTH 022 RIC.BIKUSPID 5 I POSHTEM DX GANCI,5 COPE., BRAKETE CLICK VETELIDHESE ROTH 022 RIC.BIKUSPID 4 I POSHTEM SX GANCI,5 COPE., BRAKETE CLICK VETELIDHESE ROTH 022 RIC.BIKUSPID 5 I POSHTEM SX GANCI,5 COPE., BRAKETE CLICK VETELIDHESE MBT 022 RIC.BIKUSPID 4 I SIPERM DX GANCI,5 COPE., BRAKETE CLICK VETELIDHESE MBT 022 RIC.BIKUSPID 5 I SIPERM DX GANCI,5 COPE., BRAKETE CLICK VETELIDHESE MBT 022 RIC.BIKUSPID 4 I SIPERM SX GANCI,5 COPE., BRAKETE CLICK VETELIDHESE MBT 022 RIC.BIKUSPID 5 I SIPERM.SX GANCI,5 COPE., BRAKETE CLICK VETELIDHESE MBT 022 RIC.BIKUSPID 4 I POSHTEM DX GANCI,5 COPE., BRAKETE CLICK VETELIDHESE MBT 022 RIC.BIKUSPID 5 I POSHTEM DX GANCI,5 COPE., BRAKETE CLICK VETELIDHESE MBT 022 RIC.BIKUSPID 4 I POSHTEM SX GANCI,5 COPE., BRAKETE CLICK VETELIDHESE MBT 022 RIC.BIKUSPID 5 I POSHTEM SX GANCI,5 COPE., BRAKETE GLICE SAFIR ROTH 018 (GANCI 3) SET 20 COPE, BRAKETE GLICE SAFIR ROTH 018 (GANCI 3,4,5) SET 20 COPE, BRAKETE GLICE SAFIR ROTH 022 SET 20 COPE., BRAKETE GLICE SAFIR ROTH 022 (GANCI 3) SET 20 COPE, BRAKETE GLICE SAFIR ROTH 022 (GANCI 3,4,5) SET 20 COPE, BRAKETE GLICE SAFIR ROTH 018 RIC.CENTRAL I SIPERM DX, 5 COPE, BRAKETE GLICE SAFIR ROTH 018 RIC. LATERAL I SIPERM DX, 5 COPE, BRAKETE GLICE SAFIR ROTH 018 RIC.KUSPID I SIPERM DX GANCI, 5 COPE, BRAKETE GLICE SAFIR ROTH 018 RIC. BIKUSPID I SIPERM DX. SX., 5 COPE, BRAKETE GLICE SAFIR ROTH 018 RIC.BIKUSPID I SIPERM DX GANCI, 5 COPE, BRAKETE GLICE SAFIR ROTH 018 RIC.CENTRAL I SIPERM SX, 5 COPE, BRAKETE GLICE SAFIR ROTH 018 RIC. LATERAL I SIPERM SX, 5 COPE, BRAKETE GLICE SAFIR ROTH 018 RIC.KUSPID I SIPERM SX GANCI, 5 COPE, BRAKETE GLICE SAFIR ROTH 018 RIC.BIKUSPID I SIPERM SX GANCI, 5 COPE, BRAKETE GLICE SAFIR ROTH 022 RIC.CENTRAL I SIPERM DX, 5 COPE, BRAKETE GLICE SAFIR ROTH 022 RIC. LATERAL I SIPERM DX, 5 COPE, BRAKETE GLICE SAFIR ROTH 022 RIC.KUSPID I SIPERM DX GANCI, 5 COPE, BRAKETE GLICE SAFIR ROTH 022 RIC.BIKUSPID I SIPERM DX.SX., 5 COPE, BRAKETE GLICE SAFIR ROTH 022 RIC.BIKUSPID I SIPERM DX GANCI, 5 COPE, BRAKETE GLICE SAFIR ROTH 022 RIC.CENTRAL I SIPERM SX, 5 COPE, BRAKETE GLICE SAFIR ROTH 022 RIC.LATERAL I SIPERM SX, 5 COPE, BRAKETE GLICE SAFIR ROTH 022 RIC.KUSPID I SIPERM SX GANCI, 5 COPE, BRAKETE GLICE SAFIR ROTH 022 RIC.BIKUSPID I SIPERM SX GANCI, 5 COPE, BRAKETE GLICE SAFIR ROTH 018 RIC.ANTERIOR I POSHTEM DX.SX, 5 COPE., BRAKETE GLICE SAFIR ROTH 018 RIC.KUSPID I POSHTEM DX GANCI, 5 COPE., BRAKETE GLICE SAFIR ROTH 018 RIC.BIKUSPID 4 I POSHTEM DX.SX,5 COPE., BRAKETE GLICE SAFIR ROTH 018 RIC.BIKUSPID 5 I POSHTEM DX.SX.,5 COPE., BRAKETE GLICE SAFIR ROTH 018 RIC.KUSPID I POSHTEM SX GANCI, 5 COPE., BRAKETE GLICE SAFIR ROTH 022 RIC.ANTERIOR I POSHTEM DX SX, 5 COPE., BRAKETE GLICE SAFIR ROTH 022 RIC.KUSPID I POSHTEM DX GANCI, 5 COPE., BRAKETE GLICE SAFIR ROTH 022 RIC.BIKUSPID 4 I POSHTEM DX.SX, 5 COPE., BRAKETE GLICE SAFIR ROTH 022 RIC.BIKUSPID 5 I POSHTEM DX.SX,5 COPE., BRAKETE GLICE SAFIR ROTH 022 RIC.KUSPID I POSHTEM SX GANCI, 5 COPE., BRAKETE GLICE SAFIR MBT 018 SET 20 COPE., BRAKETE GLICE SAFIR MBT 018 (GANCI 3) SET 20 COPE, BRAKETE GLICE SAFIR MBT 018 (GANCI 3,4,5) SET 20 COPE, BRAKETE GLICE SAFIR MBT 022 SET 20 COPE., BRAKETE GLICE SAFIR MBT 022 (GANCI 3) SET 20 COPE, BRAKETE GLICE SAFIR MBT 022 (GANCI 3,4,5) SET 20 COPE, BRAKETE GLICE SAFIR MBT 018 RIC.CENTRAL I SIPERM DX, 5 COPE, BRAKETE GLICE SAFIR MBT 018 RIC.LATERAL I SIPERM DX, 5 COPE, BRAKETE GLICE SAFIR MBT 018 RIC.KUSPID I SIPERM DX GANCI, 5 COPE, BRAKETE GLICE SAFIR MBT 018 RIC.BIKUSPID 4,5 I SIPERM DX.SX,5 COPE., BRAKETE GLICE SAFIR MBT 018 RIC.CENTRAL I SIPERM SX, 5 COPE, BRAKETE GLICE SAFIR MBT 018 RIC. LATERAL I SIPERM SX, 5 COPE, BRAKETE GLICE SAFIR MBT 018 RIC.KUSPID I SIPERM SX GANCI, 5 COPE, BRAKETE GLICE SAFIR MBT 022 RIC.CENTRAL I SIPERM DX, 5 COPE, BRAKETE GLICE SAFIR MBT 022 RIC. LATERAL I SIPERM DX, 5 COPE, BRAKETE GLICE SAFIR MBT 022 RIC.KUSPID I SIPERM DX GANCI, 5 COPE, BRAKETE GLICE SAFIR MBT 022 RIC.BIKUSPID 4,5 I SIPERM DX.SX., 5 COPE., BRAKETE GLICE SAFIR MBT 022 RIC.CENTRAL I SIPERM SX, 5 COPE, BRAKETE GLICE SAFIR MBT 022 RIC. LATERAL I SIPERM SX, 5 COPE, BRAKETE GLICE SAFIR MBT 022 RIC.KUSPID I SIPERM SX GANCI, 5 COPE, BRAKETE GLICE SAFIR MBT 018 RIC.ANTERIOR I POSHTEM DX SX, 5 COPE., BRAKETE GLICE SAFIR MBT 018 RIC.KUSPID I POSHTEM DX GANCI, 5 COPE., BRAKETE GLICE SAFIR MBT 018 RIC.BIKUSPID 4 I POSHTEM DX, 5 COPE., BRAKETE GLICE SAFIR MBT 018 RIC.BIKUSPID 5 I POSHTEM DX, 5 COPE., BRAKETE GLICE SAFIR MBT 018 RIC.KUSPID I POSHTEM SX GANCI, 5 COPE., BRAKETE GLICE SAFIR MBT 018 RIC.BIKUSPID 4 I POSHTEM SX, 5 COPE., BRAKETE GLICE SAFIR MBT 018 RIC.BIKUSPID 5 I POSHTEM SX, 5 COPE., BRAKETE GLICE SAFIR MBT 022 RIC.ANTERIOR I POSHTEM DX SX, 5 COPE., BRAKETE GLICE SAFIR MBT 022 RIC.KUSPID I POSHTEM DX GANCI, 5 COPE., BRAKETE GLICE SAFIR MBT 022 RIC.BIKUSPID 4 I POSHTEM DX, 5 COPE., BRAKETE GLICE SAFIR MBT 022 RIC.BIKUSPID 5 I POSHTEM DX, 5 COPE., BRAKETE GLICE SAFIR MBT 022 RIC.KUSPID I POSHTEM SX GANCI, 5 COPE., BRAKETE GLICE SAFIR MBT 022 RIC.BIKUSPID 4 I POSHTEM SX, 5 COPE., BRAKETE GLICE SAFIR MBT 022 RIC.BIKUSPID 5 I POSHTEM SX, 5 COPE., BRAKETE GLICE SAFIR ROTH 018 RIC.BIKUSPID 4 I POSHTEM DX GANCI,5 COPE, BRAKETE GLICE SAFIR ROTH 018 RIC.BIKUSPID 5 I POSHTEM DX GANCI,5 COPE, BRAKETE GLICE SAFIR ROTH 018 RIC.BIKUSPID 4 I POSHTEM SX GANCI,5 COPE, BRAKETE GLICE SAFIR ROTH 018 RIC.BIKUSPID 5 I POSHTEM SX GANCI,5 COPE, TUBE TEK ATASHMENT I DREJTE MBT 022 MOLAR 7 I SIPERM SX (JO I KONVERTUSHEM), 10 COPE , TUBE TEK ATASHMENT I DREJTE MBT 022 MOLAR 7 I POSHTEM DX (JO I KONVERTUSHEM), 10 COPE , TUBE TEK ATASHMENT I DREJTE MBT 022 MOLAR 7 I POSHTEM SX (JO I KONVERTUSHEM), 10 COPE , TUBE TEK PER TU NGJITUR MBT 022 MOLAR 6,7 I SIPERM DX (JO I KONVERTUSHEM) 10COPE , TUBE TEK PER TU NGJITUR MBT 022 MOLAR 6,7 I SIPERM SX (JO I KONVERTUSHEM) 10 COPE , TUBE TEK PER TU NGJITUR MBT 022 MOLAR 6,7 I POSHTEM DX (JO I KONVERTUSHEM) 10 COPE , TUBE TEK PER TU NGJITUR MBT 022 MOLAR 6,7 I POSHTEM SX (JO I KONVERTUSHEM) 10 COPE , TUBE TEK PER TU NGJITUR EDG 022 MOLAR 6,7 I POSHTEM DX (JO I KONVERTUSHEM) 10 COPE , TUBE TEK PER TU NGJITUR EDG 022 MOLAR 6,7 I POSHTEM SX (JO I KONVERTUSHEM) 10 COPE , TUBE TEK PER TU NGJITUR ROTH 022 MOLAR 6,7 I POSHTEM DX (JO I KONVERTUSHEM) 10 COPE , TUBE TEK PER TU NGJITUR ROTH 022 MOLAR 6,7 I POSHTEM SX (JO I KONVERTUSHEM) 10 COPE , TUBE TEK ATASHMENT I DREJTE MBT 022 MOLAR 6 I SIPERM DX (I KONVERTUSHEM), 10 COPE , TUBE TEK ATASHMENT I DREJTE MBT 022 MOLAR 6 I SIPERM SX (I KONVERTUSHEM), 10 COPE , TUBE TEK ATASHMENT I DREJTE MBT 022 MOLAR 6 I POSHTEM DX (I KONVERTUSHEM), 10 COPE , TUBE TEK ATASHMENT I DREJTE MBT 022 MOLAR 6 I POSHTEM SX (I KONVERTUSHEM), 10 COPE , TUBE TEK PER TU NGJITUR MBT 022 MOLAR 6 I SIPERM DX (I KONVERTUSHEM\), 10 COPE , TUBE TEK PER TU NGJITUR MBT 022 MOLAR 6 I SIPERM SX (I KONVERTUSHEM), 10 COPE , TUBE TEK PER TU NGJITUR MBT 022 MOLAR 6 I POSHTEM DX (I KONVERTUSHEM), 10 COPE , TUBE TEK PER TU NGJITUR MBT 022 MOLAR 6 I POSHTEM SX (I KONVERTUSHEM), 10 COPE , TUBE TRESH CAN.O.045 PER TU NGJITUR MBT022 MOLAR 6 I SIPERM DX (I KONVERTUSHEM), 10 COPE , TUBE TRESH CAN.O.045 PER TU NGJITUR MBT022 MOLAR 6 I SIPERM SX (I KONVERTUSHEM), 10 COPE , TUBE TRESH CAN.O.045 PER TU NGJITUR ROT 022 MOLAR 6 I SIPERM DX (I KONVERTUSHEM), 10 COPE , TUBE TRESH CAN.O.045 PER TU NGJITUR ROT 022 MOLAR 6 I SIPERM SX (I KONVERTUSHEM), 10 COPE , TUBE TRESH CAN.O.045 I DREJTE MBT022 MOLAR 6 I SIPERM DX (I KONVERTUSHEM), 10 COPE , TUBE TRESH CAN.O.045 I DREJTE MBT 022 MOLAR 6 I SIPERM SX (I KONVERTUSHEM), 10 COPE , TUBE DYSH CAN.G.045 PER TU NGJITUR ROT 022 MOLAR 6 I SIPERM DX (I KONVERTUSHEM), 10 COPE , TUBE DYSH CAN.G.045 PER TU NGJITUR ROT 022 MOLAR 6 I SIPERM SX (I KONVERTUSHEM.), 10 COPE , TUBE DYSH CAN.G.045 PER TU NGJITUR MBT 022 MOLAR 6 I SIPERM DX (I KONVERTUSHEM), 10 COPE , TUBE DYSH CAN.G.045 PER TU NGJITUR MBT 022 MOLAR 6 I SIPERM SX (I KONVERTUSHEM), 10 COPE , TUBE DYSH CAN.O.045 PER TU NGJITUR ROT 022 MOLAR 6 I SIPERM DX (I KONVERTUSHEM), 10 COPE , TUBE DYSH CAN.O.045 PER TU NGJITUR ROT 022 MOLAR 6 I SIPERM SX (I KONVERTUSHEM), 10 COPE , TUBE DYSH CAN.O.045 PER TU NGJITUR EDG 022 MOLAR 6 I SIPERM DX (JO I KONVERTUSHEM) 10 COPE , TUBE DYSH CAN.O.045 PER TU NGJITUR EDG 022 MOLAR 6 I SIPERM SX (JO I KONVERTUSHEM) 10 COPE , TUBE DYSH CAN.O.045 PER TU NGJITUR ROT 022 MOLAR 6 I SIPERM DX (JO I KONVERTUSHEM) 10 COPE , TUBE DYSH CAN.O.045 PER TU NGJITUR ROT 022 MOLAR 6 I SIPERM SX (JO I KONVERTUSHEM) 10 COPE , TUBE TRESH CAN.O.045 PER TU NGJITUR RICK 018 MOLAR 6 I SIPERM DX (JO I KONVERTUSHEM) 10 COPE , TUBE TRESH CAN.O.045 PER TU NGJITUR RICK 018 MOLAR 6 I SIPERM SX (JO I KONVERTUSHEM) 10 COPE , TUBE TEK ATASHMENT I DREJTE MBT 022 MOLAR 7 I SIPERM DX (JO I KONVERTUSHEM), 1 COPE , TUBE TEK ATASHMENT I DREJTE MBT 022 MOLAR 6 I SIPERM DX (I KONVERTUSHEM), 1 COPE , TUBE DYSH CAN.G.045 PER TU NGJITUR MBT 022 MOLAR 6 I SIPERM DX (I KONVERTUSHEM), 1 COPE , TUBE DYSH CAN.G.045 PER TU NGJITUR ROT 022 MOLAR 6 I SIPERM DX (I KONVERTUSHEM), 1 COPE , TUBE TRESH HGO.045 PER TU NGJITUR MBT 022 MOLAR 6 I SIPERM DX (I KONVERTUSHEM), 1 COPE , TUBE DYSH PER TU NGJITUR RICKETTS 018 MOLAR 6 I POSHTEM DX (JO I KONVERTUSHEM), 10 COPE , TUBE DYSH PER TU NGJITUR RICKETTS 018 MOLAR 6 I POSHTEM SX (JO I KONVERTUSHEM), 10 COPE , TUBE DYSH PER TU NGJITUR MBT 022 MOLAR 6 I POSHTEM DX (I KONVERTUSHEM), 10 COPE , TUBE DYSH PER TU NGJITUR MBT 022 MOLAR 6 I POSHTEM SX (I KONVERTUSHEM), 10 COPE , TUBE DYSHE ATASHMENT I DREJTE RICK 018 MOLAR 6 I POSHTEM DX (JO I KONVERTUSHEM), 10 COPE , TUBE DYSHE ATASHMENT I DREJTE RICK 018 MOLAR 6 I POSHTEM SX (JO I KONVERTUSHEM), 10 COPE , TUBE DYSH CAN.G.045 PER TU NGJITUR ROT 022 MOLAR 6 I POSHTEM DX (I KONVERTUSHEM), 10 COPE , TUBE DYSH CAN.G.045 PER TU NGJITUR ROT 022 MOLAR 6 I POSHTEM SX (I KONVERTUSHEM), 10 COPE , TUBE DYSH PER TU NGJITUR EDG-RICK018 MOLAR 6 I POSHTEM DX (I KONVERTUSHEM), 10 COPE , TUBE DYSH PER TU NGJITUR EDG-RICK 018 MOLAR 6 I POSHTEM SX ( I KONVERTUSHEM), 10 COPE , TUBE DYSH PER TU NGJITUR EDG-RICK 022 MOLAR 6 I POSHTEM DX ( I KONVERTUSHEM), 10 COPE , TUBE DYSH PER TU NGJITUR EDG-RICK 022 MOLAR 6 I POSHTEM SX ( I KONVERTUSHEM), 10 COPE , TUBE DYSH CAN.O.045 PER TU NGJITUR MBT22 MOLAR 6 I SIPERM DX (I KONVERTUSHEM), 10 COPE , TUBE DYSH CAN.O.045 PER TU NGJITUR MBT22 MOLAR 6 I SIPERM SX (I KONVERTUSHEM), 10 COPE , TUBE TEK ATASHMENT I DREJTE EDG 022 MOLAR 6,7 I POSHTEM DX (JO I KONVERTUSHEM) 10COPE , TUBE TEK ATASHMENT I DREJTE EDG 022 MOLAR 6,7 I POSHTEM SX (JO I KONVERTUSHEM) 10COPE , TUBE DYSH CAN.GENG. I DREJTE EDG018 MOLAR 6 I POSHTEM DX (I KONVERTUSHEM), 10 COPE , TUBE DYSH CAN.GENG. I DREJTE EDG018 MOLAR 6 I POSHTEM SX (I KONVERTUSHEM), 10 COPE , TUBE DYSH CAN.GENG. I DREJTE EDG022 MOLAR 6 I POSHTEM DX (I KONVERTUSHEM), 10 COPE , TUBE DYSH CAN.GENG. I DREJTE EDG022 MOLAR 6 I POSHTEM SX (I KONVERTUESHEM), 10 COPE , TUBE DYSH I CIMENTUSHEM ATASHMENT I DREJTE EDG022 MOLAR 6 I POSHTEM SX (I KONVERTUESHEM), 10 COPE , TUBE DYSH I CIMENTUSHEM ATASHMENT I DREJTE EDG018 MOLAR 6 I POSHTEM DX (I KONVERTUESHEM), 10 COPE , TUBE DYSH I CIMENTUSHEM ATASHMENT I DREJTE EDG018 MOLAR 6 I POSHTEM SX (I KONVERTUESHEM), 10 COPE , TUBE DYSH I CIMENTUSHEM ATASHMENT I DREJTE EDG022 MOLAR 6 I POSHTEM DX (I KONVERTUESHEM), 10 COPE , BRAKETE GLARE ROTH 018 RIC.BIKUSPID 5 I POSHTEM SX GANCI,10 COPE., BRAKETE GLARE ROTH 022 RIC.BIKUSPID 4 I POSHTEM DX GANCI,10 COPE., BRAKETE GLARE ROTH 022 RIC.BIKUSPID 5 I POSHTEM DX GANCI,10 COPE., BRAKETE GLARE ROTH 022 RIC.BIKUSPID 4 I POSHTEM SX GANCI,10 COPE., BRAKETE GLARE ROTH 022 RIC.BIKUSPID 5 I POSHTEM SX GANCI,10 COPE., BRAKETE GLARE MBT 018 RIC.BIKUSPID 4 I SIPERM DX GANCI,10 COPE., BRAKETE GLARE MBT 018 RIC.BIKUSPID 5 I SIPERM DX GANCI,10 COPE., BRAKETE GLARE MBT 018 RIC.BIKUSPID 4 I SIPERM SX GANCI,10 COPE., BRAKETE GLARE MBT 018 RIC.BIKUSPID 5 I SIPERM SX GANCI,10 COPE., BRAKETE GLARE MBT 022 RIC.BIKUSPID 4 I SIPERM DX GANCI,10 COPE., BRAKETE GLARE MBT 022 RIC.BIKUSPID 5 I SIPERM DX GANCI,10 COPE., BRAKETE GLARE MBT 022 RIC.BIKUSPID 4 I SIPERM SX GANCI,10 COPE., BRAKETE GLARE MBT 022 RIC.BIKUSPID 5 I SIPERM SX GANCI,10 COPE., BRAKETE GLARE MBT 018 RIC.BIKUSPID 4 I POSHTEM DX GANCI,10 COPE., BRAKETE GLARE MBT 018 RIC.BIKUSPID 5 I POSHTEM DX GANCI,10 COPE., BRAKETE GLARE MBT 018 RIC.BIKUSPID 4 I POSHTEM SX GANCI,10 COPE., BRAKETE GLARE MBT 018 RIC.BIKUSPID 5 I POSHTEM SX GANCI,10 COPE., BRAKETE GLARE MBT 022 RIC.BIKUSPID 4 I POSHTEM DX GANCI,10 COPE., BRAKETE GLARE MBT 022 RIC.BIKUSPID 5 I POSHTEM DX GANCI,10 COPE., BRAKETE GLARE MBT 022 RIC.BIKUSPID 4 I POSHTEM SX GANCI,10 COPE., BRAKETE GLARE MBT 022 RIC.BIKUSPID 5 I POSHTEM SX GANCI,10 COPE., BRAKETE GLARE ROTH 022 RIC.BIKUSPID 4 I SIPERM SX GANCI,10 COPE., BRAKETE GLARE ROTH 022 RIC.BIKUSPID 5 I SIPERM SX GANCI,10 COPE., BRAKETE GLARE EDGEWISE 018 (GANCI 3) SET 20 COPE, BRAKETE GLARE EDGEWISE 022 (GANCI 3) SET 20 COPE, BRAKETE GLARE EDGEWISE 018 RIC.CENTRAL I SIPERM DX.SX,10 COPE., BRAKETE GLARE EDGEWISE 018 RIC.LATERAL I SIPERM DX.SX.,10 COPE, BRAKETE GLARE EDGEWISE 018 KUSPIDI SIPERM DX. I POSHTEM SX.GANCI,10 COPE., BRAKETE GLARE EDGEWISE 018 RIC.BIKUSPID 4,5 I SIPERM I POSHTEM DX.SX.,10 COPE, BRAKETE GLARE EDGEWISE 018 BIKUSPID 45 I SIPERM DX. I POSHTEM SX.GANCI,10 COPE, BRAKETE GLARE EDGEWISE 018 KUSPID I SIPERM SX. I POSHTEM DX GANCI,10 COPE., BRAKETE GLARE EDGEWISE 018 BIKUSPID 45 I SIPERM SX. I POSHTEM DX.GANCI,10 COPE, BRAKETE GLARE EDGEWISE 022 RIC.CENTRAL I I SIPERM DX.SX.,10 COPE., BRAKETE GLARE EDGEWISE 022 RIC.LATERAL I SIPERM DX.SX.,10 COPE, BRAKETE GLARE EDGEWISE 022 KUSPID I SIPERM DX.I POSHTEM SX.GANCI,10 COPE., BRAKETE GLARE EDGEWISE 022 BIKUSPID 45 I SIPERM I POSHTEM DX.SX.,10 COPE., BRAKETE GLARE EDGEWISE 022 BIKUSPID 45 I SIPERM DX. I POSHTEM SX.GANCI,10 COPE, BRAKETE GLARE EDGEWISE 022 KUSPID I SIPERM SX. I POSHTEM DX.GANCI,10 COPE., BRAKETE GLARE EDGEWISE 022 BIKUSPID 4 | Pajisje te implantueshme jo aktive
15479 | CASTABLE CAP FOR PREMADE ABUT NON REP ANAT. PROF D3.30 H1MM , CASTABLE CAP FOR PREMADE ABUTNON REP ANAT. PROF D3.30 H2MM , CASTABLE CAP FOR PREMADE ABUT NON REP STRAIGHT PROF D3.80 MM , CASTABLE CAP FOR PREMADE ABUT NON REP ANAT. PROF D3.80 H1 MM , CASTABLE CAP FOR PREMADE ABUTNON REP ANAT. PROF D3.80 H2 MM , SNAP ON CAP FOR CLOSED TRAY ON PRE-MADE STRAIGHT D3.30MM , SNAP ON CAP FOR CLOSED TRAY ON PRE-MADE ANAT. D3.30 H1 MM , SNAP ON CAP FOR CLOSED TRAY ON PRE-MADE ANAT. D3.30 H2 MM , SNAP ON CAP FOR CLOSED TRAY ON PRE-MADE STRAIGHT D3.80MM , SNAP ON CAP FOR CLOSED TRAY ON PRE-MADE ANAT. D3.80 H1 MM , SNAP ON CAP FOR CLOSED TRAY ON PRE-MADE ANAT. D3.80 H2 MM , TRANSFER CAP FOR PRE-MADE STRAIGHT POST D.3.30 MM SHORT , TRANSFER CAP FOR PRE-MADE STRAIGHT POST D.3.80 MM SHORT , INTRAORAL SCANBODY TRANSFER 4.25 , INTRAORAL SCANBODY TRANSFER 5.00 , INTRAORAL ANALOG PREMIUM 330 , INTRAORAL ANALOG PREMIUM AND SHELTA 380 , INTRAORAL ANALOG PREMIUM 425 , INTRAORAL ANALOG PREMIUM 500 , TRANSFER 3.30 PR/SH INTRAORAL SCANBODY , TRANSFER 3.80 PR/SH INTRAORAL SCANBODY , TRANSFER 4.25 PR/SH INTRAORAL SCANBODY , TRANSFER 5.00 PR/SH INTRAORAL SCANBODY , SCANBODY INTRAORAL FOR PAD H6 MM , SCANBODY INTRAORAL CONICO , INTRAORAL SCAMBODY PAD , SCANBODY INTRAORAL PAD FOR MULTIPLE , ANALOGUE FOR PLAIN ABUTMENT D. 3.30 MM , ANALOGUE FOR PLAIN ABUTMENT D. 3.80 MM , ANALOGUE FOR PLAIN ABUTMENT D. 4.25 MM , ANALOGUE FOR PLAIN ABUTMENT D. 5.00 MM , PLASTIC BAR L.50 MM FOR INTRAORAL SCANNER , PLASTIC BAR L.60 MM FOR INTRAORAL SCANNER , PLASTIC BAR L.100 MM FOR INTRAORAL SCANNER , DIGITAL ANALOGUE FOR IMPLANT D.3.30 MM EX.2.30 , DIGITAL ANALOGUE FOR IMPLANT D.3.80 MM EX.2.30 , DIGITAL ANALOGUE FOR XA, D.3.80 , DIGITAL ANALOGUE FOR PAD, D.5.00 , DIGITAL ANALOGUE FOR PAD R FOR PLAIN, D.3.30 MM , DIGITAL ANALOGUE FOR PLAIN, D.3.30 MM , DIGITAL ANALOGUE FOR PLAIN, D.3.80 MM , DIGITAL ANALOGUE FOR PLAIN, D.4.25 MM , DIGITAL ANALOGUE FOR PLAIN, D.5.00 MM , DIGITAL ANALOGUE CONICO , SCREW FOR DIGITAL ANALOGUE,M 1.8 , Premium – Premium ONE Prosthetic Components, PLASTIC RING FOR IMPRESSION CA , ANALOGUE FOR PRE-MADE POSTS WELDING TECHNIQUE , ANALOGUE FOR BALL ATTACHMENT , NON REP.SPARE CAST. SLEEVE FOR ABUT. PRE-KOH 3.80 MM , NON REP.SPARE CAST. SLEEVE FOR ABUT. PRE-KOH 4.25 MM , NON REP.SPARE CAST. SLEEVE FOR ABUT. PRE-KOH 5.00 MM , NON REP.SPARE CAST. SLEEVE FOR ABUT. KOHNO 6.00 MM , SPARE CAST. SLEEVE FOR T-CONNECT D. 3.30 H. 4 MM , SPARE CAST. SLEEVE FOR T-CONNECT D. 3.80 H. 4 MM , SPARE CAST. SLEEVE FOR T-CONNECT D. 4.25 H. 4 MM , SPARE CAST. SLEEVE FOR T-CONNECT D. 5.00 H. 4 MM , SPARE CAST. SLEEVE FOR T-CONNECT D. 3.30 H. 6 MM , SPARE CAST. SLEEVE FOR T-CONNECT D. 3.80 H. 6 MM , SPARE CAST. SLEEVE FOR T-CONNECT D. 4.25 H. 6 MM , SPARE CAST. SLEEVE FOR T-CONNECT D. 5.00 H. 6 MM , SPARE CAST. SLEEVE FOR GOLD ALLOY BASE, PREMIUM D.3.30MM , SPARE CAST. SLEEVE FOR GOLD ALLOY BASE, PRE-KOH D.3.80 MM , SPARE CAST. SLEEVE FOR GOLD ALLOY BASE, PRE-KOH D.4.25 MM , SPARE CAST. SLEEVE FOR GOLD ALLOY BASE, PRE-KOH D.5.00 MM , CASTABLE CAP FOR PREMADE ABUT REP STRAIGHT PROFILE D3.30MM , CASTABLE CAP FOR PREMADE ABUT REP ANATOMICAL PROF D3.30 H1MM , CASTABLE CAP FOR PREMADE ABUT REP ANATOMICAL PROF D3.30 H2MM , CASTABLE CAP FOR PREMADE ABUT REP STRAIGHT PROF D3.80 MM , CASTABLE CAP FOR PREMADE ABUT REP ANATOMICAL PROF D3.80 H1MM , CASTABLE CAP FOR PREMADE ABUT REP ANATOMICAL PROF D3.80 H2MM , CASTABLE CAP FOR PREMADE ABUT NON REP STRAIGHT PROF D3.30MM , CASTABLE BAR ROUND PROFILE , CASTABLE BAR, OVOIDAL PROFILE , ANALOGUE FOR PAD ABUTMENT , ANALOGUE FOR IMPLANT PREMIUM D.3.30 MM , ANALOGUE FOR IMPLANT PRE-KHO D.3.80 MM , ANALOGUE FOR IMPLANT PRE-KHO D.4.25 MM , ANALOGUE FOR IMPLANT PRE-KHO D.5.00 MM , ANALOGUE FOR IMPLANT KOHNO D.6.00 MM , ANALOGUE FOR PRE-MADE POST., STRAIGHT.,D.3.30 MM , ANALOGUE FOR PRE-MADE POST., ANAT.PROF.,D.3.30 H1 MM , ANALOGUE FOR PRE-MADE POST., ANAT.PROF.,D.3.30 H2 MM , ANALOGUE FOR PRE-MADE POST., ANAT.PROF.,D.3.30 H4 MM , ANALOGUE FOR PRE-MADE POST., STRAIGHT.,D.3.80 MM , ANALOGUE FOR PRE-MADE POST., ANAT.PROF.,D.3.80 H1 MM , ANALOGUE FOR PRE-MADE POST., ANAT.PROF.,D.3.80 H2 MM , ANALOGUE FOR PRE-MADE POST., ANAT.PROF.,D.3.80 H4 MM , ANALOGUE FOR PRE-MADE POST, STRAIGHT,D.3.30 SHORT , ANALOGUE FOR PRE-MADE POST, ANAT.PROF.,D.3.30 H1 SHORT , ANALOGUE FOR PRE-MADE POST, ANAT.PROF.,D.3.30 H2 SHORT , ANALOGUE FOR PRE-MADE POST, ANAT.PROF.,D.3.30 H4 SHORT , ANALOGUE FOR PRE-MADE POST, STRAIGHT, D.3.80 SHORT , ANALOGUE FOR PRE-MADE POST, ANAT.PROF,D.3.80 H1 SHORT , ANALOGUE FOR PRE-MADE POST, ANAT.PROF,D.3.80 H2 SHORT , ANALOGUE FOR PRE-MADE POST, ANAT.PROF,D.3.80 H4 SHORT , NON REP.SPARE CAST. SLEEVE FOR ABUT. PREMIUM 3.30 MM | MEDIK LINE STEWART | 2023-12-05T00:00:00.000+01:00 | Sweden-Martina S.p.a Via Veneta 10. 35020 Due Carrare Padova Italy | A-CAP-CC-MDR-330-1-ROT , A-CAP-CC-MDR-330-2-ROT , A-CAP-CC-MD-380-ROT , A-CAP-CC-MDR-380-1-ROT , A-CAP-CC-MDR-380-2-ROT , A-CAP-TRA-MD-330 , A-CAP-TRA-MDR-330-1 , A-CAP-TRA-MDR-330-2 , A-CAP-TRA-MD-380 , A-CAP-TRA-MDR-380-1 , A-CAP-TRA-MDR-380-2 , A-CAP-TRA-MD-330-S , A-CAP-TRA-MD-380-S , AS-INT-CAMTRA425 , AS-INT-CAMTRA500 , A-INT-CAMANA-330 , A-INT-CAMANA-380 , A-INT-CAMANA-425 , A-INT-CAMANA-500 , A-INT-CAMTRA330 , A-INT-CAMTRA380 , A-INT-CAMTRA425 , A-INT-CAMTRA500 , PAD-INT-CAMTRA-6 , C-INT-CAMTRA-L , PAD-INT-CAMTRA-L , PAD-INT-CAMTRA-DB , A-PLAIN-ANA-330 , A-PLAIN-ANA-380 , A-PLAIN-ANA-425 , A-PLAIN-ANA-500 , BAR-IS-050 , BAR-IS-060 , BAR-IS-100 , A-ANA-330-DIG , A-ANA-380-DIG , XA-ANABU-DIG , PAD-ANA-DIG , PADR-ANA-DIG , A-PLAIN-ANA-330-DIG , A-PLAIN-ANA-380-DIG , A-PLAIN-ANA-425-DIG , A-PLAIN-ANA-500-DIG , ANA2-MD-TS-DIG , VADIG-180 , N/A, AN-CAP-1 , ANA-TS , ANAS , A-CCABU-380-ROT , A-CCABU-425-ROT , A-CCABU-500-ROT , A-CCABU-600-ROT , A-CCBAS-330-4 , A-CCBAS-380-4 , A-CCBAS-425-4 , A-CCBAS-500-4 , A-CCBAS-330-6 , A-CCBAS-380-6 , A-CCBAS-425-6 , A-CCBAS-500-6 , A-CCUCR-330 , A-CCUCR-380 , A-CCUCR-425 , A-CCUCR-500 , A-CAP-CC-MD-330 , A-CAP-CC-MDR-330-1 , A-CAP-CC-MDR-330-2 , A-CAP-CC-MD-380 , A-CAP-CC-MDR-380-1 , A-CAP-CC-MDR-380-2 , A-CAP-CC-MD-330-ROT , BARC , BARC-CAV-TIT , PAD-ANA , A-ANA-330 , A-ANA-380 , A-ANA-425 , A-ANA-500 , A-ANA-600 , A-ANA-MD-330 , A-ANA-MDR-330-1 , A-ANA-MDR-330-2 , A-ANA-MDR-330-4 , A-ANA-MD-380 , A-ANA-MDR-380-1 , A-ANA-MDR-380-2 , A-ANA-MDR-380-4 , A-ANA-MD-330-S , A-ANA-MDR-330-1-S , A-ANA-MDR-330-2-S , A-ANA-MDR-330-4-S , A-ANA-MD-380-S , A-ANA-MDR-380-1-S , A-ANA-MDR-380-2-S , A-ANA-MDR-380-4-S , A-CCABU-330-ROT | Klasa I | KAPAK I DERDHUR PER ABATMENT TE PARAPERGATITUR JO I RROTULLUESHEM ME PROFIL ANATOMIK F D3.30 H1MM , KAPAK I DERDHUR PER ABATMENT TE PARAPERGATITUR JO I RROTULLUESHEM ME PROFIL ANATOMIK D3.30 H2MM , KAPAK I DERDHUR PER ABATMENT TE PARAPERGATITUR JO I RROTULLUESHEM ME PROFIL TE DREJTE D3.80 MM , KAPAK I DERDHUR PER ABATMENT TE PARAPERGATITUR JO I RROTULLUESHEM ME PROFIL ANATOMIK D3.80 H1 MM , KAPAK I DERDHUR PER ABATMENT TE PARAPERGATITUR JO I RROTULLUESHEM ME PROFIL ANATOMIK D3.80 H2 MM , KAPAK SNAP ON PER LUGE TE MBYLLURA TE PARAPERGATITURA DREJT D3.30MM , KAPAK SNAP ON PER LUGE TE MBYLLURA TE PARAPERGATITURA ANATOMIKE D3.30 H1 MM , KAPAK SNAP ON PER LUGE TE MBYLLURA TE PARAPERGATITURA ANATOMIKE D3.30 H2 MM , KAPAK SNAP ON PER LUGE TE MBYLLURA TE PARAPERGATITURA DREJT D3.80MM , KAPAK SNAP ON PER LUGE TE MBYLLURA TE PARAPERGATITURA ANATOMIKE D3.80 H1 MM , KAPAK SNAP ON PER LUGE TE MBYLLURA TE PARAPERGATITURA ANATOMIKE D3.80 H2 MM , KAPAK TRANSFER PER VIDE TE DREJTE PARAPERGATITUR D.3.30 MM E SHKURTER , KAPAK TRANSFER PER VIDE TE DREJTE TE PARAPERGATITUR D.3.80 MM E SHKURTER , SKANER INTRAORAL TRANSFER 4.25 , SKANER INTRAORAL TRANSFER 5.00 , ANALOG INTRA ORAL PREMIUM 330 , ANALOG INTRA ORAL PREMIUM DHE SHELTA 380 , ANALOG INTRA ORAL PREMIUM 425 , ANALOG INTRA ORAL PREMIUM 500 , TRANSFER 3.30 PR/SH SKANER INTRAORAL, TRANSFER 3.80 PR/SH SKANER INTRAORAL, TRANSFER 4.25 PR/SH SKANER INTRAORAL, TRANSFER 5.00 PR/SH SKANER INTRAORAL, SKANER INTRAORAL PER PAD H6 MM , SKANER INTRAORAL KONIK , SKANER INTRAORAL PAD , SKANER INTRAORAL PAD PER SHUMEFISH , ANALOG PER ABATMENT TE THJESHTE D. 3.30 MM , ANALOG PER ABATMENT TE THJESHTE D. 3.80 MM , ANALOG PER ABATMENT TE THJESHTE D. 4.25 MM , ANALOG PER ABATMENT TE THJESHTE D. 5.00 MM , SHIRIT PLASTIK L.50 MM PER SKANER INTRAORAL , SHIRIT PLASTIK L.60 MM PER SKANER INTRAORAL, SHIRIT PLASTIK L.100 MM PER SKANER INTRAORAL, ANALOG DIXHITAL PER IMPLANTE D.3.30 MM EX.2.30 , ANALOG DIXHITAL PER IMPLANTE D.3.80 MM EX.2.30 , ANALOG DIXHITAL FOR XA, D.3.80 , ANALOG DIXHITAL FOR PAD, D.5.00 , ANALOG DIXHITAL PER PAD R I THJESHTE, D.3.30 MM , ANALOG DIXHITAL I THJESHTE, D.3.30 MM , ANALOG DIXHITAL I THJESHTE, D.3.80 MM , ANALOG DIXHITAL I THJESHTE, D.4.25 MM , ANALOG DIXHITAL I THJESHTE, D.5.00 MM , ANALOG DIXHITAL KONIKE , VIDE PER ANALOG DIXHITAL,M 1.8 , Premium – Premium ONE Elemtet Protetik, UNAZE PLASTIKE PER MASA CA, ANALOG PER VIDAT E BERA PARAPRAKISHT, TEKNIKA E SALDIMIT , ANALOG PER ATASHMENTIN ME KOKE CILINDRIKE, SLEEVE I DERDHUR REZERVE JO I RIPOZICIONUESHEM PER ABATMENT PRE-KOH 3.80 MM , SLEEVE I DERDHUR REZERVE JO I RIPOZICIONUESHEM PER ABATMENT PRE-KOH 4.25 MM , SLEEVE I DERDHUR REZERVE JO I RIPOZICIONUESHEM PER ABATMENT PRE-KOH 5.00 MM , SLEEVE I DERDHUR REZERVE JO I RIPOZICIONUESHEM PER ABATMENT KOH NO 6.00 MM , SLEEVE I DERDHUR REZERVE PER T-CONNECT D. 3.30 H. 4 MM , SLEEVE I DERDHUR REZERVE PER T-CONNECT D. 3.80 H. 4 MM , SLEEVE I DERDHUR REZERVE PER T-CONNECT D. 4.25 H. 4 MM , SLEEVE I DERDHUR REZERVE PER T-CONNECT D. 5.00 H. 4 MM , SLEEVE I DERDHUR REZERVE PER T-CONNECT D. 3.30 H. 6 MM , SLEEVE I DERDHUR REZERVE PER T-CONNECT D. 3.80 H. 6 MM , SLEEVE I DERDHUR REZERVE PER T-CONNECT D. 4.25 H. 6 MM , SLEEVE I DERDHUR REZERVE PER T-CONNECT D. 5.00 H. 6 MM , SLEEVE I DERDHUR REZERVE PER BAZE ALIAZHI FLORI , PREMIUM D.3.30MM , SLEEVE I DERDHUR REZERVE PER BAZE ALIAZHI FLORI, PRE-KOH D.3.80 MM , SLEEVE I DERDHUR REZERVE PER BAZE ALIAZHI FLORI, PRE-KOH D.4.25 MM , SLEEVE I DERDHUR REZERVE PER BAZE ALIAZHI FLORI, PRE-KOH D.5.00 MM , KAPAK I DERDHUR PER ABATMENT TE PARAPERGATITUR I RROTULLUESHEM ME PROFIL TE DREJTE D3.30MM , KAPAK I DERDHUR PER ABATMENT TE PARAPERGATITUR I RROTULLUESHEM ME PROFIL ANATOMIK D3.30 H1MM , KAPAK I DERDHUR PER ABATMENT TE PARAPERGATITUR I RROTULLUESHEM ME PROFIL ANATOMIK D3.30 H2MM , KAPAK I DERDHUR PER ABATMENT TE PARAPERGATITUR I RROTULLUESHEM ME PROFIL TE DREJTE D3.80 MM , KAPAK I DERDHUR PER ABATMENT TE PARAPERGATITUR I RROTULLUESHEM ME PROFIL ANATOMIK D3.80 H1MM , KAPAK I DERDHUR PER ABATMENT TE PARAPERGATITUR I RROTULLUESHEM ME PROFIL ANATOMIK D3.80 H2MM , KAPAK I DERDHUR PER ABATMENT TE PARAPERGATITUR JO I RROTULLUESHEM ME PROFIL TE DREJTE D3.30MM , BAR I DERDHUR ME PROFIL RRETHOR, BAR I DERDHUR ME PROFIL OVAL, ANALOG PER MONKON PAD, ANALOG PER IMPLANT PREMIUM D.3.30 MM , ANALOG PER IMPLANT PRE-KHO D.3.80 MM , ANALOG PER IMPLANT PRE-KHO D.4.25 MM , ANALOG PER IMPLANT PRE-KHO D.5.00 MM , ANALOG PER IMPLANT KOHNO D.6.00 MM , ANALOG PER VIDAT E PARAPERGATITURA.,I DREJTE.,D.3.30 MM , ANALOG PER VIDAT E PARAPERGATITURA.,PROFIL ANATOMIK.,D.3.30 H1 MM , ANALOG PER VIDAT E PARAPERGATITURAT, PROFIL ANATOMIK.,D.3.30 H2 MM , ANALOG PER VIDAT E PARAPERGATITURA., PROFIL ANATOMIK.,D.3.30 H4 MM , ANALOG PER VIDAT E PARAPERGATITURA., I DREJTE.,D.3.80 MM , ANALOG PER VIDAT E PARAPERGATITURA., PROFIL ANATOMIK.,D.3.80 H1 MM , ANALOG PER VIDAT E PARAPERGATITURA., PROFIL ANATOMIK.,D.3.80 H2 MM , ANALOG PER VIDAT E PARAPERGATITURA., PROFIL ANATOMIK.,D.3.80 H4 MM , ANALOG PER VIDAT E PARAPERGATITURA, I DREJTE,D.3.30 SHORT , ANALOG PER VIDAT E PARAPERGATITURA, PROFIL ANATOMIK.,D.3.30 H1 I SHKURTER , ANALOG PER VIDAT E PARAPERGATITURA, PROFIL ANATOMIK.,D.3.30 H2 I SHKURTER , ANALOG PER VIDAT E PARAPERGATITURA,PROFIL ANATOMIK.,D.3.30 H4 I SHKURTER , ANALOG PER VIDAT E PARAPERGATITURA, I DREJTE , D.3.80 I SHKURTER , ANALOG PER VIDAT E PARAPERGATITURA, PROFIL ANATOMIK,D.3.80 H1 I SHKURTER , ANALOG PER VIDAT E PARAPERGATITURA, PROFIL ANATOMIK,D.3.80 H2 I SHKURTER , ANALOG PER VIDAT E PARAPERGATITURA, PROFIL ANATOMIK,D.3.80 H4 I SHKURTER , SLEEVE I DERDHUR REZERVE JO I RIPOZICIONUESHEM PER ABATMENT PREMIUM 3.30 MM | Pajisje dentare
15477 | Premium ONE Surgical Instruments, IMPLANT EXTRAXTOR SMALL , IMPLANT EXTRAXTOR MEDIUM , IMPLANT EXTRAXTOR LARGE , HANDLE FOR MANUAL INSERTION OF IMPLANTS , NON RETENT. SHORT HAND DRIVER PRE-KOH IMPLANTS D.3.30-3.80MM , NON RETENT. LONG HAND DRIVER PRE-KOH IMPLANTS D.3.30-3.80MM , SHORT SCREW DRIVER FOR LOCATOR ABUTMENT , LONG SCREW DRIVER FOR LOCATOR ABUTMENT , MOUNTER STOP KEY , EXTRA SHORT SURGICAL HAND SCREWDRIVER FOR CONNECT. SCREWS , SHORT SURGIC. HAND SCREWDRIVER FOR CONNECTING SCREWS , LONG SURGIC. HAND SCREWDRIVER FOR CONNECTING SCREWS , SHORT PROSTHETIC HAND SCREWDRIVER FOR CONNECT. SCREWS , LONG PROSTHETIC HAND SCREWDRIVER FOR CONNECT. SCREWS , EXTRA LONG PROSTHETIC HAND SCREWDRIVER FOR CONNECT. SCREWS , HAND DRIVER FOR TITANIUM CAP CAP TIT-1 , TORQUE CNTROLLED RATCHET KIT 10-70 NCM , EXTENSION FOR HAND SCREWDRIVER BONE TAPS, MOUNTERS, L13MM , HAND KNOB FOR DRIVERS, BONE TAPS, SCREWDRIVERS, MOUNTERS , HAND DRIVER FO R.A. INSTRUM. WITH HEX FOR TORQUE RATCHET , HAND DRIVER FOR ABUTMENT - , HAND SCREWDRIVER FOR BALL ATTACHMENT, FOR RATCHET USE , CARRIER FOR ANGLED ABUTMENT PAD SYSTEM , PARALLELOMETER PRINCIPAL BODY, PARALLELOMETER INSERT PREMIUM ONE, PIN FOR DIGITAL ANALOGUE , INSERTION INSTRUMENT DIGITAL ANALOGUE M 1,8 , INSERTION INSTRUMENT DIGITAL ANALOGUE M 1,8 LONG , INSERTION INSTRUMENT DIGITAL ANALOGUE M 1,6 , INSERTION INSTRUMENT DIGITAL ANALOGUE M 1,4 , INSERTION INSTRUMENT DIGITAL ANALOGUE M 2 , INSERTION INSTRUMENT DIGITAL ANALOGUE M 3 , DEPTH GAUGE M 1,8 | MEDIK LINE STEWART | 2023-12-05T00:00:00.000+01:00 | Sweden-Martina S.p.a Via Veneta 10. 35020 Due Carrare Padova Italy | N/A, EXTR-IMP-S , EXTR-IMP-M , EXTR-IMP-L , MAN-EX , BC-EX230 , BL-EX230 , 8926-SW , 8927-SW , CM2 , HSMXS-20-DG , HSM-20-DG , HSML-20-DG , HSM-20-EX , HSML-20-EX , HSMXL-20-EX , AVV-CAP-TIT , CRI5-KIT , BPM-15 , AVV3-MAN-DG , AVV-CA-DG-EX , AVV2-ABUT , BASCC-EX , PAD-CAR , PAR-PP , PAR-INS-AS , PIN-ANA-DIG , INS-ANA-180 , INS-ANA-180-L , INS-ANA-160 , INS-ANA-140 , INS-ANA-200 , INS-ANA-300 , MP-LMRC-180 | Klasa I | Premium ONE Instrumentat Kirurgjikal, EKSKTRAKTOR IMPLANTI I VOGEL, EKSKTRAKTOR IMPLANTI I MESEM, EKSKTRAKTOR IMPLANTI I MADH, DOREZE PER VENDOSJEN MANUALE TE IMPLANTEVE, KACAVIDE E SHKURTER JO MBAJTESE PER IMPLANTE PRE-KOH D.3.30-3.80MM , KACAVIDE E GJATE JO MBAJTESE PER IMPLANTE PRE-KOH D.3.30-3.80MM , KACAVIDE E SHKURTER PER MONKON LOCATOR , KACAVIDE E GJATE PER MONKON LOCATOR, MONTUES CELES STOP, KACAVIDE KIRURGJIKALE SHUME E SHKURTER PER VIDAT LIDHESE, KACAVIDE KIRURGJIKALE E SHKURTER PER VIDAT LIDHESE, KACAVIDE KIRURGJIKALE E GJATE PER VIDAT LIDHESE, KACAVIDE PROTETIKE E SHKURTER PER VIDAT LIDHESE, KACAVIDE KIRURGJIKALE SHUME E GJATE PER VIDAT LIDHESE , KACAVIDE PER KAP TITANI CAP TIT-1 , KRIKET I KONTROLLUESHEM PER KACAVIDAT 10-70 NCM , ZGJATUES PER KACAVIDAT E IMPLANTEVE EXTENSION FOR HAND SCREWDRIVER BONE TAPS, MOUNTERS, L13MM , ZGJATUES PER KACAVIDA, BONE TAPS, SCREWDRIVERS, MOUNTERS , SHTRENGUES DORE PER INSTRUMENTAT WITH HEX FOR TORQUE RATCHET , KACAVIDE PER ABATMENT- , KACAVIDE PER ATASHMENT ME KOKE CILINDRIKE, FOR RATCHET USE , BARTESE PER ABATMENT ME KEND SISTEMI PAD, TRUPI KRYESOR I PARALELOMETRIT, INSERTUES PARALELOMETRI PREMIUM ONE, GJILPER PER ANALOGE DIGJITALE , INSTRUMENT I FUTJES ANALOGE DIGJITALE M 1,8 , INSTRUMENT I FUTJES ANALOGE DIGJITALE M 1,8 LONG , INSTRUMENT I FUTJES ANALOGE DIGJITALE M 1,6 , INSTRUMENT I FUTJES ANALOGE DIGJITALE M 1,4 , INSTRUMENT I FUTJES ANALOGE DIGJITALE M 2 , INSTRUMENT I FUTJES ANALOGE DIGJITALE M 3 , MATES THELLESIE M 1,8 | Pajisje dentare
15480 | Trays, BEGO Semados® Tr 58347, BEGO Semados® Tr 58349, BEGO SEMADOS® Tr 58350, BEGO SEMADOS® Tr 58351, BEGOSemados®Tr58352, BEGO Semados® Tr 58353, BEGO Semados® DSTr 58354, BEGO Semados® DSTr 58356, BEGO SEMADOS® PKTr 58357, BEGO Guide Tr 58386, BEGO Guide Tr 58387, BEGO Semados® Tr 58388 | Dorina Mele CO | 2023-12-07T00:00:00.000+01:00 | BEGO Implant Systems GmbH & Co. KG, Wilhelm-Herbst-Str. 1, 28359 Bremen, Deutschland | N/A, 58347, 58349, 58350, 58351, 58352, 58353, 58354, 58356, 58357, 58386, 58387, 58388 | Klasa I | Instrumenta dentare | Pajisje dentare
15481 | Impression Sets, Sub-Dentopentrayimpression, Sub-Dent closed tray impression, Sub-Dent open tray impression, OPEN TRAY IMPRESSION, IMPRESSION POST CAPS, MULTIPLUS CLOSED TRAY IMPRESSION, EASY-CON IMPRESSION COPING, PS CTI 57773, PS OTI 57774, PS CTI 57799, PS CTI 57800, PS CTI 57801, PS CTI 57802, PS OTI 57803, PS OTI 57804, PS OTI 57805, PS OTI 57806, PS IC 58231, PS IC 58232, PS OTI 58306, PS OTI 58307, PS OTI 58308, PS OTI 58309, PS CT I58316, PS OTI 58317 | Dorina Mele CO | 2023-12-07T00:00:00.000+01:00 | BEGO Implant Systems GmbH & Co. KG, Wilhelm-Herbst-Str. 1, 28359 Bremen, Deutschland | N/A, 55539, 55540, 55551, 55617, 55618, 55619, 55620, 55860, 55861, 56500, 56959, 57113, 57522, 57523, 57554, 57751, 57773, 57774, 57799, 57800, 57801, 57802, 57803, 57804, 57805, 57806, 58231, 58232, 58306, 58307, 58308, 58309, 58316, 58317 | Klasa I | Materiale dentare per marrje mase. | Pajisje dentare
15522 | DRILL STOPS, BEGO GUIDE DRILL STOP RING CONNECTOR | Dorina Mele CO | 2023-12-07T00:00:00.000+01:00 | BEGO Implant Systems GmbH & Co. KG, Wilhelm-Herbst-Str. 1, 28359 Bremen, Deutschland | N/A, 55715, 55804, 55810, 55910, 57456, 57457, 57476, 57477, 57478, 57479, 57480 | Klasa I | Instrumenta dentare | Pajisje dentare
15482 | CAD Positioner / Scan Support, SUB-TEC CAD POSITIONER, CAD SP 58191, CAD SP 58192, CAD SP 58193, CAD SP 58194, PS CADP 58250, PS CADP 58251, PS CADP 58252, PS CADP 58253, PS CADP 58254, CADP MultiPlus 58255, CADP 58256 | Dorina Mele CO | 2023-12-07T00:00:00.000+01:00 | BEGO Implant Systems GmbH & Co. KG, Wilhelm-Herbst-Str. 1, 28359 Bremen, Deutschland | N/A, 57060, 58191, 58192, 58193, 58194, 58250, 58251, 58252, 58253, 58254, 58255, 58256 | Klasa I | Pajisje laborator dentare. | Pajisje dentare
15629 | PRO-ULTRA NEWTRON Handpiece, NEWTRON KING Handpiece, SUPRASSON Handpiece, PIEZOTOME CUBE (control consoles (ultrasonic, air polishing and / or motor) with associated sterile and non-sterile accessories for dentistry ( conventional and or intraoral surgery), PIEZOTOME CUBE, Sterile and non-sterile tips for intraoral surgery, Bone Surgery II Kit - F87509, Sinus Lift II Kit - F87519, lntralift II Kit - F87536, Extraction II Kit - F87546, Crown Extension II Kit - F87554, Crest Splitting II Kit - F87567, Piezocision II Kit - F87576, Essential II Kit - F87528, BS1LII + Flat Key - F87527, IMPLANT CENTER 2 (Control consoles (ultrasonic, air polishing and / or motor) with associated sterile and non-sterile accessories for dentistry (conventional and or intraoral surgery), IMPLANT CENTER 2 , IMPLANT CENTER 2, Non-sterile tips for bone and bone substitute surgery , KIT CMF NON STERILE -F57803, KIT RHS BASIC M+ N STER -F87681, KIT RHS EXPERT M+ N STER - F87689, Sterile and non-sterile tips for intraoral surgery Procedure Packs, Pack Piezotome 2- F87523, Pack Bone surgery 2 - F87500, Pack SL sinus lift 2 - F87510, Pack Intralift 2 - F87530, Pack extraction 2- F87540, | Rodio Pharma | 2023-12-07T00:00:00.000+01:00 | Satelec A Company of ACTEON Group, 17 avenue Gustave Eiffel, ZI du Phare, 33700 MERIGNAC FRANCE | F12289, F12298, F12200, F12206, F12207, na, F50100, F50101, F50102, F50103, F50104, F50106, F50108, F50110, F50111, F50112, F50113, F50117, F50118, F50119, F50120, NA, BS2LII, BS5 II, SU II, SL2 II, SLS II, TKW5 II, LC2LII, LC2R II, CE2 II, CS2 II, CS3 II, CS4 II, PZ2RII, BSISII, SU II, SL2 11, SL3 II, BSL1 II, M+ FLAT KEY, F27168, F27171, F27172, F27200, F27201, F27202, F27203, F27205, BS1L M+, BS2L XL M+, BS2R XL M+, BS1 RD M+, SL1 M+, BS4 M+, RHS2Fb M+, RHS2Hb M+, RHS3L M+, RHS5 M+, RHS1 M+, RHS3R M+, RHS6 M+, RHS4R M+, RHS4L M+, PIEZOTOME LED (Handpiece) , BS1S II, BS2L II, BS2R II, BS4 II, SL1 II, SL4 II, SL5 II, TKW1 II, TKW2 II, TKW3 II, TKW4 II, LC1 II, LC2L II, NINJA II, PIEZOTOME LED (Handpiece), BS6 II, CE1 II, CE3 II, CS1 II, C52 II, CS5 II, CS6 II, PZ1 II, PZ2LII, PZ2R II, PZ3 II, BS1 S II, LC2 II, F12101, F12256, F12252, F12276, F12277, F12279, F12281, F12251, F12291, F12297, F12288 | Klasa IIb, Klasa IIa | Pajise ultrasonike qe perdoret per procedura dentare., Pajisje mjekesore qe perdoret ne kirurgjine dentare., Pajisje qe perdoret per një sërë procedurash si operacione para-implantuese dhe implantare, periodontikë, endodontikë, profilaksike, restauruese., Instrumenta jo sterile qe perdoren per kirurgjine e gojes., Instrumenta steril dhe jo sterile qe perdoren per kirurgjine e gojes. | Pajisje dentare
Pack crown extension 2 - F87550, Pack crest splitting 2 - F87560, Pack Piezocision II - F87570, Pack essential II - F87529, NEWTRON (Handpiece) - SUPRASSON (Handpiece) (Sterile and non-sterile dental ultrasonic handpieces), ULTRAWAVE Handpiece, YOSHIDA Handpiece, NEWTRON Handpiece, VDW Handpiece
15558 | Mono Fixture Mini Smooth, Zygoma Abutment Screw, Zygoma Healing Abutment Screw, Dental Implant System, Bone Level Implants, Abutments, Screws, Solid Caps, Bone Level Mini Fixture Straight, Mono Fixture Regular Rough, Bone Level Fixture Hybrid, Bone Level Fixture Aggressor, Bone Level Mini Couple Abutment, Bone Level Couple Abutment | Implantswiss Albania | 2023-12-06T00:00:00.000+01:00 | NOVODENT SA - Y-Parch Technopole Avenue des Sciences 11 CH-1400, Yverdon-les-Bains, Switzerland | MR3715-B - Ti6AI4V ELI, MR3717-B - Ti6AI4V ELI, MR4108 - Ti6AI4V ELI, MR4110 - Ti6AI4V ELI, MR4112 - Ti6AI4V ELI, MR4115 - Ti6AI4V ELI, MR4117 - Ti6AI4V ELI, MR4908 - Ti6AI4V ELI, MR4910 - Ti6AI4V ELI, MR4912 - Ti6AI4V ELI, MR4915 - Ti6AI4V ELI, MR4112-B - Ti6AI4V ELI, MR4115-B - Ti6AI4V ELI, MR4117-B - Ti6AI4V ELI, MOT4010 - Ti6AI4V ELI, MOT4012 - Ti6AI4V ELI, MOT4014 - Ti6AI4V ELI, MOT4017 - Ti6AI4V ELI, MOT4020 - Ti6AI4V ELI, MOT4023 - Ti6AI4V ELI, MOT4026 - Ti6AI4V ELI, MOT4029 - Ti6AI4V ELI, MOT4510 - Ti6AI4V ELI, MOT4512 - Ti6AI4V ELI, MOT4514 - Ti6AI4V ELI, MOT4517 - Ti6AI4V ELI, MOT4520 - Ti6AI4V ELI, MOT4523 - Ti6AI4V ELI, MOT4526 - Ti6AI4V ELI, MOT4529 - Ti6AI4V ELI, MS2710 - Ti6AI4V ELI, MS2712 - Ti6AI4V ELI, MS2714 - Ti6AI4V ELI, MS2717 - Ti6AI4V ELI, MS2720 - Ti6AI4V ELI, MS2723 - Ti6AI4V ELI, MS2726 - Ti6AI4V ELI, MS2729 - Ti6AI4V ELI, MS3510 - Ti6AI4V ELI, MS3512 - Ti6AI4V ELI, MS3514 - Ti6AI4V ELI, MS3517 - Ti6AI4V ELI, MS3520 - Ti6AI4V ELI, MS3523 - Ti6AI4V ELI, MS3526 - Ti6AI4V ELI, MS3529 - Ti6AI4V ELI, MS3532 - Ti6AI4V ELI, MS3535 - Ti6AI4V ELI, S-ZAS - Ti6AI4V ELI, S-ZMUAS - Ti6AI4V ELI, S-ZMUASL - Ti6AI4V ELI, S-ZMUASS - Ti6AI4V ELI, S-ZHAS5 - Ti6AI4V ELI, S-ZHAS7 - Ti6AI4V ELI, TD-01/2-01-01, n/a, S-BMFSR3308 - Ti6AI4V ELI, S-BMFSR3310 - Ti6AI4V ELI, S-BMFSR3312 - Ti6AI4V ELI, S-BMFSR3314 - Ti6AI4V ELI, S-BMFSR4305 - Ti-G4, S-BMFSR4306 - Ti-G4, S-BMFSR4805 - Ti-G4, S-BMFSR4806 - Ti-G4, S-BMFSR5505 - Ti-G4, S-BMFSR5506 - Ti-G4, S-BFHR3708 - Ti6AI4V ELI, S-BFHR3710 - Ti6AI4V ELI, S-BFHR3712 - Ti6AI4V ELI, S-BFHR3714 - Ti6AI4V ELI, S-BCA6540 - Ti6AI4V ELI, S-BCA6550 - Ti6AI4V ELI, S-BCA45107 - Ti6AI4V ELI, S-BCA45207 - Ti6AI4V ELI, S-BCA45307 - Ti6AI4V ELI, S-BCA45407 - Ti6AI4V ELI, S-BCA45507 - Ti6AI4V ELI, S-BCA55107 - Ti6AI4V ELI, S-BCA55207 - Ti6AI4V ELI, S-BCA55307 - Ti6AI4V ELI, S-BCA55407 - Ti6AI4V ELI, S-BCA55507 - Ti6AI4V ELI, S-BCA65107 - Ti6AI4V ELI, S-BCA65207 - Ti6AI4V ELI, S-BCA65307 - Ti6AI4V ELI, S-BCA65407 - Ti6AI4V ELI, S-BCA65507 - Ti6AI4V ELI, MR3706 - Ti6AI4V ELI, MR3708 - Ti6AI4V ELI, MR3710 - Ti6AI4V ELI, MR3712 - Ti6AI4V ELI, MR3715 - Ti6AI4V ELI, MR3717 - Ti6AI4V ELI, MR3712-B - Ti6AI4V ELI, S-BFHR4308 - Ti-G4, S-BFHR4310 - Ti-G4, S-BFHR4312 - Ti-G4, S-BFHR4314 - Ti-G4, S-BFHR4808 - Ti-G4, S-BFHR4810 - Ti-G4, S-BFHR4812 - Ti-G4, S-BFHR4814 - Ti-G4, S-BFAR3710 - Ti-G4, S-BFAR3712 - Ti-G4, S-BFAR3714 - Ti-G4, S-BFAR4310 - Ti-G4, S-BFAR4312 - Ti-G4, S-BFAR4314 - Ti-G4, S-BFAR4810 - Ti-G4, S-BFAR4812 - Ti-G4, S-BFAR4814 - Ti-G4, S-BFAR5510 - Ti-G4, S-BFAR5512 - Ti-G4, S-BFAR5514 - Ti-G4, S-BMCA3710 - Ti6AI4V ELI, S-BMCA3720 - Ti6AI4V ELI, S-BMCA3730 - Ti6AI4V ELI, S-BMCA3740 - Ti6AI4V ELI, S-BMCA3750 - Ti6AI4V ELI, S-BMCA5020 - Ti6AI4V ELI, S-BMCA5030 - Ti6AI4V ELI, S-BMCA6020 - Ti6AI4V ELI, S-BMCA6030 - Ti6AI4V ELI, S-BMCA8020 - Ti6AI4V ELI, S-BMCA8030 - Ti6AI4V ELI, S-BMCA37107 - Ti6AI4V ELI, S-BMCA37207 - Ti6AI4V ELI, S-BMCA37307 - Ti6AI4V ELI, S-BMCA37407 - Ti6AI4V ELI, S-BMCA37507 - Ti6AI4V ELI, S-BCA4510 - Ti6AI4V ELI, S-BCA4520 - Ti6AI4V ELI, S-BCA4530 - Ti6AI4V ELI, S-BCA4540 - Ti6AI4V ELI, S-BCA4550 - Ti6AI4V ELI, S-BCA5510 - Ti6AI4V ELI, S-BCA5520 - Ti6AI4V ELI, S-BCA5530 - Ti6AI4V ELI, S-BCA5540 - Ti6AI4V ELI, S-BCA5550 - Ti6AI4V ELI, S-BCA6510 - Ti6AI4V ELI, S-BCA6520 - Ti6AI4V ELI, S-BCA6530 - Ti6AI4V ELI | Klasa IIb | Implante dentare dhe komponente te ndryshem implantologjie | Pajisje dentare
15559 | BD Vacutainer 9NC 0.109 M Buffered Trisodium Citrate Plus Blood Collection Tubes 363047 | PEGASUS. | 2023-12-06T00:00:00.000+01:00 | Becton, Dickinson and Company Belliver Industrial Estate, Belliver Way, Roborough Plymouth PL6 7BP United Kingdom | 363047 | In vitro | jane tuba te mbledhjes se gjakut me bufer citrat natriumi | Pajisje te diagnostifikimit in vitro
15560 | SPLENDOR X, SQUARE EPIL, NUERA TIGHT 1ch | MONTAL | 2023-12-05T00:00:00.000+01:00 | BIOS S.r.l Via Guido Rossa, 10/12 - 20055 Vimodrone (MI) - Italy | SPLENDOR X, SQUARE EPIL, APMD145-1ch | Klasa IIb, Klasa IIa | Pajisje me radiofrekuence per diatermi dhe per stimulimin e muskujve, Sisteme mjekesore me lazer per stimulimin e muskujve | Pajisje diagnostikuese dhe terapeutike me rezatim
15566 | Ellex tango™ Ophthalmic Laser and Accessories, Model: LT5106-T | GEN - ALB FARMA | 2023-12-07T00:00:00.000+01:00 | Ellex Medical Pty Ltd 3-4 Second Avenue Mawson Lakes, South Australia 5095 AUSTRALIA | Comm S/N: TG1100 | Klasa IIb | Ellex Tango ofron trabekuloplastikë selektive me lazer (SLT) dhe aftësi YAG në një sistem të vetëm lazer të avancuar. Modaliteti i tij SLT ofron një qasje kirurgjikale inovative, jo-invazive për stimulimin e gjenerimit të qelizave të rrjetës trabekulare të shëndetshme dhe menaxhimin e presionit intraokular. | Pajisje elektromekanike
15680 | Nucleus® AOSTM Forceps for the Contour Advance® Electrode , Nucleus® BTE Template , Nucleus® CI24RE Series Array Exit Marking Template , Nucleus® CI24RE Series Implant Template , Nucleus® CI500 Series Implant Template , Nucleus® CI24RE Series Electrode Claw (Straight) , Nucleus® Contour® Electrode Claw , Nucleus® CI24RE Series Bone Recess Template , Nucleus® CI24RE Series Recess Gauge , Nucleus® CI500 Series Recess Gauge , Nucleus® CI24RE Series Surgical Instrument Kit , Nucleus® CI24RE Series Surgical Instrument Upgrade Kit , Nucleus® CI500 Series Surgical Instrument Kit , Nucleus® CI500 Series Surgical Instrument Upgrade Kit | FEDOS | 2023-12-29T00:00:00.000+01:00 | Cochlear Limited 1 University Avenue Macquarie University NSW 2109 Australia | Z60770 , Z33011 , Z33017, Z33019 , Z139273 , Z30090 , Z33021 , Z60479, Z60480 , Z139274, Z60523, Z60524, Z158021, Z145225 | Te implantueshme aktive | Elektroda qe futet në koklean e veshit të brendshëm në afërsi të fibrave nervore të dëgjimit dhe lejon stimulimin e tyre elektrik | Pajisje te implantueshme aktive
15630 | Dental Fiber Ribbon,In Fibra Ribbon H.1 Tubular (Length 50 cm), Dental Fiber Ribbon In Fibra Ribbon H.1 mm (Length 50 cm), Dental Fiber Ribbon In Fibra Ribbon H.2 mm (Length 50 cm), Dental Fiber Ribbon In Fibra Ribbon H.3 mm (Length 50 cm), Dental Fiber Ribbon In Fibra Ribbon H.4 mm (Length 50 cm), Dental Fiber Ribbon In Fibra Ribbon H.25 mm (Length 50 cm), Dental Fiber Ribbon In Fibra Ribbon Kit ( 1r rrol of each of size and 1 siccors)(Length 50cm) | MOTO-MANIA | 2023-12-07T00:00:00.000+01:00 | BIOLOREN SRL IT - 21047 SARONNO (VA) - VIA ALESSANDRO VOLTA, 59 | IF1T, IF1 , IF2, IF3, IF4, IF25, IFKIT5 | Klasa IIa | FIBRA DENTARE | Pajisje dentare
15631 | Endodontic posts,Glass Fiber Post Cylindrical 0,8 mm, Endodontic posts,Glass Fiber Post Cylindrical 1,0 mm, Endodontic posts,Glass Fiber Post Cylindrical 1,2 mm, Endodontic posts,Glass Fiber Post Cylindrical 1,4 mm, Endodontic posts,Glass Fiber Post Cylindrical 1,7 mm, Endodontic posts,Glass Fiber Post Cylindrical kit (40 posts), Endodontic posts,Traslucent Fiber Post Cylindrical 0,8 mm, Endodontic posts,Traslucent Fiber Post Cylindrical 1,0 mm, Endodontic posts,Traslucent Fiber Post Cylindrical 1,2 mm, Endodontic posts,Traslucent Fiber Post Cylindrical 1,4 mm, Endodontic posts,Traslucent Fiber Post Cylindrical 1,7 mm, Endodontic posts,Traslucent Fiber Post Cylindrical kit (40 posts), Endodontic posts,Carbon Fiber Post Cylindrical 0,8 mm, Endodontic posts,Carbon Fiber Post Cylindrical 1,0 mm, Endodontic posts,Carbon Fiber Post Cylindrical 1,2 mm, Endodontic posts,Carbon Fiber Post Cylindrical 1,4 mm, Endodontic posts,Carbon Fiber Post Cylindrical 1,7mm, Endodontic posts,Carbon Fiber Post Cylindrical kit (40 posts), Endodontic posts,Glass Fiber Post Conical 0,8 - 1,25 mm. 2%, Endodontic posts,Glass Fiber Post Conical 1,0 - 1,45 mm. 2%, Endodontic posts,Glass Fiber Post Conical 1,2 - 1,65 mm. 2%, Endodontic posts,Glass Fiber Post Conical 1,4 - 1,85 mm. 2%, Endodontic posts,Glass Fiber Post Conical kit 2% (40 posts), Endodontic posts,Traslucent Fiber Post Conical 0,8 - 1,25 mm. 2%, Endodontic posts,Traslucent Fiber Post Conical 1,0- 1,45 mm. 2%, Endodontic posts,Traslucent Fiber Post Conical 1,2 - 1,65 mm. 2%, Endodontic posts,Traslucent Fiber Post Conical 1,4 - 1,85 mm. 2%, Endodontic posts,Traslucent Fiber Post Conical kit 2% (40 posts), Endodontic posts,Carbon Fiber Post Conical 0,8 - 1,25 mm. 2%, Endodontic posts,Carbon Fiber Post Conical 1,0 - 1,45 mm. 2%, Endodontic posts,Carbon Fiber Post Conical 1,2 - 1,65 mm. 2%, Endodontic posts,Carbon Fiber Post Conical 1,4 - 1,85 mm. 2%, Endodontic posts,Carbon Fiber Post Conical kit 2°f (40 posts) | MOTO-MANIA | 2023-12-07T00:00:00.000+01:00 | BIOLOREN SRL IT - 21047 SARONNO (VA) - VIA ALESSANDRO VOLTA, 59 | WPCY 08, WPCY 10, WPCY 12, WPCY 14, WPCY 17, WPCY 40, TPCY 08, TPCY 10, TPCY 12, TPCY 14, TPCY 17, TPCY 40, CPCY 08, CPCY 10, CPCY 12, CPCY 14, CPCY 17, CPCY 40, WPCO 2 08, WPCO 2 10, WPCO 2 12, WPCO 2 14, WPCO 2 40, TPCO 2 08, TPCO 2 10, TPCO 2 12, TPCO 2 14, TPCO 2 40, CPCO 2 08, CPCO 2 10, CPCO 2 12, CPCO 2 14, CPCO 2 40 | Klasa IIa | VIDA ENDODOINTIKE DENTARE | Pajisje dentare
15486 | Endo File Remover TFRK-L | MOTO-MANIA | 2023-12-07T00:00:00.000+01:00 | Guilin Woodpecker Medical Instrument Co.,Ltd.Add , Information Industrial Park,Guilin National High-Tech Zone,Guilin,Guangxi, 541004 P.R.China | Endo File Remover TFRK-L | Klasa I | Instrumenta Dentar | Pajisje dentare
15523 | Dental Explorer, TFRK-ME, TFRK- GPR | MOTO-MANIA | 2023-12-07T00:00:00.000+01:00 | Guilin Woodpecker Medical Instrument Co.,Ltd.Add , Information Industrial Park,Guilin National High-Tech Zone,Guilin,Guangxi, 541004 P.R.China | Dental Explorer, TFRK-ME, TFRK- GPR | Klasa I | Instrumenta Dentar | Pajisje dentare
15571 | Dental Diode laser device,Dental Laser Tip ,BT8-TIP,DT30-TIP,DT20-TIP,DT15-TIP,WHITENING TIP,MF2-14,MF2-20,MF3-4,MF3-9,MF4-4,MF4-9 | MOTO-MANIA | 2023-12-07T00:00:00.000+01:00 | Guilin Woodpecker Medical Instrument Co.,Ltd.Add , Information Industrial Park,Guilin National High-Tech Zone,Guilin,Guangxi, 541004 P.R.China | Dental Diode laser device,Dental Laser Tip ,BT8-TIP,DT30-TIP,DT20-TIP,DT15-TIP,WHITENING TIP,MF2-14,MF2-20,MF3-4,MF3-9,MF4-4,MF4-9 | Klasa IIb | Tipsa Lazeri Dentare | Pajisje dentare
15572 | Tips of ultrasonic scalers,E87,E88,E89,ED88,ED87,ED89,Kit BFRT Broken file removal Woodpecker type 31.01.17.209.KIT BFRT Broken file removal DTE type 31.01.17.248 | MOTO-MANIA | 2023-12-07T00:00:00.000+01:00 | Guilin Woodpecker Medical Instrument Co.,Ltd.Add , Information Industrial Park,Guilin National High-Tech Zone,Guilin,Guangxi, 541004 P.R.China | Tips of ultrasonic scalers,E87,E88,E89,ED88,ED87,ED89,Kit BFRT Broken file removal Woodpecker type 31.01.17.209.KIT BFRT Broken file removal DTE type 31.01.17.248 | Klasa IIa | Instrumenta Dentar | Pajisje dentare
15487 | Racestyptine Solution-13ml/Gingival retraction solution | EURODENTA | 2023-12-07T00:00:00.000+01:00 | SEPTODONT 58 rue du Pont de Creteil 94107 SAINT MAUR DES FOSSES CEDEX FRANCE | 196S/13 | Klasa I | Tretesire per terheqjen e gingivave | Pajisje dentare
15580 | Cochlear™ Magnet (1/2 (I), Brown), Cochlear™ Magnet (1 (I), Black), Cochlear™ Magnet (2 (I), Brown), Cochlear™ Magnet (1/2 (I), Black), Cochlear™ Magnet (3 (I), Sand), Cochlear™ Magnet (2 (I), Black), Cochlear™ Magnet (1 (I), Sand), Cochlear™ Magnet (2 (I), Sand), Cochlear™ Magnet (4 (I), Sand), Cochlear™ Magnet (4 (I), Brown), Cochlear™ Magnet (1 (I), Brown), Cochlear™ Magnet (4 (I), Black), Cochlear™ Magnet (3 (I), Black), Cochlear™ Magnet (1/2 (I), Sand), Cochlear™ Magnet (3 (I), Brown), Cochlear™ Magnet (5(I), Sand), Cochlear™ Magnet (5(I), Black), Cochlear™ Magnet (5(I), Brown) | FEDOS | 2024-01-03T00:00:00.000+01:00 | Cochlear Limited 1 University Avenue Macquarie University NSW 2109 Australia | P1473233, P1473237, P1473239, P1473246, P1473247, P1473250, P1473253, P1473255, P1473262, P1473263, P1473272, P1473277, P1473283, P1473289, P1473296, P1623191, P1623215, P1623216 | Klasa I | Magnet per te mbajtur impjantin e degjimit gjate aktivitet normal ne perditshmeri | Tjeter
15581 | Color Doppler Ultrasound System-ViV 60 (with probes: 3C6CD, 6C1CD, 7L4CD, 7L5CF, 3P2CA,4V4CD, 6E1CDSC) | T R I M E D | 2023-12-12T00:00:00.000+01:00 | Wuhan Zoncare Bio-Medical Electronics Co., Ltd. #380, High-tech 2nd Road, Eastlake high-tech District, Wuhan, Hubei, P. R. China | NA | Klasa IIa | Pajisje mjekësore që përdoret nga staf mjekësor i kualifikuar për diagnostikimin me ultratinguj. | Tjeter
15582 | Pulse Oximeter (Including accessories) | BIOMETRIC ALBANIA | 2023-12-12T00:00:00.000+01:00 | Shenzhen Mindray Bio-Medical Electronics Co., Ltd. - Adresa: Mindray Building, Keji 12th Road South, Hi-tech Industrial Park, Nanshan, Shenzhen, 518057, P. R. China | PM-60 | Klasa IIb | Oksimeter per matjen e pulsit | Produkte per institucione te kujdesit shendetesor
15583 | Electrocardiograph (Including Accessories) | BIOMETRIC ALBANIA | 2023-12-12T00:00:00.000+01:00 | Shenzhen Mindray Bio-Medical Electronics Co., Ltd. - Adresa: Mindray Building, Keji 12th Road South, Hi-tech Industrial Park, Nanshan, Shenzhen, 518057, P. R. China | BeneHeart R3, BeneHeart R3A | Klasa IIa | Elektrokardiografi per matjen e pulseve elektrike te zemres | Produkte per institucione te kujdesit shendetesor
15584 | Cochlear Nucleus 7 Headband (XS, Vanilla), Cochlear Nucleus 7 Headband (XS, Grey), Cochlear Nucleus 7 Headband (XS, Black), Cochlear Nucleus 7 Headband (S, Vanilla), Cochlear Nucleus 7 Headband (S, Grey), Cochlear Nucleus 7 Headband (S, Black) | FEDOS | 2023-12-29T00:00:00.000+01:00 | Cochlear Limited 1 University Avenue Macquarie University NSW 2109 Australia | P1335209, P1335210, P1335211, P1335212, P1335213, P1335214 | Klasa I | Shirite koke me permasa dhe ngjyra te ndryshme | Tjeter
15598 | Cochlear™ Magnet (5M), Cochlear™ Magnet (6M), Kanso® Magnet (I) (5) | FEDOS | 2024-01-03T00:00:00.000+01:00 | Cochlear Limited 1 University Avenue Macquarie University NSW 2109 Australia | P1434378, P1434379, P1540176 | Klasa I | Magnet per te mbajtur impjantin e degjimit gjate aktivitet normal ne perditshmeri | Tjeter
15585 | Cochlear™ MRI Kit, Cochlear™ Osia® MRI Kit | FEDOS | 2023-12-29T00:00:00.000+01:00 | Cochlear Limited 1 University Avenue Macquarie University NSW 2109 Australia | P1502753, P1678275 | Klasa I | Kit qe parandalon zhvendosjen e magnetit të implantit gjate rezonances magnetike | Tjeter
15599 | Singderm Sterile Modified Sodium Hyaluronate gel for injection ; Crosslinking DVS , with containing lidocaine =0.3%, UPHA 1ml , UPHA 2ml, UPHA 10 ml | ANZA GROUP | 2023-12-18T00:00:00.000+01:00 | Hangzhou Singclean Medical Products Co.,Ltd. No.125 (E), 10th Street, Hangzhou Economic and Technological Development Zone, Zhejiang, China 310018 | 24 mg/ml and 1 ml , 2 ml, 10 ml with 27G/26G needle/without needle | Klasa III | UPHA është një xhel mbushës i bazuar në acidin hialuronik i krijuar posaçërisht për rikthimin e vëllimeve të fytyrës. Është një acid hialuronik (NASHA) i sintezës jo-kafshë | Tjeter
15600 | Freedom Solo Sizer Set | AGS Corporation | 2023-12-12T00:00:00.000+01:00 | Corcym S.r.l Via Cresentino sn 13040 Saluggia (VC) ITALY | ICV1237 | Klasa IIa | Aksesore per Valvula Aortale Biologjike | Pajisje te implantueshme aktive
15498 | Video Laryngoscope / VL3R, VL3D, VL3REX,VL3DEX,VL4R,VL4D,VL4REX, Video Laryngoscope / VL4DEX,VL3N,VL4N,VLRM,VLDM,VL3H, VL3S,VLMCF | MSE | 2023-12-12T00:00:00.000+01:00 | Shenzhen HugeMed Medical Technical Development Co., Ltd 415, 416-1, 516-1, Building 2, No.1, Mawu Road, Baoan Community, Yuanshan Street, Longgang District, Shenzhen, Guangdong, 518115, China | VL3R, VL3D, VL3REX,VL3DEX,VL4R,VL4D,VL4REX, VL4DEX,VL3N,VL4N,VLRM,VLDM,VL3H,VL3S,VLMCF | Klasa I | Videolaringoskope | Tjeter
15586 | Latex Surgical Gloves | BIOMETRIC ALBANIA | 2023-12-12T00:00:00.000+01:00 | IDEAL MEDICAL INDUSTRIES CO., LTD. - Adresa: Rm. LUTIAN BASE, POYANG INDUSTRIAL ZONE, POYANG, SHANGRAO, 333100 JIANGXI PROV.,People's Republic of China | Size: 6; 6.5; 7; 7.5; 8; 8.5; 9 | Klasa IIa | Doreza kirurgjikale lateksi | Produkte per institucione te kujdesit shendetesor
15561 | Grintuss Pediatric | GLOBALSHER | 2023-12-07T00:00:00.000+01:00 | Aboca S.p.A. Società Agricola, Loc. Aboca 20 – 52037, Sansepolcro (AR) – Italy | 8032472024071 | Klasa IIa | Grintuss Pediatric eshte nje pajisje mjekesore, ne forme shurupi, e cila perdoret per trajtimin e kolles se thate dhe me sekrecione, per femije. | Pajisje terapie komplementare
15562 | Grintuss Adult | GLOBALSHER | 2023-12-07T00:00:00.000+01:00 | Aboca S.p.A. Società Agricola, Loc. Aboca 20 – 52037, Sansepolcro (AR) – Italy | 8032472024064 | Klasa IIa | Grintuss Adult eshte nje pajisje mjekesore, ne forme shurupi, e cila perdoret per trajtimin e kolles se thate dhe me sekrecione, per te rritur dhe femije nga mosha 12 vjeç e siper. | Pajisje terapie komplementare
15568 | HDV Ab | BIOMETRIC ALBANIA | 2023-12-12T00:00:00.000+01:00 | DIA.PRO DIAGNOSTIC BIOPROBES S.R.L. - Adresa:VIA G. CARDUCCI N° 27 – 20099 SESTO SAN GIOVANNI, (MILANO) – ITALY | DAB.CE (96 tests) | In vitro | Reagent dhe Reaksione per percaktimin e Hepatitit D | Pajisje te diagnostifikimit in vitro
15573 | HAV IgM | BIOMETRIC ALBANIA | 2023-12-12T00:00:00.000+01:00 | DIA.PRO DIAGNOSTIC BIOPROBES S.R.L. - Adresa: VIA G. CARDUCCI N 27 – 20099 SESTO SAN GIOVANNI (MILANO) – ITALY | AVM.CE (96 tests) | In vitro | Analize enzimatike per percaktimin e trupave IgM ne virusin A te Hepatitit | Pajisje te diagnostifikimit in vitro
15620 | MARIMER ISOTONIC SEA WATER SOLUTION, NASAL SPRAY , SPRAY OF 100 ML IN BOX | CFO PHARMA | 2023-12-26T00:00:00.000+01:00 | LABORATOIRES GILBERT, 928 AVENUE DU GENERAL DE GAULLE, 14200 HEROUVILLE SAINT - CLAIR, FRANCE | 09646-100-14-0001 | Klasa IIa | SOLUCION NATYRAL I CILI PERDORET PER PASTRIMIN E SEKRECIONEVE NGA HUNDET, PER TE LEHTESUAR FRYMEMARRJEN DHE MBRON NE MENYRE NATYRALE MUKOZEN E HUNDEVE DUKE RIVENDOSUR LAGESHTINE NATYRALE TE SAJ. | Tjeter
15574 | HEV IgM | BIOMETRIC ALBANIA | 2023-12-12T00:00:00.000+01:00 | DIA.PRO DIAGNOSTIC BIOPROBES S.R.L. - Adresa: VIA G.CARDUCCI N 27 – 20099 SESTO SAN GIOVANNI (MILANO) – ITALY | EVM.CE (96 tests) | In vitro | Analize enzimatike per percaktimin e trupave IgM ne virusin e Hepatitit | Pajisje te diagnostifikimit in vitro
15601 | DIERS formetric III 4D, DIERS pedogait, DIERS leg axis, DIERS leg axis lateral | MONTAL | 2023-12-12T00:00:00.000+01:00 | DIERS International GmbH. Dillenbergweg 4 , 65388 Schlangenbad, GERMANY. SRN: DE-MF-0000 14266 | DIERS formetric III 4D, DIERS pedogait, DIERS leg axis, DIERS leg axis lateral | Im | Pajisje analitike per diagnostikimin e semundjeve te sistemit skeleto-muskulor | Pajisje elektromekanike
15621 | LoFlo Accessories, Carbon Dioxide Sampling Nasal Oxygen Cannula; Gas sampling/monitoring respiratory tubing, single use, non-sterile; Gas Analyzer Tubing Set, Dehumidification, Single Use, LoFlo CO2 Sampling O2 Delivery Cannula ADULT NASAL, LoFlo CO2 Sampling O2 Delivery Cannula PEDIATRIC NASAL, LoFlo CO2 Sampling O2 Delivery Cannula PEDIATRIC ORAL/NASAL, LoFlo CO2 Sampling O2 Delivery Cannula INFANT/NEONATAL NASAL, LoFlo Airway Adapter Kit ADULT/PEDIATRIC, LoFlo Airway Adapter Kit w/ Dehumidification Tubing Adult/Pediatric, LoFlo Airway Adapter Kit, INFANT/NEONATAL, LoFlo Airway Adapter Kit w/Dehumidification Tubing INFANT/NEONATAL | Health & Light | 2023-12-13T00:00:00.000+01:00 | Respironics Novametrix, LLC/2271 Cosmos Court,Carlsbad, California, 92011, USA | NA, 3469ADU-00, 3469PED-00, 3471PED-00, 3469INF-00, 3472ADU-00, 3473ADU-00, 3472INF-00, 3473INF-00 | Klasa IIa | Aksesorë LoFlo, Kanula e oksigjenit për marrjen e mostrave të dioksidit të karbonit; Tuba respiratore për marrjen e mostrave/monitorimit të gazit, një përdorim, jo steril; Set tubash analizues gazi, delagëzim, një përdorim, Kanjula nazale loFlo per administrim O2 me mundesi marrje mostre CO2, per Adult., Kanjula nazale loFlo per administrim O2 me mundesi marrje mostre CO2, per pediatrik., Kanjula Oronazale loFlo per administrim O2 me mundesi marrje mostre CO2, per pediatrik., Kanjula nazale loFlo per administrim O2 me mundesi marrje mostre CO2, per Infant/Neonatal., LoFlo Kit Adaptimi per rruget ajrore Adult/Pediatrik, LoFlo Kit Adaptimi me tuba dehumidifikimi per rruget ajrore Adult/Pediatrik, LoFlo Kit Adaptimi per rruget ajrore Infant/Neonatal, LoFlo Kit Adaptimi me tuba dehumidifikimi per rruget ajrore Infant/Neonatal | Pajisje anestezie dhe respiratore
15632 | PERMA-HAND™ Braided Silk Non-Absorbable Suture, PERMA-HAND™ Virgin Silk Non-Absorbable Suture | E v i t a | 2023-12-18T00:00:00.000+01:00 | Ethicon, LLC, Guaynabo 475 C Street Los Frailes Industrial Park Suite 401 Guaynabo, Puerto Rico 00969 USA | P853H, P854H, SA63T, SA64T, SA65T, SA66G, W191, W192, W192G, W193, W193G, W194, W194G, W195, W195G, W196, W196G, W199, W199G, W202, W203, W204, W205, W211, W212, W213, W214, W215, W222, W223, W224, W225, W260, W261, W261G, W529H, W593, W606, W606G, W6327, W640, W641, W812, W815, W816, W888, W562H, 1639H, 1675H, 1676H, 1780G, 18507G, 18529G, 18530G, 18534G, 639H, 681H, 706H, 711H, 735H, 765G, 766G, 768G, 769G, 780G, 783G, 786G, 8PA3544YD, C016G, C017G, C3D, C53D, C84D, ECC3543G, EH6715E, EH6717E, EH6722E, EH6723E, EH6834E, EH6835E, EH6836E, EH6837E, EH6839E, EH7434G, EH7435G, EH7440G, EH7457G, EH7464G, EH7724H, EH7983G, F2228, F2229, F2242, F623, F711, F781, F783, FK802, FK803, FK870, FK889, FV768, FV769, FV7771, FW529, FW587, FW622, FW775, K802H, K803H, K804H, K831H, K836H, K842H, K846H, K853H, K854H, K861H, K889H, K890H, K936H, K951H, N271H, N272H, P7228H | Klasa III | Penj per qepje kirkrgjikale, te paabsorbueshme | Pajisje nje perdorimeshe
15612 | PERMA-HAND™ Virgin Silk Non-Absorbable Suture, PERMA-HAND™ Braided Silk Non-Absorbable Suture | E v i t a | 2023-12-18T00:00:00.000+01:00 | Ethicon, LLC Highway 183 Km 8.3 San Lorenzo Puerto Rico, 00754 USA | K872H, K873H, K880H, K881H, K882H, K883H, K891H, K942H, K945G, K952H, K953H, K954H, K963G, K964H, LA53G, LA54G, LA55G, N266H, N267H, P1690H, P1691H, P337H, P683H, P685H, U7058, U7059, W1759, W1782, W1784, W1814, W1819, W1820, W2500T, W2501T, W2502T, W2504T, W2505T, W2506T, W2508T, W2510T, W2511T, W2512T, W2523T, W2524T, W2793, W321H, W327H, W328H, W329H, W333H, W334H, W338H, W468H, W500H, W501H, W502H, W503H, W505, W508, W509, W509G, W528H, W535, W536H, W537H, W545H, W546H, W549H, W552, W570H, W571H, W576, W576G, W577H, W578H, W580, W581, W582, W583, W584, W584G, W586H, W587H, W595, W596, W598H, W604, W604G, W605, W622H, W635, W635G, W666H, W667H, W670, W671, W672, W672G, W723H, W765, W766, W767, W775H, W782H, W789H, W790H, W791, W792, W793, W793G, W794, W794G, W811, W817, W818, W818G, W819, W870, W936, W936G, W959, WS365H, WS366H, WS367H, WS379H, WS383H, WS384H, 1684G, 1684H, 1687G, 1689H, 18501G, 18502G, 18505G, 18508G, 18509G, 18514G, 18515G, 1925G, 1984G, 413H, 423H, 424H, 443H, 446H, 4796G, 486H, 580H, 583H, 590H, 591H, 621H, 622H, 623H, 624H, 629G, 629H, 632G, 632H, 640G, 640H, 641G, 641H, 673H, 675H, 677G, 678G, 678H, 679H, 680H, 682G, 682H, 683G, 683H, 684G, 684H, 685G, 685H, 7093H, 719G, 719H, 7342H, 7343H, 7344H, 734G, 734H, 735G, 736G, 736H, 737G, 737H, 739H, 789G, C012G, C013G, E4103S, EH7149G, EH7343H, EH7344H, EH7345H, EH7547G, EH7547H, EH7552H, EH7557H, EH7560H, EH7633H, EH7660H, EH7763H, F1222, F2221, F2223, F2226, F2231, F2233, F2243, F2243H, F2251, F682, F683, F736, FK831, FK890, FK9420, FK9430, FW321, FW328, FW333, FW334, FW500, FW501, FW502, FW503, FW528, FW577, FW577H, FW680, K831H, K832H, K833H, K834H, K835H, K843H, K844H, K845H, K852H, K870H, K871H, 1588H, 1676G, 1677G, 1677H, 1677SLH, 1678H, 1679H | Klasa III | Penj per qepje kirurgjikale, te paabsorbueshme | Pajisje nje perdorimeshe
15602 | Cochlear™ CI500 Series Non-Sterile Silicone Implant Template | FEDOS | 2023-12-29T00:00:00.000+01:00 | Cochlear Limited 1 University Avenue Macquarie University NSW 2109 Australia | Z179609 | Klasa I | Seria kokleare CI500 per modelin e implantit silikon | Tjeter
15622 | PERMA-HAND™ Braided Silk Non-Absorbable Suture | E v i t a | 2023-12-18T00:00:00.000+01:00 | Johnson & Johnson International c/o European Logistics Centre Leonardo Da Vincilaan, 15 BE-1831 Diegem Belgium | EH6712H, EH6713H, EH6714H, EH6716H, EH6724H, EH6725E, EH6726E, EH6765H, EH6768H, EH6802H, EH6823H, EH6824H, EH6825H, EH6826H, EH6827H, EH6833H, F4202, F4203, F4204, F4205, F4206, F4208, F4220, L191, L193, L194, L195, L196, L199 | Klasa III | Penj per qepje kirurgjikale, te paabsorbueshme | Pajisje nje perdorimeshe
15633 | AxiumTM Prime Detachable Coil System Axium Prime Bare Platinium 3D, AxiumTM Prime Detachable Coil System Axium Prime bare Platinium Helix, AxiumTM Prime Detachable Coil System Axium Prime Frame Complex | O.E.S DISTRIMED | 2023-12-18T00:00:00.000+01:00 | Micro Therapeutics Inc,d/b/a ev3 Neurovascular 9775 Toledo Way,Irvine,CA 92618 United States | APB-1-1-HX-ES, APB-1-2-HX-ES, APB-1-3-HX-ES, APB-1.5-1-HX-ES, APB-1.5-2-HX-ES, APB-1.5-3-HX-ES, APB-1.5-4-HX-ES, APB-2-1-HX-ES, APB-2-2-HX-ES, APB-2-3-HX-ES, APB-2-4-HX-ES, APB-2-6-HX-ES, APB-2-8-HX-ES, APB-2.5-3-HX-ES, APB-2.5-4-HX-ES, APB-2.5-6-HX-ES, APB-2.5-8-HX-ES, APB-3-4-HX-ES, APB-3-6-HX-ES, APB-3-8-HX-ES, APB-3-10-HX-ES, APB-4-6-HX-SS, APB-4-8-HX-SS, APB-4-10-HX-SS, APB-4-12-HX-SS, APB-5-10-HX-SS, APB-5-15-HX-SS, APB-5-20-HX-SS, APB-6-12-HX-SS, APB-6-20-HX-SS, APB-1-2-3D-ES, APB-1-3-3D-ES, FC-8-15-3D, FC-8-20-3D, FC-8-30-3D, FC-9-20-3D, FC-9-30-3D, FC-10-20-3D, FC-10-30-3D, FC-10-40-3D, FC-12-30-3D, FC-12-40-3D, FC-12-50-3D, FC-14-30-3D, FC-14-40-3D, FC-14-50-3D, FC-16-40-3D, FC-16-50-3D, FC-18-40-3D, FC-18-50-3D, FC-20-50-3D, FC-22-50-3D, FC-25-50-3D, APB-1-4-3D-ES, APB-1.5-2-3D-ES, APB-1.5-3-3D-ES, APB-1.5-4-3D-ES, APB-2-2-3D-ES, APB-2-3-3D-ES, APB-2-4-3D-ES, APB-2.5-4-3D-ES, APB-2.5-6-3D-ES, APB-3-4-3D-ES, APB-3-6-3D-ES, APB-3-8-3D-ES, APB-3.5-6-3D-ES, APB-3.5-8-3D-ES, APB-3.5-10-3D-ES, APB-4-6-3D-SS, APB-4-8-3D-SS, APB-4-10-3D-SS, APB-4-12-3D-SS, APB-5-8-3D-SS, APB-5-10-3D-SS, APB-5-15-3D-SS, APB-6-10-3D-SS, APB-6-15-3D-SS, APB-6-20-3D-SS, FC-3-6-3D, FC-3-8-3D, FC-3-10-3D, FC-3.5-6-3D, FC-3.5-8-3D, FC-3.5-10-3D, FC-4-6-3D, FC-4-8-3D, FC-4-10-3D, FC-4-12-3D, FC-4-15-3D, FC-5-8-3D, FC-5-10-3D, FC-5-15-3D, FC-5-20-3D, FC-6-10-3D, FC-6-15-3D, FC-6-20-3D, FC-6-25-3D, FC-7-12-3D, FC-7-15-3D, FC-7-20-3D, FC-7-30-3D | Klasa III | Pajisje per embolizim vaskular,per trajtimin e aneurizmave | Pajisje nje perdorimeshe
15587 | DIERS formetric III 4D, DIERS pedogait, DIERS leg axis, DIERS leg axis lateral | MONTAL | 2023-12-12T00:00:00.000+01:00 | DIERS International GmbH. Dillenbergweg 4 , 65388 Schlangenbad, GERMANY. SRN: DE-MF-0000 14266 | 303 1023 1818, 602 1023 422, 3013 0323 437, 3014 0223 505, 3014 1022 484 | Im | Pajisje analitike per diagnostikimin e semundjeve te sistemit skeleto-muskulor | Pajisje elektromekanike
15524 | ECG Electrodes, Skintact | GREEMED | 2023-12-13T00:00:00.000+01:00 | Leonhard Lang GmbH,Archenweg 56,6020 Innsbruck,Austria | F-261, FS-VM01-10, RT34, FS-VM01, FS-521 (L), F-RG1, FS-VP01, PD10-F4/5-10, FS-WA10C, PD-50SF, FS-VM01 A1.5, FS-WA00/10, FS-RB5/5, FS-301, W-130C/3, PD50-SF(150), PD50-F4C, RT38, FS-50C, FS-RGC/10, FS-TF1, FS-RB4/5, T-VO01, T-VO02, FS-RG1/10, FS-TC1/10, FS-TF/6, FS-RG1, F-VK04, F-50C/3-3, F-601/5-5, RT58, RT59, W-60/50811, FS-TC1C, FS-RG1/6, F-55, W-601, FS-TCI/10, 24:00F/3, CT-50, F-301, F-40, F-401, F-50, F-521, F-601, FS-321, FS-40, FS-401, FS-50, FS-501, FS-521, FS-601, T-401, T-60, T-601, W-401, F-60, F-50C, F-40C, FS-TB, RT41, W-551, FS-VB01, RT24, CT-601, F-301 CA, F-TB, FS-524, W-602, RT74, FS-TB1, FS-VB011, F-TB1, RT14, F-301DI, FS-521L, T-604B, FS-VB04, F-401C, F-601C, FS-TB/3-3, FS-TB1/5-5, F-TB-3, FS-TA, F-RG1/6, FS-TC1/6, FS-VF01, FS-VF01-10, F-RG/6, FS-VF01C, F-TF/6, FS-RG/6, F-VK01, FS-RE/6, FS-TC1/6 (1200), W-401 DU, F-TC1/6, FS-WBOO/10, PD50-SFC | Klasa I | Elektroda monitorimi EKG | Tjeter
15588 | Neutral Electrodes,Skintact | GREEMED | 2023-12-13T00:00:00.000+01:00 | Leonhard Lang GmbH,Archenweg 56,6020 Innsbruck,Austria | RS25A30, RSW213/5, RSWR21/5, RSWRA21-100, RS27A50, RS25, RS05, RS26A30, RO21A30, WR21/5, RS23, RS23A30, RS05/5, RS06, RS26, RS27/5, RO21/5, RS25A50, RO21, RS25D30, RS27, RS05D30, WR01/5, WR21A30, RS25/5, RS27A30, RSW25/5, WR01, WR21, WR01B30, WR21A50 | Klasa IIb | Elektrode neutrale | Tjeter
15703 | MARIMER ISOTONIC SEA WATER SOLUTION, NASAL SPRAY , SPRAY OF 100 ML IN BOX | CFO PHARMA | 2023-12-14T00:00:00.000+01:00 | LABORATOIRES GILBERT, 928 AVENUE DU GENERAL DE GAULLE, 14200 HEROUVILLE SAINT - CLAIR, FRANCE | 09646-100-14-0001 | Klasa IIa | SOLUCION NATYRAL I CILI PERDORET PER PASTRIMIN E SEKRECIONEVE NGA HUNDET, PER TE LEHTESUAR FRYMEMARRJEN DHE MBRON NE MENYRE NATYRALE MUKOZEN E HUNDEVE DUKE RIVENDOSUR LAGESHTINE NATYRALE TE SAJ. | Tjeter
15589 | V4 Base HG engaging Version H0.3, V4 Base HG engaging Version H0.7, V4 Base HG MUA H0.3, V4 Base Non-Engaging Version H1, V4 Base Non-Engaging Version H3, V4 Base engaging Version Mua N.A. Slim Fit H0.3, V4 Base engaging Version H0.4, V4 Base engaging Version F.A.S. H0.4, V4 Base Non-Engaging Version F.A.S. H2, V4 Base engaging Version F.A.S. H3, V4 Base engaging Version F.A.S. H4, V4 Base Non-Engaging Version H4, V4 Base engaging Version F.A.S. H0, V4 Base Engaging Version H2, V4 Base engaging Version F.A.S. H3, V4 Base Non-Engaging Version H1 Megagen Anyridge Conical Connection, V4 Base Non-Engaging Version F.A.S. H1 Megagen Anyridge Conical Connection, V4 Base Non-Engaging Version H0.3, V4 Base Non-Engaging Version F.A.S. H0.3, V4 Mua N.A. Non-Engaging Version Slim Fit H 0.3, V4 Base comp. Nobel Active Mua N.A. Slim Fit H0.3, V4 Base comp. Nobel Active MUA N.A. F.A.S. Slim Fit H0.3, V4 Base Non-Engaging comp. Nobel Active MUA N.A. Slim Fit H0.3, V4 Base Non-Engaging comp. Nobel Active MUA N.A. F.A.S. Slim Fit H0.3, V4 Base engaging Version H0.8, V4 Base engaging Version H2.5, V4 Base engaging Version H4.5, V4 Base engaging Version F.A.S. H5.5, V4 Base Non-Engaging Version Mua N.A. Slim Fit H0.3, V4 Base engaging Version H3.5, V4 Base engaging Version F.A.S. H3.5, V4 Base engaging Version F.A.S. H4.5, V4 Base engaging Version H5.5, V4 Base Non-Engaging Version F.A.S. H0.8, V4 Base Non-Engaging Version H3.5, V4 Base Non-Engaging Version H4.5, V4 Base Non-Engaging Version F.A.S. H4.5, V4 Base Non-Engaging Version H5.5, V4 Base Non-Engaging Version F.A.S. H5.5, V4 Base Non-Engaging Version H0.8, V4 Base Non-Engaging Version F.A.S. H3.5, V4 Base MUA N.A. F.A.S H0.3, V4 Base MUA N.A. F.A.S H.0.3, V4 Base MUA N.A. H0.3, V4 Base MUA N.A. F.A.S. H0.3, V4 Base HG Not Rotating Version H0.3, V4 Base HG Not Rotating Version F.A.S. H0.3, V4 Base HG Rotating Version H0.3, V4 Base HG Rotating Version F.A.S. H0.3, V4 Base HG engaging Version H4, V4 Base HG engaging Version F.A.S. H4, V4 Base HG Non-Engaging Version H4, V4 Base HG Non-Engaging Version F.A.S. H4, V4 Base HG Non-Engaging Version XL H0.3, V4 Base HG engaging Version F.A.S. H0.4, V4 Base HG Non-Engaging Version H0.4, V4 Base HG Non-Engaging Version H3, V4 Base engaging Version H0.3, Slim Fit Conical Converter MUA N.A. angled 17° H1.5, Slim Fit Conical Converter MUA N.A. straight H1, Slim Fit Conical Converter MUA N.A. straight H1.5, Slim Fit Conical Converter MUA N.A. straight H3.5, Slim Fit Conical Converter MUA N.A. angled 17°, Slim Fit Conical Converter MUA N.A. straight H5, Slim Fit Conical Converter MUA N.A. angled 30° H1, Slim Fit Conical Converter MUA N.A. angled 30° H2, Slim Fit Conical Converter MUA N.A. angled 17° H4, Slim Fit Conical Converter MUA N.A. angled 30° H3, Slim Fit Conical Converter MUA N.A. angled 30° H4, Slim Fit Conical Converter MUA N.A. angled 17° H1, Slim Fit Conical Converter MUA N.A. angled 17° H2, Slim Fit Conical Converter MUA N.A. angled 17° H3, Slim Fit Conical Converter MUA N.A. straight H3, Conical Converter MUA N.A. Slim Fit, Prosthetic components, Implant converters Sly System for direct | Dental Shop Albania | 2023-12-14T00:00:00.000+01:00 | NEW ANCORVIS SRL Via dell'Industria 15 – 40012 – Calderara di Reno (BO) ITALIA | V4HGTKIKM43H03, V4HGTKIKM43H03I, V4HGTKIKM47H03, V4HGTKIKM47H03I, V4HGTO35H1, V4HGTO35H1I, V4HGTO35H2, V4HGTO35H2I, V4HGTO35RH1, V4HGTO35RH1I, V4HGTO40H1, V4HGTO40H1I, V4HGTO40H2, V4HGTO40H2I, V4HGTO40RH1, V4HGTO40RH1I, V4HGTO45H1, V4HGTO45H1I, V4HGTO45H2, V4HGTO45H2I, V4HGTO45RH1, V4HGTO45RH1I, V4HGTOMH03, V4HGTOMH03I, V4HGTOMNH03, V4HGTOMNH03I, V4HGTOMNRH03, V4HGTOMNRH03I, V4HGVEEI375H03, V4HGVEEI375H03I, V4HGVEEI375RH03, V4HGVEEI375RH03I, V4HGWS33H07, V4HGWS33H07I, V4HGWS33H15, V4HGWS33H15I, V4HGWS33RH07, V4HGWS33RH07I, V4HGWS38H07, V4HGWS38H07I, V4HGWS38H15, V4HGWS38H15I, V4HGWS38RH07, V4HGWS38RH07I, V4HGWSEA52H03, V4HGWSEA52H03I, V4HGXI34H07, V4HGXI34H07I, V4HGXI34H15, V4HGXI34H15I, V4HGXI34RH07, V4HGXI34RH07I, V4HGXI38H07, V4HGXI38H07I, V4HGXI38H15, V4HGXI38H15I, V4HGXI38H2, V4HGXI38H2I, V4NSMNH03, V4NSMNH03I, V4NSMNRH03, V4NSMNRH03I, V4OS35H1, V4OS35H1I, V4OS35H2, V4OS35H2I, V4OS35H3, V4OS35H3I, V4OS35RH1, V4OS35RH1I, V4OS35RH2, V4OS35RH2I, V4OS35RH3, V4OS35RH3I, V4OS40H0MB, V4OS40H0MBI, V4OS40H1, V4OS40H1I, V4OS40H2, V4OS40H2I, V4OS40H3, V4OS40H3I, V4OS40RH1, V4OS40RH1I, V4OS40RH2, V4OS40RH2I, V4OS40RH3, V4OS40RH3I, V4OSMH03, V4OSMH03I, V4OSMNH03, V4OSMNH03I, V4OSMNRH03, V4OSMNRH03I, V4OSSS48H04, V4OSSS48H04I, V4OSSS48RH04, V4OSSS48RH04I, V4OSSS60H04, V4OSSS60H04I, V4OSSS60RH04, V4OSSS60RH04I, V4P1HGTBH1, V4P1HGTBH1I, V4P1HGTBH2, V4P1HGTBH2I, V4P1HGTBRH1, V4P1HGTBRH1I, V4P1HGTBRH2, V4P1HGTBRH2I, V4PAIH325H07, V4PAIH325H07I, V4PAIH325RH07, V4PAIH325RH07I, V4PDFAH03, V4PDFAH03I, V4PRSM33H03, V4PRSM33H03I, V4PRSM33RH03, V4PRSM33RH03I, V4PRSM36H03, V4PRSM36H03I, V4PRSM36RH03, V4PRSM36RH03I, V4PRSM40H03, V4PRSM40H03I, V4PRSM40RH03, V4PRSM40RH03I, V4PRSM45H03, V4PRSM45H03I, V4PRSM45RH03, V4PRSM45RH03I, V4PRSM50H03, V4PRSM50H03I, V4PRSM50RH03, V4PRSM50RH03I, V4PRTSH1, V4PRTSH1I, V4PRTSH2, V4PRTSH2I, V4PRTSRH1, V4PRTSRH1I, V4PRTSRH2, V4PRTSRH2I, V4REEI35H07, V4HGXI38RH07, V4HGXI38RH07I, V4HGXX275H1, V4HGXX275H1I, V4HGZIACTR45H03, V4HGZIACTR45H03I, V4HGZIEZH1, V4HGZIEZH1I, V4IDMU50H03, V4IDMU50H03I, V4IDSN35H07, V4IDSN35H07I, V4IDSN35H15, V4IDSN35H15I, V4IDSN35RH07, V4IDSN35RH07I, V4IDSN40H07, V4IDSN40H07I, V4IDSN40H15, V4IDSN40H15I, V4IDSN40RH07, V4IDSN40RH07I, V4ILFO35RH03, V4ILFO35RH03I, V4ILFO50RH03, V4ILFO50RH03I, V4ISIN35H1, V4ISIN35H1I, V4ISIN35H2, V4ISIN35H2I, V4LMTS35H1, V4LMTS35H1I, V4LMTS35RH1, V4LMTS35RH1I, V4MGAOH1, V4MGAOH1I, V4MGAOH2, V4MGAOH2I, V4MGAOH3, V4MGAOH3I, V4MGAOH4, V4MGAOH4I, V4MGAORH1, V4MGAORH1I, V4MGAORH3, V4MGAORH3I, V4MGAORH4, V4MGAORH4I, V4MGARH0MB, V4MGARH0MBI, V4MGARH1, V4MGARH1I, V4MGARH2, V4MGARH2I, V4MGARH3, V4MGARH3I, V4MGARRH1, V4MGARRH1F, V4MGARRH1FI, V4MGARRH1I, V4MGARRH2, V4MGARRH2F, V4MGARRH2I, V4MGARRH3, V4MGARRH3F, V4MGARRH3I, V4MGMH03, V4MGMH03I, V4MGMNH03, V4MGMNH03I, V4MGMNRH03, V4MGMNRH03I, V4MS42H07, V4MS42H07I, V4MS42H15, V4MS42H15I, V4MS42RH07, V4MS42RH07I, V4MSCO40H03, V4MSCO40H03I, V4MSCO40RH03, V4MSCO40RH03I, V4MSMH03, V4MSMH03I, V4MSMNH03, V4MSMNH03I, V4MSMNRH03, V4MSMNRH03I, V4MSMU48H03, V4MSMU48H03I, V4MSSV375H0MB, V4MSSV375H0MBI, V4MUAEGH03, V4MUAEGH03I, V4MUANH03, V4MUANH03I, V4MUANRH03, V4MUANRH03I, V4MUANRH03-P, V4NA35H0MB, V4NA35H0MBI, V4NA35H1, V4NA35H1I, V4NA35H2, V4NA35H2I, V4NA35RH1, V4NA35RH1I, V4NA35RH2, V4NA35RH2I, V4NA43H0MB, V4NA43H0MBI, V4NA43H1, V4NA43H1I, V4NA43H2, V4NA43H2I, V4NA43MNH03, V4NA43MNH03I, V4NA43MNRH03, V4NA43MNRH03I, V4NA43RH1, V4NA43RH1I, V4NA43RH2, V4NA43RH2I, V4NAMH03, V4NAMH03I, V4NAMNH03, V4NAMNH03I, V4NAMNRH03, V4NAMNRH03I, V4NEGMH08, V4NEGMH08I, V4NEGMH0MB, V4NEGMH0MBI, V4NEGMH15, V4NEGMH15I, V4NEGMH25, V4NEGMH25I, V4NEGMH35, V4NEGMH35I, V4NEGMH45, V4NEGMH45I, V4NEGMH55, V4NEGMH55I, V4NEGMMNH03, V4NEGMMNH03I, V4NEGMMRNH03, V4NEGMMRNH03I, V4NEGMPH08, V4NEGMPH08I, V4NEGMPH15, V4NEGMPH15I, V4NEGMPH25, V4NEGMPH25I, V4NEGMPH35, V4NEGMPH35I, V4NEGMPH45, V4NEGMPH45I, V4NEGMPH55, V4NEGMPH55I, V4NEGMRH08, V4NEGMRH08I, V4NEGMRH35, V4NEGMRH35I, V4NEGMRH45, V4NEGMRH45I, V4NEGMRH55, V4NEGMRH55I, V4NEGMRPH08, V4NEGMRPH08I, V4NEGMRPH15, V4NEGMRPH15 | Klasa IIb | Komponente protetike te ndryshem per implante dentare. | Pajisje dentare
screw-retained tecnique C- [x] - SC- [x] - SSC- [x], Implant converters for cementretained technique Link In System ILSA- [x], Implant converters for cementretained and screw-retained technique V4 System V4- [x] , Implant converters for screw-retained technique MUA Type (Multi Unit Abutment) ILSC- [x] - N-ILSC- [x], Titanium abutments MT- [x], CrCo abutments MCR- [x], Milled titanium abutments PR- [x], Milled CrCo abutments PR- [x], UCLA Abutments MU- [x], Mbase MB- [x], Conometric GEKON System GEKON Abtument MK- [x], Healing Cap CAP- [x], MBase Ti5, MBase Ti5 F.A.S., MBase CrCo F.A.S., MBase CrCo, V4 Base engaging Version H3, V4 Base Non-Engaging Version F.A.S. H3, V4 Base engaging Version F.A.S. H0.7, V4 Base comp. Mua N.A. F.A.S. H0.3, V4 Base Non-Engaging Version F.A.S. H1, V4 Base MUA H0.3, V4 Base MUA F.A.S. H0.3, V4 Base engaging Version H0.7, V4 Base Non-Engaging Version H0.3, V4 Base Non-Engaging Version H0.7, V4 Base engaging Version H1.7, V4 Base engaging Version F.A.S. H1.7, V4 Base Non-Engaging Version H1.7, V4 Base Non-Engaging Version F.A.S. H1.7, V4 Base engaging Version F.A.S. H1, V4 Base Non-Engaging Version Mua N.A. Slim Fit F.A.S. H0.3, V4 Base Non-Engaging Version H0, V4 Base Non-Engaging Version F.A.S. H0, V4 Base engaging Version H0.5, V4 Base engaging Version F.A.S. H1.5, V4 Base engaging Version F.A.S. H0.3, V4 Base Not Rotating Version H0.3, V4 Base Not Rotating Version F.A.S. H0.3, V4 Base Rotating Version H0.3, V4 Base Rotating Version F.A.S. H0.3, V4 Base Non-Engaging Version H4, V4 Base Non-Engaging Version F.A.S. H4, V4 Base Non-Engaging Version XL H0.3, V4 Base Non-Engaging Version H0.4, V4 Base HG Non-Engaging comp. Nobel Active MUA N.A. F.A.S. Slim Fit H0.3, V4 Base HG Non-Engaging Version Mua N.A. Slim Fit F.A.S. H0.3, V4 Base HG engaging Version H2.5, V4 Base HG engaging Version F.A.S. H4.5, V4 Base HG engaging Version F.A.S. H5.5, V4 Base HG engaging Version H0.8, V4 Base HG engaging Version F.A.S. H2.5, V4 Base HG engaging Version H3.5, V4 Base HG engaging Version F.A.S. H3.5, V4 Base HG engaging Version H4.5, V4 Base HG engaging Version H5.5, V4 Base HG Non-Engaging Version H0.8, V4 Base HG Non-Engaging Version F.A.S. H0.8, V4 Base HG Non-Engaging Version H3.5, V4 Base HG Non-Engaging Version F.A.S. H3.5, V4 Base HG Non-Engaging Version H4.5, V4 Base HG Non-Engaging Version H1.5, V4 Base HG Non-Engaging Version F.A.S. H1.5, V4 Base HG Non-Engaging Version F.A.S. H2.5, V4 Base HG Non-Engaging Version F.A.S. H4.5, V4 Base HG Non-Engaging Version H5.5, V4 Base HG Non-Engaging Version F.A.S. H5.5, V4 Base HG Non-Engaging Version F.A.S. H1, V4 Base HG MUA N.A.F.A.S. H1.5, V4 Base HG MUA N.A. F.A.S H.0.3, V4 Base HG MUA N.A. H0.3, V4 Base HG MUA N.A. F.A.S. H0.3, V4 Base HG Non-Engaging Version H0.3, V4 Base HG Non-Engaging Version H0.7, V4 Base HG Non-Engaging Version F.A.S. H0.7, V4 Base HG engaging Version H0.5, V4 Base HG engaging Version H1.7, V4 Base HG engaging Version F.A.S. H1.7, V4 Base HG Non-Engaging Version H0.5, V4 Base HG Non-Engaging Version H1.7, V4 Base HG Non-Engaging Version F.A.S. H1.7, V4 Base HG Non-Engaging Version H1, V4 Base HG engaging Version F.A.S. H0, V4 Base HG Non-Engaging Version H0, V4 Base HG Non-Engaging Version F.A.S. H0, V4 Base HG Non-Engaging Version F.A.S. H0.4, V4 Base HG engaging Version H0.4, V4 Base HG Non-Engaging Version H2.5, V4 Base HG engaging Version F.A.S. H0.7, V4 Base HG Non-Engaging Version F.A.S. H2, V4 Base HG engaging Version H1.5, V4 Base HG Engaging Version H2, V4 Base HG engaging Version F.A.S. H3, V4 Base HG engaging Version F.A.S. H4, V4 Base HG Non-Engaging Version F.A.S. H3, V4 Base HG Non-Engaging Version F.A.S. H4, V4 Base HG comp. Mua N.A. H0.3, V4 Base HG engaging Version Mua N.A. Slim Fit F.A.S. H0.3, V4 Base HG Non-Engaging Version Mua N.A. Slim Fit H0.3, V4 Base HG MUA F.A.S. H0.3, V4 Base HG Non-Engaging Version H0.3, V4 Base HG Non-Engaging Version F.A.S. H0.3, V4 Mua N.A. Slim Fit H 0.3, V4 Mua N.A. F.A.S. Slim Fit H 0.3, V4 Mua N.A. F.A.S. Non-Engaging Version Slim Fit H 0.3, V4 Base HG comp. Nobel Active Mua N.A. Slim Fit H0.3, V4 Base HG comp. Nobel Active MUA N.A. F.A.S. Slim Fit H0.3, V4 Base HG Non-Engaging comp. Nobel Active MUA N.A. Slim Fit H0.3, V4 Base HG comp. Mua N.A. F.A.S. H0.3, V4 Base HG ANKYLOS C Non-Engaging 3.5 H2, V4 Base HG F.A.S. ANKYLOS C Non-Engaging 3.5 H2, V4 Base HG ANKYLOS C Non-Engaging 3.5 H3, V4 Base HG F.A.S. ANKYLOS C Non-Engaging 3.5 H3, V4 Base HG ANKYLOS C Non-Engaging 3.5 H4, V4 Base HG F.A.S. ANKYLOS C Non-Engaging 3.5 H4, V4 Base HG engaging Version H3, V4 Base HG Non-Engaging Version H2, V4 Base HG engaging Version Mua N.A. Slim Fit H0.3, V4 Base HG engaging Version H0.75, V4 Base HG engaging Version F.A.S. H0.75, V4 Base HG engaging Version F.A.S. H0.5, V4 Base HG engaging Version F.A.S. H2, V4 Base HG engaging Version F.A.S. H0.3, V4 Base HG engaging Version F.A.S. H1, V4 Base HG Non-Engaging Version H0.8, V4 Base HG engaging Version F.A.S. H0.8, V4 Base HG engaging Version H4, V4 Base HG Non-Engaging Version F.A.S. H0.5, V4 Base HG Non-Engaging Version H4, V4 Base HG engaging Version F.A.S. H1.5, V4 Base HG Non-Engaging Version F.A.S. H0.3, V4 Base HG engaging Version F.A.S. H3, V4 Base HG engaging Version H1, V4 Base HG Non-Engaging Version F.A.S. H2, V4 Base HG Non-Engaging Version F.A.S. H3, V4 Base HG MUA N.A. F.A.S H0.3, V4 Base HG MUA N.A. H1.5, V4 Base HG comp. NobileBranemark MUA N.A.Slim Fit H0.3, V4 Base HG comp. Nobel Branemark MUA N.A. F.A.S. Slim Fit H0.3, V4 Base HG Non-Engaging comp. Nobel Branemark MUA N.A. Slim Fit H0.3, V4 Base HG Non-Engaging comp. Nobel Branemark MUA N.A. F.A.S. Slim Fit H0.3, V4 Base Non-Engaging Version H0.5, V4 Base Non-Engaging Version F.A.S. H0.4, V4 Base Non-Engaging Version F.A.S. H1.5, V4 Base Non-Engaging Version H1.5, V4 Base engaging Version F.A.S. H0.8, V4 Base engaging Version F.A.S. H2.5, V4 Base Non-Engaging Version F.A.S. H2.5, V4 Base Non-Engaging Version H2.5, V4 Base Non-Engaging Version F.A.S. H0.5, V4 Base Non-Engaging Version F.A.S. H0.3, Slim Fit Conical Converter MUA N.A. straight H4, Slim Fit Conical Converter MUA N.A. straight H0.8, Slim Fit Conical Converter MUA N.A. straight H2, Slim Fit Conical Converter MUA N.A. angled 30°, V4 Base engaging Version H1.5, V4 Base engaging Version F.A.S. H4, V4 Base engaging Version H1, V4 Base Non-Engaging Version H2, V4 Base MUA N.A. H1.5, V4 Base MUA N.A.F.A.S. H1.5, V4 Base comp. NobileBranemark MUA N.A.Slim Fit H0.3, V4 Base comp. Nobel Branemark MUA N.A. F.A.S. Slim Fit H0.3, V4 Base Non-Engaging comp. Nobel Branemark MUA N.A. Slim Fit H0.3, V4 Base Non-Engaging comp. Nobel Branemark MUA N.A. F.A.S. Slim Fit H0.3, V4 Base engaging Version H0, V4 Base engaging Version Mua N.A. Slim Fit F.A.S. H0.3, V4 Base ANKYLOS C Non-Engaging 3.5 H2, V4 Base F.A.S. ANKYLOS C Non-Engaging 3.5 H2, V4 Base ANKYLOS C Non-Engaging 3.5 H3, V4 Base F.A.S. ANKYLOS C Non-Engaging 3.5 H3, V4 Base ANKYLOS C Non-Engaging 3.5 H4, V4 Base F.A.S. ANKYLOS C Non-Engaging 3.5 H4, V4 Base Non-Engaging Version F.A.S. H3, V4 Base engaging Version F.A.S. H2, V4 Base comp. Mua N.A. H0.3, V4 Base engaging Version H0.75, V4 Base engaging Version F.A.S. H0.75, V4 Base engaging Version F.A.S. H0.5, V4 Base engaging Version F.A.S. H0.7, V4 Base engaging Version F.A.S. H1, V4 Base engaging Version H4, V4 Base Non-Engaging Version F.A.S. H0.7, V4 Base Non-Engaging Version F.A.S. H2
15670 | PHYSIODOSE STERILE 0.9% SOLUTION OF SODIUM CHLORIDE, IN UNIDOSE CONTAINERS , BOX OF 15 UNIDOSE CONTAINERS OF 5 ML | CFO PHARMA | 2023-12-26T00:00:00.000+01:00 | LABORATOIRES GILBERT, 928 AVENUE DU GENERAL DE GAULLE, 14200 HEROUVILLE SAINT - CLAIR, FRANCE | 09645-200-02-0015 | Klasa IIa | ESHTE NJE SOLUCION FIZIOLOGJIK, STERIL, I CILI PERDORET PER MIREMBAJTJEN E HIGJENES SE HUNDEVE, SYVE, VESHEVE, PER TE MOS LEJUAR BLLOKIMIN E TYRE, SI EDHE KUNDER THARRJES DHE IRRITIMIT TE SYVE | Tjeter
15603 | PHYSIODOSE STERILE 0.9% SOLUTION OF SODIUM CHLORIDE, IN UNIDOSE CONTAINERS, BOX OF 15 UNIDOSE CONTAINERS OF 5 ML | CFO PHARMA | 2023-12-14T00:00:00.000+01:00 | LABORATOIRES GILBERT, 928 AVENUE DU GENERAL DE GAULLE, 14200 HEROUVILLE SAINT - CLAIR, FRANCE | 09645-200-02-0015 | Klasa IIa | ESHTE NJE SOLUCION FIZIOLOGJIK, STERIL, I CILI PERDORET PER MIREMBAJTJEN E HIGJENES SE HUNDEVE, SYVE, VESHEVE, PER TE MOS LEJUAR BLLOKIMIN E TYRE, SI EDHE KUNDER THARRJES DHE IRRITIMIT TE SYVE | Tjeter
15604 | DERMOXEN FLOREXIL LAVANDA VAGINALE - 1 FLACONE MONOUSO DA 100 ML CON 1 CANNULA MONOUSO, 1 SINGLE-DOSE BOTTLES OF 100 ML WITH 1 CANNULA , 20482 | CFO PHARMA | 2023-12-14T00:00:00.000+01:00 | EKUBERG PHARMA SRL VIA TITO SCHIPA 6, 73020 CARPIGNANO SALENTINO (LE), ITALY | EKDX028 | Klasa IIa | RIVENDOS BALANCEN E PEHASHIT VAGINAL FALE PREZENCES SE ACIDIT LAKTIK DHE PREBIOTIKEVE. PERDORET NE RASTET E ATROFISE VAGINALE KUNDER VAGINOSIS DHE VAGINITIT. GJEN PERDORIM EDHE PAS CIKLIT MENSTRUAL APO RAPORTEVE SEKSUALE. | Tjeter
15605 | DERMOXEN BACTOR VAGINAL OVULES , 7 OVULES OF 2 G | CFO PHARMA | 2023-12-14T00:00:00.000+01:00 | EKUBERG PHARMA SRL VIA TITO SCHIPA 6, 73020 CARPIGNANO SALENTINO (LE), ITALY | 30366 | Klasa IIa | OVULA ME FUNXION MBROJTES, RIEKUILIBRUES DHE QETESUES PER TRAJTIMIN E VAGINOSIT DHE VAGINITIT, KUNDER INFEXIONEVE BAKTERIALE DHE MYKOTIKE. FALE PERBERESVE ME POLIFENOLE SI PROPOLIS, ACID LAKTIK DHE ACID HYALURONIK, FAVORIZON RRIGJENERIMIN E MUKOZAVE VAGINALE. | Tjeter
15606 | DERMOXEN HYDRA VAGINAL OVULES, 7 OVULES OF 2 G | CFO PHARMA | 2023-12-14T00:00:00.000+01:00 | EKUBERG PHARMA SRL VIA TITO SCHIPA 6, 73020 CARPIGNANO SALENTINO (LE), ITALY | 30349 | Klasa IIa | OVULA ME FUNXION HIDRATUES, MBROJTES DHE QETESUES, KUNDER THARRJEVE, IRRITIMEVE, KRUAJTJEVE APO DJEGIEVE VAGINALE. PERDORET GJATE PERIUDHES SE MENOPAUZES, POST-PARTUM, KIMIOTERAPISE, OSE GJATE SITUATAVE TE THARRJES VAGINALE TE SHKAKTUARA NGA STRESI | Tjeter
15525 | DERMOXEN GEL VAGINALE PROTETTIVO, TUBE 50 ML | CFO PHARMA | 2023-12-14T00:00:00.000+01:00 | EKUBERG PHARMA SRL VIA TITO SCHIPA 6, 73020 CARPIGNANO SALENTINO (LE), ITALY | SAL2280 | Klasa I | ESHTE NJE XHEL ME EFEKT LUBRIFIKUES, HIDRATUES, EMOLIENT, MBROJTES, DUKE KRIJUAR NJE BARRIER MBROJTESE NDAJ AGJENTEVE TE JASHTEM DHE AGRESOREVE | Tjeter
15607 | Transcutaneous Jaundice Meter/ KJ-8000 , KJ-8000B | MSE | 2023-12-12T00:00:00.000+01:00 | XUZHOU KEJIAN HI-TECH CO.,LTD JINGWEI ROAD, HI-TECH INDUSTRY DEVELOPMENT ZONE, XUZHOU,CHINA | KJ-8000, KJ-8000B | Klasa IIa | Mates bilirubine | Tjeter
15649 | RadiaAce PRT- 001 59ml (2.0 oz); RadiaAce PRT-002 118ml (4.0 oz), AceAid PRT-003 59ml (2.0 oz); AceAid PRT-004 118ml (4.0 oz) | AULONA FARM INVESTIMENTS | 2023-12-15T00:00:00.000+01:00 | AceTech (Acemanan L.t.d),:Bareket 29, Zichron Yaakov - 30900 - ISRAEL | MD0301 | Klasa IIa | RadiaAce është një hydrogel që indikohet për trajtimin e dermatitit nga rrezatimi dhe përdoret për të trajtuar lëkurën përpara dhe pas terapisë me rrezatim., AceAid është një xhel që indikohet për trajtimin e djegieve, plagëve dhe acarimeve të lëkurës. | Tjeter
15590 | Nucleus Aqua Accessory (5 pcs) , Nucleus Aqua Accessory (15 pcs) | FEDOS | 2023-12-29T00:00:00.000+01:00 | Cochlear Limited 1 University Avenue Macquarie University NSW 2109 Australia | Z410306, Z410307 | Klasa I | Aksesori Aqua, i kombinuar me procesorin e zërit Nucleus 5, i lejon marrësit të dëgjojnë në çdo mjedis, duke përfshirë notin në pishinë | Tjeter
15608 | Syringe infusion pump / Aitecs 2016 | MSE | 2023-12-13T00:00:00.000+01:00 | UAB VILTECHMEDA, Mokslininku 6, LT-08412 Vilnius, Lithuania | Aitecs 2016 | Klasa IIb | Shiring Elektrike | Pajisje elektromekanike
15609 | Meditech CardiUP!3 (ED1) ECG ; Meditech CardiUP!12 (ED1) ECG | GP MEDICAL AL | 2023-12-13T00:00:00.000+01:00 | MEDITECH Kft., H-1184 Budapest, Mikszáth Kálmán u. 24, Hungary | Holter Monitor | Klasa IIa | Regjistrues Holter EKG per matjen e presionit te gjakut. | Tjeter
15657 | High frequency Electrosurgical Unit (including Sterile micro needle cartridge) -Virtue RF (SmartRF 36PIN TIP, SmartRF 36PIN TIP II) | VAANMED | 2023-12-21T00:00:00.000+01:00 | ShenB Co Ltd. Shenb Bldg 148 Seongsui-ro Seongdong-Gu, Seoul , KR 04796 | NA | Klasa IIb | PËR PËRDORIM NË PROCEDURAT DERMATOLOGJIKE DHE KIRURGJI TE PERGJITHSHME PËR ELEKTROKOAGULACION DHE HEMOSTAZË | Tjeter
15591 | Cochlear™ Monitor Earphone Adaptor with earphones | FEDOS | 2023-12-29T00:00:00.000+01:00 | Cochlear Limited 1 University Avenue Macquarie University NSW 2109 Australia | Z544578 | Klasa I | Aksesor kufje per pajisjen kokleare | Tjeter
15610 | Cochlear™ Y Battery Charger, Cochlear™ USB Battery Charger | FEDOS | 2023-12-29T00:00:00.000+01:00 | Cochlear Limited 1 University Avenue Macquarie University NSW 2109 Australia | Z544580, Z544581 | Klasa I | Karikues per pajisjen kokleare, USB -per karikuesin e baterise kokleare | Tjeter
15592 | Anesthesia System (Including Accessories) | BIOMETRIC ALBANIA | 2023-12-12T00:00:00.000+01:00 | Shenzhen Mindray Bio-Medical Electronics Co., Ltd. - Adresa: Mindray Building, Keji 12th Road South, Hi-tech Industrial Park, Nanshan, Shenzhen, 518057, P. R. China | A5 | Klasa IIb | Sistem anestezie | Pajisje anestezie dhe respiratore
15593 | Cochlear™ Hybrid™ Earhook with Removal Tool | FEDOS | 2023-12-29T00:00:00.000+01:00 | Cochlear Limited 1 University Avenue Macquarie University NSW 2109 Australia | Z544862 | Klasa I | Kapse hibrite per pajisjen kokleare | Tjeter
15594 | Anesthesia System (Including Accessories) | BIOMETRIC ALBANIA | 2023-12-12T00:00:00.000+01:00 | Shenzhen Mindray Bio-Medical Electronics Co., Ltd. - Adresa: Mindray Building, Keji 12th Road South, Hi-tech Industrial Park, Nanshan, Shenzhen, 518057, P. R. China | A7 | Klasa IIb | Sistem anestezie | Pajisje anestezie dhe respiratore
15576 | Infant Incubator / C2000 , Infant Incubator C2000 / C2000 with Cabinet Stand, Probe 4, skin temperature, disposable, box of 10, CE | MSE | 2023-12-13T00:00:00.000+01:00 | Draeger Medical Systems, Inc. 3135 Quarry Road Telford, PA 18969 USA | N/A, MU12525, MU12533, MU12551, MU06941, MU06942, MU12520, MU03876, MU06570, MU12702, MU16945, MU16946, MU16947, MU13223, MU17605, MU17606, MU17607, MU18709, MU17608, MU13060, MU13089, 4726399, MU19403, MU19325, MU06558, MU06560, MP01401, MU12948 | Klasa IIb | Inkubator foshnje, , Inkubator foshnje, aksesor shtese, pjese te pajisjes, Aksesor shtese, pjese te pajisjes | Tjeter
, Probe 5, skin temperature, reusable, Probe 5, large skin temperature, box of 10, YSI, Critter covers, probe, 600, Critter covers, probe, 100, Adapter cable, skin probe, Iris port sleeve, disposable, 100, Access door cuff, disposable, 100, Access door cuff, reusable, 10, Oxygen assembly, DISS fitting, male, Oxygen assembly, DISS fitting, female, Oxygen assembly, NIST fitting, male, Cell, oxygen, Humidity system assembly, 120V, Colder Products Company (CPC) fitting, , Humidity system assembly, 230V, CPC fitting, , Humidity system assembly, 230V, CPC fitting,, Humidity system assembly, 230V, CPC fitting,, Humidity system assembly, 100V, C2000, CPC fitting,, Scale assembly, Isolette, non-OIML, Scale assembly, OIML, Isolette for OIML, MIB patch GabIe, 4.9 m, I.V. pole assembly, Utility shelf assembly, Neat clips, 9.6 mm (0.38 in) diameter, 10, Neat clips, 2.5 cm (1 in) diameter, 10, SoftBed mattress, Monitor shelf assembly, low, Isolette (Model C2000 only)
15595 | Jaundice Meter /Dräger Jaundice Meter JM105, Charger Unit (Model JM-A33) with checker, AC adapter (Model JM-A32) Optional, USB cable, JM105, T-A15 | MSE | 2023-12-13T00:00:00.000+01:00 | Draeger Medical Systems, Inc. 3135 Quarry Road Telford, PA 18969 USA | MU20105, MU24805, MU19792, MU24774 | Klasa IIa | Mates bilirubine , Aksesore shtese te pajisjes | Tjeter
15577 | BiliLux LED phototherapy light, BiliLux LED phototherapy system, BiliLux Trolley, BiliLux Spring Arm, Phototherapy mask Eyemax 2, disposable, micro, 20, Phototherapy mask Eyemax 2, disposable, preemi, 20, Phototherapy mask Eyemax 2, disposable, regular, 20 | MSE | 2023-12-13T00:00:00.000+01:00 | Draeger Medical Systems, Inc. 3135 Quarry Road Telford, PA 18969 USA | MU25840, MU20100, MU26076, MU26077, MP03770, MP03771, MP03772 | Klasa IIa | Llamp fototerapie, Sistem fototerapie, Aksesor shtese te pajisje, karreli, Aksesor shtese te pajisjes , krahu mbajtes, Aksesore shtese te pajisjes, maska per syte | Tjeter
15596 | Infant Radiant Warmer / Babyroo TN300 | MSE | 2023-12-13T00:00:00.000+01:00 | Draeger Medical Systems, Inc. 3135 Quarry Road Telford, PA 18969 USA | MU20300 | Klasa IIb | Njesi reanimimi per beb | Tjeter
15671 | MARIMER BABY, ISOTONIC SEA WATER SOLUTION, NASAL SPRAY, SPRAY OF 100 ML | CFO PHARMA | 2023-12-26T00:00:00.000+01:00 | LABORATOIRES GILBERT, 928 AVENUE DU GENERAL DE GAULLE, 14200 HEROUVILLE SAINT - CLAIR, FRANCE | 09646-100-14-0000 | Klasa IIa | SOLUCION NATYRAL I CILI PERDORET PER PASTRIMIN E SEKRECIONEVE NGA HUNDET E BEBIT, PER TE LEHTESUAR FRYMEMARRJEN DHE MBRON NE MENYRE NATYRALE MUKOZEN E HUNDEVE DUKE RIVENDOSUR LAGESHTINE NATYRALE TE SAJ. | Tjeter
15526 | Supply Kit for NanoDuct, SS-043 | BIOMETRIC ALBANIA | 2023-12-13T00:00:00.000+01:00 | ELITechGroup Inc. (d.b.a. Wescor, Inc.) - Adresa: 370 West 1700 South Logan, Utah 843 21 USA | SS-231 (Sensor Cells) | Klasa I | Kite njeperdorimeshe per analizimin e djerses nepermjet pajisjes Nanoduct Model 1030 (Aksesore) | Produkte per institucione te kujdesit shendetesor
15672 | MARIMER BABY, ISOTONIC SEA WATER SOLUTION, NASAL SPRAY, SPRAY OF 100 ML | CFO PHARMA | 2023-12-22T00:00:00.000+01:00 | LABORATOIRES GILBERT, 928 AVENUE DU GENERAL DE GAULLE, 14200 HEROUVILLE SAINT - CLAIR, FRANCE | 09646-100-14-0000 | Klasa IIa | SOLUCION NATYRAL I CILI PERDORET PER PASTRIMIN E SEKRECIONEVE NGA HUNDET E BEBIT, PER TE LEHTESUAR FRYMEMARRJEN DHE MBRON NE MENYRE NATYRALE MUKOZEN E HUNDEVE DUKE RIVENDOSUR LAGESHTINE NATYRALE TE SAJ. | Tjeter
15563 | A-CERUMEN, EAR HYGIENE SOLUTION, AURICULAR SPRAY | CFO PHARMA | 2023-12-22T00:00:00.000+01:00 | LABORATOIRES GILBERT, 928 AVENUE DU GENERAL DE GAULLE, 14200 HEROUVILLE SAINT - CLAIR, FRANCE | N.A | Klasa I | A-CERUMEN PERDORET PER MIREMBAJTJEN E HIGJENES SE VESHIT. DUKE SHPERBERE DYLLIN DHE DUKE NDIHMUAR NE PASTRIMIN E TIJ. PERVECSE MIREMBAN HIGJENEN E TIJ, KA EDHE EFEKT PARANDALUES NE FORMIMIN E METEJSHEM TE DYLLIT | Tjeter
15658 | Cable D2-SP | FEDOS | 2023-12-29T00:00:00.000+01:00 | Osypka AG, Earl-H.-Wood-Straße 1, 79618 Rheinfelden , Herten | 81973 | Is | Kabell universal qe sherben per lidhjen e telave te ritmit dhe kateterë të perkohshem per stimulimin kardiak | Tjeter
15623 | Bronchial Aspirators, Vacuum suction regulator/regulation set, general-purpose, Endotracheal Aspirators, Vacuum suction regulator/regulation set, general-purpose, OP- Suction Equipment, Vacuum suction regulator/regulation set, general-purpose, Continuous Drainage Units, Vacuum suction regulator/regulation set, general-purpose, Continuous Thorax Drainage units, Vacuum suction regulator/regulation set, thoracic, Valves, Vacuum suction regulator/regulation set, general-purpose, Filter,Suction system filter, microbial, Ejector type aspir. NIST Air O2, Ejector type aspir. Nist, Vacuum type aspir. Nist, VarioVac B DIN, VarioVac B BS, Vario Vac B NF, VarioVac B AGA, VarioVac B/OR rail, Vario Vac B compact, VarioVac D DIN, VarioVac D BS, VarioVac D NF, VarioVac D AGA, VarioVac D Schiene, VarioVac T rail WS, VarioVac B Carba, VarioVac D Carba, Dual VarioVac B/OR Rail, VarioAir B DIN, VarioAir B BS, VarioAir B NF, VarioAir B AGA, VarioAir B UNI, VarioAir B/OR rail, VarioAir B compact, VarioAir D DIN, VarioAir D BS, VarioAir D NF, VarioAir D AGA, VarioAir D UNI, VarioAir D rail, VarioAir T rail, VarioAir T rail ws, VarioAir P rail, VarioAir P compact, VarioAir B Carba, VarioAir D Carba, VarioO2 B DIN, VarioO2 B Carba, Varioo2 B/OR Rail, VarioAir T DIN, VarioVac P rail, VarioVac P compact, VarioVac T rail, VarioVac T DIN, Vacumaspirator Diss, Vacumaspirator Diss Canada, Ejektoraspirator Nist, Vacumaspirator Nist, VarioAir MRI B/OR rail, VarioAir MRI P rail, VarioVac MRI B/OR rail, VarioVac MRI P rail, Vacuum type aspir. Diss, Vacuum type aspir. Diss Canada, Vario Safe, Water vacuum gauge, Continuous drainage device 1, Continuous drainage device 3 | MSE | 2023-12-15T00:00:00.000+01:00 | Drägerwerk AG & Co. KGaA Moislinger Allee 53-55 23542 Lübeck Germany | N/A, MK01418, MK01420, MK01422, MP00501, MP00502, MP00503, MP00504, MP00505, MP00506, MP00507, MP00508, MP00509, MP00510, MP00511, MP00512, MP00514, MP00515, MP00516, MP00530, MP00531, MP00532, MP00533, MP00534, MP00535, MP00536, MP00537, MP00538, MP00539, MP00540, MP00541, MP00542, MP00543, MP00544, MP00545, MP00547, MP00548, MP00549, MP00550, MP00551, MP00552, MP00553, MP00660, MP00661, MP00663, MP00664, MP00686, MP00687, MP00688, MP00689, MP03220, MP03221, MP03222, MP03223, MK03140, MK03320, MP00555, MP00518, 2M85151, 2M85153 | Klasa IIa | Apirator, Aspirator, Valvul, Filtra, Aksesor shtese per pajijsen | Tjeter
15613 | Electrosurgery Units and Accessories/ Tubular shaft for marseal 5, 370MM, Electrosurgery Units and Accessories/ Handle for marseal 5 with connector IQ, Electrosurgery Units and Accessories/ Blade rod for marseal 5, Electrosurgery Units and Accessories/ Handle for marseal 5 w. connector Martin, Electrosurgery Units and Accessories/ Blade insert marSeal 5,370mm,sterile, Electrosurgery Units and Accessories/marSeal 5 IQ short comp.instrum-cod200mm, Electrosurgery Units and Accessories/ Blade insert f.marSeal 5 IQ short, 200mm, Electrosurgery Units and Accessories/ Tubular shaft for marseal 5 IQ short, 20, Electrosurgery Units and Accessories/Blade for marClamp CUT IQ, sterile,l8cm, Electrosurgery Units and Accessories/ marClamp CUT IQ w.instrum.coding,18cm, Electrosurgery Units and Accessories /marSeal5plus VS.,bi.,IQ.,05mm,37CM, Electrosurgery Units and Accessories / marSeal5plus Maryland.,bi.,IQ.,05mm,45cm, Electrosurgery Units and Accessories / marSeal5plus Maryland.,bi.,IQ.,05mm,37cm, Electrosurgery Units and Accessories/ marSeal5plus Maryland.,bi.,IQ.,05mm,23cm, Electrosurgery Units and Accessories/ marSeal5plus handle,bi.,IQ.,05mm, Electrosurgery Units and Accessories/ marSeal5plus tubular shaft,bi.,05mm,37cm, Electrosurgery Units and Accessories /marSeal5plus tub.shaft, Maryl.,05mm,45cm, Electrosurgery Units and Accessories/ marSeal5plus tub.shaft, Maryl.,05mm,37cm, Electrosurgery Units and Accessories/marSeal5plus tub.shaft, Maryl.,05mm,23cm, Electrosurgery Units and Accessories / marSeal5plus blade insert,37cm,sterile, Electrosurgery Units and Accessories/marSeal5plus blade insert,23cm,sterile, Electrosurgery Units and Accessories/marSeal5plus blade insert,37cm, Electrosurgery Units and Accessories/marSeal5plus blade insert,23cm, Electrosurgery Units and Accessories/marSeal5plus blade insert,45cm,sterile, Electrosurgery Units and Accessories/marSeal5plus blade insert,45cm, Electrosurgery Units and Accessories/BIPOLAR HOOK ELECTRODE, L=115MM, Electrosurgery Units and Accessories/BIPOLAR ARTHR. ELECTR. "PHAZER", Electrosurgery Units and Accessories/BALL ELECTRODE, D=5MM, L=10CM, 4MM, Electrosurgery Units and Accessories / BALL ELECTRODE, D=3MM, L=10CM, 4MM, Electrosurgery Units and Accessories/NEEDLE ELECTR., L=10CM, AL=4MM, 4MM, Electrosurgery Units and Accessories/BALL ELECTRODE, L=13CM D=3MM, 4MM, Electrosurgery Units and Accessories/NEEDLE ELECTRODE, L=10CM, WL=15,5MM, 4MM, Electrosurgery Units and Accessories/KNIFE ELECTR.F.2,4MM HANDLES,SHAFT, 9CM, Electrosurgery Units and Accessories /BALL ELECTRODE, L=9CM, D=3MM, 2,4MM, Electrosurgery Units and Accessories/ CONIZATION ELECTRODE, L=12CM, D=10MM,4MM, Electrosurgery Units and Accessories/ CONISATION ELECTRODE, LOOP DIAM. 15 MM, Electrosurgery Units and Accessories /BIPOLAR FCPS., STR., BL., 1.2 MM, 24 CM, Electrosurgery Units and Accessories / BIPOLAR FCPS., STR., BL., 1.2 MM, 26 CM, Electrosurgery Units and Accessories /BIPOLAR FCPS., STR., BL., 1.2 MM, 30 CM, Electrosurgery Units and Accessories /BIPOLAR FCPS., ANG., BL., 1.0 MM, 12 CM, Electrosurgery Units and Accessories /BIPOLAR FCPS., ANG., BL., 1.2 MM, 16 CM, Electrosurgery Units and Accessories /BIPOLAR FCPS., ANG., BL., 1.2 MM, 18 CM, Electrosurgery Units and Accessories /BIPOLAR FCPS., ANG., BL., 1.2 MM, 20 CM, Electrosurgery Units and Accessories /BIPOLAR FCPS., ANG., BL., 1.2 MM, 22 CM, Electrosurgery Units and Accessories /BIPOLAR FCPS., BAY., SH., 0.3 MM, 16 CM, Electrosurgery Units and Accessories /BIPOLAR FCPS., BAY., SH., 0.3 MM, 18 CM, Electrosurgery Units and Accessories /BIPOLAR FCPS., BAY., SH., 0.3 MM, 20 CM, Electrosurgery Units and Accessories /BIPOLAR FCPS., BAY., SH., 0.3 MM, 24 CM, Electrosurgery Units and Accessories / BIPOLAR FCPS., STR., BL., 2.0 MM, 12 CM, Electrosurgery Units and Accessories /BIPOLAR FCPS., STR., BL., 2.0 MM, 16 CM, Electrosurgery Units and Accessories /BIPOLAR FCPS., STR., BL., 2.0 MM, 18 CM, Electrosurgery Units and Accessories / BIPOLAR FCPS., STR., BL, 2.0 MM, 20 CM, Electrosurgery Units and Accessories /BIPOLAR FCPS., STR., BL., 2.0 MM, 22 CM, Electrosurgery Units and Accessories /BIPOLAR FCPS., STR., BL., 2.0 MM, 24 CM, Electrosurgery Units and Accessories /BIPOLAR FCPS., STR., BL., 2.0 MM, 26 CM, Electrosurgery Units and Accessories /BIPOLAR FCPS., STR., BL., 2.0 MM, 30 CM, Electrosurgery Units and Accessories / BIPOLAR FCPS., ANG., BL., 2.0 MM, 16 CM, Electrosurgery Units and Accessories / BIPOLAR FCPS., ANG., BL., 2.0 MM, 18 CM, Electrosurgery Units and Accessories/BIPOLAR FCPS., ANG., BL., 2.0 MM, 20 CM, Electrosurgery Units and Accessories/BIPOLAR FCPS., ANG., BL., 2.0 MM, 22 CM, Electrosurgery Units and Accessories/BIPOLAR FCPS., ANG., BL., 2.0 MM, 24 CM, Electrosurgery Units and Accessories/BIPOLAR FCPS., BAY., BL., 1.2 MM, 16 CM, Electrosurgery Units and Accessories/BIPOLAR FCPS., BAY., BL., 1.2 MM, 18 CM, Electrosurgery Units and Accessories/BIPOLAR FCPS., BAY., BL., 1.2 MM, 20 CM, Electrosurgery Units and Accessories/BIPOLAR FCPS., BAY., BL., 1.2 MM, 24 CM, Electrosurgery Units and Accessories/BIPOLAR FCPS., BAY., BL, 2.0 MM, 18 CM, Electrosurgery Units and Accessories/ BIPOLAR FCPS., BAY., BL., 2.0 MM, 20 CM, Electrosurgery Units and Accessories/BIPOLAR FCPS., BAY., BL., 2.0 MM, 24 CM, Electrosurgery Units and Accessories/BIPOLAR FCPS., BAY., BL., 2.0 MM, 30 CM, Electrosurgery Units and Accessories/BIP. FCPS., NEURO , STR., 0.5 MM, 20 CM, Electrosurgery Units and Accessories/BIP. FCPS., NEURO , ANG., 0.5 MM, 20 CM, Electrosurgery Units and Accessories/MARCLAMP, IQ, 16CM, CABLE 4M, Electrosurgery Units and Accessories/MARCLAMP, IQ 18CM, CABLE 4M, Electrosurgery Units and Accessories/MARCLAMP, IQ, 23CM, CABLE 4M, Electrosurgery Units and Accessories/MARCLAMP, IQ 28CM, CABLE 4M, Electrosurgery Units and Accessories/MARCLAMP SHARK, IQ, 23 CM, CABLE 4M, Electrosurgery Units and Accessories/MARCLAMP URO, ACC. TO KALEM, IQ,CABLE 4M, Electrosurgery Units and Accessories/MARCLAMP 10,, GEMINI, 23 CM, Electrosurgery Units and Accessories/NST-FLUSH-FCPS., BAJ.,STR.,0,5 MM, 20 CM, Electrosurgery Units and Accessories/NST-FLUSH-FCPS., BAJ.,STR.,1,0 MM, 20 CM, Electrosurgery Units and Accessories/NST-FLUSH-FCPS., BAJ.,STR.,0,5 MM, 23 CM, Electrosurgery Units and Accessories/NST-FLUSH-FCPS., BAJ.,STR.,1,0 MM, 23 CM, Electrosurgery Units and Accessories/NST-FLUSH-FCPS., STR.,1,5 MM, 20 CM, Electrosurgery Units and Accessories/NST-FLUSH-FCPS., STR.,2,0 MM, 23 CM, Electrosurgery Units and Accessories/NST-FLUSH-FCPS.,STR., 2,0 MM, 30 CM, Electrosurgery Units and Accessories/NST-RED-FCPS., STR., SH. 0,3 MM, 12 CM, Electrosurgery Units and Accessories/NST-RED-FCPS., STR., SH. 0,3 MM, 17 CM, Electrosurgery Units and Accessories/NST-RED-FCPS., STR., SH. 0,3 MM, 20 CM, Electrosurgery Units and Accessories/NST-RED-FCPS., ANG., SH. 0,3 MM, 12 CM, Electrosurgery Units and Accessories /NST-RED-FCPS., ANG., SH. 0,3 MM, 17 CM, Electrosurgery Units and Accessories/CONIZATION ELECTRODE, L=12CM, D=20MM,4MM, Electrosurgery Units and Accessories/CONISATION ELECTRODE, LOOP DIAM 25 MM, Electrosurgery Units and Accessories/SCARFI CONIZAT.ELEC.,L=11,5CM, D=2CM,4MM, Electrosurgery Units and Accessories/SCARFI CONIZAT.ELEC.,L=11,5CM, D=3CM,4MM, Electrosurgery Units and Accessories / SCARFI CONIZAT.ELEC.,L=11,5CM, D=4CM,4MM, Electrosurgery Units and Accessories / NEEDLE ELECTRODE ARTHR., L=11,5CM, 1,5MM, Electrosurgery Units and Accessories /NEEDLE ELECTRODE, ARHTR., L=11,5CM, 4MM, Electrosurgery Units and Accessories / NEEDLE ELECTRODE, ARHTR., L=11,SCM, 2MM, Electrosurgery Units and Accessories/ KNIFE ELECTRODE ARTHR., L=11,5CM, 4MM, Electrosurgery Units and Accessories/ PALPATION ELECTR., ARTHR., L=11,5CM, 4MM, Electrosurgery Units and Accessories /BALL ELECTR. ARTHROSCOPY,L=11,5CM, D=3MM, Electrosurgery Units and Accessories / DRESS. FORCEPS, ISOL., W/O CONN., 18 CM, Electrosurgery Units and Accessories / DRESS. FORCEPS, ISOL., W/O CONN., 21 CM, Electrosurgery Units and Accessories / DRESS. FORCEPS, ISOL., W/O CONN., 25 CM, Electrosurgery Units and Accessories / FORCEPS, CHIR., 1X2 T., ISOL., 18CM, Electrosurgery Units and Accessories /FORCEPS, CHIR., 1X2 T., ISOL., 21CM, Electrosurgery Units and Accessories /FORCEPS, CHIR., 1X2 T., ISOL., 25CM, Electrosurgery Units and Accessories /DRESSING FORCEPS, ISOL., W. CONN., 18 CM, Electrosurgery Units and Accessories /DRESSING FORCEPS, ISOL., W. CONN., 21 CM, Electrosurgery Units and Accessories / DRESSING FORCEPS, ISOL., W. CONN., 25 CM, Electrosurgery Units and Accessories / BIPOLAR FCPS., STR., SH., 0.3 MM, 8.5 CM, Electrosurgery Units and Accessories / BIPOLAR FCPS., STR., SH., 0.3 MM, 12 CM, Electrosurgery Units and Accessories /BIPOLAR FCPS., STR., SH., 0.3 MM, 16 CM, Electrosurgery Units and Accessories / BIPOLAR FCPS., STR., SH., 0.3 MM, 18 CM, Electrosurgery Units and Accessories /BIPOLAR FCPS., STR., SH., 0.3 MM, 20 CM, Electrosurgery Units and Accessories / BIPOLAR FCPS., STR., SH., 0.3 MM, 22 CM, Electrosurgery Units and Accessories / BIPOLAR FCPS., ANG., SH., 0.3 MM, 8,5 CM, Electrosurgery Units and Accessories / BIPOLAR FCPS., ANG., SH., 0.3 MM, 12 CM, Electrosurgery Units and Accessories/ BIPOLAR FCPS., ANG., SH., 0.3 MM, 16 CM, Electrosurgery Units and Accessories/ BIPOLAR FCPS., ANG., SH., 0.3 MM, 18 CM, Electrosurgery Units and Accessories /BIPOLAR FCPS., ANG., SH., 0.3 MM, 20 CM, Electrosurgery Units and Accessories / BIPOLAR FCPS., STR., BL., 1.0 MM, 12 CM, Electrosurgery Units and Accessories / BIPOLAR FCPS., STR., BL., 1.2 MM, 16 CM, Electrosurgery Units and Accessories /BIPOLAR FCPS., STR., BL., 1.2 MM, 18 CM, Electrosurgery Units and Accessories /BIPOLAR FCPS., STR., BL., 1.2 MM, 20 CM, Electrosurgery Units and Accessories /BIPOLAR FCPS., STR., BL., 1.2 MM, 22 CM, Electrosurgery Units and Accessories/MARVAC SMOKE EVAC.SYST.LAP-MODE 220-240V, Electrosurgery Units and Accessories/MARVAC SMOKE EVAC.SYST.LAP-MODE 100-127V, Electrosurgery Units and Accessories/maxium smart Vac, Lap-Mode, 220-240 V, Electrosurgery Units and Accessories/maxium smart Vac, Lap-Mode, 100-127 V, Electrosurgery Units and Accessories/maxium smart Vac, 220-240 V, Electrosurgery Units and Accessories/maxium smart Vac, 100-127 V, Electrosurgery Units and Accessories/MABS-HANDLE, TWO PUSH BUTTONS, Electrosurgery Units and Accessories / MABS-NEEDLE-ELECTRODE 40MM, ADJUSTABLE, Electrosurgery Units and Accessories /MABS-NEEDLE-ELECTRODE ADJUSTABLE, Electrosurgery Units and Accessories /MABS-BEAM ELECTRODE, DIAM. 5MM,WORK 25MM, Electrosurgery Units and Accessories /MABS-BEAM ELECTR. DIAM 5MM, WORK 100MM, Electrosurgery Units and Accessories / MABS-ELECTR. INCL.FIX.EQUIPM.D=5, WI=320, Electrosurgery Units and Accessories / MABS-LANCET-ELECTR. DIAM 5MM. WORK 25MM, Electrosurgery Units and Accessories /MABS-LANCET ELECTR. DIAM 5MM, WORK 115MM, Electrosurgery Units and Accessories / MABS-NEEDLE-ELECTR. DIAM 5MM, WORK 25MM, Electrosurgery Units and Accessories / MABS-NEEDLE ELECTR. DIAM 5MM, WORK 115MM, Electrosurgery Units and Accessories / MABS-GIT-PROBE REUSABLE 2.3MM/2.3M, Electrosurgery Units and Accessories / MABS-GIT-PROBE REUSABLE 3,2MM/2,3M, Electrosurgery Units and Accessories /MABS-TBS-PROBE DISPOSABLE 1,8MM/1,6M, Electrosurgery Units and Accessories /MABS-GIT-PROBE DISPOSABLE 1,8MM/3,2M, Electrosurgery Units and Accessories / MABS-GIT-PROBE DISPOSABLE 2,3MM/2,3M, Electrosurgery Units and Accessories / MABS-GIT-PROBE DISPOSABLE 3,2MM/2,3M, Electrosurgery Units and Accessories / MABS-GIT-PROBE DISPOSABLE 2,3MM/3,4M, Electrosurgery Units and Accessories / MABS CONNECTING CABLE 2,5M-PIN CONNECT., Electrosurgery Units and Accessories /GIT-PROBE,SIDEFIRE,SINGLE USE 2,3MM,2,3M, Electrosurgery Units and Accessories / GIT-SNARE 15MM MULTFIL .DISP.2,5MM/2,3M, Electrosurgery Units and Accessories / GIT-SNARE 30MM MULTIF. DISP.2,5MM/2,3M, Electrosurgery Units and Accessories / GIT-SNARE 15MM,MONOFILDISP.2,5MM/2,3M, Electrosurgery Units and Accessories / GIT-SNARE 30MM,MONOFILDISP.2,5MM/2,3M, Electrosurgery Units and Accessories / MABS-BEAM ELECTRODE, 320MM, BENDABLE, Electrosurgery Units and Accessories / MABS-BEAM ELECTRODE, 115MM, BENDABLE, Electrosurgery Units and Accessories / ELECTR. HDL., DBL.SW., 3PIN, 02.4MM, 3M, Electrosurgery Units and Accessories /ELHANDLE W.2PUSHBUT.4,0MM,3PIN,CABLE 5M, Electrosurgery Units and Accessories / smartPen, 2 buttons, 04mm, 4m, I, Electrosurgery Units and Accessories / EL.HANDLE W.2PUSHBUT.2,4MM,3PIN,4M, Electrosurgery Units and Accessories / smartPen, 2 buttons, 04mm, 4m, E, Electrosurgery Units and Accessories / smartPen, 2 buttons, 02,4mm, 4m, I, Electrosurgery Units and Accessories /smartPen, rockerswitch, 02,4mm, 4m, I, Electrosurgery Units and Accessories/ELECTRODE HDL., W/O SWITCH, 1,6 MM, 3M, Electrosurgery Units and Accessories / D-ELECTR. HDL, 1SW, SMALL COAX, 1,6MM 3M, Electrosurgery Units and Accessories /smartPen, 0 buttons, 01,6mm, 4m, M, Electrosurgery Units and Accessories /smartPen, 1 button, 01,6mm, 4m, M, Electrosurgery Units and Accessories /smartPen, 1 button, 04mm, 4m, M, Electrosurgery Units and Accessories /smartPen, 2 buttons, 04mm, 4m, M, Electrosurgery Units and Accessories/HANDLE SURGY-PEN, 2 SW., 3 PIN, 4MM,4M, Electrosurgery Units and Accessories /smartPen, 0 buttons, 04mm, 4m, M, Electrosurgery Units and Accessories / smartPen, 0 buttons, 04mm, 4m, E, Electrosurgery Units and Accessories / smartPen, 0 buttons, 04mm, 4m, Bovie, Electrosurgery Units and Accessories / DISPOS. HANDLE, W. SPATULA, 2 SW, 3-PIN, Electrosurgery Units and Accessories / smartPen, 2 buttons, 04mm, Electrosurgery Units and Accessories / NEUTRAL EL. RUBBER, Electrosurgery Units and Accessories / NEUTRAL EL. RUBBER, 8X16cm, I-PLUG, 4M, Electrosurgery Units and Accessories / TWIN-PAD NEUTRAL ELECTRODE, Electrosurgery Units and Accessories / Twin-Pad II Neutral Electrode, Electrosurgery Units and Accessories / PCS disposable neutral electrode, Electrosurgery Units and Accessories / PCS disposable neutral electrode, baby, Electrosurgery Units and Accessories / Disposable neutral electrode, children, Electrosurgery Units and Accessories / Disposable neutral electrode, Adults, Electrosurgery Units and Accessories / NEEDLE ELECTRODE STRAIGHT F1, 1,6MM, Electrosurgery Units and Accessories / NEEDLE ELECTRODE ANG 45DEG F2 1,6MM, Electrosurgery Units and Accessories / NEEDLE ELECTRODE ANG 120 DEG F3, Electrosurgery Units and Accessories / NEEDLE ELECTRODE 1PAIR RI/LE 1,6MM, Electrosurgery Units and Accessories / LOOP ELECTRODE FIG. 6, Electrosurgery Units and Accessories /DISH ELECTRODE.D5MM, SHAFT ANGLED 45°, Electrosurgery Units and Accessories / WIRE LOOP ELECTRODE 3MM F11, Electrosurgery Units and Accessories/ WIRE LOOP ELECTRODE 5MM F12, Electrosurgery Units and Accessories/ WIRE LOOP ELECTRODE 8MM F13, Electrosurgery Units and Accessories/ WIRE LOOP ELECTRODE F14 1,6MM, Electrosurgery Units and Accessories /WIRE LOOP ELECTRODE 7X1,5 F15, Electrosurgery Units and Accessories / HOOK ELECTRODE,7MM,45DG.ANGL.FIG.16, Electrosurgery Units and Accessories /WIRE LOOP ELECTR 6X1,3MM F17, Electrosurgery Units and Accessories / WIRE LOOP ELECTR 7X1,7MM F18, Electrosurgery Units and Accessories / WIRE LOOP ELECTRODE FIG.19, Electrosurgery Units and Accessories / WIRE LOOP ELECTRODE 7X1,4MM 45° FIG 20, Electrosurgery Units and Accessories / WIRE LOOP ELECTRODE STR 7X1,7MM F21, Electrosurgery Units and Accessories / Implantology electrode, Electrosurgery Units and Accessories / LOOP ELECTRODE ELONGATED 45ANGLED FIG.22, Electrosurgery Units and Accessories / COAGUL NEEDLE ELECTRODE F31, Electrosurgery Units and Accessories / NEEDLE ELECTRODE COAGULATING FIG.32, Electrosurgery Units and Accessories / BALL ELECTRODE 1,7MM F33, Electrosurgery Units and Accessories / ELECTRODE BALL 3,0MM FIG 34, Electrosurgery Units and Accessories / COAGULATION AND FULG. ELECTRODE, FIG.35, Electrosurgery Units and Accessories /COAG. AND FULG. ELECTRODE, FIG.36, Electrosurgery Units and Accessories /NEEDLE ELECTRODE 45° ANGLED, Electrosurgery Units and Accessories / NEEDLE ELECTRODE STRAIGHT SHORT 0,2 MM, Electrosurgery Units and Accessories / NEEDLE-ELECTRODE 45 GRAD FIG. 2 SHORT, Electrosurgery Units and Accessories / WIRE LOOP ELECTR., SHORT 3MM DIAM.FIG.11, Electrosurgery Units and Accessories / WIRE LOOP ELECTRODE SHORT 5MM DIAM.FIG12, Electrosurgery Units and Accessories / WIRE LOOP ELECTRODE SHORT 8MM DIAM.FIG13, Electrosurgery Units and Accessories / NEEDLE ELECTR. STRAIGHT SHORT 0,3MM FIG1, Electrosurgery Units and Accessories / NEEDLE ELECTRODE FIG. 2 FLEXIBLE WIRE, Electrosurgery Units and Accessories /NEEDLE ELECTRODE FIG. 38 FLEXIBLE WIRE, Electrosurgery Units and Accessories / NEEDLE ELECTRODE STRAIGHT SHORT 0,6 MM, Electrosurgery Units and Accessories / CLEANING PAD FOR HF-ELECTRODES, Electrosurgery Units and Accessories / LANCET ELECTRODE, STRAIGHT, 25MM, 4MM, Electrosurgery Units and Accessories /LANCET ELECTRODE SYN., STRAIGHT,25MM,4MM, Electrosurgery Units and Accessories/ LANCET ELECTRODE SYN,STRAIGHT,25MM,2.4MM, Electrosurgery Units and Accessories /LANCET ELECTRODE, STR., L=100MM, WL=20MM, Electrosurgery Units and Accessories/ LANCET ELECTRODE ANGULAR, 25MM, 4MM, Electrosurgery Units and Accessories/ LANCET ELECTRODE, SYN, ANGLED, 23 MM,4MM, Electrosurgery Units and Accessories / KNIFE ELECTRODE, STRAIGHT, 28MM, 4MM, Electrosurgery Units and Accessories /KNIFE ELECTRODE, SYN, STR., 39 MM , 4MM, Electrosurgery Units and Accessories / KNIFE ELECTRODE, STRAIGHT, 20MM, 2.4MM, Electrosurgery Units and Accessories / KNIFE ELECTRODE L=100MM, WL=29MM, 4MM, Electrosurgery Units and Accessories / KNIFE ELECTRODE, L=100MM, WL=12MM, 4MM, Electrosurgery Units and Accessories /KNIFE EL., ANGL., L=100MM, WL=12MM, 4MM, Electrosurgery Units and Accessories / MAMMARIA SPATULA, 37MM, 4MM, Electrosurgery Units and Accessories /MAMMARIA SPATULA SYN, 39MM, 4MM, Electrosurgery Units and Accessories/NEEDLE ELECTRODE, STR., 22MM, 4MM, Electrosurgery Units and Accessories/NEEDLE ELECTRODE, STR.. 30MM, 4MM, Electrosurgery Units and Accessories / NEEDLE ELECTRODE, SYN, STR., 30MM, 4MM, Electrosurgery Units and Accessories/ NEEDLE ELECTRODE, STR., 17MM, 2.4MM, Electrosurgery Units and Accessories/ NEEDLE ELECTR., MICRO, 2,4MM, Electrosurgery Units and Accessories / NEEDLE ELECTR., MICRO, 2,4MM, STERILE, Electrosurgery Units and Accessories / NEEDLE ELECTRODE, WL=23MM, 4MM, Electrosurgery Units and Accessories/NEEDLE ELECTRODE, SYN, 10MM, 4MM, Electrosurgery Units and Accessories/NEEDLE ELECTRODE, SYN, 6MM, 4MM, Electrosurgery Units and Accessories / WIRE LOOP ELECTRODE, D=5MM, 4MM, Electrosurgery Units and Accessories/WIRE LOOP ELECTRODE, L=10CM,D=5MM, Electrosurgery Units and Accessories/WIRE LOOP ELECTRODE, D=10MM, 4MM, Electrosurgery Units and Accessories/WIRE LOOP ELECTRODE SYN, D=10MM, 4MM, Electrosurgery Units and Accessories/WIRE LOOP ELECTR. 0 10 MM, F. 2.4 MM HDL, Electrosurgery Units and Accessories/WIRE LOOP ELECTRODE, L=10CM, D=10MM, Electrosurgery Units and Accessories/WIRE LOOP ELECTRODE D=20MM, 4MM, Electrosurgery Units and Accessories/RIBBON LOOP ELECTRODE, D=10MM, 4MM, Electrosurgery Units and Accessories/RIBBON LOOP ELECTRODE, SYN, D=10MM, 4MM, Electrosurgery Units and Accessories/RIBBON LOOP ELECTRODE, D=15MM, 4MM, Electrosurgery Units and Accessories/BALL ELECTRODE, D=2MM, 4MM, Electrosurgery Units and Accessories/BALL ELECTRODE, SYN, WL=8MM, D=2MM, 4MM, Electrosurgery Units and Accessories/BALL ELECTRODE, D=4MM, 4MM, Electrosurgery Units and Accessories/BALL ELECTRODE, SYN, WL=8MM, D=4MM, 4MM, Electrosurgery Units and Accessories/BALL ELECTRODE, D=4MM, 2,4MM, Electrosurgery Units and Accessories/BALL ELECTRODE, D=5MM, 4MM, Electrosurgery Units and Accessories / ELECTRODE FOR WRINKLE SMOOTHING, 4MM, Electrosurgery Units and Accessories/ PLATE ELECTRODE 8X1OMM, 4MM, Electrosurgery Units and Accessories/ MARCUT BIPOL-SCISSORS, CVD., 18 CM, Electrosurgery Units and Accessories/MARCUT BIPOL-SCISSORS, CVD., 21 CM, Electrosurgery Units and Accessories /MARCUT BIPOL-SCISSORS, CVD., 23 CM, Electrosurgery Units and Accessories/ MARCUT BIPOL-SCISSORS, CVD., 28 CM, Electrosurgery Units and Accessories/ MARCUT BIPOL-SCISSORS, SLIM, CVD. 18 CM, Electrosurgery Units and Accessories / MARCUT BIPOL-SCISSORS, SLIM, CVD. 21 CM, Electrosurgery Units and Accessories /MARCUT BIPOL-SCISSORS, SLIM, CVD. 23 CM, Electrosurgery Units and Accessories/MARCUT BIPOL-SCISSORS, SLIM, CVD. 28 CM, Electrosurgery Units and Accessories/PLATE ELECTRODE 10X1OMM, 4MM, Electrosurgery Units and Accessories/MARCUT BIPOL.SCISS.SUPER SLIM,CVD. 13 CM, Electrosurgery Units and Accessories/MARCUT BIPOL.SCISS.SUPER SLIM,CVD. 14 CM, Electrosurgery Units and Accessories/ MARCUT BIPOL.SCISS.SUPER SLIM,CVD. 17 CM, Electrosurgery Units and Accessories/ELECTRODE A PLAQUE 12X1OMM 4mm, Electrosurgery Units and Accessories/ ELECTRODE SET SYN, 4MM, Electrosurgery Units and Accessories/NEEDLE EL., ANGUL., L=100MM, AL=2MM, 4MM, Electrosurgery Units and Accessories/BALL ELECTRODE ANGUL, L=100MM, D=2MMAMM, Electrosurgery Units and Accessories/Tubular shaft incl.bladeholder, 200MM, Electrosurgery Units and Accessories/Blade for marseal, Electrosurgery Units and Accessories/Blade for marSeal, sterile, Electrosurgery Units and Accessories/Tubular shaft ms slim incl. blade rod, 3, Electrosurgery Units and Accessories/Tubuar shaft ms slim incl. blade rod, 20, Electrosurgery Units and Accessories/MARSEAL IQ CPL.W.INSTRUMENT-CODING,200MM, Electrosurgery Units and Accessories/MARSEAL SLIM IQ CPL.INSTRUM.CODING 370MM, Electrosurgery Units and Accessories/MARSEAL SLIM IQ CPL.INSTRUM.CODING 200MM, Electrosurgery Units and Accessories/Handle for marseal IQ, cable 4M, Electrosurgery Units and Accessories/ MarSeal 5 IQ cpl.w. Instr. Cod. 370MM, Electrosurgery Units and Accessories / MARTIN MD 62 220/240 V, Electrosurgery Units and Accessories / MINICUTTER 100-240 VOLT, Electrosurgery Units and Accessories / MARTIN ME 102 230 V, Electrosurgery Units and Accessories /ME MB 3 M VERSION, 220-240 V, Electrosurgery Units and Accessories/ME MB 3 M VERSION, 100-127 V, Electrosurgery Units and Accessories/ME MB 3 I VERSION, 220-240 V, Electrosurgery Units and Accessories/ME MB 3 I VERSION, 100-127 V, Electrosurgery Units and Accessories/MAXIUM WITH SOCKET MODULE MARTIN, Electrosurgery Units and Accessories/MAXIUM WITH SOCKET MODULE INTERNATIONAL, Electrosurgery Units and Accessories/ MAXIUM WITH MODULE F.5MM INSTR.E-VERSION, Electrosurgery Units and Accessories/maxium B, module Mul, Electrosurgery Units and Accessories/maxium smart C,MMB,M-modu1,100-240V, Electrosurgery Units and Accessories/maxium smart C,MMB,I-modu1,100-240V, Electrosurgery Units and Accessories/maxium smart C,MMB,E-modu1,100-240V, Electrosurgery Units and Accessories/maxium smart Beam, Argon-unit, Electrosurgery Units and Accessories/MAXIUM BEAMER, Electrosurgery Units and Accessories/MARVAC SMOKE EVACUATION SYST. 220-240V, Electrosurgery Units and Accessories/MARVAC SMOKE EVACUATION SYST. 100-127V, Electrosurgery Units and Accessories/MAIN FILTER UNIT MARVAC, Electrosurgery Units and Accessories/HANDLE W.CLIP-ON F. SMOKE EVACUATOR, Electrosurgery Units and Accessories/EXTERNAL CURRENT DETECTION MARVAC, Electrosurgery Units and Accessories/NST-RED-FCPS., STR., BL. 0,6 MM, 12 CM, Electrosurgery Units and Accessories/NST-RED-FCPS., STR., BL. 0,6 MM, 17 CM, Electrosurgery Units and Accessories/NST-RED-FCPS., STR., BL. 0,6 MM, 20 CM, Electrosurgery Units and Accessories/NST-RED-FCPS., ANG., BL. 0,6 MM, 12 CM, Electrosurgery Units and Accessories/NST-RED-FCPS., ANG., BL. 0,6 MM, 17 CM, Electrosurgery Units and Accessories/NST-RED-FCPS., ANG., BL. 0,6 MM, 20 CM, Electrosurgery Units and Accessories/NST-RED-FCPS., STR., BL. 1,0 MM, 12 CM, Electrosurgery Units and Accessories/NST-RED-FCPS., STR., BL. 1,0 MM, 17 CM, Electrosurgery Units and Accessories/NST-RED-FCPS., STR., BL. 1,0 MM, 20 CM, Electrosurgery Units and Accessories/NST-RED-FCPS., STR., BL. 1,0 MM, 23 CM, Electrosurgery Units and Accessories/NST-RED-FCPS., ANG., BL. 1,0 MM, 12 CM, Electrosurgery Units and Accessories/NST-RED-FCPS., ANG., BL. 1,0 MM, 17 CM, Electrosurgery Units and Accessories/NST-RED-FCPS., ANG., BL. 1,0 MM, 20 CM, Electrosurgery Units and Accessories/NST-RED-FCPS., ANG., BL. 1,0 MM, 23 CM, Electrosurgery Units and Accessories/NST-RED-FCPS., STR., BL. 2,0 MM, 17 CM, Electrosurgery Units and Accessories/NST-RED-FCPS., STR., BL 2,0 MM, 20 CM, Electrosurgery Units and Accessories/NST-RED-FCPS., STR., BL. 2,0 MM, 23 CM, Electrosurgery Units and Accessories/NST-RED-FCPS., STR., BL. 2,0 MM, 30 CM, Electrosurgery Units and Accessories/NST-RED-FCPS., ANG., BL. 2,0 MM, 17 CM, Electrosurgery Units and Accessories/NST-RED-FCPS., ANG., BL. 2,0 MM, 20 CM, Electrosurgery Units and Accessories/NST-RED-FCPS., ANG., BL. 2,0 MM, 23 CM, Electrosurgery Units and Accessories/NST-RED-FCPS., ANG., BL. 2,0 MM, 25 CM, Electrosurgery Units and Accessories/NST-RED-FCPS., ANG., BL. 2,0 MM, 28 CM, Electrosurgery Units and Accessories/NST-RED-FCPS., ANG., BL. 2,0 MM, 30 CM, Electrosurgery Units and Accessories/NST-RED-FCPS., BAY., STR., 0,3 MM, 17 CM, Electrosurgery Units and Accessories/NST-RED-FCPS., BAY., STR., 0,3 MM, 20 CM, Electrosurgery Units and Accessories/NST-RED-FCPS., BAY., STR., 0,3 MM, 23 CM, Electrosurgery Units and Accessories/NST-RED-FCPS., BAY., STR., 0,3 MM, 25 CM, Electrosurgery Units and Accessories/NST-RED-FCPS., BAY., STR., 0,6 MM, 17 CM, Electrosurgery Units and Accessories/NST-RED-FCPS., BAY., STR., 0,6 MM, 20 CM, Electrosurgery Units and Accessories/NST-RED-FCPS., BAY., STR., 0,6 MM, 23 CM, Electrosurgery Units and Accessories/NST-RED-FCPS., BAY., STR., 0,6 MM, 25 CM, Electrosurgery Units and Accessories/NST-RED-FCPS., BAY., STR., 1,0 MM, 17 CM, Electrosurgery Units and Accessories/NST-RED-FCPS., BAY., STR., 1,0 MM, 20 CM, Electrosurgery Units and Accessories/NST-RED-FCPS., BAY., STR., 1,0 MM, 23 CM, Electrosurgery Units and Accessories/NST-RED-FCPS., BAY., STR., 1,0 MM, 25 CM, Electrosurgery Units and Accessories/NST-RED-FCPS., BAY., STR., 2,0 MM, 17 CM, Electrosurgery Units and Accessories/NST-RED-FCPS., BAY., STR., 2,0 MM, 20 CM, Electrosurgery Units and Accessories/NST-RED-FCPS., BAY., STR., 2,0 MM, 23 CM, Electrosurgery Units and Accessories/NST-RED-FCPS., BAY., STR., 2,0 MM, 25 CM, Electrosurgery Units and Accessories/NST-RED-FCPS. BAY. DOWNW.-B. 1,0 MM20cm, Electrosurgery Units and Accessories/NST-RED-FCPS. BAY. DOWNW.-B. 1,0 MM 23cm, Electrosurgery Units and Accessories/NST-RED-FCPS.BAY.DOWNW.-B.1,0MM25cm, Electrosurgery Units and Accessories/NST-RED-FCPS., BAY., UPW.-B.,1,0MM, 20CM, Electrosurgery Units and Accessories/NST-RED-FCPS., BAY., UPW.-B.,1,0MM, 23CM, Electrosurgery Units and Accessories/NST-RED-FCPS., BAY., UPW.-B., 0,6 MM, 23, Electrosurgery Units and Accessories/NST-RED-FCPS., BAY., DOWNW.-B., 0,6 MM,, Electrosurgery Units and Accessories /NST-RED-FCPS., CVD., STR., 0,5 MM, 23 CM, Electrosurgery Units and Accessories/NST-RED-FCPS., ACC. MEUSER, 2MM, 18CM, Electrosurgery Units and Accessories/NST-RED-FCPS., CVD., UPW.-B.,0,5 MM,23CM, Electrosurgery Units and Accessories/NST-RED-FCPS., CVD.,DOWNW.-B.,0,5MM,23CM, Electrosurgery Units and Accessories/Hook Electrode, mono, D=5mm,AL=470mm, Electrosurgery Units and Accessories/smartLap electrode, mo.,05mm, L-hook, Electrosurgery Units and Accessories/smartLap electrode, mo.,05mm, J-hook, Electrosurgery Units and Accessories/smartLap electrode, mo.,05mm, needle, Electrosurgery Units and Accessories/MARLAP HANDLE WITH SHAFT, Electrosurgery Units and Accessories/MARLAP HANDLE, Electrosurgery Units and Accessories/MARLAP SHAFT, Electrosurgery Units and Accessories /MARLAP CUT, EXCHANGE. SCISSORS ELETRODE, Electrosurgery Units and Accessories/MARLAP CLAMP,EXCH. FORC. ELEKTR.FENESTR., Electrosurgery Units and Accessories/MARLAP MARYLAND,EXCH.FORC.ELECTRODE,DVD, Electrosurgery Units and Accessories/ MARLAP CLAMP ELECTR.NON FENESTR.SMOOTH | MSE | 2023-12-15T00:00:00.000+01:00 | Gebrüder Martin GmbH & Co. KG KLS Martin Platz 1 · 78532 Tuttlingen/Germany Martin Postfach 60 · 78501 Tuttlingen,Germany. | 80-630-51-04, 80-630-52-04, 80-630-53-04, 80-630-56-04, 80-630-83-04, 80-630-90-04, 80-630-91-04, 80-630-92-04, 80-632-00-04, 80-632-18-04, 80-633-00-04, 80-633-01-04, 80-633-02-04, 80-633-03-04, 80-633-04-04, 80-633-05-04, 80-633-06-04, 80-633-07-04, 80-633-08-04, 80-633-09-04, 80-633-10-04, 80-633-11-04, 80-633-14-04, 80-633-15-04, 80-633-16-04, 80-651-00-04, 80-652-00-04, 80-674-12-04, 80-674-13-04, 80-675-13-04, 80-676-13-04, 80-677-12-04, 80-678-10-04, 80-678-11-04, 80-680-12-04, 80-681-12-04, 80-924-24-04, 80-924-26-04, 80-924-30-04, 80-925-12-04, 80-925-16-04, 80-925-18-04, 80-925-20-04, 80-925-22-04, 80-931-16-04, 80-931-18-04, 80-931-20-04, 80-931-24-04, 80-934-12-04, 80-934-16-04, 80-934-18-04, 80-934-20-04, 80-934-22-04, 80-934-24-04, 80-934-26-04, 80-934-30-04, 80-935-16-04, 80-935-18-04, 80-935-20-04, 80-935-22-04, 80-935-24-04, 80-945-16-04, 80-945-18-04, 80-945-20-04, 80-945-24-04, 80-948-18-04, 80-948-20-04, 80-948-24-04, 80-948-30-04, 80-950-20-04, 80-951-20-04, 80-975-16-04, 80-975-18-04, 80-975-23-04, 80-975-28-04, 80-976-23-04, 80-977-23-04, 80-978-23-04, 80-981-01-04, 80-981-02-04, 80-981-03-04, 80-981-04-04, 80-981-05-04, 80-981-06-04, 80-981-08-04, 80-982-12-04, 80-982-17-04, 80-982-20-04, 80-983-12-04, 80-983-17-04, 80-682-12-04, 80-683-12-04, 80-684-12-04, 80-685-12-04, 80-686-12-04, 80-690-12-04, 80-691-12-04, 80-692-12-04, 80-693-12-04, 80-694-12-04, 80-695-12-04, 80-900-18-03, 80-900-21-03, 80-900-25-03, 80-901-18-03, 80-901-21-03, 80-901-25-03, 80-902-18-03, 80-902-21-03, 80-902-25-03, 80-910-07-04, 80-910-12-04, 80-910-16-04, 80-910-18-04, 80-910-20-04, 80-910-22-04, 80-911-07-04, 80-911-12-04, 80-911-16-04, 80-911-18-04, 80-911-20-04, 80-924-12-04, 80-924-16-04, 80-924-18-04, 80-924-20-04, 80-924-22-04, 80-061-00-04, 80-061-00-10, 80-062-00-04, 80-062-00-10, 80-062-01-04, 80-062-01-10, 80-181-02-04, 80-181-07-04, 80-181-08-04, 80-181-10-04, 80-181-11-04, 80-181-12-04, 80-181-13-04, 80-181-14-04, 80-181-15-04, 80-181-16-04, 80-181-23-04, 80-181-24-04, 80-181-25-04, 80-181-26-04, 80-181-27-04, 80-181-28-04, 80-181-29-04, 80-181-30-04, 80-181-32-04, 80-181-41-04, 80-181-42-04, 80-181-43-04, 80-181-44-04, 80-181-60-04, 80-181-62-04, 80-210-03-04, 80-210-12-04, 80-210-13-04, 80-210-16-04, 80-210-18-04, 80-210-21-04, 80-210-23-04, 80-214-00-04, 80-214-01-04, 80-214-12-04, 80-214-13-04, 80-217-05-04, 80-217-13-04, 80-219-42-04, 80-220-02-04, 80-220-31-04, 80-220-41-04, 80-221-02-04, 80-227-00-04, 80-332-03-04, 80-342-05-04, 80-342-06-04, 80-342-07-04, 80-344-09-04, 80-344-12-04, 80-344-13-04, 80-344-14-04, 80-461-01-04, 80-461-02-04, 80-461-03-04, 80-461-04-04, 80-461-06-04, 80-461-07-04, 80-461-11-04, 80-461-12-04, 80-461-13-04, 80-461-14-04, 80-461-15-04, 80-461-16-04, 80-461-17-04, 80-461-18-04, 80-461-19-04, 80-461-20-04, 80-461-21-04, 80-461-22-04, 80-461-23-04, 80-461-24-04, 80-461-31-04, 80-461-32-04, 80-461-33-04, 80-461-34-04, 80-461-35-04, 80-461-36-04, 80-461-37-04, 80-462-01-04, 80-462-02-04, 80-462-11-04, 80-462-12-04, 80-462-13-04, 80-463-01-04, 80-464-02-04, 80-464-38-04, 80-466-01-04, 80-505-00-04, 80-510-04-04, 80-510-06-04, 80-510-08-04, 80-510-12-04, 80-511-04-04, 80-511-06-04, 80-515-04-04, 80-515-06-04, 80-515-08-04, 80-515-12-04, 80-515-14-04, 80-515-16-04, 80-516-04-04, 80-516-06-04, 80-519-04-04, 80-520-04-04, 80-520-06-04, 80-520-08-04, 80-520-09-04, 80-520-10-04, 80-521-02-04, 80-521-04-04, 80-522-04-04, 80-540-04-04, 80-540-12-04, 80-542-04-04, 80-542-06-04, 80-542-08-04, 80-542-12-04, 80-545-04-04, 80-550-04-04, 80-550-06-04, 80-552-04-04, 80-560-04-04, 80-560-06-04, 80-562-04-04, 80-562-06-04, 80-562-08-04, 80-563-04-04, 80-563-05-04, 80-570-04-04, 80-570-18-04, 80-570-21-04, 80-570-23-04, 80-570-28-04, 80-571-18-04, 80-571-21-04, 80-571-23-04, 80-571-28-04, 80-572-04-04, 80-572-13-04, 80-572-14-04, 80-572-17-04, 80-574-04-04, 80-580-06-04, 80-610-10-04, 80-612-10-04, 80-630-12-04, 80-630-15-04, 80-630-16-04, 80-630-34-04, 80-630-35-04, 80-630-41-04, 80-630-42-04, 80-630-43- | Klasa IIa, Is, Klasa IIb | Instrumenta shumeperdorimeshe mjekesore( Njesi te elektrokirurgjise si dhe aksesoret perkates)., Instrumenta shumeperdorimeshe mjekesore( Njesi te elektrokirurgjise si dhe aksesoret perkates) | Instrumenta shumeperdorimeshe
15624 | Abutment Esthetic Abutment – Straight – 0 Ø 4,5 mm x 12,7 mm, Abutment Esthetic Abutment – Straight – 0 Ø 4,5 mm x 13,7 mm, Abutment Esthetic Abutment – Straight – 0 Ø 4,5 mm x 14,7 mm, Abutment Esthetic Abutment – Straight – 0 Ø 5,5 mm x 12,7 mm, Abutment Esthetic Abutment – Straight – 0 Ø 5,5 mm x 13,7 mm, Abutment Esthetic Abutment – Straight – 0 Ø 5,5 mm x 14,7 mm, Abutment Esthetic Abutment – Angled – 17°Ø 4,5 mm x 12,7 mm, Abutment Esthetic Abutment – Angled – 17°Ø 4,5 mm x 13,7 mm, Abutment Esthetic Abutment – Angled – 17°Ø 4,5 mm x 14,7 mm, Abutment Esthetic Abutment – Angled – 17°Ø 5,5 mm x 12,7 mm, Abutment Esthetic Abutment – Angled – 17°Ø 5,5 mm x 13,7 mm, Abutment Esthetic Abutment – Angled – 17°Ø 5,5 mm x 14,7 mm, Abutment Esthetic Abutment – Angled – 25°Ø 4,5 mm x 12,7 mm, Abutment Esthetic Abutment – Angled – 25°Ø 4,5 mm x 13.,7 mm, Abutment Esthetic Abutment – Angled – 25°Ø 4,5 mm x 14,7 mm, Abutment Esthetic Abutment – Angled – 25°Ø 5,5 mm x 12,7 mm, Abutment Esthetic Abutment – Angled – 25°Ø 5,5 mm x 13,7 mm, Abutment Esthetic Abutment – Angled – 25°Ø 5,5 mm x 14,7 mm, Immediate Abutment Ø 4,5 mm x 11,5 mm, Immediate Abutment - Engaging Ø 4,5 mm x 11,5 mm, Locator Abutment Ø 3,9 mm x 9,5 mm, Locator Abutment Ø 3,9 mm x 8,5 mm, Locator Abutment Ø 3,9 mm x 10,5 mm, MUA (Multi-Unit Abutment) – Straight – 0°Ø 5 mm x 8,5 mm, MUA (Multi-Unit Abutment) – Straight – 0°Ø 5 mm x 10,5 mm, MUA (Multi-Unit Abutment) – Straight – 0°Ø 5 mm x 9,5 mm, MUA (Multi-Unit Abutment) – Angled – 17°Ø 5 mm x 8,8 mm, MUA (Multi-Unit Abutment) – Angled – 17°Ø 5 mm x 7,8 mm, MUA (Multi-Unit Abutment) – Angled – 17°Ø 5 mm x 9,8 mm, MUA (Multi-Unit Abutment) – Angled – 30°Ø 5 mm x 8,8 mm, MUA (Multi-Unit Abutment) – Angled – 30°Ø 5 mm x 9,8 mm, MUA (Multi-Unit Abutment) – Angled – 30°Ø 5 mm x 7,8 mm, MUA (Multi-Unit Abutment) – Angled – 45°Ø 5 mm x 7,8 mm, MUA (Multi-Unit Abutment) – Angled – 60°Ø 5 mm x 7,7 mm, MUA (Multi-Unit Abutment) – Angled – 60°Ø 5 mm x 8,7 mm, MUA (Multi-Unit Abutment) – Angled – 52°Ø 5 mm x 7,8 mm, MUA (Multi-Unit Abutment) – Angled – 60°Ø 5 mm x 7,8 mm, Universal MUA Extractor ScrewØ 1,9 mm x 7 mm, Universal MUA Extractor ScrewØ 2,4 mm x 7 mm, Healing AbutmentØ 3,5 mm x 8mm, Healing AbutmentØ 3,5 mm x 10 mm, Healing AbutmentØ 3,5 mm x 12mm, Healing AbutmentØ 4.3 mm x 8 mm, Healing AbutmentØ 4.3 mm x 10 mm, Healing AbutmentØ 4.3 mm x 12 mm, Universal Clinic ScrewØ 1,9 mm x 10 mm, Universal Clinic ScrewØ 2,4mm x 10 mm, Universal Prosthetic Abutment ScrewØ 1,9mm x 10 mm, IMPLANTS Themys Implant System – Themys Ø 3,5 mm x (6-22) mm, IMPLANTS Themys Implant System – Themys Ø 4.3 mm x (6-22) mm, IMPLANTS Themys Implant System – Themys Ø 5 mm x (6-22) mm, IMPLANTS Themys Implant System – Themys Ø 5,5 mm x (6-22) mm, IMPLANTS Aiser Tytan System – Tytan Ø 3.5 mm x (6-22) mm, IMPLANTS Aiser Tytan System – Tytan Ø 4.3 mm x (6-22) mm, IMPLANTS Aiser Tytan System – Tytan Ø 5 mm x (6-22) mm, IMPLANTS Aiser Tytan System – Tytan Ø 5.5 mm x (6-22) mm, IMPLANTS Ceos Zygomatic Implant System Ø 3.5 mm x (30-60) mm, IMPLANTS Ceos Zygomatic Implant System Ø 4.3 mm x (30-60) mm | "Infinity Dental" | 2023-12-14T00:00:00.000+01:00 | AISER SA 14 Rue du Rhone, 1204 Geneve, Switzerland | AB00D35VH3, AB00D35VH1, AB00D35VH2, AB17D35VH1, AB17D35VH2, AB17D35VH3, AB17D43VH1, AB17D43VH2, AB17D43VH3, AB25D35VH1, AB25D35VH2, AB25D35VH3, AB25D43VH1, AB25D43VH2, AB25D43VH3, C00, CCED35V, CCED43G, LC00D35VH1, LC00D35VH2, LC00D35VH3, LC00D43VH1, LC00D43VH2, LC00D43VH3, M00D35VH1, M00D35VH2, M00D35VH3, M00D43GH1, M00D43GH2, M00D43GH3, M17D35VH1, M17D35VH2, M17D35VH3, M17D43GH1, M17D43GH2, M17D43GH3, M30D35VH1, M30D35VH2, M30D35VH3, M30D43GH1, M30D43GH2, M30D43GH3, M45D35GH1, M45D43GH1, M45D43GH2, M52D35VH1, M52D35GH1, VESM16V, VESM2G, VG35VH1, VG35VH2, VG35VH3, VG43GH1, VG43GH2, VG43GH3, VLM16V, VLM2G, VPM14, THD35V , THD43G, THD50B, TYD35V, TYD43G, TYD50B, TYD55Y, CED35V, CED42G | Klasa IIb | KOMPONENTE DENTAR MBI IMPLANTE, KOMPONENTE PER IMPLANT DENTAR, IMPLANT DENTAR | Pajisje dentare
15611 | E-MINIC-00, SINGLE-WIDTH AIRWAY MODULE, ENGLISH, E-MINIC-00, SINGLE-WIDTH AIRWAY MODULE, ENGLISH, USA, E-MINIC-00, SINGLE-WIDTH AIRWAY MODULE,ENGLISH, SUB | MONTAL | 2023-12-14T00:00:00.000+01:00 | GE Healthcare Finland OY, Kuortaneenkatu 2, FI-00510, Helsinki, FINLAND | E-miniC-00, E-miniC-00-EN, 5857424 | Klasa IIb | Janë module te sistemit te monitorimit te pacientit | Pajisje anestezie dhe respiratore
15625 | NephroMax High Pressure Nephrostomy Balloon | MONTAL | 2023-12-14T00:00:00.000+01:00 | Boston Scientific Corporation, 300 Boston Scientific Way, Marlborough, MA 01752 USA. | M0062101l70, M0062101400, M0062101420, M0062101440 | Klasa IIa | Kateter me ballon te presionit te larte per nefrostomi | Pajisje nje perdorimeshe
Catheter- 30F (10mm) x 12cm (l7cm renal sheath), NephroMax High Press ure Nephrostomy Balloon
Catheter- 24F (8mm) x 12cm (l 7cm renal sheath), Neplu·oMax High Pressure Nephrostomy Balloon
Catheter- 30F (l0mm) x 12cm (17cm clear renal sheath), NephroMax High Pressure Nephrostomy Balloon
Catheter- 30F (l0mm) x 15cm (20cm renal sheath)
15634 | derma+flex®Topical skin adhesives,derma+flex®Topical skin adhesive,0.7g(0.7ml), derma+flex®Topical skin adhesives,derma+flex® Vygon Topical skin adhesive,0.7g(0.7ml) | GREEMED | 2023-12-18T00:00:00.000+01:00 | Chemence Medical, Inc. 200 Technology Drive Alpharetta,Georgia 30005,USA | LB60410, LB60406V | Klasa IIa | Adeziv per mbylljen e prerjeve kirurgjikale dhe plageve te vogla traumatike | Tjeter
15771 | Subiton G, AF Cement 1G, Subiton GunG, AF Cement 3G | OrthoNet 360 | 2023-12-18T00:00:00.000+01:00 | LABORATORIOS SL, SA Curupaytí 2611 B1644GDC San Fernando Buenos Aires-ARGENTINA | 880200/880220, 880202/880207, 880400, 880402 | Klasa III | Cement kockor ortopedik I implantueshem me antibiotik | Pajisje te implantueshme jo aktive
15635 | Subiton RO, AF Cement 1, Subiton GUN, AF Cement 3 | OrthoNet 360 | 2023-12-18T00:00:00.000+01:00 | LABORATORIOS SL, SA Curupaytí 2611 B1644GDC San Fernando Buenos Aires-ARGENTINA | 880000/880020, 880002/880007, 880300, 880302 | Klasa IIb | Cement kockor ortopedik I implantueshem | Pajisje te implantueshme jo aktive
15731 | Subiton RF-58, Subiton RF-65, Subiton RF-72, Subiton RF-79, Subiton evolution RD-58, Subiton evolution RD-65, Subiton evolution RD-72, Subiton evolution RD-79, Subiton evolution RI-58, Subiton evolution RI-65, Subiton evolution RI-72, Subiton evolution RI-79 | OrthoNet 360 | 2024-01-03T00:00:00.000+01:00 | LABORATORIOS SL, SA Curupaytí 2611 B1644GDC San Fernando Buenos Aires-ARGENTINA | 880910, 880915, 880909, 880916, 880865, 880867, 881965, 880869, 880866, 880868, 881966, 880870 | Klasa III | Implant ortopedik I impantueshem gjuri | Pajisje te implantueshme jo aktive
15636 | Xpeeda Endo DSL, Duotome Sidelite 550, Duotome Sidelite 550, BSC, Aspiration Disposables Kit, INT (6 pack), Aspiration Disposables Kit, INT, Aspiration Disposables Kit,US, Aspiration Disposables Kit, US (6 pack), Aspiration Tube, Suction Handpiece, Lumenis Pulse 30H with cart, Lumenis Pulse 30H, with cart Japan, Lumenis Pulse P30H, with Cart, Refurbished, Lumenis Pulse 50H, INT, Lumenis Pulse 50H, DOM, Lumenis Pulse 50H,China, Lumenis Pulse 60H, 50Hz, Lumenis Pulse 60H, 60Hz, Lumenis Pulse 100H INT, Lumenis Pulse 100H DOM, Lumenis Pulse 100H, INT, Refurbished, Lumenis Pulse 100H, DOM, Refurbished, Lumenis Pulse 100H,China, Lumenis Pulse 120H, INT 1PH, Lumenis Pulse 120H,DOM 1PH, Lumenis Pulse 120H, INT 3PH, Lumenis Pulse 120H,DOM 1PH with Moses, Lumenis Pulse 120H, DOM 1PH with Moses, Refurbished, Lumenis Pulse 120H, INT 1PH No Suction, Lumenis Pulse 120H, DOM 1PH No suction, Lumenis Pulse 120H, INT 1PH 32A, Lumenis Pulse 120H, 1PH, China, Lumenis Pulse 120H, INT, 1PH, Refurbished, Lumenis Pulse 120H, INT, 3PH, Refurbished, Lumenis Pulse 120H, DOM 1PH, Refurbished, Lumenis Pulse 120H, DOM 1PH 30A, Lumenis Pulse 120H, MOSES 2.0 (INT), Lumenis Pulse 120H, MOSES 2.0 (DOM), SlimLine 200 D/F/L, SlimLine 200, SlimLine 200,BSC, SlimLine 365, SlimLine 365, BSC, SlimLine 550, SlimLine 550, BSC, SlimLine 1000, SlimLine 1000,BSC, SlimLine Endo 200, SlimLine Endo 365, SlimLine Endo 550, SlimLine SIS 200, SlimLine SIS 200, BSC, SlimLine SIS 365, SlimLine SIS 365, BSC, SlimLine SIS 550, SlimLine EZ SIS 365, 3-PK BSC, SlimLine EZ SIS 550,3-PACK, Slim ine EZ SIS 550, 3-PK BSC, SlimLine SIS EZ 200 LP, SlimLine SIS EZ 365 LP, SlimLine SIS EZ 550 LP, SlimLine SIS 200 LP, SlimLine SIS 365 LP, SlimLine SIS 550 LP, SlimLine SIS 1000 LP, SlimLine 200 D/F/L LP, Moses 200 D/F/L LP, Moses 365 D/F/L LP, Moses 550 D/ F/L LP, Moses™200 D\F\L, Moses™ 365 D\F\L, Moses™550 D\F\L, Xpeeda DSL Fiber,1-PK, SlimLine SIS 550,BSC, SlimLine SIS 1000, SlimLine SIS 1000, BSC, SlimLine Endo SIS 200, SlimLine Endo SIS 365, SlimLine Endo SIS 550, SlimLine GI 365, 3-PK, SlimLine GI SIS 365, 3-PK, SlimLine EZ 200, 1-PK, SlimLine EZ 200,3-PK, SlimLine EZ 200, BSC, SlimLine EZ 365, 1-PK, SlimLine EZ 365, 3-PK, SlimLine EZ 365,3-PK BSC, SlimLine EZ 550, 1-PK, SlimLine EZ 550, 3-PK, SlimLine EZ 550,3-PK BSC, SlimLine EZ SIS 200, 3-PK, SlimLine EZ SIS 200, 3-PK BSC, SlimLine EZ SIS 365 3-PK | MONTAL | 2023-12-18T00:00:00.000+01:00 | Lumenis Ltd. Yokneam Industrial Park, Hakidma Street 6, P.O.B. #240, Yokneam, 2069204, Israel | AC-1000730, 0623-703-01, 0641-800-01, AC-1141650, AC-1141930, AC-1141940, AC-1141660, AC-2003592, AC-2000433, GA-2006098, GA-2003322, RG -2006098, GA-1008943, GA-1008946, GA-1008943CN, GA-2006378, GA-2006379, GA-1008942, GA-1008944, RG-1008944, RG-1008942, GA-1008942CN, GA-0006900, GA-0006800, GA-0008800, GA-0006801, RG-0006801, GA-2003477, GA-2003476, GA-0008700, GA-0006900CN, RG-0006900, RG-0008800, RG-0006800, GA-2009996, GA-0006902, GA-0006802, AC-1001635, 0626-221-20, 0641-020-01, 0624-148-36, 0641-036-01, 0624-149-55, 0641-055-01, 0627-497-01, 0641-047-01, 0642-447-01, 0642-448-01, 0642-449-01, 0644-017-01, 0644-010-01, 0644-019-01, 0644-012-01, 0644-021-01, 0644-011-01, 0644-020-01, 0644-013-01, AC-1001638, AC-1001639, AC-1001690, AC-1001636, AC-1001637, AC-1001680, AC-1001700, AC-1001640, AC-1003040, AC-1003050, AC- 1003060, AC- 10030100, AC- 10030110, AC-10030120, AC- 1000729, 0644-014-01, 0644-008-01, 0644-015-01, 0644-004-01, 0644-005-01, 0644-006-01, 0642-431-01, 0644-007-01, 0642-421-01, 0642-393-01, 0642-369-01, 0642-422-01, 0642-394-01, 0642-370-01, 0642-423-01, 0642-395-01, 0642-371-01, 0644-016-01, 0644-009-01, 0644-018-01 | Is, Klasa IIb, Klasa IIa | Një sistem me lazer që ofron një zgjidhje të gjithanshme dhe me fuqi të lartë për pluhurimin e gurëve dhe enukleimin e prostatës. | Pajisje diagnostikuese dhe terapeutike me rezatim
15614 | Sterile disposable surgical drape,gown and drape sets,non sterile soft bar cap, Sterile disposable surgical drape,gown and drape sets,general surgery pack set no.1, Sterile disposable surgical drape,gown and drape sets,general surgery set, Sterile disposable surgical drape,gown and drape sets,non sterile shoe cover, Sterile disposable surgical drape,gown and drape sets,non sterile patient gown long sleeve, Sterile disposable surgical drape,gown and drape sets,sterile arthrocopy set x large | GREEMED | 2023-12-18T00:00:00.000+01:00 | Nurteks Tekstil ve Medikal Sanayi Dis Ticaret Anonim Sirketi,Oruç Reis Mah. Tekstilkent Cad. (Koza Plaza) B Blok No: 12 A/034 Esenler İstanbul / TÜRKİYE | BNSBB, S01022178Z, GSST-003, BNSGB, NS9117P, APSST-003 | Is | Kapuc kirurgjikal, Set drape kirurgjikal, Set kirurgjikal, Mbrojtese kepucesh, Perparese pacienti, Set arthroskopie | Tjeter
15615 | Evis Exera II Gastrointestinal Videoscope/ Olympus GIF type Q165 | MSE | 2023-12-18T00:00:00.000+01:00 | OLYMPUS MEDICAL SYSTEMS CORP. 2951 Ishikawa-cho, Hachioji-shi, Tokyo 192-8507,Japan | GIF Q165 | Klasa IIa | Gastroskope sherben per ekzaminimin dhe marrjen e imazhit ne stomak | Tjeter
15637 | EVIS XI VIDEO SYSTEM CENTER/ OLYMPUS CV-1500 | MSE | 2023-12-19T00:00:00.000+01:00 | OLYMPUS MEDICAL SYSTEMS CORP. 2951 Ishikawa-cho, Hachioji-shi, Tokyo 192-8507,Japan | CV-1500 | Klasa IIa | Procesor per marrjen dhe perpunimin e imazheve | Tjeter
15616 | EVIS EXERA III GASTROINTESTINAL VIDEOSCOPE/ OLYMPUS GIF-H190, Channel Cleaning Brush, Single use combination cleaning brush, Single-use Biopsy Valve, Mouthpiece, Auxiliary Water Tube, Biopsy Valve, Suction Cleaning Adapter, Channel Plug, Injection Tube, AW channel Cleaning Adapter | MSE | 2023-12-19T00:00:00.000+01:00 | OLYMPUS MEDICAL SYSTEMS CORP. 2951 Ishikawa-cho, Hachioji-shi, Tokyo 192-8507,Japan | GIF-H190, BW-20T, BW-412T, MAJ-1555, MAJ-674, MAJ-855, MB-142, MB-358, MH-856, MH-944, MH-946, MH-948 | Klasa IIa | Gastroskope, sherben per ekzaminimin dhe marrjen e imazhit ne stomak, Aksesore shtese te pajijses | Tjeter
15626 | EVIS EXERA III COLONOVIDEOSCOPE / OLYMPUS CF-H190L, EVIS EXERA III COLONOVIDEOSCOPE / OLYMPUS CF-H190I | MSE | 2023-12-19T00:00:00.000+01:00 | OLYMPUS MEDICAL SYSTEMS CORP. 2951 Ishikawa-cho, Hachioji-shi, Tokyo 192-8507,Japan | CF-H190L, CF-H190I | Klasa IIa | Kolonoskope sherben per ekzaminimin e kolonit | Tjeter
15546 | Penlights | MONTAL | 2023-12-19T00:00:00.000+01:00 | CHIN KOU MEDCIAL INSTRUMENT CO., LTD. INCLUDING SPIRIT MEDICAL CO., LTD. | CK-907 Series, CK-908, CK-909, CK-907, CK-917, CK-929, CK-CU907 | Klasa I | Ndricues ne formen e nje stilolapsi i pershtatshem per diagnostikim | Instrumenta shumeperdorimeshe
15547 | Penlights | MONTAL | 2023-12-19T00:00:00.000+01:00 | CHIN KOU MEDCIAL INSTRUMENT CO., LTD. INCLUDING SPIRIT MEDICAL CO., LTD. | CK-907 Series, CK-908, CK-909, CK-907, CK-917, CK-929, CK-CU907 | Klasa I | Ndricues ne formen e nje stilolapsi i pershtatshem per diagnostikim | Instrumenta shumeperdorimeshe
15617 | STERILE SINGLE USE POLYDIOXANO NE SUTURE WITH NEEDLE , General PDO Suture with Needle , Normal Type Needle, Screw Type PDO Suture, C Type Cannula, Normal Type PDO Suture, L Type Cannula , Hydra Type PDO Suture, Coil spring Type PDQ Suture, Cog Type PDO Suture with Needle, F Type Cog PDO Suture , A Type Cog PDO Suture, F Type Cog PDO Suture, W Type Cannula, L Type Cannula, Pressed J Type Cog PDO Suture, Pressed K Type Cog PDO Suture, A Type Cog PDO Screw Suture | FLORFARMA | 2023-12-19T00:00:00.000+01:00 | 21 Century Medical Co., Ltd. 32, Jungga-ro, Buk-gu, Gwangju, KOREA | 3,698 Model codes including 'M25025030 F' , MP29030040H, MP25090140F, MP29038050H, MP29060090H, MP27038050G, MP27060090G, MP31025030I, MPS29038050H, MPS26060090G, NA, CMP30025030H, CMP30038050H, NA , HYLC21038050F050G07, HYLC21060080F080G07, LCS23060340F, MGF21060090D, MGF21090150D, MGF19100150C , LA19038050A, LF21100170D, WF18100160A, WF19100160C, PCJL 19100200A, PCKM19100200A, MPSA25038160F, MPSA25060 l 90F | Klasa III | Fijet e riabsorbueshme që nxit prodhimin e kolagjenit në lëkurë, rritjen e sintezës së acidit hialuronik endogjen dhe duke përmirësuar ndjeshëm mikroqarkullimin lokal. | Tjeter
15638 | Transfusion Sets | BIOMETRIC ALBANIA | 2023-12-20T00:00:00.000+01:00 | Changzhou Huichun Medical Equipment Co.,Ltd. - Adresa: Sanhekou, Zhenglu Town 213115 Changzhou, Jiangsu PEOPLE'S REPUBLIC OF CHINA | Transfusion Sets | Klasa IIa | Sete transfuzioni per gjakun | Produkte per institucione te kujdesit shendetesor
15618 | Auto 3-part Hematology Analyzer / AC 310, Auto 5-part Hematology Analyzer / AC 610, Hematology reagent - Lyse / W-31L, Hematology reagent - Lyse / W-61LD, Hematology reagent - Lyse / W-61LH, Hematology reagent - Diluent / W-31D, Hematology reagent - Diluent / W-61D, Hematology reagent - Probe cleanser / W-5P | E v i t a | 2023-12-21T00:00:00.000+01:00 | Wheisman Medical Technology Co., Ltd. District 1101A, 16th Bldg., Tongfu Industrial Park, Houdikeng, Shijia Community, Matian Street, Guangming District, Shenzhen City, Guangdong Province, China | N/A | In vitro | Pajisje mjekesore hematologjike me 3 Popullata per kryerjen e analizes se gjakut komplet, Pajisje mjekesore hematologjike me 5 Popullata per kryerjen e analizes se gjakut komplet, Lizant per pajisjen mjekesore hematologjike me 3 popullata, Lizant per pajisjen mjekesore hematologjike me 5 popullata., Diluent per pastrimin dhe hollimin e gjakut per pajisjen mjekesore hematologjike me 3 popullata, Diluent per pastrimin dhe hollimin e gjakut per pajisjen mjekesore hematologjike me 5 popullata, Solucion pastrimi per pajisjet mjekesore hematologjike | Pajisje te diagnostifikimit in vitro
15639 | Synergetics Vitrectomy Packs | GEN - ALB FARMA | 2023-12-22T00:00:00.000+01:00 | Synergetics, Inc. 3845 Corporate Centre Drive O' Fallon Missouri 63368 USA | BL7600 Universal Viscous Fluid Control Pack | Klasa IIa | Paketa universale e kontrollit të lëngut viskoz ofron dobinë e dy paketimeve në një produkt të vetëm, duke lejuar injektimin dhe nxjerrjen efikase të lëngjeve viskoze në procedurat e kirurgjisë së syrit. | Pajisje nje perdorimeshe
15548 | Disposable towels and Dental disposable Bibs | MOTO-MANIA | 2023-12-19T00:00:00.000+01:00 | Dental Market srl .Via Sarzanese 1252 55054 - Bozzano Massarosa (LUCCA) - ITALIA | VI13002, VI13008, VI13005, VI13006, VI13007, VI13000, VI13003 | Klasa I |  | Pajisje dentare
| ,DISPOSABLE TOWELS 3 PLIES (2 PAPER+1 PE) BOX | [5 empty] | PECETA PACIENTI
500 PZ BLUE VIDU DENTARED ,TD0850AZZURRO-11
, Disposable towels and Dental disposable Bibs
,DISPOSABLE TOWELS 3 PLY(2 PAPER+1 PE) BOX
500 PZ - YELLOW VIDU DENTALTIX ,TD0850GIALLO-11
, Disposable towels and Dental disposable Bibs ,DISPOSABLE TOWELS 3 PLIES (2 PAPER+1 PE)BOX
500 PCS-LILAC VIDU DENTALTIX ,TD0850LILLA-11, Disposable towels and Dental disposable Bibs,DISPOSABLE TOWELS 3 PLY(2 PAPER+1 PE) BOX
500 PCS- PEACH VIDU DENTALTIX ,TD0850PESCA-11, Disposable towels and Dental disposable Bibs,DISPOSABLE TOWELS 3 PLY(2 PAPER+1 PE) BOX
500 PZ - PINK VIDU DENTALTIX ,TD0850ROSA-11
, Disposable towels and Dental disposable Bibs,DISPOSABLE TOWELS 3 PLIES (2 PAPER + 1 PE)
BOX 500 PZ SAND DENTALTIX ,TD0850SABBIA-11
, Disposable towels and Dental disposable Bibs,DISPOSABLE TOWELS 3 PLY (2 PAPER+1 PE) BOX
500 PCS-GREEN VIDU DENTALTIX,TD0850VERDE-11
15673 | 27g Hydrodissection 11mm 10/B, 27g Capsule Pol Squeege 10/B, 25g Cannula Jshaped 22mm 10/B, 25g Hydrodissection 8mm 10/B, 27g Cannula Jshaped 22mm 10/B, 19g Ant Chamber Washout 10/B, 30g Hydrodissection 8mm 10/B, 27g Hydrodissection 8mm 10/B, 27g Hydrodissection Chang 10/B, 25g Cannula Cortex 10/B, 25g Cannula Lens Barreti 10/B, 27g Cannula Akahoshi 10/B, 27g Cannula Viscoelastic 10/B, 25g Femto Visco Dissector 10/B, 23g Cannula Lacrimal Strt 10/B, 27g Hydrodessec Daya Femto 10/B, 25g Cannula Lacrimal Curv 10/B, 20g X39g Id Cannula Retinal 10/B, 20g X41g Id Cannula Retinal, 20g Cann Ant Chamber 8mm 10/B, 23g Cann Ant Chamber 8mm 10/B, 25g Cann Ant Chamber 8mm 10/B, 27g Cann Ant Chamber 8mm 10/B, 30g Cann Ant Chamber 5mm 10/B, 27g Cann Ant Chamber 5mm 10/B, 27g Cystotome Strt 16mm 10/B, 25g Cysto Capsulorhexis 10/B, 23g Cystotome Frmd 16mm 10/B, 25g Cystotome Frmd 16mm 10/B, 25g Cystotome Frmd Short 10/B, 27g Cystotome Frmd Short 10/B, 27g Cystotome Frmd 16mm 10/ B, 27g Cysto Capsulorhexis 10/B, 27g Cystotome Frmd 19mm 10/B, 25g Cystotome Frmd 22mm 10/B, 25g Cystotome Frmd Rev 10/B, 23g Cystotome Strt 16mm 10/B, 25g Cystotome Strt 16mm 10/B, 27g Cystotome Frmd Rev 10/B, 23g Atkinson Retrobulbar 10/B, 23g Atkinson Peribulbar 10/B, 25g Atkinson Retrobulbar 10/B, 25g Atkinson Peribulbar 10/B, 25g Needle Retrobulbar 10/ B, 25g Needle Peribulbar 10/B, 27g Needle Peribulbar 10/B, 23g Cortex Extract Simcoe 10/B, 21g Capsule Pol Sideport 10/B, 25g Jshaped Hydrodissect 10/B, 25g Hydrodissection 11mm 10/B | GEN - ALB FARMA | 2023-12-22T00:00:00.000+01:00 | Bausch & Lomb, Incorporated 1400 N. Goodman St. Rochester, NY 14609 USA | ED7152, ED7153, ED7154s, ED7155, ED7156, ED7157, ED7158, ED7159, ED7160, ED7161, ED7162, ED7164, ED7182, ED7183, ED7184, ED7185, ED7187, ED7365, ED7370, ED7101, ED7102, ED7103, ED7104, ED7105, ED7106, ED7109, ED7110, ED7112, ED7113, ED7114, ED7115, ED7116, ED7117, ED7118, ED7119, ED7120, ED7121, ED7122, ED7123, ED7124, ED7131, ED7132, ED7133, ED7134, ED7135, ED7136, ED7138, ED7140, ED7141, ED7150, ED7151 | Klasa IIa | Një tub i ngurtë ose gjysmë i ngurtë (jo ndriçues) i projektuar për t'u futur në sy për të lehtësuar infuzionin, ujitjen dhe/ose aspirimin e lëngjeve/gazeve gjatë operacionit okulist (p.sh., fakoemulsifikimi, kirurgjia vitreoretinale, anestezia sub-Tenon, kapsula lustrim). | Pajisje nje perdorimeshe
15627 | Evis Exera II Colonovideoscope/ Olympus CF type Q165L/ Olympus CF type Q165I | MSE | 2023-12-19T00:00:00.000+01:00 | OLYMPUS MEDICAL SYSTEMS CORP. 2951 Ishikawa-cho, Hachioji-shi, Tokyo 192-8507,Japan | CF-Q165L /CF- Q165I | Klasa IIa | Kolonovidioskop, per perfitime imazherike te kolonit | Tjeter
15628 | Evis Exera II Halogen Light Source/ Olympus CLE-165 | MSE | 2023-12-22T00:00:00.000+01:00 | OLYMPUS MEDICAL SYSTEMS CORP. 2951 Ishikawa-cho, Hachioji-shi, Tokyo 192-8507,Japan | Olympus CLE-165 | Klasa IIa | Burime Drite | Tjeter
15619 | Programmers for IPGs and their External Components | BIOMETRIC ALBANIA | 2023-12-20T00:00:00.000+01:00 | St. Jude Medical Cardiac Rhythm Management Division - Adresa: 15900 Valley View Court, Sy/mar, CA 91342, USA | 3650, 3638, 3630, 3630M, 3626, 3617, EX3001 | Te implantueshme aktive | Programatore per IPGs dhe komponentet e jashtem (Programatori), Programatore per IPGs dhe komponentet e jashtem (Komponente) | Pajisje te implantueshme aktive
15659 | Neutral electrode, 70 cm², split, with cable 3 m, EASY, Neutral electrode, 90 cm², split, with cable 3 m, EASY, Neutral electrode, 110 cm², split, with cable 3 m, EASY, Neutral electrode, 140 cm², split, with cable 3 m, Neutral electrode, 160 cm², split, with cable 3 m, Neutral electrode, 160 cm², split, with cable 3 m, EASY, ARGON GAS SURGICAL INSTRUMENTARY, SINGLE-USE, Flexible Argon probe, Ø 1.5 mm, 1.5 m, single-use, sterile, Flexible Argon probe, Ø 2.3 mm, 2.2 m, single-use, sterile, Flexible Argon probe, Ø 3.2 mm, 2.2 m, single-use, sterile, Flexible Argon probe, Ø 1.5 mm, 3.0 m, single-use, sterile, Flexible Argon probe, Ø 2.3 mm, 3.0 m, single-use, sterile, Flexible Argon probe, 90°, Ø 2.3 mm, 2.2 m, single-use, sterile, Flexible Argon probe, 360°, Ø 2.3 mm, 2.2 m, single-use, sterile, ARGON GAS SURGICAL DEVICES - ACCESSORIES, Pressure reducer, for ARC PLUS (REF 900-000), DIN 477 no. 6, Pressure reducer, for ARC PLUS (REF 900-000), DIN 477 no. 10, Pressure reducer, for ARC PLUS (REF 900-000), CGA 580, Pressure reducer, for ARC PLUS (REF 900-000), BS 341 no. 3, Pressure reducer, for ARC PLUS (REF 900-001) and ARC 400, DIN 477 no. 6, Pressure reducer, for ARC PLUS (REF 900-001) and ARC 400, DIN 477 no. 10, Pressure reducer, for ARC PLUS (REF 900-001) and ARC 400, CGA 580, Pressure reducer, for ARC PLUS (REF 900-001) and ARC 400, BS 341 no. 3, Pressure reducer, for ARC PLUS (REF 900-001), ГОСТ G3/4", JackKNIFE, 2 switches, shaft 2.4 mm, for Erbe, cable 4.5 m, JackKNIFE, 2 switches, shaft 4 mm, for Erbe, cable 4.5 m, Electrode handle, without switches, shaft 4 mm, for Martin, cable 4.5 m, ErgoPEN slim, 2 switches, shaft 4 mm, for Martin, cable 4.5 m, ErgoPEN slim, 2 switches, shaft 4 mm, for 3-pin, cable 4.5 m, ErgoPEN slim, 2 switches, shaft 4 mm, COMFORT, cable 4.5 m, ErgoPEN slim, 2 switches, shaft 2.4 mm, for 3-pin, cable 4.5 m, ErgoPEN slim, 2 switches, shaft 2.4 mm, COMFORT, cable 4.5 m, JackKNIFE, 2 switches, shaft 2.4 mm, for 3-pin, cable 4.5 m, JackKNIFE, 2 switches, shaft 4 mm, for 3-pin, cable 4.5 m, JackKNIFE, 2 switches, shaft 4 mm, for Martin, cable 4.5 m, JackKNIFE ARC 100, shaft 2.4 mm with cable for bipolar forceps 4 m, ErgoPEN large, 2 switches, shaft 4 mm, for Martin, cable 4.5 m, ErgoPEN large, 2 switches, shaft 4 mm, for 3-pin, cable 4.5 m, ErgoPEN large, 2 switches, shaft 2.4 mm, for 3-pin, cable 4.5 m, Electrode handle, without switches, shaft 4 mm, for 8 mm, cable 4.5 m, Electrode handle, without switches, shaft 2.4 mm, 8mm Bovie, cable 4.5 m, FORCEPS, "OPEN SKY" ELECTROSURGICAL, REUSABLE, Bipolar forceps, angled, 195 mm, 8 mm x 1 mm, Bipolar forceps, bayonet, 195 mm, 6 mm x 1 mm, Bipolar forceps, angled, 195 mm, 8 mm x 2 mm, Bipolar forceps, straight, 160 mm, 6 mm x needle, Bipolar forceps, angled, 160 mm, 6 mm x 0.5 mm, Bipolar forceps, angled, 160 mm, 6 mm x 1 mm, Bipolar forceps, bayonet, 165 mm, 6 mm x 1 mm, Bipolar forceps, straight, 110 mm, 6 mm x needle, Bipolar forceps, straight, 110 mm, 6 mm x 0.5 mm, Bipolar forceps, angled, 110 mm, 6 mm x 0.5 mm, Bipolar forceps, angled, 110 mm, 6 mm x needle, Bipolar forceps, angled, 220 mm, 8 mm x 1 mm, Bipolar forceps, straight, 160 mm, 8 mm x 2 mm, Bipolar forceps, straight, 195 mm, 8 mm x 2 mm, Bipolar forceps, straight, 220 mm, 8 mm x 2 mm, Bipolar forceps, bayonet, 220 mm, 6 mm x 0.5 mm, Bipolar forceps, bayonet, 165 mm, 6 mm x 0.5 mm, Bipolar forceps, bayonet, 195 mm, 8 mm x 2 mm, Bipolar forceps, angled, 160 mm, 6 mm x needle, Bipolar forceps, straight, 160 mm, 8 mm x 1 mm, Bipolar forceps, straight, 195 mm, 8 mm x 1 mm, Bipolar forceps, straight, 220 mm, 8 mm x 1 mm, Bipolar forceps, straight, 195 mm, 8 mm x 2 mm, square riffle, Bipolar forceps, angled, 195 mm, 8 mm x 2 mm, square riffle, Bipolar forceps, bayonet, 195 mm, 8 mm x 2 mm, square riffle, Bipolar forceps, bayonet, angled, 220 mm, 6 mm x 1 mm, Bipolar forceps, straight, 300 mm, 8 mm x 2 mm, Bipolar forceps, straight, 270 mm, 8 mm x 2 mm, Bipolar forceps, NON-Stick-Gold, angled, 195 mm, 8 mm x 1 mm, Bipolar forceps, NON-Stick-Gold, bayonet, 195 mm, 6 mm x 1 mm, Bipolar forceps, NON-Stick-Gold, angled, 195 mm, 8 mm x 2 mm, Bipolar forceps, NON-Stick-Gold, angled, 160 mm, 6 mm x 1 mm, Bipolar forceps, NON-Stick-Gold, straight, 110 mm, 6 mm x 0.5 mm, Bipolar forceps, NON-Stick-Gold, angled, 110 mm, 6 mm x 0.5 mm, Bipolar forceps, NON-Stick-Gold, straight, 160 mm, 8 mm x 2 mm, Bipolar forceps, NON-Stick-Gold, straight, 195 mm, 8 mm x 2 mm, Bipolar forceps, NON-Stick-Gold, straight, 220 mm, 8 mm x 2 mm, Bipolar forceps, NON-Stick-Gold, straight, 160 mm, 8 mm x 1 mm, Bipolar forceps, NON-Stick-Gold, straight, 195 mm, 8 mm x 1 mm, Bipolar forceps, NON-Stick-Gold, straight, 270 mm, 8 mm x 2 mm, Bipo. forceps, NON-Stick-Gold, bayonet, 160 mm, 0,3 mm, Bipolar forceps, NON-Stick-Gold, bayonet, 180 mm, 0,3 mm, Bipolar forceps, NON-Stick-Gold, bayonet, 200 mm, 0,3 mm, Bipolar forceps, NON-Stick-Gold, bayonet, 220 mm, 0,3 mm, Bipo. forceps, NON-Stick-Gold, bayonet, 160 mm, 0,6 mm, Bipo. forceps, NON-Stick-Gold, bayonet, 180 mm, 0,6 mm, Bipo. forceps, NON-Stick-Gold, bayonet, 200 mm, 0,6 mm, Bipo. forceps, NON-Stick-Gold, bayonet, 220 mm, 0,6 mm, Pressure reducer, for ARC PLUS (REF 900-000), ГОСТ G3/4", Pressure reducer, for ARC PLUS (REF 900-001), ISO 5145 no. 4, Pressure reducer, for ARC PLUS (REF 900-000), ISO 5145 no. 4, Rigid Argon coagulation electrode, 75 mm, Rigid Argon coagulation electrode, 150 mm, Rigid Argon coagulation electrode, 370 mm, Rigid Argon needle cutting and coagulation electrode, 100 mm, Rigid Argon needle cutting and coagulation electrode, 150 mm, Argon handle COMFORT, cable 3.5 m, Rigid Argon knife cutting and coagulation electrode, 100 mm, Rigid Argon knife cutting and coagulation electrode, 150 mm, Rigid Argon knife cutting and coagulation electrode, 370 mm, Argon coagulation electrode, bendable 170 mm, Argon coagulation electrode, bendable 250 mm, Argon coagulation electrode, bendable 370 mm, Flexible Argon probe, Ø 1.5 mm, 1.5 m, Flexible Argon probe, Ø 2.3 mm, 2.2 m, Flexible Argon probe, Ø 3.2 mm, 2.2 m, Flexible Argon probe, Ø 1.5 mm, 3.0 m, Flexible Argon probe, Ø 2.3 mm, 3.0 m, Flexible Argon probe, 90°, Ø 2.3 mm, 2.2 m, Flexible Argon probe, Ø 2.3 mm, 1 m, SCISSORS, "OPEN SKY" ELECTROSURGICAL, REUSABLE, BiZZER, bipolar scissors, 145 mm, curved, needle tip, BiZZER, bipolar scissors, 180 mm, curved, needle tip, BiZZER, bip. scissors, 145 mm, curved, needle tip, COMFORT, cable 4.5m, BiZZER, bip. scissors, 180 mm, curved, needle tip, COMFORT, cable 4.5m, BiZZER, bipolar scissors, 170 mm, curved, BiZZER, bipolar scissors, 170 mm, curved, COMFORT, cable 4.5 m, BiZZER, bipolar scissors, 180 mm, curved, slight, BiZZER, bipolar scissors, 230 mm, curved, slight, BiZZER, bipolar scissors, 280 mm, curved, slight, BiZZER, bipolar scissors, 180 mm, curved, slight, COMFORT, cable 4.5 m, BiZZER, bipolar scissors, 230 mm, curved, slight, COMFORT, cable 4.5 m, BiZZER, bipolar scissors, 280 mm, curved, slight, COMFORT, cable 4.5 m, BiZZER, bipolar scissors, 145 mm, curved, fine, BiZZER, bipolar scissors, 180 mm, curved, fine, BiZZER, bipolar scissors, 230 mm, curved, fine, BiZZER, bipolar scissors, 280 mm, curved, fine, BiZZER, bipolar scissors, 145 mm, curved, fine, COMFORT, cable 4.5 m, BiZZER, bipolar scissors, 180 mm, curved, fine, COMFORT, cable 4.5 m, BiZZER, bipolar scissors, 230 mm, curved, fine, COMFORT, cable 4.5 m, BiZZER, bipolar scissors, 280 mm, curved, fine, COMFORT, cable 4.5 m, HANDPIECES, "OPEN SKY" ELECTROSURGICAL, REUSABLE, Electrode handle, without switches, shaft 4 mm, for Erbe-T, 4.5 m, ErgoPEN slim, 2 switches, shaft 4 mm, for Erbe, cable 4.5 m, ErgoPEN slim, 2 switches, shaft 2.4 mm, for Erbe, cable 4.5 m, ErgoPEN large, 2 switches, shaft 4 mm, for Erbe, cable 4.5 m, ErgoPEN large, 2 switches, shaft 4 mm, for Erbe-T, cable 4.5 m, Electrosurgical instrumentary, Mono-And Bipolar, Single-Use, MetraLOOP set, MetraLOOP, inner shaft, MetraLOOP, outer shaft, MetraLOOP set, COMFORT, MetraLOOP, COMFORT, inner shaft, MetraLOOP, spare loops, Ø 100 mm, single use, sterile, MetraLOOP, spare loops, Ø 175 mm, single use, sterile, ERGO 315R, blade steril, ERGO 310D, Laparoscopic vessel sealer, Ø 5 mm, 340 mm, Tip cleaner, single-use, sterile, NON-Stick knife electrode, shaft 2.4 mm, single-use, sterile, NON-Stick needle electrode, shaft 2.4 mm, single-use, ster., NON-Stick ball electrode, shaft 2.4 mm, single-use, sterile, NON-Stick knife el., 152 mm, shaft 2.4 mm, single-use, ster., NON-Stick ball el., 134 mm, shaft 2.4 mm, single-use, ster., Safety holster, single-use, sterile, Knife electrode, shaft 2.4 mm, single-use, sterile, Needle electrode, shaft 2.4 mm, single-use, sterile, Ball electrode, shaft 2.4 mm, single-use, sterile, Knife electrode, 152 mm, shaft 2.4 mm, single-use, sterile, Ball electrode, 136 mm, shaft 2.4 mm, single-use, sterile, Handle, r. sw., knife, Ø 2.4 mm, 3-pin, 3 m, s-u, sterile, Handle, 2 sw., knife, Ø 2.4 mm, 3-pin, 3 m, s-u, sterile, SHE SHA Handle, 2 sw., knife, 3 m, s-u, sterile, SHE SHA Handle, adjustable, 2 switch, knife, 3m, single-use, sterile, SHE SHA Handle, adjustable, 2 switch, knife, NON-stick, 3m, single-use, sterile, Handle, 2 sw., knife, Ø 2.4 mm, 3-pin, 5 m, s-u, sterile, MetraBag, sterile, Spare part set/ROTOCUT G2/Ø11mm/L9,5, Spare part set/ROTOCUT G2/Ø15mm/L9,5, SHE SHA, Hose, for handle, single-use, sterile, Electrosurgical Pads and Cables, Neutral electrode, 40 cm², non-split, Neutral electrode, 70 cm², non-split, Neutral electrode, 110 cm², non-split, Neutral electrode, 140 cm², non-split, Neutral electrode, 40 cm², split, EASY, Neutral electrode, 70 cm², split, Neutral electrode, 70 cm², split, EASY, Neutral electrode, 90 cm², split, EASY, Neutral electrode, 110 cm², split, EASY, Neutral electrode, 140 cm², split, Neutral electrode, 160 cm², split, Neutral electrode, 160 cm², split, EASY, Neutral electrode, 40 cm², non-split, with cable 3 m, Neutral electrode, 70 cm², non-split, with cable 3 m, Neutral electrode, 110 cm², non-split, with cable 3 m, Neutral electrode, 140 cm², non-split, with cable 3 m, Neutral electrode, 40 cm², split, with cable 3 m, EASY, Neutral electrode, 70 cm², split, with cable 3 m, ERGOresect, working element, passive, bipolar, for resectoscope, ERGOresect, working element, active, bipolar, Quick-Lock, for resectoscope, ERGOresect, working element, passive, bipolar, Quick-Lock, for resectoscope, ERGOresect, inner shaft 24 Ch., rotatable, for resectoscope, ERGOresect, outer shaft 26 Ch., inflow / outflow, for resectoscope, ERGOresect, inner shaft 24 Ch., rotatable, Quick-Lock, for resectoscope, ERGOresect, outer shaft 26 Ch., rotatable, Quick-Lock, for resectoscope, Obturator 24/26 Ch., for resectoscope, Obturator 24/26 Ch., Quick-Lock, for resectoscope, HD-Optic 30°, Ø 4 mm for resektoscope, HD-Optic 12°, Ø 4 mm for resektoscope, Trocar sleeve, metal tube, smooth, insuflation stopcock, ø 3,4 mm, 100mm, Trocar, pyramid-shaped, 145 mm, ARC PLUS Argon coagulation unit for ARC 250 / 303, ARC PLUS Argon coagulation unit, for ARC 400 / 350 (REF 900-351), Electrosurgical unit ARC 100, Electrosurgical unit ARC 250, Electrosurgical unit ARC 303, Electrosurgical unit ARC 350 (REF 900-350), Electrosurgical unit ARC 350 (REF 900-351), Electrosurgical unit ARC 400, ARC Energy System, Single-pedal footswitch, with switch, cable 4 m, Single-pedal footswitch for ARC 100, cable 4 m, Double-pedal footswitch, cable 4 m, Double-pedal footswitch for ARC 250 / 303, cable 4 m, Double-pedal footswitch with switch, cable 4 m, Double-pedal footswitch with switch and clip, cable 4 m, Accessory set, 2.4 mm, ARC 100 accessory set, 2.4 mm, Accessory set, 4 mm, Bipolar forceps, NON-Stick-Gold, bayonet, 180 mm, 1,0 mm, Bipolar forceps, NON-Stick-Gold, bayonet, 200 mm, 1,0 mm, Bipo. forceps, NON-Stick-Gold, bayonet, 220 mm, 1 mm, Bipo. forceps, NON-Stick-Gold, bayonet, 240 mm, 1 mm, Bipo. forceps, NON-Stick-Gold, bayonet, 200 mm, 2 mm, Bipo. forceps, NON-Stick-Gold, bayonet, 220 mm, 2 mm, Bipo. forceps, NON-Stick-Gold, bayonet, angled up, 200 mm, 1 mm, Bipo. forceps, NON-Stick-Gold, bayonet, angled up, 220 mm, 1 mm, Bipo. forceps, NON-Stick-Gold, bayonet, angled down, 200 mm, 1 mm, Bipo. forceps, NON-Stick-Gold, bayonet, angled down, 220 mm, 1 mm, Bipolar forceps, NON-Stick-Gold, straight, 220 mm, 0,3 mm, Bipo. forceps, NON-Stick-Gold, round handle, bayonet, 180 mm, 0,3 mm, Bipo. forceps, NON-Stick-Gold, round handle, bayonet, 200 mm, 0,3 mm, Bipo. forceps, NON-Stick-Gold, round handle, bayonet, 180 mm, 0,6 mm, Bipo. forceps, NON-Stick-Gold, round handle, bayonet, 200 mm, 0,6 mm, Bipo. forceps, NON-Stick-Gold, round handle, bayonet, 225 mm, 0,6 mm, Bipo. forceps, NON-Stick-Gold, round handle, bayonet, 180 mm, 1 mm, Bipo. forceps, NON-Stick-Gold, round handle, bayonet, 200 mm, 1 mm, Bipo. forceps, NON-Stick-Gold, round handle, bayonet, 225 mm, 1 mm, Bipo. forceps, NON-Stick-Gold, round handle, bayonet, 250 mm, 1 mm, Bipo. forceps, NON-Stick-Gold, round handle, straight, 155 mm, 0,3 mm, Bipo. forceps, NON-Stick-Gold, round handle, straight, 180 mm, 0,3 mm, Bipo. forceps, NON-Stick-Gold, round handle, straight, 155 mm, 0,6 mm, Bipo. forceps, NON-Stick-Gold, round handle, straight, 180 mm, 0,6 mm, Bipo. forceps, NON-Stick-Gold, round handle, straight, 200 mm, 0,6 mm, Bipo. forceps, NON-Stick-Gold, round handle, straight, 180 mm, 1 mm, Bipo. forceps, NON-Stick-Gold, round handle, straight, 200 mm, 1 mm, Bipo. forceps, NON-Stick-Gold, round handle, straight, 225 mm, 1 mm, Bipo. forceps, NON-Stick-Gold, round handle, straight, 200 mm, 2 mm, Bipo. forceps, NON-Stick-Gold, round handle, straight, 225 mm, 2 mm, Bipolar forceps, NON-Stick-Gold, round handle, angled, 225 mm, 1,0 mm, Monopolar forceps, bayonet, 195 mm, 8 mm x 2 mm, Monopolar forceps, straight, 195 mm, 8 mm x 2 mm, Monopolar forceps, straight, 195 mm, 8 mm x 1 mm, Monopolar forceps, straight, 220 mm, 8 mm x 2 mm, Monopolar forceps, straight, 220 mm, 8 mm x 1 mm, Monopolar forceps, straight, 270 mm, 8 mm x 2 mm, Monopolar forceps, anatomic, 180 mm, 18 mm x 2 mm, Monopolar forceps, anatomic, 200 mm, 18 mm x 2.2 mm, Monopolar forceps, anatomic, 250 mm, 18 mm x 2.4 mm, Monopolar forceps, surgical, 180 mm, 18 mm x 2 mm, Monopolar forceps, surgical, 200 mm, 18 mm x 2.2 mm, Monopolar forceps, surgical, 250 mm, 18 mm x 2.4 mm, TissueSeal PLUS, 190 mm, TissueSeal PLUS, 230 mm, TissueSeal PLUS, 280 mm, TissueSeal PLUS COMFORT, 160 mm, cable 4.5 m, TissueSeal PLUS COMFORT, 190 mm, cable 4.5 m, TissueSeal PLUS COMFORT, 230 mm, cable 4.5 m, TissueSeal PLUS COMFORT, 280 mm, cable 4.5 m, FORCEPS, ELECTROSURGICAL ENDOTHERAPY, REUSABLE, ErgoLAP MONOPOLAR, handle, ErgoLAP MONOPOLAR, jaw, forceps, 360 mm, ErgoLAP MONOPOLAR, jaw, DeBakey, 360 mm, ErgoLAP MONOPOLAR, jaw, Babcock, 360 mm, ErgoLAP MONOPOLAR, jaw, Metzenbaum, 360 mm, ErgoLAP MONOPOLAR, jaw, hook scissors, 360 mm, ErgoLAP MONOPOLAR, jaw, Dorsey, 360 mm, ErgoLAP MONOPOLAR, jaw, Fundus, 360 mm, ErgoLAP MONOPOLAR, jaw, Maryland, 360 mm, ErgoLAP MONOPOLAR, jaw, Alligator, 360 mm, ErgoLAP MONOPOLAR, shaft tube, 360 mm, ErgoLAP MONO., handle, shaft tube, sealing spare parts, 360 mm, ERGO 320R, handle, COMFORT, cable, 4.5 m, ERGO 320R, handle, ERGO 320R, shaft tube, ø 5 mm, 340 mm, ERGO 320R Set, atraumatic grasping forceps, 340 mm, COMFORT, ERGO 320R Set, atraumatic grasping forceps, 340 mm, ERGO 320R Set, grasping forceps, fenestrated, curved, 340 mm, COMFORT, ERGO 320R Set, grasping forceps, fenestrated, curved, 340 mm, ERGO 320R Set, grasping forceps with 2x3 teeth, 340 mm, COMFORT, ERGO 320R Set, grasping forceps with 2x3 teeth, 340 mm, ERGO 320R Set, Metzenbaum scissors, 340 mm, COMFORT, ERGO 320R Set, Metzenbaum scissors, 340 mm, ERGO 320R Set, Maryland dissector, 340 mm, COMFORT, ERGO 320R Set, Maryland dissector, 340 mm, ERGO 325R, handle, rotatable, with lock, ERGO 325R, shaft tube, ø 5 mm, 340 mm, ERGO 320R/325R, jaw atraumatic grasping forceps, fenestrated, 340 mm, ERGO 320R/325R, jaw grasping forceps, fenestrated, curved, 340 mm, ERGO 320R/325R, jaw Metzenbaum scissors, 340 mm, ERGO 320R/325R, jaw Maryland dissector, 340 mm, ERGO 320R/325R, jaw grasping forceps with 2x3 teeth, 340 mm, ERGO 325R Set, atraumatic grasping forceps, 340 mm, rotatable, with lock, ERGO 325R Set, grasp. forceps, fenes., curved, 340 mm, rotatable, with lock, ERGO 325R Set, grasp. forceps with 2x3 teeth, 340 mm, rotatable, with lock, ERGO 325R Set, Metzenbaum scissors, 340 mm, rotatable, with lock, ERGO 325R Set, Maryland dissector, 340 mm, rotatable, with lock, ERGO 335R, handle, COMFORT, cable, 4.5 m, ERGO 335R, handle, ERGO 335R, shaft tube, ø 3 mm, 200 mm, ERGO 335R, shaft tube, ø 3 mm, 290 mm, ERGO 335R, jaw atraumatic grasping forceps, fenestrated, 200 mm, ERGO 335R, jaw atraumatic grasping forceps, fenestrated, 290 mm, ERGO 335R, jaw Maryland dissector, 200 mm, ERGO 335R, jaw Maryland dissector, 290 mm, ERGO 335R Set, atraumatic grasping forceps, ø 3 mm, 290 mm, COMFORT, ERGO 335R Set, atraumatic grasping forceps, ø 3 mm, 200 mm, COMFORT, ERGO 335R Set, atraumatic grasping forceps, ø 3 mm, 290 mm, ERGO 335R Set, atraumatic grasping forceps, ø 3 mm, 200 mm, ERGO 335R Set, Maryland dissector, ø 3 mm, 290 mm, COMFORT, ERGO 335R Set, Maryland dissector, ø 3 mm, 200 mm, COMFORT, ERGO 335R Set, Maryland dissector, ø 3 mm, 290 mm, ERGO 335R Set, Maryland dissector, ø 3 mm, 200 mm, ErgoLAP BIPOLAR, handle, ErgoLAP BIPOLAR, handle, shaft tube, sealing spare parts, 330 mm, ErgoLAP BIPOLAR, jaw, Hirsch, 330 mm, ErgoLAP BIPOLAR, jaw, Kleppinger, 330 mm, ErgoLAP BIPOLAR, jaw, tweezers, 330 mm, ErgoLAP BIPOLAR, jaw, micro-tweezers, 330 mm, ErgoLAP BIPOLAR, outer shaft tube, 330 mm, ErgoLAP BIPOLAR, inner shaft tube, 330 mm, ErgoLAP BIPOLAR, jaw, NON-Stick CUT, knife-shaped, 330 mm, ErgoLAP BIPOLAR, jaw, NON-Stick CUT, wedge-shaped, 330 mm, NightKNIFE + LIGATOR, handle, COMFORT, cable 4.5 m, LIGATOR, handle, shaft tube, sealing spare parts, 360 mm, COMFORT, NightKNIFE set, exchangeable knife, 200 mm, COMFORT, LIGATOR, shaft tube, 110 mm, LIGATOR, shaft tube, 360 mm, NightKNIFE set, exchangeable knife, 360 mm, COMFORT, NightKNIFE, shaft tube, 200 mm, NightKNIFE, shaft tube, 360 mm, ERGO 315R 275 mm, ERGO 315R 360 mm, ERGO 315R, handle, ERGO 315R, jaw 275mm, ERGO 315R, jaw 360mm, ERGO 315R, push rod 275mm, ERGO 315R, push rod 360mm, ERGO 315R, blade rod 275mm, ERGO 315R, blade rod 360mm, ERGO 315R Set 275 mm, ERGO 315R Set 360 mm, ERGOact, Handle, ERGOact / ERGOeco, shaft tube, 360 mm, ERGOact / ERGOeco, Maryland (insert), 360 mm, ERGOact / ERGOeco, Kelly (insert), 360 mm, ERGOact / ERGOeco, fenestrated (insert), 360 mm, ERGOact / ERGOeco, shaft tube, 460 mm, ERGOact / ERGOeco, Maryland (insert), 460 mm, ERGOact / ERGOeco, Kelly (insert), 460 mm, ERGOact / ERGOeco, fenestrated (insert), 460 mm, ERGOact, Maryland (Set), 360 mm, ERGOact, Maryland (Set), 460 mm, ERGOact, Kelly (Set), 360 mm, ERGOact, Kelly (Set), 460 mm, ERGOact, fenestrated (Set), 360 mm, ERGOact, fenestrated (Set), 460 mm, ERGOeco, Maryland (Set), 360 mm, for Erbe, ERGOeco, Maryland (Set), 460 mm, for Erbe, ERGOeco, Kelly (Set), 360 mm, for Erbe, ERGOeco, Kelly (Set), 460 mm, for Erbe, ERGOeco, fenestrated (Set), 360 mm, for Erbe, ERGOeco, fenestrated (Set), 460 mm, for Erbe, ERGOeco, Maryland (Set), 360 mm, for 2-pin 22 mm, ERGOeco, Maryland (Set), 460 mm, for 2-pin 22 mm, ERGOeco, Kelly (Set), 360 mm, for 2-pin 22 mm, ERGOeco, Kelly (Set), 460 mm, for 2-pin 22 mm, ERGOeco, fenestrated (Set), 360 mm, for 2-pin 22 mm, ERGOeco, fenestrated (Set), 460 mm, for 2-pin 22 mm, ERGOeco, Maryland (Set), 360 mm, for 2-pin 28 mm, ERGOeco, Maryland (Set), 460 mm, for 2-pin 28 mm, ERGOeco, Kelly (Set), 360 mm, for 2-pin 28 mm, ERGOeco, Kelly (Set), 460 mm, for 2-pin 28 mm, ERGOeco, fenestrated (Set), 360 mm, for 2-pin 28 mm, ERGOeco, fenestrated (Set), 460 mm, for 2-pin 28 mm, NightKNIFE, blade, LIGATOR, jaw, straight, 110 mm, LIGATOR, jaw, straight, 360 mm, NightKNIFE, jaw, exchangeable knife, 200 mm, NightKNIFE, jaw, exchangeable knife, 360 mm, LIGATOR, jaw, Maryland, 110 mm, LIGATOR, jaw, Maryland, 360 mm, ELECTRODES, "OPEN SKY" ELECTROSURGICAL, REUSABLE, Electrode container, 12 standard electrodes, shaft 4 mm, Knife electrode, straight, shaft 4 mm, Knife electrode, angled, rhombic, shaft 4 mm, Knife electrode, straight, rhombic, shaft 4 mm, Needle electrode, straight, shaft 4 mm, Wire loop electrode, Ø 5 mm, shaft 4 mm, Wire loop electrode, Ø 10 mm, shaft 4 mm, Wire loop electrode, Ø 14 mm, shaft 4 mm, Ribbon loop electrode, Ø 10 mm, shaft 4 mm, Ribbon loop electrode, Ø 17 mm, shaft 4 mm, Ball electrode, straight, Ø 1.5 mm, shaft 4 mm, Ball electrode, straight, Ø 2 mm, shaft 4 mm, Ball electrode, straight, Ø 4 mm, shaft 4 mm, Ball electrode, straight, Ø 6 mm, shaft 4 mm, Plate electrode, 8 x 10 mm, shaft 4 mm, Plate electrode, straight, 10 x 15 mm, shaft 4 mm, Micro needle electrode, tungsten wire, straight, shaft 4 mm, Micro needle electrode, tungsten wire, angled, shaft 4 mm, Needle electrode, 45° angled, shaft 4 mm, Lancet electrode, angled, shaft 4 mm, Lancet electrode, straight, shaft 4 mm, Knife electrode, thin, straight, shaft 4 mm, Ball electrode, angled, Ø 1.5 mm, shaft 4 mm, Ball electrode, angled, Ø 2 mm, shaft 4 mm, Ball electrode, angled, Ø 4 mm, shaft 4 mm, Electrode extension, 172 mm, shaft 4 mm, Needle electrode, arthroscopy, 90 ° angled, 1.5 x 0.8 mm, Needle electrode, arthroscopy, 90 ° angled, 4 x 0.8 mm, Knife electrode, arthroscopy, 45 ° angled, 4 x 1.5 mm, Keying electrode, arthroscopy, 90 ° angled, 3 x 1.5 mm, Needle electrode, straight, 136 mm, insulated shaft 4 mm, Knife electrode, straight, 154 mm, insulated shaft 4 mm, Ball electrode, straight, Ø 4 mm, 122 mm, insulated shaft 4 mm, Ball electrode, straight, Ø 6 mm, 124 mm, insulated shaft 4 mm, Wire loop electrode, straight, Ø 5 mm, 123 mm, insulated shaft 4 mm, Wire loop electrode, straight, Ø 10 mm, 128 mm, insulated shaft 4 mm, Ball electrode, angled, Ø 6 mm, 124 mm, insulated shaft 4 mm, Needle electrode, angled, 132 mm, insulated shaft 4 mm, Knife electrode, angled, rhombic, 142 mm, insulated shaft 4 mm, Knife electrode, straight, rhombic, 142 mm, insulated shaft 4 mm, Loop electrode, 20 x 20 mm, 138 mm, insulated shaft 4 mm, Loop electrode, 20 x 15 mm, 133 mm, insulated shaft 4 mm, Loop electrode, 10 x 10 mm, 128 mm, insulated shaft 4 mm, Loop electrode, 15 x 15 mm, 133 mm, insulated shaft 4 mm, Loop electrode, 25 x 25 mm, 143 mm, insulated shaft 4 mm, Electrode container,12 standard electrodes, shaft 2.4 mm, Knife electrode, angled, rhombic, shaft 2.4 mm, Knife electrode, straight, rhombic, shaft 2.4 mm, Micro needle electrode, tungsten wire, straight, shaft 2.4 mm, Micro needle electrode, tungsten wire, angled, shaft 2.4 mm, Wire loop electrode, Ø 5 mm, shaft 2.4 mm, Wire loop electrode, Ø 10 mm, shaft 2.4 mm, Wire loop electrode, Ø 14 mm, shaft 2.4 mm, Ribbon loop electrode, Ø 10 mm, shaft 2.4 mm, Ball electrode, straight, Ø 2 mm, shaft 2.4 mm, Ball electrode, straight, Ø 4 mm, shaft 2.4 mm, Ball electrode, straight, Ø 6 mm, shaft 2.4 mm, Needle electrode, straight, 140 mm, insulated shaft 2.4 mm, Knife electrode, straight, 152 mm, insulated shaft 2.4 mm, Ball electrode, Ø 4 mm, 126 mm, insulated shaft 2.4 mm, Ball electrode, Ø 6 mm, 128 mm, insulated shaft 2.4 mm, Wire loop electrode, Ø 10 mm, 132 mm, insulated shaft 2.4 mm, Ball electrode, d=6 mm, angled, 128 mm, insulated shaft 2.4 mm, Electrode extension, 105 mm, shaft 2.4 mm, Needle electrode, angled, 136 mm, insulated shaft 2.4 mm, Knife electrode, angled, rhombic, 146 mm, insulated shaft 2.4 mm, Needle electrode, angled, shaft 2.4 mm, Lancet electrode, angled, shaft 2.4 mm, Lancet electrode, straight, shaft 2.4 mm, Knife electrode, thin, straight, shaft 2.4 mm, Ball electrode, Ø 2 mm, angled, shaft 2.4 mm, Loop electrode, 20 x 20 mm, 142 mm, insulated shaft 2.4 mm, Loop electrode, 20 x 15 mm, 137 mm, insulated shaft 2.4 mm, Loop electrode, 10 x 10 mm, 132 mm, insulated shaft 2.4 mm, Loop electrode, 15 x 15 mm, 137 mm, insulated shaft 2,4 mm, Loop electrode, 25 x 25 mm, 147 mm, insulated shaft 2,4 mm, Electrode extension, 175 mm, shaft 2.4 mm, Knife electrode, straight, shaft 2.4 mm, Needle electrode, straight, shaft 2.4 mm, Knife electrode, rhombic, 146 mm, insulated shaft 2.4 mm, Needle electrode ENT, angled, 124 mm, insulated shaft 2.4 mm, ELECTRODES, ELECTROSURGICAL ENDOTHERAPY, REUSABLE, LAP electrode, spatula, 360 mm, LAP electrode, strong hook, 360 mm, LAP electrode, thin hook, 360 mm, LAP electrode, needle, 360 mm, LAP electrode, spatula, suction / irrigation tube, sealing cap, 360 mm, LAP electr., strong hook, suct. / irrigation tube, sealing cap, 360 mm, LAP electr., thin hook, suction / irrigation tube, sealing cap, 360 mm, LAP electrode, needle, suction / irrigation tube, sealing cap, 360 mm, Loop 0°, bipolar, wire Ø 0.3 mm, Loop 60°, bipolar, wire Ø 0.3 mm, Coagulation electrode, ball, bipolar, Coagulation electrode, cylinder, bipolar, Loop 120°, bipolar, wire Ø 0.35 mm, Loop 90°, bipolar, wire Ø 0.35 mm, Vaporisation electrode, flat, bipolar, Vaporisation electrode, round, bipolar, Enucleation electrode, round, bipolar, Knife electrode, bipolar, ELECTROSURGERY INSTRUMENTS, Generator trunk, for BOWA ARC (without generator), Argon trunk for ARC PLUS (without argon unit), Rubber return plate, adults, 250 x 150 mm, for Erbe, Rubber return plate, children, 150 x 80 mm, for Erbe, Rubber return plate, children, 150 x 80 mm, international, Rubber return plate, adults, 250 x 150 mm, international, ERGO 315R, cable with handswitch, ERGOresect, working element, active, bipolar, for resectoscope | Health & Light | 2023-12-21T00:00:00.000+01:00 | BOWA-electronic GmbH & Co. KG/Heinrich-Hertz Strasse 4-1072810 Gomaringen / Germany | 818-072, 818-092, 818-112, 818-141, 818-161, 818-162, K020401, 932-248, 932-249, 932-250, 932-251, 932-252, 932-253, 932-254, K020480, 900-901, 900-902, 900-903, 900-904, 900-906, 900-907, 900-908, 900-909, 900-921, 120-045, 120-145, 210-030, 214-045, 215-045, 215-145, 218-045, 218-145, 220-045, 220-145, 220-245, 220-345, 227-045, 322-045, 327-045, 330-030, 335-030, L180401, 605-001, 605-002, 605-007, 605-011, 605-013, 605-014, 605-018, 605-019, 605-020, 605-021, 605-023, 605-024, 605-027, 605-029, 605-030, 605-031, 605-033, 605-034, 605-036, 605-039, 605-040, 605-041, 605-057, 605-058, 605-059, 605-063, 605-070, 605-080, 607-001, 607-002, 607-007, 607-014, 607-020, 607-021, 607-027, 607-029, 607-030, 607-039, 607-040, 607-080, 607-100, 607-101, 607-102, 607-103, 607-105, 607-106, 607-107, 607-108, 900-922, 900-923, 900-924, 932-031, 932-032, 932-034, 932-035, 932-036, 932-042, 932-055, 932-058, 932-059, 932-060, 932-061, 932-062, 932-148, 932-149, 932-150, 932-151, 932-152, 932-153, 932-154, L180201, 795-145, 795-180, 795-545, 795-580, 796-170, 796-570, 797-180, 797-230, 797-280, 797-580, 797-630, 797-680, 798-145, 798-180, 798-230, 798-280, 798-545, 798-580, 798-630, 798-680, L180301, 100-016, 104-045, 105-045, 110-045, 112-045, K020101, 520-110, 520-113, 520-114, 520-115, 520-116, 520-117, 520-118, 770-998, 775-000, 800-000, 800-001, 800-002, 800-003, 800-004, 800-005, 800-006, 800-007, 800-011, 800-021, 800-028, 800-030, 801-030, 802-030, 802-032, 802-033, 802-034, 802-035, 905-710, 905-811, 905-815, 952-001, K020102, 815-040, 815-070, 815-110, 815-140, 816-042, 816-071, 816-072, 816-092, 816-112, 816-141, 816-161, 816-162, 817-040, 817-070, 817-110, 817-140, 818-042, 818-071, 730-611, 730-612, 730-613, 730-620, 730-621, 730-622, 730-623, 730-630, 730-632, 730-640, 730-641, 745-100, 745-200, 900-000, 900-001, 900-100, 900-250, 900-303, 900-350, 900-351, 900-400, 900-600, 901-011, 901-012, 901-021, 901-022, 901-031, 901-032, 901-124, 901-126, 901-140, 607-110, 607-111, 607-112, 607-113, 607-115, 607-116, 607-120, 607-121, 607-122, 607-123, 607-130, 607-140, 607-141, 607-145, 607-146, 607-147, 607-150, 607-151, 607-152, 607-153, 607-170, 607-171, 607-175, 607-176, 607-177, 607-180, 607-181, 607-182, 607-185, 607-186, 607-190, 610-016, 610-017, 610-018, 610-019, 610-021, 610-025, 612-018, 612-021, 612-025, 612-118, 612-121, 612-125, 760-119, 760-123, 760-128, 760-216, 760-219, 760-223, 760-228, L180402, 720-000, 721-301, 721-302, 721-303, 721-304, 721-306, 721-307, 721-308, 721-309, 721-310, 722-530, 736-005, 741-100, 741-101, 741-234, 741-812, 741-814, 741-822, 741-823, 741-827, 741-828, 741-832, 741-833, 741-842, 741-843, 742-106, 742-234, 742-310, 742-320, 742-330, 742-340, 742-350, 742-816, 742-826, 742-829, 742-836, 742-846, 744-100, 744-101, 744-220, 744-229, 744-312, 744-313, 744-342, 744-343, 744-812, 744-813, 744-815, 744-816, 744-844, 744-845, 744-847, 744-848, 750-000, 750-033, 751-033, 752-033, 753-033, 754-033, 755-033, 756-033, 760-033, 761-033, 770-000, 770-036, 770-201, 770-211, 770-236, 770-301, 770-320, 770-336, 770-502, 770-503, 770-510, 770-522, 770-523, 770-532, 770-533, 770-542, 770-543, 770-552, 770-553, 770-600, 770-610, 770-611, 770-612, 770-613, 770-620, 770-621, 770-622, 770-623, 770-660, 770-661, 770-662, 770-663, 770-664, 770-665, 770-670, 770-671, 770-672, 770-673, 770-674, 770-675, 770-680, 770-681, 770-682, 770-683, 770-684, 770-685, 770-690, 770-691, 770-692, 770-693, 770-694, 770-695, 770-999, 771-011, 771-036, 771-121, 771-137, 772-011, 772-036, L180601, 500-000, 500-007, 500-008, 500-009, 500-011, 500-014, 500-015, 500-016, 500-017, 500-018, 500-019, 500-020, 500-021, 500-022, 500-023, 500-024, 500-112, 500-113, 500-124, 500-125, 500-126, 500-127, 500-129, 500-130, 500-131, 500-150, 510-108, 510-109, 510-110, 510-112, 520-027, 520-028, 520-029, 520-030, 520-031, 520-032, 520-035, 520-122, 520-123, 520-124, 520-132, 520-133, 520-134, 520-135, 520-136, 530-000, 530-008, 530-009, 530-012, 530- | Klasa IIb | Elektrodë neutrale, 70 cm², e ndarë, me kabllo 3 m, EASY, Elektrodë neutrale, 90 cm², e ndarë, me kabllo 3 m, EASY, Elektrodë neutrale, 110 cm², e ndarë, me kabllo 3 m, EASY, Elektrodë neutrale, 140 cm², e ndarë, me kabllo 3 m, Elektrodë neutrale, 160 cm², e ndarë, me kabllo 3 m, Elektrodë neutrale, 160 cm², e ndarë, me kabllo 3 m, EASY, Instrumenta kirurgjikale me gaz argon, një përdorimshe, Sonda fleksibël Argon, Ø 1,5 mm, 1,5 m, një përdorimshe, sterile, Sonda fleksibël Argon, Ø 2,3 mm, 2,2 m, një përdorimshe, sterile, Sonda fleksibël Argon, Ø 3,2 mm, 2,2 m, një përdorimshe, sterile, Sonda fleksibël Argon, Ø 1,5 mm, 3,0 m, një përdorimshe, sterile, Sonda fleksibël Argon, Ø 2,3 mm, 3,0 m, një përdorimshe, sterile, Sonda fleksibël Argon, 90°, Ø 2,3 mm, 2,2 m, një përdorimshe, sterile, Sonda fleksibël Argon, 360°, Ø 2,3 mm, 2,2 m, një përdorimshe, sterile, Pajisje kirurgjikale me gaz Argon -aksesore, Reduktues presioni, për ARC PLUS (REF 900-000), DIN 477 nr. 6, Reduktues presioni, për ARC PLUS (REF 900-000), DIN 477 nr. 10, Reduktues presioni, për ARC PLUS (REF 900-000), CGA 580, Reduktues presioni, për ARC PLUS (REF 900-000), BS 341 nr. 3, Reduktues presioni, për ARC PLUS (REF 900-001) dhe ARC 400, DIN 477 nr. 6, Reduktues presioni, për ARC PLUS (REF 900-001) dhe ARC 400, DIN 477 nr. 10, Reduktues presioni, për ARC PLUS (REF 900-001) dhe ARC 400, CGA 580, Reduktues presioni, për ARC PLUS (REF 900-001) dhe ARC 400, BS 341 nr. 3, Reduktues presioni, për ARC PLUS (REF 900-001), GOST G3/4", JackKNIFE 2 çelsa bosht 2.4 mm per Erbe kavo 4.5 m , JackKNIFE 2 çels bosht 4 mm per Erbe kavo 4.5 m, Doreze elektrode, pa çelsa, bosht 4 mm, per Martin, kabllo 4.5 m, ErgoPEN i hollë, 2 çelësa, bosht 4 mm, për Martin, kabllo 4.5 m, ErgoPEN i hollë, 2 çelësa, bosht 4 mm, për 3 kunja, kabllo 4,5 m, ErgoPEN i hollë, 2 çelësa, bosht 4 mm, COMFORT, kabllo 4.5 m, ErgoPEN i hollë, 2 çelësa, bosht 2,4 mm, për 3 kunja, kabllo 4,5 m, ErgoPEN i hollë, 2 çelësa, bosht 2.4 mm, COMFORT, kabllo 4.5 m, JackKNIFE, 2 çelësa, bosht 2,4 mm, për 3 kunja, kabllo 4,5 m, JackKNIFE, 2 çelësa, bosht 4 mm, për 3 kunja, kabllo 4,5 m, JackKNIFE, 2 çelsa, bosht 4 mm, për Martin, kabllo 4.5 m, JackKNIFE ARC 100, bosht 2.4 mm me kabllo për pince bipolare 4 m, ErgoPEN i madh, 2 çels, bosht 4 mm, per Martin, kabllo 4.5 m, ErgoPEN i madh, 2 çelësa, bosht 4 mm, për 3 kunja, kabllo 4,5 m, ErgoPEN i madh, 2 çelësa, bosht 2.4 mm, për 3-pin, kabllo 4.5 m, Dorezë e elektrodës, pa ndërprerës, bosht 4 mm, për 8 mm, kabllo 4,5 m, Dorezë elektrode, pa ndërprerës, bosht 2,4 mm, 8 mm Bovie, kabllo 4,5 m, Pinca elektrokirugjikale "Open Sky", shumëpërdorimshe, pinca bipolare, me kënd, 195 mm, 8 mm x 1 mm, pinca bipolare, bajonetë, 195 mm, 6 mm x 1 mm, pinca bipolare, me kënd, 195 mm, 8 mm x 2 mm, Pincë bipolare, e drejtë, 160 mm, 6 mm x gjilpërë, Pinca bipolare, me kënd, 160 mm, 6 mm x 0.5 mm, Pincë bipolare, me kënd, 160 mm, 6 mm x 1 mm, Pinca bipolare, bajonetë, 165 mm, 6 mm x 1 mm, Pincë bipolare, e drejtë, 110 mm, 6 mm x gjilpërë, Pincë bipolare, të drejtë, 110 mm, 6 mm x 0,5 mm, Pinca bipolare, me kënd, 110 mm, 6 mm x 0.5 mm, Pincë bipolare, me kënd, 110 mm, 6 mm x gjilpërë, Pincë bipolare, me kënd, 220 mm, 8 mm x 1 mm, Pinca bipolare, të drejta, 160 mm, 8 mm x 2 mm, Pinca bipolare, të drejta, 195 mm, 8 mm x 2 mm, Pinca bipolare, të drejta, 220 mm, 8 mm x 2 mm, Pinca bipolare, bajonetë, 220 mm, 6 mm x 0.5 mm, Pinca bipolare, bajonetë, 165 mm, 6 mm x 0,5 mm, Pinca bipolare, bajonetë, 195 mm, 8 mm x 2 mm, Pincë bipolare, me kënd, 160 mm, 6 mm x gjilpërë, Pincë bipolare, të drejtë, 160 mm, 8 mm x 1 mm, Pinca bipolare, të drejta, 195 mm, 8 mm x 1 mm, Pinca bipolare, të drejta, 220 mm, 8 mm x 1 mm, Pinca bipolare, të drejtë, 195 mm, 8 mm x 2 mm, pushkë katrore, Pincë dypolare, me kënd, 195 mm, 8 mm x 2 mm, pushkë katrore, Pincë bipolare, bajonetë, 195 mm, 8 mm x 2 mm, pushkë katrore, Pinca bipolare, bajonetë, këndore, 220 mm, 6 mm x 1 mm, Pinca bipolare, të drejta, 300 mm, 8 mm x 2 mm, Pinca bipolare, të drejta, 270 mm, 8 mm x 2 mm, Pincë bipolare, jo ngjitëse, me kënd, 195 mm, 8 mm x 1 mm, Pinca bipolare, jo-ngjitëse-ari, bajonetë, 195 mm, 6 mm x 1 mm, Pincë bipolare, jo-ngjitëse-ari, me kënd, 195 mm, 8 mm x 2 mm, Pincë bipolare, jo-ngjitëse e artë, me kënd, 160 mm, 6 mm x 1 mm, Pincë bipolare, jo-ngjitëse-artë, e drejtë, 110 mm, 6 mm x 0,5 mm, Pincë bipolare, jo-ngjitëse, me kënd, 110 mm, 6 mm x 0,5 mm, Pinca bipolare, jo-ngjitëse-ari, e drejtë, 160 mm, 8 mm x 2 mm, Pinca bipolare, jo-ngjitëse-ari, e drejtë, 195 mm, 8 mm x 2 mm, Pinca bipolare, jo-ngjitëse-ari, e drejtë, 220 mm, 8 mm x 2 mm, Pinca bipolare, jo-ngjitëse-ari, e drejtë, 160 mm, 8 mm x 1 mm, Pinca bipolare, jo-ngjitëse-ari, e drejtë, 195 mm, 8 mm x 1 mm, Pinca bipolare, jo-ngjitëse-ari, e drejtë, 270 mm, 8 mm x 2 mm, Pincë bipolare, ari jo ngjitëse, bajonetë, 160 mm, 0,3 mm, Pinca bipolare, jo-ngjitëse, bajonetë, 180 mm, 0,3 mm, Pinca bipolare, jo-ngjitëse, bajonetë, 200 mm, 0,3 mm, Pinca bipolare, jo-ngjitëse, bajonetë, 220 mm, 0,3 mm, Pinca bipolare, flori që nuk ngjit, bajonetë, 160 mm, 0,6 mm, Pincë bipolare, flori që nuk ngjit, bajonetë, 180 mm, 0,6 mm, Pincë bipolare, flori që nuk ngjit, bajonetë, 200 mm, 0,6 mm, Pincë bipolare, flori që nuk ngjit, bajonetë, 220 mm, 0,6 mm, Reduktues presioni, për ARC PLUS (REF 900-000), GOST G3/4", Reduktues presioni, për ARC PLUS (REF 900-001), ISO 5145 nr. 4, Reduktues presioni, për ARC PLUS (REF 900-000), ISO 5145 nr. 4, Elektrodë e mpiksjes së ngurtë Argon, 75 mm, Elektrodë e koagulimit të ngurtë Argon, 150 mm, Elektrodë e koagulimit të ngurtë Argon, 370 mm, Elektroda e prerjes dhe koagulimit me gjilpërë të ngurtë Argon, 100 mm, Elektroda e prerjes dhe koagulimit me gjilpërë të ngurtë Argon, 150 mm, Dorezë argon COMFORT, kabllo 3.5 m, Elektrodë e prerjes dhe koagulimit me thikë të ngurtë Argon, 100 mm, Elektrodë e prerjes dhe koagulimit me thikë të ngurtë Argon, 150 mm, Elektrodë e prerjes dhe koagulimit me thikë të ngurtë Argon, 370 mm, Elektroda e koagulimit të argonit, e përkulshme 170 mm, Elektroda e koagulimit të argonit, e përkulshme 250 mm, Elektroda e koagulimit të argonit, e përkulshme 370 mm, Sonda fleksibël Argon, Ø 1,5 mm, 1,5 m, Sonda fleksibël Argon, Ø 2,3 mm, 2,2 m, Sonda fleksibël Argon, Ø 3,2 mm, 2,2 m, Sonda fleksibël Argon, Ø 1,5 mm, 3,0 m, Sonda fleksibël Argon, Ø 2,3 mm, 3,0 m, Sonda fleksibël Argon, 90°, Ø 2,3 mm, 2,2 m, Sonda fleksibël Argon, Ø 2,3 mm, 1 m, Gërshërë elektrokirurgjikale "Open Sky" , shumëpërdorimshe, BiZZER, gërshërë bipolare, 145 mm, e lakuar, maja e gjilpërës, BiZZER, gërshërë bipolare, 180 mm, e lakuar, maja e gjilpërës, BiZZER, bip. gërshërë, 145 mm, e lakuar, maja e gjilpërës, COMFORT, kabllo 4.5 m, BiZZER, bip. gërshërë, 180 mm, e lakuar, maja e gjilpërës, COMFORT, kabllo 4.5 m, BiZZER, gërshërë bipolare, 170 mm, e lakuar, BiZZER, gërshërë bipolare, 170 mm, e lakuar, COMFORT, kabllo 4.5 m, BiZZER, gërshërë bipolare, 180 mm, e lakuar, e lehtë, BiZZER, gërshërë bipolare, 230 mm, e lakuar, e lehtë, BiZZER, gërshërë bipolare, 280 mm, e lakuar, e lehtë, BiZZER, gërshërë bipolare, 180 mm, e lakuar, e lehtë,, BiZZER, gërshërë bipolare, 230 mm, e lakuar, e lehtë, COMFORT, kabllo 4.5 m, BiZZER, gërshërë bipolare, 280 mm, e lakuar, e lehtë, COMFORT, kabllo 4.5 m, BiZZER, gërshërë bipolare, 145 mm, e lakuar, e imët, BiZZER, gërshërë bipolare, 180 mm, e lakuar, e imët, BiZZER, gërshërë bipolare, 230 mm, e lakuar, e imët, BiZZER, gërshërë bipolare, 280 mm, e lakuar, e imët, BiZZER, gërshërë bipolare, 145 mm, e lakuar, fine, , BiZZER, gërshërë bipolare, 180 mm, e lakuar, fine, COMFORT, kabllo 4.5 m, BiZZER, gërshërë bipolare, 230 mm, e lakuar, fine, COMFORT, kabllo 4.5 m, BiZZER, gërshërë bipolare, 280 mm, e lakuar, fine, COMFORT, kabllo 4.5 m, Doreza elektrokirurgjikale "Open Sky", shumëpërdorimshe, Dorezë elektrode, pa ndërprerës, bosht 4 mm, për Erbe-T, 4.5 m, ErgoPEN i hollë, 2 çelësa, bosht 4 mm, për Erbe, kabllo 4.5 m, ErgoPEN i hollë, 2 çelësa, boshti 2.4 mm, për Erbe, kabllo 4.5 m, ErgoPEN i madh, 2 çelsa, bosht 4 mm, për Erbe, kabllo 4.5 m, ErgoPEN i madh, 2 çelësa, bosht 4 mm, për Erbe-T, kabllo 4.5 m, Instrumenta elektrokirurgjikale, mono dhe bipolare, një përdorimshe, Set elektrode Metra Loop, MetraLOOP, bosht i brendshëm, MetraLOOP, bosht i jashtëm, Seti MetraLOOP, COMFORT, MetraLOOP, COMFORT, bosht i brendshëm, MetraLOOP, sythe rezervë, Ø 100 mm, një përdorim, steril, MetraLOOP, sythe rezervë, Ø 175 mm, një përdorim, steril, ERGO 315R, teh steril, ERGO 310D, ngjites vazash laparoskopike, Ø 5 mm, 340 mm, Pastrues maja, steril për një përdorim, Elektrodë thike jo ngjitëse, bosht 2.4 mm, një përdorimshe, sterile, Elektrodë me gjilpërë jo ngjitëse, bosht 2.4 mm, një përdorimshe, sterile, Elektrodë topth jo ngjitëse, bosht 2.4 mm, një përdorimshe, sterile, Elektrode Thikë jo ngjitëse, 152 mm, bosht 2.4 mm, një përdorim, sterile, Electrode Topa jongjitëse , 134 mm, bosht 2.4 mm, një përdorim, sterile., Këllëf sigurie, një përdorimshe, sterile, Elektrodë thike, bosht 2.4 mm, një përdorimshe, sterile, Elektroda me gjilpërë, bosht 2.4 mm, një përdorimshe, sterile, Elektrodë me top, bosht 2.4 mm, një përdorimshe, sterile, Elektrodë thike, 152 mm, bosht 2.4 mm, një përdorim, sterile , Elektrodë me top, 136 mm, bosht 2,4 mm, një përdorim, sterile, Dorezë, r. sw., thikë, Ø 2,4 mm, 3-pin, 3 m, s-u, steril, Dorezë, 2 sw., thikë, Ø 2,4 mm, 3 kunja, 3 m, s-u, sterile, SHE SHA dorezë, 2 sw., thikë, 3 m, s-u, sterile , SHE SHA Doreza, e rregullueshme, 2 çelësa, thikë, 3m, një përdorimshe, sterile, SHE SHA dorezë, e rregullueshme, 2 çelësa, thikë, jo ngjitëse, 3 m, një përdorimshe, sterile, Dorezë, 2 sw., thikë, Ø 2,4 mm, 3-pin, 5 m, s-u, sterile, Kompleti i pjesëve rezervë/ROTOCUT G2/Ø11mm/L9,5, Kompleti i pjesëve të këmbimit/ROTOCUT G2/Ø15mm/L9,5, SHE SHA, Zorrë, për dorezë, një përdorimshe, sterile, Elektroda dhe kabllo elektrokirurgjikal, Elektrodë neutrale, 40 cm², jo e ndarë, Elektrodë neutrale, 70 cm², jo e ndarë, Elektrodë neutrale, 110 cm², jo e ndarë, Elektrodë neutrale, 140 cm², jo e ndarë, Elektrodë neutrale, 40 cm², e ndarë, EASY, Elektroda neutrale, 70 cm², e ndarë, Elektrodë neutrale, 70 cm², e ndarë, EASY, Elektrodë neutrale, 90 cm², e ndarë, EASY, Elektrodë neutrale, 110 cm², e ndarë, EASY, Elektrodë neutrale, 140 cm², e ndarë, Elektrodë neutrale, 160 cm², e ndarë, Elektrodë neutrale, 160 cm², e ndarë, EASY, Elektrodë neutrale, 40 cm², e pa çarë, me kabllo 3 m, Elektrodë neutrale, 70 cm², e pa çarë, me kabllo 3 m, Elektrodë neutrale, 110 cm², e pa ndare, me kabllo 3 m, Elektrodë neutrale, 140 cm², e pa çarë, me kabllo 3 m, Elektrodë neutrale, 40 cm², e ndarë, me kabllo 3 m, EASY, Elektrodë neutrale, 70 cm², e ndarë, me kabllo 3 m, ERGOresect, element pune, pasiv, bipolar, për rezektoskop, ERGOresect, element pune, aktiv, bipolar, Quick-Lock, për resektoskop, ERGOresect, element pune, pasiv, bipolar, Quick-Lock, për resektoskop, ERGOresect, bosht i brendshëm 24 Ch., i rrotullueshëm, për resektoskop, ERGOresect, bosht i jashtëm 26 Ch., hyrje / dalje, për rezektoskop, ERGOresect, bosht i brendshëm 24 Ch., i rrotullueshëm, Quick-Lock, për rezektoskop, ERGOresect, bosht i jashtëm 26 Ch., i rrotullueshëm, Quick-Lock, për rezektoskop, Obturator 24/26 Ch., për resektoskop, Obturator 24/26 Ch., Quick-Lock, për resektoskop, HD-Optic 30°, Ø 4 mm për resektoskop, HD-Optic 12°, Ø 4 mm për resektoskop, Mëngë trokare, tub metalik, e lëmuar, prizë me fryrje, ø 3,4 mm, 100 mm, Trokar, në formë piramide, 145 mm, ARC PLUS Njësia e koagulimit të Argonit për ARC 250 / 303, ARC PLUS Njësia e koagulimit të Argonit, për ARC 400 / 350 (REF 900-351), Njësia elektrokirurgjike ARC 100, Njësia elektrokirurgjike ARC 250, Njësia elektrokirurgjike ARC 303, Njësia elektrokirurgjike ARC 350 (REF 900-350), Njësia elektrokirurgjike ARC 350 (REF 900-351), Njësia elektrokirurgjike ARC 400, Sistemi i Energjisë ARC, Këmbë me një pedale, me çelës, kabllo 4 m, Çelës këmbësh me një pedale për ARC 100, kabllo 4 m, Double-pedal footswitch, cable 4 m / Këmbë me dy pedale, kabllo 4 m, Çelës këmbësh me dy pedale për ARC 250 / 303, kabllo 4 m, Këmbë me dy pedale me çelës, kabllo 4 m, Këmbë me dy pedale me çelës dhe kapëse, kabllo 4 m, Komplet aksesor, 2.4 mm, Set aksesor ARC 100, 2.4 mm, Komplet aksesor, 4 mm, Pinca bipolare, jo-ngjitëse, bajonetë, 180 mm, 1,0 mm, Pinca bipolare, NO-ngjit-ar, bajonetë, 200 mm, 1,0 mm, Pincë bipolare, NO-Ngjitës-Ar, bajonetë, 220 mm, 1 mm, Pincë bipolare, JO-Ngjit-Ar, bajonetë, 240 mm, 1 mm, Pincë bipolare, JO-Ngjit-Ar, bajonetë, 200 mm, 2 mm, Pincë bipolare, JO-Ngjitës-Ar, bajonetë, 220 mm, 2 mm, Pincë bipolare, jo-ngjitëse, bajonetë, me kënd lart, 200 mm, 1 mm, Pincë bipolare, jo-ngjitëse, bajonetë, me kënd lart, 220 mm, 1 mm, Pincë bipolare, jo-ngjitëse, bajonetë, me kënd poshtë, 200 mm, 1 mm, Pincë bipolare, jo-ngjitëse, bajonetë, me kënd poshtë, 220 mm, 1 mm, Pincë bipolare, jo-ngjitëse, e drejtë, 220 mm, 0,3 mm, Pincë bipolare, jo-ngjitëse, dorezë e rrumbullakët, bajonetë, 180 mm, 0,3 mm, Pincë bipolare, jo-ngjitëse, dorezë e rrumbullakët, bajonetë, 200 mm, 0,3 mm, Pincë bipolare, jo-ngjitëse, dorezë e rrumbullakët, bajonetë, 180 mm, 0,6 mm, Pincë bipolare, jo-ngjitëse, dorezë e rrumbullakët, bajonetë, 200 mm, 0,6 mm, Pincë bipolare, jo-ngjitëse, dorezë e rrumbullakët, bajonetë, 225 mm, 0,6 mm, Pincë bipolare, jo-ngjitëse, dorezë e rrumbullakët, bajonetë, 180 mm, 1 mm, Pincë bipolare, jo-ngjitëse, dorezë e rrumbullakët, bajonetë, 200 mm, 1 mm, Pincë bipolare, jo-ngjitëse, dorezë e rrumbullakët, bajonetë, 225 mm, 1 mm, Pincë bipolare, jo-ngjitëse, dorezë e rrumbullakët, bajonetë, 250 mm, 1 mm, Pincë bipolare, jo-ngjitëse, dorezë e rrumbullakët, e drejtë, 155 mm, 0,3 mm, Pincë bipolare, jo-ngjitëse-artë, dorezë e rrumbullakët, e drejtë, 180 mm, 0,3 mm, Pincë bipolare, jo-ngjitëse, dorezë e rrumbullakët, e drejtë, 155 mm, 0,6 mm, Pincë bipolare, jo-ngjitëse, dorezë e rrumbullakët, e drejtë, 180 mm, 0,6 mm, Pincë bipolare, jo-ngjitëse, dorezë e rrumbullakët, e drejtë, 200 mm, 0,6 mm, Pincë bipolare, jo-ngjitëse, dorezë e rrumbullakët, e drejtë, 180 mm, 1 mm, Pincë bipolare, jo-ngjitëse, dorezë e rrumbullakët, e drejtë, 200 mm, 1 mm, Pincë bipolare, jo-ngjitëse, dorezë e rrumbullakët, e drejtë, 225 mm, 1 mm, Pincë bipolare, jo-ngjitëse, dorezë e rrumbullakët, e drejtë, 200 mm, 2 mm, Pincë bipolare, jo-ngjitëse, dorezë e rrumbullakët, e drejtë, 225 mm, 2 mm, Pinca bipolare, jo-ngjitëse, dorezë e rrumbullakët, me kënd, 225 mm, 1,0 mm, Pinca monopolare, bajonetë, 195 mm, 8 mm x 2 mm, Pincë monopolare, të drejtë, 195 mm, 8 mm x 2 mm, Pincë monopolare, të drejtë, 195 mm, 8 mm x 1 mm, Pincë monopolare, të drejtë, 220 mm, 8 mm x 2 mm, Pincë monopolare, të drejtë, 220 mm, 8 mm x 1 mm, Pincë monopolare, të drejtë, 270 mm, 8 mm x 2 mm, Pinca monopolare, anatomike, 180 mm, 18 mm x 2 mm, Pinca monopolare, anatomike, 200 mm, 18 mm x 2.2 mm, Pinca monopolare, anatomike, 250 mm, 18 mm x 2.4 mm, Pinca monopolare, kirurgjikale, 180 mm, 18 mm x 2 mm, Pinca monopolare, kirurgjikale, 200 mm, 18 mm x 2.2 mm, Pinca monopolare, kirurgjikale, 250 mm, 18 mm x 2.4 mm, TissueSeal PLUS, 190 mm, TissueSeal PLUS, 230 mm, TissueSeal PLUS, 280 mm, TissueSeal PLUS COMFORT, 160 mm, kabllo 4.5 m, TissueSeal PLUS COMFORT, 190 mm, kabllo 4.5 m, TissueSeal PLUS COMFORT, 230 mm, kabllo 4.5 m, TissueSeal PLUS COMFORT, 280 mm, kabllo 4.5 m, Pinca, Endoterapi Elektrokirugjikale,shumëpërdorimshe, ErgoLAP MONOPOLAR, Doreze, ErgoLAP MONOPOLAR, dorezë, ErgoLAP MONOPOLAR, nofulla, pince, 360 mm, ErgoLAP MONOPOLAR, nofulla, DeBakey, 360 mm, ErgoLAP MONOPOLAR, nofulla, Babcock, 360 mm, ErgoLAP MONOPOLAR, nofulla, Metzenbaum, 360 mm, ErgoLAP MONOPOLAR, nofulla, gërshërë me grep, 360 mm, ErgoLAP MONOPOLAR, nofulla, Dorsey, 360 mm, ErgoLAP MONOPOLAR, nofulla, Fundus, 360 mm, ErgoLAP MONOPOLAR, nofulla, Maryland, 360 mm, ErgoLAP MONOPOLAR, nofulla, Alligator, 360 mm, ErgoLAP MONOPOLAR, tub boshti, 360 mm, pjese kembimi per ngjitje, ERGO 320R, doreze, COMFORT, kabllo, 4.5 m, ERGO 320R, dorezë, ERGO 320R, tub boshti, ø 5 mm, 340 mm, Set ERGO 320R, pincë kapëse atraumatike, 340 mm, COMFORT, Set ERGO 320R, pincë kapëse atraumatike, 340 mm, Set ERGO 320R, pincë me kapje, me fenestra, të lakuar, 340 mm, COMFORT, Set ERGO 320R, pincë me kapje, me fenestra, të lakuar, 340 mm, Set ERGO 320R, pincë kapëse me dhëmbë 2x3, 340 mm, COMFORT, Set ERGO 320R, pincë kapëse me dhëmbë 2x3, 340 mm, Set ERGO 320R, gërshërë Metzenbaum, 340 mm, COMFORT, Set ERGO 320R, gërshërë Metzenbaum, 340 mm, Set ERGO 320R, disektor Maryland, 340 mm, COMFORT, Set ERGO 320R, disektor Maryland, 340 mm, ERGO 325R, doreze, e rrotullueshme, me bravë, ERGO 325R, tub boshti, ø 5 mm, 340 mm, ERGO 320R/325R, pincë me kapje atraumatike të nofullës, me fenestra, 340 mm, ERGO 320R/325R, pincë ne forme nofulle, me fenestra, të lakuar, 340 mm, ERGO 320R/325R, gërshërë me nofulla Metzenbaum, 340 mm, ERGO 320R/325R, disektor i nofullës Maryland, 340 mm, ERGO 320R/325R, pincë që kap nofullën me dhëmbë 2x3, 340 mm, Set ERGO 325R, pincë kapëse atraumatike, 340 mm, e rrotullueshme, me bravë, Set ERGO 325R, kapje. pince, fene., e lakuar, 340 mm, e rrotullueshme, me bravë, Set ERGO 325R, kapje. pincë me dhëmbë 2x3, 340 mm, e rrotullueshme, me bravë, Set ERGO 325R, gërshërë Metzenbaum, 340 mm, e rrotullueshme, me bravë, Set ERGO 325R, disektor Maryland, 340 mm, i rrotullueshëm, me bravë, ERGO 335R, doreze, COMFORT, kabllo, 4.5 m, ERGO 335R, dorezë, ERGO 335R, tub boshti, ø 3 mm, 200 mm, ERGO 335R, tub boshti, ø 3 mm, 290 mm, ERGO 335R, pincë me kapje atraumatike të nofullës, me fenestra, 200 mm, ERGO 335R, pincë me kapje atraumatike të nofullës, me fenestra, 290 mm, ERGO 335R, disektor i nofullës Maryland, 200 mm, ERGO 335R, disektor i nofullës Maryland, 290 mm, Set ERGO 335R, pincë kapëse atraumatike, ø 3 mm, 290 mm, COMFORT, Set ERGO 335R, pincë kapëse atraumatike, ø 3 mm, 200 mm, COMFORT, Set ERGO 335R, pincë kapëse atraumatike, ø 3 mm, 290 mm, Set ERGO 335R, pincë kapëse atraumatike, ø 3 mm, 200 mm, Set ERGO 335R, disektor Maryland, ø 3 mm, 290 mm, COMFORT, Set ERGO 335R, disektor Maryland, ø 3 mm, 200 mm, COMFORT, Set ERGO 335R, disektor Maryland, ø 3 mm, 290 mm, Set ERGO 335R, disektor Maryland, ø 3 mm, 200 mm, ErgoLAP BIPOLAR, dorezë, ErgoLAP BIPOLAR, dorezë, tub boshti, pjesë këmbimi mbyllëse, 330 mm, ErgoLAP BIPOLAR, nofulla, Hirsch, 330 mm, ErgoLAP BIPOLAR, nofulla, Kleppinger, 330 mm, ErgoLAP BIPOLAR, nofulla, piskatore, 330 mm, ErgoLAP BIPOLAR, nofulla, mikropiskatore, 330 mm, ErgoLAP BIPOLAR, tub boshti i jashtëm, 330 mm, ErgoLAP BIPOLAR, tub i boshtit të brendshëm, 330 mm, ErgoLAP BIPOLARE, nofulla, E PRERE NUK, ne forme thike, 330 mm, ErgoLAP BIPOLARE, nofulla, PRERJE NUK, ne forme pyke, 330 mm, Night KNIFE + LIGATOR, dorezë, COMFORT, kabllo 4.5 m, LIGATOR, dorezë, tub boshti, pjesë këmbimi mbyllëse, 360 mm, COMFORT, Komplet NightKNIFE, thikë e këmbyeshme, 200 mm, COMFORT, LIGATOR, tub boshti, 110 mm, LIGATOR, tub boshti, 360 mm, Komplet NightKNIFE, thikë e këmbyeshme, 360 mm, COMFORT, THIKË NATE, tub boshti, 200 mm, THIKË NATE, tub boshti, 360 mm, ERGO 315R 275 mm, ERGO 315R 360 mm, ERGO 315R, dorezë, ERGO 315R, nofulla 275mm, ERGO 315R, nofulla 360mm, ERGO 315R, shufër shtytëse 275mm, ERGO 315R, shufër shtytëse 360mm, ERGO 315R, shufër teh 275mm, ERGO 315R, shufër teh 360mm, Set ERGO 315R 275 mm, ERGO 315R Set 360 mm, ERGOact, Handle, ERGOact / ERGOeco, tub boshti, 360 mm, ERGOact / ERGOeco, Maryland (insert), 360 mm, ERGOact / ERGOeco, Kelly (insert), 360 mm, ERGOact / ERGOeco, i fenestruar (insert), 360 mm, ERGOact / ERGOeco, shaft tube, 460 mm / ERGOact / ERGOeco, tub boshti, 460 mm, ERGOact / ERGOeco, Maryland (insert), 460 mm / ERGOact / ERGOeco, Maryland (insert), 460 mm, ERGOact / ERGOeco, Kelly (insert), 460 mm, ERGOact / ERGOeco, i fenestruar (insert), 460 mm, ERGOact, Maryland (Set), 360 mm, ERGOact, Maryland (Set), 460 mm, ERGOact, Kelly (Set), 360 mm, ERGOact, Kelly (Set), 460 mm / ERGOact, Kelly (Set), 460 mm, ERGOact, i rrethuar (Set), 360 mm, ERGOact, i rrethuar (Set), 460 mm, ERGOeco, Maryland (Set), 360 mm, për Erbe, ERGOeco, Maryland (Set), 460 mm, për Erbe, ERGOeco, Kelly (Set), 360 mm, për Erbe, ERGOeco, Kelly (Set), 460 mm, për Erbe, ERGOeco, i rrethuar (Set), 360 mm, për Erbe, ERGOeco, i rrethuar (Set), 460 mm, për Erbe, ERGOeco, Maryland (Set), 360 mm, për 2-pin 22 mm, ERGOeco, Maryland (Set), 460 mm, për 2-pin 22 mm, ERGOeco, Kelly (Set), 360 mm, për 2 kunja 22 mm, ERGOeco, Kelly (Set), 460 mm, për 2-pin 22 mm, ERGOeco, me gardhe (Set), 360 mm, për 2 kunja 22 mm, ERGOeco, me fenestra (Set), 460 mm, për 2 kunja 22 mm, ERGOeco, Maryland (Set), 360 mm, për 2-pin 28 mm, ERGOeco, Maryland (Set), 460 mm, për 2-pin 28 mm, ERGOeco, Kelly (Set), 360 mm, për 2-pin 28 mm, ERGOeco, Kelly (Set), 460 mm, për 2-pin 28 mm, ERGOeco, me gardhe (Set), 360 mm, për 2 kunja 28 mm, ERGOeco, me fenestra (Set), 460 mm, për 2 kunja 28 mm, NightKnife, bisturi, LIGATOR, nofulla, e drejtë, 110 mm, LIGATOR, nofulla, e drejtë, 360 mm, NightKNIFE, nofulla, thike e këmbyeshme, 200 mm, NightKNIFE, nofulla, thike e këmbyeshme, 360 mm, LIGATOR, nofulla, Maryland, 110 mm, LIGATOR, nofulla, Maryland, 360 mm, Elektroda, Elektrokirurgji "Open Sky", shumëpërdorimshe, Enë elektrodë, 12 elektroda standarde, bosht 4 mm, Elektrodë thike, e drejtë, bosht 4 mm, Elektrodë thike, me kënd, rombike, bosht 4 mm, Elektrodë thike, e drejtë, rombike, bosht 4 mm, Elektroda e gjilpërës, e drejtë, bosht 4 mm, Elektroda e lakut teli, Ø 5 mm, boshti 4 mm, Elektroda e lakut teli, Ø 10 mm, boshti 4 mm, Elektroda e lakut teli, Ø 14 mm, boshti 4 mm , Elektrodë me unazë fjongo, Ø 10 mm, bosht 4 mm, Elektrodë me unazë fjongo, Ø 17 mm, bosht 4 mm, Elektroda me top, e drejtë, Ø 1,5 mm, bosht 4 mm, Elektroda me top, e drejtë, Ø 2 mm, bosht 4 mm, Elektroda me top, e drejtë, Ø 4 mm, bosht 4 mm, Elektroda me top, e drejtë, Ø 6 mm, bosht 4 mm, Elektroda e pllakës, 8 x 10 mm, boshti 4 mm, Elektroda e pllakës, e drejtë, 10 x 15 mm, boshti 4 mm, Mikro gjilpërë, tela tungsteni, e drejtë, bosht 4 mm, Mikro gjilpërë, tela tungsteni, me kënd, bosht 4 mm, Elektroda me gjilpërë, me kënd 45°, bosht 4 mm, Elektroda lancet, me kënd, bosht 4 mm, Elektrodë lancet, e drejtë, bosht 4 mm, Elektrodë thike, e hollë, e drejtë, bosht 4 mm, Elektroda me top, me kënd, Ø 1,5 mm, bosht 4 mm, Elektroda me top, me kënd, Ø 2 mm, bosht 4 mm, Elektroda me top, me kënd, Ø 4 mm, bosht 4 mm, Zgjatja e elektrodës, 172 mm, boshti 4 mm, Elektroda me gjilpërë, artroskopi, me kënd 90 °, 1,5 x 0,8 mm, Elektroda me gjilpërë, artroskopi, me kënd 90 °, 4 x 0,8 mm, Elektrodë thike, artroskopi, 45 ° me kënd, 4 x 1.5 mm, Elektroda kyçe, artroskopi, me kënd 90 °, 3 x 1,5 mm, Elektroda me gjilpërë, e drejtë, 136 mm, bosht i izoluar 4 mm, Elektrodë thike, e drejtë, 154 mm, bosht i izoluar 4 mm, Elektroda me top, e drejtë, Ø 4 mm, 122 mm, bosht i izoluar 4 mm, Elektrodë me top, e drejtë, Ø 6 mm, 124 mm, bosht i izoluar 4 mm, Elektroda me unazë teli, e drejtë, Ø 5 mm, 123 mm, bosht i izoluar 4 mm, Elektroda me unazë teli, e drejtë, Ø 10 mm, 128 mm, bosht i izoluar 4 mm, Elektroda me top, me kënd, Ø 6 mm, 124 mm, bosht i izoluar 4 mm, Elektroda me gjilpërë, me kënd, 132 mm, bosht i izoluar 4 mm, Elektrodë thike, me kënd, rombike, 142 mm, bosht i izoluar 4 mm, Elektrodë thike, e drejtë, rombike, 142 mm, bosht i izoluar 4 mm, Elektroda me lak, 20 x 20 mm, 138 mm, bosht i izoluar 4 mm, Elektroda me lak, 20 x 15 mm, 133 mm, bosht i izoluar 4 mm, Elektroda me lak, 10 x 10 mm, 128 mm, bosht i izoluar 4 mm, Elektroda me lak, 15 x 15 mm, 133 mm, bosht i izoluar 4 mm, Elektroda me lak, 25 x 25 mm, 143 mm, bosht i izoluar 4 mm, Enë elektrodë, 12 elektroda standarde, bosht 2.4 mm, Elektrodë thike, me kënd, rombike, bosht 2.4 mm, Elektrodë thike, e drejtë, rombike, bosht 2.4 mm, Mikro gjilpërë, tela tungsteni, e drejtë, bosht 2,4 mm, Mikro gjilpërë, tela tungsteni, me kënd, bosht 2,4 mm, Elektroda e lakut teli, Ø 5 mm, boshti 2.4 mm, Elektroda e lakut teli, Ø 10 mm, boshti 2.4 mm, Elektroda e lakut teli, Ø 14 mm, boshti 2.4 mm, Elektroda me unazë fjongo, Ø 10 mm, bosht 2,4 mm, Elektrodë me top, e drejtë, Ø 2 mm, bosht 2,4 mm, Elektroda me top, e drejtë, Ø 4 mm, bosht 2,4 mm, Elektroda me top, e drejtë, Ø 6 mm, bosht 2,4 mm, Elektroda me gjilpërë, e drejtë, 140 mm, bosht i izoluar 2,4 mm, Elektrodë thike, e drejtë, 152 mm, bosht i izoluar 2.4 mm, Elektrodë me top, Ø 4 mm, 126 mm, bosht i izoluar 2,4 mm, Elektrodë me top, Ø 6 mm, 128 mm, bosht i izoluar 2,4 mm, Elektroda me unazë teli, Ø 10 mm, 132 mm, bosht i izoluar 2,4 mm, Elektroda me top, d=6 mm, me kënd, 128 mm, bosht i izoluar 2,4 mm, Zgjatja e elektrodës, 105 mm, boshti 2.4 mm, Elektroda me gjilpërë, me kënd, 136 mm, bosht i izoluar 2,4 mm, Elektrodë thike, me kënd, rombike, 146 mm, bosht i izoluar 2,4 mm, Elektroda e gjilpërës, me kënd, bosht 2,4 mm, Elektroda lancet, me kënd, bosht 2.4 mm, Elektroda lancet, e drejtë, bosht 2.4 mm, Elektrodë thike, e hollë, e drejtë, bosht 2.4 mm, Elektroda me top, Ø 2 mm, me kënd, bosht 2,4 mm, Elektroda me lak, 20 x 20 mm, 142 mm, bosht i izoluar 2,4 mm, Elektroda me lak, 20 x 15 mm, 137 mm, bosht i izoluar 2,4 mm, Elektroda me lak, 10 x 10 mm, 132 mm, bosht i izoluar 2,4 mm, Elektroda me lak, 15 x 15 mm, 137 mm, bosht i izoluar 2,4 mm, Elektroda me lak, 25 x 25 mm, 147 mm, bosht i izoluar 2,4 mm, Zgjatja e elektrodës, 175 mm, boshti 2.4 mm, Elektrodë thike, e drejtë, bosht 2.4 mm, Elektroda e gjilpërës, e drejtë, bosht 2.4 mm, Elektroda thike, rombike, 146 mm, bosht i izoluar 2.4 mm, Elektroda me gjilpërë ENT, me kënd, 124 mm, bosht i izoluar 2.4 mm, Elektroda, Endoterapi elektrokirugjikale, shumëpërdorimshe, Elektrodë LAP, shpatull, 360 mm, Elektrodë LAP, grep i fortë, 360 mm, Elektrodë LAP, grep i hollë, 360 mm, Elektrodë LAP, gjilpërë, 360 mm, Elektroda LAP, shpatull, tub thithje/tub irigimi, kapak mbyllës, 360 mm, LAP elektr., grep i fortë, thith. / tub irigimi, kapak mbyllës, 360 mm, Elektrik LAP, grep i hollë, tub thithës/ujitës, kapak mbyllës, 360 mm, Elektroda LAP, gjilpërë, tub thithje/ujitëse, kapak mbyllës, 360 mm, Lak 0°, bipolar, tela Ø 0,3 mm, Lak 60°, bipolar, tela Ø 0,3 mm, Elektroda e koagulimit, top, bipolare, Elektroda e koagulimit, cilindër, bipolare, Lak 120°, bipolar, tela Ø 0,35 mm, Lak 90°, bipolar, tela Ø 0,35 mm, Elektroda e avullimit, e sheshtë, bipolare, Elektroda e avullimit, e rrumbullakët, bipolare, Elektroda enukleacionale, e rrumbullakët, bipolare, Elektrodë thike, bipolare, Instrumenta elektrokirugjikale, Trungu i gjeneratorit, për BOWA ARC (pa gjenerator), Trungu argon për ARC PLUS (pa njësi argoni), Pllaka kthyese gome per te rritur 250 x 150 mm per Erbe, Pllaka kthyese gome femije 150 x 80 mm per Erbe, Pllakë kthyese gome, fëmijë, 150 x 80 mm, ndërkombëtare, Pllakë kthimi gome, të rritur, 250 x 150 mm, ndërkombëtare, ERGO 315R, kabllo me çelës dore, ERGOresekt, element pune, aktiv, bipolar, per resektoskop | Tjeter
15564 | VentX Canister | AGS Corporation | 2023-12-22T00:00:00.000+01:00 | Solta Medical INC 11720 North Creek Parkway N, Suite 100 Bothell, WA 98011-8225 United States Of America | 130-0168 | Klasa I | Aksesore ne forme te enes plastike per lengje | Tjeter
15644 | Non-absorbable Surgical Suture With / Without Needle -Silk braided Suture | EUROMED | 2023-12-26T00:00:00.000+01:00 | Huaiyin Medical Instruments Co., Ltd. No.8 West Ming Yuan Road, 223003, Huaian, China | Non-absorbable Surgical Suture With / Without Needle -Silk braided Suture | Klasa IIb | Sutura kirurgjike te pa absorbueshme me dhe pa age / mendafshi | Pajisje nje perdorimeshe
15681 | Non-absorbable Surgical Suture With / Without Needle | EUROMED | 2023-12-26T00:00:00.000+01:00 | Huaiyin Medical Instruments Co., Ltd. No.8 West Ming Yuan Road, 223003, Huaian, China | Non-absorbable Surgical Suture With / Without Needle | Klasa IIb | Sutura kirurgjike te pa absorbueshme me dha pa gjilpere -popipropileni | Pajisje nje perdorimeshe
| -Polypropylene Suture |  |  |  | -Polypropylene Suture
15674 | SIMEOX, TUB25_EU, TUB10_EU | GP MEDICAL AL | 2023-12-26T00:00:00.000+01:00 | PHYSIO-ASSIST 31 Parc du Golf ,13593 Aix-en-Provence, FRANCE | SIMEOX_H_EU, TUB25_EU, TUB10_EU | Klasa IIa | Pajisje mjekësore për pastrimin e bronkeve dhe aksesorë të lidhur, Kit ekspirues 25 përdorimësh, Kit ekspirues 10 përdorimësh | Tjeter
15645 | ThermoTK | ARLI PHARMA | 2023-12-21T00:00:00.000+01:00 | Zimmer MedizinSysteme GmbH Adresa: Junkersstr. 989231 Neu-Ulm Germany | ThermoTK | Klasa IIa | Thermo TK është një pajisje elektroterapie me frekuencë të lartë që jep nxehtësi të rregullueshme dhe thellesisht depërtuese. | Tjeter
15567 | E.E.G. PTS Headcap with 4 bands LARGE size with chin holder-GREEN, E.E.G. PTS Headcap with 4 bands MEDIUM size with chin holder-Green, E.E.G. PTS Headcap w/4 bands extra SMALL size with chin holder-Green | O.E.S DISTRIMED | 2023-12-26T00:00:00.000+01:00 | Spes Medica S.p.A.Via Buccari 21 – 16153 Genova (Ge) Italy | HEAD0V4L, HEAD0V4M, HEAD0V4S | Klasa I | Elektroda per neurodiagnostikim dhe aksesoret | Pajisje nje perdorimeshe
15682 | Non-absorbable Surgical Suture With / Without Needle | EUROMED | 2023-12-26T00:00:00.000+01:00 | Huayin Medical Instruments Co., Ltd. No.8 West Ming Yuan Road, 223003, Huaian, China | Non-absorbable Surgical Suture With / Without Needle | Klasa IIb | Sutura kirurgjike te pa absorbueshme me dhe pa gjilper -Poliester | Pajisje nje perdorimeshe
| -Polyester braided Suture |  |  |  | -Polyester braided Suture
15683 | Absorbable surgical suture with or without needle - PGA | EUROMED | 2023-12-26T00:00:00.000+01:00 | Huayin Medical Instruments Co., Ltd. No.8 West Ming Yuan Road, 223003, Huaian, China | Absorbable surgical suture with or without needle - PGA | Klasa III | Sutura kirurgjike te absorbueshme me dhe pa gjilper -PGA | Pajisje nje perdorimeshe
15684 | Absorbable surgical suture with or without needle - PDO | EUROMED | 2023-12-27T00:00:00.000+01:00 | Huayin Medical Instruments Co., Ltd. No.8 West Ming Yuan Road, 223003, Huaian, China | Absorbable surgical suture with or without needle - PDO | Klasa III | Sutura kirurgjike te absorbueshme me dhe pa gjilper -PDO | Pajisje nje perdorimeshe
15685 | Absorbable surgical suture with or without needle - PGLA | EUROMED | 2023-12-27T00:00:00.000+01:00 | Huayin Medical Instruments Co., Ltd. No.8 West Ming Yuan Road, 223003, Huaian, China | Absorbable surgical suture with or without needle - PGLA | Klasa III | Sutura kirurgjike te absorbueshme me dhe pa gjilper -PGLA | Pajisje nje perdorimeshe
15646 | SCREEN 1 METADONE | Convoyale | 2023-12-28T00:00:00.000+01:00 | SCREEN ITALIA s.r.l, via dell'Artigianato, 16 - 06089 - Torgiano - Perugia | SC-0074-25, SC-0197-25, SC-0555-20, SC-1187-25, SC-0425-40, SC-0432-40, SC-0845-25, SC-0647-25, SC-0456-25, SC-0807-25, SC-0654-25, SC-0791-25, SC-0760-40, SC-1262-20, SC-1781-25, SC-1170-20, SC-1194-01, SC-0821-25, SC-0838-25, SC-0906-100, SC-0913-100, SC-0920-100, SC-0937-01, SC-0944-01, SC-0951-01, SC-1200-10, SC-2122-25, SC-2139-25, SC-2115-25, SC-1217-25, SC-1231-25, SC-2146-25, SC-2078-25, SC-1828-25, SC-2061-25, SC-1798-25, SC-2030-25, SC-2085-25, SC-1774-25, SC-0487-25, SC-2047-25, SC-2092-25, SC-0784-40, SC-0043-25, SC-0081-25, SC-0753-25, SC-1002-40, SC-0012-40, SC-0715-20, SC-0609-40, SC-0692-25, SC-1026-25, SC-1019-40, SC-0722-40, SC-0739-40, SC-0982-40, SC-0999-25, SC-0470-25, SC-0494-10, SC-0562-25, SC-0630-25, SC-0708-25, SC-1255-20, SC-1286-20, SC-1309-20, SC-1293-20, SC-1330-20, SC-1347-20, SC-1477-20, SC-1361-20, SC-1385 -20, SC-1408-20, SC-1460-20, SC-1484-20, SC-1378-20, SC-1316 -20, SC-1415-20, SC-1354-20, SC-1552-20, SC-1583-20, SC-1590-20, SC-1569-20, SC-0135-25, SC-0159-25, SC-0418-25, SC-0234-25, SC-0180-25, SC-0227-25, SC-0746-40, SC-0616-25, SC-0661-25, SC-0272-25, SC-0289-25, SC-0302-25, SC-0296-25, SC-0104-25, SC-0326-25, SC-0203-25, SC-0142-25, SC-1224-25, SC-0678-25, SC-1323-01, SC-1491-01, SC-1392-20, SC-0036-25, SC-0029-25, SC-0067-25, SC-0098-25, SC-0449-25, SC-0333-25, SC-0111-25, SC-0128-25, SC-0166-25, SC-0173-25, SC-0210-25, SC-0241-25, SC-0258-25, SC-0265-25, SC-0319-25, SC-0364-25, SC-0357-25, SC-0340-25, SC-0517-20, SC-0975-25, SC-0524-10, SC-0531-25, SC-0548-25, SC-0623-20, SC-0883-25, SC-0777-25, SC-0463-10, SC-0401-25, SC-0050-25 | In vitro | Kaseta e Testit të Shpejtë të Metadonit Screen 1 (MTD) (urinë) është një analizë kromatografike anësore për zbulimin e metadonit në urinë në një përqendrim prag prej 300ng/ml. Ky test do të zbulojë komponime të tjera të lidhura, ju lutemi referojuni tabelës së Specifikimit Analitik në këtë paketë. Metadoni është një analgjezik narkotik për trajtimin e dhimbjeve të moderuara deri në të forta. Përdoret gjithashtu në trajtimin e varësisë nga heroina, SCREEN CUP 8 + A + AD analizon substancat e kërkuara me ndërprerjet e treguara nga ligji dhe ka përfshirë në test kontrollin e Alkoolit ETG, kreatininës dhe Ph. Analizat: Kokainë dhe metabolitët (COC 300), Amfetaminën (AMP 500). ), Metamfetamina (MET 500), Buprenorfina (BUP 10), Marihuana (përfshirë kanabinoidet THC) (THC 50), opiatet (përfshirë Heroinën Morfinë dhe metabolitët) (MOP 300), Metilenedioksimetamfetaminën ekstazi (MDMA) 350 MTMA (MDMA) , kontrollon gjithashtu vlefshmërinë e mostrës së urinës me anë të një testi të falsifikimit të pranishëm në test dhe pranisë së alkoolit (ETG), Testi i shpejtë me kasetë Giardia Lamblia (Feçet) është një analizë e shpejtë kromatografike për zbulimin cilësor të antigjenit Giardia Lamblia në mostrat e feçeve njerëzore., Test i shpejtë për zbulimin cilësor të antigjenit të Gonorresë në ekzemplarë të strisheve të qafës së mitrës dhe uretrës mashkullore. Vetëm për përdorim profesional diagnostikues in vitro., Kaseta e Testit të Shpejtë të Shtatzënësisë HCG është një analizë imunologjike e shpejtë kromatografike për zbulimin cilësor të gonadotropinës korionike njerëzore në urinë, për të ndihmuar në zbulimin e hershëm të shtatzënisë. Testi përdor dy rreshta për të treguar rezultatet., Kaseta e Testit të Shpejtë të Shtatzënësisë HCG është një analizë | Pajisje te diagnostifikimit in vitro
| One step drug test card, SCREEN CUP 8 + A + AD | [5 empty] | imunologjike e shpejtë kromatografike për zbulimin cilësor të
| Multi Drug Rapid Test Cup, SCREEN TEST GIARDIA LAMBLIA | [5 empty] | gonadotropinës korionike njerëzore në urinë, për të ndihmuar në
| Giardia Lamblia Rapid Test, SCREEN TEST GONORREA | [5 empty] | zbulimin e hershëm të shtatzënisë. Testi përdor dy rreshta për të treguar
| Gonorrhea Rapid Test, SCREEN TEST HCG | [5 empty] | rezultatet, , Test i shpejtë për diagnozën e mononukleozës infektive (MI) për zbulimin cilësor të antitrupave heterofilë në gjakun e plotë, serumin ose plazmën. Vetëm për përdorim profesional diagnostikues in vitro., Kaseta e Testit të Shpejtë të Adenovirusit është një test i shpejtë imunokromatografik me një hap për përcaktimin cilësor të adenoviruseve në feçet njerëzore. Vetëm për përdorim profesional diagnostikues in vitro, Testi i shpejtë i shqyrtimit të disponueshëm për të zbuluar njëkohësisht kreatininën, nitritet, glutaraldehidin, pH, peshën specifike dhe oksidantët/klorin piritinium në njerëz urbanë. Testi i disponueshëm i kampionit është një test shqyrtimi gjysëm sasior që bazohet në krahasimin e ngjyrave, për të zbuluar kreatininën, nitritet, glutaraldehidin, pH, peshën specifike dhe krook oksidues/piritin (CCP) në urinën e njeriut. Ky test ofron vetëm një ekzaminim paraprak, Testi i Antigjenit të Shpejtë të Mycoplasma Pneumoniae është një analizë imunologjike e shpejtë kromatografike për zbulimin cilësor të antigjeneve të Mycoplasma pneumoniae (M. pneumoniae) në tamponët e faringut të njeriut. Ai është krijuar për të ndihmuar në diagnozën e shpejtë diferenciale të infeksioneve të Mycoplasma pneumoniae. Vetëm për përdorim profesional diagnostikues in vitro, Test i shpejtë për zbulimin gjysmë sasior të 25-hidroksivitaminës D në gjakun e plotë të njeriut. Vetëm për përdorim profesional diagnostikues in vitro. Kaseta e testit të shpejtë të vitaminës D është një test i shpejtë imunokromatografik për zbulimin gjysmë sasior të 25-hidroksivitaminës D (25 (OH) D) në gjakun e plotë të gishtit të njeriut, gjak të plotë në një përqendrim të kufizuar prej 30 ± 4 ng / mL. Ky test siguron një rezultat paraprak të testit diagnostik dhe mund të përdoret për të kontrolluar mungesën e vitaminës D. Vitamina D i referohet një grupi sekosteroidësh të tretshëm në yndyrë, përgjegjës për rritjen e përthithjes intestinale të kalciumit, hekurit, magnezit, fosfatit dhe zinkut., Testi i Shpejtë NS1 Zika (Gjak i Gjithë/Serum/Plazma) është një analizë e shpejtë imunokromatografike për zbulimin cilësor të antigjenit të virusit Zika NS1 në gjakun e plotë të njeriut, serumin ose plazmën, e cila ndihmon në diagnostikimin e infeksioneve Zika. Vetëm për përdorim profesional diagnostikues in vitro., Testi i shpejtë i antigjenit Covid-19 dhe Influenza A+B është një test i shpejtë imuno-kromatografik për zbulimin cilësor të antigjeneve të virusit SARS-CoV-2, influenza A dhe influenza B të pranishëm në ekzemplarët e shtupës nazofaringeale. Rezultati është i veçantë për Covid dhe Influenza A/B., Testi i Amfetaminës Rapid Screen 1 (Urinë) është një test i shpejtë imunokromatografik për zbulimin e Amfetaminës në urinën e njeriut në një përqendrim të kufizuar prej 1000 ng/mL. Ky test do të identifikojë edhe komponime të tjera të lidhura. Amfetamina është një substancë e Programit II të DEA-së amerikane e shitur me recetë dhe e disponueshme ilegalisht në treg. Amfetaminat janë një klasë e agjentëve simpatomimetikë të fuqishëm me funksione terapeutike., Test i shpejtë për zbulimin cilësor të kotininës, metamfetaminës, morfinës/kokainës dhe kokainës në flokët e njeriut. Vetëm për përdorim mjekësor profesional. Testi i shpejtë i flokëve ka përparësi unike në fushën e testimit të shpejtë të drogës., Të gjitha në një instrument – Paketa shumë-gjuhëshe – Rezultatet në 30 sekonda – Regjistron automatikisht të dhënat dhe raportet e provimeve – Për të lexuar të gjitha testet e shpejta Screen® IVD. Screen BOX dhe softueri i tij janë pronë e vet Screen Italia. I vetmi instrument në mbarë botën që lexon mbi 100 teste me vetëm 1 instrument. Ky instrument është opsional për testet e shpejta., Test i drogës në urinë me kontroll të inkorporuar të kreatininës dhe pH. Analizat: Kokaina dhe metabolitët (COC 300), Amfetamina (AMP 500), Metamfetamina (MET 500), Marijuana (përfshirë kanabinoidet THC) (THC 50), Opiatet (përfshirë Heroinën Morfinën dhe metabolitët) (MOPhampetilamediokss 500), Metadon (MTD 300), Ekrani Multi Dip-Line 8 + AD analizon substancat e kërkuara me kufijtë e treguar nga ligji dhe ka përfshirë në test kontrollin e kreatininës dhe analizave Ph.: Kokainë dhe metabolitët (COC 300), Amfetaminën (AMP 500), Metamfetamina (MET 500), Buprenorfina (BUP 10), Marihuana (përfshirë kanabinoidet THC) (THC 50), Opiatet (përfshirë Heroinën Morfinë dhe metabolitët) (MOP 300), Metilenedioksimetamfetaminën Ekstazi (MD300) (MDMAad50)., Pako me 100 Shirita • Leukocitet • Nitriti • Urobilinogjen • Proteina • pH • Gjak • Gravitet specifik • Keton • Bilirubina • Glukoza, Pako me 100 Shirita • Acid Askorbik • Glukoza • Bilirubina • Keton • Gravitet specifik • Gjak • pH • Proteina • Urobilinogjen • Nitriti • Leukocite, Pako me 100 Shirita • Leukocitet • Nitriti • Urobilinogjen • Proteina • pH • Gjak • Gravitet specifik • Acid Askorbik • Keton • Bilirubina • Glukoza • Mikroalbumina, Lexues për shiritat reaktive të urinës me 10 parametra me printer termik. Analizues me përmasa të vogla, i saktë dhe efektiv, Nuk ka nevojë për mirëmbajtje, Printer termik pa tela (opsionale), Tastierë me prekje kapacitive, reagim i ndjeshëm, bateri e brendshme e ringarkueshme 1200 mAh., Lexues për shiritat reaktive të urinës me 11 parametra me printer termik. Analizues me përmasa të vogla, i saktë dhe efektiv, Nuk ka nevojë për mirëmbajtje, Printer termik pa tela (opsionale), Tastierë me prekje kapacitive, reagim i ndjeshëm, bateri e brendshme e ringarkueshme 1200 mAh., 12 Lexuesi i shiritit të testit të urinës me parametra me printer termik. Analizues me përmasa të vogla, i saktë dhe efektiv, Nuk ka nevojë për mirëmbajtje, Printer termik pa tela (opsionale), Tastierë me prekje kapacitive, reagim i ndjeshëm, bateri e brendshme e ringarkueshme 1200 mAh., Test i shpejtë për zbulimin cilësor të antitrupave IgG dhe IgM ndaj 2019-nCov (virusi Coronavirus) në mostrat e gjakut të plotë me pajisje lansimi. Vetëm për përdorim profesional diagnostikues in vitro. Testi i shpejtë Screen Covid-19 IgG/IgM 2019-nCOV është një analizë kromatografike me rrjedhje anësore për zbulimin cilësor të antitrupave IgG dhe IgM ndaj 2019-nCov në serumin e gjakut të plotë të njeriut dhe mostrat e plazmës, RAPID TEST PER DROGA TE NDRYSHME, RAPID TEST PER COVID 19, Paneli i Testit të Shpejtë FYL (Fentanyl) (Urinë) është një analizë e shpejtë imunokromatografike për zbulimin cilësor të Norfentanyl, një metabolit i Fentanyl. Është një analgjezik i fuqishëm narkotik, abuzimi i të cilit çon në zakon ose varësi. Fentanil, i përket analgjezikëve të fuqishëm narkotikë dhe është një stimulues i receptorit të opiateve μ speciale. Fentanyl është një nga varietetet që është renditur në menaxhimin e Kombeve të Bashkuara "Konventa e vetme e drogës narkotike në 1961"., Testi i shpejtë PPX (urina) është një test i shpejtë imunokromatografik për zbulimin e propoksifenit në urinën e njeriut në një përqendrim prej 300 ng/mL. Është një test diagnostik për përdorim nga profesionistët e kujdesit shëndetësor, duke përfshirë ata në pikat e kujdesit. Përqendrimi maksimal i propoksifenit në plazmë arrihet 1-2 orë pas dozës. Në rast të mbidozimit, përqendrimi i propoksifenit në gjak mund të arrijë nivele dukshëm më të larta, Testi i Barbiturateve Rapid Screen 1 (Urinë) është një test i shpejtë imunokromatografik me rrotullim anësor për zbulimin e barbiturateve në urinën e njeriut në përqendrimin e kufirit të pragut prej 300 ng/ml. Ky test zbulon edhe komponime të tjera, ju lutemi referojuni tabelës së Specifikimit Analitik në këtë paketë. Barbituratet janë depresantë të sistemit nervor qendror. Ato përdoren për qëllime terapeutike si qetësues, hipnotikë dhe antikonvulsant. Barbituratet merren pothuajse gjithmonë nga goja në formën e tabletave ose pilulave, Testi i Shpejtë Screen 1 MDMA, Ekstazi (Urinë) është një test i shpejtë imunokromatografik për zbulimin e metilendioksimetamfetaminës (përbërësi bazë i ekstazisë) në urinën e njeriut në përqendrimin e pragut - kufiri prej 500 ng/ml. Ky test zbulon edhe komponime të tjera, ju lutemi referojuni tabelës së Specifikimit Analitik në këtë paketë. Metilenedioksimetamfetamina (Ecstasy) është një ilaç i dizajnuar i sintetizuar për herë të parë në 1914 nga një kompani farmaceutike gjermane për trajtimin e obezitetit., Kompleti përdoret për të zbuluar në mënyrë cilësore numrin e spermës së spermës njerëzore in vitro dhe për të kryer diagnozën klinike ndihmëse të infertilitetit dhe vetëvlerësimin e fertilitetit mashkullor. Vetëm për përdorim profesional diagnostikues in vitro, Një test i vetëm i drogës duke përdorur urinë, zbulon vetëm kokainën, Paneli i Testit të Shpejtë të OPI (Urinë) është një analizë imunologjike e shpejtë kromatografike për zbulimin e Morfinës në urinën e njeriut në përqendrimin kufitar prej 2,000 ng/mL. Ky test do të zbulojë komponime të tjera të lidhura., Paneli i Testit të Shpejtë të pH-së Vaginale (Tampi vaginal) është një metodë kimike e thatë e shpejtë për zbulimin gjysmë cilësor të pH në ekzemplarët e shtupës vaginale femërore për të ndihmuar në diagnostikimin e vaginozës bakteriale., Testi i shpejtë i Etil Professional është një test me metodë kimike për zbulimin e alkoolit (etilalkoholfetanol) në pështymë dhe ekzemplarë të tjerë të lëngshëm, Paneli i Testit të Shpejtë të Etil Glukuronidit (ETG) (Urinë) është një analizë imunologjike e shpejtë kromatografike për zbulimin e EtilGlukuronidit në urinën e njeriut. Etil Glukuronidi (ETG) është ametabolit i alkoolit etilik i cili formohet në trup nga glukuronidimi pas ekspozimit ndaj etanolit. Kjo analizë ofron vetëm një rezultat paraprak të testit analitik. Vetëm për përdorim profesional diagnostikues in vitro., Imuno-analizimi pus membranor njëfazor për përcaktimin e shpejtë dhe cilësor të përcaktimit cilësor të antigjeneve të streptokokut të grupit A direkt nga tampon faringual, kontroll pozitiv dhe negativ i përfshirë në paketim. Vetëm për përdorim profesional diagnostikues in vitro., Test i shpejtë për zbulimin e antitrupave Helicobacter Pylori (H.pylori) në gjakun e plotë, serumin ose plazmën. Vetëm për përdorim profesional diagnostikues in vitro., Testi i shpejtë për Rotavirus është një test i shpejtë imunokromatografik për zbulimin cilësor të Rotavirusit në mostrat e feçeve njerëzore për të ndihmuar në diagnostikimin e infeksionit Rotavirus. Vetëm për përdorim profesional diagnostikues in vitro, Testi i shpejtë COT është një test i shpejtë imunologjik kromatografik për zbulimin e kotininës. Gjithashtu disponohet në versionin nëpërmjet pështymës ., Test i shpejtë për identifikimin cilësor të kotininës (metabolitit të nikotinës) nëpërmjet urinës. Vetëm për përcaktimin e statusit të duhanpirësit. Nuk mendohet për përdorim mjekësor diagnostik., Testi i Shpejtë i Sifilisit (Gjak i Gjithë/Serum/Plazma) është një analizë cilësore e bazuar në membranë për zbulimin e antitrupave TP (IgG dhe IgM) në gjakun e plotë, serumin ose plazmën. Vetëm për përdorim profesional diagnostikues in vitro, Test i shpejtë për zbulimin cilësor të antitrupave anti-TB (izotipet IgG, IgM dhe IgA) në mostrat e gjakut të plotë, serumit ose plazmës. Testi i Shpejtë i Tuberkulozit (Gjak i Gjithë/Serum/Plazma) është një analizë cilësore, e ngurtë, e drejtpërdrejtë, me dy vende për zbulimin e antitrupave anti-TB në mostrat e gjakut të plotë, serumit ose plazmës. Vetëm për përdorim profesional diagnostik, Test i shpejtë për diagnostikimin e infarktit të miokardit (MI) për të zbuluar në mënyrë cilësore Mioglobinën kardiake, CK-MB dhe Troponin I (c Tnl) në gjakun e plotë, serumin ose plazmën. Vetëm për përdorim profesional diagnostikues in vitro., Testi i shpejtë cilësor PCT (Gjak i plotë/Serum/Plazma) është një test i shpejtë imunokromatografik për zbulimin cilësor të Prokalcitoninës në gjakun e plotë, serumin ose plazmën., Testi i shpejtë i Clostridium difficile është një test i shpejtë imunokromatografik për zbulimin cilësor të Clostridium difficile GDH në mostrat e feçeve njerëzore. Vetëm për përdorim profesional diagnostikues in vitro, Testi i shpejtë i kombinuar i Toksinës A + Toksinës B Clostridium difficile (Feces) është një analizë imunologjike e shpejtë kromatografike për zbulimin cilësor të antigjeneve të Toksinës A dhe Toksinës B Clostridium difficile në mostrat e feçeve njerëzore. Vetëm për përdorim profesional diagnostikues in vitro., Test i shpejtë për zbulimin cilësor të virusit të hepatitit A në serum ose plazmë. Vetëm për përdorim profesional diagnostikues in vitro. Testi me kasetë HAV IgM është një analizë imunologjike e shpejtë kromatografike për zbulimin cilësor të antitrupave IgM të virusit të hepatitit A (HAV) në serum ose plazmë, Test i shpejtë për zbulimin cilësor të antigjenit Legionella pneumophila në mostrat e urinës. Vetëm për përdorim profesional diagnostikues in vitro. Testi i shpejtë i Legionella pneumophila (urina) është një test imunokromatografik diagnostik in vitro, Test i shpejtë për zbulimin cilësor të antigjeneve të Streptococcus pneumoniae në mostrat e urinës njerëzore. Vetëm për përdorim profesional diagnostikues in vitro., Testi i Shpejtë i Antigjenit Covid-19 (Tampi nazofaringeal) është një test i shpejtë imunokromatografik për zbulimin cilësor të antigjeneve SARS-CoV-2 të pranishëm në ekzemplarët e shtupës nazofaringeale. Rezultatet zbulojnë antigjenin SARSCoV-2. Antigjeni në përgjithësi zbulohet në strishat e traktit të sipërm respirator gjatë fazës akute të infeksioni, Screen Test Rapid Antigen Covid-19 është një test i shpejtë imunokromatografik për zbulimin cilësor të antigjeneve SARS-CoV-2 të pranishëm në lëngun oral të njeriut. Rezultatet tregojnë zbulimin e antigjeneve SARS-CoV-2. Zakonisht është një antigjen të zbulueshme në mostrat e rrugëve të sipërme të frymëmarrjes gjatë fazës akute të infeksionit., Analiza e imunofluoreshencës për zbulimin cilësor të antitrupave Sars CoV-2 IgG dhe IgM në gjakun e plotë, serumin ose plazmën e njeriut duke përdorur analizuesin e imunofluoreshencës si një ndihmë në diagnostikimin e infeksionit Covid-19. Vetëm për përdorim profesional diagnostikues in vitro., Testi i kasetës së antigjenit Covid-19 është një test imunofluoreshence për zbulimin cilësor të antigjeneve Sars-CoV-2 të pranishëm në nazofaringun e njeriut duke përdorur analizuesin e imunofluoreshencës. Vetëm për përdorim profesional diagnostikues in vitro., Test i shpejtë për matjen e mikroalbuminës në urinë duke përdorur analizuesin e imunofluoreshencës. Vetëm për përdorim profesional diagnostikues in vitro., Test i shpejtë për matjen e vlerës së HbA1c (hemoglobinës së glikuar) në gjakun e plotë duke përdorur analizuesin e imunofluoreshencës. Vetëm për përdorim profesional diagnostikues in vitro., Testi për diagnozën e kreatinë kinazës MB (CK-MB) me matje në gjakun e plotë, serumin ose plazmën duke përdorur analizuesin e imunofluoreshencës. Vetëm për përdorim profesional diagnostikues in vitro., Test i shpejtë për diagnostikimin e statusit inflamator dhe ACS me matjen e CRP/hs-CRP në gjakun e plotë, serumin ose plazmën duke përdorur analizuesin e imunofluoreshencës. Vetëm për përdorim profesional diagnostikues in vitro., Testi i imunofluoreshencës për diagnozën e virusit të influencës A dhe influencës B në mostrat e shtupës nazofaringeale, të fytit ose të aspiratit të hundës duke përdorur analizuesin e imunofluoreshencës. Vetëm për përdorim profesional diagnostikues in vitro., Test për zbulimin e hormonit luteinizues (LH) në gjakun e plotë, serumin ose plazmën duke përdorur analizuesin e imunofluoreshencës. Vetëm për përdorim profesional diagnostikues in vitro., Testoni për diagnozën e infarktit të miokardit (MI) duke matur mioglobinën në gjakun e plotë, serumin ose plazmën duke përdorur analizuesin e imunofluoreshencës. Vetëm për përdorim profesional diagnostikues in vitro., Test i shpejtë për zbulimin sasior të TSH në serum ose plazmë duke përdorur analizuesin e imunofluoreshencës. Testi i kasetës TSH (Anali i imunofluoreshencës) është krijuar për përcaktimin sasior in vitro të TSH në serum ose plazmë. Vetëm për përdorim profesional diagnostikues in vitro., APARAT PER ANALIZA TE SHPEJTA SCREEN IFA , Test i shpejtë për zbulimin cilësor të antitrupave IgG SARS-CoV-2 S-RBD dhe/ose proteinës nukleokapsidike në gjakun e plotë të njeriut, serumin ose plazmën. Vetëm për përdorim profesional diagnostikues in vitro., Kompleti i testit imunoanalizues i fluoreshencës për matjen e Antigjenit karcinoembrional (CEA) në serum ose plazmë me përdorimin e analizuesit imunoassay fluoreshence. Antigjeni karcinoembrionar (CEA) është një antigjen i lidhur me kancerin i karakterizuar si glikoproteinë onkofetal. CEA shprehet në një sërë tumoresh malinje, në veçanti kanceret e mushkërive ose gastrointestinale (p.sh. kanceri i zorrës së trashë, kanceri i mëlçisë dhe kanceri i mushkërive). Vetëm për përdorim profesional diagnostikues in vitro., Test i shpejtë për matjen e D-Dimer në gjakun e plotë ose plazmën duke përdorur Screen® Immunofluorescence Analyzer. Vetëm për përdorim profesional diagnostikues in vitro., Test i shpejtë për diagnozën e infarktit të miokardit (MI) për zbulimin e Troponinës kardiake I (cTnl) në gjakun e plotë, serumin ose plazmën duke përdorur analizuesin e imunofluoreshencës Screen®. Testi i kasetës Cardiac Troponin I (Gjak i plotë/Serum/Plazma) zbulon Troponinën kardiake I (cTnl) me imunofluoreshencë., Testi i shpejtë i antitrupave neutralizues SARS-CoV-2 (Gjak i plotë/Serum/Plazma) është një test i shpejtë imunokromatografik i krijuar për zbulimin cilësor të antitrupave neutralizues kundër SARS-CoV-2 që bllokojnë ndërveprimin midis domenit të lidhjes së receptorit të glikoproteinës virale. (RBD) dhe receptori i sipërfaqes qelizore ACE2 në serumin e njeriut, plazmën ose gjakun e plotë, Ekrani Multi Dip-Line 8 + AD analizon substancat e kërkuara me kufijtë e treguar nga ligji dhe ka përfshirë në test kontrollin e kreatininës dhe analizave Ph.: Kokainë dhe metabolitët (COC 300), Amfetaminën (AMP 500), Metamfetamina (MET 500), Buprenorfina (BUP 5), Marijuana (përfshirë kanabinoidet THC) (THC 50), Opiatet (përfshirë Heroinën Morfinë dhe metabolitët) (MOP 300), Metilenedioksimetamfetaminën Ekstazi (MDMAd30), gjithashtu (MDMAd50) kontrollon vlefshmërinë e mostrës së urinës nëpërmjet një testi të falsifikimit të pranishëm në test. Kontrolloni kreatininën dhe Ph., Test i drogës që zbulon 10 substanca në të njëjtën kohë nëpërmjet urinës: kokainë dhe metabolitët, amfetaminën, marihuanën (përfshi kanabinoidet THC), opiatet (përfshirë heroinën, morfinën dhe metabolitët), metamfetaminat (përfshirë ekstazën), buprenorfinë, antipushantet, barinat, barinat dhe barinat., Testi i drogës i urinës që zbulon 8 substanca njëkohësisht nëpërmjet urinës: kokainë dhe metabolitët, amfetaminën, marihuanë (përfshirë kanabinoidet THC), opiumet (përfshirë heroinën, morfinën dhe metabolitët), benzodiazepinat, barbituratet, Metadonin dhe antidepresivët, Testi i drogës që zbulon 10 substanca në të njëjtën kohë nëpërmjet urinës: kokainë dhe metabolitët, amfetaminën, marihuanën (përfshirë kanabinoidet THC), opiatet (përfshirë heroinën, morfinën), metamfetaminat (përfshirë ekstazin), penciklidinat, benzodiazepinat, barrierat dhe metaspinat., Analizë imunologjike e shpejtë për zbulimin cilësor të antitrupave të toksinës së tetanozit në mostrat e gjakut. Testi është krijuar për të ndihmuar në profilaksinë e tetanozit të pacientëve në rrezik. Meqenëse kjo sëmundje nuk jep imunitet, parandalimi i vetëm është vaksinimi. Imunombrojtja sigurohet duke matur përqendrimin e antitrupave të tetanozit. Si pjesë e mjekësisë urgjente, njohja e statusit imunitar të subjekteve në rrezik (plagët e thella) në kohë reale lejon menaxhimin më të mirë të profilaksisë së përshtatshme të tetanozit. Vetëm për përdorim profesional diagnostikues in vitro, Test i shpejtë për zbulimin cilësor të antigjeneve Helicobacter Pylori (H.pylori) në feçet e njeriut. Vetëm për përdorim profesional diagnostikues in vitro., Malaria e Shpejtë P.f./P.v. Testi (Gjaku i Plotë) është një analizë cilësore, e bazuar në membranë për zbulimin e P.f. dhe P.v. antigjenet në gjakun e plotë. Vetëm për përdorim profesional diagnostikues in vitro., Testi i drogës analizon substancat e mëposhtme: Amfetaminat, Barbituratet, Buprenorfinën, Benzodiazepinat, Kokainën, MDMA (ekstazi), Metadonin, Opiatet, Fenciklidinën, Thc (Marihuanë), kontrollon gjithashtu vlefshmërinë e kampionit të urinës përmes një testi të falsifikimit të pranishëm në test. ( PH, SG, OX, CR, NI, GL) dhe prania e alkoolit. Vetëm për përdorim profesional diagnostikues in vitro., RAPID TEST ME REZULTATE TE SHUMEFISHTA PER DROGERA TE NDRYSHME, Testi i drogës 12 Substancat + Kreatinë + Ph + Testi i alkoolit Versioni i filxhanit/Tumbler. Testi zbulon 12 substanca njëkohësisht, plus kontrollin e Alkoolit ETG, kreatininës dhe Ph: Barbituratet, Buprenorfinë, Benzodiazepinat, Kokainën, MDMA (Ecstasy), Metamfetaminën, Metadonin, Opiatet, Oksikodonin, Fenciklidinën, Propoksianë, Testi i drogës 12 Substanca + Kreatinë + Ph + Versioni i filxhanit të testit të alkoolit. Testi zbulon 12 substanca njëkohësisht plus ETG, kreatininë dhe Ph: Barbiturate, Buprenorfinë, Benzodiazepinat, Kokainën, Amfetaminat, Metamfetaminat, Metadonin, Opiatet, Oksikodonin, Ketaminën, Propoksifenin, THC (Marijuana)., Zbulon në mostrat e urinës n. 5 substanca njëkohësisht me rezultate specifike për secilën substancë të analizuar. Ai zbulon kokainën dhe metabolitët, amfetaminën, metamfetaminën (përfshirë MDMA ekstazi), marihuanë dhe opiate., Drug Test nëpërmjet urinës që zbulon 12 substanca njëkohësisht me rezultat specifik për secilën substancë të analizuar. Ky test i drogës në urinë zbulon MOP300 / MDMA500 / OXY100 / PCP25 / COC300 / MTD300 / BAR300 / BZO300 / AMP1000 / MET500 / TCA1000 / THC50, SCREEN CUP 8 + AD analizon substancat e kërkuara me kufijtë e treguar nga ligji dhe ka përfshirë në test kontrollin e kreatininës dhe Ph. Analizat: Kokainë dhe metabolitët (COC 300), Amfetaminën (AMP 500), Metamfetaminën (MET 500), Buprenorfinë (BUP 10), Marihuana (përfshirë kanabinoidet THC) (THC 50), opiumet (përfshirë heroinën morfinë dhe metabolitët) (MOP 300), Metilenedioksimetamfetamine Ekstazi (MDMA 500), Metadon (MTD)., Kupa e testit të drogës në urinë me kontroll të integruar të kreatinës dhe pH (adulterants). Ai analizon kokainën dhe metabolitët (COC 300), amfetaminën (AMP 500), metamfetaminën (MET 500), marihuanën (përfshirë kanabinoidet THC) (THC 50), opiatet (përfshirë heroinën morfinën dhe metabolitët) (MOP 300mphetioxstaamy 500), metadoni (MTD 300), kontrollon gjithashtu vlefshmërinë e mostrës së urinës nëpërmjet një testi të falsifikimit të pranishëm në test., Testi analizon substancat e kërkuara me ndërprerjet e treguara nga ligji dhe ka përfshirë në test kontrollin e OX, S.G., PH, NIT, GLUT dhe CRE. Analizat: Kokaina dhe metabolitët (COC 300), Amfetamina (AMP 500), Metamfetamina (MET 500), Marijuana (përfshirë kanabinoidet THC) (THC 50), Opiatet (përfshirë Heroinën, Morfinën dhe metabolitët) (MOPhampetilmetiladioxyam 30 MDMA 500), Methadone (MTD 300), kontrollon gjithashtu vlefshmërinë e mostrës së urinës nëpërmjet një testi të falsifikimit të pranishëm në test., Testi i shpejtë për Norovirus (Feçet) është një test i shpejtë imunokromatografik për zbulimin cilësor të Norovirusit në mostrat e feçeve njerëzore, i dobishëm në diagnostikimin e infeksionit Norovirus. Vetëm për përdorim profesional diagnostikues in vitro., ANALIZUES ANALIZASH SMART, ANALIZUES ANALIZASH FLUROSHENCA, Test për diagnozën e statusit inflamator me matjen e Procalcitonin (PCT) në gjakun e plotë, serumin ose plazmën duke përdorur analizuesin e imunofluoreshencës. Vetëm për përdorim profesional diagnostikues in vitro., Benzodiazepina Rapid Screen 1 Test (Urinë) është një analizë imunologjike e shpejtë kromatografike për zbulimin e Oxazepam (metabolit kryesor) në urinë në një përqendrim kufitar të pragut prej 300 ng/ml. Benzodiazepinat janë ilaçe të përshkruara shpesh për trajtimin simptomatik të ankthit dhe çrregullimeve të gjumit. Ato prodhojnë efektet e tyre nëpërmjet receptorëve specifikë që përfshijnë një neurokimik të quajtur acid gama aminobutirik (GABA)., Testi i shpejtë i Buprenorfinës Screen 1 (Urinë) është një analizë imunologjike e shpejtë kromatografike për zbulimin cilësor të Buprenorfinës në urinë në një përqendrim prag prej 10 ng/ml. Buprenorfina është një qetësues i fuqishëm i dhimbjes që përdoret shpesh në trajtimin e varësisë ndaj opiateve. Terapeutikisht, buprenorfina përdoret si një terapi zëvendësuese për të varurit nga opiati., Testi i shpejtë Screen 1 Ketamine (Urine) është një analizë imunologjike e shpejtë kromatografike për zbulimin e ketaminës (metabolit kryesor) në urinë në një përqendrim kufitar të pragut prej 1.000ng/ml. Ky test do të zbulojë komponime të tjera të lidhura, ju lutemi referojuni tabelës së Specifikimit Analitik në këtë paketë. Ketamina është një anestetik disociues i zhvilluar në vitin 1963 për të zëvendësuar PCP (fenciklidina)., Paneli i Testit të Shpejtë THC (Urinë) është një analizë imunologjike e shpejtë kromatografike për zbulimin e 1 metabolitit THC në urinën e njeriut me një përqendrim të kufizuar prej 50 ng/mL., Test imunologjik i shpejtë kromatografik për identifikimin cilësor të më shumë barnave dhe metabolitëve të tyre në pështymë., Analizon 6 substanca që analizohen përmes pështymës: opiate (40 ng/ml), kokainë (30 ng/ml), kanabinoidë/marihuanë (THC) (10 ng/ml), amfetamina (40 ng/ml), metamfetamina (40 ng/ml). ) dhe ekstazi MDMA (50 ng/ml). Testi i shpejtë imunologjik kromatografik për identifikimin cilësor të barnave të shumta dhe metabolitëve të tyre në pështymë, përfshihen në substancat e analizuara: morfinë (40 ng/ml), kodeinë (40 ng/ml), didrokodeinë (40 ng/ml), 6- MAM (4 ng/ml), benzailekgoninë (30 ng/ml), MDA MDEA MBDB (50 ng/ml). etj, Zbulon në mostrat e urinës n. 5 substanca njëkohësisht me rezultate specifike për secilën substancë të analizuar. Zbulon: Oxycodone, EDDP, Phencyclidine, Tramadol, Marijuana sintetike K2., Zbulon në mostrat e urinës n. 5 substanca njëkohësisht me rezultate specifike për secilën substancë të analizuar. Zbulon: Propoksifen, Ketaminë, Fentanil, Triciklikë Antidepresiv, Buprenorfinë, Testi i drogës në urinë analizon kokainën dhe metabolitët (COC 300), amfetaminën (AMP 500), metamfetaminën (MET 500), buprenorfinën (BUP 10), marijuanën (përfshirë kanabinoidet THC) (THC 50), opiatet (përfshirë heroinën dhe morfinën) MOP 300), ekstazi metilendioksimetamfetamine (MDMA 500), metadon (MTD 300)., Testi analizon substancat e mëposhtme me kufijtë e treguar: kokainën dhe metabolitët (COC 300), amfetaminën (AMP 500), metamfetaminën (MET 500), buprenorfinën (BUP 5), marihuanën (përfshirë kanabinoidet THC) (THC 50), opiumet (përfshirë morfinën e heroinës dhe metabolitët) (MOP 300), ekstazi metilendioksimetamfetamine (MDMA 500), metadon (MTD 300)., Drug Test nëpërmjet urinës që zbulon 9 substanca njëkohësisht me rezultat specifik për secilën substancë të analizuar. Ky test medikamentoz i urinës zbulon njëkohësisht: Metadon, Morfinë, Kokainë, Thc, Amfetamina, Benzodiazepina, Antidepresantë me triçikletë, Barbiturate, MDMA., Testi i drogës që zbulon 10 substanca në urinë: kokainë dhe metabolitë (300), amfetamina (1000), meth-amfetamina (500), ekstazi MDMA (500), marihuanë (kanabinoidet THC) (50), opiate (morfinë, heroinë dhe metabolitë). ) (300), Benzodiazepinat (300), Metadoni (300), Penciklidina (25), Barbituratet (300)., Testi i drogës që zbulon 10 substanca në urinë: kokainë dhe metabolitë (300), amfetamina (500), metamfetamina (500), ekstazi MDMA (500), marihuanë (kanabinoidet THC) (50), opiatet (morfinë, heroinë dhe metabolitë) 300), Benzodiazepinat (300), Metadoni (300), Buprenorfina (10), TCA Antidepresiv triçikleta (1000). (Ena 120 ml e urinës ofrohet veçmas, mund ta blini në faqen "Accessories")., Test medikamentoz që zbulon 10 substanca nëpërmjet urinës: Buprenorfinë, fenciklidin, antidepresivë TCA, Tramadol, Ketamine, EDDP, Fentanil, barna sintetike K2, propoksifen, oksikodon, Drug Test nëpërmjet urinës që zbulon 12 substanca njëkohësisht me rezultat specifik për secilën substancë të analizuar. Ky test i drogës i urinës zbulon në të njëjtën kohë: kokainën dhe metabolitët, ketaminën, metamfetaminën, MDMA (ekstazi), marihuanë (përfshirë kanabinoidet THC), metadonin, oksikodonin, benzodiazepinat, drogat sintetike K2, buprenorfinën, tramadolin dhe opinonin. metabolitëve)., E disponueshme në versionin e 6 substancave që analizohen përmes pështymës: opiatet, kokaina, kanabinoidet (THC), amfetaminat, metamfetamina duke përfshirë ekstazën MDMA, droga sintetike k2/erëza., E disponueshme në versionin e 6 substancave që analizohen nga pështyma: opiatet, kokaina, kanabinoidet (THC), amfetaminat, metamfetamina duke përfshirë ekstazën MDMA, benzodiazepinat, E disponueshme në versionin e 6 substancave që analizohen përmes pështymës: opiatet, kokaina, kanabinoidet (THC), amfetaminat, metamfetaminat duke përfshirë ekstazën MDMA, metadonin., Testi i Shpejtë i Chikungunya IgG/IgM (Gjak i Gjithë/Serum/Plazma) është një analizë imunologjike e shpejtë për zbulimin e antitrupave Chikungunya IgG dhe IgM në gjakun e plotë të njeriut, serumin ose plazmën. Ai synohet të përdoret si një test skrining dhe si një ndihmë në diagnostikimin e infeksionit CHIK. Vetëm për përdorim profesional diagnostikues in vitro., Kaseta e Testit të Shpejtë të Proteinës C-Reaktive (Gjak i Gjithë/Serum/Plazma) është një analizë imunologjike e shpejtë kromatografike për zbulimin gjysmë sasior të CRP të njeriut në gjakun e plotë, serumin ose plazmën për të ndihmuar në zbulimin e infarktit të miokardit (MI). Proteina C-reaktive (CRP) në serumin e pacientit është gjetur e lidhur me infeksione akute, gjendje nekrotike dhe çrregullime të ndryshme inflamatore. Ekziston një lidhje e fortë midis niveleve serike të PCR dhe aktivizimit të procesit inflamator., Testi i shpejtë me kasetë Cryptosporidium (feces) është një analizë e shpejtë kromatografike për zbulimin cilësor të antigjeneve të Cryptosporidium në feçet njerëzore, Testi i kasetës së dengës së kombinuar (gjak i plotë/serum/plazma) është një analizë imunologjike e shpejtë kromatografike për zbulimin cilësor të antigjenit NS1 dhe antitrupave IgG dhe IgM ndaj virusit të Dengës në gjakun e plotë të njeriut, serumin ose plazmën, si një ndihmë në diagnostikimin e Dengës. infeksionet, Testi i shpejtë i kasetës Dengue NS1 (Gjaku i Plotë/Serum/Plazma) është një test i shpejtë imunokromatografik për zbulimin cilësor të antigjenit NS1 të virusit Dengue në gjakun e plotë të njeriut, serumin ose plazmën, si një ndihmë në diagnostikimin e infeksioneve të Dengës., Testi i shpejtë për zbulimin cilësor të virusit të influencës A dhe influencës B në mostrat e shtupës së hundës, shtupës faringeale ose aspiratës së hundës Testi i shpejtë i influencës A+B është një test i shpejtë imunokromatografik për zbulimin cilësor të antigjeneve të gripit A dhe B në hundë. mostrat e shtupës ose aspiratës së hundës. Ai synon të ndihmojë në diagnostikimin e shpejtë diferencial të infeksioneve virale të gripit A dhe B, Testi i shpejtë Screen FOB (Feces) është një test i shpejtë imunokromatografik për zbulimin cilësor të Gjakut Okult të Njeriut në feces. Shumë sëmundje mund të shkaktojnë gjak të fshehur në jashtëqitje. Ky njihet gjithashtu si Gjaku Okult Fekal (FOB), Gjaku Okult i Njeriut ose Hemoglobina e Njeriut. Në fazat e hershme, problemet gastrointestinale si kanceri i zorrës së trashë, ulçera, polipet, koliti, divertikuliti dhe fisurat mund të mos shfaqin simptoma të dukshme, vetëm gjak okult. Metodat tradicionale të bazuara në testimin e guaiakut janë të pandjeshme dhe specifike dhe gjithashtu kanë kufizime dietike përpara testimit, Testi i shpejtë për Calprotectin në feces është një test i shpejtë imunokromatografik për zbulimin cilësor të Calprotectin në mostrat e jashtëqitjes njerëzore, i dobishëm në diagnostikimin e çrregullimeve inflamatore gastrointestinale. Kaseta e testit të shpejtë Calprotectin (Feces) mund të zbulojë nivele të ulëta të kalprotektinës deri në 50 μg/g ose 140 ng/ml jashtëqitje. Saktësia brenda përdorimit u përcaktua duke përdorur 15 përsëritje të tre mostrave: 140 ng/mL, 500 ng/mL dhe 10 μg/mL mostra pozitive, Test i shpejtë për zbulimin cilësor të Campylobacter në mostrat e fecesit të njeriut. Vetëm për përdorim profesional diagnostikues in vitro. Testi i Kasetës Rapid Campylobacter (Feces) bazohet në përdorimin e teknologjisë së membranës koloidale të arit. Një membranë nitroceluloze sensibilizohet me antitrupa të drejtpërdrejtë anti-Campylobacter. Specifikimi i testit sigurohet nga një antitrup specifik ndaj një antigjeni Campylobacter të konjuguar me ar koloidal, RAPID TEST SALIVA PER DROGA TE FORTA, Paneli i Testit të Shpejtë të Marihuanës S
Pregnancy Rapid Test (10 NG), SCREEN TEST HCG
Pregnancy Rapid Test (25 NG), SCREEN HSV 1/2 IGM
HSV 1/2 IgM Rapid Test, SCREEN TEST MONONUCLEOSI
Mononucleosis Rapid Test, SCREEN TEST ADENOVIRUS
Adenovirus Rapid Test, SCREEN TEST ADULTERAZIONE
Adulteration Strips, SCREEN TEST MYCOPLASMA
Mycoplasma Pneumoniae Antigen Test, SCREEN TEST VITAMINA D
Vitamin D Rapid Test, SCREEN TEST ZIKA
Zika NS1 Rapid Test, SCREEN TEST COVID-19+FLU A/B
Sars-Cov-2 Antigen + FLU A/B Rapid Test, SCREEN 1 AMFETAMINA
One step drug test card, SCREEN DROGA TEST CAPELLO
Multi Drug Test Hair, SCREEN READER SOFTWARE
Rapid Test Reader Software, SCREEN 7+AD
Multi Drug Rapid Test Panel, SCREEN 8 +AD
Multi Drug Rapid Test Panel, SCREEN GENERIC URINA 10
Urinalysis Reagent Strips, SCREEN GENERIC TEST URINA 11
Urinalysis Reagent Strips, SCREEN GENERIC URINA 12
Urinalysis Reagent Strips, SCREEN ANALYSIS METER 10
Urine Analysis Reader, SCREEN ANALYSIS METER 11
Urine Analysis Reader, SCREEN ANALYSIS METER 12
Urine Analysis Reader, SCREEN TEST COVID-19 IGG/IGM
Sars-CoV-2 IgG/IgM Rapid Test, SCREEN 2
Multi Line Drug Rapid Test Cassette, SCREEN 1 ANTIDEPRESSIVI TRICICLI
One Step Drug Test Card, SCREEN 13
Multi Drug Rapid Test Panel, SCREEN TEST COVID-19 AG
Sars-Cov-2 Antigen Rapid Test, SCREEN 8
Multi line Drug Rapid Test Cassette, SCREEN 1 ABP
One Step Drug Test Dipstick, SCREEN 1 FENTANIL
One Step Drug Test Card, SCREEN 1 MDPV
One Step Drug Test Dipstick, SCREEN 1 OSSICODONE
One Step Drug Test Card, SCRREEN 1 PROPOSSIFENE
One Step Drug Test Card, SCREEN 3
Multi Drug Rapid Test Panel, SCREEN 1 BARBITURICI
One Step Drug Test Card, SCREEN 1 MDMA/ECSTASY
One Step Drug Test Card, SCREEN 1 TRAMADOLO
One Step Drug Test Card, SCREEN 6
Multiline Rapid Test Cassette, SCREEN TEST FAMILY SPERM
Sperm Concentration Rapid Test, SCREEN 1 COCAINA
One step drug test card, SCREEN 1 OPPIACEI
One step drug test card, SCREEN TEST PH VAGINALE
Vaginal Ph Rapid Test, ETIL PROFESSIONAL
Saliva Alcohol Test Strip, SCREEN ALCOL TEST ETG
Ethyl Glucuronide Test Panel, SCREEN TEST STREP A
Streptococcus A Rapid Test, SCREEN TEST H.PYLORI AB
H.pylori Antibody Rapid Test, SCREEN TEST ROTAVIRUS
Rotavirus Rapid Test, SCREEN TEST NICOTINA-S
Cotinine Oral Fluid Drug Test Card, SCREEN TEST NICOTINA
Cotinine Rapid Test Panel, SCREEN TEST SIFILIDE
Syphilis Rapid Test, SCREEN TEST TUBERCULOSI
Tuberculosis Rapid Test, SCREEN MIOG./TROP./CK-MB
Myoglobin/ CK-MB/Troponin I Combo Test, SCREEN TEST PROCALCITONINA
Procalcitonin (PCT) Rapid Test, SCREEN TEST CLOSTRIDIUM
Clostridium difficile GDH Rapid Test, SCREEN TEST CLOSTRIDIUM A+B
Clostridium Difficile Toxin A+Toxin B Rapid Test, SCREEN TEST EPATITE A – HAV
HAV IGM Rapid Test, SCREEN TEST LEGIONELLA
Legionella Pneumophila Rapid Test, SCREEN TEST PNEUMOCOCCO
S. Pneumoniae Antigen Rapid Test, SCREEN TEST COVID-19 SALIVA
Sars-Cov-2 Antigen Oral Fluid Rapid Test, SCREEN IFA TEST COVID-19 IGG/IGM
Fluorescence Immunoassay Covid-19 Igg/igm, SCREEN IFA TEST COVID-19 AG
Fluorescence Immunoassay Covid-19 Antigen, SCREEN IFA TEST MICROALBUMINURIA
Fluorescence Immunoassay Microalbumin, SCREEN IFA TEST HBA1C
Fluorescence Immunoassay Hba1c, SCREEN IFA TEST CK-MB
Fluorescence Immunoassay CK-MB, SCREEN IFA TEST CRP
Fluorescence Immunoassay C-reactive Protein, SCREEN IFA TEST FSH
Fluorescence Immunoassay Follicle Stimulating Hormone Test (FSH), SCREEN IFA TEST INFLUENZA A/B
Fluorescence Immunoassay Influenza A/B, SCREEN IFA TEST LH
Fluorescence Immunoassay Hormone LH, SCREEN IFA TEST MIOGLOBINA
Fluorescence Immunoassay Myoglobin, SCREEN IFA TEST TSH
Fluorescence Immunoassay Thyroid Stimulating Hormone, SCREEN IFA TEST FOB
Fluorescence Immunoassay Fecal Occult Blood, SCREEN TEST COVID-19 RBD-IGG
Sars-Cov-2 RBD IGG Rapid Test, SCREEN IFA TEST CEA
Fluorescence Immunoassay Carcinoembryonic Antigen, SCREEN TEST COVID-19 AG PLUS
Covid-19 Antigen Sputum Rapid Test, SCREEN IFA TEST D-DIMERO
Fluorescence Immunoassay D-Dimer, SCREEN IFA TEST TROPONINA I
Fluorescence Immunoassay Troponin I, SCREEN TEST COVID-19 NT
Sars-Cov-2 Neutralization Antibody Rapid Test, SCREEN 7 + AD
Multi Drug Rapid Test Panel, SCREEN 8 + AD
Multi Drug Rapid Test Panel, SCREEN 8+AD
Multi Drug Rapid Test Panel, SCREEN 8
Multi Drug Rapid Test Panel, SCREEN 10
Multi Drug Rapid Test Panel, SCREEN TEST TETANO
Tetanus Rapid Test, SCREEN TEST H.PYLORI AG
H.pylori Antigen Rapid Test, SCREEN TEST MALARIA
Malaria P.F. /P.V. Rapid Test, SCREEN CUP 10 + A + AD
Multi Drug Rapid Test Cup, SCREEN CUP 12 + A + AD
Multi Drug Rapid Test Cup, SCREEN 5
Multi Drug Rapid Test Panel, SCREEN 12
Multi Drug Rapid Test Panel, SCREEN CUP 8+AD
Multi Drug Rapid Test Cup, SCREEN CUP 7+AD
Multi Drug Rapid Test Cup, SCREEN CUP 7+ADU
Multi Drug Rapid Test Cup, SCREEN TEST NOROVIRUS
Norovirus Rapid Test, SCREEN IFA ANALYZER SMART
Fluorescence Immunoassay Analyzer, SCREEN IFA ANALYZER
Fluorescence Immunoassay Analyzer, SCREEN IFA TEST PROCALCITONINA
Fluorescence Immunoassay Procalcitonin, SCREEN 1 BENZODIAZEPINE
One step drug test card, SCREEN 1 BUPRENORFINA
One step drug test card, SCREEN 1 KETAMINA
One step drug test card, SCREEN 1 MARIJUANA
One step drug test card, SCREEN MIDSTREAM 6-S
Multi Drug Rapid Test Oral Fluid, SCREEN MIDSTREAM 6-S-MED
Multi Drug Rapid Test Oral Fluid, SCREEN 5
Multi Line Drug Rapid Test Cassette, SCREEN 8
Multi Line Drug Rapid Test Cassette, SCREEN 9
Multi Line Drug Rapid Test Cassette, SCREEN 10
Multi Line Drug Rapid Test Cassette, SCREEN 12
Multi Line Drug Rapid Test Cassette, SCREEN MIDSTREAM 6-S2
Multi Drug Rapid Test Oral Fluid, SCREEN MIDSTREAM 6-S3
Multi Drug Rapid Test Oral Fluid, SCREEN MIDSTREAM 6-S4
Multi Drug Rapid Test Oral Fluid, SCREEN TEST CHIKUNGUNYA
Chikungunya IGG/IGM Rapid Test, SCREEN TEST CRP
C-Reactive Protein Rapid Test, SCREEN TEST CRYPTOSPORIDIUM
Cryptosporidium Antigen Test, SCREEN TEST DENGUE COMBO
Dengue Combo Rapid Test, SCREEN TEST DENGUE NS1
Dengue NS1 Rapid Test, SCREEN TEST FLU A/B
Influenza A+B Rapid Test, SCREEN TEST FOB
Fecal Occult Blood Rapid Test, SCREEN TEST CALPROTECTINA
Calprotectin Rapid Test, SCREEN TEST CAMPYLOBACTER
Campylobacter Rapid Test, SCREEN 1 K2-SPICE -S
One Step Saliva Drug Test Card, SCREEN 1 K2-SPICE
One Step Drug Test Card
15675 | VITAN PLUS, OPHTHALMIC OINTMENT 5 G | CFO PHARMA | 2023-12-27T00:00:00.000+01:00 | FARMIGEA S.P.A., VIA G.B. OLIVA 8, ITALY | 170 | Klasa IIa | POMADE ME EFEKT HIDRATUES, LUBRIFIKUES PER SYTE. PERDORET KUNDER THARRJES, IRRITIMIT TE SYVE, KUNDER SKUQJES APO EDHE ACARRIMIT TE TYRE. KJO ARRIHET FALE VITAMINES A QE KA NE PERMBAJTJE. | Pajisje oftalmike dhe optike
15686 | XILOIAL, MUTIDOSE 10 ML | CFO PHARMA | 2023-12-27T00:00:00.000+01:00 | FARMIGEA S.P.A., VIA G.B. OLIVA 8, ITALY | 9000302 | Klasa IIa | SOLUCION OFTALMIK ME EFEKT HIDRATUES, LUBRIFIKUES DHE MBROJTES NDAJ AGJETEVE TE JASHTEM. ELEMINON SKUQJET DERI TE STRESI VIZUAL OSE FAKTORET MEKANIK (LENTET E KONTAKTIT) | Pajisje oftalmike dhe optike
15687 | XILOIAL ZERO, MULTIDOSE PRESERVATIVE FREE OF 10 ML | CFO PHARMA | 2023-12-27T00:00:00.000+01:00 | FARMIGEA S.P.A., VIA G.B. OLIVA 8, ITALY | 9000357 | Klasa IIb | SOLUCION STERIL PER SY, PA KONSERVANTE, PER TRAJTIMIN E SYRIT TE THATE. KA NJE EFEKT TE SHPEJTE QETESUES KUNDER DJEGIEVE, SKUQJEVE APO IRRITIMEVE NGA FAKTORET E JASHTEM APO EDHE MEKANIKE. PERDORET EDHE NDAJ LENTEVE TE KONTAKTIT. | Pajisje oftalmike dhe optike
15704 | VITEK 2 AST-XN26 | LABOPHARMA SHPK | 2023-12-28T00:00:00.000+01:00 | bioMerieux Inc. 100 Rodolphe Street Durham NC 27712 USA | 424500 | In vitro | Jane karta te identifikimit te reagenteve te perdorura ne aparatet diagnostikues te analizave VITEK | Pajisje te diagnostifikimit in vitro
15676 | VITEK 2 AST-N440 | LABOPHARMA SHPK | 2023-12-28T00:00:00.000+01:00 | bioMerieux Inc. 100 Rodolphe Street Durham NC 27712 USA | 424502 | In vitro | Jane karta reagentesh qe perdoren ne aparatet diagnostikues te analizave te gjakut VITEK 2. | Pajisje te diagnostifikimit in vitro
15718 | VITEK 2 AST-N439 | LABOPHARMA SHPK | 2023-12-28T00:00:00.000+01:00 | bioMerieux Inc. 100 Rodolphe Street Durham NC 27712 USA | 424501 | In vitro | Jane reagente qe perdoren ne aparatet diagnostikues VITEK 2 | Pajisje te diagnostifikimit in vitro
15705 | VITEK 2 AST-N438 | LABOPHARMA SHPK | 2023-12-28T00:00:00.000+01:00 | bioMerieux Inc. 100 Rodolphe Street Durham NC 27712 USA | 424499 | In vitro | Jane karta reagentesh qe perdoren ne aparatet diagnostikues te analizave te gjakut VITEK 2. | Pajisje te diagnostifikimit in vitro
15665 | Mozec™ NC - Rx PTCA Balloon Dilatation Catheter, Mozec™ - Rx PTCA Balloon Dilatation Catheter | MONTAL | 2023-12-27T00:00:00.000+01:00 | Meril Life Sciences Pvt. Ltd. Muktanand Marg, Chala, Vapi-396191, Gujarat, India | MNCD25023, MNCD27523, MNCD30023, MNCD32523, MNCD35023, MNCD40023, MNCD45023, MNCD50023, MNCD20028, MNCD22528, MNCD25028, MNCD27528, MNCD30028, MNCD32528, MNCD35028, MNCD40028, MNCD45028, MNCD50028, MNCD20030, MNCD22530, MNCD25030, MNCD27530, MNCD30030, MNCD32530, MNCD35030, MNCD40030, MNCD45030, MNCD50030, MNCD20035, MNCD22535, MNCD25035, MNCD27535, MNCD30035, MNCD32535, MNCD35035, MNCD40035, MNCD45035, MNCD20038, MNCD22538, MNCD25038, MNCD27538, MNCD30038, MNCD32538, MNCD35038, MNCD40038, MNCD45038, MOZD25020, MOZD27520, MOZD30020, MOZD32520, MOZD35020, MOZD40020, MOZD45020, MOZD20025, MOZD22525, MOZD25025, MOZD27525, MOZD30025, MOZD32525, MOZD35025, MOZD40025, MOZD45025, MOZD20030, MOZD22530, MOZD25030, MOZD27530, MOZD30030, MOZD32530, MNCL25030, MNCL27530, MNCL30030, MNCL32530, MNCL35030, MNCL40030, MNCL45030, MNCL50030, MNCL20035, MNCL22535, MNCL25035, MNCL27535, MNCL30035, MNCL32535, MNCL35035, MNCL40035, MNCL45035, MNCL20038, MNCL22538, MNCL25038, MNCL27538, MNCL30038, MNCL32538, MNCL35038, MNCL40038, MNCL45038, MNCD20008, MNCD22508, MNCD25008, MNCD27508, MNCD30008, MNCD32508, MNCD35008, MNCD40008, MNCD45008, MNCD50008, MNCD20010, MNCD22510, MNCD25010, MNCD27510, MNCD30010, MNCD32510, MNCD35010, MNCD40010, MNCD20015, MNCD22515, MNCD25015, MNCD27515, MNCD30015, MNCD32515, MNCD35015, MNCD40015, MNCD45015, MNCD50015, MNCD20018, MNCD22518, MNCD25018, MNCD27518, MNCD30018, MNCD32518, MNCD35018, MNCD40018, MNCD45018, MNCD50018, MNCD20023, MNCD22523, MNCD45010, MNCD50010, MNCD20012, MNCD22512, MNCD25012, MNCD27512, MNCD30012, MNCD32512, MNCD35012, MNCD40012, MNCD45012, MNCD50012, MNCD20013, MNCD22513, MNCD25013, MNCD27513, MNCD30013, MNCD32513, MNCD35013, MNCD40013, MNCD45013, MNCD50013, MOZD35030, MOZD40030, MOZD45030, MOZD20033, MOZD22533, MOZD25033, MOZD27533, MOZD30033, MOZD32533, MOZD35033, MOZD40033, MOZD45033, MOZD20038, MOZD22538, MOZD25038, MOZD27538, MOZD30038, MOZD32538, MOZD35038, MOZD40038, MOZD45038, MOZD20041, MOZD22541, MOZD25041, MOZD27541, MOZD30041, MOZD32541, MOZD35041, MOZD40041, MOZD45041, MNC20008, MNC22508, MNC25008, MNC27508, MNC30008, MNC32508, MNC35008, MNC40008, MNC45008, MNC50008, MNC20010, MNC22510, MNC25010, MNC27510, MNC30010, MNC32510, MNC35010, MNC40010, MNC45010, MNC50010, MNC20012, MNC22512, MNC25012, MNC27512, MNC30012, MNC32512, MNC35012, MNC40012, MNC45012, MNC50012, MNC20013, MNC22513, MNC25013, MNC27513, MNC30013, MNC32513, MNC35013, MNC40013, MNC45013, MNC50013, MNC20015, MNC22515, MNC25015, MNC27515, MNC30015, MNC32515, MNC35015, MNC40015, MNC45015, MNC50015, MNC20018, MNC22518, MNC25018, MNC27518, MNC30018, MNC32518, MNC35018, MNC40018, MNC45018, MNC50018, MNC20023, MNC22523, MNC25023, MNC27523, MNC30023, MNC32523, MNC35023, MNC40023, MNC45023, MNC50023, MNC20028, MNC22528, MNC25028, MNC27528, MNC30028, MNC32528, MNC35028, MNC40028, MNC45028, MNC50028, MNC20030, MNC22530, MNC25030, MNC27530, MNC30030, MNC32530, MNC35030, MNC40030, MNC45030, MNC50030, MNC20035, MNC22535, MNC25035, MNC27535, MNC30035, MNC32535, MNC35035, MNC40035, MNC45035, MNC20038, MNC22538, MNC25038, MNC27538, MNC30038, MNC32538, MNC35038, MNC40038, MNC45038, MNCL20008, MNCL22508, MNCL25008, MNCL27508, MNCL30008, MNCL32508, MNCL35008, MNCL40008, MNCL45008, MNCL50008, MNCL20010, MNCL22510, MNCL25010, MNCL27510, MNCL30010, MNCL32510, MNCL35010, MNCL40010, MNCL45010, MNCL50010, MNCL20012, MNCL22512, MNCL25012, MNCL27512, MNCL30012, MNCL32512, MNCL35012, MNCL40012, MNCL45012, MNCL50012, MNCL20013, MNCL22513, MNCL25013, MNCL27513, MNCL30013, MNCL32513, MNCL35013, MNCL40013, MNCL45013, MNCL50013, MNCL20015, MNCL22515, MNCL25015, MNCL27515, MNCL30015, MNCL32515, MNCL35015, MNCL40015, MNCL45015, MNCL50015, MNCL20018, MNCL22518, MNCL25018, MNCL27518, MNCL30018, MNCL32518, MNCL35018, MNCL40018, MNCL45018, MNCL50018, MNCL20023, MNCL22523, MNCL25023, MNCL27523, MNCL30023, MNCL32523, MNCL35023, MNCL40023, MNCL45023, MNCL50023, MNCL20028, MNCL22528, MNCL25028, MNCL27528, MNCL30028, MNCL32528, MNCL35028, MNCL40028, MNCL45028, MNCL5 | Klasa III | Balonat PTCA përdoren në zgjerimin paraprak të arteries përpara implantimit të stentit. | Pajisje nje perdorimeshe
15677 | VITEK 2 AST-N437 | LABOPHARMA SHPK | 2023-12-28T00:00:00.000+01:00 | bioMerieux Inc. 100 Rodolphe Street Durham NC 27712 USA | 424498 | In vitro | Jane karta reagentesh qe perdoren ne aparatet diagnostikues te analizave te gjakut VITEK 2. | Pajisje te diagnostifikimit in vitro
15688 | SMAC CT Agar | LABOPHARMA SHPK | 2023-12-28T00:00:00.000+01:00 | Biomerieux SA 376 Chemin de l'Orme 69280 Marcy-l'Etoile France | 43391 | In vitro | Jane mjedise selektive diferenciale qe perdoren per detektimin e baktereve gram negative te Eschericia Coli | Pajisje te diagnostifikimit in vitro
15689 | Clareon Aspheric Hydrophobic Acrylic IOL with the AutonoMe | PEGASUS. | 2023-12-28T00:00:00.000+01:00 | Alcon Laboratories , Inc. 6201 South Freeway Fort Worth , Texas 76134-2099 | CNA0T0, CCA0T0, CCA0T2 CCA0T3 | Klasa IIb | Jane lente intraokulare qe perdoren per korigjimin e shkimit tek personat | Pajisje te implantueshme aktive
| Automated Pre-loaded Delivery System CNA0T0, Clareon Aspheric UV Absorbing IOL with the AutonoMe Pre-Loaded Delivery System CCA0T0, Clareon Toric Aspheric UV-Absorbing |  |  |  | CCA0T4 CCA0T5 |  | qe vuajne nga Presbiopia.
| Hydrophobic Acrilyc IOL with the AutonoMe |  |  |  | CCA0T6 CCA0T7
| Delivery System CCA0T2 CCA0T3 |  |  |  | CCA0T8 CCA0T9
| CCA0T4 CCA0T5 |  |  |  | (COLLECTIVELY KNOWN AS CCA0TT), CNATT0, CNATT2, CNATT3,
| CCA0T6 CCA0T7 |  |  |  | CNATT4, CNATT5,
| CCA0T8 CCA0T9 |  |  |  | CNATT6
| (COLLECTIVELY KNOWN AS CCA0TT), Clareon Toric Aspheric Hydrophobic Acrilyc IOL with the |  |  |  | (collectively known as CNATTT)
AutonoMe Delivery System CCA0T2 CCA0T3
CCA0T4 CCA0T5
CCA0T6 CCA0T7
CCA0T8 CCA0T9
(COLLECTIVELY KNOWN AS CCA0TT), Clareon PanOptix Trifocal Hydrophobic IOL with the
AutonoMe Automated Pre-loaded delivery System CNATT0, Clareon PanOptix Trifocal UV Absorbing IOL with the
AutonoMe Automated Pre-loaded delivery System CNATT0, Clareon PanOptix Toric Trifocal Hydrophobic IOL with the AutonoMe Pre-loaded Delivery System
CNATT2, CNATT3,
CNATT4, CNATT5,
CNATT6
(collectively known as CNATTT), Clareon PanOptix Toric Trifocal UV Absorbing IOL with the AutonoMe Pre-loaded Delivery System
CNATT2, CNATT3,
CNATT4, CNATT5,
CNATT6
(collectively known as CNATTT)
15650 | LoFlo Accessories, Carbon Dioxide Sampling Nasal Oxygen Cannula; Gas sampling/monitoring respiratory tubing, single use, non-sterile; Gas Analyzer Tubing Set, Dehumidification, Single Use, LoFlo CO2 Sampling O2 Delivery Cannula ADULT NASAL, LoFlo CO2 Sampling O2 Delivery Cannula PEDIATRIC NASAL, LoFlo CO2 Sampling O2 Delivery Cannula ADULT ORAL/NASAL, LoFlo CO2 Sampling O2 Delivery Cannula PEDIATRIC ORAL/NASAL, LoFlo CO2 Sampling O2 Delivery Cannula INFANT/NEONATAL NASAL, LoFlo Airway Adapter Kit ADULT/PEDIATRIC, LoFlo Airway Adapter Kit w/ Dehumidification Tubing Adult/Pediatric , LoFlo Airway Adapter Kit, INFANT/NEONATAL, LoFlo Airway Adapter Kit w/Dehumidification Tubing INFANT/NEONATAL | Health & Light | 2023-12-27T00:00:00.000+01:00 | Respironics Novametrix, LLC/3000 Minuteman Road, Andover, MA 01810, USA | NA, 3469ADU-00, 3469PED-00, 3471ADU-00, 3471PED-00, 3469INF-00, 3472ADU-00, 3473ADU-00, 3472INF-00, 3473INF-00 | Klasa IIa | Aksesorë LoFlo, Kanula e oksigjenit për marrjen e mostrave të dioksidit të karbonit; Tuba respiratore për marrjen e mostrave/monitorimit të gazit, një përdorim, jo steril; Set tubash analizues gazi, delagëzim, një përdorim, Kanjula nazale loFlo per administrim O2 me mundesi marrje mostre CO2, per Adult., Kanjula nazale loFlo per administrim O2 me mundesi marrje mostre CO2, per pediatrik., Kanjula Oronasale loFlo per administrim O2 me mundesi marrje mostre CO2, per adult, Kanjula Oronazale loFlo per administrim O2 me mundesi marrje mostre CO2, per pediatrik., Kanjula nazale loFlo per administrim O2 me mundesi marrje mostre CO2, per Infant/Neonatal., LoFlo Kit Adaptimi per rruget ajrore Adult/Pediatrik, LoFlo Kit Adaptimi me tuba dehumidifikimi per rruget ajrore Adult/Pediatrik, LoFlo Kit Adaptimi per rruget ajrore Infant/Neonatal, LoFlo Kit Adaptimi me tuba dehumidifikimi per rruget ajrore Infant/Neonatal | Pajisje anestezie dhe respiratore
15706 | ARCHITECT EBV VCA IgM Reagent Kit (1 x 100 test) 3P66-25, ARCHITECT EBV VCA IgM Reagent Kit (1 x 500 test) 3P66-35, ARCHITECT EBV VCA IgM Calibrator 3P66-01, ARCHITECT EBV VCA IgM Controls 3P66-10 | PEGASUS. | 2023-12-28T00:00:00.000+01:00 | Abbott GmbH Max-Planck-Ring 2 65205 Wiesbaden Germany | 3P66-25, 3P66-35, 3P66-01, 3P66-10 | In vitro | Jane reagente te analizave te gjakut per percaktimin e Ebstein virus | Pajisje te diagnostifikimit in vitro
ne gjak me aparatin analizues Architect , Jane reagente te analizave te gjakut per percaktimin e Ebstein virus
ne gjak me aparatin analizues Architect qe perdoren per preçizionin e testimit.
15678 | ARCHITECT EBV VCA IgG Reagent Kit (1 x 500 test) 3P65-35, ARCHITECT EBV VCA IgG Calibrator 3P65-01, ARCHITECT EBV VCA IgG Controls 3P65-10, ARCHITECT EBV VCA IgG Reagent Kit (1 x 100 test) 3P65-25 | PEGASUS. | 2023-12-28T00:00:00.000+01:00 | Abbott GmbH Max Planck Ring 2 65205 Wiesbaden Germany | 3P65-35, 3P65-01, 3P65-10, 3P65-25 | In vitro | Jane reagente te analizave te gjakut per percaktimin e Ebstein virus | Pajisje te diagnostifikimit in vitro
ne gjak me aparatin analizues Architect, Jane reagente te analizave te gjakut per percaktimin e Ebstein virus
ne gjak me aparatin analizues Architect qe perdoren per preçizionin e testimit.
16070 | ARCHITECT STAT High Troponin-1 Sensitive Reagent Kit | PEGASUS. | 2024-02-29T00:00:00.000+01:00 | Abbott Ireland Diagnostics Division Lisnamuck, Longford, Co. Longford Ireland | 3P25-26 | In vitro | Jane reagente te analizave te gjakut per percaktimin e Troponines | Pajisje te diagnostifikimit in vitro
| 3P25-26 |  |  |  | 3P25-27 |  | ne gjak me aparatin analizues Architect, Jane reagente te analizave te gjakut per percaktimin e Troponines
| 3P25-27 |  |  |  | 3P25-36 |  | ne gjak me aparatin analizues Architect qe perdoren per preçizionin e testimit.
| 3P25-36 |  |  |  | 3P25-37, 3P25-02, 3P25-11
3P25-37, ARCHITECT STAT High Troponin-1 Sensitive Calibrators 3P25-02, ARCHITECT STAT High Troponin-1 Sensitive Controls 3P25-11
15578 | HIGH DEFINITION LCD MONITOR/ OEV191H, MAJ-1431(HD/SD SDI ADAPER) | MSE | 2023-12-29T00:00:00.000+01:00 | OLYMPUS MEDICAL SYSTEMS CORP. 2951 Ishikawa-cho, Hachioji-shi, Tokyo 192-8507,Japan | OEV191H, MAJ-1431 | Klasa I | LCD Monitor, Adaptor per monitorin | Tjeter
15575 | 4K UHD LCD MONITOR / OEV321 UH | MSE | 2023-12-29T00:00:00.000+01:00 | OLYMPUS MEDICAL SYSTEMS CORP. 2951 Ishikawa-cho, Hachioji-shi, Tokyo 192-8507,Japan | OEV321UH | Klasa I | Monitor 4K LCD | Tjeter
15707 | Delmar-ISOTONIC SEA WATER BABY NASAL SPRAY 30ml | T R I M E D | 2024-01-11T00:00:00.000+01:00 | PHARMALINK, S.L, AVDA. UNIVERSITAT AUTONOMA, 13 PARC TECNOLOGIC DEL VALLES 08290 CERDANYOLA DEL VALLES SPAIN | Delmar-ISOTONIC SEA WATER BABY NASAL SPRAY 30ml (PL0032_BB) | Klasa IIa | Pajisje mjekësore e përshatshme për ruajtjen e higjenës nazale, e cila hidraton zgavrat e hundës dhe ndihmon në nxjerrjen e mukusit jashtë. | Tjeter
15597 | Latex Examination Gloves Powdered | Medical-trade | 2023-12-29T00:00:00.000+01:00 | TOP GLOVE SDN. BHD. Located At Lot 4969, Jalan Teratai, Batu 6, Off Jalan Meru, 41050 Klang, Selangor D.E., Malaysia | Latex Examination Gloves Powdered | Klasa I | Doreza | Pajisje nje perdorimeshe
15708 | CELL-DYN Ruby 08H67-01, CELL-DYN Ruby 08H67-03 | PEGASUS. | 2024-01-04T00:00:00.000+01:00 | Abbott Laboratories Diagnostics Division Abbott Park 60064 USA | 08H67-01, 08H67-03 | In vitro | Jane aparate analizues te mostrave te gjakut dhe plazmes ne laborator per teste te ndryshme analizash biokimike dhe imunologjike. | Pajisje te diagnostifikimit in vitro
15730 | CryoMini - Cryotherapy device | E v i t a | 2024-01-08T00:00:00.000+01:00 | Zimmer MedizinSysteme GmbH Junkersstraße 9 89231 Neu-Ulm , Germany | N/A | Klasa IIa | Pajisje ftohëse e cila përdoret me laserat estetik | Tjeter
15709 | Calima Blower 100-120Vac - Cardboard, Calima Blower 100-120Vac - Cardboard - 6m Hose, Calima Blower 100-120Vac - Cardboardless, Calima Blower 100-120Vac - Cardboardless - 6m Hose, Calima Blower 220-240Vac - Cardboard, Calima Blower 220-240Vac - Cardboard - 6m Hose, Calima Blower 220-240Vac - Cardboardless, Calima Blower 220-240Vac - Cardboardless - 6m Hose | O.E.S DISTRIMED | 2024-01-08T00:00:00.000+01:00 | CELSIUS MEDICAL, S.L. Ctra. Torrejon A Ajalvir. Km 5.2 28864 - Ajalvir (Madrid); Spain | CCALIMA1, CCALIMA11, CCALIMA12, CCALIMA121, CCALIMA2, CCALIMA21, CCALIMA22, CCALIMA221 | Klasa IIb | Sisteme ngrohjeje me Ajer ,per parandalimin e Hipotermise te pacientit gjate kirurgjise | Instrumenta shumeperdorimeshe
15732 | Adult SomaSensor, Pediatric SomaSensor, Reusable Sensor Cable, Left, Reusable Sensor Cable, Right | O.E.S DISTRIMED | 2024-01-08T00:00:00.000+01:00 | Covidien llc 15 Hampshire Street Mansfield, MA 02048, U.S.A. | SAFB-SM, SPFB, RSC-L, RSC-R | Klasa IIb, Klasa I | Sensor per saturimin e oksigjenit ne adult, Sensor per saturimin e oksigjenit pediatrik, Aksesore ,adaptor | Pajisje nje perdorimeshe
15733 | AEX Generator, AEX Generator refurbished, Universal Footswitch System | O.E.S DISTRIMED | 2024-01-08T00:00:00.000+01:00 | Medtronic Navigation Inc.200 Medtronic Drive,Lafayette,CO 80026,USA | 40-405-1, 40-405-1R, 34-109-1 | Klasa IIb | Gjenerator per pajisje mjekesore, Pedal universal per pajisje mjekesore | Pajisje nje perdorimeshe
15710 | ADHESIVE PAD 9732500 HEAD TRACKER 25 PK, PIN PK 9732537 STERILE 125MM 2PK, PIN 9732538 75MM STERILE 2PK, TRAJ GUIDE KIT, 9733065, BIOPSY, EXT, TRAJ GUIDE KIT, 9733066, BIOPSY, INT, TRAJ GUIDE KIT, 9733067, CATHETER, ELEV, PIN 9733088 125MM SINGLE PACKAGED, PIN 9733089, 75MM, SINGLE PACKAGED, ADHESIVE PAD 9733229 H- TRACKER, SINGLE, PIN, 9733235, 100MM, STERILE, PERC REF, PIN, 9733236, 150MM, STERILE, PERC REF, SCREW, 9733324, ACC., 6 PK — 1.6 X 8.0 MM, PAK 9733497NAV NIM- SPINE PEDICLE ACC KT, PAK 9733498 NAVIGATED PEDICLE ACCESS KIT, BIT 9733515 2.4mm DRILL STERILE, BIT 9733516 2.9mm DRILL STERILE, BIT 9733517 3.0mm DRILL STERILE, BIT 9733518 3.5mm DRILL STERILE, BIT 9733519 3.0mm CANNULATED STERILE, ADHHESIVE PAD, ENT | O.E.S DISTRIMED | 2024-01-08T00:00:00.000+01:00 | Medtronic Navigation Inc.200 Medtronic Drive,Lafayette,CO 80026,USA | 9732500, 9732537, 9732538, 9733065, 9733066, 9733067, 9733088, 9733089, 9733229, 9733235, 9733236, 9733324, 9733497, 9733498, 9733515, 9733516, 9733517, 9733518, 9733519, 9732500XOM | Klasa IIa | Instrumenta kirurgjikale dhe aksesore | Pajisje nje perdorimeshe
15734 | Passive Biopsy Needle Kit | O.E.S DISTRIMED | 2024-01-08T00:00:00.000+01:00 | Medtronic Navigation Inc.200 Medtronic Drive,Lafayette,CO 80026,USA | 9733068 | Klasa III | Kit Age pasive per Biopsi | Pajisje nje perdorimeshe
15640 | INST KIT 9735158 SURETRAK II MED CLAMP, INTS KIT 9735159 SURETRAK II MED FIGHTER, INST KIT 9735160 SURETRAK II LRG FIGHTER, INST KIT 9735161 SURETRAK II TRCKR TRAY, INST KIT 9735163 VERTEX DRILL GUIDE, INST KIT 9735165 TROCAR, INST KIT 9735166 BIT GUIDE, INST KIT 9735167 AWL, INST KIT 9735168 4MM TAP 1.86P, INST KIT 9735169 4.5MM CANN TAP, INST KIT 9735170 4MM TAP 1.5P, INST KIT 9735171 CANN UNVRSL HNDL, INST KIT 9735172 ADJ STOP, INST KIT 9735173 2.25MM PED PROBE, INST KIT 9735174 0 DEGREE LIGHT REF, INST KIT 9735175 90 DEGREE LIGHT REF, INST KIT 9735176 3.5MM TAP, INST KIT 9735177 4.0MM TAP(10-24), INST KIT 9735178 4.0MM TAP(26-52), INST KIT 9735179 4.5MM TAP, INST KIT 9735180 4.0MM CRTCL TAP, INST KIT 9735181 4.5MM CRTCL TAP, INST KIT 9735182 CNTRTORQUE ASSMBLY DRVR, INST KIT 9735183 SHARP PASS PROBE, INST KIT 9735191 UNIVERSAL DRILL GUIDE, INST KIT 9735192 UDG TROCAR GUIDE, INST KIT 9735193 UDG 3mm BIT GUIDE, INST KIT 9735194 UDG 3mm DRILL BIT, INST KIT 9735195 UDG 2.1mm DRILL BIT, INST KIT 9735196 UDG 3.2mm ADJ STOP, INST KIT 9735198 PURPLE TERATRCKR, INST KIT 9735199 UDG AGGR TIP BIT GUIDE, KIT CONTAINR 9735200 UNIVRSL DRILL GUIDE, INST KIT 9735201 BLUE TERATRCKR, INST KIT 9735202 GREEN TERATRCKR, INST KIT 9735203 GOLD TERATRCKR, INST KIT 9735204 RIGHT LUMBAR PROBE, INST KIT 9735205 LEFT LUMBAR PROBE, INST KIT 9735206 LEFT THORACIC PROBE, INST KIT 9735207 RIGHT THORACIC PROBE, KIT CONTAINR 9735208 TACTILE PROBES, Frame 9735249K Stealthair Spine Kit, Driver 9735253K T-Handle 5mm Hex Kit, Container 9735255K Spine Referencing, INST KIT TAP Legacy NONCAN 4.5, INST KIT, TAP LEGACY NONCAN 5.5, INST KIT, TAP LEGACY NONCAN 6.5, INST KIT DRIVER 5.5/6.0 MAS CAN, INST KIT DRIVER 5.5/6.0 RMAS CAN, INST KIT DRIVER 5.5/6.0 FAS/SAS, INST KIT DRIVER 5.5/6.0 MAS NCAN, INST KIT DRIVR 5.5/6.0 RMAS NCAN, INST KIT 9735286 CONTAINER S5.5/6.0 DRVR, INST KIT 9735287 CNTNR SOLERA NCAN TAPS, INST KIT 9735288 CONTAINER ILIAC TAPS, INST KIT 9735289 CONTAINER LGCY TAPS DVR, INST KIT 9735303 TAP AWL-TIP 4.0-4.5, INST KIT 9735304 TAP AWL-TIP 4.5-5.5, INST KIT 9735305 TAP AWL-TIP 5.5-6.5, INST KIT 9735306 TAP AWL-TIP 6.5-7.5, INST KIT 9735307 DILATOR CHAMFER 4.0-4.5, INST KIT 9735307 DILATOR CHAMFER 4.5-5.5, INST KIT 9735307 DILATOR CHAMFER 5.5-6.5, INST KIT 9735307 DILATOR CHAMFER 6.5-7.5, INST KIT SURETRAK II SM FIGHTER, INST KIT SURETRAK II LARGE CLAMP, Container 9735449K Spine Ref Revision, NavLock Kit Black, NavLock Blue Kit, SET 9736092 RFD TRACKER HOUSING SVC, INST 960-220 GUIDE FRAME - DT, ACC 960-245 GD FRM RDCG TUBE, 2.0MM, INST 960-339 EGG QUICK CONNECT HANDLE, INST 960-341 AWL TIP, INST 960-342 PROBE TIP, INST 960-351 AWL/PROBE/TAP STERILE TRAY, ACC 960-363 STRAP, FESS, ACC 960-364 CONTACT PADS FESS 3 PK, INST 960-521 UC DRILL GUIDE, INST 960-522 TROCAR - UC DRILL GUIDE, INST 960-523 BIT GUIDE 3MM-UCD, INST 960-524 BIT 3MM-UC DRILL GUIDE, INST 960-527 CANCELLOUS BIT 3MM UC DRIL, INST 960-528 UNIV SHORT DRILL GUIDE, INST 960-553 PLANAR PASSIVE SHARP PROBE, PROBE 960-556 PLANAR PASSIVE BLUNT, INST 960-559 PLANAR PASSIVE BALL 1.5MM, ACC 961-349 SUGITA HEADFRAME ADAPTER, ACC 961-573 SURETRAK2, COMBO SYSTEM, ACC 961-574 SURETRAK2, PASSIVE SYSTEM, ACC 961-583 TRAY, SURETRAK 2, ACC 961-585 KIT, ST2 ENT COMBO, INST 962-123 JAMSHIDI MOUNT, 90 DEGREE, INST 963-735 MAYFIELD CLAMP, ACC 963-742 CLAMPING RING OEC 96/98 9IN, ACC 963-743 CLAMPING RING OEC96/98 12IN, ACC 963-751 CLAMPING RING SIEMENS 9 II, ACC 963-752 CLAMPING RING ZEIHM 9 II, CLAMPING RING 963-753 ZIEHM 12 II NL, ACC 963-770 CLAMP.RING, TOSHIBA 9 II, ACC 963-772 CLAMPING RING ZIEHM 9 II, INST 963-774 MODULAR DRILL GUIDE- SHORT, INST 963-775 CANNULA, 2.5 MM DIAMETER, INST 963-776 CANNULA, 2.9 MM DIAMETER, INST 963-777 CANNULA, 3.2 MM DIAMETER, INST 963-778 CANNULA, 4.5 MM DIAMETER, ACC 963-787 CLAMP. RING OEC 7700 9 II, ACC 963-788 CLAMP.RING PHILIPS/GE 9 II, INST 963-793 PERCUTANEOUS STARBURST, INST 963-794 45 DEG. PERC POST, DRIVER, PERC SPINE CLAMP, DRIVER APT CANNULATED, AUTOGUIDE BURR HOLE DRILL GUIDE, AUTOGUIDE VISUALASE DRILL GUIDE, AUTOGUIDE STAB INCISION DRILL GUIDE, AUTOGUIDE VISUALASE OBTURATOR, AUTOGUIDE STAB INCISION OBTURATOR, STEALTH AUTOGUIDETM INSTRUMENT SET, AUTOGUIDE VISUALASE INSTRUMENT SET, TAP 9734304 8.5, SUCTION 9734306 FRONTAL 45 DEG AXIEM ENT, SUCTION 9734307 FRONTAL 90 DEG AXIEM ENT, SUCTION 9734308 SMALL STRAIGHT AXIEM ENT, CURETTE 9734309 SUCTION 45 DEG AXIEM ENT, CURETTE 9734310 SUCTION 90 DEG AXIEM ENT, INSTRUMENT 9734311 ELEVATOR AXIEM ENT, DRIVER 9734315 VIOLET ASSY, SCREWDRIVER 9734373 SOLERA REDUCTION, SCREWDRIVER 9734374 G4 PEEK REDUCTION, PROBE 9734402 LUMBAR, PROBE 9734403 THORACIC, AWL 9734404 TIP, PROBE 9734433 RIGHT LUMBAR TACTILE, PROBE 9734434 LEFT LUMBAR TACTILE, AWL 9734435 TACTILE, PROBE 9734436 LEFT THORACIC TACTILE, PROBE 9734437 RIGHT THORACIC TACTILE, DRIVER 9734439 PERCUTANEOUS BALL, CONTAINER 9734443 LEGACY TAPS DRIVERS, CONTAINER 9734444 SOLERA TAPS DRIVERS, INSERTER 9734456 CAPSTONE AND CLYDESDALE, MOUNT, INSTRUMENT, SURETRAK2 - ALOKA US, INTERFACE KIT 9734486 ZIEHM VARIO 3D FD, TRIAL 9734555 CAPSTONE 8X26MM, TRIAL 9734559 CAPSTONE 10X26MM, TRIAL 9734563 CAPSTONE 12X26MM, TRIAL 9734567 CAPSTONE 14X26MM, ALOKA VERIFICATION DEVICE, TRACKER ASM 9734613 ZIEHM, SOFTWARE 9734620 MACH POLESTAR, TRIAL 9734653 CLYDESDALE 8x45MM, TRIAL 9734654 CLYDESDALE 8x50MM, TRIAL 9734655 CLYDESDALE 8x55MM, TRIAL 9734656 CLYDESDALE 10x45MM, TRIAL 9734657 CLYDESDALE 10x50MM, TRIAL 9734658 CLYDESDALE 10X55MM, TRIAL 9734659 CLYDESDALE 12 X 45MM, TRIAL 9734660 CLYDESDALE 12X50MM, TRIAL 9734661 CLYDESDALE 12X55MM, TRIAL 9734662 CLYDESDALE 14x45MM, TRIAL 9734663 CLYDESDALE 14X50MM, TRIAL 9734664 CLYDESDALE 14X55MM, Awl Sharp 9734678 NavLock, LUMBAR PROBE 9734679 NAVLOCK, THORACIC PROBE 9734680 NAVLOCK, Legacy 4.5 mm Tap Non-Cannulated, Legacy 5.5 mm Tap Non-Cannulated, Legacy 6.5 mm Tap Non-Cannulated, Starburst 9734738K 90 Degree Kit, Adapter 9734752K Perc Pin Kit, NAVLOCK KIT 9734837 VIOLET, TAP KIT 9734838 SOLERA 8.5 CANNULATED, SCREWDRIVER, 9734856, SOLERA STD MAST, SCREWDRIVER, 9734857, SOLERA RDN MAST, Kit, Tracker, NavLock,Univ, Grey, Kit, Tracker, NavLock,Univ, Or, Kit, Tracker, NavLock,Univ, Violet, INST KIT 9734911 AWL SHARP NavLock, Kit, Probe, Lumbar, Assy, Kit, Probe, Thoracic Assy, Kit, Trial Capstone, 8x26mm, Kit, Trial Capstone, 10x26mm, Kit, Trial Capstone, 12x26mm, Kit, Trial Capstone, 14x26mm, Kit, Trial Clydesdale, 8x45mm, Kit, Trial Clydesdale, 8x50mm, Kit, Trial Clydesdale, 8x55mm, Kit, Trial Clydesdale, 10x45mm, Kit, Trial Clydesdale, 10x50mm, Kit, Trial Clydesdale, 10x55mm, Kit, Trial Clydesdale, 12x45mm, Kit, Trial Clydesdale, 12x50mm, Kit, Trial Clydesdale, 12x55mm, Kit, Trial Clydesdale, 14x45mm, Kit, Trial Clydesdale, 14x50mm, Kit, Trial Clydesdale, 14x55mm, KIT, STEALTHAiR REFERENCE FRAME SET, KIT, STEALTHAiR FRAME, ARM 9734999 RADIOLUCENT KIT, Solera 5.5/6.0 MAS Driver Cannulated, DRIVER SOLERA 5.5/6.0 RMAS CANN, DRIVER SOLERA 5.5/6.0 FAS/SAS, DRIVER 9735023 SOLERA 5.5/6.0 MAS, DRIVER 9735025 SOLERA 5.5/6.0 RMAS, INST KIT 9735101 TAP ASM 4.5 G5, INST KIT 9735102 TAP ASM 5.5 G5, INST KIT 9735103 TAP ASM 6.5 G5, INST KIT 9735105 TAP ASM 3.75 G5, INST KIT 9735106 TAP ASM 4.0 G5, INST KIT 9735107 TAP ASM 5.0 G5, INST KIT 9735108 TAP ASM 6.0 G5, INST KIT 9735109 TAP ASM 7.5 G5, INST KIT 9735124 HANDLE RACHETING, INST KIT 9735125 SLAP HAMMER, KIT CONTAINER 9735127 SOLERA, INST KIT 9735130 DRIVER SPINE CLAMP, INST KIT 9735131 SMALL REF FRAME, INST KIT 9735133 PROBE 1.5 BALL, KIT CONTAINER 9735134 REFERENCING SET, INST KIT 9735135 TAP CAP, INST KIT 9735138 SLAP HAMMER, INST KIT 9735139 DILATOR 100, INST KIT 9735140 DILATOR 150, INST KIT 9735141 FRAME PERC REF, INST KIT 9735142 DILATOR NAV, INST KIT 9735143 TRCKR DILATOR, INST KIT 9735146 45 PERC STARBUST, INST KIT 9735149 CANNULATED 6.5MM TAP, INST KIT 9735150 CANNULATED 5.5MM TAP, INST KIT 9735151 CANNULATED 4.5MM TAP, INST KIT 9735157 SURETRAK II SMALL CLAMP, ADAPTER, 9660246, PATIENT TRACKER RADIOL, INST 9730027 DRIVER, OPEN SPINE CLAMP, ACC 9730053 CLAMP RING, PHILLIPS 12", II, ACC 9730267 SHIMADZU CLAMPING RING, ACC 9730268 CLAMPING RING, HITACHI, INST 9730270 HANDLE, UNIVERSAL, ADAPTER 9730288 REAMER PRECIMED, CLAMP 9730289 ORTHOPEDIC, DOVETAIL, SLEEVE 9730422 TEFLON, REAMER PRECIMED, TIP 9730478 VERIFICATION REAMER PRECIMED, SET 9730634 TERATRACKER BLUE, SET 9730635 TERATRACKER GREEN, INST 9730636 KIT, TERATRACKER, GOLD, SET 9730637 TERATRACKER PURPLE, PROBE, 9730818 RIGHT TACTILE, INST 9730819 PROBE, LEFT TACTILE, AWL 9730820 TACTILE, TAP 9730944 4.5MM CANNULATED, TAP 9730945 5.5MM CANNULATED, TAP 9730946 6.5MM CANNULATED, INST 9730948 TRAY, SPINE INSTRUMENT, INST 9731019 TRAY, IG MAST INST, HANDLE, 9731110 IMAGE GUIDED, INSTRUMENT TRAY 9731233 INAV, PROBE, 9731234 ENV FRAZIER SUCTION, PROBE 9731239 TRACER REGISTRATION, FRAME, 9731249, HEAD TRACKER, PROBE 9731250 ENV CURVED SUCTION, POLESTAR, 9731357, PASSIVE PLANAR- BRONZE, ATTACHMENT 9731449 BED RAIL, HOLDER 9731450 MOBILE LOCALIZER, ACC 9731581 INST TRAY ASSY, INAV, BASE, 9731672, UNILATERAL TRAY, LID, 9731673, UNILATERAL TRAY, TRAY, 9731674, BOTTOM, UNILATERAL, TRAY, 9731808 STERILIZATION, TRAY, 9731968, ORTHONAV STERILIZATION, FRAME 9732159 QUICK RELEASE 1, FRAME 9732160 QUICK RELEASE 2, SPRING PADDLE 9732236 PASSIVE, PLATE, INSTRUMENT VERIFICATION, DRIVER 9732270 PIN ORTHO, PROBE, 9732296, LONG POINTER, 2.5 BALL, DRILL GUIDE 9732355 VMAX, CANNULATED, FRAME, ORTHO REF, PASS, GRAY, TRAY, 9732360 STERILIZATION, POLESTAR, PROBE, 9732374, ENV OSTIUM SEEKER, PROBE, 9732515, LEFT THORACIC TACTILE, PROBE, 9732516, RIGHT THORACIC TACTILE, DILATOR, 9732565, 100MM, TRAY, 9732630, KNEE STERILIZATION, TRAY, 9732634, ENV INSTRUMENTS, TRAY, 9732664, HIP NAVIGATION INSTR, STAND, AXIEM EMITTER, DILATOR, 9732771, 150MM, Tray, 9732774, Perc Ref, LID, 9732775, PERC REF, TROCAR, 9733139, VMAX, CANNULATED, TUBE, 9733140, DRILL, VMAX, CANNULATED, PROBE, 9733157, NAVIGUS, PROBE, 9733158, VERTEK, AWL, 9733161, VMAX, CANNULATED, OSTEOTOME, 9733175, STRAIGHT, BIT, 9733181, CANNULATED, VMAX, TAP, 9733182, 4.0MM, 1.86P, CANN, VMAX, TAP, 9733183, 4.5MM, CANNULATED, VMAX, TAP, 9733184, 4.0MM, 1.5P, CANN, VMAX, HANDLE, 9733223, UNIVERSAL, CANNULATED, SET 9733265 NAVIGUS, PASSIVE BIOPSY, PRF, 9733309, INTERCHANGEABLE, STOP, 9733332, ADJUSTABLE, ARM, 9733380 iMRI COMPATIBLE, REGISTRATION PROBE 9733446 EM ENT, STRAIGHT PROBE 9733447 EM ENT, OSTIUM SEEKER 9733448 EM ENT, STRAIGHT SUCTION 9733449 EM ENT, CURVED SUCTION 70 9733450 EM ENT, CURVED SUCTION 90 9733451 EM ENT, PROBE 9733457 PEDICLE 2.25mm, REFERENCE FRAME 9733504 LIGHT, 0 DEGREE, ASSEMBLY 9733505 REF, LIGHT, 90 DEGREE, TAP 9733509 3.5mm VMAX, TAP 9733510 4.0mm 10-24mm VMAX, TAP 9733511 4.0mm 26-52mm VMAX, TAP 9733512 4.5mm VMAX, TAP 9733513 4.0mm CORTICAL VMAX, TAP 9733514 4.5mm CORTICAL VMAX, AWL 9733530 TIP, 1.5MM, PROBE 9733531 TIP, 2.0MM, DRIVER 9733649 COUTERTORQUE ASSY SPINE, OUTER TRAY 9733663 NAV VERTEX MAX, INNER TRAY 9733664 NAV VERTEX MAX, TRAY LID 9733665 NAV VERTEX MAX, SCREWDRIVER 9733701 1.6MM REUSABLE, REF KIT 9733804 IOI INT ICT iMRI, DILATOR 9733817 NAVIGATED, TRAY KIT 9733914 STEALTH DRAWER PROBE, ARM, 9734020, PRF V2, KIT, 9734024, PRF V2, DILATOR 9734028 CHAMFER 4.0-4.5mm, DILATOR 9734029 CHAMFER 4.5-5.5mm, DILATOR 9734030 CHAMFER 5.5-6.5mm, DILATOR 9734031 CHAMFER 6.5-7.5mm, ACCESSORY KIT 9734035 TREON AXIEM, GUIDE 9734036 DRILL BIT AGRESSIVE TIP, CLAMP 9734051 INST SMALL SURETRAK 2, SURETRAK2 KIT 9734052 POLESTAR COMPATBLE, TRACKER 9734054 LRG POLESTAR SURETRAK 2, DILATOR KIT 9734055 NAVIGATED DILATOR, RING 9734151 ZIEHM VISION, DRIVER 9734228 GRAY ASSY, TAP 9734238 4.5, TAP 9734239 5.5, TAP 9734240 6.5, DRIVER 9734259 ORANGE ASSY, SCREWDRIVER 9734274 LGY G4 STANDARD, SCREWDRIVER 9734275 LGY G4 REDUCTION, SCREWDRIVER 9734278 LGY G4 PEEK STANDARD, SCREWDRIVER 9734279 SOLERA STANDARD, TAP 9734282 4.0-4.5 AWL TIP, TAP 9734283 4.5-5.5 AWL TIP, TAP 9734284 5.5-6.5 AWL TIP, TAP 9734285 6.5-7.5 AWL TIP, TAP 9734296 3.75, TAP 9734297 4.0, TAP 9734298 4.5, TAP 9734299 5.0, TAP 9734300 5.5, TAP 9734301 6.0, TAP 9734302 6.5, TAP 9734303 7.5 | O.E.S DISTRIMED | 2024-01-10T00:00:00.000+01:00 | Medtronic Navigation Inc.200 Medtronic Drive,Lafayette,CO 80026,USA | 9735158, 9735159, 9735160, 9735161, 9735163, 9735165, 9735166, 9735167, 9735168, 9735169, 9735170, 9735171, 9735172, 9735173, 9735174, 9735175, 9735176, 9735177, 9735178, 9735179, 9735180, 9735181, 9735182, 9735183, 9735191, 9735192, 9735193, 9735194, 9735195, 9735196, 9735198, 9735199, 9735200, 9735201, 9735202, 9735203, 9735204, 9735205, 9735206, 9735207, 9735208, 9735249K, 9735253K, 9735255K, 9735275, 9735276, 9735277, 9735278, 9735279, 9735280, 9735281, 9735282, 9735286, 9735287, 9735288, 9735289, 9735303, 9735304, 9735305, 9735306, 9735307, 9735308, 9735309, 9735310, 9735325, 9735326, 9735449K, 9736060K, 9736061K, 9736092, 960-220, 960-245, 960-339, 960-341, 960-342, 960-351, 960-363, 960-364, 960-521, 960-522, 960-523, 960-524, 960-527, 960-528, 960-553, 960-556, 960-559, 961-349, 961-573, 961-574, 961-583, 961-585, 962-123, 963-735, 963-742, 963-743, 963-751, 963-752, 963-753, 963-770, 963-772, 963-774, 963-775, 963-776, 963-777, 963-778, 963-787, 963-788, 963-793, 963-794, 963-795, 963-799, 28322, 28324, 28326, 28338, 28340, 9736188, 9736189, 9734304, 9734306, 9734307, 9734308, 9734309, 9734310, 9734311, 9734315, 9734373, 9734374, 9734402, 9734403, 9734404, 9734433, 9734434, 9734435, 9734436, 9734437, 9734439, 9734443, 9734444, 9734456, 9734461, 9734486, 9734555, 9734559, 9734563, 9734567, 9734586, 9734613, 9734620, 9734653, 9734654, 9734655, 9734656, 9734657, 9734658, 9734659, 9734660, 9734661, 9734662, 9734663, 9734664, 9734678, 9734679, 9734680, 9734718, 9734720, 9734722, 9734738K, 9734752K, 9734837, 9734838, 9734856, 9734857, 9734906, 9734907, 9734908, 9734911, 9734912, 9734913, 9734947, 9734948, 9734949, 9734950, 9734951, 9734952, 9734953, 9734954, 9734955, 9734956, 9734957, 9734958, 9734959, 9734960, 9734961, 9734962, 9734990, 9734993, 9734999, 9735024, 9735026, 9735027, 9735023, 9735025, 9735101, 9735102, 9735103, 9735105, 9735106, 9735107, 9735108, 9735109, 9735124, 9735125, 9735127, 9735130, 9735131, 9735133, 9735134, 9735135, 9735138, 9735139, 9735140, 9735141, 9735142, 9735143, 9735146, 9735149, 9735150, 9735151, 9735157, 9660246, 9730027, 9730053, 9730267, 9730268, 9730270, 9730288, 9730289, 9730422, 9730478, 9730634, 9730635, 9730636, 9730637, 9730818, 9730819, 9730820, 9730944, 9730945, 9730946, 9730948, 9731019, 9731110, 9731233, 9731234, 9731239, 9731249, 9731250, 9731357, 9731449, 9731450, 9731581, 9731672, 9731673, 9731674, 9731808, 9731968, 9732159, 9732160, 9732236, 9732269, 9732270, 9732296, 9732355, 9732356, 9732360, 9732374, 9732515, 9732516, 9732565, 9732630, 9732634, 9732664, 9732698, 9732771, 9732774, 9732775, 9733139, 9733140, 9733157, 9733158, 9733161, 9733175, 9733181, 9733182, 9733183, 9733184, 9733223, 9733265, 9733309, 9733332, 9733380, 9733446, 9733447, 9733448, 9733449, 9733450, 9733451, 9733457, 9733504, 9733505, 9733509, 9733510, 9733511, 9733512, 9733513, 9733514, 9733530, 9733531, 9733649, 9733663, 9733664, 9733665, 9733701, 9733804, 9733817, 9733914, 9734020, 9734024, 9734028, 9734029, 9734030, 9734031, 9734035, 9734036, 9734051, 9734052, 9734054, 9734055, 9734151, 9734228, 9734238, 9734239, 9734240, 9734259, 9734274, 9734275, 9734278, 9734279, 9734282, 9734283, 9734284, 9734285, 9734296, 9734297, 9734298, 9734299, 9734300, 9734301, 9734302, 9734303 | Klasa I | Instrumenta ,mbajtese instrumentash dhe aksesore jo sterile,perdorim spitalor | Instrumenta shumeperdorimeshe
15647 | Filters/ Disp.bacteria filter, concial connection/ 077.0092/ K10026126, Filters/ Filter, bacteria & overflow, medela conection /077.0571 /K 10026028 , Filters, Filters ,bacteria & overflow, conical connection / 077.0572 , Filters,/ Filters bacteria, Medela Connection / 077.0573 /K 10027322, Filters,/ Filters bacteria, concial Connection / 077.0574 , Filters/ Filters, bacteria &odour Medela Connection / 077.0575 / K10027321, Filters/Filter, Bacteria & odour,conical connection/ 077.0576 /, Filters/ Filter, bacteria & overflow,Medela & conical connection /077.0577, Filters/ Reusable filter,bacteria, Medela connection / 077.0581, Filters / Filters, particle, Medela Connection Vario /077.582, Filters/Vario Filter set, bacteria & & overflow/ 077.0834, Filters/ Filter paper for autoclavable bacteria filter / 077.1014, Filters /Filter, virus & overflow, Medela connection / 101035263, Filters /Filter, virus & overflow, conical Connection / 101035264, Filters/ Filters,virus,Medela connection/101035265/ K10036992), Filters/Filter,virus, conical connection / 101035284, Filters/Filter, bacteria & odour & overflow, concial connection / 101035285, Filters/Filter, bacteria & odour & overflow, Medela connection / 101035286, Filters/Filter, bacteria & odour & overflow, conical connection / 101035287, Filters/Filter, virus &odour,Medela Connection / 101035288 (K10036997), Filter,virus & odour, conical Connection/ 101035289 | MSE | 2024-01-09T00:00:00.000+01:00 | Medela AG Lättichstrasse 4b, 6341 Baar / Switzerland | 077.0092, 077.0571 / K10026028, 077.0572, 077.0573, 077.0574, 077.0575/ K10027321, 077.0576, 077.0577, 077.0581, 077.0582, 077.0834, 077.1014, 101035263, 101035264, 101035265/ K10036992, 101035284, 101035285, 101035286, 101035287, 101035288 /K10036997, 101035289 | Klasa I | Filtra/ Filtri i baktereve, lidhje konciale, Filtra/ Filtër, baktere & tejmbushje, lidhje medela, Filtra, Filtra, baktere & tejmbushje, lidhje konike , Filtra, / Filters bakteret, lidhje Medela, Filtra, / Filtra bakteriale, Lidhje konike, Filtra/ Filtra, baktere dhe aroma, Lidhje Medela, Filtra/Filtër, Baktere dhe erë, lidhje konike, Filtra/ Filtër, baktere & tejmbushje,Medela & lidhje konike , Filtra/ Filtër i ripërdorshëm, baktere, lidhje Medela, Filtra / Filtra, grimca, Medela Connection Vario, Set filtra/Vario filtra, baktere & tejmbushje, Filtra/ Letër filtri për filtrin e baktereve të autoklaves, Filtra / Filter, virus & tejmbushje, lidhje Medela , Filtra / Filter, virus & tejmbushje, Lidhje konike , Filtra/ Filtra, virus, lidhje Medela, Filtra/Filtër,virus, lidhje konike , Filtra/Filtër, baktere & erë & tejmbushje, lidhje konciale , Filtra/Filtër, baktere & erë & tejmbushje, lidhje Medela , Filtra/Filtër, baktere & erë & tejmbushje, lidhje konike , Filtra/Filtra, virusI dhe aroma, lidhje Medela, Filter, virus dhe erë, lidhje konike | Tjeter
15711 | PlasmaBlade 4.0, PlasmaBlade 3.0S, PlasmaBlade Needle, PlasmaBlade TnA, PlasmaBlade Tonsil, PlasmaBlade Adenoid , PlasmaBlade UPPP and Suction Coagulator, PlasmaBlade X 4.0, PlasmaBlade X 4.0S, PlasmaBlade X 3.0S with Light | O.E.S DISTRIMED | 2024-01-10T00:00:00.000+01:00 | Medtronic Navigation Inc.200 Medtronic Drive,Lafayette,CO 80026,USA | P5200-040 , PS210-0305 , PS210-030S-SP, PS200-001, PS300-002, PS300-001, PS300-003, PS300-006, PS200-040 , PS200-040-EP , PS200-040-SP, PS200-041S , PS200-041S-SP, PS210-030S-LIGHT, PS210-030S- LIGHTEP, PS210-030S­LIGHTSP | Klasa IIb | Sistem kirurgjikal per prerjen dhe koagulimin e indeve te buta,perdorim ne kirurgji | Pajisje nje perdorimeshe
15745 | Digital Color Doppler Ultrasound System | O.E.S DISTRIMED | 2024-01-10T00:00:00.000+01:00 | SONOSCAPE MEDICAL CORP.Room 201 & 202, 12th Building, Shenzhen Software Park Phase II, 1 Keji Middle 2nd Road, Yuehai Subdistrict, Nanshan District, Shenzhen, 518057, Guangdong, China | P25 Exp, P25 Elite, P20 Exp, P20 Elite, P22 Elite, P22 Exp, P15 Exp, P15 Elite | Klasa IIa | Ekografi me ultratinguj doppler me ngjyra,pajisje diagnostikuese | Tjeter
15641 | DELUXE DELIVERY BED - with Trendelenburg | O.E.S DISTRIMED | 2024-01-10T00:00:00.000+01:00 | GIMA S.p.A. Via Marconi, 1 20060 Gessate (MI) –Italy | 27510 | Klasa I | Shtrat ekzaminimi | Produkte per institucione te kujdesit shendetesor
15642 | HARTMANN EAR FORCEPS 9 cm | O.E.S DISTRIMED | 2024-01-10T00:00:00.000+01:00 | GIMA S.p.A. Via Marconi, 1 20060 Gessate (MI) –Italy | 26782 | Klasa I | Instrument,pince veshi perdorim spitalor | Instrumenta shumeperdorimeshe
15746 | Sodium hyaluronate ophtalmic solution 1.4% w/v Aurogel | PEGASUS. | 2024-01-11T00:00:00.000+01:00 | Aurolab No 1 Sivagangai Main Road Veerapanjan Madurai 625 020 India | Aurogel | Klasa IIb | Eshte solucion oftalmik qe perdoret per lehtesimin e implantimit te lentes intraokulare gjate kirurgjise se kataraktit. | Pajisje oftalmike dhe optike
15651 | HARTMANN EAR FORCEPS - MICRO 8 cm | O.E.S DISTRIMED | 2024-01-10T00:00:00.000+01:00 | GIMA S.p.A. Via Marconi, 1 20060 Gessate (MI) –Italy | 26786 | Klasa I | instrument ,micro pince veshi perdorim spitalor | Instrumenta shumeperdorimeshe
15648 | OTOSCOPES | FINSO Albania | 2024-01-11T00:00:00.000+01:00 | HEINE Optotechnik GnbH & Co. KG Dornierstr. 6, 822505 Gilching, Germany | K180 | Klasa I | Pajisje mjekesore per egzaminimin e syve dhe vesheve te pacientit | Instrumenta shumeperdorimeshe
15735 | YTON | FINSO Albania | 2024-01-11T00:00:00.000+01:00 | GIMA S.p.A Via Marconi, 1, 20060 Gessate (MI)- Italy | 32693 | Im | Aparat per matjen e tensionit arterial | Instrumenta shumeperdorimeshe
15643 | MAGNIFIER LAMP-VISTA LED HANDLE, MAGNIFIER LAMP-VISTA LED PLUS | O.E.S DISTRIMED | 2024-01-10T00:00:00.000+01:00 | MIMSAL TRADE S.L. C. Mollet 17, Polígono Industrial Palou Nord 08401 Granollers (Barcelona) Spain | E051L, E051PL | Klasa I | Llampe ekzaminimi | Instrumenta shumeperdorimeshe
15736 | Sterile Syringes with Needles for Single Use/Hypodermic Syringes specification 1ml, Sterile Syringes with Needles for Single Use/Hypodermic Syringes specification 2ml, Sterile Syringes with Needles for Single Use/Hypodermic Syringes specification 3ml, Sterile Syringes with Needles for Single Use/Hypodermic Syringes specification 5ml, Sterile Syringes with Needles for Single Use/Hypodermic Syringes specification 10ml, Sterile Syringes with Needles for Single Use/Hypodermic Syringes specification 20ml, Sterile Syringes with Needles for Single Use/Hypodermic Syringes specification 30ml, Sterile Syringes with Needles for Single Use/Hypodermic Syringes specification 60ml | ÇENE | 2024-01-09T00:00:00.000+01:00 | Jiangsu Shenli Medical Production Go., Ltd./No. 20, Changzheng Rd, Zhenglu Tianning District 2131 1 1 Changzhou, Jiangsu PEOPLE'S REPUBLIC OF CHINA | na | Klasa IIa | Shiringe sterile nje perdorimshe | Pajisje nje perdorimeshe
15737 | Accutrend Plus (mg/dl), Accutrend Plus (mmol/l) | E v i t a | 2024-01-10T00:00:00.000+01:00 | Roche Diagnostics GmbH Sandhofer Strasse 116 68305 Mannheim Germany | 05050472, 05050499 | In vitro | Pajisje per matjen e kolesterolit, glukozes, triglicerideve dhe laktateve ne gjak | Pajisje te diagnostifikimit in vitro
15858 | GIMA Blood Glucose Monitoring System | FINSO Albania | 2024-01-11T00:00:00.000+01:00 | ACON Laboratories, Incorporated 5850 Oberlin Drive 340 San Diego, CA 92121 USA | REF Number 24110 | In vitro | Aparat per monitorimin e glukozes | Produkte per institucione te kujdesit shendetesor
15738 | SeQuent Please NEO 2.0 x 10 mm, SeQuent Please NEO 3.0 x 10 mm, SeQuent Please NEO 2.0 x 15 mm, SeQuent Please NEO 3.5 x 15 mm, SeQuent Please NEO 4.0 x 15 mm, SeQuent Please NEO 2.0 x 20 mm, SeQuent Please NEO 2.25 x 20 mm, SeQuent Please NEO 2.5 x 20 mm, SeQuent Please NEO 2.75 x 20 mm, SeQuent Please NEO 3.5 x 20 mm, SeQuent Please NEO 4.0 x 20 mm, SeQuent Please NEO 2.5 x 25 mm, SeQuent Please NEO 2.75 x 25 mm, SeQuent Please NEO 3.5 x 25 mm, SeQuent Please NEO 4.0 x 25 mm, SeQuent Please NEO 2.0 x 30 mm, SeQuent Please NEO 2.25 x 30 mm, SeQuent Please NEO 2.5 x 30 mm, SeQuent Please NEO 2.75 x 30 mm, SeQuent Please NEO 3.0 x 30 mm, SeQuent Please NEO 3.5 x 30 mm, SeQuent Please NEO 2.0 x 35 mm, SeQuent Please NEO 2.5 x 35 mm, SeQuent Please NEO 2.75 x 35 mm, SeQuent Please NEO 3.5 x 35 mm, SeQuent Please NEO 4.0 x 35 mm, SeQuent Please NEO 2.5 x 40 mm, SeQuent Please NEO 3.0 x 40 mm, SeQuent Please NEO 3.5 x 40 mm, SeQuent Please NEO 2.25 x 10 mm, SeQuent Please NEO 2.5 x 10 mm, SeQuent Please NEO 2.75 x 10 mm, SeQuent Please NEO 3.5 x 10 mm, SeQuent Please NEO 4.0 x 10 mm, SeQuent Please NEO 2.25 x 15 mm, SeQuent Please NEO 2.5 x 15 mm, SeQuent Please NEO 2.75 x 15 mm, SeQuent Please NEO 3.0 x 15 mm, SeQuent Please NEO 3.0 x 20 mm, SeQuent Please NEO 2.0 x 25 mm, SeQuent Please NEO 2.25 x 25 mm, SeQuent Please NEO 3.0 x 25 mm, SeQuent Please NEO 4.0 x 30 mm, SeQuent Please NEO 2.25 x 35 mm, SeQuent Please NEO 3.0 x 35 mm, SeQuent Please NEO 2.0 x 40 mm, SeQuent Please NEO 2.25 x 40 mm, SeQuent Please NEO 2.75 x 40 mm, SeQuent Please NEO 4.0 x 40 mm | O.E.S DISTRIMED | 2024-01-10T00:00:00.000+01:00 | B.Braun Melsungen AG Carl-Braun-Strabe 1,34212 Melsungen Germany | 5023200, 5023201, 5023202, 5023203, 5023204, 5023206, 5023207, 5023210, 5023211, 5023212, 5023213, 5023214, 5023216, 5023217, 5023220, 5023221, 5023222, 5023223, 5023224, 5023226, 5023227, 5023230, 5023231, 5023232, 5023233, 5023234, 5023236, 5023237, 5023240, 5023241, 5023242, 5023243, 5023244, 5023246, 5023247, 5023250, 5023251, 5023252, 5023253, 5023254, 5023256, 5023257, 5023260, 5023261, 5023262, 5023263, 5023264, 5023266, 5023267, 5023200A, 5023201A, 5023202A, 5023203A, 5023204A, 5023206A, 5023207A, 5023210A, 5023211A, 5023212A, 5023213A, 5023214A, 5023216A, 5023217A, 5023220A, 5023221A, 5023222A, 5023223A, 5023224A, 5023226A, 5023227A, 5023230A, 5023231A, 5023232A, 5023233A, 5023234A, 5023236A, 5023237A, 5023240A, 5023241A, 5023242A, 5023243A, 5023244A, 5023246A, 5023247A, 5023250A, 5023251A, 5023252A, 5023253A, 5023254A, 5023256A, 5023257A, 5023260A, 5023261A, 5023262A, 5023263A, 5023264A, 5023266A, 5023267A | Klasa III | Kateterë mjekësorë PTCA për kardiologji | Pajisje nje perdorimeshe
15747 | Contra-angle - WK-56 LT S, Contra-angle - WK-66 LT , Contra-angle - WK-66 LT S, Contra-angle - WK-86 LT , Contra-angle - WK-900 LT , Contra-angle - WK-93 LT , Contra-angle - WK-93 LT S, Contra-angle - WK-99 LT , Contra-angle - WK-99 LT S, Handpieces and contra-angles , Handpiece - HE-43, Handpiece - HE-43 T , Handpiece - HE-43 T NW, Handpiece - HE-43 T SD, Handpiece - HE-43 XT, Handpiece - HG-43 A, Handpiece - HK-43 LT, Contra-angle - RC-43, Contra-angle - RC-56, Contra-angle - RC-58, Contra-angle - WE-56, Contra-angle - WE-56 T, Contra-angle - WE-56 T NW, Contra-angle - WE-56 T SD, Contra-angle - WE-56 XT, Contra-angle - WE-57, Contra-angle - WE-57 T, Contra-angle - WE-57 T NW, Contra-angle - WE-57 T SD, Contra-angle - WE-57 XT, Contra-angle - WE-66, Contra-angle - WE-66 T, Contra-angle - WG-56 A, Contra-angle - WG-56 LT, Contra-angle - WG-57 LT, Contra-angle - WG-66 A, Contra-angle - WG-66 LT, Contra-angle - WG-900 A, Contra-angle - WG-900 LT, Contra-angle - WG-99 A, Contra-angle - WG-99 LT, Contra-angle - WK-56 LT | ADVANTAGE DENTAL | 2024-01-11T00:00:00.000+01:00 | W&H Dentalwerk Bürmoos GmbH , Ignaz-Glaser-Strasse 53 Postfach 1 5111 Bürmoos Austria | 30217001, 30026000, 30026001, 30218000, 30218001, 30027001, 30027000, 30418000, 30024000, 30024001, 30216000, 30216001, 30023000, 30023001, 30215000, 30215001, N/A, 30119000, 30123000, 30123001, 30126001, 30126000, 30129000, 30129001, 30479000, 30013000, 30013001, 30028000, 30028001, 11144300, 30360000, 11245800, 30116000, 30120000, 30120001, 30124000, 30124001, 30127000, 30127001, 30477000, 30117000, 30121000, 30121001, 30125000, 30125001, 30128001, 30128000, 30478000, 30118000, 30122000, 30122001, 30010001, 30010000, 30009000, 30009001, 30212001, 30212000, 30012000, 30012001, 30011000, 30011001, 30460000, 30459000, 30008000, 30196000, 30007000, 30007004, 30195000, 30025000, 30025001, 30217000 | Klasa IIa | Ket instrumenta jane aplikimet e mëposhtme: Heqja e materialeve të prishura, kavitetet dhe përgatitja e kurorës, heqja e mbushjeve, finimi dhe llustrim i sipërfaqeve të dhëmbëve dhe restaurimit., Keto instrumenta jane aplikimet e mëposhtme: Heqja e materialeve të prishura, kavitetet dhe përgatitja e kurorës, heqja e mbushjeve, finimi dhe llustrim i sipërfaqeve të dhëmbëve dhe restaurimit. | Pajisje dentare
15660 | Nucleus® 7 SE Aqua+ , variant CP1001, CP1002 | FEDOS | 2024-01-15T00:00:00.000+01:00 | Cochlear Limited 1 University Avenue Macquarie University NSW 2109 Australia | P1696066 | Klasa I | Pajisje kokleare kundra ujit qe lejon që procesori i zërit me Aqua+ të zhytet nën uje ne një thellësi prej 3 metrash deri në 2 orë. | Tjeter
15739 | DIGITAL THERMOMETER °C | FINSO Albania | 2024-01-11T00:00:00.000+01:00 | GIMA S.p.A Via Marconi 1, 20060 Gessate (MI) - Italy | 25560 | Klasa IIa | Termometer dixhital | Instrumenta shumeperdorimeshe
15740 | INTRAOCULAR LENS Aurolens Single Piece Lenses A5520, INTRAOCULAR LENS Aurolens Single Piece Lenses A5520R, INTRAOCULAR LENS Aurolens Single Piece Lenses A5525, INTRAOCULAR LENS Aurolens Single Piece Lenses A5525R, INTRAOCULAR LENS Aurolens Single Piece Lenses A5528, INTRAOCULAR LENS Aurolens Single Piece Lenses A5528R, INTRAOCULAR LENS Aurolens Single Piece Lenses A5530, INTRAOCULAR LENS Aurolens Single Piece Lenses A5530R, INTRAOCULAR LENS Aurolens Single Piece Lenses A5527R, INTRAOCULAR LENS Aurolens Single Piece Lenses A6028R, INTRAOCULAR LENS Aurolens Single Piece Lenses S3500, INTRAOCULAR LENS Aurolens Single Piece Lenses S3500L, INTRAOCULAR LENS Aurolens Single Piece Lenses S3525L, INTRAOCULAR LENS Aurolens Single Piece Lenses S3550, INTRAOCULAR LENS Aurolens Single Piece Lenses S3550EL, INTRAOCULAR LENS Aurolens Single Piece Lenses S3550L, INTRAOCULAR LENS Aurolens Single Piece Lenses S3600L, INTRAOCULAR LENS Aurolens Single Piece Lenses S3602, INTRAOCULAR LENS Aurolens Single Piece Lenses S3602L, INTRAOCULAR LENS Aurolens Single Piece Lenses S3642, INTRAOCULAR LENS Aurolens Single Piece Lenses S3652, INTRAOCULAR LENS Aurolens Single Piece Lenses S3P500, INTRAOCULAR LENS Aurolens Single Piece Lenses S3P550L, INTRAOCULAR LENS Aurolens Single Piece Lenses S3P602, INTRAOCULAR LENS Aurolens Single Piece Lenses SC6530, INTRAOCULAR LENS Aurolens Single Piece Lenses SN3550EL, INTRAOCULAR LENS Aurolens Single Piece Lenses SN3600L, INTRAOCULAR LENS Aurolens Single Piece Lenses SM3600, INTRAOCULAR LENS Aurolens Single Piece Lenses SM3600L, INTRAOCULAR LENS Aurolens Single Piece Lenses SM3650, INTRAOCULAR LENS Aurolens Single Piece Lenses SN3650, INTRAOCULAR LENS Aurolens Single Piece Lenses S3525, INTRAOCULAR LENS Aurolens Single Piece Lenses S3602EL, INTRAOCULAR LENS Aurolens Single Piece Lenses SN3600, INTRAOCULAR LENS Aurolens Single Piece Lenses S3600, INTRAOCULAR LENS Aurolens Single Piece Lenses S3500R, INTRAOCULAR LENS Aurolens Single Piece Lenses S3550R, INTRAOCULAR LENS Aurolens Single Piece Lenses S3600R, INTRAOCULAR LENS Aurolens Single Piece Lenses S36002R, INTRAOCULAR LENS Aurolens Single Piece Lenses IF6030*, INTRAOCULAR LENS Aurolens Single Piece Lenses IF3602L*, INTRAOCULAR LENS Aurolens Three Piece Lenses B1602 , INTRAOCULAR LENS Aurolens Three Piece Lenses B3602 | PEGASUS. | 2024-01-11T00:00:00.000+01:00 | Aurolab No 1 Sivagangai Main Road Veerapanjan Madurai 625 020 India | A5520, A5520R, A5525, A5525R, A5528, A5528R, A5530, A5530R, A5527R, A6028R, S3500, S3500L, S3525L, S3550, S3550EL, S3550L, S3600L, S3602, S3602L, S3642, S3652, S3P500, S3P550L, S3P602, SC6530, SN3550EL, SN3600L, SM3600, SM3600L, SM3650, SN3650, S3525, S3602EL, SN3600, S3600, S3500R, S3550R, S3600R, S36002R, IF6030*, IF3602L*, B1602, B3602 | Klasa IIb | Jane lente intraokulare permanente per korigjimin e shikimit | Pajisje oftalmike dhe optike
ne kirurgjine e kataraktit.
15661 | Cochlear™ Hugfit™,variant Small, Cochlear™ Hugfit™,variant Extra Small, Cochlear™ Hugfit™ ,variant Extra Extra Small, Cochlear™ Snugfit,variant Small, Cochlear™ Snugfit,variant Medium, Cochlear™ Snugfit,variant Large, Cochlear™ Koala Clip,variant N/A, Cochlear™ Headworn Adaptor, variant Left, Cochlear™ Headworn Adaptor, variant Right, Cochlear™ Earmould Adaptor,variant N/A, Cochlear™ Earhook ,variant Small, Cochlear™ Earhook ,variant Medium, Cochlear™ Earhook ,variant Large | FEDOS | 2024-01-15T00:00:00.000+01:00 | Cochlear Limited 1 University Avenue Macquarie University NSW 2109 Australia | Z544852, Z544854, Z544857, Z544863, Z544864, Z544865, Z544859, P1701322, Z544861, P706992, Z544860, Z544866, Z544867, Z544868 | Klasa I | Aksesore te ndryshem per pajisjen kokleare te degjimit | Tjeter
15800 | AQUA-CLEER® RO2 MD BiO | FINSO Albania | 2024-01-23T00:00:00.000+01:00 | CULLIGAN ITALIANA S.p.A. Via Gandolfi n.6 Cadriano di Granarolo Emilia (BO) Italy | 1E 763393 1E VESSEL INOX 617382 2E 763204 2E VESSEL INOX 617384 3E 763394 3E VESSEL INOX 617425 4E 763395 4E VESSEL INOX 617427 | Klasa IIb | Pajisje per trajtimin e ujit ne hemodialize | Pajisje elektromekanike
15652 | Cochlear™ Battery Cover, variant CP1001, CP1002, Black, Cochlear™ Battery Cover, variant CP1001, CP1002, Brown, Cochlear™ Battery Cover, variant CP1001, CP1002, Sand | FEDOS | 2024-01-15T00:00:00.000+01:00 | Cochlear Limited 1 University Avenue Macquarie University NSW 2109 Australia | P1713400, P1713401, P1713402 | Klasa I | Kapak baterie per pajisjen kokleare te degjimit | Tjeter
15662 | Cochlear™ Standard Rechargeable Battery Module, variant Sand CP1001, CP1002, Cochlear™ Standard Rechargeable Battery Module, variant Black, CP1001, CP1002, Cochlear™ Standard Rechargeable Battery Module, variant Brown, CP1001, CP1002 | FEDOS | 2024-01-15T00:00:00.000+01:00 | Cochlear Limited 1 University Avenue Macquarie University NSW 2109 Australia | P1711695, P1711694, P1711693 | Klasa I | Bateri standarde e rikarikueshme per pajisjen kokleare | Tjeter
15761 | AlinIQ AMS Product Suite 2.12 03R8948 | PEGASUS. | 2024-01-15T00:00:00.000+01:00 | Abbott Srl. Viale Giorgio Ribotta 9 00144 Rome Italy | 03R8948 | In vitro | Eshte nje sistem qe perdoret ne rritjen e performances se aparateve analizues Alinity te mostrave te gjakut ne laborator. | Pajisje te diagnostifikimit in vitro
15741 | Implantable Single Chamber Pacemakers (SC), Implantable Single Chamber Pacemakers with Sensor (SR), Implantable Dual Chamber Pacemakers (DC), Implantable Dual Chamber Pacemakers (DR), Implantable Triple Chamber Pacemakers (CRT-P) | BIOMETRIC ALBANIA | 2024-01-09T00:00:00.000+01:00 | Abbott Medical - Adresa: 15900 Valley View Court, Sylmar, California 91342, United States of America | PM1140, PM1152, PM1162, PM1172, PM1272, PM1282, PM1182, PM2140, PM2152, PM2162, PM2172, PM2272, PM2282, PM2182, PM3222, PM3542, PM3262, PM3562 | Klasa III | Pacemaker (gjenerator i pulsit te zemres) te Implantueshem mono kameral (nje dhomesh), Pacemaker (gjenerator i pulsit te zemres) te Implantueshem mono kameral (nje dhomesh) me sensor, Pacemaker (gjenerator i pulsit te zemres) te Implantueshem bi kameral (dy dhomesh), Pacemaker (gjenerator i pulsit te zemres) te Implantueshem bi kameral (dy dhomesh) me sensor, Pacemaker (gjenerator i pulsit te zemres) te Implantueshem tri kameral (tre dhomesh) per risinkronizim kardiak | Pajisje te implantueshme aktive
15748 | VITEK MS SMART CALIBRANT 423710 | LABOPHARMA SHPK | 2024-01-11T00:00:00.000+01:00 | Biomerieux SA 376 Chemin de l'Orme 69280 Marcy-l'Etoile France | 423710 | In vitro | Eshte reagent i perdorur per kontrollin e preçizionit ne aparatet diagnostikuese Vitek MS ne laborator | Pajisje te diagnostifikimit in vitro
15727 | Castable Abutments/Copings & Retaining Screws: Abutments, Copings & Retaining Screws: SPLINE -ABUTMENT, FIXED, Castable Abutments/Copings & Retaining Screws: Abutments, Copings & Retaining Screws: SPLINE -ABUTMENT, SHOULDERED, Castable Abutments/Copings & Retaining Screws: Abutments, Copings & Retaining Screws: SPLINE -COPING, GOLD, SHOULDERED, Castable Abutments/Copings & Retaining Screws: Abutments, Copings & Retaining Screws: SPLINE -ABUTMENT, PREPABLE, Castable Abutments/Copings & Retaining Screws: Abutments, Copings & Retaining Screws: SPLINE -Screw:, COPING, Castable Abutments/Copings & Retaining Screws: Abutments, Copings & Retaining Screws: SPLINE -COPING, PLASTIC, NON-ENGAGING, Castable Abutments/Copings & Retaining Screws: Abutments, Copings & Retaining Screws: COPING, PLASTIC, NON-ENGAGING, Castable Abutments/Copings & Retaining Screws: Abutments, Copings & Retaining Screws: SPLINE -COPING, GOLD, NON-ENGAGING, Castable Abutments/Copings & Retaining Screws: Abutments, Copings & Retaining Screws: SPLINE -COPING, GOLD, ENGAGING, Castable Abutments/Copings & Retaining Screws: Abutments, Copings & Retaining Screws: SPLINE -ABUTMENT, FIXED, 17°, Castable Abutments/Copings & Retaining Screws: Abutments, Copings & Retaining Screws: SPLINE -GINGIVAL CUFF, STANDARD, Castable Abutments/Copings & Retaining Screws: Abutments, Copings & Retaining Screws: SPLINE -CAP, COMFORT, Castable Abutments/Copings & Retaining Screws: Abutments, Copings & Retaining Screws: SPLINE -GINGIVAL CUFF, NARROW, Castable Abutments/Copings & Retaining Screws: Abutments, Copings & Retaining Screws: SPLINE -ABUTMENT, TEMPORARY NON-ENGAGING, Castable Abutments/Copings & Retaining Screws: Abutments, Copings & Retaining Screws: SPLINE -ABUTMENT, TEMPORARY ENGAGING, Castable Abutments/Copings & Retaining Screws: Abutments, Copings & Retaining Screws: | Salutalb | 2024-01-10T00:00:00.000+01:00 | Zimmer Dental, Inc. 1900 Aston Ave, Carlsbad, California 92008, U.S.A | 1507, 1508, 1509, 1510, 1518, 1519, 1520, 1521, 1522, 1524, 1525, 1526, 1528, 1537, 1541, 1561, 1562, 1563, 1564, 1565, 1572, 1573, 1574, 1575, 1576, 1587, 1588, 1589, 1609, 1612, 1618, 1619, 1620, 1621, 1661, 1662, 1663, 1664, 1665, 1668, 1671, 1677, 1686, 1730, 1731, 1732, 1733, 1734, 1735, 1736, 1798, 1799, 1800, 1801, 1806, 1807, 1808, 1809, 1810, 1811, 1812, 1818, 1819, 1820, 1821, 1915, 1917, 1941, 1942, 1945, 1946, 1949, 1950, 1998, 1999, 2000, 2050, 2051, 2052, 2174, 2176, 2178, 2180, CA, MTWSD, OPCC, OPGA, OPGC, OPS, SPGA, WSX, CAH, CANM, CAS, HLA3G, HLA4G, HLA5G, NEA3G, NEA4G, PSO, ZRA341S, ZRA342S, ZRA351A, ZRA352A, ZRA451S, ZRA452S, ZRA461A, ZRA462A, CEANP31, ACTGC, ACTP, ACTT, AVGA, AVGC3, CAN, CAN-G, TTC5, 0422, 0426, 0601, 0602, 0616, 0617, 0619, 0696, 0710, 0746, 0761, 0767, 0932, 0947, 0948, 0949, 0995, 0996, 1500, 1501, 1502, 1503, 1504, 1505, 1506 | Klasa IIb | Abutment josterile te cilat perdoren gjate procedures se implantimit dentar, Vide zevendesues josterile te cilat perdoren gjate procedures se implantimit dentar, Transferues josterile te cilat perdoren gjate procedures se implantimit dentar, Pajisje dentare josterile te cilat perdoren gjate procedures se implantimit dentar, Tapa josterile te cilat perdoren gjate procedures se implantimit dentar, Transferues plastik josterile te cilat perdoren gjate procedures se implantimit dentar, Abutment zirkoni josterile te cilat perdoren gjate procedures se implantimit dentar, Transferues titaniumi josterile te cilat perdoren gjate procedures se implantimit dentar, Vide zendesuese josterile te cilat perdoren gjate procedures se implantimit dentar, Vide josterile te cilat perdoren gjate procedures se implantimit dentar, Vide kirurgjikale josterile te cilat perdoren gjate procedures se implantimit dentar | Pajisje dentare
TAPERED SWISSPLUS AND SWISSPLUS -COPING, GOLD, TAPERED, Castable Abutments/Copings & Retaining Screws: Abutments, Copings & Retaining Screws: TAPERED SWISSPLUS AND SWISSPLUS -COPING, TITANIUM, Castable Abutments/Copings & Retaining Screws: Abutments, Copings & Retaining Screws: TAPERED SWISSPLUS AND SWISSPLUS -CAP ATTACHMENT HOUSING & LINER, Castable Abutments/Copings & Retaining Screws: Abutments, Copings & Retaining Screws: TAPERED SWISSPLUS AND SWISSPLUS -CAP ATTACHMENT HOUSING, Castable Abutments/Copings & Retaining Screws: Abutments, Copings & Retaining Screws: TAPERED SWISSPLUS AND SWISSPLUS -CAP ATTACHMENT LINER, Castable Abutments/Copings & Retaining Screws: Abutments, Copings & Retaining Screws: TAPERED SWISSPLUS AND SWISSPLUS -CAP ATTACHMENT SYSTEM, Castable Abutments/Copings & Retaining Screws: Abutments, Copings & Retaining Screws: TAPERED SWISSPLUS AND SWISSPLUS -Screw:, WAXING, Castable Abutments/Copings & Retaining Screws: Abutments, Copings & Retaining Screws: TAPERED SWISSPLUS AND SWISSPLUS -COPING, PLASTIC CASTABLE, Castable Abutments/Copings & Retaining Screws: Abutments, Copings & Retaining Screws: TAPERED SWISSPLUS AND SWISSPLUS -ABUTMENT, GOLD, ENGAGING, Castable Abutments/Copings & Retaining Screws: Abutments, Copings & Retaining Screws: TAPERED SWISSPLUS AND SWISSPLUS -COPING, GOLD, Castable Abutments/Copings & Retaining Screws: Abutments, Copings & Retaining Screws: TAPERED SWISSPLUS AND SWISSPLUS -PLASTIC SHEATH, Castable Abutments/Copings & Retaining Screws: Abutments, Copings & Retaining Screws: TAPERED Screw:-VENT AND Screw:-VENT -COPING, GOLD, TAPERED, Castable Abutments/Copings & Retaining Screws: Abutments, Copings & Retaining Screws: TAPERED Screw:-VENT AND Screw:-VENT -COPING, PLASTIC CASTABLE, Castable Abutments/Copings & Retaining Screws: Abutments, Copings & Retaining Screws: TAPERED Screw:-VENT AND Screw:-VENT -COPING, TITANIUM, Castable Abutments/Copings & Retaining Screws: Abutments, Copings & Retaining Screws: TAPERED Screw:-VENT AND Screw:-VENT -CAP ATTACHMENT HOUSING & LINER, Castable Abutments/Copings & Retaining Screws: Abutments, Copings & Retaining Screws: TAPERED Screw:-VENT AND Screw:-VENT -CAP ATTACHMENT HOUSING, Castable Abutments/Copings & Retaining Screws: Abutments, Copings & Retaining Screws: TAPERED Screw:-VENT AND Screw:-VENT -CAP ATTACHMENT LINER, Castable Abutments/Copings & Retaining Screws: Abutments, Copings & Retaining Screws: TAPERED Screw:-VENT AND Screw:-VENT -CAP ATTACHMENT SYSTEM, Castable Abutments/Copings & Retaining Screws: Abutments, Copings & Retaining Screws: TAPERED Screw:-VENT AND Screw:-VENT -ABUTMENT, GOLD, ENGAGING, Castable Abutments/Copings & Retaining Screws: Abutments, Copings & Retaining Screws: TAPERED Screw:-VENT AND Screw:-VENT -Screw:, WAXING, Castable Abutments/Copings & Retaining Screws: Abutments, Copings & Retaining Screws: TAPERED Screw:-VENT AND Screw:-VENT -ABUTMENT, GOLD, NON-ENGAGING, Castable Abutments/Copings & Retaining Screws: Abutments, Copings & Retaining Screws: TAPERED Screw:-VENT AND Screw:-VENT -PLASTIC SHEATH, Castable Abutments/Copings & Retaining Screws: Abutments, Copings & Retaining Screws: TAPERED Screw:-VENT AND Screw:-VENT -COPING, TITANIUM BAR, Castable Abutments/Copings & Retaining Screws: Abutments, Copings & Retaining Screws: TAPERED Screw:-VENT AND Screw:-VENT -ABUTMENT, ZIRCONIA, 17°, Castable Abutments/Copings & Retaining Screws: Abutments, Copings & Retaining Screws: TAPERED Screw:-VENT AND Screw:-VENT -ABUTMENT, ZIRCONIA, Castable Abutments/Copings & Retaining Screws: Abutments, Copings & Retaining Screws: EZTETIC -CAP ATTACHMENT LINER, Castable Abutments/Copings & Retaining Screws: Abutments, Copings & Retaining Screws: EZTETIC -ABUTMENT, GOLD, ENGAGING, Castable Abutments/Copings & Retaining Screws: Abutments, Copings & Retaining Screws: ADVENT -COPING, GOLD, TAPERED, Castable Abutments/Copings & Retaining Screws: Abutments, Copings & Retaining Screws: ADVENT -COPING, PLASTIC CASTABLE, Castable Abutments/Copings & Retaining Screws: Abutments, Copings & Retaining Screws: ADVENT -COPING, TITANIUM, Castable Abutments/Copings & Retaining Screws: Abutments, Copings & Retaining Screws: ADVENT -COPING, GOLD, BAR, Castable Abutments/Copings & Retaining Screws: Abutments, Copings & Retaining Screws: ADVENT -CAP ATTACHMENT HOUSING & LINER, Castable Abutments/Copings & Retaining Screws: Abutments, Copings & Retaining Screws: ADVENT -CAP ATTACHMENT HOUSING, Castable Abutments/Copings & Retaining Screws: Abutments, Copings & Retaining Screws: ADVENT -CAP ATTACHMENT LINER, Castable Abutments/Copings & Retaining Screws: Abutments, Copings & Retaining Screws: ADVENT -CAP ATTACHMENT SYSTEM, Castable Abutments/Copings & Retaining Screws: Abutments, Copings & Retaining Screws: ADVENT -ABUTMENT, GOLD, ENGAGING, Castable Abutments/Copings & Retaining Screws: Abutments, Copings & Retaining Screws: ADVENT -COPING, TITANIUM BAR, Castable Abutments/Copings & Retaining Screws: Abutments, Copings & Retaining Screws: SPLINE -COPING, GOLD, Castable Abutments/Copings & Retaining Screws: Abutments, Copings & Retaining Screws: SPLINE -Screw REPLACEMENT, Castable Abutments/Copings & Retaining Screws: Abutments, Copings & Retaining Screws: SPLINE -Screw COPING, Castable Abutments/Copings & Retaining Screws: Abutments, Copings & Retaining Screws: SPLINE -O-RING RETAINER, Castable Abutments/Copings & Retaining Screws: Abutments, Copings & Retaining Screws: SPLINE -Screw WAXING, Castable Abutments/Copings & Retaining Screws: Abutments, Copings & Retaining Screws: SPLINE -Screw CORONAL, Castable Abutments/Copings & Retaining Screws: Abutments, Copings & Retaining Screws: SPLINE -Screw SURGICAL
15653 | Cochlear™ Wireless Programming Pod | FEDOS | 2024-01-15T00:00:00.000+01:00 | Cochlear Limited 1 University Avenue Macquarie University NSW 2109 Australia | Z597944 | Klasa I | Pod programimi me wireless qe u mundëson mjekëve të programojnë pa pasur nevojë për një lidhje kabllore | Tjeter
15663 | Cochlear™ Wired Programming Pod | FEDOS | 2024-01-15T00:00:00.000+01:00 | Cochlear Limited 1 University Avenue Macquarie University NSW 2109 Australia | Z60686 | Klasa I | Pod programimi me wireless qe u mundëson mjekëve të programojnë pa pasur nevojë për një lidhje kabllore | Tjeter
15664 | Cochlear™ Programming Cable | FEDOS | 2024-01-15T00:00:00.000+01:00 | Cochlear Limited 1 University Avenue Macquarie University NSW 2109 Australia | Z594640 | Klasa I | Kablloja e programimit Cochlear™ ka për qëllim të sigurojë një lidhje midis një njësie përpunimi ose procesorit të zërit dhe një pod programimi | Tjeter
15882 | Cochlear™ Slim Modiolar Electrode Sheath | FEDOS | 2024-01-15T00:00:00.000+01:00 | Cochlear Limited 1 University Avenue Macquarie University NSW 2109 Australia | P1291522 | Klasa IIa | Mbulesa e hollë e elektrodës modiolare synohet të përdoret për të ndihmuar në vendosjen e elektrodës së hollë Modiolar gjatë një procedure kirurgjikale të implantimit koklear. | Tjeter
15755 | Cochlear™ Straight Depth Gauge, Cochlear™ Contour Advance® Depth Gauge | FEDOS | 2024-01-15T00:00:00.000+01:00 | Cochlear Limited 1 University Avenue Macquarie University NSW 2109 Australia | Z60006, Z179994 | Klasa IIa | Matës i thellësisë së ngushticës Kokleare, Matës i thellësisë së avancimit të konturit Koklear | Tjeter
15749 | SofsilkTM Single Stitch Reload -0 3.5 Metric 7' 18cm Black, SofsilkTM Single Stitch Reload 2- 0 3 Metric 7' 18cm Black, SofsilkTM Single Stitch Reload 0 3.5 Metric 48' 120cm Black, SofsilkTM Single Stitch Reload 2-0 3 Metric 48' 120cm Black, BralonTM Single Stitch Reload 0 3.5 Metric 7' 18cm Black, BralonTM Single Stitch Reload 2- 0 3 Metric 7' 18cm Black, BralonTM Single Stitch Reload 0 3.5 Metric 48' 120cm Black, BralonTM Single Stitch Reload 2-0 3 Metric 48' 120cm Black, SurgidacTM Triple Stitch Reload 0 3.5 Metric 7' 18cm Green, SurgidacTM Triple Stitch Reload 2-0 3 Metric 7' 18cm Green, SurgidacTM Triple Stitch Reload 0 3.5 Metric 48' 120cm Green, SurgidacTM Triple Stitch Reload 2-0 3 Metric 48' 120cm Green, PolysorbTM Absorbable Single Stitch Reload, SurgidacTM Single Stitch Reload 2-0 3 Metric 7" 18cm Green, SurgidacTM Polyester Single Stitch Reload, V-LocTM 180 Absorbable Reload, USP size 0 (EP 3.5 Metric), V-LocTM 180 Absorbable Reload, USP size 2/0 (EP 3 Metric), V-LocTM 180 Absorbable Reload, USP size 3/0 (EP 2 Metric) | O.E.S DISTRIMED | 2024-01-10T00:00:00.000+01:00 | Covidien llc 15 Hampshire Street Mansfield, MA 02048, U.S.A. | 170001, 170002, 170003, 170004, 170010, 170011, 170012, 170013, 170040, 170041, 170043, 170044, 170050, 170051, 170052, 170053, 170054, 170055, 170056, 170057, 170070, 170071, 170072, 170073, 170090, 170092, 170094, 170096, 173021, 173023, 173024, 173026, VLOCA004L, VLOCA006L, VLOCA008L, VLOCA204L, VLOCA206L, VLOCA208L, VLOCA304L, VLOCA306L, VLOCA308L | Klasa III | Pajisje dhe instrumenta suturues per endoskopi | Pajisje nje perdorimeshe
15750 | Cochlear™ Slimline™ Coil (N22) Sand, 6cm (2 1/2"), Cochlear™ Slimline™ Coil (N22) White, 11cm (4"), Cochlear™ Slimline™ Coil (N22) White, 25cm (10"), Cochlear™ Slimline™ Coil (N22) White, 6cm (2 1/2"), Nucleus® 7 Aqua+ Coil (5(I), 6cm) (2 1/2"), Nucleus® 7 Aqua+ Coil (5(I), 8cm) (3"), Cochlear™ Slimline™ Coil (5(I) Black, 6cm (2 1/2"), Cochlear™ Slimline™ Coil (5(I) Black, 8cm (3"), Cochlear™ Slimline™ Coil (5(I) Brown, 6cm (2 1/2"), Cochlear™ Slimline™ Coil (5(I) Brown, 8cm (3"), Cochlear™ Slimline™ Coil (5(I) Grey, 6cm (2 1/2"), Cochlear™ Slimline™ Coil (5(I) Grey, 8cm (3"), Cochlear™ Slimline™ Coil (5(I) Sand, 6cm (2 1/2"), Cochlear™ Slimline™ Coil (5(I) Sand, 8cm (3"), Cochlear™ Slimline™ Coil (5(I) White, 6cm (2 1/2"), Cochlear™ Slimline™ Coil (5(I) White, 8cm (3"), Cochlear™ Nucleus® 7 Aqua+ Coil 6 cm (2 1/2"), Cochlear™ Nucleus® 7 Aqua+ Coil 8 cm (3"), Cochlear™ Slimline™ Coil , Black, 25cm (10"), Cochlear™ Slimline™ Coil, Sand, 25cm (10"), Cochlear™ Slimline™ Coil, Sand, 6cm (2 1/2"), Cochlear™ Slimline™ Coil, Sand, 8cm (3"), Cochlear™ Slimline™ Coil, Sand, 11cm (4"), Cochlear™ Slimline™ Coil, Brown, 6cm (2 1/2"), Cochlear™ Slimline™ Coil, Brown, 8cm (3"), Cochlear™ Slimline™ Coil, Brown, 11cm (4"), Cochlear™ Slimline™ Coil, White, 6cm (2 1/2"), Cochlear™ Slimline™ Coil, White, 8cm (3"), Cochlear™ Slimline™ Coil ,White, 11cm (4"), Cochlear™ Slimline™ Coil, White, 25cm (10"), Cochlear™ Slimline™ Coil, Brown, 25cm (10"), Cochlear™ Slimline™ Coil,Grey, 25cm (10"), Cochlear™ Slimline™ Coil, Black, 6cm (2 1/2"), Cochlear™ Slimline™ Coil,Black, 8cm (3"), Cochlear™ Slimline™ Coil, Black, 11cm (4"), Cochlear™ Slimline™ Coil, Grey, 6cm (2 1/2"), Cochlear™ Slimline™ Coil, Grey, 8cm (3"), Cochlear™ Slimline™ Coil,Grey, 11cm (4"), Nucleus® 7 Aqua+ Coil (N22) 8 cm (3"), Nucleus® 7 Aqua+ Coil (N22) 6cm (2 1/2"), Cochlear™ Slimline™ Coil (N22) Black, 11cm (4"), Cochlear™ Slimline™ Coil (N22) Black, 8cm (3"), Cochlear™ Slimline™ Coil (N22) Brown, 11cm (4"), Cochlear™ Slimline™ Coil (N22) Brown, 25cm (10"), Cochlear™ Slimline™ Coil (N22) Black, 6cm (2 1/2"), Cochlear™ Slimline™ Coil (N22) Black, 25cm (10"), Cochlear™ Slimline™ Coil (N22) Grey, 11cm (4"), Cochlear™ Slimline™ Coil (N22) Grey, 25cm (10"), Cochlear™ Slimline™ Coil (N22) Grey, 6cm (2 1/2"), Cochlear™ Slimline™ Coil (N22) Grey, 8cm (3"), Cochlear™ Slimline™ Coil (N22) Sand, 11cm (4"), Cochlear™ Slimline™ Coil (N22) Sand, 8cm (3"), Cochlear™ Slimline™ Coil (N22) White, 8cm (3"), Cochlear™ Slimline™ Coil (N22) Brown, 6cm (2 1/2"), Cochlear™ Slimline™ Coil (N22) Brown, 8cm (3"), Cochlear™ Slimline™ Coil (N22) Sand, 25cm (10") | FEDOS | 2024-01-15T00:00:00.000+01:00 | Cochlear Limited 1 University Avenue Macquarie University NSW 2109 Australia | P1550978, P1550980, P1550981, P1550982, P1659618, P1659639, P1659640, P1659641, P1659642, P1659643, P1659644, P1659645, P1659646, P1659647, P1659648, P1659649, P789746, P789747, P801519, P801573, Z597499, Z597500, Z597501, Z597504, Z597505, Z597506, Z597509, Z597510, Z597511, P801574, P801579, P801583, Z597489, Z597490, Z597491, Z597494, Z597495, Z597496, P1550925, P1550926, P1550927, P1550928, P1550929, P1550930, P1550952, P1550953, P1550956, P1550957, P1550958, P1550959, P1550961, P1550962, P1550965, P1550971, P1550973, P1550977 | Klasa III | Spirale te ndryshme qe sherbejne për të furnizuar sinjalet elektrike dhe fuqi ndërmjet një njësie përpunuese dhe një implanti dëgjimi. | Tjeter
15751 | Elecsys CMV IgM | Labor Dr. Limbach Heidelberg Germany | 2024-01-11T00:00:00.000+01:00 | Roche Diagnostics GmbH, Sandhofer Strasse 116 68305 Mannheim Germany | 4784618190 | In vitro | Reagent CMV | Pajisje te diagnostifikimit in vitro
15728 | Elecsys Troponin T hs, Elecsys Troponin T hs STAT, Troponin T hs CalSet, CalSet Troponin T hs, Troponin T hs STAT CalSet | Labor Dr. Limbach Heidelberg Germany | 2024-01-11T00:00:00.000+01:00 | Roche Diagnostics GmbH, Sandhofer Strasse 116 68305 Mannheim Germany | 08469717190, 08469873190, 08469814190, 05092752190, 07401671190, 05092736190 | In vitro | Reagent Troponin high sensity, Calibrator | Pajisje te diagnostifikimit in vitro
15801 | AFP CalSet II | Labor Dr. Limbach Heidelberg Germany | 2024-01-11T00:00:00.000+01:00 | Roche Diagnostics GmbH, Sandhofer Strasse 116 68305 Mannheim Germany | 4487761 | In vitro | Reagent AFP | Pajisje te diagnostifikimit in vitro
16071 | REF Electrode | Labor Dr. Limbach Heidelberg Germany | 2024-02-29T00:00:00.000+01:00 | Roche Diagnostics GmbH, Sandhofer Strasse 116 68305 Mannheim Germany | 3149501001 | In vitro | REF Electrode | Pajisje te diagnostifikimit in vitro
15729 | Elecsys FT4 IV, CalSet FT4 IV | Labor Dr. Limbach Heidelberg Germany | 2024-01-11T00:00:00.000+01:00 | Roche Diagnostics GmbH, Sandhofer Strasse 116 68305 Mannheim Germany | 09043276190, 09043284190, 09650547190, 09043292190 | In vitro | Reagent Troponin high sensity, Calibrator FT4 | Pajisje te diagnostifikimit in vitro
15752 | Uromax Ultra™ Balloon Dilatation Catheter (12F, 4mmx4cm, 75cm), Uromax Ultra™ Balloon Dilatation Catheter (15F, 5mmx4cm, 75cm), Uromax Ultra™ Balloon Dilatation Catheter (18F, 6mmx4cm, 75cm), Uromax Ultra™ Balloon Dilatation Catheter (21F, 7mmx4cm, 75cm), Uromax Ultra™ Balloon Dilatation Catheter (24F, 8mmx4cm, 75cm), Uromax Ultra™ Balloon Dilatation Catheter (30F, 10mmx4cm, 75cm), Uromax Ultra™ Balloon Dilatation Catheter (12F, 4mmx6cm, 75cm), Uromax Ultra™ Balloon Dilatation Catheter (15F, 5mmx6cm, 75cm), Uromax Ultra™ Balloon Dilatation Catheter (18F, 6mmx6cm, 75cm), Uromax Ultra™ Balloon Dilatation Catheter (21F, 7mmx6cm, 75cm), Uromax Ultra™ Balloon Dilatation Catheter (24F, 8rnmx8cm, 75cm), Uromax Ultra™ Balloon Dilatation Catheter (30F, 10mmx8cm, 75cm), Uromax Ultra™ Balloon Dilatation Catheter (12F, 4mmx l 0cm, 75cm), Uromax Ultra™ Balloon Dilatation Catheter (15F, 5mmxl 0cm, 75cm), Uromax Ultra™ Balloon Dilatation Catheter (18F, 6mmxl0cm, 75cm), Uromax Ultra™ Balloon Dilatation Catheter (21F, 7mmx10cm , 75cm), Guidezilla II Guide Extension Catheter, 6F, 150 cm, Guidezilla II Guide Extension Catheter, 7F, 150 cm, Guidezilla II Guide Extension Catheter, 8F, 150 cm, Guidezilla II LONG Guide Extension Catheter, 6F, 150 cm | MONTAL | 2024-01-10T00:00:00.000+01:00 | Boston Scientific Corporation, 300 Boston Scientific Way, Marlborough, MA 01752 USA. | M0062251000, M0062251010, M0062251020, M0062251030, M0062251040, M0062251050, M0062251060, M0062251070, M0062251080, M0062251090, M0062251100, M0062251110, M0062251150, M0062251160, M0062251170, M0062251180, H7493933515060, H7493933515070, H7493933515080, H74939335150610 | Klasa IIa | Kateteri i zgjerimit me balon i projektuar për zgjerimin radial të traktit urinar për të lehtësuar shtrëngimet dhe vendosjen e instrumenteve më të mëdha kirurgjikale., Kateteret udhezues zgjerues "GUIDEZILLA" krijojnë një rrugë të butë për vendosjen e ballonave dhe / ose stenteve duke siguruar fleksibilitet më të madh dhe një sipërfaqe të lëmuar. | Pajisje nje perdorimeshe
15712 | l.3Fr x 90cm OptiFlex™ Nitinol Stone Retrieval Basket, l.3Fr x 120cm OptiFlex™ Nitinol Stone Retrieval Basket, V-18™ Control Wire™ Guidewire with ICE™ Hydrophilic Coating | MONTAL | 2024-01-10T00:00:00.000+01:00 | Boston Scientific Corporation, 300 Boston Scientific Way, Marlborough, MA 01752 USA | M0063903000, M0063903010, M001468480, M001468500, M001468520, M001468540, M001468560, M001468580, M001468600 | Klasa IIa | OptiFlex është një shportë universale për marrjen e gurëve nitinol në veshka dhe ureter., Tel udhezues i pajisur me veshje hidrofilike, eshte i destinuar per lehtesimin e vendosjes ose te shkembimit te katetereve zgjatues me ballon ose te pajisjeve te tjera terapeutike gjate procedurave te nderhyrjes intravaskulare. | Pajisje nje perdorimeshe
15742 | 5F Impulse SL PIG 155 110cm (SGL), 5F Impulse AR1 (SGL), 5F Impulse AR2 (SGL), 5F Impulse AR MOD (SGL), 5F Impulse AL1 (SGL), 5F Impulse AL2 (SGL), 5F Impulse FR3.5 (5PK), 5F Impulse FR4 (5PK), 5F Impulse FR5 (5PK), 5F Impulse FR6 (5PK), 5F Impulse FR4 MOD (5PK), 5F Impulse AL3 (5PK), 5F Impulse MPA1 W/O SH (5PK), 5F Impulse MPA2 SH (5PK), 5F Impulse MPA2 125cm (5PK), 5F Impulse MPB1 W/O SH (5PK), 6F Impulse JIG4 (5PK), 6F Impulse PIG 110cm (5PK), 6F Impulse PIG 145 110cm (5PK), 6F Impulse PIG 155 110cm (5PK), 6F Impulse SL PIG 145 110cm (5PK), 6F Impulse SL PIG 155 110cm (5PK), 6F Impulse T PIG (5PK), 6F Impulse AR1 (5PK), 6F Impulse AR2 (5PK), 6F Impulse AR MOD (5PK), 6F Impulse AL1 (5PK), 6F Impulse AL2 (5PK), 6F Impulse MULTIPACK (SGL), 6F Impulse MULTIPACK 145 (SGL), 6F Impulse MULTIPACK 155 (SGL), 6F Impulse AR MOD MULTIPACK (SGL), 6F Impulse FR4 MOD MULTIPACK (SGL), 6F Impulse MULTIPACK SL PIG 145 (SGL), 6F Impulse FR3.5 MULTIPACK (SGL), 6F Impulse MULTIPACK SL PIG 155 (SGL), 6F Impulse MULTIPACK (5PKX3), 6F Impulse MULTIPACK 145 (5PKX3), 6F Impulse MULTIPACK 155 (5PKX3), 6F Impulse AR MOD MULTIPACK (5PKX3), 6F Impulse FR4 MOD MULTIPACK (5PKX3), 6F Impulse MULTIPACK SL PIG 145 (5PKX3), 6F Impulse FR3.5 MULTIPACK (5PKX3), 6F Impulse MULTIPACK SL PIG 155 (5PKX3), 5F Impulse MPB2 SH (5PK), 5F Impulse SON1 100cm SH (5PK), 5F Impulse SON2 80cm SH (5PK), 5F Impulse SON2 100cm SH (5PK), 5F Impulse SON1 100cm (5PK), 5F Impulse SON2 80cm (5PK), 5F Impulse CAS1 (5PK), 5F Impulse CAS2 (5PK), 5F Impulse RADIAL (5PK), 5F Impulse KIMNY 110cm (5PK), 5F Impulse RCB (5PK), 5F Impulse LCB (5PK), 5F Impulse IM (5PK), 5F Impulse IMT (5PK), 5F Impulse IMC (5PK), 5F Impulse FL3.5 (5PK), 5F Impulse PIG 125cm (5PK), 5F Impulse FL4 125cm (5PK), 5F Impulse FL4 (5PK), 5F Impulse FR4 125cm (5PK), 5F Impulse FR5 125cm (5PK), 5F Impulse FL4.5 (5PK), 5F Impulse FL5 125cm (5PK), 5F Impulse IM 125cm (5PK), 5F Impulse FL3.5 125cm (5PK), 5F Impulse FL5 (5PK), 5F Impulse TIG4 (5PK), 5F Impulse FL6 (5PK), 5F Impulse TIG4.5 (5PK), 5F Impulse JIG3.5 (5PK), 5F Impulse JIG4 (5PK), 5F Impulse PIG 110cm (5PK), 5F Impulse PIG 145 110cm (5PK), 5F Impulse PIG 155 110cm (5PK), 5F Impulse SL PIG 145 110cm (5PK), 5F Impulse SL PIG 155 110cm (5PK), 5F Impulse AR1 (5PK), 5F Impulse AR2 (5PK), 5F Impulse AR MOD (5PK), 5F Impulse AL1 (5PK), 5F Impulse AL2 (5PK), 5F Impulse MULTIPACK (SGL), 5F Impulse MULTIPACK 145 (SGL), 5F Impulse MULTIPACK 155 (SGL), 5F Impulse AR MOD MULTIPACK (SGL), 5F Impulse FR4 MOD MULTIPACK (SGL), 5F Impulse FR3.5 MULTIPACK (SGL), 5F Impulse SL PIG 155 MULTIPACK (SGL), 5F Impulse MULTIPACK (5PKX3), 5F Impulse MULTIPACK 145 (5PKX3), 5F Impulse MULTIPACK 155 (5PKX3), 5F Impulse AR MOD MULTIPACK (5PKX3), 5F Impulse FR4 MOD MULTIPACK (5PKX3), 5F Impulse FR3.5 MULTIPACK (5PKX3), 5F Impulse SL PIG 155 MULTIPACK (5PKX3, 6F Impulse FR3.5 (SGL), 6F Impulse FR4 (SGL), 6F Impulse FR5 (SGL), 6F Impulse FR6 (SGL), 6F Impulse FR4 MOD (SGL), 6F Impulse AL3 (SGL), 6F Impulse MPA1 W/O SH (SGL), 6F Impulse MPA2 SH (SGL), 6F Impulse MPA2 125cm (SGL), 6F Impulse MPB1 W/O SH (SGL), 6F Impulse MPB2 SH (SGL), 6F Impulse SON1 SH (SGL), 6F Impulse SON2 SH (SGL), 6F Impulse SON1 100cm (SGL), 6F Impulse SON2 80cm (SGL), 6F Impulse SON2 100cm (SGL), 6F Impulse CAS1 (SGL), 6F Impulse CAS2 (SGL), 6F Impulse RADIAL (SGL), 6F Impulse KIMNY (SGL), 6F Impulse RCB (SGL), 6F Impulse LCB (SGL), 6F Impulse IM (SGL), 6F Impulse IMT (SGL), 6F Impulse IMC (SGL), 6F Impulse FL3.5 (SGL), 6F Impulse PIG 125cm (SGL), 6F Impulse FL4 125cm (SGL), 6F Impulse FL4 (SGL), 6F Impulse FR4 125cm (SGL), 6F Impulse FR5 125cm (SGL), 6F Impulse FL4.5 (SGL), 6F Impulse FL5 125cm (SGL), 6F Impulse IM 125cm (SGL), 6F Impulse FL5 (SGL), 6F Impulse TIG4 (SGL), 6F Impulse FL6 (SGL), 6F Impulse TIG4.5 (SGL), 6F Impulse JIG3.5 (SGL), 6F Impulse JIG4 (SGL), 6F Impulse PIG 110cm (SGL), 6F Impulse PIG 145 110cm (SGL), 6F Impulse PIG 155 110cm (SGL), 6F Impulse SL PIG 145 110cm (SGL), 6F Impulse SL PIG 155 110cm (SGL), 6F Impulse T PIG (SGL), 6F Impulse AR1 (SGL), 6F Impulse AR2 (SGL), 6F Impulse AR MOD (SGL), 6F Impulse AL1 (SGL), 6F Impulse AL2 (SGL), 6F Impulse FR3.5 (5PK), 6F Impulse FR4 (5PK), 6F Impulse FR5 (5PK), 6F Impulse FR6 (5PK), 6F Impulse FR4 MOD (5PK), 6F Impulse AL3 (5PK), 6F Impulse MPA1 W/O SH (5PK), 6F Impulse MPA2 SH (5PK), 6F Impulse MPA2 125cm (5PK), 6F Impulse MPB1 W/O SH (5PK), 6F Impulse MPB2 SH (5PK), 6F Impulse SON1 SH (5PK), 6F Impulse SON2 SH (5PK), 6F Impulse SON1 100cm (5PK), 6F Impulse SON2 80cm (5PK), 6F Impulse SON2 100cm (5PK), 6F Impulse CAS1 (5PK), 6F Impulse CAS2 (5PK), 6F Impulse RADIAL (5PK), 6F Impulse KIMNY (5PK), 6F Impulse RCB (5PK), 6F Impulse LCB (5PK), 6F Impulse IM (5PK), 6F Impulse IMT (5PK), 6F Impulse IMC (5PK), 6F Impulse FL3.5 (5PK), 6F Impulse PIG 125cm (5PK), 6F Impulse FL4 125cm (5PK), 6F Impulse FL4 (5PK), 6F Impulse FR4 125cm (5PK), 6F Impulse FR5 125cm (5PK), 6F Impulse FL4.5 (5PK), 6F Impulse FL5 125cm (5PK), 6F Impulse IM 125cm (5PK), 6F Impulse FL5 (5PK), 6F Impulse TIG4 (5PK), 6F Impulse FL6 (5PK), 6F Impulse TIG4.5 (5PK), 6F Impulse JIG3.5 (5PK), 5F Impulse SON2 100cm SH (SGL), 5F Impulse SON1 100cm (SGL), 5F Impulse SON2 80cm (SGL), 5F Impulse CAS1 (SGL), 5F Impulse CAS2 (SGL), 5F Impulse RADIAL (SGL), 5F Impulse KIMNY 110cm (SGL), 5F Impulse RCB (SGL), 5F Impulse LCB (SGL), 5F Impulse IM (SGL), 5F Impulse IMT (SGL), 5F Impulse IMC (SGL), 5F Impulse FL3.5 (SGL), 5F Impulse PIG 125cm (SGL), 5F Impulse FL4 125cm (SGL), 5F Impulse FL4 (SGL), 5F Impulse FR4 125cm (SGL), 5F Impulse FR5 125cm (SGL), 5F Impulse FL4.5 (SGL), 5F Impulse FL5 125cm (SGL), 5F Impulse IM 125cm (SGL), 5F Impulse FL3.5 125cm (SGL), 5F Impulse TIG4 (SGL), 5F Impulse FL5 (SGL), 5F Impulse TIG4.5 (SGL), 5F Impulse JIG3.5 (SGL), 5F Impulse JIG4 (SGL), 5F Impulse FL6 (SGL), 5F Impulse PIG 110cm (SGL), 5F Impulse PIG 145 110cm (SGL), 5F Impulse PIG 155 110cm (SGL), 5F Impulse SL PIG 145 110cm (SGL), 5F Impulse FR3.5 (SGL), 5F Impulse FR4 (SGL), 5F Impulse FR5 (SGL), 5F Impulse FR6 (SGL), 5F Impulse FR4 MOD (SGL), 5F Impulse AL3 (SGL), 5F Impulse MPA1 W/O SH (SGL), 5F Impulse MPA2 SH (SGL), 5F Impulse MPA2 125cm (SGL), 5F Impulse MPB1 W/O SH (SGL), 5F Impulse MPB2 SH (SGL), 5F Impulse SON1 100cm SH (SGL), 5F Impulse SON2 80cm SH (SGL) | MONTAL | 2024-01-10T00:00:00.000+01:00 | Boston Scientific Corporation, 300 Boston Scientific Way, Marlborough, MA 01752 USA | H74916391441, H74916391841, H74916391861, H74916391891, H74916391961, H74916391981, H74916391012, H74916391022, H74916391032, H74916391042, H74916391052, H749163911002, H749163911172, H749163911212, H749163911222, H749163911422, H749165992532, H74916599402, H74916599412, H74916599422, H74916599432, H74916599442, H74916599452, H74916599842, H74916599862, H74916599892, H74916599962, H74916599982, H749165993000, H749165993010, H749165993020, H749165995000, H749165995010, H749165995020, H749165995030, H749165995040, H749165995050, H749165993002, H749165993012, H749165993022, H749165995002, H749165995012, H749165995022, H749165995032, H749165995042, H749165995052, H749163911462, H749163911512, H749163911522, H749163911532, H749163911612, H749163911622, H749163911712, H749163911732, H749163911742, H749163911802, H749163911902, H749163911952, H749163912012, H749163912022, H749163912032, H74916391212, H749163912152, H749163912202, H74916391222, H749163912252, H749163912302, H74916391232, H749163912352, H749163912402, H749163912412, H74916391242, H749163912502, H74916391252, H749163912512, H749163912522, H749163912532, H74916391402, H74916391412, H74916391422, H74916391432, H74916391442, H74916391842, H74916391862, H74916391892, H74916391962, H74916391982, H749163913001, H749163913011, H749163913021, H749163915001, H749163915011, H749163915021, H749163915041, H749163915051, H749163913002, H749163913012, H749163913022, H749163915002, H749163915012, H749163915022, H749163915042, H749163915052, H74916599010, H74916599020, H74916599030, H74916599040, H74916599050, H749165991000, H749165991170, H749165991210, H749165991220, H749165991420, H749165991460, H749165991510, H749165991530, H749165991610, H749165991620, H749165991630, H749165991710, H749165991730, H749165991740, H749165991800, H749165991900, H749165991950, H749165992010, H749165992020, H749165992030, H74916599210, H749165992150, H749165992200, H74916599220, H749165992250, H749165992300, H74916599230, H749165992350, H749165992400, H74916599240, H749165992501, H74916599250, H749165992511, H749165992521, H749165992531, H74916599400, H74916599410, H74916599420, H74916599430, H74916599440, H74916599450, H74916599840, H74916599860, H74916599890, H74916599960, H74916599980, H74916599012, H74916599022, H74916599032, H74916599042, H74916599052, H749165991002, H749165991172, H749165991212, H749165991222, H749165991422, H749165991462, H749165991512, H749165991532, H749165991612, H749165991622, H749165991632, H749165991712, H749165991732, H749165991742, H749165991802, H749165991902, H749165991952, H749165992012, H749165992022, H749165992032, H74916599212, H749165992152, H749165992202, H74916599222, H749165992252, H749165992302, H74916599232, H749165992352, H749165992402, H74916599242, H749165992502, H74916599252, H749165992512, H749165992522, H749163911531, H749163911611, H749163911621, H749163911711, H749163911731, H749163911741, H749163911801, H749163911901, H749163911951, H749163912011, H749163912021, H749163912031, H74916391211, H749163912151, H749163912201, H74916391221, H749163912251, H749163912301, H74916391231, H749163912351, H749163912401, H749163912411, H749163912501, H74916391241, H749163912511, H749163912521, H749163912531, H74916391251, H74916391401, H74916391411, H74916391421, H74916391431, H74916391011, H74916391021, H74916391031, H74916391041, H74916391051, H749163911001, H749163911171, H749163911211, H749163911221, H749163911421, H749163911461, H749163911511, H749163911521 | Klasa III | Sherbejne për të siguruar një rrugë për administrimin e agjentëve të kontrastit në zona të caktuara të sistemit vaskulatur gjatë një procedure angiografike. | Pajisje nje perdorimeshe
15654 | T-HEALTH | FINSO Albania | 2024-01-11T00:00:00.000+01:00 | T HEALTH MEDIKAL IC VE DIS TIC. LTD. STI. Industrial Zone 1, Str. Nr.66059, Bld. Nr. 30, Sehitkamil - Gaziantep / TURKIYE | T8030 - 3 Motor ICU Bed | Klasa I | Krevat spitalor elektrik me 3 motore | Pajisje elektromekanike
15756 | Laser and Light-Based Technology - Harmony XL PRO | SOLLAKU GROUP | 2024-01-15T00:00:00.000+01:00 | ALMA LASERS GMBH Nordostpark 100-102, 90411 NUERNBERG GERMANY | n/a | Klasa IIb | Laser per depilim/epilim | Pajisje elektromekanike
15753 | Laser surgical instrument - Alma LipoLife, Alma 1470 110V, Alma 1470 220-230V, Alma LipoLife 220-230V, Alma LipoLife 120V | SOLLAKU GROUP | 2024-01-15T00:00:00.000+01:00 | ALMA LASERS GMBH Nordostpark 100-102, 90411 NUERNBERG GERMANY | n/a, AALP0312311, AALP03121312, AALP24091503WGRL010, AALP24091503WGRL001 | Klasa IIb | Lazer per shkrirjen e dhjamit., Aksesore te lazerit | Pajisje elektromekanike
15655 | MOTORIZED HOSPITAL BED | FINSO Albania | 2024-01-12T00:00:00.000+01:00 | Gokler Mobilya Medikal Ve Saglik Hizmetleri Gida Maddeler insaat Nakliye imalat Montaj Pazarlama ithalat ihracat Sanayi Ticaret Anonim Sirketi Organize Sanayi Bolgesi 1..Kisim1. Cadde No.7-8, Merkez / SIVAS / TURKIYE | NITRO HB 8140 | Klasa I | Krevat spitalor me motor | Pajisje elektromekanike
15772 | Blunt needle types, Single use Needle/YC Sharp Needle, General needle type/YC type, Blunt needle Type / YCL type, Blunt needle Type / YCD type, Blunt needle Type / YCU type, Blunt needle Type / YCWA type, Blunt needle Type / YCWB type, General needle types | Beauty and health distribution | 2024-01-19T00:00:00.000+01:00 | Yongchang Medical Industry Co.,Ltd. 37, Hwanggeum-ro 291 beongil, Yangchon-eup, Kimpo-si, Gyeonggi-do, Korea | YCD021130, YCD021140, YCD021150, YCD022025, YCD022032, YCD022038, YCD022050, YCD022060, YCD022070, YCD022075, YCD022080, YCD022090, YCD022100, YCD022110, YCD022120, YCD022130, YCD022140, YCD022150, YCD023025, YCD023032, YCD023038, YCD023050, YCD023060, YCD023070, YCD023075, YCD023080, YCD023090, YCD023100, YCD023110, YCD023120, YCD023130, YCD023140, YCD023150, YCU030004, YCU030008, YCU030011, YCU030013, YCU030016, YCU030019, YCU030025, YCU030032, YCU030038, YCU030050, YCU031002, YCU031004, YCU031008, YCU031011, YCU031013, YCU031016, YCU031019, YCU031025, YCU031032, YCU031038, YCU032002, YCU032004, YCU032008, YCU032011, YCU032013, YCU032016, YCU032019, YCU032025, YCU032032, YCU032038, YCU033002, YCU033004, YCU033008, YCD024019, YCD024020, YCD024025, YCD024032, YCD024038, YCD024040, YCD024050, YCD024060, YCD024070, YCD024080, YCD024090, YCD024100, YCD024110, YCD024120, YCD024130, YCD024140, YCD025016, YCD025019, YCD025025, YCD025032, YCD025038, YCD025050, YCD025060, YCD025070, YCD025080, YCD025090, YCD025100, YCD025110, YCD025120, YCD025130, YCD025140, YCD026013, YCD026019, YCD026025, YCD026032, YCD026038, YCD026050, YCD026060, YCD026070, YCD026080, YCD026090, YCD026100, YCD026110, YCD026120, YCD026130, YCD027013, YCD027019, YCD027025, YCD027032, YCD027038, YCD027050, YCD027060, YCD027070, YCD027080, YCD027090, YCD027100, YCD028013, YCD028019, YCD028025, YCD028032, YCD028038, YCD028043, YCD028050, YCD028060, YCD028070, YCD028080, YCD028090, YCD028100, YCD029013, YCD029019, YCD029025, YCD029032, YCD029038, YCD029050, YCD029060, YCD029070, YCD029080, YCD029090, YCD029100, YCD030002, YCD030004, YCD030008, YCD030011, YCD030013, YCD030016, YCD030019, YCD030025, YCD030032, YCD030038, YCD030050, YCD031002, YCD031004, YCD031008, YCD031011, YCD031013, YCD031016, YCD031019, YCD031025, YCD031032, YCD031038, YCD032002, YCD032004, YCD032008, YCD032011, YCD032013, YCD032016, YCD032019, YCD032025, YCD032032, YCD032038, YCD033002, YCD033004, YCD033008, YCD033011, YCD033013, YCD033016, YCD033019, YCD033025, YCD033032, YCD033038, YCD034002, YCD034004, YCD034008, YCD034011, YCD034013, YCD034016, YCD034019, YCD034025, YCD034032, YCD034038, YCU016025, YCU016032, YCU016038, YCU016050, YCU016060, YCU016070, YCU016075, YCU016080, YCU016090, YCU016100, YCU016110, YCU016120, YCU016130, YCU016140, YCU016150, YCU017025, YCU017032, YCU017038, YCU017050, YCU017060, YCU017070, YCU017075, YCU017080, YCU017090, YCU017100, YCU017110, YCU017120, YCU017130, YCU017140, YCU017150, YCU018025, YCU018032, YCU018038, YCU018050, YCU018060, YCU018070, YCU018075, YCU018080, YCU018090, YCU018100, YCU018110, YCU018120, YCU018130, YCU018140, YCU018150, YCU019025, YCU019032, YCU019038, YCU019050, YCU019060, YCU019070, YCU019075, YCU019080, YCU019090, YCU019100, YCU019110, YCU019120, YCU019130, YCU019140, YCU019150, YCU020025, YCU020032, YCU020038, YCU020050, YCU020060, YCU020070, YCU020075, YCU020080, YCU020090, YCU020100, YCU020110, YCU020120, YCU020130, YCU020140, YCU020150, YCU021025, YCU021032, YCU021038, YCU021050, YCU021060, YCU021070, YCU021075, YCU021080, YCU021090, YCU021100, YCU021110, YCU021120, YCU021130, YCU021140, YCU021150, YCU022025, YCU022032, YCU022038, YCU022050, YCU022060, YCU022070, YCU022075, YCU022080, YCU022090, YCU022100, YCU022110, YCU022120, YCU022130, YCU022140, YCU022150, YCU023025, YCU023032, YCU023038, YCU023050, YCU023060, YCU023070, YCU023075, YCU023080, YCU023090, YCU023100, YCU023110, YCU023120, YCU023130, YCU023140, YCU023150, YCU024019, YCU024020, YCU024025, YCU024032, YCU024038, YCU024040, YCU024050, YCU024060, YCU024070, YCU024080, YCU024090, YCU024100, YCU024110, YCU024120, YCU024130, YCU024140, YCU025016, YCU025019, YCU025025, YCU025032, YCU025038, YCU025050, YCU025060, YCU025070, YCU025080, YCU025090, YCU025100, YCU025110, YCU025120, YCU025130, YCU025140, YCU026013, YCU026019, YCU026025, YCU026032, YCU026038, YCU026050, YCU026060, YCU026070, YCU026080, YCU026090, YCU026100, YCU026110, YCU026120, YCU026130, YCU027013, YCU027019, YCU0270 | Klasa IIa | Age nje perdorimeshe. | Tjeter
15743 | MULTI-PARAMETER PATIENT MONITOR | FINSO Albania | 2024-01-15T00:00:00.000+01:00 | NORTHERN MEDITEC LIMITED 401, BUIDING JINWE1YUAN INDUSTRIAL AREA NO.41 QINGSONG ROAD ZHUKENG COMMUNITY LONGTIAN SUB-DISTRICT PINGSHAN DISTRICT 518118 SHENZHEN CITY PEOPLE'S REPUBLIC OF CHINA 401, BUILDING C | AQUARIUS | Klasa IIb | Monitor per monitorimin e pacientit | Pajisje elektromekanike
15754 | LIAISON®Estradiol II Gen , LIAISON®Estradiol II Gen Control Set, LIAISON®Progesterone II Gen Control Set, LIAISON®Progesterone II Gen, LIAISON®HSV-1 Type Specific IgG, LIAISON®Control HSV-1 IgG, LIAISON®Osteocalcin, LIAISON®Osteocalcin Control Set, LIAISON®Thymidine Kinase, LIAISON®Thymidine Kinase Control Set, LIAISON®BAP OSTASE®, LIAISON®BAP OSTASE®Control Set, LIAISON® XL 1,25 Dihydroxyvitamin D, LIAISON®XL 1,25 Dihydroxyvitamin D Controls, LIAISON®SARS-CoV-2 TrimericS lgG, LIAISON®SARS-CoV-2 TrimericS IgG Control Set, LIAISON®XL Zika Capture IgM II, LIAISON®XL Zika Capture IgM II Control Set, LIAISON®N-TACT®PTH Gen II, LIAISON®N-TACT®PTH Gen II Control Set, LIAISON®Campylobacter Ag, LIAISON®Campylobacter Ag Control Set, LIAISON®Meridian H.pylori SA, LIAISON®Meridian H.pylori SA Control Set, LIAISON®Vitamin B12, LIAISON'®Vitamin Bl2 Control Set, LIAISON®25 OH Vitamin D TOTAL Assay 200, LIAISON®Folate, LIAISON®Folate Control Set, LIAISON®Testosterone xt, LIAISON®Testosterone xt Control Set, LIAISON®MeMed BV™, LIAISON®MeMed BV™ Control Set, LIAISON®Androstenedione, LIAISON®Androstenedione Control Set, LIAISON®C. difficile Toxins A&B, LIAISON®C. difficile Toxins A&B Control Set, LIAISON®C. difficile GDH, LIAISON®C. difficile GDH Control Set, LIAISON®Rotavirus, LIAISON®Rotavirus Control Set, LIAISON®Adenovirus, LIAISON®Adenovirus Control Set, LIAISON® Calprotectin, LIAISON® Calprotectin Control Set, LIAISON®H. pylori IgG, LIAISON®H. pylori IgG Control Set, LIAISON® SHBG, LIAISON® SHBG Control Set, LIAISON®Elastase-1, LIAISON®Elastase-1 Control Set, LIAISON®Aldo Neutralization Buffer, LIAISON®25 OH Vitamin D TOTAL Specimen Diluent, LIAISON® 1-84 PTH Specimen Diluent, LIAISON®Calcitonin II-Gen Specimen Diluent, LIAISON®Osteocalcin Specimen Diluent, LIAISON® Thymidine Kinase Specimen Diluent, LIAISON®BAP OSTASE® Specimen Diluent, LIAISON®XL 1,25 Dihydroxyvitamin D Diluent, LIAISON®TrimericS lgG Diluent Accessory, LIAISON®N-TACT® PTH Gen II Specimen Diluent, LIAISON®BRAHMS MR-proADM™, LIAISON®BRAHMS MR-proADM™ Control Set, LIAISON®Sample Diluent A, LIAISON®Q.S.E.T. Device Plus, LIAISON®Wash/System Liquid, LIAISON®Q.S.E.T. Buffer, LIAISON®EASY Wash Buffer, LIAISON®Xcelerator, LIAISON® Testosterone, LIAISON ®Testosterone Control Set, LIAISON®Aldosterone, LIAISON®Aldosterone Control Set, LIAISON®25 OH Vitamin D TOTAL Assay, LIAISON®25 OH Vitamin D TOTAL Control Set, LIAISON®1-84 PTH Assay, LIAISON®1-84 PTH Control Set, LIAISON®Calcitonin II-Gen, LIAISON®Calcitonin II-Gen Control Set | AESKULAP | 2024-01-12T00:00:00.000+01:00 | DiaSorin Inc,1951 Northwestern Avenue Stillwater, MN 55082-0285,USA | 310680, 310681, 310690, 310691, 310830, 310831, 310950, 310951, 310960, 310961, 310970, 310971, 310980, 310984, 311510, 311511, 317150, 317151, 317910, 317911, 318080, 318081, 318200, 318201, 318320, 318321, 318360, 318370, 318371, 318410, 318411, 318470, 318471, 318870, 318871, 318900, 318901, 318910, 318911, 318940, 318941, 318950, 318951, 318960, 318961, 318980, 318981, 319020, 319021, 319140, 319141, 310452, 310602, 310632, 310652, 310952, 310962, 310972, 310982, 311512, 317912, 318480, 318481, 318990, 319060, 319100, 319135, 319301, A0090, 310410, 310411, 310450, 310451, 310600, 310601, 310630, 310631, 310650, 310651 | In vitro | Reagent per perdorim laboratorik, Kontroll per perdorim laboratorik, Tampon per marrje mostre, Reagent per perdorim laboratorik per Vitaminen D, Hollues per perdorim laboratorik per testin e Calcitonin, Hollues per perdorim laboratorik per testin e Osteocalcin, Hollues per perdorim laboratorik per testin e Thymidine Kinase , Hollues per perdorim laboratorik per testin e Bap Ostase, Hollues per perdorim laboratorik per testin e 1,25 Dihydroxyvitamin D, Hollues per perdorim laboratorik per testin e TrimericS lgG, Hollues per perdorim laboratorik per testin e PTH, Hollues per perdorim laboratorik, Aparature mjekesore per perdorim laboratorik, Solucion pastrimi per aparatura mjekesore, Material konsumi per perdorim laboratorik, Tampon pastrimi per aparatura mjekesore, Program informatik per aparatura mjekesore | Pajisje laboratori
15905 | Dental ImplantSystem, Instrument | DENTAL LEADER -CORSI | 2024-02-29T00:00:00.000+01:00 | ZEROS Co., Ltd 138-13, Pyeonggang-ro 345beon-gil, Gangseo-gu, Busan, Korea (46700) | FLAR35 , FLAR40, ALA4040, ALA4055, ALA4070, ALA4540, ALA4555 , ALA4570, ALA5040, ALA5055, ALA5070 , ALA6040, ALA6055 , ALA6070, AM2PIR40SH, AM2PIR40LH, AM2PIR45SH , AM2PIR45LH, AM2PIR50SH , AM2PIR50LH, AM2PIR60SH, AM2PIR60LH, AM2PIR40SN , AM2PIR40LN, AM2PIR45SN, AM2PIR45LN, AM2PIR50SN, AM2PIR50LN, AM2PIR60SN, AM2PIR60LN, AM2TIR40SH, AM2TIR40LH, AM2TIR45SH, AM2TIR45LH, AM2TIR50SH, AM2TIR50LH, AM2TIR60SH, AM2TIR60LH, AM2TIR40SN, AM2TIR40LN, AM2TIR45SN, AM2TIR45LN, AM2TIR50SN, AM2TIR50LN, AM2TIR60SN, AM2TIR60LN, AM2GPR00 , AM2EPI , AM2EPIN, AM2GPR00, AM2GPR05, AM2GPR10 , AM2EGP , TPP, TED, THC25S, THC25L, TRC25S, TRC25L, THD12S, THD12L, TRW, TTW, TTC25S, TTC25L, BLA35, TBD24S, TBD24L, TED33S, TED33L, ELA48, AM2BLA05, IM2FAR40 | Klasa I | Sistem I Implanteve dentare, instrumenta | Pajisje dentare
15773 | Disposable Infusion Sets(with Needles)/ IS-GB2, Disposable Infusion Sets(with Needles)/ IS-GB4, Disposable Infusion Sets(with Needles)/ IS-GB5, Disposable Infusion Sets(with Needles)/ IS-GB7, Disposable Infusion Sets(with Needles)/ IS-GB8, Disposable Infusion Sets(with Needles)/ IS-GB9, Disposable Infusion Sets(with Needles)/ IS-GB10, Disposable Infusion Sets(with Needles)/ IS-GE9 | ÇENE | 2024-01-15T00:00:00.000+01:00 | Jiangsu Shenli Medical Production Go., Ltd./No. 20, Changzheng Rd, Zhenglu Tianning District 2131 1 1 Changzhou, Jiangsu PEOPLE'S REPUBLIC OF CHINA | n/a | Klasa IIa | Set infusioni me age, lidh pajisjen e shperndarjes se pompes se insulines tek trupi | Pajisje nje perdorimeshe
15762 | Obturan™ Vascular Closure Device, 6F, Obturan™ Vascular Closure Device, 8F | MONTAL | 2024-01-16T00:00:00.000+01:00 | MERIL LIFE SCIENCES PVT.LTD. Muktanand Marg, Chala. Vapi - 396191,Gujarat. lndia. | OBT6F, OBT8F | Klasa III | Pajisje që shërbejnë për mbylljen e enëve të gjakut | Pajisje nje perdorimeshe
15666 | GIAN MARCO VENTURI (POPLA) BARI | FARMAWORLD | 2024-01-16T00:00:00.000+01:00 | INDUSTRIE OTTICHE ITALIANE , Corso Fiume 4 - 10133 TORINO,ITALY | BARI | Klasa I | L'occhiale premontato , Syze te montuara paraprakisht janë pajisje mjekësore të klases I që përdoren për korrigjimin e problemeve të shikimit. | Pajisje oftalmike dhe optike
15667 | GIAN MARCO VENTURI (POCOM) CLIP ON | FARMAWORLD | 2024-01-16T00:00:00.000+01:00 | INDUSTRIE OTTICHE ITALIANE , Corso Fiume 4 - 10133 TORINO,ITALY | CLIP ON | Klasa I | L'occhiale premontato , Syze te montuara paraprakisht janë pajisje mjekësore të klases I që përdoren për korrigjimin e problemeve të shikimit. | Pajisje oftalmike dhe optike
15690 | GIAN MARCO VENTURI (POPLA) FERRARA | FARMAWORLD | 2024-01-16T00:00:00.000+01:00 | INDUSTRIE OTTICHE ITALIANE , Corso Fiume 4 - 10133 TORINO,ITALY | FERRARA | Klasa I | L'occhiale premontato , Syze te montuara paraprakisht janë pajisje mjekësore të klases I që përdoren për korrigjimin e problemeve të shikimit. | Pajisje oftalmike dhe optike
15668 | GIAN MARCO VENTURI (POCOM) PALERMO | FARMAWORLD | 2024-01-16T00:00:00.000+01:00 | INDUSTRIE OTTICHE ITALIANE , Corso Fiume 4 - 10133 TORINO,ITALY | PALERMO | Klasa I | L'occhiale premontato , Syze te montuara paraprakisht janë pajisje mjekësore të klases I që përdoren për korrigjimin e problemeve të shikimit. | Pajisje oftalmike dhe optike
15669 | GIAN MARCO VENTURI (POCOM) ROMA | FARMAWORLD | 2024-01-16T00:00:00.000+01:00 | INDUSTRIE OTTICHE ITALIANE , Corso Fiume 4 - 10133 TORINO,ITALY | ROMA | Klasa I | L'occhiale premontato , Syze te montuara paraprakisht janë pajisje mjekësore të klases I që përdoren për korrigjimin e problemeve të shikimit. | Pajisje oftalmike dhe optike
15691 | GIAN MARCO VENTURI (POCOM) SAVONA | FARMAWORLD | 2024-01-16T00:00:00.000+01:00 | INDUSTRIE OTTICHE ITALIANE , Corso Fiume 4 - 10133 TORINO,ITALY | SAVONA | Klasa I | L'occhiale premontato , Syze te montuara paraprakisht janë pajisje mjekësore të klases I që përdoren për korrigjimin e problemeve të shikimit. | Pajisje oftalmike dhe optike
15763 | FREZYDERM AC-NORM MEDILIKE EFFECT TYPE 3, 50ML | FUFARMA | 2024-01-18T00:00:00.000+01:00 | FREZYDERM S.A. 4TATOIOU AVENUE METAMORFOSSI, ATHENS 144 51, GREECE | FREZYDERM AC-NORM MEDILIKE EFFECT TYPE 3, 50ML | Klasa IIa | Imiton veprimin e trajtimit klasik të simptomave të akneve të tipit 3 (të rënda • inflamatore • nodulocistike) pa përdorur molekula farmaceutike. Përdorimi: Aplikoni në zonën e prekur 1-2 herë në ditë në varësi të rastit dhe deri në 30 ditë. | Tjeter
15713 | CapMix | Diamant Plus | 2024-01-25T00:00:00.000+01:00 | 3M Deutschland GmbH Health Care Business - Carl-Schurz-Str.1 41453 Neuss Germany | 76190, 76191, 76193, 76195 | Klasa I | Perzieres per mbushjet dentare | Pajisje dentare
15830 | Astringent Retraction Paste | Diamant Plus | 2024-01-25T00:00:00.000+01:00 | 3M Deutschland GmbH - Carl-Schurz-Str.1 41453 Neuss Germany | 56943, 56944, 56945 As part of system/procedure pack(s): 69381, 69383,69407,69413,69414,69415 | Klasa IIa | Paste retraktare per gingivat | Pajisje dentare
15831 | Express XT | Diamant Plus | 2024-01-25T00:00:00.000+01:00 | 3M Deutschland GmbH - Carl-Schurz-Str.1 41453 Neuss Germany | 36891,36892, 36893,36894,36895, 36896, 36974, 36975, 36976,36977 | Klasa IIa | Material per marrje mase | Pajisje dentare
15802 | Resin-Based Restorative Materials - Filtek™ Z550 Nano Hybrid Universal Restorative | Diamant Plus | 2024-01-25T00:00:00.000+01:00 | 3M Deutschland GmbH - Carl-Schurz-Str.1 41453 Neuss Germany | n/a | Klasa IIa | Cement dentar per mbushje | Pajisje dentare
15803 | Resin-Based Restorative Materials - Filtek™ Ultimate Universal Restorative | Diamant Plus | 2024-01-25T00:00:00.000+01:00 | 3M Deutschland GmbH - Carl-Schurz-Str.1 41453 Neuss Germany | n/a | Klasa IIa | Cement dentar per mbushje | Pajisje dentare
15832 | Ketac Cem radiopaque | Diamant Plus | 2024-01-25T00:00:00.000+01:00 | 3M Deutschland GmbH - Carl-Schurz-Str.1 41453 Neuss Germany | 37200, 37201, 37210, 37211,37220, 37221, 37230, 37231, 37251 (mixing block partially included as part of the device) | Klasa IIa | Cement dentar per ura | Pajisje dentare
15791 | VICRYLTM (Polyglactin 910) Knitted Mesh - Style 9 Fine, VICRYLTM (Polyglactin 910) Knitted Mesh - Style 12 Coarse | E v i t a | 2024-01-19T00:00:00.000+01:00 | Johnson & Johnson International c/o European Logistics Centre Leonardo Da Vincilaan, 15 BE-1831 Diegem Belgium | VM1208, VM2515, VM302, VM3020, VM605, VM72, VM74, VM802, VM94, VM95, VM96, X579 | Klasa III | Pajisje qe perdoret per mbeshtetje te perkohshme ne rikuperimin e plageve ose organeve | Pajisje nje perdorimeshe
15777 | ULTRAPRO™ Plug / ULTRAPRO PLUG SMALL DEVICE AND MESH, ULTRAPRO™ Plug / ULTRAPRO PLUG MEDIUM DEVICE AND MESH, ULTRAPRO™ Plug / ULTRAPRO PLUG LARGE DEVICE AND MESH | E v i t a | 2024-01-19T00:00:00.000+01:00 | Johnson & Johnson International c/o European Logistics Centre Leonardo Da Vincilaan, 15 BE-1831 Diegem Belgium | UPPS1, UPPS2, UPPS6, UPPM1, UPPM2, UPPM6, UPPL1, UPPL2, UPPL6 | Klasa III | Pajisje qe sherben si materjal perforcues per trajtimin kirugjikal te hernieve groine | Pajisje nje perdorimeshe
15778 | ULTRAPROTM Mesh , ULTRAPRO ADVANCEDTM Mesh | E v i t a | 2024-01-19T00:00:00.000+01:00 | Johnson & Johnson International c/o European Logistics Centre Leonardo Da Vincilaan, 15 BE-1831 Diegem Belgium | UMF1, UML1, UMM1, UMM3, UMN1, UMN3, UMP3, UMR3, UMS1, UMS3, UMT1, UPA612, UPA37615, UPA1015, UPA1515, UPA1530, UPA3030, UPA31015, UPA31515, UPA3612 | Klasa III | Pajisje qe sherben si materjal perforcues ne trajtimin kirurgjikal te hernies se murit abdominal | Pajisje nje perdorimeshe
15792 | ULTRAPRO™ Hernia System /ULTRAPRO Hernia System Medium, ULTRAPRO™ Hernia System /ULTRAPRO Hernia System Large, ULTRAPRO™ Hernia System /ULTRAPRO Hernia System Oval | E v i t a | 2024-01-19T00:00:00.000+01:00 | Johnson & Johnson International c/o European Logistics Centre Leonardo Da Vincilaan, 15 BE-1831 Diegem Belgium | UHSM1, UHSM, UHSM6, UHSL1, UHSL, UHSL6, UHSOV1, UHSOV | Klasa III | Pajisje qe perdoret ne riparimin e hapur te hernieve inguinale | Pajisje nje perdorimeshe
15779 | PROLENE™ Mesh / PROLENE™ Polypropylene Mesh, PROLENE™ Mesh / PROLENE™ Polypropylene Mesh Keyhole, PROLENE™ Soft Mesh / PROLENE™ Soft Polypropylene Mesh | E v i t a | 2024-01-19T00:00:00.000+01:00 | Ethicon LLC Highway 183 Km 8.3 San Lorenzo, Puerto Rico, 00754 USA | PML1, PML3, PMLK1, PMLK3, PMM1, PMM3, PMN3, PMP3, PMR3, PMS1, PMS3, PMSK1, PMSK3, SMP3XL, SPMXXL, SPMXS, SPMII, SPMH, SPMS, SPMLI | Klasa III | Pajisje qe sherben si materjal perforcues ne trajtimin kirurgjikal e hernies se murit abdominal | Pajisje nje perdorimeshe
15780 | PROCEED™ Surgical Mesh / PROCEED™ Surgical Mesh-Rectangle, PROCEED™ Surgical Mesh / PROCEED™ Surgical Mesh-Square, PROCEED™ Surgical Mesh / PROCEED™ Surgical Mesh-Oval | E v i t a | 2024-01-19T00:00:00.000+01:00 | Johnson & Johnson International c/o European Logistics Centre Leonardo Da Vincilaan, 15 BE-1831 Diegem Belgium | PCDH1, PCDJ1, PCDL1, PCDM1, PCDN1, PCDR1, PCDT1, PCDW1, PCDB1, PCDD1, PCDG1 | Klasa III | Pajisje qe sherben si materjal perforcues ne trajtimin kirurgjikal te hernies se murit abdominal | Pajisje nje perdorimeshe
15757 | Broncho-Fiberscope 5.0 x 54 | MONTAL | 2024-01-17T00:00:00.000+01:00 | KARL STORZ SE & Co. KG, Dr. -Karl-Storz-Strasse 34, 78532 Tuttlingen, Germany | 11001BN1 | Klasa IIa | Bronkoskopët fiberoptikë përdoren për të lehtësuar intubimin endotrakeal ose nëpërmjet rrugës së hundës ose orale, si dhe në ekzaminimin ose vlerësimin e rrugëve të frymëmarrjes. | Instrumenta shumeperdorimeshe
15781 | Culture Media,Origio Hadling 60 ml, Culture Media,Origio Hadling 125 ml | ''IRIS'' | 2024-01-18T00:00:00.000+01:00 | Origio A/S Knardrupvej 2 DK-2760 Malev Denmark | 83100060A, 83110060A, 83110125A, 83100125A | Klasa III | Trajtim per biopsine e trofektodermes, pa fenol te kuq, Trajtim per biopsine e trofektodermes, me fenol te kuq | Tjeter
15816 | Photac Fil Quick Aplicap - Glass ionomer based dental restorative | Diamant Plus | 2024-01-25T00:00:00.000+01:00 | 3M Deutschland GmbH - Carl-Schurz-Str.1 41453 Neuss Germany | 61010,61012, 61020, 61030,61040, 61050,61060, 61070, 61080,61082,61083,61084,61090 | Klasa IIa | Cement dentar per mbushje | Pajisje dentare
15833 | Protemp 4 - temporary restorative material for temporary restoration on prepared teeth | Diamant Plus | 2024-01-25T00:00:00.000+01:00 | 3M Deutschland GmbH - Carl-Schurz-Str.1 41453 Neuss Germany | 46953, 46954,46956, 46957, 46959, 46960,46972 | Klasa IIa | Rezine per dhembe provizor | Pajisje dentare
15836 | Relyx Temp NE - Eugenol Free temporary luting cement - Base paste - Catalyst | Diamant Plus | 2024-01-25T00:00:00.000+01:00 | 3M Deutschland GmbH - Carl-Schurz-Str.1 41453 Neuss Germany | n/a | Klasa IIa | Cement provizor per ura | Pajisje dentare
15804 | RelyX U200 - Dental luting agent for cementation of indirect restorations | Diamant Plus | 2024-01-25T00:00:00.000+01:00 | 3M Deutschland GmbH - Carl-Schurz-Str.1 41453 Neuss Germany | 56877, 56878, 56879 (mixing pad included as part of the device) | Klasa IIa | Cement rezinoz per ngjitje urash | Pajisje dentare
15834 | Single Bond Universal - universal adhesive - vial with adhesive or L-Pop with adhesive - single use applicator brushes | Diamant Plus | 2024-01-25T00:00:00.000+01:00 | 3M Deutschland GmbH - Carl-Schurz-Str.1 41453 Neuss Germany | n/a | Klasa IIa | Bond per perdorim ne procedura dentare | Pajisje dentare
15837 | Soft Monophase - Dental impression material | Diamant Plus | 2024-01-25T00:00:00.000+01:00 | 3M Deutschland GmbH - Carl-Schurz-Str.1 41453 Neuss Germany | 31798 | Klasa IIa | Silikon i bute per marrje mase | Pajisje dentare
15692 | PAPIL® DERMA | INNOVUS PHARMA | 2024-01-17T00:00:00.000+01:00 | Mar-Farma S.r.l. - Via Melzi d'Eril, 20 – 20154 MILANO – ITALY | N/A | Klasa I | PAPIL® DERMA KREM XHEL EUTROFIK PER PERDORIM VAGINAL | Tjeter
15714 | Model Name: 1481 models including CASRH45104 Multi Angled | BRIANZA DENT | 2024-01-17T00:00:00.000+01:00 | IZENIMPLANT CO., Ltd 1, 2Dong, 26-32, Suworam 4-gil, Seotan-myeon, Pyeongtaek-si, Gyeonggi-do, Republic of Korea | MAASTM20, MAASTR20, CARRH40205, CARRH40305, CARRH40405, CARRH40505, CARRH40207, CARRH40307,, CARRH40407, CARRH40507, CARRH50205, CARRH50305, CARRH50405, CARRH50505,, CARRH50207, CARRH50307, CARRH50407, CARRH50507, CARRH60205, CARRH60305,, CARRH60405, CARRH60505, CARRH60207, CARRH60307, CARRH60407, CARRH60507,, CARRH70205, CARRH70305, CARRH70405, CARRH70505, CARRH70207, CARRH70307,, CARRH70407, CARRH70507, CARRN40205, CARRN40305, CARRN40405, CARRN40505,, CARRN40207, CARRN40307, CARRN40407, CARRN40507, CARRN50205, CARRN50305,, CARRN50405, CARRN50505, CARRN50207, CARRN50307, CARRN50407, CARRN50507,, CARRN60205, CARRN60305, CARRN60405, CARRN60505, CARRN60207, CARRN60307,, CARRN60407, CARRN60507, CARRN70205, CARRN70305, CARRN70405, CARRN70505,, CARRN70207, CARRN70307, CARRN70407, CARRN70507, | Klasa I, Klasa IIb | Implante Dentare, Aksesore Dentare | Pajisje dentare
| Abutment Screw, Model Name: 1481 models including CASRH45104 Cemented Abutment, Model Name: 1481 models including CASRH45104 Angled Abutment, Model Name: 1481 models including CASRH45104 Ball Abutmen, Model Name: 1481 models including CASRH45104 FreeMillingAbutment, Model Name: 1481 models including CASRH45104 Abutment screw, Model Name: 1481 models including CASRH45104 Multi Angled Abutment Screw, Model Name: 139 models including HASR402 Multi Healing Cap, Model Name: 139 models including HASR402 HealingAbutment, Model Name: 139 models including HASR402 Healing Abutment, Model Name: 139 models including HASR402 Cover Screw, Model Name: 328 models including ISBM4014 Lab Analog, Model Name: 328 models including ISBM4014 Multi Plastic Cast Cylinder, Model Name: 328 models including ISBM4014 Ball Abutment O-ring Set, Model Name: 328 models including ISBM4014 Guide Pin, Model Name: 328 models including ISBM4014 Multi Cylinder Screw, Model Name: 328 models including ISBM4014 Impression Coping, Model Name: 328 models including ISBM4014 Scanbody Screw, Model Name: 328 models including ISBM4014 Impression Coping Guide Pin, Model Name: 328 models including ISBM4014 Scanbody, Model Name: 328 models including ISBM4014 Multi Scanbody, Model Name: 328 models including ISBM4014 Multi Scanbody Screw, Model Name: 258 types including ZMSM3510 Narrow type, Model Name: 258 types including ZMSM3510 Mini type ZENEX MULTI Fixture I-System, Model Name: 258 types including ZMSM3510 Regular type, Model Name: 258 types including ZMSM3510 Mini type ZENEX MULTI Fixture T-System, Model Name: 258 types including ZMSM3510 Mini type ZENEX MULTI Fixture R-System, Model Name: 258 types including ZMSM3510 X-Narrow type ZENEX PLUS Fixture I-System, Model Name: 258 types including ZMSM3510 Mini type, Model Name: 258 types including ZMSM3510 Wide type, Model Name: 258 types including ZMSM3510 Mini type ZENEX PLUS Fixture T-System, Model Name: 258 types including ZMSM3510 Mini type ZENEX PLUS Fixture R-System, Model Name: 258 types including ZMSM3510 Wide type, Model Name: 258 types including ZMSM3510 Mini type ZENEX Fixture, Model Name: 258 types including ZMSM3510 Regular type, Model Name: 1481 models including CASRH45104 CementedAbutment, Model Name: 1481 models including CASRH45104Multi Abutment, Model Name: 1481 models including CASRH45104 Ti LinkAbutment, Model Name: 1481 models including CASRH45104 Ball Abutment, Model Name: 1481 models including CASRH45104 Ball Abutment Cap / Retainer Cap, Model Name: 1481 models including CASRH45104 Multi Abutment, Model Name: 1481 models including CASRH45104 Multi Ti LinkCylinder, Model Name: 1481 models including CASRH45104 Multi Straight Abutment Carrier, Model Name: 1481 models including CASRH45104 FreeMilling Abutment, Model Name: 1481 models including CASRH45104 Abutment screw , Model Name: 1481 models including CASRH45104 Multi Angled Abutment Screw, Model Name: 1481 models including CASRH45104 CementedAbutment, Model Name: 1481 models including CASRH45104 Angled Abutment Abutment + Screw] |  |  |  | CARRH40205S, CARRH40305S, CARRH40405S, CARRH40505S, CARRH40207S,, CARRH40307S, CARRH40407S, CARRH40507S, CARRH50205S, CARRH50305S,, CARRH50405S, CARRH50505S, CARRH50207S, CARRH50307S, CARRH50407S,, CARRH50507S, CARRH60205S, CARRH60305S, CARRH60405S, CARRH60505S,, CARRH60207S, CARRH60307S, CARRH60407S, CARRH60507S, CARRH70205S,, CARRH70305S, CARRH70405S, CARRH70505S, CARRH70207S, CARRH70307S,, CARRH70407S, CARRH70507S, CARRN40205S, CARRN40305S, CARRN40405S,, CARRN40505S, CARRN40207S, CARRN40307S, CARRN40407S, CARRN40507S,, CARRN50205S, CARRN50305S, CARRN50405S, CARRN50505S, CARRN50207S,, CARRN50307S, CARRN50407S, CARRN50507S, CARRN60205S, CARRN60305S,, CARRN60405S, CARRN60505S, CARRN60207S, CARRN60307S, CARRN60407S,, CARRN60507S, CARRN70205S, CARRN70305S, CARRN70405S, CARRN70505S,, CARRN70207S, CARRN70307S, CARRN70407S, CARRN70507S,
AARRA40152, AARRA40153, AARRA40154,AARRA40155,AARRB40152,AARRB40153,, AARRB40154, AARRB40155, AARRA50152, AARRB50152, AARRB50153, AARRB50154,, AARRA50153, AARRB50155,AARRA50154, AARRA60152,AARRA50155, AARRA60153,, AARRA60154, AARRA60155, AARRB60152, AARRB60153, AARRB60154, AARRB60155,, AARRA70152, AARRA70153, AARRA70154, AARRA70155, AARRB70152, AARRB70153,, AARRB70154, AARRB70155, AARRA40252, AARRA40253, AARRA40254, AARRA40255,, AARRB40252, AARRB40253, AARRB40254, AARRB40255, AARRA50252, AARRA50253,, AARRA50254, AARRA50255, AARRB50252, AARRB50253, AARRB50254, AARRB50255,, AARRA60252, AARRA60253, AARRA60254, AARRA60255, AARRB60252, AARRB60253,, AARRB60254, AARRB60255, AARRA70252, AARRA70253, AARRA70254, AARRA70255,, AARRB70252, AARRB70253, AARRB70254, AARRB70255, AARRA40152S, AARRA40153S, AARRA40154S, AARRA40155S, AARRB40152S,, AARRB40153S, AARRB40154S, AARRB40155S, AARRA50152S, AARRA50153S,, AARRA50154S, AARRA50155S, AARRB50152S, AARRB50153S, AARRB50154S,, AARRB50155S, AARRA60152S, AARRA60153S, AARRA60154S, AARRA60155S,, AARRB60152S, AARRB60153S, AARRB60154S, AARRB60155S, AARRA70152S,, AARRA70153S, AARRA70154S, AARRA70155S, AARRB70152S, AARRB70153S,, AARRB70154S, AARRB70155S, AARRA40252S, AARRA40253S, AARRA40254S,, AARRA40255S, AARRB40252S, AARRB40253S, AARRB40254S, AARRB40255S,, AARRA50252S, AARRA50253S, AARRA50254S, AARRA50255S, AARRB50252S,, AARRB50253S, AARRB50254S, AARRB50255S, AARRA60252S, AARRA60253S,, AARRA60254S, AARRA60255S, AARRB60252S, AARRB60253S, AARRB60254S,, AARRB60255S, AARRA70252S, AARRA70253S, AARRA70254S, AARRA70255S,, AARRB70252S, AARRB70253S, AARRB70254S, AARRB70255S, BARR3510, BARR3520, BARR3530, BARR3540, BARR3550, BARR3560,, MSARR4815, MSARR4825, MSARR4835, MSARR4845, MAARRH481725, MAARRH481735,, MAARRH481745, MAARRN481725, MAARRN481735, MAARRN481745, MAARRH483035,, MAARRH4
15805 | Ellex ultraQreflex neo™ Ophthalmic Laser and Accessories, Model: UltraQ Reflex Neo | GEN - ALB FARMA | 2024-01-19T00:00:00.000+01:00 | Ellex Medical Pty Ltd 3-4 Second Avenue Mawson Lakes, South Australia 5095 AUSTRALIA | Comm S/N: URN0010 | Klasa IIb | Ultra Q Reflex™ Neo është projektuar në mënyrë ergonomike duke pasur parasysh kirurgun. Disa veçori lejojnë trajtimin e lehtë të pajisjes gjatë trajtimit, si p.sh. YAG Posterior Offset, kontrolli i saktë i niveleve të Energjisë, Ndriçimi, rreze e synimit dhe intensiteti i fiksimit. | Pajisje oftalmike dhe optike
15782 | NeVa Mechanical Thrombectomy System | AGS Corporation | 2024-01-18T00:00:00.000+01:00 | Vesalio, LLC 105 N. Pointe Drive Lake Forest, CA 92630 United States of America | 30040V-T, 30041V-TL, 30010V-M1, 30011V-M1L, 30020V-MS, 30021V-MSL, 30050V-VS, 30051V-VSL, VN-4546-F3RR, VN-4546-F3RX, VN-4030-03RR, VN-4038-F3RR, VN-4038-F3RX, VN-4544-05RR, VN-4529-03RR, VN-4529-03RX, VN-6035-F2RR, VN-6044-F3RR, VN-5537-03RR, VN-6044-F3NR, VN-6035-F2NR, VN-5537-03NR, VN-4546-F3NR, VN-4537-F2NR, VN-4544-05NR, VN-4038-F3NR, VN-4030-03NR, VN-4030-F2NR, VN-4529-03NR, VN-4022-02NR, EV-4030-F2RR, EV-4038-F3RR, EV-4537-F2RR, EV-4546-F3RR, EV-6035-F2RR, EV-6044-F3RR | Klasa III | Stent retriver, për trombektomi mekanike që përdoret në neurologji., Stent retriver, për trombektomi mekanike që përdoret në koronare. | Pajisje te implantueshme aktive
15783 | TASECTAN SACHETS | CFO PHARMA | 2024-01-19T00:00:00.000+01:00 | NOVENTURE S.L AVENIDA DIAGONAL 549,5/a PLANTA.08029 BARCELONA (SPAIN) | 1XXXXXX | Klasa III | PERDORET PER CRREGULLIMET INTESTINALE TE ZORREVE TE SHKAKTUARA NGA NJE DIAHRRE E SHFRENUAR. PERDORET PER TE RINDERTUAR MURET INTESTINALE TE ZORREVE. ME EKSTRAKTE BIMORE | Tjeter
15784 | SMARTeZ Pump – Short infusion Time, SMARTeZ Pump – Chemo, SMARTeZ Pump – Chemo CS, SMARTeZ Pump – Long infusion Time | BIOMETRIC ALBANIA | 2024-01-18T00:00:00.000+01:00 | Epic International (Thailand) Co., Ltd. - Adresa: Hemaraj Eastern Seaboard Industrial Estate 500/73 Moo 2, Tasit, Pluakdaeng, Rayong Thailand 21140 | 480151, 480160, 480161, 480170, 480171, 480180, 480181, 480190, 480191, 480200, 480210, 480220, 480230, 480250, 480257, 480258LP, 480260, 480270, 480280, 480280DFO, 480290, 480300, 480310, 480320, 480330, 480340, 480350, 480360, 480370, 480380, 480390, 480410, 480420, 480430, 480440, 480450, 480460, 480470, 480480, 480490, 480500, 480510, 480520, 480530, 480540, 480550, 480560, 480570, 480580, 480590, 480600, 480610, 480620, 480630, 480640, 480650, 480660, 480670, 481170, 481180, 481010, 481012, 481017, 481016, 481010LP, 481018LP, 481020, 481022, 481030, 481030LP, 481032, 481038LP, 481036, 481040, 481040LP, 481042, 481046, 481048LP, 481050, 481050LP, 481052, 481056, 481058LP, 481060, 481062, 481066, 481068LP, 481070, 481070LP, 481072, 481078LP, 481080, 481080LP, 481081, 481088LP, 481090, 481090LP, 481092, 481098LP, 481100, 481100LP, 481102, 481108LP, 481110, 481112, 481120, 481122, 481126, 481128LP, 481130, 481132, 481140, 481142, 481150, 481152, 481160, 481190, 481200, 481220, 481230, 481250, 484010, 484011, 484020, 484021, 484030, 484031, 484040, 484041, 484050, 484051, 484060, 484070, 484080, 484090, 484100, 484110, 484120, 484130, 484140, 484230, 484260, 484400, 484410, 484420, 484430, 484440, 484450, 484460, 484470, 484480, 484490, 484500, 484510, 484520, 484530, 484540, 480010, 480010DFO, 480011, 480017, 480018LP, 480020, 480021, 480030, 480030LP, 480031, 480038LP, 480040, 480041, 480046, 480048LP, 480050, 480051, 480060, 480061, 480070, 480071, 480080, 480081, 480090, 480090N, 480091, 480100, 480101, 480110, 480111, 480120, 480121, 480130, 480131, 480140, 480141, 480150 | Klasa IIa | Pompe SMARTeZ me kohe te gjate infuzioni, Pompe SMARTeZ me kohe te shkurter infuzioni, Pompe SMARTeZ per kimioterapi, Pompe SMARTeZ per kimioterapi me sistem te mbyllur | Produkte per institucione te kujdesit shendetesor
15693 | DERMOXEN VITEXYL GEL VAGINAL LUBRICANT | CFO PHARMA | 2024-01-19T00:00:00.000+01:00 | EKUBERG PHARMA SRL VIA TITO SCHIPA 6, CARPIGNANO SALENTINO (LE), ITALI. | N.A | Klasa I | VITEXYL XHEL ESHTE NJE XHEL ME EFEKT LUBRIFIKUES, HIDRATUES, QETESUES DHE MBROJTES I MUKOZES VAGINALE. PERDORET KUNDER THARRJEVE VAGINALE SIDOMOS NE PERIUDHAT E MENOPAUZES SI DHE PRE-MENOPAUZES. | Tjeter
15817 | Idroflog - Soluzione oftalmica, sterile | FARMAWORLD | 2024-01-19T00:00:00.000+01:00 | ALFA INTES Industria Terapeutica Splendore S.r.l. Via Fratelli Bandiera, 26 80026 Casoria (Italy) | IDROFLOG 0.5 ml | Klasa III | IDROFLOG është një solucion oftalmik që përmban sodium hyaluronate 2 mg/ml , hydrocortisone sodium phosphate 10 μg/ml | Pajisje oftalmike dhe optike
15758 | Dental Implants & Abutments, Dental Implants, Conical Implant, Internal Hex, SBA - Implant - Internal Hex, Abutment, Locator abutment, only-abutment-Regular, Silicone cap for locator, Soft-abutment-Regular, Silicone cap for locator, Standard-abutment-Regular, Silicone cap for locator, Strong-abutment-Regular, Metal cap for locator-abutment-Regular, 15° angled anatomic abutment-abutment-Regular, 25° angled anatomic abutment-abutment-Regular, 15° angled abutment-abutment-Regular, 25° angled abutment-abutment-Regular, 17° angled multi unit abutment, D-type-abutment-Regular, 30° angled multi unit abutment, D-type-abutment-Regular, Sleeve for MUA, titanium, D-type-abutment-Regular, Sleeve for multi unit abutment, | BIG- BOX | 2024-01-19T00:00:00.000+01:00 | UNIQA DENTAL LTD 2 Ha-Tsoran st, Netanya 4250602, Israel | na, UCI-3508, UCI-3510, UCI-3511, UCI-3513, UCI-3516, UCI-3708, UCI-3710, UCI-3711, UCI-3713, UCI-3716, USI-5011, USI-5013, USI-5016, US7-3308, US7-3310, US7-3311, US7-3313, US7-3316, US7-3708, US7-3710, US7-3711, US7-3713, US7-3716, US7-4208, US7-4210, US7-4211, US7-4213, US7-4216, US7-5008, US7-5010, US7-5011, US7-5013, US7-5016, ULAR-0001, ULAR-0002, ULAR-0003, ULAR-0004, ULAR-0005, ULCR-0001, ULCR-0002, ULCR-0003, ULMR-0001, UAAR-1501, UAAR-1502, UAAR-1503, UAAR-1504, UAAR-2501, UAAR-2502, UAAR-2503, UAAR-2504, UABR-1512, UABR-1509, UABR-2512, UABR-2509, UAMD-1701, UAMD-1702, UAMD-1703, UAMD-3001, UAMD-3002, UAMD-3003, USTD-0001, USTV-0001, USCD-0001, UMSD-0002, USMD-3701, USMD-3702, USMD-3703, UMTD-0001, UMTV-0001, UMSD-0007, UMSD-1014, UMHD-0004, UBAR-0050, UBAR-0001, UBAR-0002, UBAR-0003, UBAR-0004, UBAR-0005, UBAR-0006, UBAR-0007, UBMR-0001, UBSR-0001, UHCW-5503, UHCW-5504, UCI-4208, UCI-4210, UCI-4211, UCI-4213, UCI-4216, UCI-5008, UCI-5010, UCI-5011, UCI-5013, UCI-5016, UC7-3508, UC7-3510, UC7-3511, UC7-3513, UC7-3516, UC7-3708, UC7-3710, UC7-3711, UC7-3713, UC7-3716, UC7-4208, UC7-4210, UC7-4211, UC7-4213, UC7-4216, UC7-5008, UC7-5010, UC7-5011, UC7-5013, UC7-5016, USI-3308, USI-3310, USI-3311, USI-3313, USI-3316, USI-3708, USI-3710, USI-3711, USI-3713, USI-3716, USI-4208, USI-4210, USI-4211, USI-4213, USI-4216, USI-5008, USI-5010, UHCW-5505, UHCW-5506, UHCW-5507, UHCW-5502, UHCL-4002, UHCL-4003, UHCL-4004, UHCL-4005, UHCL-4006, UHCL-4007, UHCN-3507, UHCN-3505, UHCR-4602, UHCR-4603, UHCR-4604, UHCR-4605, UHCR-4606, UHCR-4607, USAR-5001, USAR-5002, USAR-5003, USAR-5004, USBR-4611, USBR-4609, USBR-4605, USBR-4607, USBR-4613, USBR-4615, USBL-3008, USBW-5511, USBW-5509, USBW-5505, USBW-5507, USBW-5513, USBW-5515, USSL-3801, USSL-3802, USSL-3803, USSL-3804, USSR-4601, USSR-4602, USSR-4603, USSR-4604, USSW-5501, USSW-5502, USSW-5503, USSW-5504, UCAR-3701, UCAR-3702, UCAR-3703, UCAR-3704, UCLR-4610, UCLR-5510, UCBR-0011, UCBR-1011, UCSR-0008, UCSR-1008, UCSL-0009, UCSL-1009, UCAR-1501, UCAR-1502, UCAR-1503, UCAR-1504, USWR-3783, USWL-3008, USMV-0050, USMV-0001, USMV-0002, USMV-0003, USMV-0004, USMV-0005, UMSV-0002, UMHV-0004, UTBR-0001, UTBR-0002, UTBR-0003, UTBR-1001, UTBR-1002, UTBR-1003, UOHM-4503, UOHM-4504, UOHM-4505, UOHM-4003, UOHM-4004, UOHM-4005, UOHR-4003, UOHR-4004, UOHR-4005, UOHR-5003, UOHR-5004, UOHR-5005, UOHR-6003, UOHR-6005, UOHR-4503, UOHR-4505, UOHR-6004, UOTM-4501, UOTM-4502, UOTM-4503, UOTM-4504, UOTM-4505, UOTR-45551, UOTR-45552, UOTR-45553, UOTR-45554, UOTR-45555, UOTR-45701, UOTR-45702, UOTR-45703, UOTR-45704, UOTR-45705, UOTR-50551, UOTR-50552, UOTR-50553, UOTR-50554, UOTR-50555, UOTR-50701, UOTR-50702, UOTR-50703, UOTR-50704, UOTR-50705, UOTR-50401, UOTR-50402, UOTR-50403, UOTR-50404, UOTR-50405, UOTR-60401, UOTR-60402, UOTR-60403, UOTR-60551, UOTR-60552, UOTR-60553, UOTR-60554, UOTR-60555, UOTR-60404, UOTR-60405, UOTR-60701, UOTR-60702, UOTR-60703, UOTR-60704, UOTR-60705, UTBM-0004, UTBM-1004, UTBM-1006, UTMV-0004, UTMV-0006, UTBV-0015, UTBM-0003, UTBV-0004, UTBV-0006, UTBV-0008, UTSR-4501, UTSR-4502, UTSR-4503, UTSR-4504, UTSR-4505, UOSM-0001, UOSR-0001 | Klasa IIb | Implante dentare qe perdoren per zevendesimin e dhembeve qe mungojne. | Pajisje dentare
titanium, V-type-abutment-Regular, Sleeve for MUA, castable, D-type-abutment-Regular, Screw for MUA sleeve, D-type-abutment-Regular, Straight multi unit, D-type 1 mm-abutment-Regular, Straight multi unit, D-type 2 mm-abutment-Regular, Straight multi unit, D-type 3 mm-abutment-Regular, Transfer for MUA, D-type-abutment-Regular, Transfer for multi unit abutment, V-type-abutment-Regular, Screw for MUA, D-type-abutment-Regular, Screw for MUA transfer, D-type-abutment-Regular, Healing cap for MUA, D-type-abutment-Regular, Ball attachment abutment-abutment-Regular, Metal cap for ball attachment-abutment-Regular, Silicone cap for ball attachment-abutment-Regular, Healing cap, wide-abutment-Wide, Conical Implant, Pure & Porous, P&P - Implant - Conical 11°, Conical Implant, SBA - Implant - Conical 11°, Conical Implant, Internal Hex, Pure & Porous, P&P - Implant - Internal Hex, Healing Cap , Slim-abutment-Slim, Healing cap, narrow-abutment-Narrow, Healing cap, regular-abutment-Regular, Straight anatomic abutment-abutment-Regular, Straight abutment, regular-abutment-Regular, Straight abutment, slim-abutment-Slim, Straight abutment, wide-abutment-Wide, Straight abutment with shoulder, slim-abutment-Slim, Straight abutment with shoulder,
regular-abutment-Regular, Straight abutment with shoulder, wide-abutment-Wide, Castable anatomic abutment, hex-abutment-Regular, UCLA Titanium base-abutment-Regular, UCLA Titanium base Wide-abutment-Wide, Castable abutment, hex-abutment-Regular, Castable abutment, round-abutment-Regular, Castable straight abutment, hex-abutment-Regular, Castable straight abutment, roud-abutment-Regular, Castable straight abutment, hex-abutment-Slim, Castable straight abutment, round-abutment-Slim, 15° castable angled anatomic
abutment, hex-abutment-Regular, Screw for abutment-abutment-Regular, Screw for abutments, slim-abutment-Slim, Straight multi unit abutment, V-type-abutment-Regular, Screw for multi unit sleeve, V-type-abutment-Regular, Healing cap for multi unit, V-type-abutment-Regular, Ti Base, hex-abutment-Regular, Ti Base, round-abutment-Regular, Healing Cap Mini-abutment-Conical Mini Platform, Healing Cap Regular-abutment-Conical Mini Platform, Healing Cap Regular-abutment-Conical Regular
Platform, Healing Cap Regular-abutment-Conical Regular Platform, Transfer Abutment Mini-abutment-Conical Mini Platform, Transfer Abutment Regular-abutment-Conical Regular
Platform, Transfer Abutment Regular-abutment-Conical Regular Platform, Transfer Abutment Regular-abutment-Conical RegularPlatform, Ti-Base, Monolith Direct 4mm-abutment-, Ti-Base, Monolith Direct 6mm-abutment-, Ti-Base, Monolith Direct, Round 4mm-abutment-, Ti-Base, Monolith Direct, Round 6mm-abutment-, Ti-Base Morphologic 4mm, V-type-abutment-, Ti-Base Morphologic 6mm, V-type-abutment-, Ti-Base Abutment 1.5mm, V-type-abutment-, Ti-Base Abutment 3mm, V-type-abutment-, Ti-Base Abutment 4mm, V-type-abutment-, Ti-Base Abutment 6mm, V-type-abutment-, Ti-Base Abutment 8mm, V-type-abutment-, Snap on transfer-abutment-Regular, Snap on transfer-abutment -Regular, Screw Mini Conical--Abutment screw -Conical Mini Platform , Screw Regular Conical--Abutment screw -Conical Regular Platform
15883 | Restorative Materials, Dental, Crown/ Bridge / LITE ART, Dental Materials, Restorative, Composite Resin / BeautiSealant , Dental Materials, Cement, Resin Composite / BeautiCem SA, Dental Materials, Restorative, Composite Resin / BEAUTIFIL-Bulk Restorative, Artificial Teeth / Veracia SA, Burs, Dental/ Super-Snap, SUPER-SNAP MANDRELS HP, Super-Snap Mandrels FG, Super-Snap Mandrels CA, SUPER-SNAP PLASTIC MANDREL 100'S, Super-Snap Singles 48 PAK Singles(8 disks), Super-Snap Singles 48 PAK Standard, Super-Snap Singles 48 PAK Mini, Super-Snap X-TREME Standard Disk Kit, Super-Snap X-TREME Mini Disk Kit, Super-Snap SuperBuff Set, Super-Snap SuperBuff 50 PCS, Super-Snap Trial Kit, Super-Snap SuperBuff Trial Kit, Super-Snap GREEN(Fine) 50 PCS, Super-Snap BLACK(Coarse) 50 PCS, Super-Snap BLACK(Coarse) 50 PCS, Super-Snap VIOLET(Medium) 50 PCS, Super-Snap VIOLET(Medium) 50 PCS, Super-Snap X-TREME RED(SuperFine) 50 PCS, Super-Snap RED(Superfine) 50 PCS, Super-Snap Buff Disk 25 PCS, Super-Snap Buff Mini-Disk 25 PCS, Super-Snap X-TREME GREEN(Fine) 50 PCS, Super-Snap X-TREME RED(Super-Fine) 50 PCS, Procedure Kit/Trays, Dental, Restoration, Composite Resin, Light-Cured /SOLIDEX, Burs, Dental / SHOFU Vitrified Stones (Dura-Green Stones, Dura-White Stones, Composite Finishing Kit), Burs, Dental SHOFU Silicone Abrasives (Ceramiste, Brownie, Greenie, Supergreenie, CompoSite, Amalgam Polishing Kit, Porcelain Laminate Polishing Kit), VINTAGE PRIME PRESS HT-BL3 3g x 5, VINTAGE PRIME PRESS HT-BL4 3g x 5, VINTAGE PRIME PRESS LT-A1 3gx 5, VINTAGE PRIME PRESS LT-A2 3gx 5, VINTAGE PRIME PRESS LT-A3 3gx 5, VINTAGE PRIME PRESS LT- A3.5 3gx 5, VINTAGE PRIME PRESS LT- A4 3gx 5, VINTAGE PRIME PRESS LT- B1 3gx 5, VINTAGE PRIME PRESS LT- B2 3gx 5, VINTAGE PRIME PRESS LT- B3 3gx 5, VINTAGE PRIME PRESS LT- B4 3gx 5, VINTAGE PRIME PRESS LT- C1 3gx 5, VINTAGE PRIME PRESS LT- C2 3gx 5, VINTAGE PRIME PRESS LT- C3 3gx 5, VINTAGE PRIME PRESS LT- C4 3gx 5, VINTAGE PRIME PRESS LT- D2 3gx 5, VINTAGE PRIME PRESS LT- D3 3gx 5, VINTAGE PRIME PRESS LT- D4 3gx 5, VINTAGE PRIME PRESS LT- BL3 3gx 5, VINTAGE PRIME PRESS LT- BL4 3gx 5, VINTAGE PRIME PRESS HO1 3gx 5, VINTAGE PRIME PRESS TRIAL 3gx 5, Dental Materials, Casting, Porcelain/VINTAGE Art Universal, Restorative Materials, Dental, Crown/Bridge / SHOFU BLOCK HC HARD, Dental Materials, Casting, Porcelain/ VINTAGE PRIME PRESS, VINTAGE PRIME PRESS E-1 3g x 5, VINTAGE PRIME PRESS E-2 3g x 5, VINTAGE PRIME PRESS E-A1 3g x 5, VINTAGE PRIME PRESS E-A2 3g x 5, VINTAGE PRIME PRESS E-BL3 3gx5, VINTAGE PRIME PRESS E-BL4 3gx5, VINTAGE PRIME PRESS HT-A1 3g x 5, VINTAGE PRIME PRESS HT- A2 3g x 5, VINTAGE PRIME PRESS HT- A3 3g x 5, VINTAGE PRIME PRESS HT- A3.5 3g x 5, VINTAGE PRIME PRESS HT- A4 3g x 5, VINTAGE PRIME PRESS HT- B1 3g x 5, VINTAGE PRIME PRESS HT- B2 3g x 5, VINTAGE PRIME PRESS HT- B3 3g x 5, VINTAGE PRIME PRESS HT- B4 3g x 5, VINTAGE PRIME PRESS HT- C1 3g x 5, VINTAGE PRIME PRESS HT- C2 3g x 5, VINTAGE PRIME PRESS HT- C3 3g x 5, VINTAGE PRIME PRESS HT- C4 3g x 5, VINTAGE PRIME PRESS HT- D2 3g x 5, VINTAGE PRIME PRESS HT-D3 3g x 5, VINTAGE PRIME PRESS HT-D4 3g x 5, Restorative Materials, Dental, Crown/ Bridge / SHOFU DISK ZR Lucent/ SHOFU DISK ZR Lucent Supra, Restorative Materials, Dental, Crown/ Bridge / SHOFU Universal Opaque, Restorative Materials, Dental, Crown/Bridge / SHOFU BLOCK HC, Dental Materials, Restorative, Composite Resin / BEAUT/FIL-Bulk Flowable, Burs, Dental / Dura-Green DIA, Procedure Kit/Trays, Dental, Restoration, Composite Resin, Light-Cured / CERAMAGE UP, Restorative Materials, Dental, Crown/ Bridge / SHOFU DISK HG, Burs, Dental/ ZiLMaster, Dental Materials, Cement, Glass lonomer/ Glasslonomer FX ULTRA, Dental Materials, Restorative, Composite Resin / BEAUTIFIL II Enamel, Dental Materials, Restorative, Composite Resin / BEAUT/FIL II Gingiva, Dental Materials, Restorative, Composite Resin / BEAUTIFIL II LS, Adhesives/ SHOFU Universal Primer, Dental Materials, Restorative, Composite Resin / BEAUTIFIL Flow Plus X / BEAUTIFIL Injectable X/XSL, Procedure Kit/Trays, Dental, Repair, Porcelain/CERARESIN BOND, Dental Materials, Casting, Porcelain/ VINTAGE ZR, Dental Materials, Restorative, Composite Resin / BEAUTIFIL II, Adhesives/ FL-BOND II, Dental Materials, Cement, Resin Composite/ ResiCem, Dental Materials, Restorative, Composite Resin / BEAUTIFIL Flow Plus/ BEAUTIFIL Injectable, Procedure Kit/Trays, Dental, Restoration, Composite Resin, Light-Cured / CERAMAGE, Burs, Dental, Diamond SHOFU DIAMOND POINTS (Robot Points, Hybrid Points, T&F Hybrid Points, TPE Diamonds, GingiCurettage, All Ceramic Preparation Kit, CAD/CAM PREPARATION KIT}, Dental Materials, Cement, Glass lonomer / Glaslonomer Cement CX-Plus, Burs, Dental / OneGloss, Burs, Dental / CeraMaster / CompoMaster, Artificial Teeth / Veracia | Rodio Pharma | 2024-01-25T00:00:00.000+01:00 | SHOFU INC. 11 Kamitakamatsu-cho, Fukuine, Higashiyama-ku, Kyoto 6050983, Japan | SD2S6, SD3MA6, SD3S5, SD4MA5, SD4S4, SW1MA4, SW1S3, W1S280, SC403, SC4ST3, SD2MAB, S02S7, SD3MA7, S03S6, SD4MA6, S04S5, SW1MA5, SW1S4, W1S281, SC404, SC4ST4, S0203, SD2ST3, SD3MA8, S03S7, SD4MA7, S04S6, SW1MA6, SW1S5, W1S300, 1970, 1971, 1972, 1973, 1974, 1975, 1976, 1977, 1978, 1979, 1980, 1981, 1982, 1983, 1984, 1985, 1986, 1798, 1799, 1800, 3213, 3214, 3215, 3216, 3217, 3218, 2032, 3033, 4034, 5035, 2080, 2081, 2082, 2083, 2084, 2085, 2086, 2087, 2088, 2089, 2090, 2091, 2092, 2093, 2094, 2095, 2096, 2097, 2098, 2099, 2100, 2101, 2102, 2103, 2104, 2105, D2S281, D3S281, D4S281, FSA3, QA2S281, QA35S301, QA3S321, QB2S341, QD2S281, SA1MA6, SA1S5, SA2MA5, SA2S4, SA35MA4, SA35S3, SA3MA3, SA3O7, SA3ST7, SA4O6, SA4ST6, S81O5, SB1ST5, S82O4, SB2ST4, S83O3, SB3ST3, SB4MA8, S84S7, SC1MA7, SC1S6, SC2MA6, SC2S5, SC3MA5, SC3S4, A1S320, A2S320, A35S301, A3S301, A4S300, B1S300, B2S300, 83S300, B4S300, C1S300, C2S300, C3S300, C4S300, D2S300, D3S300, D4S300, QA1S280, QA2S300, QA35S320, QA3S340, QC2S280, QD2S300, SA1MA7, SA1S6, SA2MA6, SA2S5, SA35MA5, SA35S4, SA3MA4, SA3S3, SA4MA3, SA4O7, SA4ST7, S81O6, SB1ST6, S82O5, SB2ST5, S83O4, SB3ST4, S84O3, SB4ST3, SC1MA8, SC1S7, SC2MA7, SC2S6, SC3MA6, SC3S5, A1S321, A2S321, A35S320, A3S320, A4S301, B1S301, B2S301, B3S301, B4S301, C1S301, C2S301, C3S301, C4S301, D2S301, D3S301, D4S301, QA1S281, QA2S301, QA35S321, QA3S341, QC2S281, QD2S301, SA1MA8, SA1S7, SA2MA7, SA2S6, SA35MA6, SA35S5, SA3MA5, SA3S4, SA4MA4, SA4S3, SB1MA3, S81O7, SB1ST7, S82O6, SB2ST6, S83O5, SB3ST5, S84O4, SB4ST4, SC1O3, SC1ST3, SC2MA8, SC2S7, SC3MA7, SC3S6, A1S340, A2S340, A35S321, A3S321, A4S320, B1S320, B2S320, B3S320, 84S320, C1S320, C2S320, C3S320, C4S320, D2S320, D3S320, D4S320, QA1S300, QA2S320, QA35S340, QB2S280, QC2S300, QD2S320, SA1O3, SA1ST3, SA2MA8, SA2S7, SA35MA7, SA35S6, SA3MA6, SA3S5, SA4MA5, SA4S4, SB1MA4, S81S3, SB2MA3, S82O7, SB2ST7, S83O6, SB3ST6, S84O5, SB4ST5, SC1O4, SC1ST4, SC2O3, SC2ST3, SC3MA8, SC3S7, A1S341, A2S341, A35S340, A3S340, A4S321, B1S321, B2S321, B3S321, 84S321, C1S321, C2S321, C3S321, C4S321, D2S321, D3S321, D4S321, QA1S301, QA2S321, QA35S341, QB2S281, QC2S301, QD2S321, SA1O4, SA1ST4, SA2O3, SA2ST3, SA35MA8, SA35S7, SA3MA7, SA3S6, SA4MA6, SA4S5, SB1MA5, S81S4, SB2MA4, S82S3, SB3MA3, S83O7, SB3ST7, S84O6, SB4ST6, SC105, SC1ST5, SC2O4, SC2ST4, SC3O3, SC3ST3, A1S360, A2S360, A35S341, A3S341, A4S340, B1S340, B2S340, B3S340, 84S340, C1S340, C2S340, C3S340, C4S340, D2S340, D3S340, D4S340, QA1S320, QA2S340, QA3S280, QB2S300, QC2S320, QD2S340, SA1O5, SA1ST5, SA2O4, SA2ST4, SA35O3, SA35ST3, SA3MA8, SA3S7, SA4MA7, SA4S6, SB1MA6, SB1S5, SB2MA5, S82S4, SB3MA4, S83S3, SB4MA3, S84O7, SB4ST7, SC1O6, SC1ST6, SC205, SC2ST5, SC3O4, SC3ST4, Al S361, A2S361, A35S360, A3S360, A4S341, Bl S341, B2S341, 83S341, B4S341, C1S341, C2S341, C3S341, C4S341, D2S341, D3S341, D4S341, QA1S321, QA2S341, QA3S281, QB2S301, QC2S321, QD2S341, SA1O6, SA1ST6, SA205, SA2ST5, SA35O4, SA35ST4, SA303, SA3ST3, SA4MA8, SA4S7, SB1MA7, SB1S6, SB2MA6, SB2S5, SB3MA5, SB3S4, SB4MA4, S84S3, SC1MA3, SC1O7, SC1ST7, SC2O6, SC2ST6, SC3O5, SC3ST5, SC3ST6, SC405, SC4ST5, S0204, SD2ST4, S0303, SD3ST3, SD4MA8, S04S7, SW1MA7, SW1S6, W1S301, SC3ST7, SC406, SC4ST6, S0205, SD2ST5, S0304, SD3ST4, S0403, SD4ST3, SW1MAB, SW1S7, W1S320, SC4MA3, SC407, SC4ST7, S0206, SD2ST6, S0305, SD3ST5, S0404, SD4ST4, SW103, SW1ST3, W1S321, SC4MA4, SC4S3, SD2MA3, S0207, SD2ST7, S0306, SD3ST6, S0405, SD4ST5, SW104, SW1ST4, W1S340, SC4MA5, SC4S4, SD2MA4, S02S3, SD3MA3, S0307, SD3ST7, S0406, SD4ST6, SW105, SW1STS, W1S341, SC4MA6, SC4S5, SD2MA5, S02S4, SD3MA4, S03S3, SD4MA3, SD407, SD4ST7, SW106, SW1ST6, W1S360, SC4MA7, SC4S6, SD2MA6, S02S5, SD3MA5, S03S4, SD4MA4, S04S3, SW1MA3, SW107, SW1ST7, W1S361, SC4MAB, SC4S7, SD2MA7, 253A, 296B, H404, 0199, 0261, 0272, 0283, 0294, 0401, 0451, 253B, 402A, H411, 0251, 0262, 0273, 0284, 0295, 0402, 0452, 254A, 404B, H412, 0437, 0438, 0439, 0440, 0501, 0502, 0503, 0506, 0507, 0535, 0536, F931, F944, L501, L502, L506, L507, L508, L509, L511, L512, L519 | Klasa IIa | Silante., Kite kompoziti qe perdoren ne dentistri., Goma lustrimi te siperfaqeve te dhembit ., Material porcelani qe sherben per restaurime te ndryshme ne goje., Kompozit qe sherben si material per mbushjen e dhembeve., Qeramika e re e qelqit disilikat me litium me rezistencë të lartë për prodhimin e kurorave,fasetave dhe urave të përparme ., Kompozite qe sherbejne si material mbusher se dhembit., Material zirkoni qe sherben per rstaurime te ndryshme ne goje., Disqe lustruese per siperfaqen e dhembeve., Glasionomer qe perdoren per restaurimet ne goje., Adesiv qe perdoret ne mbushjet e dhembeve., Dhembe artificial per ndertimin e protezave te levizeshme., Material porcelan qe sherben per ndertim e restaurimeve ne laborator., Liquid bond per ngjitjen e kompozitit., Cement rezinos., Kompozite per mbushjen e dhembeve., Kite per preparimin e dhembeve., Cemente per ngjitjen e punimeve restauruese ne goje., Goma lustruese. | Pajisje dentare
15694 | LC INTERTRAY/ Dental impression tray | EURODENTA | 2024-01-22T00:00:00.000+01:00 | INTERDENT d.o.o. Opekarniska cesta 26, SI - 3000 CELJE | N/A | Klasa I | Bases plat me drite, me luge individuale | Pajisje dentare
15806 | HEMOPRAN ENDORECTAL PROTECTIVE CREAM, TUBE 35 ML | CFO PHARMA | 2024-01-22T00:00:00.000+01:00 | EKUBERG PHARMA SRL VIA TITO SCHIPA 6, CARPIGNANO SALENTINO (LE), ITALI. | N.A | Klasa IIa | PERDORET PER TRAJTIMIN E SINDROMES HEMORROIDALE. TRAJTON IRRITIMET E LEKURES DHE MUKOZES ANALE DHE PERIANALE. FORMULUAR ME EKSTRAKTE NATYRALE, ME VEPRIM ZBUTES DHE FRESKUES. | Tjeter
15793 | HEMOPRAN ENDORECTAL PROTECTIVE CREAM, TUBE 35 ML | CFO PHARMA | 2024-01-22T00:00:00.000+01:00 | EKUBERG PHARMA SRL VIA TITO SCHIPA 6, CARPIGNANO SALENTINO (LE), ITALI. | N.A | Klasa IIa | PERDORET PER TRAJTIMIN E SINDROMES HEMORROIDALE. TRAJTON IRRITIMET E LEKURES DHE MUKOZES ANALE DHE PERIANALE. FORMULUAR ME EKSTRAKTE NATYRALE, ME VEPRIM ZBUTES DHE FRESKUES. | Tjeter
15818 | Dental Adhesives - Adapter™ Single Bond 2 Adhesive | Diamant Plus | 2024-01-24T00:00:00.000+01:00 | 3M ESPE Dental Products - 2510 Conway Avenue, St. Paul Minnesota 55144-1000, USA | n/a | Klasa IIa | Bond per perdorim ne procedura dentare | Pajisje dentare
15819 | Resin-Based Restorative Materials - Filtek™ Ultimate Universal Restorative | Diamant Plus | 2024-01-24T00:00:00.000+01:00 | 3M ESPE Dental Products - 2510 Conway Avenue, St. Paul Minnesota 55144-1000, USA | n/a | Klasa IIa | Rezine per dhembe provizor | Pajisje dentare
15835 | Ketac™ Cem Plus Automix Resin Modified Glass Ionomer Cement - Luting Cement - | Diamant Plus | 2024-01-24T00:00:00.000+01:00 | 3M ESPE Dental Products - 2510 Conway Avenue, St. Paul Minnesota 55144-1000, USA | n/a | Klasa IIa | Cement rezinoz per ngjitje urash | Pajisje dentare
15820 | XT APPL.FCPS.MINI TI.110/250 MM, XT APPL.FCPS.STD. TI.110/250 MM | O.E.S DISTRIMED | 2024-01-24T00:00:00.000+01:00 | Aesculap AG AM Aesculap -Platz 78532 Tuttlingen Germany | FT491T, FT496T | Klasa III | Instrumenta kirurgjikale invazive per perdorim direkt ne Sistemin Nervor Qendror | Pajisje nje perdorimeshe
15715 | MONCONE DRITTO SPALLA STRETTA FIM KIT D.3,75 - 1 PZ+ VITE - TIT.IIFIMMDS37KA, MONCONE FRESABILE FIM KIT D.3,75 SPALLA 6 - 1 PZ+ VITE - TIT.GR.IIFIMMDW37KA, MONCONE PROVVISORIO TITANIO + VITEIIFIMMP37KA, MONCONE A PALLA FIM D.3,75 H1IIFIMMPA371, MONCONE A PALLA FIM D.3,75 H2IIFIMMPA372, MONCONE A PALLA FIM D.3,75 H3IIFIMMPA373, MONCONE A PALLA FIM D.3,75 H4IIFIMMPA374, MONCONE A PALLA FIM D.3,75 H5IIFIMMPA375, MONCONE IN PEEK FIM D.3,75 H4IIFIMMPK374, MONCONE IN PEEK FIM D.3,75 H4 + VITEIIFIMMPK374KA, MONCONE ROTANTE IN PEEK FIM D.3,75 H4 + VITEIIFIMMPK374KA, MONCONE PROVVISORIO TITANIO ROTANTE + VITEIIFIMMPR37KA, MONCONE TORONTO FIM D.3,70 + VITEIIFIMMTT37KA, MUA 17° H 4.0 FIM + VITEIIFIMMUA1740KA, MUA 17° FIM + VITEIIFIMMUA1737KA, MUA 30° FIM + VITEIIFIMMUA3037KA, MUA 45° FIM H 4.0 + VITEIIFIMMUA4537KA, MUA ANATOMICO FIM 17° H 2.0 + POSIINOMUA172KA, MUA ANATOMICO FIM 17° H 3.0 + POSIINOMUA173KA, MUA ANATOMICO FIM 30° H 3.0 + POSIINOMUA303KA, MUA ANATOMICO FIM 30° H 4.0 + POSIINOMUA304KA, MUA ANATOMICO FIM 45° H 4.0 + POSIINOMUA454KA, MONCONE PROVVISORIO SCAN BODY + VITEIIDPSB37KA, MONCONE PROVVISORIO SCAN BODY PEEK MUA + VITEIIDPSBMUA48KA, MONCONE PROVVISORIO SCAN BODY TITANIO FIM D 3.75 + VITEIIFIMSBTI37KA, MONCONE PROVVISORIO SCAN BODY TITANIO MUA + VITEIIDPSBTIM48KA, MONCONE SIR FIM D 3.75IIFIMMDSIR37KA, VITE DI GUARIGIONE FIMD.3,75 H1 - OBSOLETOIIFIMVG371, VITE DI GUARIGIONE FIMD.3,75 H2IIFIMVG372, VITE DI GUARIGIONE FIMD.3,75 H3IIFIMVG373, VITE DI GUARIGIONE FIMD.3,75 H4IIFIMVG374, VITE DI GUARIGIONE FIMD.3,75 H5IIFIMVG375, VITE DI GUARIGIONE FIMD.3,75 H7IIFIMVG377, VITE DI GUARIGIONE FIM LARGA D.3,75 H3IIFIMVGL373, VITE DI GUARIGIONE FIM LARGA D.3,75 H4IIFIMVGL374, VITE DI GUARIGIONE FIM LARGA D.3,75 H5IIFIMVGL375, VITE PROTESICA FIM- 1PZ - TIT.GR.5IIFIMVP18, VITE PROTESICA FIM- 10 PEZZIIIFIMVP18, VITE PROTESICA FIM ASSE INCLINATOIIFIMVPAI18, VITE PROTESICA FIM ASSE INCLINATO TESTA LUNGAIIFIMVPAIL18, LINK DA INCOLLAGGIO SV D 3.5 H 2.0 + VITEIISVLK352KA, LINK DA INCOLLAGGIO SV D 3.5 H 3.0 + VITEIISVLK353KA, LINK DA INCOLLAGGIO SV D 3.5 + VITEIISVLK35KA, LINK DA INCOLLAGGIO ROTANTE SV D 3.5 H 2.0 + VITEIISVLKR352KA, LINK DA INCOLLAGGIO ROTANTE SV D 3.5 H 3.0 + VITEIISVLKR353KA, LINK DA INCOLLAGGIO ROTANTE SV D 3.5 + VITEIISVLKR35KA, MONCONE LOC D 3.5 H 1 + POS. + KIT DI LAVORAZIONE LOCIIPCLOXM351KD, MONCONE LOC D 3.5 H 2 + POS. + KIT DI LAVORAZIONE LOCIIPCLOXM352KD, MONCONE LOC D 3.5 H 3 + POS. + KIT DI LAVORAZIONE LOCIIPCLOXM353KD, MONCONE LOC D 3.5 H 4 + POS. + KIT DI LAVORAZIONE LOCIIPCLOXM354KD, MONCONE LOC D 3.5 H 5 + POS. + KIT DI LAVORAZIONE LOCIIPCLOXM355KD, MONCONE LOC D 3.5 H 6 + POS. + KIT DI LAVORAZIONE LOCIIPCLOXM356KD, MONCONE PEEK REGULAR H 2.0 + VITEIISVMPK352KA, MONCONE PEEK REGULAR ROTANTE H 2.0 + VITEIISVMPK35KA, VITE DI GUARIGIONE NARROW H 3.0IISVVGS353, VITE DI GUARIGIONE NARROW H 5.0IISVVGS355, VITE PROTESICA SV M1,8- 1 PZ - TIT.GR.5IISVVP18, VITE PROTESICA SV M1,8- 1 PZ - TIT.GR.5 - 10 PEZZIIISVVP18, VITE PROTESICA SV M1,8 PER CALCINAB.1PZ - TIT.GR.5IISVVPC18, VITE PROTESICA SV M1.8 SHORTIISVVPH18, CHIAVE DI MONTAGGIO ACT D 3.5/3.75 C/A LUNGAACTCMC35LO, CHIAVE DI MONTAGGIO ACT D 3.5/3.75 C/A CORTAACTCMC35SH, CHIAVE DI MONTAGGIO ACT D 4.3/5.0 C/A LUNGAACTCMC43LO, CHIAVE DI MONTAGGIO ACT D 4.3/5.0 C/A CORTAACTCMC43SH, CHIAVE DI MONTAGGIO ACT D 3.5/3.75 MANUALE LUNGAACTCMM35LO, CHIAVE DI MONTAGGIO ACT D 3.5/3.75 MANUALE CORTAACTCMM35SH, CHIAVE DI MONTAGGIO ACT D 4.3/5.0 MANUALE LUNGAACTCMM43LO, CHIAVE DI MONTAGGIO ACT D 4.3/5.0 MANUALE CORTAACTCMM43SH, ANALOGO ACT D 3.5/3.75ICACTAN35, ANALOGO 3D IMPIANTO ACT P 3.5/3.75 + VITEICACTAN3D35KA, ANALOGO 3D IMPIANTO ACT P 4.3/5.0 + VITEICACTAN3D43KA, ANALOGO ACT D 4.3/5.0ICACTAN43, TRANSFER ACT POP-IN P 3.5/3.75 + VITEICACTMO35KA, TRANSFER ACT POP-IN P 4.3/5.0 + VITEICACTMO43KA, TRANSFER ACT PICK-UP P 3.5/3.75 + VITEICACTTR35KA, TRANSFER ACT PICK-UP P 4.3/5.0 + VITEICACTTR43KA, VITE PER TRANSFER ACT M 1.6ICACTVTR16, VITE PER TRANSFER ACT/NSP M 2.0ICACTVTR20, TRANSFER PER MUA NSP + VITE LUNGAIITITMU48KU, VITE DI GUARIGIONE NSP PER MUAEEPSVGM48, CHIAVE DINAMOMETRICA ATTACCO TONDO 10-40 NcmUNCDM1040, CHIAVE DINAMOMETRICA ATTACCO TONDO 25-55 NcmUNCDM2555, CHIAVE DINAMOMETRICA ATTACCO TONDO 25-55 OS. DU.UNCDM2555OD, AVVITATORE MUA DA CONTRANGOLOUNCMCMUD, CHIAVE DI MONTAGGIO MULTI UNIT DRITTOUNCMUDCR, CRICCHETTO MANUALE UN -1PZ - ACC.UNCRMA, DRIVER UN 0,90 LUNGO DA CRICCHETTOUNDR090CRLO, DRIVER UN 0,90 CORTO DA CRICCHETTOUNDR090CRSH, DRIVER UN 1,20 DA CONTRANGOLOUNDR120CA, DRIVER UN 1,20 DA CONTRANGOLO LUNGOUNDR120CALO, DRIVER UN 1,20 LUNGO DA CRICCHETTOUNDR120CRLO, DRIVER UN 1,20 CORTO DA CRICCHETTOUNDR120CRSH, DRIVER UN 1,20 CORTO DA CRICCHETTOUNDR120SHCR, DRIVER PROTESICO 1.25 CA LUNGOUNDR125CALO, DRIVER PROTESICO 1.25 CA CORTOUNDR125CASH, DRIVER UN 1,25 LUNGO DA CRICCHETTOUNDR125CRLO, DRIVER UN 1,25 CORTO DA CRICCHETTOUNDR125CRSH, DRIVER PROTESICO 1,25 CORTOUNDR125PRSH, CACCIAVITE LUNGO C/AUNDR127CALO, CACCIAVITE CORTO C/AUNDR127CASH, DRIVER UN 1,27 LUNGO DA CRICCHETTOUNDR127CRLO, DRIVER UN 1,27 CORTO DA CRICCHETTOUNDR127CRSH, DRIVER UN 1,27 EXTRA CORTO DA CRICCHETTOUNDR127CRXS, DRIVER UN 1,27 CORTO DA CRICCHETTOUNDR127SHCR, DRIVER PROTESICO 1.30 CA LUNGOUNDR130CALO, DRIVER PROTESICO 1.30 CA CORTOUNDR130CASH, DRIVER UN 1,30 LUNGO DA CRICCHETTOUNDR130CRLO, DRIVER UN 1,30 CORTO DA CRICCHETTOUNDR130CRSH, DRIVER UN ASSE INCLINATO C/AUNDRAICA, DRIVER UN ASSE INCLINATO MANUALEUNDRAICR, MANICO DRIVER PROTESICOUNDRPR, DRIVER T4 C/A LUNGOUNDRT4CALO, DRIVER T4 C/A CORTOUNDRT4CASH, DRIVER T4 MANUALE LUNGOUNDRT4CRLO, DRIVER T4 MANUALE CORTOUNDRT4CRSH, DRIVER PROTESICO T6 CA LUNGOUNDRT6CALO, DRIVER PROTESICO T6 CA CORTOUNDRT6CASH, DRIVER UN T6 LUNGO DA CRICCHETTOUNDRT6CRLO, DRIVER UN T6 CORTO DA CRICCHETTOUNDRT6CRSH, DRIVER T6 LUNGO DA CRICCHETTOUNDRT6LOCR, DRIVER T6 CORTO DA CRICCHETTOUNDRT6SHCR, DRIVER UG C/A LUNGOUNDRUGCALO, DRIVER UG C/A CORTOUNDRUGCASH, DRIVER MANUALE TIPO UNIGRIP LUNGOUNDRUGCRLO, DRIVER MANUALE TIPO UNIGRIP CORTOUNDRUGCRSH, ANALOGO LOC D 4.0IIPCLOXAN40, CHIAVE DI MONTAGGIO LOC MANUALEPCLOXDRCR, INSERITORE RITENZIONI LOCUNLOXCMR, CHIAVE DI MONTAGGIO LOC C/APCLOXDRCA, TRANSFER LOC D 4.0IIPCLOXTR40, MONCONE UCLA BASE CR-CO ACT D 3.5/3.75 + VITEICACTBCC35KM, MONCONE UCLA BASE CR-CO ACT D 4.3/5.0 + VITEICACTBCC43KM, CALCINABILE ACT D 3.5/3.75 + VITEICACTCN35KM, CALCINABILE ACT D 4.3/5.0 + VITEICACTCN43KM, CALCINABILE ACT ROTANTE D 3.5/3.75 + VITEICACTCR35KM, CALCINABILE ACT ROTANTE D 4.3/5.0 + VITEICACTCR43KM, LINK DA INCOLLAGGIO ACT 3.5/3.75 + VITEICACTLKN35KI, LINK DA INCOLLAGGIO ACT 4.3/5.0 + VITEICACTLKN43KI, LINK DA INCOLLAGGIO ROTANTE ACT 3.5/3.75 + VITEICACTLKR35KI, LINK DA INCOLLAGGIO ROTANTE ACT 4.3/5.0 + VITEICACTLKR43KI, MONCONE LOC ACT P 3.5/3.75 H 1 + POS. + KIT DI LAVORAZIONE LOCICACTLOCM351KD, MONCONE LOC ACT P 3.5/3.75 H 2.5 + POS. + KIT DI LAVORAZIONE LOCICACTLOCM3525KD, MONCONE LOC ACT P 3.5/3.75 H 5 + POS. + KIT DI LAVORAZIONE LOCICACTLOCM355KD, MONCONE LOC ACT P 4.3/5.0 H 1 + POS. + KIT DI LAVORAZIONE LOCICACTLOCM431KD, MONCONE LOC ACT P 4.3/5.0 H 2.5 + POS. + KIT DI LAVORAZIONE LOCICACTLOCM4325KD, MONCONE LOC ACT P 4.3/5.0 H 5 + POS. + KIT DI LAVORAZIONE LOCICACTLOCM435KD, MONCONE ANGOLATO ACT 15° D 3.5/3.75 + VITEICACTMA1535KM, MONCONE ANGOLATO ACT 15° D 4.3/5.0 + VITEICACTMA1543KM, MONCONE ANGOLATO ACT 25° D 3.5/3.75 + VITEICACTMA2535KM, MONCONE ANGOLATO ACT 25° D 4.3/5.0 + VITEICACTMA2543KM, MONCONE DRITTO ACT D 3.5/3.75 + VITEICACTMDA35KM, MONCONE DRITTO ACT D 4.3/5.0 + VITEICACTMDA43KM, MONCONE PROVVISORIO ACT D.3.5/3.75 + VITEICACTMPN35KM, MONCONE PROVVISORIO ACT D.4.3/5.0 + VITEICACTMPN43KM, MONCONE PROVVISORIO ROTANTE ACT D.3.5/3.75 + VITEICACTMPR35KM, MONCONE PROVVISORIO ROTANTE ACT D.4.3/5.0 + VITEICACTMPR43KM, MULTI UNIT ANGOLATO ACT 17° D 3.5 H 2.5 + VITEICACTMUA1735KH, MULTI UNIT ANGOLATO ACT 17° D 4.3/5.0 H 2.5 + VITEICACTMUA1743KH, MULTI UNIT ANGOLATO ACT 30° D 3.5/3.75 H 3.5 + VITEICACTMUA3035KH, MULTI UNIT ANGOLATO ACT 30° D 4.3/5.0 H 3.5 + VITEICACTMUA3043KH, MULTI UNIT DRITTO ACT D 3.5/3.75 H 1.5ICACTMUD351, MULTI UNIT DRITTO ACT D 3.5/3.75 H 2.5ICACTMUD352, MULTI UNIT DRITTO ACT D 4.3/5.0 H 1.5ICACTMUD431, MULTI UNIT DRITTO ACT D 4.3/5.0 H 2.5ICACTMUD432, MONCONE PROVVISORIO SCAN BODY TITANIO ACT P 3.5/3.75 + VITEICACTSB35KI, MONCONE PROVVISORIO SCAN BODY TITANIO ACT P 4.3/5.0 + VITEICACTSB43KI, VITE DI GUARIGIONE DRITTA ACT D 3.5 H 3ICACTVGN363, VITE DI GUARIGIONE DRITTA ACT D 3.5 H 5ICACTVGN365, VITE DI GUARIGIONE REGULAR ACT D 4.3 H 3ICACTVGR503, VITE DI GUARIGIONE REGULAR ACT D 4.3 H 5ICACTVGR505, VITE PROTESICA ACT M 1.6ICACTVP16, VITE PROTESICA ACT/NSP M 2.0ICACTVP20, VITE MUA ANGOLATI ACT M 1.6ICACTVPA16, VITE MUA ANGOLATI ACT M 2.0ICACTVPA20, VITE PASSANTE MUA ACT 4.3/5.0ICACTVPA201, VITE ASSE INCLINATO ACT M 1.6ICACTVPAI161, VITE ASSE INCLINATO ACT M 1.6 TESTA LUNGAICACTVPAI163, VITE ASSE INCLINATO ACT/NSP M 2.0ICACTVPAI201, VITE ASSE INCLINATO ACT/NSP M 2.0 TESTA LUNGAICACTVPAI203, VITE TAPPO ACT D.3,5/3.75ICACTVTA35, VITE TAPPO ACT D.4,3/5,0ICACTVTA43, VITE TAPPO ACT D 3.5/3.75ICPRLVTA35, VITE TAPPO ACT D 4.3/5.0ICPRLVTA43, LINK DA INCOLLAGGIO PER MUA NSP + VITEEETILK48KI, MONCONE IN TITANIO PER MUA NSP + VITEIIPSMTM48KI, MONCONE IN TITANIO PER MUA NSP SABBIATA + VITEEEBRKTM4815KH, MONCONE PROVVISORIO SCAN BODY TITANIO MUA NSP + VITEIIDPSBTIM48KI, TORRETTA CALCINABILE PER MUA NSP + VITEEEBRKCMUKI, TORRETTA CR-CO PER MUA NSP + VITEIINWMAM48KI, TORRETTA DA SALDATURA PER MUA NSP + VITEEETIMSAL48KI, BOX METALLICO LOC - 4 PEZZIIIPCLOXCPKD, KIT DI LAVORAZIONE LOC - 2 PEZZIIIPCLOXCP40KD, KIT DI LAVORAZIONE LOC - 1 PEZZOIIPCLOXCP40KD, KIT DI LAVORAZIONE LOC - 10 PEZZIIIPCLOXCP40KD, RITENZIONE NYLON ANGOLATI LOC ARANCIONE 2 LB. - 4 PEZZIIIPCLOXYAR, RITENZIONE NYLON LOC AZZURRA 1.5 LB. - 4 PEZZIIIPCLOXYAZ, RITENZIONE NYLON LOC NERO 0 LB - 4 PEZZIIIPCLOXYNE, RITENZIONE NYLON LOC NERO 0 LB - 4 PEZZI - 10 PEZZIIIPCLOXYNE, RITENZIONE NYLON ANGOLATI LOC ROSSA 1.5 LB. - 4 PEZZIIIPCLOXYRO, RITENZIONE NYLON LOC ROSA 3 LB. - 4 PEZZIIIPCLOXYRS, RITENZIONE NYLON LOC TRASPARENTE 5 LB. - 4 PEZZIIIPCLOXYTR, RITENZIONE NYLON ANGOLATI LOC VERDE 4 LB. - 4 PEZZIIIPCLOXYVE, Twist Drill Ø 1.5 L 7-15 mmPUFR1515, Twist Drill Ø 2.0 L 7-15 mmPUFR2015, Twist Drill Ø 2.0 L 10-18 mmPUFR2018, Twist Step Drill Ø 2.4/2.8 L 7-15 mmPUFR24285, Twist Step Drill Ø 2.4/2.8 L 10-18 mmPUFR288, Twist Step Drill Ø 2.8/3.2 L 7-15 mmPUFR28325, Twist Step Drill Ø 2.8/3.2 L 10-18 mmPUFR328, Twist Drill Ø 3.0 L 7-15 mmPUFR3015, Twist Drill Ø 3.0 L 10-18 mmPUFR3018, Twist Step Drill Ø 3.2/3.6 L 7-15 mmPUFR32365, Twist Step Drill Ø 3.2/3.6 L 10-18 mmPUFR368, Twist Drill Ø 3.4 L 7-15 mmPUFR3415, Twist Drill Ø 3.4 L 10-18 mmPUFR3418, Twist Step Drill Ø 3.8/4.2 L 7-15 mmPUFR38425, Twist Step Drill Ø 4.2/4.6 L 7-15 mmPUFR42465, IMPIANTO 12 CONICO D 3.75 L 8IIDPIC3708, IMPIANTO 12 CONICO D 3.75 L 10IIDPIC3710, IMPIANTO 12 CONICO D 3.75 L 11.5IIDPIC3711, IMPIANTO 12 CONICO D 3.75 L 13IIDPIC3713, IMPIANTO 12 CONICO D 3.75 L 16IIDPIC3716, IMPIANTO 12 CONICO D 4.2 L 8IIDPIC4208, IMPIANTO 12 CONICO D 4.2 L 10IIDPIC4210, IMPIANTO 12 CONICO D 4.2 L 11.5IIDPIC4211, IMPIANTO 12 CONICO D 4.2 L 13IIDPIC4213, IMPIANTO 12 CONICO D 4.2 L 16IIDPIC4216, IMPIANTO 12 CONICO D 5.0 L 8IIDPIC5008, IMPIANTO 12 CONICO D 5.0 L 10IIDPIC5010, IMPIANTO 12 CONICO D 5.0 L 11.5IIDPIC5011, IMPIANTO 12 CONICO D 50 L 13IIDPIC5013, CALCINABILE BASE CROMO COBALTOIIFIMBCC37KA, CALCINABILE BASE CROMO COBALTO ROTANTEIIFIMBCCR37KA, CALCINABILE FIM CON BASE TITANIOIIFIMBT37KA, CALCINABILE NON RUOTANTE FIM D 3.75 + VITEIIFIMCN37KA, CALCINABILE RUOTANTE FIM KIT D.3,75 - 1 PZ+ VITE - PLEX.IIFIMCR37KA, MONCONE ANGOLATO 15° FIM H1 - 1 PZ+ VITE - TIT.GR.5IIFIMMA15371KA, MONCONE ANGOLATO 15° FIM H3 - 1 PZ+ VITE - TIT.GR.5IIFIMMA15373KA, MONCONE ANGOLATO 15° FIM KIT D.3,75 - 1 PZ+ VITE - TIT.GR.5IIFIMMA1537KA, MONCONE ANGOLATO 25° FIM H1 - 1 PZ+ VITE - TIT.GR.5IIFIMMA25371KA, MONCONE ANGOLATO 25° FIM H3 - 1 PZ+ VITE - TIT.GR.5IIFIMMA25373KA, MONCONE ANGOLATO 25° FIM KIT D.3,75 - 1 PZ+ VITE - TIT.GR.5IIFIMMA2537KA, MONCONE DRITTO FIM KIT D.3,75 - 1 PZ+ VITE - TIT.GR.5IIFIMMD37KA, MONCONE DRITTO FIM D.3,75 NO TACCHE CON VITEIIFIMMD37KA, MONCONE DRITTO ANATOMICO FIM KIT D.3,75 - 1 PZ+ VITE - TIT.GR.5IIFIMMDA372KA, MONCONE DRITTO ANATOMICO FIM KIT D.3,75 - 1 PZ+ VITE - TIT.GR.5IIFIMMDA374KA, MONCONE DRITTO ANAT. STRETTO FIM D.3,75 H.2IIFIMMDAS372KA, MONCONE DRITTO ANAT. STRETTO FIM D.3,75 H.4IIFIMMDAS374KA, MONCONE DRITTO FIM ROTANTEIIFIMMDR37KA, TI-BASE OCTAICOCTISR48KB, TORRETTA CALCINABILE PER OCTA + VITEICESCMUK48KB, TORRETTA CALCINABILE NON ROTANTE PER OCTA + VITEICESCMU48KB, CAPPETTA IN TEFLON PER ATTACCHI A PALLINAICUNTF25, TORRETTA IN CR-CO PER MUA + VITEEENWMAM48KB, TORRETTA CORTA IN TITANIO PER MUA + VITEEETIMTM48KB, TORRETTA IN TITANIO PER MUA + VITEEEBRKMTM48KB, TORRETTA IN TITANIO PER OCTA P 3.8 + VITEICMGOCT38KB, TORRETTA IN CR-CO PER OCTA + VITEICNWMAO48KB, TORRETTA IN TITANIO CORTA PER OCTA + VITEICMGOCTC48KB, TORRETTA IN TITANIO PER OCTA + VITEICMGOCT48KB, TORRETTA IN TITANIO NON ROTANTE PER OCTA P 3.8 + VITEICMGOCTN38KB, VITE GUARIGIONE H.3ICMGIARVG353, VITE GUARIGIONE H.5ICMGIARVG355, VITE GUARIGIONE H.7ICMGIARVG357, VITE DI GUARIGIONE PER MULTI UNIT ANGOLATOEEBRKVGMD45, VITE DI GUARIGIONE OCTAIIMGVGSKB, VITE PASSANTE ASSE INCLINATOICMGIARVPAI18, VITE PASSANTE ASSE INCLINATO TESTA LUNGAICMGIARVPAIL18, VITE PASSANTE PER LINK/MONCONI ANGOLATIICMGIARVPC18, VITE CORTA PER TORRETTA MULTI UNIT ANGOLATOEEBRKVPM14, VITE CORTA PER TORRETTA OCTAICMGVPO20, VITE TAPPOICMGIARVTA18, MONCONE LOC MGAR D 3.5 H 1 + POS. + KIT DI LAVORAZIONE LOCIIMGIARLOC351KD, MONCONE LOC MGAR D 3.5 H 2 + POS. + KIT DI LAVORAZIONE LOCIIMGIARLOC352KD, MONCONE LOC MGAR D 3.5 H 3 + POS. + KIT DI LAVORAZIONE LOCIIMGIARLOC353KD, MONCONE LOC MGAR D 3.5 H 4 + POS. + KIT DI LAVORAZIONE LOCIIMGIARLOC354KD, MONCONE LOC MGAR D 3.5 H 5 + POS. + KIT DI LAVORAZIONE LOCIIMGIARLOC355KD, ANALOGO MUAICTIAMU48, ANALOGO ES2ICES2AN35, ANALOGO ESA SHOREICMGIARAN35, ANALOGO 3D ES + VITEICEMGIARAN3D35KA, ANALOGO OCTAICMGANO48, ANALOGO OCTA P 3.8ICMGANO38, CHIAVE DI MONTAGGIO C/A CORTA ESA SHOREMGIARCMCSH, CHIAVE DI MONTAGGIO C/A LUNGA ESA SHOREMGIARCMCLO, CHIAVE DI MONTAGGIO MANUALE LUNGAMGIARCMMLO, CHIAVE DI MONTAGGIO MANUALE CORTAMGIARCMMSH, CHIAVE DI MONTAGGIO OCTAESCMO, CHIAVE DI MONTAGGIO OCTA CORTAESCMOSH, CRICCHETTO DINAMOMETRICO ATT. TONDOUNCDM2555, DRIVER DA CONTRANGOLOUNDR120CA, DRIVER LUNGO CON RONDELLAUNDR120LO, DRIVER CORTO CON RONDELLAUNDR120SHCR, ESTRATTOREUNEST18N, TRANSFER A STRAPPO SLIMICESMOS35K, POSIZIONATORE PER MUATIMMU, PIN PARALLELISMODFPP, SCAN BODY IN PEEK OCTAICOCTSBSY48KB, TRANSFER PER CUCCHIAIO APERTOIIDFTR40KA, TRANSFER PER MULTI UNIT ANGOLATOIITITMU48KA, TRANSFER PER CUCCHIAIO CHIUSO + VITEICESMO35K, VITE LUNGA PER COPING DA IMPRONTA MULTI UNITEETIVTM14, VITE LUNGA PER COPING DA IMPRONTAICMGIARVTR18, KIT CHIRURGICO GRANDE ESA-SHORE VUOTOESKL02, TRAY PER KIT CHIRURGICO ESA-SHORE 20 FORIESKS03, FRESA PILOTAUNFRPIL275, FRESA 2.0 PER STOPESFRS20, FRESA 2.5 PER STOPESFRS25, FRESA 2.8 PER STOPESFRS28, FRESA 3.3 PER STOPESFRS33, FRESA 3.8 PER STOPESFRS38, FRESA 4.3 PER STOPESFRS43, FRESA 4.8 PER STOPESFRS48, KIT CHIRURGICO ESA-SHORE 20 FORIESK0811, KIT CHIRURGICO GRANDE ESA-SHOREESK1215, KIT CHIRURGICO ESA-SHOREESK0710, PROLUNGA PER FRESEPROFR3, STOP FRESE ROTANTE L 7UNSFLR70, STOP FRESE ROTANTE L 8.5UNSFLR85, STOP FRESE ROTANTE L 11.5UNSFLR115, STOP FRESE ROTANTE L 13UNSFLR130, STOP FRESE ROTANTE L 15UNSFLR150, KIT CHIRURGICO GRANDE N1ESFRK1216, PREPARATORE DI SPALLA D 3.5DFFRCS35, PREPARATORE DI SPALLA D 4.0DFFRCS40, PREPARATORE DI SPALLA D 4.5DFFRCS45, PREPARATORE DI SPALLA D 5.0DFFRCS50, MONCONE MUA DRITTO BM D 3.50 H 1IIBMMUD351, MONCONE MUA DRITTO BM D 3.50 H 2IIBMMUD352, MONCONE MUA DRITTO BM D 3.50 H 3IIBMMUD353, MONCONE MUA DRITTO BM D 3.50 H 4IIBMMUD354, MONCONE MUA DRITTO ANATOMICO BM D 3.50 H 1IIBMMUDA351, MONCONE MUA DRITTO ANATOMICO BM D 3.50 H 2IIBMMUDA352, MONCONE MUA DRITTO ANATOMICO BM D 3.50 H 3IIBMMUDA353, MONCONE MUA DRITTO ANATOMICO BM D 3.50 H 4IIBMMUDA354, CALCINABILE PER MUA + VITE CORTAEEBRKCMUKA, LINK DA INCOLLAGGIO PER MUA + VITEEETILK48KA, TORRETTA CR-CO PER MUA + VITEIINWMAM48KA, TORRETTA PEEK MULTI UNIT + VITEEEPCMPK48KA, MONCONE DA SALDATURA PER MUA + VITEEETIMSAL48KA, MONCONE IN TITANIO PER MUA + VITEEEBRKMTM48KA, VITE DI GUARIGIONE PER MUAEETIVGM48, ANALOGO IN TITANIO NO 3DIIDPAN3D37KA, ANALOGO IN TITANIO NO D 4.2IIDPAN42, MONTATORE FIM D.3,70 + VITEIIFIMMO37KA, COPYNG DA IMPRONTA (TRANSFER) FIM KIT D.3,75 - 1 PZ+ VITE - ACC.IIFIMTR37KA, TRANSFER 3 PEZZIIIFIMTR3P37KA, TRANSFER STRETTO 3 PEZZIIIFIMTRS3P37KA, TRANSFER SNAP ON FIM D 3.75IIFIMTRSO37, TRANSFER SNAP ON FIM D 3.75 - 10 PEZZIIIFIMTRSO37, VITE PER TRANSFER FIMIIFIMVTR18, VITE PER TRANSFER FIM - 10 PEZZIIIFIMVTR18, CHIAVE DI MONTAGGIO STAR NO C/A LUNGADPCMCLO, CHIAVE DI MONTAGGIO STAR NO C/A CORTADPCMCSH, CHIAVE DI MONTAGGIO STAR NO MANUALE LUNGADPCMMLO, CHIAVE DI MONTAGGIO STAR NO MANUALE CORTADPCMMSH, ANALOGO MUAIITIAMU48, ANALOGO 3D MUA + VITEIITIAMU3D48KA, MONTATORE MUA TITIMMU, TRANSFER PER MUA + VITE LUNGAIITITMU48KA, VITE LUNGA PER TRANSFER MUAIITIVTM14, IMPIANTO CONICO ESA-SHORE D 3.5 H 8.5ICMGIAR3508, IMPIANTO CONICO ESA-SHORE D 3.5 H 10ICMGIAR3510, IMPIANTO CONICO ESA-SHORE D 3.5 H 11.5ICMGIAR3511, IMPIANTO CONICO ESA-SHORE D 3.5 H 13ICMGIAR3513, IMPIANTO CONICO ESA-SHORE D 3.5 H 15ICMGIAR3515, IMPIANTO CONICO ESA-SHORE D 4.0 H 7ICMGIAR4007, IMPIANTO CONICO ESA-SHORE D 4.0 H 8.5ICMGIAR4008, IMPIANTO CONICO ESA-SHORE D 4.0 H 10ICMGIAR4010, IMPIANTO CONICO ESA-SHORE D 4.0 H 11.5ICMGIAR4011, IMPIANTO CONICO ESA-SHORE D 4.0 H 13ICMGIAR4013, IMPIANTO CONICO ESA-SHORE D 4.0 H 15ICMGIAR4015, IMPIANTO CONICO ESA-SHORE D 4.5 H 7ICMGIAR4507, IMPIANTO CONICO ESA-SHORE D 4.5 H 8.5ICMGIAR4508, IMPIANTO CONICO ESA-SHORE D 4.5 H 10ICMGIAR4510, IMPIANTO CONICO ESA-SHORE D 4.5 H 11.5ICMGIAR4511, IMPIANTO CONICO ESA-SHORE D 4.5 H 13ICMGIAR4513, IMPIANTO CONICO ESA-SHORE D 4.5 H 15ICMGIAR4515, IMPIANTO CONICO ESA-SHORE D 5.0 H 7ICMGIAR5007, IMPIANTO CONICO ESA-SHORE D 5.0 H 8.5ICMGIAR5008, IMPIANTO CONICO ESA-SHORE D 5.0 H 10ICMGIAR5010, IMPIANTO CONICO ESA-SHORE D 5.0 H 11.5ICMGIAR5011, IMPIANTO CONICO ESA-SHORE D 5.0 H 13ICMGIAR5013, IMPIANTO CONICO ESA-SHORE D 5.0 H 15ICMGIAR5015, FRESA FIM F1 2,2FIMIF1FR22, FRESA FIM F1 2,8FIMIF1FR28, FRESA FIM F1 3,20FIMIF1FR32, FRESA FIM F1 3,70FIMIF1FR37, FRESA FIM F1 4,10FIMIF1FR41, FRESA FIM F1 4,50FIMIF1FR50, FRESA FIM F1 4,90FIMIF1FR49, FRESA FIM D 2.2 CON STOPFIMFR22, FRESA FIM D 2.8 CON STOPFIMFR28, FRESA FIM D 3.2 CON STOPFIMFR32, FRESA CHIRURGICA FIM 3.8FIMFR38, FRESA CHIRURGICA FIM 4.4FIMFR44, FRESA FIM DOPPIO DIAMETRO D 2.2/2.8 PER STOPFIMIFRS28, FRESA FIM DOPPIO DIAMETRO D 2.8/3.2 PER STOPFIMIFRS32, FRESA FIM DOPPIO DIAMETRO D 3.2/3.7FIMIFRS37, FRESA FIM DOPPIO DIAMETRO D 3.7/4.1FIMIFRS41, FRESA FIM DOPPIO DIAMTERO D 4.1/4.5FIMIFRS45, KIT INTRO FIMMICGK1721, STOP FRESE SMALL H.6UNSFSR60, STOP FRESE SMALL H.7UNSFSR70, STOP FRESE SMALL H.8UNSFSR80, STOP FRESE SMALL H.10UNSFSR100, STOP FRESE SMALL H.11,5UNSFSR115, STOP FRESE SMALL H.13UNSFSR130, STOP FRESE SMALL H.16UNSFSR160, STOP FRESE SMALL H.8.5UNSFSR85, MONCONE DRITTO A FINIRE ES2 D 3.5ICES2MDF35KB, MONCONE DRITTO A FINIRE ES2 D 4.0ICES2MDF40KB, MONCONE DRITTO A FINIRE ES2 D 4.5ICES2MDF45KB, MONCONE DRITTO A FINIRE ES2 D 5.0ICES2MDF50KB, CALCINABILE BASE CROMO COBALTO H 2ICESBCC352KB, BOX METALLICO PER ATTACCHI A PALLINAEEUNBPT, LINK DA INCOLLAGGIOICDFBZ35KB, LINK DA INCOLLAGGIO LUNGO H 2.0ICESBZ2KB, LINK DA INCOLLAGGIO LUNGO H 3.0ICESBZ3KB, LINK DA INCOLLAGGIO LUNGOICESBZ35KB, LINK DA INCOLLAGGIO ROTANTEICDFBZR40KB, LINK DA INCOLLAGGIO LUNGO ROTANTE H 2.0ICESBZRL352KB, LINK DA INCOLLAGGIO LUNGO ROTANTE H 3.0ICESBZRL353KB, LINK DA INCOLLAGGIO LUNGO ROTANTEICESBZRL35KB, CALCINABILE BASE CROMO COBALTOICDFBCC35KB, CALCINABILE CON VITEICDFCN35KB, CALCINABILE BASE CROMO COBALTO ROTANTEICDFBCCR35KB, CALCINABILE ROTANTE CON VITEICDFCR35KB, MONCONE ANGOLATO 15° H.2ICDFMA152KB, MONCONE ANGOLATO 15° H.4ICDFMA154KB, MONCONE ANGOLATO 25° H.2ICDFMA252KB, MONCONE ANGOLATO 25° H.4ICDFMA254KB, MONCONE DRITTO PROFILO 5.0 - H.2ICDFMDA2KB, MONCONE DRITTO PROFILO 4.5 - H.3ICMGIARMD40KB, MONCONE DRITTO PROFILO 4.5 - H.5ICMGIARMD455KB, MONCONE DRITTO PROFILO 5.0 - H.2ICMGIARMD502KB, MONCONE DRITTO PROFILO 5.0 - H.4ICMGIARMD504KB, MONCONE DRITTO PROFILO 6.0 - H.2ICMGIARMD406KB, MONCONE DRITTO PROFILO 6.0 - H.4ICMGIARMD604KB, MONCONE DRITTO STRETTO PROFILO 4.0 H 1.5ICES2MDS40KB, ATTACCO A PALLINA PER IMPIANTI ESA-SHORE H.1ICDFMPA1, ATTACCO A PALLINA PER IMPIANTI ESA-SHORE H.3ICDFMPA3, ATTACCO A PALLINA PER IMPIANTI ESA-SHORE H.5ICDFMPA5, MONCONE MUA ANG. 17° D 3.5 H 5 + VITEICMGIARMUA175KB, MONCONE MUA ANG. 17° D 3.5 H 2.5 + VITEICMGIARMUA1735KB, MONCONE MUA ANG. 30° D 3.5 H 5 + VITEICMGIARMUA305KB, MONCONE MUA ANG. 30° D 3.5 H 3 + VITEICMGIARMUA3035KB, MONCONE MUA ANG. 45° D 3.5 H 4.5 + VITEICMGIARMUA4545KB, MUA DRITTO H1ICDFMUD1, MUA DRITTO H2ICDFMUD2, MUA DRITTO H3ICDFMUD3, MUA DRITTO H4ICDFMUD4, MONCONE OCTA ESA SHORE H2ICMGIARMOC402, MONCONE OCTA ESA SHORE H3ICMGIARMOC403, MONCONE OCTA P 3.8 H 1ICMGIARMOC381, MONCONE OCTA P 3.8 H 2ICMGIARMOC382, MONCONE OCTA P 3.8 H 3ICMGIARMOC383, MONCONE OCTA P 3.8 H 4ICMGIARMOC384, MONCONE OCTA ESA SHORE H4ICMGIARMOC404, MONCONE PROVVISORIO SCAN BODY TITANIO ES + VITEICES2SB35KB, STOP FRESE ROTANTE L 10UNSFLR100 | BRIANZA DENT | 2024-01-22T00:00:00.000+01:00 | AVENIR SRL Via Del Salice 21- 47822 Santarcangelo Di Romagna (RN) - Italy | FIMMDS37K, FIMMDW37K, FIMMO37K, FIMMP37K, FIMMPA371, FIMMPA372, FIMMPA373, FIMMPA374, FIMMPA375, FIMMPK374, FIMMPK374K, FIMMPKR374K, FIMMPR37K, FIMMTT37K, FIMMUA173740K, FIMMUA1737K, FIMMUA3037K, FIMMUA4537K, FIMMUAN17372KVM, FIMMUAN17373KVM, FIMMUAN30373KVM, FIMMUAN30374KVM, FIMMUAN4537KVM, FIMSB37K, FIMSBMUAK, FIMSBTI37K, FIMSBTIMUA48K, FIMSIR37K, FIMVG371, FIMVG372, FIMVG373, FIMVG374, FIMVG375, FIMVG377, FIMVGL373, FIMVGL374, FIMVGL375, FIMVP, FIMVP-10, FIMVPAI, FIMVPAITL, SVLK352K, SVLK353K, SVLK35K, SVLKR352K, SVLKR353K, SVLKR35K, SVLOC351K, SVLOC352K, SVLOC353K, SVLOC354K, SVLOC355K, SVLOC356K, SVMPK352K, SVMPKR352K, SVVGS353, SVVGS355, SVVP, SVVP-10, SVVPC, SVVPSH, ACTCMC35LO, ACTCMC35SH, ACTCMC43LO, ACTCMC43SH, ACTCMM35LO, ACTCMM35SH, ACTCMM43LO, ACTCMM43SH, ACTAN35, ACTAN3D35K, ACTAN3D43K, ACTAN43, ACTTRPI35K, ACTTRPI43K, ACTTR35K, ACTTR43K, ACTVTR16, ACTVTR20, NSPTMUK, NSPVGM, UNCDM1040, UNCDM1040OD, UNCDM2555, UNCDM2555OD, UNCMCMUD, UNCMUDCR, UNCRMA, UNDR090CRLO, UNDR090CRSH, UNDR120CASH, UNDR120CALO, UNDR120CRLO, UNDR120CRSH, UNDR120SHCR, UNDR125CALO, UNDR125CASH, UNDR125CRLO, UNDR125CRSH, UNDR125PRSH, UNDR127CALO, UNDR127CASH, UNDR127CRLO, UNDR127CRSH, UNDR127CRXS, UNDR127SHCR, UNDR130CALO, UNDR130CASH, UNDR130CRLO, UNDR130CRSH, UNDRAICA, UNDRAICR, UNDRPR, UNDRT4CALO, UNDRT4CASH, UNDRT4CRLO, UNDRT4CRSH, UNDRT6CALO, UNDRT6CASH, UNDRT6CRLO, UNDRT6CRSH, UNDRT6LOCR, UNDRT6SHCR, UNDRUGCALO, UNDRUGCASH, UNDRUGCRLO, UNDRUGCRSH, SVLOCAN40, SVLOCCM, SVLOCCMAN, SVLOCCMC, SVLOCTR40, ACTBCC35K, ACTBCC43K, ACTCN35K, ACTCN43K, ACTCR35K, ACTCR43K, ACTLKN35K, ACTLKN43K, ACTLKR35K, ACTLKR43K, ACTLOC351K, ACTLOC3525K, ACTLOC355K, ACTLOC431K, ACTLOC4325K, ACTLOC435K, ACTMA1535K, ACTMA1543K, ACTMA2535K, ACTMA2543K, ACTMDA35K, ACTMDA43K, ACTMPN35K, ACTMPN43K, ACTMPR35K, ACTMPR43K, ACTMUA1735K, ACTMUA1743K, ACTMUA3035K, ACTMUA3043K, ACTMUD351, ACTMUD352, ACTMUD431, ACTMUD432, ACTSB35K, ACTSB43K, ACTVGN363, ACTVGN365, ACTVGR503, ACTVGR505, ACTVP16, ACTVP, ACTVPAM16, ACTVPAM20, ACTVPA20, ACTVPAI16, ACTVPAI16TL, ACTVPAI20, ACTVPAI20TL, ACTVTA35, ACTVTA43, ACTVTA35N, ACTVTA43N, NSPLKMK, NSPMTMK, NSPTTMUASK, NSPSBTIMUA48K, NSPCMUK, NSPMCRCOK, NSPMSALK, SVLOCCP, SVLOCKL, SVLOCKL-1, SVLOCKL-10, SVLOCNYAR2, SVLOCNYAZ15, SVLOCNYNE0, SVLOCNYNE0-10, SVLOCNYRO15, SVLOCNYRS3, SVLOCNYTR5, SVLOCNYVE4, PUFR1515, PUFR2015, PUFR2018, PUFR242815, PUFR242818, PUFR283215, PUFR283218, PUFR3015, PUFR3018, PUFR323615, PUFR323618, PUFR3415, PUFR3418, PUFR384215, PUFR424615, DOIC3708K, DOIC3710K, DOIC3711K, DOIC3713K, DOIC3716K, DOIC4208K, DOIC4210K, DOIC4211K, DOIC4213K, DOIC4216K, DOIC5008K, DOIC5010K, DOIC5011K, DOIC5013K, FIMBCC37K, FIMBCCR37K, FIMBTK, FIMCN37K, FIMCR37K, FIMMA15371K, FIMMA15373K, FIMMA1537K, FIMMA25371K, FIMMA25373K, FIMMA2537K, FIMMD37K, FIMMD37NTK, FIMMDA372K, FIMMDA374K, FIMMDAS372K, FIMMDAS374K, FIMMDR37K, ESTBOK, ESTCOK, ESTCONK, ESTF25, ESTTMCCK, ESTTMCK, ESTTMK, ESTTO38K, ESTTOCCK, ESTTOCK, ESTTOK, ESTTON38K, ESVG3, ESVG5, ESVG7, ESVGM, ESVGO, ESVPAI, ESVPAITL, ESVPC, ESVPM, ESVPO, ESVTA, MGARLOC351K, MGARLOC352K, MGARLOC353K, MGARLOC354K, MGARLOC355K, ESAMU, ES2AN, ESAN, ESAN3DK, ESANO, ESANO38, ESCMC, ESCMCLO, ESCMMLO, ESCMMSH, ESCMO, ESCMOSH, ESCRD, ESDR120CA, ESDR120LO, ESDR120SH, ESEST, ESMOSK, ESPMU, ESPP, ESSBOK, ESTRK, ESTRMK, ESTRPIK, ESTRPIOK, ESVTM, ESVTR, ESKITL-SA, ESTRAY20S, ESFRPIL27, ESFRS20, ESFRS25, ESFRS28, ESFRS33, ESFRS38, ESFRS43, ESFRS48, ESKIT20S, ESKITL, ESKITS, ESPF, ESSFLR085, ESSFLR115, ESSFLR13, N1KITL, TSMAS33, TSMAS40, TSMAS45, TSMAS50, BMMUD351, BMMUD352, BMMUD353, BMMUD354, BMMUDA351, BMMUDA352, BMMUDA353, BMMUDA354, TICMUK, TILKMK, TIMCRCOK, TIMPKMK, TIMSALK, TIMTMK, TIVGM, NOAN3DK, NOAN42, FIMTR37K, FIMTR3P37K, FIMTRS3P37K, FIMTRSO37, FIMTRSO37-10, FIMVTR, FIMVTR-10, NOCMCLOS, NOCMCSHS, NOCMMLOS, NOCMMSHS, TIAMU, TIAMU3D48K, TIMMU, TITMUK, TIVTM, ESI3508K, ESI3510K, ESI3511K, ESI3513K, ESI3515K, ESI4007K, ESI4008K, ESI4010K, ESI4011K, ESI4013K, ESI4015K, ESI4507K, ESI4508K, ESI4510K, ESI4511K, ESI | Klasa I, Klasa IIb, Klasa IIa | Aksesore Dentare, Aksesore Dentare te implantueshme, Implante Dentare | Pajisje dentare
15744 | VIA CREMA-CREAM, MEDICAL FOR EXTERNAL USE, M9099 | CFO PHARMA | 2024-01-22T00:00:00.000+01:00 | LANOVA FARMACEUTICI SRL VIA CONCA D'ORO, 212-00141 ROME - ITALY. | 444 | Klasa I | KREM ME PERMBAJTJE BIMORE, I CILI RELAKSON LEKUREN KU APLIKOHET, DUKE QETESUAR DHIMBJET TE SHKAKTUARA NGA INFLAMACIONI I TENDINAVE, MUSKUJVE, LIGAMENTEVE APO KYCEVE. | Tjeter
15794 | SeQuent Neo 2.5 x 25 mm, SeQuent Neo 2.75 x 25 mm, SeQuent Neo 4.0 x 25 mm, SeQuent Neo 2.75 x 30 mm, SeQuent Neo 4.0 x 30 mm, SeQuent Neo 1.25 x 10 mm, SeQuent Neo 2.5 x 10 mm, SeQuent Neo 4.0 x 10 mm, SeQuent Neo 1.5 x 15 mm, SeQuent Neo 2.0 x 15 mm, SeQuent Neo 2.25 x 15 mm, SeQuent Neo 3.0 x 15 mm, SeQuent Neo 3.5 x 15 mm, SeQuent Neo 1.5 x 20 mm, SeQuent Neo 2.0 x 20 mm, SeQuent Neo 2.75 x 20 mm, SeQuent Neo 3.0 x 20 mm, SeQuent Neo 3.5 x 20 mm, SeQuent Neo 4.0 x 20 mm, SeQuent Neo 2.0 x 25 mm, SeQuent Neo 2.25 x 25 mm, SeQuent Neo 3.0 x 25 mm, SeQuent Neo 3.5 x 25 mm, SeQuent Neo 2.0 x 30 mm, SeQuent Neo 2.25 x 30 mm, SeQuent Neo 2.5 x 30 mm, SeQuent Neo 3.0 x 30 mm, SeQuent Neo 3.5 x 30 mm, SeQuent Neo 1.5 x 10 mm, SeQuent Neo 2.0 x 10 mm, SeQuent Neo 2.25 x 10 mm, SeQuent Neo 2.75 x 10 mm, SeQuent Neo 3.0 x 10 mm, SeQuent Neo 3.5 x 10 mm, SeQuent Neo 1.25 x 15 mm, SeQuent Neo 2.5 x 15 mm, SeQuent Neo 2.75 x 15 mm, SeQuent Neo 4.0 x 15 mm, SeQuent Neo 1.25 x 20 mm, SeQuent Neo 2.25 x 20 mm, SeQuent Neo 2.5 x 20 mm | O.E.S DISTRIMED | 2024-01-24T00:00:00.000+01:00 | B.Braun Melsungen AG Carl-Braun-Strabe 1,34212 Melsungen Germany | 5021739D, 5021743D, 5021744D, 5021745D, 5021746D, 5021747D, 5021748D, 5021749D, 5021753D, 5021754D, 5021755D, 5021756D, 5021757D, 5021758D, 5021759D, 5021711, 5021712, 5021713, 5021714, 5021715, 5021716, 5021717, 5021718, 5021719, 5021721, 5021722, 5021723, 5021724, 5021725, 5021726, 5021727, 5021728, 5021729, 5021731, 5021732, 5021733, 5021734, 5021735, 5021736, 5021737, 5021738, 5021739, 5021743, 5021744, 5021745, 5021746, 5021747, 5021748, 5021749, 5021753, 5021754, 5021755, 5021756, 5021757, 5021758, 5021759, 5021711D, 5021712D, 5021713D, 5021714D, 5021715D, 5021716D, 5021717D, 5021718D, 5021719D, 5021721D, 5021722D, 5021723D, 5021724D, 5021725D, 5021726D, 5021727D, 5021728D, 5021729D, 5021731D, 5021732D, 5021733D, 5021734D, 5021735D, 5021736D, 5021737D, 5021738D | Klasa III | Kateterë mjekësorë PTCA | Pajisje nje perdorimeshe
15807 | Syringe Infusion Pump Aitecs 2017 | Health & Light | 2024-01-22T00:00:00.000+01:00 | UAB Viltechmeda/ Mokslininku 6, LT-08412, Vilnius Lithuania | Aitecs 2017 | Klasa IIb | Pompe infusioni | Pajisje elektromekanike
15795 | ZOLL AED 3, ZOLL AED 3 Automatic, ZOLL AED 3 BLS, SEMI-AUTOMATIC, ZOLL AED 3, ENGLISH, CANADIAN, AHA, SEMI-AUTOMATIC, ZOLL AED 3, FRENCH CANADIAN, AHA, AUTOMATIC, ZOLL AED 3, ENGLISH, CANADIAN, AHA, AUTOMATIC, ZOLL AED 3, FRENCH CANADIAN, AHA, BLS, ZOLL AED 3, FRENCH CANADIAN, AHA, BLS, W/O CARRY CASE, ZOLL AED 3, FRENCH CANADIAN, AHA, SEMI-AUTOMATIC, ZOLL AED 3, INTL ENGLISH ERC, SEMI-AUTOMATIC, ZOLL AED 3, SPANISH AHA, AUTOMATIC, ZOLL AED 3, SPANISH AHA, AUTOMATIC, ZOLL AED 3, INTL ENGLISH AHA, BLS, ZOLL AED 3, ENGLISH, AHA, BLS, ZOLL AED 3, ENGLISH, CANADIAN, AHA, BLS, ZOLL AED 3, SPANISH ERC, BLS, W/O CARRY CASE, ZOLL AED 3, ENGLISH, AHA, BLS, W/O CARRY CASE, ZOLL AED 3, ENGLISH, CANADIAN, AHA, BLS, W/O CARRY CASE, ZOLL AED 3, PLUSRX, ENGLISH, AHA, AUTOMATIC, ZOLL AED 3, FRENCH AHA, BLS, ZOLL AED 3, GERMAN ERC, BLS, ZOLL AED 3, GERMAN AHA, BLS, ZOLL AED 3, INTL ENGLISH AHA, BLS, ZOLL AED 3, ITALIAN AHA, BLS, ZOLL AED 3, FRENCH AHA, SEMI-AUTOMATIC, ZOLL AED 3, FRENCH ERC, SEMI-AUTOMATIC, ZOLL AED 3, POLISH, ERC, SEMI-AUTOMATIC, ZOLL AED 3, GERMAN ERC, SEMI-AUTOMATIC, ZOLL AED 3, SPANISH ERC, SEMI-AUTOMATIC, ZOLL AED 3, ITALIAN ERC, SEMI-AUTOMATIC, ZOLL AED 3, CZECH, ERC, SEMI-AUTOMATIC, ZOLL AED 3, ROMANIAN, ERC, BLS, ZOLL AED 3, CZECH, ERC, SEMI-AUTOMATIC, ZOLL AED 3, DUTCH ERC, SEMI-AUTOMATIC, ZOLL AED 3, IBERIAN PORTUGUESE, ERC, SEMI-AUTOMATIC, ZOLL AED 3, BELGUIM, ERC, SEMI-AUTOMATIC, ZOLL AED 3, DUTCH MILITARY, ERC, SEMI-AUTOMATIC, ZOLL AED 3, LUXEMBOURG, ERC, AUTOMATIC, ZOLL AED 3, FRENCH ERC, AUTOMATIC, ZOLL AED 3, GERMAN ERC, AUTOMATIC, ZOLL AED 3, SPANISH ERC, AUTOMATIC, ZOLL AED 3, ITALIAN ERC, AUTOMATIC, ZOLL AED 3, INTL ENGLISH ERC, AUTOMATIC, ZOLL AED 3, DUTCH ERC, AUTOMATIC, ZOLL AED 3, BELGIUM, ERC, AUTOMATIC, ZOLL AED 3, LUXEMBOURG, ERC, BLS, ZOLL AED 3, FRENCH ERC, BLS, ZOLL AED 3, ENGLISH UK ERC, BLS, ZOLL AED 3, ITALIAN ERC, BLS, ZOLL AED 3, INTL ENGLISH ERC, BLS, ZOLL AED 3, DUTCH, BLS, ZOLL AED 3, SPANISH AHA, BLS, ZOLL AED 3, BELGIUM, ERC, BLS, ZOLL AED 3, LUXEMBOURG, ERC, SEMI-AUTOMATIC, ZOLL AED 3, FINNISH, SEMI-AUTOMATIC, ZOLL AED 3, SWEDISH ERC, SEMI-AUTOMATIC, ZOLL AED 3, DANISH ERC, AUTOMATIC, ZOLL AED 3, SWEDISH ERC, AUTOMATIC, ZOLL AED 3, DANISH ERC, BLS, ZOLL AED 3, NORWEGIAN, BLS, ZOLL AED 3, FINNISH, BLS, ZOLL AED 3, SWEDISH, BLS, ZOLL AED 3, DANISH, SEMI-AUTOMATIC, ZOLL AED 3, ENGLISH UK ERC, AUTOMATIC, ZOLL AED 3, ENGLISH UK ERC, SEMI-AUTOMATIC, ZOLL AED 3, HUNGARIAN, ERC, BLS, ZOLL AED 3, HUNGARIAN, ERC, SEMI-AUTOMATIC, ZOLL AED 3, INTL ENGLISH AHA, SEMI-AUTOMATIC, ZOLL AED 3, ITALIAN AHA, BLS, ZOLL AED 3, POLISH, ERC, BLS, ZOLL AED 3, DUTCH MILITARY, ERC, SEMI-AUTOMATIC, ZOLL AED 3, NORWEGIAN, AUTOMATIC, ZOLL AED 3, ROMANIAN, ERC, BLS, ZOLL AED 3, ROMANIAN, ERC, SEMI-AUTOMATIC, ZOLL AED 3, INDONESIAN, AHA, SEMI-AUTOMATIC, ZOLL AED 3, MALAYSIAN AHA, AUTOMATIC, ZOLL AED 3, THAI AHA, AUTOMATIC, ZOLL AED 3, INDONESIAN, AHA, AUTOMATIC, ZOLL AED 3, MALAYSIAN AHA, BLS, ZOLL AED 3, INDONESIAN, AHA, BLS, ZOLL AED 3, MALAYSIAN AHA, SEMI-AUTOMATIC, ZOLL AED 3, GREEK ERC, SEMI-AUTOMATIC, ZOLL AED 3, LATVIAN ERC, SEMI-AUTOMATIC, ZOLL AED 3, SLOVAKIAN ERC, AUTOMATIC, ZOLL AED 3, GREEK ERC, AUTOMATIC, ZOLL AED 3, LATVIAN ERC, AUTOMATIC, ZOLL AED 3, SLOVAKIAN ERC, BLS, ZOLL AED 3, GREEK ERC, BLS, ZOLL AED 3, LATVIAN ERC, BLS, ZOLL AED 3, SLOVAKIAN ERC, SEMI-AUTOMATIC, ZOLL AED 3, HEBREW AHA, AUTOMATIC, ZOLL AED 3, HEBREW AHA, BLS, ZOLL AED 3, HEBREW AHA, SEMI-AUTOMATIC, ZOLL AED 3, ARABIC AHA, AUTOMATIC, ZOLL AED 3, ARABIC AHA, BLS, ZOLL AED 3, ARABIC AHA, SEMI-AUTOMATIC, ZOLL AED 3, ENGLISH, AHA, AUTOMATIC, ZOLL AED 3, ENGLISH, AHA, SEMI-AUTOMATIC, ZOLL AED 3, ARC PKG, PLUSRX, ENGLISH, AHA, SEMI-AUTOMATIC, ZOLL AED 3, WALL CABINET, PLUSRX, ENGLISH, AHA, AUTOMATIC, ZOLL AED 3, WALL CABINET, PLUSRX, ENGLISH, AHA, SEMI-AUTOMATIC, ZOLL AED 3, PLUSRX, ENGLISH, AHA, AUTOMATIC, ZOLL AED 3, PLUSRX, ENGLISH, AHA, AUTOMATIC, ZOLL AED 3, ARC PKG, PLUSRX, ENGLISH, AHA, SEMI-AUTOMATIC, ZOLL AED 3, PLUSTRAC PROFESSIONAL 1, ENGLISH, AHA, AUTOMATIC, ZOLL AED 3, PLUSTRAC PROFESSIONAL 1, ENGLISH, AHA, SEMI-AUTOMATIC, ZOLL AED 3, PLUSTRAC PROFESSIONAL 5, ENGLISH, AHA, AUTOMATIC, ZOLL AED 3, PLUSTRAC PROFESSIONAL 5, ENGLISH, AHA, CPR UNI-PADZ, CPR UNI-PADZ, II, CPR UNI-PADZ, III, CPR-D-PADZ ONE PIECE ELECTRODE PAD WITH REAL CPR HELP, CPR STAT-PADZ ELECTRODE, SINGLE, STAT-PADZ II ELECTRODE, SINGLE, PEDI-PADZ II ELECTRODES - ONE PAIR, ZOLL AED 3 BATTERY PACK, ZOLL AED 3 AVIATION BATTERY PACK, ILCOR FLUSH WALL SIGN (DEA), BRACKET, WALL MOUNT, CASE, ZOLL AED 3, ZOLL AED SIMULATOR, ILCOR FLUSH WALL SIGN (AED), ILCOR 3-D WALL SIGN (AED), ILCOR FLUSH WALL SIGN (DAE), ILCOR 3-D WALL SIGN (DAE), ILCOR 3-D WALL SIGN (DEA), STROBE LIGHT W/PLATE, AED PLUS SERIES | MSE | 2024-01-22T00:00:00.000+01:00 | ZOLL Medical Corporation 269 Mill Road Chelmsford, MA 01824-4105 USA | 8501-001101-06, 8501-001101-26, 8501-001102-06, 8501-001102-26, 8502-001103-06, 8502-001103-26, 8503-001103-06, 8503-001103-26, 8501-001201-12, 8501-001201-23, 8501-001202-23, 8501-001202-28, 8502-001103-01, 8502-001203-23, 8503-001103-01, 8513-001103-01, 8501-001202-42, 8502-001203-08, 8502-001203-09, 8502-001203-28, 8502-001203-41, 8502-001203-42, 8501-001201-02, 8501-001201-04, 8501-001201-08, 8501-001201-10, 8501-001201-11, 8501-001201-17, 8501-001201-64, 8502-001203-17, 8501-001201-16, 8501-001201-18, 8501-001201-61, 8501-001201-62, 8501-001201-63, 8501-001202-02, 8501-001202-08, 8501-001202-10, 8501-001202-11, 8501-001202-12, 8501-001202-16, 8501-001202-61, 8501-001202-63, 8502-001203-02, 8502-001203-07, 8502-001203-10, 8502-001203-11, 8502-001203-12, 8502-001203-16, 8502-001203-61, 8502-001203-63, 8501-001201-21, 8501-001201-22, 8501-001201-27, 8501-001202-22, 8501-001202-27, 8502-001203-20, 8502-001203-21, 8502-001203-22, 8502-001203-27, 8501-001201-07, 8501-001202-07, 8501-001201-45, 8502-001203-45, 8501-001201-28, 8501-001201-41, 8502-001203-04, 8502-001203-62, 8501-001201-20, 8501-001202-64, 8502-001203-64, 8501-001201-56, 8501-001201-71, 8501-001202-33, 8501-001202-56, 8501-001202-71, 8502-001203-56, 8502-001203-71, 8501-001201-19, 8501-001201-51, 8501-001201-73, 8501-001202-19, 8501-001202-51, 8501-001202-73, 8502-001203-19, 8502-001203-51, 8502-001203-73, 8501-001201-35, 8501-001202-35, 8502-001203-35, 8501-001201-34, 8501-001202-34, 8502-001203-34, 8501-001101-01, 8501-001102-01, 8525-001101-01, 8529-001101-01, 8529-001102-01, 8511-001101-01, 8511-001102-01, 8525-001102-01, 8514-001101-01, 8514-001102-01, 8515-001101-01, 8515-001102-01, 8900-000260, 8900-000270, 8900-000280, N/A, 8900-0402, 8900-0801-01, 8900-0810-01, 8000-000696, 8000-000697, 8000-001264, 8000-001265, 8000-001267, 8000-00092, 8000-001260, 8000-001261, 8000-001262, 8000-001263, 8000-001266, 8000-000925 | Klasa IIb | Defribrilator, Defribrilator gjysem automatik, Defribrilator automatik , Aksesore , defribrilator, Aksesore ,Defibrilator , Bateri, te Defibrilatorit, Aksesore , Stimulues per trajnim | Tjeter
15700 | Whelan Narrow Hohmann, Curved Hohmann Retractor-Wide, Goytia Stackable Hohmann Retractor, Goytia Stackable Hohmann Retractors 90 DEG BEND, Goytia Stackable Hohmann Retractors Wide | O.E.S DISTRIMED | 2024-01-24T00:00:00.000+01:00 | Innomed, Inc. 103 Estus Drive Savannah, GA 31405 USA | 7116, 6215, 4551, 4552, 4553 | Klasa I | Instrumenta kirurgjikale | Instrumenta shumeperdorimeshe
15786 | Specialized Fetal & Maternal Monitor | O.E.S DISTRIMED | 2024-01-24T00:00:00.000+01:00 | Shenzhen Comen Medical Instruments Co.,Ltd No.2 of FIYTA Timepiece Building, Nanhuan Avenue, Gongming Sub-district,Guangming New District, Shenzhen,518106, P.R. in China | C10, C11, C21, C21A, C22, C22A, C20, C26, C29 | Klasa IIb | Monitor I specializuar Maternal dhe Fetal | Produkte per institucione te kujdesit shendetesor
15808 | S-Video, Pencil CW Doppler, DVD Drive installation kit, ECG, LE10s Premium Bundle, LE10s Advanced Bundle, Onboard Printer, LOGIQ E10 German KB, LOGIQ E10 French Can KB, LOGIQ E10 French KB, LOGIQ E10 Greek KB, LOGIQ E10 Norwegian KB, LOGIQ E10 Danish KB, LOGIQ E10 Swedish KB, LOGIQ Exx Bin - Twin, Dig Exp Activation, LE9 Probe Holder Insert 2, Volume Navigation kit, Volume Navigation for V-Nav Inside, L3-12-D Multi Angle Biopsy Set, ML4-20 Verza Starter Kit, Sterile Disposable Biopsy Needle Guide Kit for GE BE9C Probe, Reusable Biopsy Needle Guide for GE BE9C Ultrasound Probe, Dig Exp No Tablet 10 Cour, Dig Exp Bundle Activation, Contrast LI-RADS Productivity Package, Advanced Contrast Abdominal Imaging, Advanced Contrast Small Parts Imaging, Advanced Color Flow Imaging, Histotripsy Guidance, LOGIQ E10-series and Fortis R4 eDelivery, CW Doppler, Realtime 4D, Scan on Battery Option, Power Assistant, LOGIQ Wireless, Vscan Air LOGIQ Integration Kit, LOGIQ E10s R4 Console (GEUK), LOGIQ E10s R4 Console (Americans), LOGIQ E10s Special Upgrade Kit, ML4-20-D, ML4-20VN-D, L4-20t-D, Vscan Air CL Cl Kit, Vscan Air CL I1Kit, Vscan Air CL G1 Kit, VScan Air On Console Charger - LOGIQ Exx, Coded Contrast, KOIOS SW, LOGIQ Exx KOIOS Thyroid, Strain Elasto, Ultra-Pro II biopsy bracket, Hepatic Assistant - SWE-UGAP, Data Streaming, Auto Renal Measure Assistant, Auto Abdominal Color Assistant, Auto Preset Assistant, Auto Abdominal Package, Advanced Abdominal Toots Package | MONTAL | 2024-01-22T00:00:00.000+01:00 | GE Ultrasound Korea, Ltd. 9, Sunhwan-ro 214beon-gil, Jungwon-gu, Seongnam-si, Gyeonggi-do 13204, Republic of Korea SRN: KR-MF-000001860 | H46612LL, H46612LN, H46612LE, H46612LD, H46682LH, H46682LJ, H46612LF, H4918DY, H4918FC, H4918FY, H4918GY, H4918NY, H4918DK, H4918SY, H4918BT, H4920ED, H4915P, H46612LM, H46672LR, H78652PA, H44901AV, E8013AW, E8013AX, H4920GS, H4920ID, H44982LH, H46122LN, H44952LM, H46122LP, H46122LY, H44972ED, H46612LJ, H46612LK, H46672LK, H46672LL, H44982LL, H44982LM, H46122LK / 5921403, H46122LL / 5921403, H43582LK / 5951946, H44901AT, H44901AU, H48062AG, H45611CL, H45611CP, H45611CS, H310VWC, H46622LM, H4922BA, H4922TA, H46622LF, H4921UB, H46672LT, H44982LC, H44982LF, H4498LJ, H44982LG, H43582LH, H43582LJ | Klasa IIa | Është një sistem diagnostikues me ultratinguj i destinacionit të përgjithshme për imazhe me ultratinguj, matjen, shfaqjen dhe analizën e trupit dhe lëngjeve të trupit të njeriut. | Pajisje diagnostikuese dhe terapeutike me rezatim
15787 | VScan Air On Console Charger - LOGIQ Fortis, C1-6-D UP2 Biopsy Kit Software Option, Data Streaming, Auto Renal Measure Assistant, Auto Preset Assistant, Auto Abdominal Color Assistant, Auto Abdominal Package, Advanced Abdominal Tools Package, Contrast Li-RADS Productivity Package, LE10 Brst AsstScanneronly, LE10 Brst Asst-ScanPacs, 4D Complete Package, Vscan Air LOGIQ Integration Kit, DVD Drive, Large Storage Drawer, Ethernet protection Cable, LOGIQ Fortis R4 HDU Console , LOGIQ Fortis R4 LCD Console | MONTAL | 2024-01-22T00:00:00.000+01:00 | GE Ultrasound Korea, Ltd. 9, Sunhwan-ro 214beon-gil, Jungwon-gu, Seongnam-si, Gyeonggi-do 13204, Republic of Korea SRN: KR-MF-000001860 | H320VWC, H4921UB, H43552LT, H43552LZ, H43562LA, H43562LC, H43582LD, H43582LE, H43562LB, H4919SO, H4919SP, H43552LS, H46122LZ, H43562LD, H43562LF, H43272U, H43552LF / 6602000-10, H43552LG / 6601000-10 | Klasa IIa | Është një sistem diagnostikues me ultratinguj i destinacionit të përgjithshme për imazhe me ultratinguj, matjen, shfaqjen dhe analizën e trupit dhe lëngjeve të trupit të njeriut. | Pajisje diagnostikuese dhe terapeutike me rezatim
15809 | ValiantTM thoracic stent graft | O.E.S DISTRIMED | 2024-01-24T00:00:00.000+01:00 | Medtronic, Inc. 710 Medtronic Parkway Minneapolis MN 55432 USA | VAMF2222C100TE, VAMF2424C100TE, VAMF2626C100TE, VAMF2828C100TE, VAMF3030C100TE, VAMF3232C100TE, VAMF3434C100TE, VAMF3636C100TE, VAMF3838C100TE, VAMF4040C100TE, VAMF4242C100TE, VAMF4444C100TE, VAMF4646C100TE, VAMF2222C150TE, VAMF2424C150TE, VAMF2626C150TE, VAMF2828C150TE, VAMF3030C150TE, VAMF3232C150TE, VAMF3434C150TE, VAMF3636C150TE, VAMF3838C150TE, VAMF4040C150TE, VAMF4242C150TE, VAMF4444C150TE, VAMF4646C150TE, VAMF3030C200TE, VAMF3232C200TE, VAMF3434C200TE, VAMF3636C200TE, VAMF3838C200TE, VAMF4040C200TE, VAMF4242C200TE, VAMF4444C200TE, VAMF4646C200TE, VAMC2222B100TE, VAMC2424B100TE, VAMC2626B100TE, VAMC2828B100TE, VAMC3030B100TE, VAMC3232B100TE, VAMC3434B100TE, VAMC3636B100TE, VAMC3838B100TE, VAMC4040B100TE, VAMC4242B100TE, VAMC4444B100TE, VAMC4646B100TE, VAMC4646C150TE, VAMC3030C200TE, VAMC3232C200TE, VAMC3434C200TE, VAMC2222C100TE, VAMC2424C100TE, VAMC2626C100TE, VAMC2828C100TE, VAMC3030C100TE, VAMC3232C100TE, VAMC3434C100TE, VAMC3636C100TE, VAMC3838C100TE, VAMC4040C100TE, VAMC4242C100TE, VAMC4444C100TE, VAMC4646C100TE, VAMC2222C150TE, VAMC2424C150TE, VAMC2626C150TE, VAMC2828C150TE, VAMC3030C150TE, VAMC3232C150TE, VAMC3434C150TE, VAMC3636C150TE, VAMC3838C150TE, VAMC4040C150TE, VAMC4242C150TE, VAMC4444C150TE, VAMC3636C200TE, VAMC3838C200TE, VAMC4040C200TE, VAMC4242C200TE, VAMC4444C200TE, VAMC4646C200TE, VAMC2622C150TE, VAMC2824C150TE, VAMC3026C150TE, VAMC3228C150TE, VAMC3430C150TE, VAMC3632C150TE, VAMC3834C150TE, VAMC4036C150TE, VAMC4238C150TE, VAMC4440C150TE, VAMC4642C150TE, VAMF2622C150TE, VAMF2824C150TE, VAMF3026C150TE, VAMF3228C150TE, VAMF3430C150TE, VAMF3632C150TE, VAMF3834C150TE, VAMF4036C150TE, VAMF4238C150TE, VAMF4440C150TE, VAMF4642C150TE | Klasa III | Stent graft toraksi per riparimin e lezioneve te aortes torakale | Pajisje te implantueshme aktive
with the CaptiviaTM Delivery
System Proximal FreeFlo Straigh, ValiantTM thoracic stent graft
with the CaptiviaTM Delivery
System Proximal FreeFlo Straight, ValiantTM thoracic stent graft
with the CaptiviaTM Delivery
System Distal Bare Spring Straight, ValiantTM thoracic stent graft
with the CaptiviaTM Delivery
System Closed Web Straight, ValiantTM thoracic stent graft
with the CaptiviaTM Delivery
System Closed Web Tapered, ValiantTM thoracic stent graft
with the CaptiviaTM Delivery
System Proximal FreeFlo Tapered
15796 | LOGIQ E10 R4 Korea P/N 5935000E10-4, LOGIQ E10 R4 USA P/N 5935000E10-4, Vscan Air CL A1, Vscan Air CL A2, Vscan Air CL I1, Auto Abdominal Color Assistant, LOGIQ Exx Micro B-flow, Barcode Reader USBee1000A, Card reader CRF-200U, Ultrasound Probe Rack, ASUS Z380M-A2-GE ZenPad 8 Tablet, LE9 Probe Holder Insert 2, LExx Tablet - Galaxy, Microsoft Surface Tablet with Case, Digital Expert Cables and Video Grabber, Reusable Biopsy Needle Guide Starter Kit for GE BE9C Probe | MONTAL | 2024-01-22T00:00:00.000+01:00 | GE Medical Systems Ultrasound and Primary Care Diagnostics, LLC. 9900 Innovation Drive, Wauwatosa, WI 53226 USA. SRN: US-MF-000016119 | H44972LP, H44972LR, H45611AA, H45611AB, H45611BZ, H44982LJ, H4920MB, Z72692FB, Z72212FB, E8363JF, E8376AA, H491SP, H4920BD, E8390AB, E8390AC, E8387MB | Klasa IIa | Është një sistem diagnostikues me ultratinguj i destinacionit të përgjithshme i destinuar për imazhe te struktures anatomike dhe lëngjeve të trupit të njeriut. | Pajisje diagnostikuese dhe terapeutike me rezatim
15797 | Proender® Disposable Embolic Protection Device | GP MEDICAL AL | 2024-01-24T00:00:00.000+01:00 | Beijing Taijieweiye Technology Co., Ltd. No.4 Plant, No.21 Panlong West Road, Mafang Town,Pinggu, Beijing,P.R.CHINA | 58174 | Klasa III | Pajisje perkutane mbrojtëse distale embolike , e projektuar për të kapur dhe hequr mbeturinat e mbetura gjatë procedurave invazive. | Pajisje te implantueshme jo aktive
15810 | Class IIa Medical Devices Colour Boutique Ligatures & Chain, Class IIa Medical Devices Evolve Bracket System, Class IIa Medical Devices Wire Products | ORTHO TARGET | 2024-01-22T00:00:00.000+01:00 | DB Orthodontics Ltd 6 Ryefield Way Silsden Keighley BD20 0EF United Kingdom | DB41-0251, DB41-0930, DB41-0930C, DB41-1036, DB41-1036C, DB41-1045, DB41-1236, DB42-0150, DB42-0151, DB42-0200, DB42-0201, DB42-0250, DB42-0251, DB42-0930, DB42-1036, DB42-1236, DB42-1237, DB51-0014L, DB51-0014U, DB51-0016L, DB51-0016U, DB51-0018L, DB51-0018U, DB51-1622L, DB51-1622U, DB51-1725L, DB51-1725U, DB51-1825L, DB51-1825U, DB03-3220, DB03-3221, DB03-3222, DB03-3300, DB03-3301, DB03-3302, DB03-3303, DB03-3304, DB03-3305, DB03-3306, DB03-3307, DB03-3308, DB03-3309, DB03-3311, DB03-3312, DB03-3313, DB03-3314, DB03-3316, DB03-3317, DB03-3318, DB03-3319, DB03-3320, DB03-3321, DB03-3322, DB03-CB/Bundle, DB03-CB/Trial, DB03-I/KIT, DB03-M/KIT, DB03-S/KIT, DB03-3500, DB03-3501, DB03-3502, DB03-3503, DB03-3505, DB03-3506, DB03-3507, DB03-3508, DB03-3509, DB03-3510, DB03-3511, DB03-3512, DB03-3513, DB03-3514, DB03-3515, DB03-3516, DB03-3517, DB03-3518, DB03-3519, DB03-3520, DB03-3521, DB03-3522, DB03-3523, DB03-3524, DB03-3525, DB03-3527, DB03-3528, DB51-1925L, DB51-1925U, DB60-012L, DB60-012U, DB60-014L, DB60-014U, DB60-016L, DB60-016U, DB60-018L, DB60-018U, DB60-020L, DB60-020U, DB60-1616L, DB60-1616U, DB60-1622L, DB60-1622U, DB60-1725L, DB60-1725U, DB60-1818L, DB60-1818U, DB60-1825L, DB60-1825U, DB60-1925L, DB60-1925U, DB60-2125L, DB60-2125U, DB61-012L, DB61-012U, DB61-014L, DB61-014U, DB61-016L, DB61-016U, DB61-018L, DB61-018U, DB61-020L, DB61-020U, DB61-1616L, DB61-1616U, DB61-1622L, DB61-1622U, DB61-1725L, DB61-1725U, DB61-1818L, DB61-1818U, DB61-1825L, DB61-1825U, DB61-1925L, DB61-1925U, DB61-2125L, DB61-2125U, DB62-0155, DB62-0175, DB62-0195, DB62-1622, DB62-1725, DB62-1825, DB62-1925, DB62-2125, DB71-0020U, DB71-1616L, DB71-1616U, DB71-2125L, DB71-2125U, DB72-0012L, DB72-0012U, DB72-0014L, DB72-0016L, DB72-0020L, DB72-0020U, DB72-1616L, DB72-1616U, DB72-1825L, DB72-1925L, DB72-2125L, DB72-2125U, DB73-0012L, DB73-0012U, DB73-0020U, DB73-1622L, DB73-1725L, DB73-1925L, DB73-2125L, DB73-2125U, DB74-0012L, DB74-0012U, DB74-0014L, DB74-0014U, DB74-0016L, DB74-0016U, DB74-0018L, DB74-0018U, DB74-0020L, DB74-0020U, DB74-1616L, DB74-1616U, DB74-1622L, DB74-1622U, DB74-1725L, DB74-1725U, DB74-1825L, DB74-1825U, DB74-1925L, DB74-1925U, DB74-2125L, DB74-2125U, DB75-0012L, DB75-0012U, DB75-0014L, DB75-0014U, DB75-0016L, DB75-0016U, DB75-0018L, DB75-0018U, DB75-0020L, DB75-0020U, DB75-1616L, DB75-1616U, DB75-1622L, DB75-1622U, DB75-1725L, DB75-1725U, DB75-1825L, DB75-1825U, DB75-1925L, DB75-1925U, DB75-2125L, DB75-2125U, DB76-0012L, DB76-0012U, DB76-0014L, DB76-0014U, DB76-0016L, DB76-0016U, DB76-0018L, DB76-0018U, DB76-0020L, DB76-0020U, DB76-1616L, DB76-1616U, DB76-1622L, DB76-1622U, DB76-1725L, DB76-1725U, DB76-1825L, DB76-1825U, DB76-1925L, DB76-1925U, DB76-2125L, DB76-2125U, DBL2-0006, DBL2-0007, DBL2-0008, DBL2-0009, DBL2-0010, DB03-0001, DB03-0002, DB03-3000, DB03-3001, DB03-3002, DB03-3003, DB03-3004, DB03-3005, DB03-3006, DB03-3007, DB03-3008, DB03-3009, DB03-3010, DB03-3011, DB03-3012, DB03-3013, DB03-3014, DB03-3015, DB03-3016, DB03-3017, DB03-3018, DB03-3019, DB03-3020, DB03-3021, DB03-3022, DB03-3023, DB03-3024, DB03-3025, DB03-3026, DB03-3027, DB03-3028, DB03-3050, DB03-3100, DB03-3101, DB03-3102, DB03-3103, DB03-3104, DB03-3105, DB03-3106, DB03-3107, DB03-3108, DB03-3109, DB03-3111, DB03-3112, DB03-3113, DB03-3114, DB03-3116, DB03-3117, DB03-3118, DB03-3119, DB03-3120, DB03-3121, DB03-3122, DB03-3200, DB03-3201, DB03-3202, DB03-3203, DB03-3204, DB03-3205, DB03-3206, DB03-3207, DB03-3208, DB03-3209, DB03-3211, DB03-3212, DB03-3213, DB03-3214, DB03-3216, DB03-3217, DB03-3218, DB03-3219, DB01-018U, DB01-020L, DB01-020U, DB01-112R, DB01-114R, DB01-116R, DB01-118R, DB01-1616L, DB01-1616U, DB01-1622L, DB01-1622U, DB01-1625L, DB01-1625U, DB01-1725L, DB01-1725U, DB01-1825L, DB01-1825U, DB01-1925L, DB01-1925U, DB01-2020L, DB01-2020U, DB01-2125L, DB01-2125U, DB01-S012L, DB01-S012U, DB01-S014L, DB01-S014U, DB01-S016L, DB01-S016U, DB01-S018L, DB01-S018U, DB01-S020L, DB01-S020U, DB01-S1616L, DB01-S1616U, DB01-S1622L, DB01-S1622U, DB | Klasa IIa | Legatura dhe katanela, Harqe per ortodonci, Braketa per ortodonci | Pajisje dentare
15811 | PlastiPad Blanket | BIOMETRIC ALBANIA | 2024-01-22T00:00:00.000+01:00 | Gentherm Medical, LLC - Adresa: 12011 Mosteller Road Cincinnati, Ohio 45241-1528 | 193CPC, 196CPC, 194CPC, 195N, 193, 194, 196 | Klasa IIb | Batanije/dyshek i riperdorshem per hiper/hipotermi gjate operacioneve kardiake. | Produkte per institucione te kujdesit shendetesor
15696 | Surgeon Chair /Carl Spring / 120-00100-nn, Surgeon Chair /Carl Swing / 120-00101-nn | MSE | 2024-01-24T00:00:00.000+01:00 | Rini Ergoteknik AB, Fågelsångsvägen 3B, 186 42 Vallentuna, Sweden Org.no: 556218-2252 | 120-00100-nn, 120-00101-nn | Klasa I | Karrige kirurgjie | Tjeter
15695 | Operating Table for mobile or stationary use/ RiEye Mk2S/ 100-00105-nn | MSE | 2024-01-24T00:00:00.000+01:00 | Rini Ergoteknik AB, Fågelsångsvägen 3B, 186 42 Vallentuna, Sweden Org.no: 556218-2252 | 100-00105-nn | Klasa I | Shtrat Operator | Tjeter
15821 | 19MM ANGLED OPEN LAT OFFSET CONNE, 3.5/4.75 X 600 MM TAPERED ROD - TITAN, 3.5/5.5 X 600 MM TAPERED ROD - TITANIU, 3.5/5.5 X 420 MM TAPERED ROD - TITANIU, 4.75 X 360MM NON-STERILE THREADED R, 3.5 MM PRE-CUT/BENT TITANIUM ROD - 2, 3.5 MM PRE-CUT/BENT TITANIUM ROD - 3, 3.5 MM PRE-CUT/BENT TITANIUM ROD - 4, 3.5 MM PRE-CUT/BENT TITANIUM ROD - 5, 3.5 MM PRE-CUT/BENT TITANIUM ROD - 6, 3.5 MM PRE-CUT/BENT TITANIUM ROD - 7, 3.5 MM PRE-CUT/BENT TITANIUM ROD - 8, 3.5 MM PRE-CUT/BENT TITANIUM ROD - 9, 3.5 MM PRE-CUT/BENT TITANIUM ROD - 1, 3.5/4.75 X 600 MM TAPERED ROD - CCM+, 3.5/5.5 X 600 MM TAPERED ROD - CCM+, 3.5MM PRE-CUT/BENT CHROMALOY+ ROD, 19MM CLOSED LATERAL CONNECTOR, 3.5MMX120MM ADJUSTABLE ROD, 3.2 / 3.5MM X 120MM ADJUSTABLE ROD, 3.2/3.5MM ADJUSTABLE ROD, 3.5MM X 220MM ADJUSTABLE ROD, ROD 7755231 3.5 X 100 OC PLATE/ROD, ROD 7755232 3.5 X 200 OC PLATE/ROD, 3.5 X 240MM THREADED ROD, 3.5 X 100MM PRE-CURVED ROD, 3.5 X 200MM PRE-CURVED ROD, ADJUSTABLE OC PLATE, LP SMALL SCREW CONNECTOR, LP LARGE SCREW CONNECTOR, 10MM OPEN LATERAL OFFSET CONNECTO, 13MM OPEN LATERAL OFFSET CONNECTO, 10MM CLOSED LATERAL OFFSET CONNEC, 13MM CLOSED LATERAL OFFSET CONNEC, CONNECTOR 7756069 3.2/3.5/4.0MM MA, 4.5/4.75 MAS EXT CONNECTOR, CONNECTOR 7755972 5.5MM MAS EXT, 4.5MM LAMINAR HOOK, 4.5 MM OFFSET LAMINAR HOOK, L, 4.5 MM OFFSET LAMINAR HOOK, R, 6.0MM LAMINAR HOOK, 6.0 MM OFFSET LAMINAR HOOK, L, LP OC M PLATE - MEDIUM, SCREW G6956410 3.5 X 10MM NO FLUTE, SCREW G6956412 3.5 X 12MM NO FLUTE, SCREW G6956414 3.5 X 14MM NO FLUTE, SCREW G6956416 3.5 X 16MM NO FLUTE, SCREW G6956418 3.5 X 18MM NO FLUTE, SCREW G6956420 3.5 X 20MM NO FLUTE, SCREW G6956422 3.5 X 22MM NO FLUTE, SCREW G6956424 3.5 X 24MM NO FLUTE, SCREW G6956426 3.5 X 26MM NO FLUTE, SCREW G6956428 3.5 X 28MM NO FLUTE, SCREW G6956430 3.5 X 30MM NO FLUTE, SCREW G6956432 3.5 X 32MM NO FLUTE, SCREW G6957612 4.0 X 12MM NO FLUTE, SCREW G6957614 4.0 X 14MM NO FLUTE, SCREW G6957616 4.0 X 16MM NO FLUTE, SCREW G6957618 4.0 X 18MM NO FLUTE, SCREW G6957620 4.0 X 20MM NO FLUTE, SCREW G6957622 4.0 X 22MM NO FLUTE, SCREW G6957624 4.0 X 24MM NO FLUTE, SCREW G6957626 4.0 X 26MM NO FLUTE, SCREW G6957628 4.0 X 28MM NO FLUTE, SCREW G6957630 4.0 X 30MM NO FLUTE, SCREW G6957632 4.0 X 32MM NO FLUTE, SCREW G6958710 3.5 X 10MM MAS STR, SCREW G6958712 3.5 X 12MM MAS STR, SCREW G6958714 3.5 X 14MM MAS STR, SCREW G6958716 3.5 X 16MM MAS STR, SCREW G6958718 3.5 X 18MM MAS STR, SCREW G6958720 3.5 X 20MM MAS STR, SCREW G6958722 3.5 X 22MM MAS STR, SCREW G6958724 3.5 X 24MM MAS STR, SCREW G6958726 3.5 X 26MM MAS STR, 3.5 X 26MM MAS, PARTIALLY THREADED, SCREW G6958728 3.5 X 28MM MAS STR, 3.5 X 28MM MAS, PARTIALLY THREADED, SCREW G6958730 3.5 X 30MM MAS STR, 3.5 X 30MM MAS, PARTIALLY THREADED, SCREW G6958732 3.5 X 32MM MAS STR, 3.5 X 32MM MAS, PARTIALLY THREADED, 3.5 X 34MM MAS, PARTIALLY THREADED, SCREW G6958810 4.0 X 10MM MAS STR, SCREW G6958812 4.0 X 12MM MAS STR, SCREW G6958814 4.0 X 14MM MAS STR, SCREW G6958816 4.0 X 16MM MAS STR, SCREW G6958818 4.0 X 18MM MAS STR, SCREW G6958820 4.0 X 20MM MAS STR, SCREW G6958822 4.0 X 22MM MAS STR, SCREW G6958824 4.0 X 24MM MAS STR, SCREW G6958826 4.0 X 26MM MAS STR, SCREW G6958826PT 4.0 X 26MM PT MAS, SCREW G6958828 4.0 X 28MM MAS STR, SCREW G6958828PT 4.0 X 28MM PT MAS, SCREW G6958830 4.0 X 30MM MAS STR, SCREW G6958830PT 4.0 X 30MM PT MAS, SCREW G6958832 4.0 X 32MM MAS STR, SCREW G6958832PT 4.0 X 32MM PT MAS, SCREW G6958834 4.0 X 34MM MAS STR, SCREW G6958834PT 4.0 X 34MM PT MAS, SCREW G6958836 4.0 X 36MM MAS STR, SCREW G6958838 4.0 X 38MM MAS STR, SCREW G6958840 4.0 X 40MM MAS STR, SCREW G6958920 4.5 X 20MM MAS STR, SCREW G6958922 4.5 X 22MM MAS STR, SCREW G6958924 4.5 X 24MM MAS STR, SCREW G6958926 4.5 X 26MM MAS STR, SCREW G6958928 4.5 X 28MM MAS STR, SCREW G6958930 4.5 X 30MM MAS STR, SCREW G6958932 4.5 X 32MM MAS STR, SCREW G6958934 4.5 X 34MM MAS STR, SCREW G6958936 4.5 X 36MM MAS STR, SCREW G6959418 4.0 X 18MM CANN MAS, SCREW G6959420 4.0 X 20MM CANN MAS, SCREW G6959422 4.0 X 22MM CANN MAS, SCREW G6959424 4.0 X 24MM CANN MAS, 4.0 X 24MM CANNULATED MAS, PT, SCREW G6959426 4.0 X 26MM CANN MAS, SCREW G6959428 4.0 X 28MM CANN MAS, 4.0 X 28MM CANNULATED MAS, PT, SCREW G6959430 4.0 X 30MM CANN MAS, SCREW G6959432 4.0 X 32MM CANN MAS, SCREW G6959434 4.0 X 34MM CANN MAS, 4.0 X 34MM CANNULATED MAS, PT, SCREW G6959436 4.0 X 36MM CANN MAS, SCREW G6959438 4.0 X 38MM CANN MAS, 4.0 X 38MM CANNULATED MAS, PT, SCREW G6959440 4.0 X 40MM CANN MAS, SCREW G6959442 4.0 X 42MM CANN MAS, SCREW G6959444 4.0 X 44MM CANN MAS, 4.5 X 16MM CANNULATED MAS, 4.5 X 30MM CANNULATED MAS, 4.5 X 32MM CANNULATED MAS, 4.5 X 34MM CANNULATED MAS, 3.5 x 240mm Ti Rod, 3.5 x 240mm Cobalt Chrome Rod, 3.5 x 300mm Cobalt Chrome Rod, Axial Domino, 3.5/4.0 to 3.5/4.0mm, Axial Domino, 3.5/4.0 to 5.5mm, Offset Dom, 3.2/3.5/4.0 to 3.2/3.5/4.0mm, Offset Domino, 3.2/3.5/4.0 to 4.5mm, Offset Domino, 3.2/3.5/4.0 to 5.5mm, Axial Domino 3.5mm to 4.5/4.75mm, 4.5 x 6mm OC Screw, 4.5 x 8mm OC Screw, 4.5 x 10mm OC Screw, 4.5 x 12mm OC Screw, 4.5 x 14mm OC Screw, 4.5 x 16mm OC Screw, 4.5 x 18mm OC Screw, 5.0 x 6mm OC Screw, 5.0 x 8mm OC Screw, 5.0 x 10mm OC Screw, 5.0 x 12mm OC Screw, 5.0 x 14mm OC Screw, 5.0 x 16mm OC Screw, 5.0 x 18mm OC Screw, Cable Connector, FLAT SET SCREW 10-48, MAS CROSSLINK - EXTRA SMALL (XS), SMALL MAS CROSSLINK, MEDIUM MAS CROSSLINK, LARGE MAS CROSSLINK, CLIP MAS/ROD XLINK CONN, SCREW CONNECTOR LOCKING, CONNECTOR ROD CROSSLINK, S, CONNECTOR ROD CROSSLINK, M, CONNECTOR ROD CROSSLINK, L, MAS CONN SET SCREW, 16 MM OPEN LATERAL OFFSET CONNECTO, 16MM ANGLED OPEN LAT OFFSET CONNE, 19 MM OPEN LATERAL OFFSET CONNECTO, 3.5/4.75 X 420 MM TAPERED ROD - TITAN, 3.5 MM PRE-CUT/BENT STERILE TI ROD- 2, 3.5 MM PRE-CUT/BENT STERILE TI ROD- 3, 3.5 MM PRE-CUT/BENT STERILE TI ROD- 4, 3.5 MM PRE-CUT/BENT STERILE TI ROD- 5, 3.5 MM PRE-CUT/BENT STERILE TI ROD-10, 3.5/4.75 X 420 MM TAPERED ROD - CCM+, 3.5/5.5 X 420 MM TAPERED ROD - CCM+, 16MM CLOSED LATERAL CONNECTOR, 3.2/3.5mm x 120mm Adjustable Rod, 3.5mm x 220mm Adjustable Rod, ROD THREADED 3.5X240MM, ROD THREADED 4.5X360MM, ROD THREADED 5.5X360MM, 3.5 x 200mm Pre-Bent Rod, 3.5 x 200mm Pre-Bent CoCr Rod, Occipital Midline Plate, Translational, ADJUSTABLE OC PLATE - SMALL, LP OC Screw Connector, LP OC Screw Connector, Offset, CONNECTOR CLOSED-END LAT 10MM, CONNECTOR G7756068 CLOSED-END LAT, MAS Extension Connector, 3.2/3.5/4.0mm, 4.5mm Laminar Hook, 4.5mm Offset Laminar Hook, Left, 4.5mm Offset Laminar Hook, Right, 6.0mm Laminar Hook, 6.0mm Offset Laminar Hook, Left, 6.0mm Offset Laminar Hook, Right, LP OC M PLATE - SMALL, LP OC M PLATE - LARGE, 4.0 MM CANN. CORT SCREW 48MM, 4.0 MM CANN. CORT SCREW 50MM, 4.0 MM CANN.CORT.LAG SCREW36MM, 4.0MM CANN.CORT.LAG SCREW38MM, 4.0 MM CANN.CORT.LAG SCREW40MM, 4.0 MM CANN.CORT.LAG SCREW42MM, 4.0 MM CANN.CORT.LAG SCREW44MM, 4.0 MM CANN.CORT.LAG SCREW46MM, 4.0 MM CANN.CORT.LAG SCREW48MM, 4.0MM CANN.CORT LAG SCREW50MM, 3.2mm Titanium Rod, 120mm, 3.2 X 100MM PRE-CURVED OCCIPIT, 3.2 X 100MM OCCIPITO-CERV ROD, 3.2 X 200MM PRE-CURVED OCCIPIT, 3.2 X 200MM OCCIPITO-CERV ROD, SCREW CONNECTOR, ROD CONN 3.2 TO 5.5, TI, ROD CONN 3.2 TO 4.5, TI, CROSSLINK CLIP, CROSSLINK BAR, M6 SET SCREW, 4.5 X 360MM THREADED ROD, 5.5 X 360MM THREADED ROD, 3.2 X 100 PRECURVED OC ROD, TI, 3.2 X 200 PRECURVED OC ROD, TI, OCCIPITAL KEEL PLATE - SMALL, OCCIPITAL KEEL PLATE - MEDIUM, OCCIPITAL KEEL PLATE - LARGE, 4.0 X 6MM CORTICAL SCREW, 4.0 X 8MM CORTICAL SCREW, 4.0 X 10MM CORTICAL SCREW, 4.0 X 12MM CORTICAL SCREW, 4.0 X 14MM CORTICAL SCREW, 4.0 X 16MM CORTICAL SCREW, 4.0 X 18MM CORTICAL SCREW, 4.5 X 6MM CORTICAL SCREW, 4.5 X 8MM CORTICAL SCREW, 4.5 X 10MM CORTICAL SCREW, 4.5 X 12MM CORTICAL SCREW, 4.5 X 16MM CORTICAL SCREW, 10MM LATERAL OFFSET CONN- OPEN, 13MM LATERAL OFFSET CONN- OPEN, 6.0 MM OFFSET LAMINAR HOOK, R, CROSSLINK SET SCREW, ADJ. CROSSLINK, SMALL, ADJ. CROSSLINK, MED, ADJ. CROSSLINK, LARGE, 3.2MM TITANIUM ROD, 240MM, 3.5 X 14MM CANC SCREW, TI, SET SCREW M6, 3.2 X 240MM THREADED ROD, 3.2mm Titanium Rod, 240mm, 3.5 X 10MM MULTI AXIAL SCREW, 3.5 X 12MM MULTI AXIAL SCREW, 3.5 X 14MM MULTI AXIAL SCREW, 3.5 X 16MM MULTI AXIAL SCREW, 3.5 X 18MM MULTI AXIAL SCREW, 3.5 X 18MM PT MAS, 3.5 X 20MM MULTI AXIAL SCREW, 3.5 X 20MM PT MAS, 3.5 X 22MM MULTI AXIAL SCREW, 3.5 X 22MM PT MAS, 3.5 X 24MM MULTI AXIAL SCREW, 3.5 X 24MM PT MAS, 3.5 X 26MM MULTI AXIAL SCREW, 3.5 X 26MM PT MAS, 3.5 X 28MM MULTI AXIAL SCREW, 3.5 X 28MM PT MAS, 3.5 X 30MM MULTI AXIAL SCREW, 3.5 X 30MM PT MAS, 3.5 X 32MM MULTI AXIAL SCREW, 3.5 X 32MM PT MAS, 3.5 X 34MM MULTI AXIAL SCREW, 3.5 X 34MM PT MAS, 3.5 X 36MM MULTI AXIAL SCREW, 3.5 X 36MM PT MAS, 3.5 X 38MM MULTI AXIAL SCREW, 3.5 X 38MM PT MAS, 3.5 X 40MM MULTI AXIAL SCREW, 3.5 X 40MM PT MAS, 3.5 X 42MM MULTI AXIAL SCREW, 3.5 X 44MM MULTI AXIAL SCREW, 3.5 X 48MM MULTI AXIAL SCREW, 3.5 X 50MM MULTI AXIAL SCREW, 4.5 X 12MM CANNULATED MAS, 4.5 X 14MM CANNULATED MAS, 4.5 X 20MM CANNULATED MAS, 4.5 X 22MM CANNULATED MAS, 4.5 X 26MM CANNULATED MAS, 4.5 X 28MM CANNULATED MAS, 4.5 X 36MM CANNULATED MAS, 4.5 X 38MM CANNULATED MAS, 4.5 X 40MM CANNULATED MAS, 4.5 X 42MM CANNULATED MAS, 4.5 X 44MM CANNULATED MAS, 4.5 X 46MM CANNULATED MAS, 4.5 X 48MM CANNULATED MAS, 4.5 X 50MM CANNULATED MAS, 4.5 X 52MM CANNULATED MAS, LP OC KEEL PLATE - SMALL, LP OC KEEL PLATE - MEDIUM, LP OC KEEL PLATE - LARGE, 3.5MM TI ROD, 120MM, 3.5MM TI ROD, 240MM, 3.5MM TI ROD, 300MM, 3.5MM COCR ROD, 120MM, 3.5MM COCR ROD, 240MM, 3.5MM COCR ROD, 300MM, AXIAL DOMINO, 3.2/3.5/4.0 TO 3.2/3.5/4., AXIAL DOMINO, 3.2/3.5/4.0 TO 4.5, AXIAL DOMINO, 3.2/3.5/4.0 TO 5.5, OFFSET DOMINO, 3.2-4.0 TO 3.2-4.0, OFFSET DOMINO, 3.2/3.5/4.0 TO 4.5/4.75, OFFSET DOMINO, 3.2/3.5/4.0 TO 5.5, Axial Domino 3.2/3.5/4.0 to 4.5/4.75MM, 4.5 X 6MM BONE SCREW, 4.5 X 8MM BONE SCREW, 4.5 X 10MM BONE SCREW, 4.5 X 12MM BONE SCREW, 4.5 X 14MM BONE SCREW, 4.5 X 16MM BONE SCREW, 4.5 X 18MM BONE SCREW, 5.0 X 6MM BONE SCREW, 5.0 X 8MM BONE SCREW, 5.0 X 10MM BONE SCREW, 5.0 X 12MM BONE SCREW, 5.0 X 14MM BONE SCREW, OPEN CABLE CONNECTOR, 3.5 X 10MM EXT POST BONE SCREW, 3.5 X 12MM EXT POST BONE SCREW, 3.5 X 14MM EXT POST BONE SCREW, 3.5 X 16MM EXT POST BONE SCREW, 3.5 X 18MM EXT POST BONE SCREW, 3.5 X 20MM EXT POST BONE SCREW, 3.5 X 22MM EXT POST BONE SCREW, 3.5 X 24MM EXT POST BONE SCREW, 4.0 X 10MM EXT POST BONE SCREW, 4.0 X 12MM EXT POST BONE SCREW, 4.0 X 14MM EXT POST BONE SCREW, 4.0 X 16MM EXT POST BONE SCREW, 4.0 X 18MM EXT POST BONE SCREW, 4.0 X 20MM EXT POST BONE SCREW, 4.0 X 22MM EXT POST BONE SCREW, 4.0 X 24MM EXT POST BONE SCREW, 4.0 X 26MM EXT POST BONE SCREW, 4.0 X 28MM EXT POST BONE SCREW, 4.0 X 30MM EXT POST BONE SCREW, 4.0 X 32MM EXT POST BONE SCREW, 4.0 X 34MM EXT POST BONE SCREW, 4.5 X 24MM EXT POST BONE SCREW, 4.5 X 26MM EXT POST BONE SCREW, 4.5 X 28MM EXT POST BONE SCREW, 4.5 X 30MM EXT POST BONE SCREW, 4.5 X 32MM EXT POST BONE SCREW, 4.5 X 34MM EXT POST BONE SCREW, CROSSLINK SETSCREW, FLAT CONNECTOR SETSCREW, MAS CROSSLINK-ROD CONNECTOR, CONNECTOR LOCKING SCREW, SMALL ROD CROSSLINK, MEDIUM ROD CROSSLINK, LARGE ROD CROSSLINK, M6 CONNECTOR SETSCREW, 10-48 CONE SETSCREW, 3.5 X 52MM MULTI AXIAL SCREW, 4.0 X 10MM MULTI AXIAL SCREW, 4.0 X 12MM MULTI AXIAL SCREW, 4.0 X 14MM MULTI AXIAL SCREW, 4.0 X 16MM MULTI AXIAL SCREW, 4.0 X 18MM MULTI AXIAL SCREW, 4.0 X 18MM PT MAS, 4.0 X 20MM MULTI AXIAL SCREW, 4.0 X 20MM PT MAS, 4.0 X 22MM MULTI AXIAL SCREW, 4.0 X 22MM PT MAS, 4.0 X 24MM MULTI AXIAL SCREW, 4.0 X 24MM PT MAS, 4.0 X 26MM MULTI AXIAL SCREW, 4.0 X 26MM-13MM PAR-THRD MAS, 4.0 X 28MM MULTI AXIAL SCREW, 4.0 X 28MM-14MM PAR-THRD MAS, 4.0 X 30MM MULTI AXIAL SCREW, 4.0 X 30MM-15MM PAR-THRD MAS, 4.0 X 32MM MULTI AXIAL SCREW, 4.0 X 32MM-16MM PAR-THRD MAS, 4.0 X 34MM MULTI AXIAL SCREW, 4.0 X 34MM-17MM PAR-THRD MAS, 4.0 X 36MM MULTI AXIAL SCREW, 4.0 X 36MM-18MM PAR-THRD MAS, 4.0 X 38MM MULTI AXIAL SCREW, 4.0 X 38MM-19MM PAR-THRD MAS, 4.0 X 40MM MULTI AXIAL SCREW, 4.0 X 40MM-20MM PAR-THRD MAS, 4.0 X 42MM MULTI AXIAL SCREW, 4.0 X 44MM MULTI AXIAL SCREW, 4.0 X 46MM MULTI AXIAL SCREW, 4.0 X 48MM MULTI AXIAL SCREW, 4.0 X 50MM MULTI AXIAL SCREW, 4.0 X 52MM MULTI AXIAL SCREW, 4.5 X 10MM MULTI AXIAL SCREW, 4.5 X 12MM MULTI AXIAL SCREW, 4.5 X 14MM MULTI AXIAL SCREW, 4.5 X 16MM MULTI AXIAL SCREW, 4.5 X 18MM MULTI AXIAL SCREW, 4.5 X 20MM MULTI AXIAL SCREW, 4.5 X 22MM MULTI AXIAL SCREW, 4.5 X 24MM MULTI AXIAL SCREW, 4.5 X 26MM MULTI AXIAL SCREW, 4.5 X 28MM MULTI AXIAL SCREW, 4.5 X 30MM MULTI AXIAL SCREW, 4.5 X 32MM MULTI AXIAL SCREW, 4.5 X 34MM MULTI AXIAL SCREW, 4.5 X 34MM PT MAS, 4.5 X 36MM MULTI AXIAL SCREW, 4.5 X 38MM MULTI AXIAL SCREW, 4.5 X 40MM MULTI AXIAL SCREW, 4.5 X 42MM MULTI AXIAL SCREW, 4.5 X 44MM MULTI AXIAL SCREW, 4.5 X 46MM MULTI AXIAL SCREW, 4.5 X 48MM MULTI AXIAL SCREW, 4.5 X 50MM MULTI AXIAL SCREW, 4.5 X 52MM MULTI AXIAL SCREW, 4.0 X 18MM CANNULATED MAS, 4.0 X 20MM CANNULATED MAS, 4.0 X 20MM CANNULATED MAS, PT, 4.0 X 22MM CANNULATED MAS, 4.0 X 22MM CANNULATED MAS, PT, 4.0 X 24MM CANNULATED MAS, 4.0 X 26MM CANNULATED MAS, 4.0 X 26MM CANNULATED MAS, PT, 4.0 X 30MM CANNULATED MAS, 4.0 X 30MM CANNULATED MAS, PT, 4.0 X 32MM CANNULATED MAS, 4.0 X 32MM CANNULATED MAS, PT, 4.0 X 34MM CANNULATED MAS, 4.0 X 36MM CANNULATED MAS, 4.0 X 36MM CANNULATED MAS, PT, 4.0 X 38MM CANNULATED MAS, 4.0 X 40MM CANNULATED MAS, 4.0 X 40MM CANNULATED MAS, PT, 4.0 X 42MM CANNULATED MAS, 4.0 X 44MM CANNULATED MAS, 4.0 X 46MM CANNULATED MAS, 4.0 X 48MM CANNULATED MAS, 4.0 X 50MM CANNULATED MAS, 4.0 X 52MM CANNULATED MAS, 4.5 X 10MM CANNULATED MAS, 3.5mm/4.75mm Tapered Cobalt Chrome, 420mm , 3.5mm/5.5mm Tapered Cobalt Chrome, 420mm , 3.5mm/6.0mm Tapered Titanium Rod, 420mm , 3.5mm/6.0mm Tapered Cobalt Chrome, 420mm , 3.5mm/6.0mm Tapered Titanium Rod, 600mm , 3.5mm/6.0mm Tapered Cobalt Chrome, 600mm , 3.5mm Pre-Cut / Bent Titanium Rod, 25mm , 3.5mm Pre-Cut / Bent Titanium Rod, 30mm , 3.5mm Pre-Cut / Bent Titanium Rod, 40mm , 3.5mm Pre-Cut / Bent Titanium Rod, 50mm , 3.5mm Pre-Cut / Bent Titanium Rod, 60mm , 3.5mm Pre-Cut / Bent Titanium Rod, 70mm , 3.5mm Pre-Cut / Bent Titanium Rod, 80mm , OC Adjustable Plate – Small , OC Adjustable Plate , OC Adjustable Rod TI 3.5mm x 100mm , OC Adjustable Rod TI 3.5mm x 200mm , OC Adjustable Rod CCM 3.5mm x 100mm , OC Adjustable Rod CCM 3.5mm x 200mm , Multi Axial Screw 3.0mm x 8mm - Sterile , Multi Axial Screw 3.0mm x 10mm - Sterile , Multi Axial Screw 3.0mm x 12mm - Sterile , Multi Axial Screw 3.0mm x 14mm - Sterile , Multi Axial Screw 3.0mm x 16mm - Sterile , Multi Axial Screw 3.0mm x 18mm - Sterile , Multi Axial Screw 3.0mm x 20mm - Sterile , Multi Axial Screw 3.0mm x 22mm - Sterile , Multi Axial Screw 3.0mm x 24mm - Sterile , Multi Axial Screw 3.0mm x 26mm - Sterile , Multi Axial Screw 3.0mm x 28mm - Sterile , Multi Axial Screw 3.0mm x 30mm - Sterile , Multi Axial Screw 3.0mm x 32mm - Sterile , Multi Axial Screw 3.0mm x 34mm - Sterile , Multi Axial Screw 3.5mm x 8mm - Sterile , Multi Axial Screw 3.5mm x 10mm - Sterile , Multi Axial Screw 3.5mm x 12mm - Sterile , Multi Axial Screw 3.5mm x 14mm - Sterile , Multi Axial Screw 3.5mm x 16mm - Sterile , Multi Axial Screw 3.5mm x 18mm - Sterile , Multi Axial Screw 3.5mm x 20mm - Sterile , Multi Axial Screw 3.5mm x 22mm - Sterile , Multi Axial Screw 3.5mm x 24mm - Sterile , Multi Axial Screw 3.5mm x 26mm - Sterile , Multi Axial Screw 3.5mm x 28mm - Sterile , Multi Axial Screw 3.5mm x 30mm - Sterile , Multi Axial Screw 3.5mm x 32mm - Sterile , Multi Axial Screw 3.5mm x 34mm - Sterile , Multi Axial Screw 3.5mm x 36mm - Sterile , Multi Axial Screw 3.5mm x 38mm - Sterile , Multi Axial Screw 3.5mm x 40mm - Sterile , Multi Axial Screw 3.5mm x 42mm - Sterile , Multi Axial Screw 4.0mm x 8mm - Sterile , Multi Axial Screw 4.0mm x 10mm - Sterile , Multi Axial Screw 4.0mm x 12mm - Sterile , Multi Axial Screw 4.0mm x 14mm - Sterile , Multi Axial Screw 4.0mm x 16mm - Sterile , Multi Axial Screw 4.0mm x 18mm - Sterile , Multi Axial Screw 4.0mm x 20mm - Sterile , Multi Axial Screw 4.0mm x 22mm - Sterile , Multi Axial Screw 4.0mm x 24mm - Sterile , Multi Axial Screw 4.0mm x 26mm - Sterile , Multi Axial Screw 4.0mm x 28mm - Sterile , Multi Axial Screw 4.0mm x 30mm - Sterile , Multi Axial Screw 4.0mm x 32mm - Sterile , Multi Axial Screw 4.0mm x 34mm - Sterile , Multi Axial Screw 4.0mm x 36mm - Sterile , Multi Axial Screw 4.0mm x 38mm - Sterile , Multi Axial Screw 4.0mm x 40mm - Sterile , Multi Axial Screw 4.0mm x 42mm - Sterile , Multi Axial Screw 4.5mm x 8mm - Sterile , Multi Axial Screw 4.5mm x 10mm - Sterile , Multi Axial Screw 4.5mm x 12mm - Sterile , Multi Axial Screw 4.5mm x 14mm - Sterile , Multi Axial Screw 4.5mm x 16mm - Sterile , Multi Axial Screw 4.5mm x 18mm - Sterile , Multi Axial Screw 4.5mm x 20mm - Sterile , Multi Axial Screw 4.5mm x 22mm - Sterile , Multi Axial Screw 4.5mm x 24mm - Sterile , Multi Axial Screw 4.5mm x 26mm - Sterile , Multi Axial Screw 4.5mm x 28mm - Sterile , Multi Axial Screw 4.5mm x 30mm - Sterile , Multi Axial Screw 4.5mm x 32mm - Sterile , Multi Axial Screw 4.5mm x 34mm - Sterile , Multi Axial Screw 4.5mm x 36mm - Sterile , Multi Axial Screw 4.5mm x 38mm - Sterile , Multi Axial Screw 4.5mm x 40mm - Sterile , Multi Axial Screw 4.5mm x 42mm - Sterile , Multi Axial Screw 5.5mm x 15mm - Sterile , Multi Axial Screw 5.5mm x 20mm - Sterile , Multi Axial Screw 5.5mm x 25mm - Sterile , Multi Axial Screw 5.5mm x 30mm - Sterile , Multi Axial Screw 5.5mm x 35mm - Sterile , Multi Axial Screw 5.5mm x 40mm - Sterile , Partially Threaded MAS 3.5mm x 18mm-Sterile , Partially Threaded MAS 3.5mm x 20mm-Sterile , Partially Threaded MAS 3.5mm x 22mm-Sterile , Partially Threaded MAS 3.5mm x 24mm-Sterile , Partially Threaded MAS 3.5mm x 26mm-Sterile , Partially Threaded MAS 3.5mm x 28mm-Sterile , Partially Threaded MAS 3.5mm x 30mm-Sterile , Partially Threaded MAS 3.5mm x 32mm-Sterile , Partially Threaded MAS 3.5mm x 34mm-Sterile , Partially Threaded MAS 3.5mm x 36mm-Sterile , Partially Threaded MAS 3.5mm x 38mm-Sterile , Partially Threaded MAS 3.5mm x 40mm-Sterile , Partially Threaded MAS 4.0mm x 18mm-Sterile , Partially Threaded MAS 4.0mm x 20mm-Sterile , Partially Threaded MAS 4.0mm x 22mm-Sterile , Partially Threaded MAS 4.0mm x 24mm-Sterile , Partially Threaded MAS 4.0mm x 26mm-Sterile , Partially Threaded MAS 4.0mm x 28mm-Sterile , Partially Threaded MAS 4.0mm x 30mm-Sterile , Partially Threaded MAS 4.0mm x 32mm-Sterile , Partially Threaded MAS 4.0mm x 34mm-Sterile , Partially Threaded MAS 4.0mm x 36mm-Sterile , Partially Threaded MAS 4.0mm x 38mm-Sterile , Partially Threaded MAS 4.0mm x 40mm-Sterile , OC Bone Screw 4.5mm x 6mm-Sterile , OC Bone Screw 4.5mm x 8mm-Sterile , OC Bone Screw 4.5mm x 10mm-Sterile , OC Bone Screw 4.5mm x 12mm-Sterile , OC Bone Screw 4.5mm x 14mm-Sterile , OC Bone Screw Tapered 4.5mm x 6mm-Sterile , OC Bone Screw Tapered 4.5mm x 8mm -Sterile , OC Bone Screw Tapered 4.5mm x 10mm -Sterile , OC Bone Screw Tapered 4.5mm x 12mm -Sterile , OC Bone Screw Tapered 4.5mm x 14mm -Sterile , OC Bone Screw 5.0mm x 6mm - Sterile , OC Bone Screw 5.0mm x 8mm - Sterile , OC Bone Screw 5.0mm 10mm - Sterile , OC Bone Screw 5.0mm x 12mm - Sterile , OC Bone Screw 5.0mm x 14mm - Sterile , OC Bone Screw Tapered 5.0mm x 6mm-Sterile , OC Bone Screw Tapered 5.0mm x 8mm-Sterile , OC Bone Screw Tapered 5.0mm x 10mm-Sterile , OC Bone Screw Tapered 5.0mm x 12mm-Sterile , OC Bone Screw Tapered 5.0mm x 14mm-Sterile , Multi Axial Screw Set Screw M6 - Sterile , OC Ti Set Screw Adj Rod - Sterile , Closed Connector Flat Set Screw - Sterile , Open Connector Coned Set Screw - Sterile , OC Screw Connector-Sterile , OC Screw Connector Offset-Sterile , Rod to Rod Crosslink Small - Sterile , Rod to Rod Crosslink Medium - Sterile , Rod to Rod Crosslink Large - Sterile , MAS to MAS Crosslink Small - Sterile , MAS to MAS Crosslink Medium - Sterile , MAS to MAS Crosslink Large - Sterile , Offset Domino 3.2/3.5mm to 3.2/3.5mm - Sterile , Offset Domino 3.2/3.5mm to 4.5/4.75mm - Sterile, Offset Domino 3.2/3.5mm to 5.5mm/6.0mm -Ster, Axial Domino 3.2/3.5mm to 3.2/3.5mm - Sterile , Axial Domino 3.2/3.5mm to 4.5/4.75mm - Sterile , Axial Domino 3.2/3.5mm to 5.5/6.0mm - Sterile , Offset O/O Domino 3.2/3.5mm to 3.2/3.5mm - Ste, Offset O/O Domino 3.2/3.5mm to 4.5/4.75mm -St, Offset O/O Domino 3.2/3.5mm to 5.5/6.0/6.35mm , MAS Ext 3.2mm /3.5mm - Sterile , MAS Ext 4.5mm /4.75mm - Sterile , MAS Ext 5.5mm /6.0mm /6.35mm - Sterile , 3.5mm/6.0mm Tapered Titanium Rod, 420mm-Ste, 3.5mm/6.0mm Tapered Cobalt Chrome, 420mm-S, 3.5mm/6.0mm Tapered Titanium Rod, 600mm-Ste, 3.5mm/6.0mm Tapered Cobalt Chrome, 600mm-S, OC Adjustable Plate Small-Sterile , OC Adjustable Plate-Sterile , OC Adjustable Rod TI 3.5mm x 100mm-Sterile , OC Adjustable Rod TI 3.5mm x 200mm-Sterile , OC Adjustable Rod CCM 3.5mm x 100mm-Sterile , OC Adjustable Rod CCM 3.5mm x 200mm-Sterile , 4.0 MM CANN. CORT SCREW 30MM, 4.0 MM CANN. CORT SCREW 32MM, 4.0 MM CANN. CORT SCREW 34MM, 4.0 MM CANN. CORT SCREW 36MM, 4.0 MM CANN. CORT SCREW 38MM, 4.0 MM CANN. CORT SCREW 40MM, 4.0 MM CANN. CORT SCREW 42MM, 4.0 MM CANN. CORT SCREW 44MM, 4.0 MM CANN. CORT SCREW 46MM, OC Screw Connector Offset , Rod to Rod Crosslink - Small , Rod to Rod Crosslink - Medium , Rod to Rod Crosslink - Large , MAS to MAS Crosslink - Small May 2017, MAS to MAS Crosslink - Medium May 2017, MAS to MAS Crosslink - Large , Offset Domino 3.2/3.5mm to 3.2/3.5mm , Offset Domino 3.2/3.5mm to 4.5/4.75mm , Offset Domino 3.2/3.5mm to 5.5/6.0mm , Closed Lateral Connector 10mm , Closed Lateral Connector 13mm , Closed Lateral Connector 16mm , Closed Lateral Connector 19mm , Open Lateral Connector 10mm , Open Lateral Connector 13mm , Open Lateral Connector 16mm , Open Lateral Connector 19mm , Angled Open Lateral Connector 16mm , Angled Open Lateral Connector 19mm , Offset O/O Domino 3.2/3.5mm to 3.2/3.5mm , Offset O/O Domino 3.2/3.5mm to 4.5/4.75mm , Offset O/O Domino 3.2/3.5mm to 5.5/6.0/6.35mm, 3.2mm Titanium Rod, 120mm , 3.2mm Titanium Rod, 240mm , 3.5mm Titanium Rod, 120mm , 3.5mm Titanium Rod, 240mm , 3.5mm Pre-Curved Titanium Rod, 200mm , 3.5mm Pre-Curved Cobalt Chrome Rod, 200mm , 3.5mm/4.75mm Tapered Titanium Rod, 420mm , 3.5mm/5.5mm Tapered Titanium Rod, 420mm , TRI FLAT DRILL BIT, STERILE, 8-10MM BONE TRIAL, 12-14MM BONE TRIAL, 16-18MM BONE TRIAL, UCSS CANN. DRILL BIT, STERILE, 2.4MM DRILL BIT (STERILE), 2.9MM DRILL BIT (STERILE), 3.0MM DRILL BIT (STERILE), 3.5MM DRILL BIT (STERILE), 3.2MM DRILL BIT (STERILE), 3.2MM OC FLEXIBLE DRILL (STERILE), 3.0MM CANN. DRILL (STERILE), 2.4mm Drill Bit - Sterile, OC Drill Bit 3.2mm - Sterile, OC Drill Bit 3.2mm Flexible - Sterile, 3.0MM TAP (NON-STERILE), 4.0MM TAP (NON-STERILE), 4.5MM TAP (NON-STERILE), THREADED DRIVER (NON-STERILE), 3.5MM TAP (NON-STERILE), NAV DT GUIDE, NAV TAP, 3.0MM, NAV TAP, 3.5MM, NAV TAP, 4.0MM, NAV TAP, 4.5MM, NAV TAP, 5.0MM, THREADED DRIVER, NAV, NAV DRILL BIT, STERILE, NAV DRILL BIT, NON-STERILE, TROUGH PLATE, 8MM OD PLATE, OD LATERAL HOLE PLATE, 8MM, OD LAT WIDE MOUTH PLATE, 8MM, OD WIDE MOUTH PLATE, 8MM, 10MM OD PLATE, OD LATERAL HOLE PLATE, 10MM, OD LAT WIDE MOUTH PLATE, 10MM, OD WIDE MOUTH PLATE, 10MM, 12MM OD PLATE, OD LATERAL HOLE PLATE, 12MM, OD LAT WIDE MOUTH PLATE, 12MM, OD WIDE MOUTH PLATE, 12MM, 14MM OD PLATE, OD LATERAL HOLE PLATE, 14MM, OD LAT WIDE MOUTH PLATE, 14MM, OD WIDE MOUTH PLATE, 14MM, 16MM OD PLATE, OD LATERAL HOLE PLATE, 16MM, OD LAT WIDE MOUTH PLATE, 16MM, OD WIDE MOUTH PLATE, 16MM, 18MM OD PLATE, OD LAT WIDE MOUTH PLATE, 18MM, 8MM GRAFT PLATE, GP LATERAL HOLE PLATE, 8MM, 10MM GRAFT PLATE, GP LATERAL HOLE PLATE, 10MM, 12MM GRAFT PLATE, GP LATERAL HOLE PLATE, 12MM, 14MM GRAFT PLATE, GP LATERAL HOLE PLATE, 14MM, 16MM GRAFT PLATE, 18MM GRAFT PLATE, BONE SCREW 2.6 X 5MM, BONE SCREW 2.6 X 7MM, BONE SCREW 2.6 X 9MM, BONE SCREW 2.6 X 11MM, BONE SCREW 3.0 X 5MM, BONE SCREW 3.0 X 7MM, BONE SCREW 3.0 X 9MM, BONE SCREW 3.0 X 11MM, Multi Axial Screw 3.0mm x 8mm, Multi Axial Screw 3.0mm x 10mm, Multi Axial Screw 3.0mm x 12mm, Multi Axial Screw 3.0mm x 14mm, Multi Axial Screw 3.0mm x 16mm, Multi Axial Screw 3.0mm x 18mm, Multi Axial Screw 3.0mm x 20mm, Multi Axial Screw 3.0mm x 22mm, Multi Axial Screw 3.0mm x 24mm, Multi Axial Screw 3.0mm x 26mm, Multi Axial Screw 3.0mm x 28mm, Multi Axial Screw 3.0mm x 30mm, Multi Axial Screw 3.0mm x 32mm, Multi Axial Screw 3.0mm x 34mm, Multi Axial Screw 3.5mm x 8mm, Multi Axial Screw 3.5mm x 10mm, Multi Axial Screw 3.5mm x 12mm, Multi Axial Screw 3.5mm x 14mm, Multi Axial Screw 3.5mm x 16mm, Multi Axial Screw 3.5mm x 18mm, Multi Axial Screw 3.5mm x 20mm, Multi Axial Screw 3.5mm x 22mm, Multi Axial Screw 3.5mm x 24mm, Multi Axial Screw 3.5mm x 26mm, Multi Axial Screw 3.5mm x 28mm, Multi Axial Screw 3.5mm x 30mm, Multi Axial Screw 3.5mm x 32mm, Multi Axial Screw 3.5mm x 34mm, Multi Axial Screw 3.5mm x 36mm, Multi Axial Screw 3.5mm x 38mm, Multi Axial Screw 3.5mm x 40mm, Multi Axial Screw 3.5mm x 42mm, Multi Axial Screw 4.0mm x 8mm, Multi Axial Screw 4.0mm x 10mm, Multi Axial Screw 4.0mm x 12mm, Multi Axial Screw 4.0mm x 14mm, Multi Axial Screw 4.0mm x 16mm, Multi Axial Screw 4.0mm x 18mm, Multi Axial Screw 4.0mm x 20mm, Multi Axial Screw 4.0mm x 22mm, Multi Axial Screw 4.0mm x 24mm, Multi Axial Screw 4.0mm x 26mm, Multi Axial Screw 4.0mm x 28mm , Multi Axial Screw 4.0mm x 30mm , Multi Axial Screw 4.0mm x 32mm , Multi Axial Screw 4.0mm x 34mm , Multi Axial Screw 4.0mm x 36mm , Multi Axial Screw 4.0mm x 38mm , Multi Axial Screw 4.0mm x 40mm , Multi Axial Screw 4.0mm x 42mm , Multi Axial Screw 4.5mm x 8mm , Multi Axial Screw 4.5mm x 10mm , Multi Axial Screw 4.5mm x 12mm , Multi Axial Screw 4.5mm x 14mm , Multi Axial Screw 4.5mm x 16mm , Multi Axial Screw 4.5mm x 18mm , Multi Axial Screw 4.5mm x 20mm , Multi Axial Screw 4.5mm x 22mm , Multi Axial Screw 4.5mm x 24mm , Multi Axial Screw 4.5mm x 26mm , Multi Axial Screw 4.5mm x 28mm , Multi Axial Screw 4.5mm x 30mm , Multi Axial Screw 4.5mm x 32mm , Multi Axial Screw 4.5mm x 34mm , Multi Axial Screw 4.5mm x 36mm , Multi Axial Screw 4.5mm x 38mm , Multi Axial Screw 4.5mm x 40mm, Multi Axial Screw 4.5mm x 42mm , Partially Threaded MAS 3.5mm x 18mm , Partially Threaded MAS 3.5mm x 20mm , Partially Threaded MAS 3.5mm x 22mm , Partially Threaded MAS 3.5mm x 24mm , Partially Threaded MAS 3.5mm x 26mm, Partially Threaded MAS 3.5mm x 28mm , Partially Threaded MAS 3.5mm x 30mm , Partially Threaded MAS 3.5mm x 32mm , Partially Threaded MAS 3.5mm x 34mm , Partially Threaded MAS 3.5mm x 36mm , Partially Threaded MAS 3.5mm x 38mm , Partially Threaded MAS 3.5mm x 40mm , Partially Threaded MAS 4.0mm x 18mm , Partially Threaded MAS 4.0mm x 20mm , Partially Threaded MAS 4.0mm x 22mm , Partially Threaded MAS 4.0mm x 24mm , Partially Threaded MAS 4.0mm x 26mm , Partially Threaded MAS 4.0mm x 28mm , Partially Threaded MAS 4.0mm x 30mm , Partially Threaded MAS 4.0mm x 32mm , Partially Threaded MAS 4.0mm x 34mm , Partially Threaded MAS 4.0mm x 36mm , Partially Threaded MAS 4.0mm x 38mm , Partially Threaded MAS 4.0mm x 40mm , OC Bone Screw 4.5mm x 6mm , OC Bone Screw 4.5mm x 8mm , OC Bone Screw 4.5mm x 10mm , OC Bone Screw 4.5mm x 12mm , OC Bone Screw 4.5mm x 14mm , OC Bone Screw Tapered 4.5mm x 6mm , OC Bone Screw Tapered 4.5mm x 8mm , OC Bone Screw Tapered 4.5mm x 10mm , OC Bone Screw Tapered 4.5mm x 12mm , OC Bone Screw Tapered 4.5mm x 14mm , OC Bone Screw 5.0mm x 6mm , OC Bone Screw 5.0mm x 8mm , OC Bone Screw 5.0mm x 10mm , OC Bone Screw 5.0mm x 12mm , OC Bone Screw 5.0mm x 14mm , OC Bone Screw Tapered 5.0mm x 6mm , OC Bone Screw Tapered 5.0mm x 8mm , OC Bone Screw Tapered 5.0mm x 10mm , OC Bone Screw Tapered 5.0mm x 12mm , OC Bone Screw Tapered 5.0mm x 14mm , OC Ti Set Screw Adj Rod , Multi Axial Screw Set Screw M6 , Closed Connector Flat Set Screw , OC Screw Connector | O.E.S DISTRIMED | 2024-01-24T00:00:00.000+01:00 | Medtronic Sofamor Danek USA Inc. 1800 Pyramid Place Memphis,Tennessee 38132 USA | 7753619, 7753619A, 7753704, 7753705, 7753706, 7753707, 7753714, 7753720, 7753725, 7753730, 7753735, 7753740, 7753745, 7753750, 7753755, 7753760, 7753765, 7753770, 7753775, 7753780, 7753785, 7753790, 7753800, 7753804, 7753805, 7753806, 7753807, 7753820, 7753825, 7753830, 7753835, 7753840, 7753845, 7753850, 7753855, 7753860, 7753865, 7753870, 7753880, 7753890, 7753900, 7753919, 7755120, 7755122, 7755123, 7755124, 7755231, 7755232, 7755240, 7755245, 7755247, 7755271, 7755274, 7755275, 7755278, 7755279, 7755325, 7755327, 7756064, 7756066, 7756067, 7756068, 7756069, 7756071, 7756072, 7756073, 7756073L, 7756073R, 7756074, 7756074L, 7756074R, 7759970, 7759971, 7759972, G6956410, G6956412, G6956414, G6956416, G6956418, G6956420, G6956422, G6956424, G6956426, G6956428, G6956430, G6956432, G6957612, G6957614, G6957616, G6957618, G6957620, G6957622, G6957624, G6957626, G6957628, G6957630, G6957632, G6958710, G6958712, G6958714, G6958716, G6958718, G6958720, G6958722, G6958724, G6958726, G6958726PT, G6958728, G6958728PT, G6958730, G6958730PT, G6958732, G6958732PT, G6958734PT, G6958810, G6958812, G6958814, G6958816, G6958818, G6958820, G6958822, G6958824, G6958826, G6958826PT, G6958828, G6958828PT, G6958830, G6958830PT, G6958832, G6958832PT, G6958834, G6958834PT, G6958836, G6958838, G6958840, G6958920, G6958922, G6958924, G6958926, G6958928, G6958930, G6958932, G6958934, G6958936, G6959418, G6959420, G6959420PT, G6959422, G6959424, G6959424PT, G6959426, G6959426PT, G6959428, G6959428PT, G6959430, G6959430PT, G6959432, G6959432PT, G6959434, G6959434PT, G6959436, G6959436PT, G6959438, G6959438PT, G6959440, G6959440PT, G6959442, G6959444, G6959514, G6959516, G6959530, G6959532, G6959534, G6959538, G6959552, G7750015, G7750087, G7750088, G7750346, G7750348, G7750443, G7750444, G7750445, G7750475, G7750506, G7750508, G7750510, G7750512, G7750514, G7750516, G7750518, G7750606, G7750608, G7750610, G7750612, G7750614, G7750616, G7750618, G7751110, G7752515, G7752524, G7752525, G7752526, G7752527, G7752528, G7752529, G7752535, G7752536, G7752537, G7753500, G7753616, G7753616A, G7753619, G7753619A, G7753706, G7753707, G7753725, G7753735, G7753745, G7753755, G7753800, G7753806, G7753807, G7753870, G7753880, G7753890, G7753900, G7753916, G7753919, G7755122, G7755124, G7755240, G7755245, G7755247, G7755271, G7755275, G7755278, G7755279, G7755325, G7755327, G7756064, G7756066, G7756067, G7756068, G7756069, G7756073, G7756073L, G7756073R, G7756074, G7756074L, G7756074R, G7759970, G7759971, G7759972, 873-048, 873-050, 873-136, 873-138, 873-140, 873-142, 873-144, 873-146, 873-148, 873-150, 6900120, 6900270, 6900271, 6900280, 6900281, 6901000, 6902200, 6902220, 6902525, 6902530, 6950315, 6955240, 6955245, 6955255, 6955260, 6955270, 6955273, 6955274, 6955275, 6955406, 6955408, 6955410, 6955412, 6955414, 6955416, 6955418, 6955506, 6955508, 6955510, 6955512, 6955516, 6955960, 6955965, 6955973, 6955974, 6955975L, 6955975R, 6955977L, 6955977R, 7002500, 7002525, 7002526, 7002527, G6900240, G6900514, G6950315, G6955240, 6900240, 6958710, 6958712, 6958714, 6958716, 6958718, 6958718PT, 6958720, 6958720PT, 6958722, 6958722PT, 6958724, 6958724PT, 6958726, 6958726PT, 6958728, 6958728PT, 6958730, 6958730PT, 6958732, 6958732PT, 6958734, 6958734PT, 6958736, 6958736PT, 6958738, 6958738PT, 6958740, 6958740PT, 6958742, 6958744, 6958748, 6958750, 6959512, 6959514, 6959520, 6959522, 6959526, 6959528, 6959530, 6959532, 6959534, 6959536, 6959538, 6959540, 6959542, 6959544, 6959546, 6959548, 6959550, 6959552, 6959970, 6959971, 6959972, 7750010, 7750015, 7750020, 7750086, 7750087, 7750088, 7750346, 7750347, 7750348, 7750443, 7750444, 7750445, 7750475, 7750506, 7750508, 7750510, 7750512, 7750514, 7750516, 7750518, 7750606, 7750608, 7750610, 7750612, 7750614, 7751110, 7751710EP, 7751712EP, 7751714EP, 7751716EP, 7751718EP, 7751720EP, 7751722EP, 7751724EP, 7751810EP, 7751812EP, 7751814EP, 7751816EP, 7751818EP, 7751820EP, 7751822EP, 7751824EP, 7751826EP, 7751828EP, 7751830EP, 7751832EP | Klasa IIa, Klasa IIb | Instrumenta kirurgjikale | Instrumenta shumeperdorimeshe
15822 | Anticoagulant Citrate Dextrose Solution,ACD-A 750mL EMEA & Nordic 40801 | EUROMED | 2024-01-24T00:00:00.000+01:00 | Terumo BCT, Inc. 10811 West Collins Avenue Lakewood Colorado, 80215 USA | Anticoagulant Citrate Dextrose Solution,ACD-A 750mL EMEA & Nordic 40801 | Klasa IIb | Antikoagulant qe perdoret ne banka gjaku per raujtjen e gjakut . | Tjeter
15799 | Reusable SpO2 Sensor | O.E.S DISTRIMED | 2024-01-24T00:00:00.000+01:00 | Unimed Medical Supplies,Inc ,Bld#8, Nangang 3rd Industrial Park Tangtou, Shiyan 518108 Shenzhen PEOPLE'S REPUBLIC OF CHINA | U103S-01, U603-01 | Klasa IIb | Sensor oksigjeni i riperdorshem,perdorim spitalor | Instrumenta shumeperdorimeshe
15719 | Medical Centrifuge (BKC-TL5B) | T R I M E D | 2024-01-26T00:00:00.000+01:00 | Biobase Biodustry (Shandong) Co. LTD. No.9 Gangxing Road, High-Tech Zone, Jinan City, Shandong Provincem, China | Medical Centrifuge (BKC-TL5B) | Klasa I | Medical Centrifuge (BKC-TL5B) është një pajisje mjekësore që përdoret për ndarjen e serumit dhe plazmës, precipitimin e proteinave ose ekzaminimin e sedimentit të urinës | Pajisje laboratori
15701 | Pre-wired GEHC ECG Electrodes, GEHC ECG Electrodes | MONTAL | 2024-01-23T00:00:00.000+01:00 | LEONHARD LANG GmbH Archenweg 56, 6020 Innsbruck, AUSTRIA. SRN: AT-MF-000000426 | ELT-RTABPI-500 / 50992, ELT-RTABA-500 / 50993, ELT-PWIEC-NEO-150 / 50994, ELT-F50W-1200 / 50995, ELT-F35S-1500 / 50996 | Klasa I | Jane pajisje qe ngjiten ne lekure dhe qe sherbejne per te transmetuar impulset elektrike qe vijne nga trupi tek ne regjistruese EKG | Pajisje nje perdorimeshe
15697 | EL CHARRO (Popla) HONDURAS | FARMAWORLD | 2024-01-24T00:00:00.000+01:00 | INDUSTRIE OTTICHE ITALIANE , Corso Fiume 4 - 10133 TORINO,ITALY | HONDURAS | Klasa I | L'occhiale premontato , Syze te montuara paraprakisht janë pajisje mjekësore të klases I që përdoren për korrigjimin e problemeve të shikimit. | Pajisje oftalmike dhe optike
15698 | EL CHARRO (POCOM) MARYLAND | FARMAWORLD | 2024-01-24T00:00:00.000+01:00 | INDUSTRIE OTTICHE ITALIANE , Corso Fiume 4 - 10133 TORINO,ITALY | MARYLAND | Klasa I | L'occhiale premontato , Syze te montuara paraprakisht janë pajisje mjekësore të klases I që përdoren për korrigjimin e problemeve të shikimit. | Pajisje oftalmike dhe optike
15702 | EL CHARRO (POCOM) TENNESSE | FARMAWORLD | 2024-01-24T00:00:00.000+01:00 | INDUSTRIE OTTICHE ITALIANE , Corso Fiume 4 - 10133 TORINO,ITALY | TENNESSE | Klasa I | L'occhiale premontato , Syze te montuara paraprakisht janë pajisje mjekësore të klases I që përdoren për korrigjimin e problemeve të shikimit. | Pajisje oftalmike dhe optike
15699 | EL CHARRO (POCOM) WASHINGTON | FARMAWORLD | 2024-01-24T00:00:00.000+01:00 | INDUSTRIE OTTICHE ITALIANE , Corso Fiume 4 - 10133 TORINO,ITALY | WASHINGTON | Klasa I | L'occhiale premontato , Syze te montuara paraprakisht janë pajisje mjekësore të klases I që përdoren për korrigjimin e problemeve të shikimit. | Pajisje oftalmike dhe optike
15859 | XILOIAL MONO, 20 MINICONTAINERS 0.5 ML, 9000185 | CFO PHARMA | 2024-01-29T00:00:00.000+01:00 | FARMIGEA S.P.A., VIA G.B. OLIVA 8, ITALY | N.A | Klasa IIa | SOLUCION OFTALMIK ME EFEKT HIDRATUES, LUBRIFIKUES DHE MBROJTES NDAJ AGJETEVE TE JASHTEM. ELEMINON SKUQJET DERI TE STRESI VIZUAL OSE FAKTORET MEKANIK (LENTET E KONTAKTIT). NDIHMON PER TE MBROJTUR SIPERFAQEN E KORNESE DHE KONJUKTIVES. VJEN NE PAKETIME NJEPERDORIMSHE. | Pajisje oftalmike dhe optike
15847 | Tubing Plug, Female Luer Lock Connector with Integral Plug, Fits Tubing 1.3 mm ID, Catheter Connector, 3-Way, All Male Connectors, 20 Gauge Blunt Needle, Catheter Connector, Lumboperitoneal, Catheter Connector, Stepdown, Female Luer Connector and End-Cap for EDM Drainage Catheters 1.5 mm ID, Snap Assembly Pref ill Adapter, Female Luer Lock Connector with Integral Plug, Fits Tubing 0.7 mm ID, Catheter Connector, Straight, Stainless Steel, Fixation Tab, Silicone, Barium Impregnated, Fits Tubing 1.5 mm OD, Catheter Connector, Straight, Nylon, Catheter Connector, Right Angle, Catheter Connector, 3-Way, Right Angle Clip, Fits Tubing 2.1 mm OD, Right Angle Clip, Fits Tubing 2.5 mm OD, Fixation Tab, Silicone, Barium Impregnated, Fits Tubing 2.1 mm OD, Fixation Tab, Silicone, Barium Impregnated, Fits Tubing 2.5 mm OD | O.E.S DISTRIMED | 2024-01-26T00:00:00.000+01:00 | Medtronic, Inc. 710 Medtronic Parkway Minneapolis MN 55432 USA | 9008, 9041, 20033, 21048, 21066, 22063, 23021, 23067, 24114, 25027, 25077, 45103, 45104, 45105, 3008 A, 3008 B, 8023 A*, 8023 B | Is, Klasa IIb | Aksesorë Kateterësh dhe Shuntesh | Pajisje nje perdorimeshe
15884 | Healing Abutments, BEGO Semados® SC 58186, BEGO Semados® SCX 58260, BEGO Semados® SCX 58261, BEGO Semados® SCX 58262, BEGO Semados® SCX 58263, BEGO Semados® SCX 58264, BEGO Semados® SCX 58265, BEGO Semados® SCX 58266, BEGO Semados® SCX 58267, BEGO Semados® SCX 58268, BEGO Semados® SCX 58269, BEGO Semados® SCX 58270, BEGO Semados® SCX 58271, BEGO Semados® SCX 58272, BEGO Semados® SCX 58273, BEGO Semados® SCX 58274, BEGO Semados® SCX 58275, BEGO Semados® SCX 58276, BEGO Semados® SCX 58277, BEGO Semados® SCX 58278, BEGO Semados® SCX 58279, BEGO Semados® SCX 58280, BEGO Semados® SCX 58281, BEGO Semados® SCX 58282, BEGO Semados® SCX 58283, BEGO Semados® SCX 58284, BEGO Semados® SCX 58285, BEGO Semados® SCX 58286, Healing post, HEALING POST CONICAL, PS HP 57764, PS HP 57765, PS HP 57766, PS HP 57767, PS HP 57768, PS HP 57769, PS HP 57807, PS HP 57808, PS HP 57809, PS HP 57810, PS HP 57811, PS HP 57812, PS HP 57813, PS HP 57814, PS HPW 57815, PS HPW 57816, PS HPW 57817, PS HPW 57818, PS HP 58150, PS HP 58151, PS HP 58152, PS HP 58153, PS HPW 5820u, PS HPW 58201, PS HPW 58202, PS HPW 58203, PS HPW 58204, PS HPW 58205, PS HPW 58206, Implants S, BEGO SEMADOS® IMPLANT TiPure Plus, BEGO SEMADOS® IMPLANT TiPure Plus , BEGO SEMADOS® IMPLANT TiPure Plus , BEGO SEMADOS® IMPLANT TiPure Plus, Implants SC/SCX, BEGO Semados® SC 58160, BEGO Semados® SC 58161, BEGO Semados® SC 58162, BEGO Semados® SC 58163, BEGO Semados® SC 58164, BEGO Semados® SC 58165, BEGO Semados® SC 58166, BEGO Semados® SC 58167, BEGO Semados® SC 58168, BEGO Semados® SC 58169, BEGO Semados® SC 58170, BEGO Semados® SC 58171, BEGO Semados® SC 58172, BEGO Semados® SC 58173, BEGO Semados® SC 58174, BEGO Semados® SC 58175, BEGO Semados® SC 58176, BEGO Semados® SC 58177, BEGO Semados® SC 58178, BEGO Semados® SC 58179, BEGO Semados® SC 58180, BEGO Semados® SC 58181, BEGO Semados® SC 58182, BEGO Semados® SC 58183, BEGO Semados® SC 58184, BEGO Semados® SC 58185 | Dorina Mele CO | 2024-02-02T00:00:00.000+01:00 | BEGO Implant Systems GmbH & Co. KG, Wilhelm-Herbst-Str. 1, 28359 Bremen, Deutschland | 58186, 58260, 58261, 58262, 58263, 58264, 58265, 58266, 58267, 58268, 58269, 58270, 58271, 58272, 58273, 58274, 58275, 58276, 58277, 58278, 58279, 58280, 58281, 58282, 58283, 58284, 58285, 58286, 56590, 55591, 55592, 55593, 55594, 55595, 56300, 56301, 56302, 56303, 56304, 56305, 57324, 57764, 57765, 57766, 57767, 57768, 57769, 57807, 57808, 57809, 57810, 57811, 57812, 57813, 57814, 57815, 57816, 57817, 57818, 58150, 58151, 58152, 58153, 58200, 58201, 58202, 58203, 58204, 58205, 58206, N/A, 57500, 57501, 57502, 57503, 57601, 57602, 57603, 57604, 57700, 57701, 57702, 57703, 57704, 57840, 57841, 57842, 57844, 57901, 57902, 57903, 57904, 58160, 58161, 58162, 58163, 58164, 58165, 58166, 58167, 58168, 58169, 58170, 58171, 58172, 58173, 58174, 58175, 58176, 58177, 58178, 58179, 58180, 58181, 58182, 58183, 58184, 58185 | Klasa IIb | Implante dentare dhe aksesoret e tyre. | Pajisje dentare
15860 | PS CAD/CAM 58525, PS CAD/CAM 58526, PS CAD/CAM 58527, PS CAD/CAM 58528, PS CAD/CAM 58529, PS CAD/CAM 58530, PS CAD/CAM 58531, PS CAD/CAM 58532, PS CAD/CAM 58533, PS CAD/CAM 58534, PS CAD/CAM 58535, PS CAD/CAM 58536, PS CAD/CAM 58537, PS CAD/CAM 58538, PS CAD/CAM 58539, PS CAD/CAM 58540, PS CAD/CAM 58541, PS CAD/CAM NH 58542, PS CAD/CAM NH 58543, PS CAD/CAM NH 58544, PS CAD/CAM NH 58545, PS CAD/CAM NH 58546, PS CAD/CAM NH 58547, PS CAD/CAM NH 58548, PS CAD/CAM NH 58549, MultiPlus CAD/CAM 58550, PScrew CAD/CAM , PScrew MultiPlus CAD/CAM , Insertion Tools, Insertion Tools for Multiplus, PScrew CAD/CAM Driver, Adhesive Abutments , PS CAD/CAM 58523, PS CAD/CAM 58524 | Dorina Mele CO | 2024-02-02T00:00:00.000+01:00 | BEGO Implant Systems GmbH & Co. KG, Wilhelm-Herbst-Str. 1, 28359 Bremen, Deutschland | 58525, 58526, 58527, 58528, 58529, 58530, 58531, 58532, 58533, 58534, 58535, 58536, 58537, 58538, 58539, 58540, 58541, 58542, 58543, 58544, 58545, 58546, 58547, 58548, 58549, 58550, 58551, 58552, 58555, 58199, 58553, 58554, N/A, 58523, 58524 | Klasa IIb, Klasa IIa | Aksesore per implante | Pajisje dentare
15823 | Shunts Kits and Assemblies SHUNT KIT, DELTA, REG, PL 2.0, Shunts Kits and Assemblies DELTA SHUNT KIT, RGL, PL 1.5, Shunts Kits and Assemblies CSF-SHUNT KIT,BHV,12MM,UP STD, Shunts Kits and Assemblies CSF-SHUNT KIT,BHV,I2MM,M/P STD, Shunts Kits and Assemblies CSF-SHUNT KIT,BHV,12MM,H/P STD, Shunts Kits and Assemblies CSF-SHUNT KIT,BHV,16MM,UP STD, Shunts Kits and Assemblies CSF-SHUNT KIT,BHV,I6MM,M/P STD, Shunts Kits and Assemblies CSF-SHUNT KIT,BHV,I6MM,H/P STD, Shunts Kits and Assemblies ASSY,PKGD SHNT KIT,CONT SM, LP, Shunts Kits and Assemblies ASSY,PKGD SHNT KIT,CONT SM, MP, Shunts Kits and Assemblies ASSY,PKGD SHNT KIT,CONT SM, HP, Shunts Kits and Assemblies ASSY,PKGD SHNT KIT,CONT REG,LP, Shunts Kits and Assemblies ASSY,PKGD SHNT KIT,CONT REG,MP, Shunts Kits and Assemblies ASSY,PKGD SHNT KIT,CONT REG,HP, Shunts Kits and Assemblies SHUNT KIT, ULTRA SML, LOW UP, Shunts Kits and Assemblies SHUNT KIT, ULTRA SMALL LOW/P, Shunts Kits and Assemblies SHUNT KIT, ULTRA SMALL, MED/P, Rivulet ventricular Catheters CATHETER RIVULET VENTRICULAR, Ventricular /Ventriculostomy reservoirs VAD, BURR HOLE,12MM WN-CATH., Ventricular /Ventriculostomy reservoirs V-RES,CONV.12MM W/ CATH. 50 mm, Ventricular /Ventriculostomy reservoirs V-RES,CONV.12MM W/ CATH, 60 mm, Ventricular /Ventriculostomy reservoirs V-RES,CONV.12MM W/ CATH. 70 mm, Ventricular /Ventriculostomy reservoirs Ventricular Reservoir, 12 mm, Bottom Inlet, Ventricular /Ventriculostomy reservoirs CSF-Ventricular Port, Bottom Inlet, 16 mm, Bottom Inlet, Ventricular /Ventriculostomy reservoirs CSF-Ventricular Port, Bottom Inlet, 16 mm, Side Inlet, Ventricular /Ventriculostomy reservoirs CSF-Ventricular Reservoir, 18 mm, Side Inlet, Ventricular /Ventriculostomy reservoirs CSF-Ventricular Reservoir, 28 mm, Side Inlet, Ventricular /Ventriculostomy reservoirs CSF-Ventricular Reservoir, 28 mm, Bottom Inlet, Ventricular /Ventriculostomy reservoirs CSF-Ventricular Reservoir, 28 mm, Convertible, Bottom Inlet, Ventricular /Ventriculostomy reservoirs CSF-Ventricular Reservoir, 30 mm, Side Inlet, Ventricular /Ventriculostomy reservoirs CSF-Ventricular Reservoir, 12 mm, Burr Hole, Ventricular /Ventriculostomy reservoirs CSF-Ventricular Reservoir, 12 mm, Burr Hole, Convertible, Ventricular /Ventriculostomy reservoirs CSF-Ventricular Reservoir, 12 mm, Convertible, Ventricular /Ventriculostomy reservoirs CSF-Ventriculostomy Reservoir Kit, 6 mm, Regular Depth, Ventricular /Ventriculostomy reservoirs CSF-Ventriculostomy Reservoir Kit, 6 mm, Shallow Depth, Ventricular /Ventriculostomy reservoirs CSF-Ventricular Reservoir, 12mm with Integral Right Angle Ventricular Catheter, Intracranial Length:20 mm 30 mm, Ventricular /Ventriculostomy reservoirs CSF-Ventricular Reservoir, 12mm with Integral Right Angle Ventricular Catheter, Intracranial Length:40 mm, Ventricular /Ventriculostomy reservoirs CSF-Ventricular Reservoir, 12mm with Integral Right Angle Ventricular Catheter, Intracranial Length:, Ventricular /Ventriculostomy reservoirs CSF-Ventricular Reservoir, 12mm with Integral Right Angle Ventricular Catheter, Intracranial Length:50 mm, Ventricular /Ventriculostomy reservoirs Neonate Reservoir, Flat Dome with Integral Ventricular Catheter, Small, Barium Impregnated, 3.0 cm, Ventricular /Ventriculostomy reservoirs Neonate Reservoir, Flat Dome with Integral Ventricular Catheter, Small, Barium Impregnated, 3.5 cm, Ventricular /Ventriculostomy reservoirs Neonate Reservoir, Flat Dome with Integral Ventricular Catheter, Small, Barium Impregnated, 2.5 cm, Ventricular /Ventriculostomy reservoirs Neonate Reservoir, Flat Dome with Integral Ventricular Catheter, Small, Barium Impregnated, 4.0 cm, Ventricular /Ventriculostomy reservoirs Neonate Reservoir, Flat Dome with Integral Ventricular Catheter, Small, Barium Impregnated, 2.0 cm, Ventricular /Ventriculostomy reservoirs RES,NEO,INT,V-CTH,SML,R/A,3CM, Ventricular /Ventriculostomy reservoirs RES,NEO,INT,V-CTH,SML,R/A,4CM, Ventricular /Ventriculostomy reservoirs RES,NEO,INT,V-CTH,SML,R/A,5CM, Ventricular /Ventriculostomy reservoirs RES,NEO,INT,V-CTH,SML,R/A,6CM, Ventricular /Ventriculostomy reservoirs RES,NEO,INT,V-CTH,SML,R/A,7CM, Ventricular /Ventriculostomy reservoirs RES,NEONATE,INT RA CATH, 20MM, Ventricular /Ventriculostomy reservoirs RES,NEONATE,INT RA CATH, 30MM, Ventricular /Ventriculostomy reservoirs RES,NEONATE,INT RA CATH, 35MM, Ventricular /Ventriculostomy reservoirs RES,NEONATE,INT RA CATH, 40MM, Ventricular /Ventriculostomy reservoirs RES,NEONATE,W/INTG RA CATH,45, CSF Ventricular Catheters FP-VENT CATH,STD,W/STY&RA CLIP, CSF Ventricular Catheters FP-VENT CATH,15CM,STD,PLIANT, CSF Ventricular Catheters FP-VENT CATH,TRANS,W/ST&RACLIP, CSF Ventricular Catheters FP-VENT CATH,SML,W/STY&RA CLIP, CSF Ventricular Catheters FP-CSF VENT CATHETER, FLANGED, CSF Ventricular Catheters FP-VENT CATH W/SNAP BASE, 4CM, CSF Ventricular Catheters FP-VENT CATH W/SNAP BASE, 5CM, CSF Ventricular Catheters FP-VENT CATH W/SNAP BASE, 6CM, CSF Ventricular Catheters FP-VENT CATH W/SNAP BASE, 7CM, CSF Ventricular Catheters FP-VENT CATH W/SNAP BASE, 8CM, CSF Ventricular Catheters FP-VENT CATH W/SNAP BASE, 9CM, CSF Ventricular Catheters [NG]FP-BG VENTRICULAR CATHETER, CSF Ventricular Catheters [NG]FP-CATHNENT,INNERVSON BIO, CSF Ventricular Catheters FP-CATH, VENT/INNERVISION, CSF Ventricular Catheters VENT CATH,STD, RA, 7CM, CSF Ventricular Catheters VENT CATH,STD, RA, 9CM, CSF Ventricular Catheters VENT CATH,STD, RA, 11CM, CSF Ventricular Catheters VENT CATH,STD, RA, 5CM, CSF Ventricular Catheters VENT CATH,STD, RA, 4CM, CSF Ventricular Catheters VENT CATH,STD, RA, 6CM, CSF Ventricular Catheters VENT CATH,STD, RA, 10CM ,, CSF Ventricular Catheters VENT CATH,STD, RA, 8CM, CSF Ventricular Catheters VENT/CATH W/EXTRA LENGTH MAFIKR, CSF Ventricular Catheters SNAP SHNT,V-CATH,STD,B.I. 10CM, CSF Ventricular Catheters SNAP SHNT,V-CATH,STD,B.I. 11CM, CSF Ventricular Catheters SNAP SHNT,V-CATH STD B.I,6.5CM, CSF Ventricular Catheters SNAP SHNT,V-CATH,STD B.I.5.5CM, CSF Ventricular Catheters SNP-ASY,VNTRC RES BASE,BH,3.CM, CSF Ventricular Catheters INNERVIS1ON VENTRICULAR CATH, CSF Ventricular Catheters SLOTTED VENT/CATHETER, 15CM, CSF Ventricular Catheters V-CATH,STD,TRANS W/STRIPE,23CM, CSF Ventricular Catheters [NG]INNRVSN V-CTH,SNP ASSY 4CM, CSF Ventricular Catheters [NG]INNRVSN V-CTH,SNP ASSY 5CM, CSF Ventricular Catheters [NG]INNRVSN V-CTH,SNP ASSY 6CM, CSF Ventricular Catheters [NGIINNRVSN V-CTH,SNP ASSY 7CM, CSF Ventricular Catheters [NG]INNRVSN V-CTH,SNP ASSY 8CM, CSF Ventricular Catheters (NG)INNRVSN V-CTH,SNP ASSY 9CM, CSF Ventricular Catheters [NG]INNRVSN V-CTH,SNP ASSY10CM, CSF Ventricular Catheters [NG]INNRVSN V-CTH,SNP ASSY11CM, CSF Ventricular Catheters [NG]INRVSN V-CTH,SNP ASSY5.5CM, CSF Ventricular Catheters [NG]INRVSN V-CTH,SNP ASSY6.5CM, CSF Ventricular Catheters V-CATH,SML,B.I. W/8MM FLW HOLS, CSF Ventricular Catheters V-CATH,W/SNAP ASSY V-RES BASE, CSF Ventricular Catheters INNERVISION SLOTTED V-CATH 15, CSF Ventricular Catheters INNERVISION V-CATH W/SNAP BASE, CSF Ventricular Catheters CATH, VENT, RA, STD 4 CM, CSF Ventricular Catheters CATH, VENT, RA, STD 5 CM, CSF Ventricular Catheters CATH, VENT, RA, STD 6 CM, CSF Ventricular Catheters CATH, VENT, RA, STD 7 CM, Opus Ventricular catheters FP-OPUS VENT CATH, SMALL, Opus Ventricular catheters FP-OPUS VENT CATH, STANDARD, Opus Ventricular catheters FP-CSF-C/P CATH,BI,STD, Opus Ventricular catheters FP-CSF-C/P CATH,TRANS,STD, Opus Ventricular catheters FP-CSF-C/P CATH,BI,SMALL, Opus Ventricular catheters FP-CSF-CARD CATH,REDUCED TIP, Opus Ventricular catheters C/P CATH,STD,90CM,CLS PRS,HI, Opus Ventricular catheters C/P CATH,STD,90CM,CLS PRS, LOW, Opus Ventricular catheters C/P CATH,STD,90CM,CLS PF1S, MED, Opus Ventricular catheters C/P CATH, STD,120CM,CLSD,SLITS, Opus Ventricular catheters CSF C/P CATHETER CLOSING PREIH, Opus Ventricular catheters CSF C/P CATHETER CLOSING PRE/L, Opus Ventricular catheters CSF C/P CATHETER CLOSING PRE/M, Opus Ventricular catheters C/P CATHETER, STD, 110CM, Opus Ventricular catheters CATH,C/P,STD,TRANS,RAD STRP,90, Shunts Kits and Assemblies FP-UNI SHUNT KIT, SML, LOW, Shunts Kits and Assemblies FP-UNI SHUNT KIT, SML, MED, Shunts Kits and Assemblies FP-UN1 SHUNT KIT, SML, HIGH, Shunts Kits and Assemblies FP-UNI SHUNT KIT, REG, LOW, Shunts Kits and Assemblies FP-UNI SHUNT KIT, REG, MED, Shunts Kits and Assemblies FP-UNI SHUNT KIT, REG, HIGH, Shunts Kits and Assemblies FP-SHUNT KIT, US, LOW-LOW, 4CM, Shunts Kits and Assemblies FP-SHUNT KIT, US, LOW, 4CM, Shunts Kits and Assemblies FP-SHUNT KIT, US, MED, 4CM, Shunts Kits and Assemblies FP-CSF-FLW CTRL SHNT KIT,US,LL, Shunts Kits and Assemblies FP-CSF-FLW CTRL SHNT KIT,US LP, Shunts Kits and Assemblies FP-CSF-FLW CTRL SHNT KIT,US,MP, Shunts Kits and Assemblies FP-CSF-SHNT ASSY,FLW-CTRLN LP, Shunts Kits and Assemblies FP-CSF-SHNT ASSY,FLW CTRLN ME, Shunts Kits and Assemblies FP-CSF-SHNT ASSY,FLW CTRLN Hl, Shunts Kits and Assemblies FP-SHNT ASSY,CONT/REG,90CM, LP, Shunts Kits and Assemblies FP-SHNT ASSY,CONT/REG,90CM, MP, Shunts Kits and Assemblies FP-SHNT ASSY,CONT/REG,90CM, HP, Shunts Kits and Assemblies DELTA UNIT/SHNT, SMALL, PL 1.5, Shunts Kits and Assemblies DELTA UNIT/SHNT REGULAR,PL 1.0, Shunts Kits and Assemblies DELTA UNIT/SHNT REGULAR,PL 2.0, Shunts Kits and Assemblies DELTA UNIT/SHNT REGULAR,PL 1.5, Shunts Kits and Assemblies DELTA,UNI/SHNT KIT,SML,PL 1.0, Shunts Kits and Assemblies DELTA,UN1/SHNT KIT,SML,PL 2.0, Shunts Kits and Assemblies DELTA,UNI/SHNT KIT,SML,PL 1.5, Shunts Kits and Assemblies FP-STRATA 2 UNI SHUNT, SML, 8, Shunts Kits and Assemblies FP-STRATA 2 UNI SHUNT,SML,11.5, Shunts Kits and Assemblies FP-STRATA 2 UNI SHUNT, REG, 11, Shunts Kits and Assemblies FP-STRATA 2 UNI SHUNT,REG,13.5, Shunts Kits and Assemblies UNI,STRATA II,SM,V 11, PCATH90, Shunts Kits and Assemblies UNI,STRATA II, REG,V13,PCATH90, Shunts Kits and Assemblies SHUNT KIT,DLTA VALVE,SM,PL 1.0, Shunts Kits and Assemblies SHUNT KIT,DLTA VALVE,SM PL 2.0, Shunts Kits and Assemblies SHUNT KIT, DELTA, REG, PL 1.0 | O.E.S DISTRIMED | 2024-01-26T00:00:00.000+01:00 | Medtronic, Inc. 710 Medtronic Parkway Minneapolis MN 55432 USA | 25132-2, 25132-5, 9040 A, 9040 B, 9040 C, 9040 D, 9040 E, 9040 F, 9003 A, 9003 B, 9003 C, 9003 D, 9003 E, 9003 F, 22011 LL, 22011 L, 22011 M, 41701, 20028, 9013-A, 9013-B, 9013-F, 21029, 44000, 44010, 44102, 44103, 44104, 44105, 44108, 44111, 44113, 44100, 44101, 44201, 44211, 20038 A, 20038 B, 20038 C, 20038 D, 22101 A, 22101 B, 22101 C, 22101 D, 22101 E, 24106 A, 24106 B, 24106 C, 24106 D, 24106 E, 23038 A, 23038 B, 23038 C, 23038 D, 23038 E, 41101, 41103, 41115, 41207, 41308, 41404, 41405, 41406, 41407, 41408, 41409, 91503, 99102, 27240, 5005-A, 5005-B, 5005-C, 5005-E, 5005-F, 5005-G, 5005-H, 5005-I, 9025, 22082-F, 22082-G, 22082-H, 22082-I*, 24004-B, 27165, 27211, 24154, 27065A, 27065B, 27065C, 27065D, 27065E, 27065F, 27065G, 27065H, 27065K, 27065L, 27251, 24094, 27600, 27298, 27607A, 27607B, 27607C, 27607D, 41501, 41503, 43103, 43111, 43209, 43418, 9007-H, 9007-L, 9007-M, 24010, 22002H, 22002L, 22002M, 24148, 25104, 46012, 46014, 46016, 46022, 46024, 46026, 46220, 46222, 46224, 46240, 46242, 46244, 46622, 46624, 46626, 46642, 46644, 46646, 24012-5, 24013-1, 24013-2, 24013-5, 25014-1, 25014-2, 25014-5, 46871, 46876, 46881, 46886, 27820, 27821, 25131-1, 25131-2, 25131-5, 25132-1 | Klasa III | Katetere Ventrikulare Rivulet, Rezervuare Ventrikulare Ventrikulostomie, Katetere Ventrikulare CSF, Katetere Ventrikulare Opus, Kite Shuntesh dhe pjeset perberese | Pajisje nje perdorimeshe
15829 | Semi-auto Chemistry Analyzer | T R I M E D | 2024-01-26T00:00:00.000+01:00 | Biobase Biodustry (Shandong) Co. LTD. No. 9 Gangxing Road, High-Tech Zone, Jinan City, Shandong Province, China | NA | In vitro | Semi-auto Chemistry Analyzer, është një pajisje mjekësore që pëdoret me qëllim për analizë sasiore të serumit, plazmës, urinës, lëngut cerebrospinal dhe mostrave të tjera. | Pajisje te diagnostifikimit in vitro
15848 | Trabecular Metal Acetabular Revision System, Liners | T R I M E D | 2024-01-26T00:00:00.000+01:00 | Zimmer, Inc. 1800 W. Center Street Warsaw, Indiana 46580 USA | NA , 00-7105-048-28, 00-7105-050-28, 00-7105-052-28, 00-7105-054-28, 00-7105-056-28, 00-7105-058-28, 00-7105-060-28, 00-7105-062-28, 00-7105-066-28, 00-7105-072-28, 00-7105-076-28, 00-7105-054-32, 00-7105-056-32, 00-7105-058-32, 00-7105-060-32, 00-7105-062-32, 00-7105-066-32, 00-7105-072-32, 00-7105-076-32, 00-7105-058-36, 00-7105-060-36, 00-7105-062-36, 00-7105-066-36, 00-7105-072-36, 00-7105-076-36, 00-7105-062-40, 00-7105-066-40, 00-7105-072-40, 00-7105-076-40, 00-7110-048-28, 00-7110-050-28, 00-7110-052-28, 00-7110-054-28, 00-7110-056-28, 00-7110-058-28, 00-7110-060-28, 00-7110-062-28, 00-7110-066-28, 00-7110-072-28, 00-7110-076-28, 00-7110-054-32, 00-7110-056-32, 00-7110-058-32, 00-7110-060-32, 00-7110-062-32, 00-7110-066-32, 00-7110-072-32, 00-7110-076-32, 00-7110-058-36, 00-7110-060-36, 00-7110-062-36, 00-7110-066-36, 00-7110-072-36, 00-7110-076-36, 00-7110-062-40, 00-7110-066-40, 00-7110-072-40, 00-7110-076-40, 00-7115-050-28, 00-7115-052-28, 00-7115-054-32, 00-7115-056-32, 00-7115-058-36, 00-7115-060-36, 00-7115-062-36, 00-7115-066-36, 00-7115-072-36, 00-7115-076-36, 00-7123-056-48, 00-7123-062-54, 00-7123-066-58, 00-7123-072-64, 00-7123-076-68, 00-7124-056-48, 00-7124-062-54, 00-7124-066-58, 00-7124-072-64, 00-7124-076-68, 00-7125-056-48, 00-7125-062-54, 00-7125-066-58, 00-7125-072-64, 00-7125-076-68, 00-7126-056-48, 00-7126-062-54, 00-7126-066-58, 00-7126-072-64, 00-7126-076-68 | Klasa III | Trabecular Metal Acetabular Revision System, Liners | Pajisje te implantueshme jo aktive
| and Cages, Trabecular Metal Acetabular Revision System, Longevity Highly Crosslinked Polyethylene Revision Shell Liners, 0 Degree Liner Face Angle, 28 mm I.D., For Use With 48 mm O.D. Shell, Trabecular Metal Acetabular Revision System, Longevity Highly Crosslinked Polyethylene Revision Shell Liners, 0 Degree Liner Face Angle, 28 mm I.D., For Use With 50 mm O.D. Shell, Trabecular Metal Acetabular Revision System, Longevity Highly Crosslinked Polyethylene Revision Shell Liners, 0 Degree Liner Face Angle, 28 mm I.D., For Use With 52 mm O.D. Shell, Trabecular Metal Acetabular Revision System, Longevity Highly Crosslinked Polyethylene Revision Shell Liners, 0 Degree Liner Face Angle, 28 mm I.D., For Use With 54 mm O.D. Shell, Trabecular Metal Acetabular Revision System, Longevity Highly Crosslinked Polyethylene Revision Shell Liners, 0 Degree Liner Face Angle, 28 mm I.D., For Use With 56 mm O.D. Shell, Trabecular Metal Acetabular Revision System, Longevity Highly Crosslinked Polyethylene Revision Shell Liners, 0 Degree Liner Face Angle, 28 mm I.D., For Use With 58 mm O.D. Shell, Trabecular Metal Acetabular Revision System, Longevity Highly Crosslinked Polyethylene Revision Shell Liners, 0 Degree Liner Face Angle, 28 mm I.D., For Use With 60 mm O.D. Shell, Trabecular Metal Acetabular Revision System, Longevity Highly Crosslinked Polyethylene Revision Shell Liners, 0 Degree Liner Face Angle, 28 mm I.D.,For Use With 62/64 mm O.D. Shell, Trabecular Metal Acetabular Revision System, Longevity Highly Crosslinked Polyethylene Revision Shell Liners, 0 Degree Liner Face Angle, 28 mm I.D., For Use With 66/68/70 mm O.D. Shell, Trabecular Metal Acetabular Revision System, Longevity Highly Crosslinked Polyethylene Revision Shell Liners, 0 Degree Liner Face Angle, 28 mm I.D., For Use With 72/74 mm O.D. Shell, Trabecular Metal Acetabular Revision System, Longevity Highly Crosslinked Polyethylene Revision Shell Liners, 0 Degree Liner Face Angle, 28 mm I.D., For Use With 76/78/80 mm O.D. Shell, Trabecular Metal Acetabular Revision System, Longevity Highly Crosslinked Polyethylene Revision Shell Liners, 0 Degree Liner Face Angle, 32 mm I.D., For Use With 54 mm O.D. Shell, Trabecular Metal Acetabular Revision System, Longevity Highly Crosslinked Polyethylene Revision Shell Liners, 0 Degree Liner Face Angle, 32 mm I.D., For Use With 56 mm O.D. Shell, Trabecular Metal Acetabular Revision System, Longevity Highly Crosslinked Polyethylene Revision Shell Liners, 0 Degree Liner Face Angle, 32 mm I.D., For Use With 58 mm O.D. Shell, Trabecular Metal Acetabular Revision System, Longevity Highly Crosslinked Polyethylene Revision Shell Liners, 0 Degree Liner Face Angle, 32 mm I.D., For Use With 60 mm O.D. Shell, Trabecular Metal Acetabular Revision System, Longevity Highly Crosslinked Polyethylene Revision Shell Liners, 0 Degree Liner Face Angle, 32 mm I.D., For Use With 62/64 mm O.D. Shell, Trabecular Metal Acetabular Revision System, Longevity Highly Crosslinked Polyethylene Revision Shell Liners, 0 Degree Liner Face Angle, 32 mm I.D., For Use With 66/68/70 mm O.D. Shell, Trabecular Metal Acetabular Revision System, Longevity Highly Crosslinked Polyethylene Revision Shell Liners, 0 Degree Liner Face Angle, 32 mm I.D., For Use With 72/74 mm O.D. Shell, Trabecular Metal Acetabular Revision System, Longevity Highly Crosslinked Polyethylene Revision Shell Liners, 0 Degree Liner Face Angle, 32 mm I.D., For Use With 76/78/80 mm O.D. Shell, Trabecular Metal Acetabular Revision System, Longevity Highly Crosslinked Polyethylene Revision Shell Liners, 0 Degree Liner Face Angle, 36 mm I.D., For Use With 58 mm O.D. Shell, Trabecular Metal Acetabular Revision System, Longevity Highly Crosslinked Polyethylene Revision Shell Liners, 0 Degree Liner Face Angle, 36 mm I.D., For Use With 60 mm O.D. Shell, Trabecular Metal Acetabular Revision System, Longevity Highly Crosslinked Polyethylene Revision Shell Liners, 0 Degree Liner Face Angle, 36 mm I.D., For Use With 62/64 mm O.D. Shell, Trabecular Metal Acetabular Revision System, Longevity Highly Crosslinked Polyethylene Revision Shell Liners, 0 Degree Liner Face Angle, 36 mm I.D., For Use With 66/68/70 mm O.D. Shell, Trabecular Metal Acetabular Revision System, Longevity Highly Crosslinked Polyethylene Revision Shell Liners, 0 Degree Liner Face Angle, 36 mm I.D., For Use With 72/74 mm O.D. Shell, Trabecular Metal Acetabular Revision System, Longevity Highly Crosslinked Polyethylene Revision Shell Liners, 0 Degree Liner Face Angle, 36 mm I.D., For Use With 76/78/80 mm O.D. Shell, Trabecular Metal Acetabular Revision System, Longevity Highly Crosslinked Polyethylene Revision Shell Liners, 0 Degree Liner Face Angle, 40 mm I.D., For Use With 62/64 mm O.D. Shell, Trabecular Metal Acetabular Revision System, Longevity Highly Crosslinked Polyethylene Revision Shell Liners, 0 Degree Liner Face Angle, 40 mm I.D., For Use With 66/68/70 mm O.D. Shell, Trabecular Metal Acetabular Revision System, Longevity Highly Crosslinked Polyethylene Revision Shell Liners, 0 Degree Liner Face Angle, 40 mm I.D., For Use With 72/74 mm O.D. Shell, Trabecular Metal Acetabular Revision System, Longevity Highly Crosslinked Polyethylene Revision Shell Liners, 0 Degree Liner Face Angle, 40 mm I.D.,For Use With 76/78/80 mm O.D. Shell, Trabecular Metal Acetabular Revision System, Longevity Highly Crosslinked Polyethylene Revision Shell Liners, 10 Degree Liner Face Angle, Oblique, 28 mm ID, For Use With 48 mm O.D. Shell, Trabecular Metal Acetabular Revision System, Longevity Highly Crosslinked Polyethylene Revision Shell Liners, 10 Degree Liner Face Angle, Oblique, 28 mm ID, For Use With 50 mm O.D. Shell, Trabecular Metal Acetabular Revision System, Longevity Highly Crosslinked Polyethylene Revision Shell Liners, 10 Degree Liner Face Angle, Oblique, 28 mm ID, For Use With 52 mm O.D. Shell, Trabecular Metal Acetabular Revision System, Longevity Highly Crosslinked Polyethylene Revision Shell Liners, 10 Degree Liner Face Angle, Oblique, 28 mm ID, For Use With 54 mm O.D. Shell, Trabecular Metal Acetabular Revision System, Longevity Highly Crosslinked Polyethylene Revision Shell Liners, 10 Degree Liner Face Angle, Oblique, 28 mm ID, For Use With 56 mm O.D. Shell, Trabecular Metal Acetabular Revision System, Longevity Highly Crosslinked Polyethylene Revision Shell Liners, 10 Degree Liner Face Angle, Oblique, 28 mm ID, For Use With 58 mm O.D. Shell, Trabecular Metal Acetabular Revision System, Longevity Highly Crosslinked Polyethylene Revision Shell Liners, 10 Degree Liner Face Angle, Oblique, 28 mm ID, For Use With 60 mm O.D. Shell, Trabecular Metal Acetabular Revision System, Longevity Highly Crosslinked Polyethylene Revision Shell Liners, 10 Degree Liner Face Angle, Oblique, 28 mm ID, For Use With 62/64 mm O.D. Shell, Trabecular Metal Acetabular Revision System, Longevity Highly Crosslinked Polyethylene Revision Shell Liners, 10 Degree Liner Face Angle, Oblique, 28 mm ID, For Use With 66/68/70 mm O.D. Shell, Trabecular Metal Acetabular Revision System, Longevity Highly Crosslinked Polyethylene Revision Shell Liners, 10 Degree Liner Face Angle, Oblique, 28 mm ID, For Use With 72/74 mm O.D. Shell, Trabecular Metal Acetabular Revision System, Longevity Highly Crosslinked Polyethylene Revision Shell Liners, 10 Degree Liner Face Angle, Oblique,28 mm ID, For Use With 76/78/80 mm O.D. Shell, Trabecular Metal Acetabular Revision System, Longevity Highly Crosslinked Polyethylene Revision Shell Liners, 10 Degree Liner Face Angle, Oblique, 32 mm ID, For Use With 54 mm O.D. Shell, Trabecular Metal Acetabular Revision System, Longevity Highly Crosslinked Polyethylene Revision Shell Liners, 10 Degree Liner Face Angle, Oblique, 32 mm ID, For Use With 56 mm O.D. Shell, Trabecular Metal Acetabular Revision System, Longevity Highly Crosslinked Polyethylene Revision Shell Liners, 10 Degree Liner Face Angle, Oblique, 32 mm ID, For Use With 58 mm O.D. Shell, Trabecular Metal Acetabular Revision System, Longevity Highly Crosslinked Polyethylene Revision Shell Liners, 10 Degree Liner Face Angle, Oblique, 32 mm ID, For Use With 60 mm O.D. Shell, Trabecular Metal Acetabular Revision System, Longevity Highly Crosslinked Polyethylene Revision Shell Liners, 10 Degree Liner Face Angle, Oblique, 32 mm ID, For Use With 62/64 mm O.D. Shell, Trabecular Metal Acetabular Revision System, Longevity Highly Crosslinked Polyethylene Revision Shell Liners, 10 Degree Liner Face Angle, Oblique, 32 mm ID, For Use With 66/68/70 mm O.D. Shell, Trabecular Metal Acetabular Revision System, Longevity Highly Crosslinked Polyethylene Revision Shell Liners, 10 Degree Liner Face Angle, Oblique, 32 mm ID, For Use With 72/74 mm O.D. Shell, Trabecular Metal Acetabular Revision System, Longevity Highly Crosslinked Polyethylene Revision Shell Liners, 10 Degree Liner Face Angle, Oblique, 32 mm ID, For Use With 76/78/80 mm O.D. Shell, Trabecular Metal Acetabular Revision System, Longevity Highly Crosslinked Polyethylene Revision Shell Liners, 10 Degree Liner Face Angle, Oblique, 36 mm ID, For Use With 58 mm O.D. Shell, Trabecular Metal Acetabular Revision System, Longevity Highly Crosslinked Polyethylene Revision Shell Liners, 10 Degree Liner Face Angle, Oblique, 36 mm ID, For Use With 60 mm O.D. Shell, Trabecular Metal Acetabular Revision System, Longevity Highly Crosslinked Polyethylene Revision Shell Liners, 10 Degree Liner Face Angle, Oblique, 36 mm ID, For Use With 62/64 mm O.D. Shell, Trabecular Metal Acetabular Revision System, Longevity Highly Crosslinked Polyethylene Revision Shell Liners, 10 Degree Liner Face Angle, Oblique, 36 mm ID, For Use With 66/68/70 mm O.D. Shell, Trabecular Metal Acetabular Revision System, Longevity Highly Crosslinked Polyethylene Revision Shell Liners, 10 Degree Liner Face Angle, Oblique, 36 mm ID, For Use With 72/74 mm O.D. Shell, Trabecular Metal Acetabular Revision System, Longevity Highly Crosslinked Polyethylene Revision Shell Liners, 10 Degree Liner Face Angle, Oblique, 36 mm ID, For Use With 76/78/80 mm O.D. Shell, Trabecular Metal Acetabular Revision System, Longevity Highly Crosslinked Polyethylene Revision Shell Liners, 10 Degree Liner Face Angle, Oblique, 40 mm ID, For Use With 62/64 mm O.D. Shell, Trabecular Metal Acetabular Revision System, Longevity Highly Crosslinked Polyethylene Revision Shell Liners, 10 Degree Liner Face Angle, Oblique, 40 mm ID, For Use With 66/68/70 mm O.D. Shell, Trabecular Metal Acetabular Revision System, Longevity Highly Crosslinked Polyethylene Revision Shell Liners, 10 Degree Liner Face Angle, Oblique, 40 mm ID, For Use With 72/74 mm O.D. Shell, Trabecular Metal Acetabular Revision System, Longevity Highly Crosslinked Polyethylene Revision Shell Liners, 10 Degree Liner Face Angle, Oblique, 40 mm ID, For Use With 76/78/80 mm O.D. Shell, Trabecular Metal Acetabular Revision System Cemented Constrained Liner Longevity Highly Crosslinked Polyethylene 28 mm I.D. For Use With 50 mm O.D. Shell, Packaged with Constraining Ring, Trabecular Metal Acetabular Revision System Cemented Constrained Liner Longevity Highly Crosslinked Polyethylene 28 mm I.D. For Use With 52 mm O.D. Shell, Packaged with Constraining Ring, Trabecular Metal Acetabular Revision System Cemented Constrained Liner Longevity Highly Crosslinked Polyethylene 32 mm I.D. For Use With 54 mm O.D. Shell, Packaged with Constraining Ring, Trabecular Metal Acetabular Revision System Cemented Constrained Liner Longevity Highly Crosslinked Polyethylene 32 mm I.D. For Use With 56 mm O.D. Shell, Packaged with Constraining Ring, Trabecular Metal Acetabular Revision System Cemented Constrained Liner Longevity Highly Crosslinked Polyethylene 36 mm I.D. For Use With 58 mm O.D. Shell, Packaged with Constraining Ring, Trabecular Metal Acetabular Revision System Cemented Constrained Liner Longevity Highly Crosslinked Polyethylene 36 mm I.D. For Use With 60 mm O.D. Shell, Packaged with Constraining Ring, Trabecular Metal Acetabular Revision System Cemented Constrained Liner Longevity Highly Crosslinked Polyethylene 36mm I.D. For Use With 62/64 mm O.D. Shell, Packaged with Constraining Ring, Trabecular Metal Acetabular Revision System Cemented Constrained Liner Longevity Highly Crosslinked Polyethylene 36 mm I.D. For Use With 66/68/70 mm O.D. Shell, Packaged with Constraining Ring, Trabecular Metal Acetabular Revision System Cemented Constrained Liner Longevity Highly Crosslinked Polyethylene 36 mm I.D. For Use With 72/74 mm O.D. Shell, Packaged with Constraining Ring, Trabecular Metal Acetabular Revision System Cemented Constrained Liner Longevity Highly Crosslinked Polyethylene 36 mm I.D. For Use With 76/78/80 mm O.D. Shell, Packaged with Constraining Ring, Trabecular Metal Acetabular Revision - Cage, Right, Short Flange, Use with 56/58/60 Shells and 48 mm liners, Trabecular Metal Acetabular Revision - Cage, Right, Short Flange, Use with 62/64mm Shells and 54 mm liners, Trabecular Metal Acetabular Revision - Cage, Right, Short Flange, Use with 66/68/70 mm Shells and 58 mm liners, Trabecular Metal Acetabular Revision - Cage, Right, Short Flange, Use with 72/74 mm Shells and 64 mm liners, Trabecular Metal Acetabular Revision - Cage, Right, Short Flange, Use with 76/78/80 mm Shells and 68 mm liners, Trabecular Metal Acetabular Revision - Cage, Left, Short Flange, Use with 56/58/60 Shells and 48 mm liners, Trabecular Metal Acetabular Revision - Cage, Left, Short Flange, Use with 62/64mm Shells and 54 mm liners, Trabecular Metal Acetabular Revision - Cage, Left, Short Flange, Use with 66/68/70 mm Shells and 58 mm liners, Trabecular Metal Acetabular Revision - Cage, Left, Short Flange, Use with 72/74 mm Shells and 64 mm liners, Trabecular Metal Acetabular Revision - Cage, Left, Short Flange, Use with 76/78/80 mm Shells and 68 mm liners, Trabecular Metal Acetabular Revision - Cage, Right, Long Flange, Use with 56/58/60 Shells and 48 mm liners, Trabecular Metal Acetabular Revision - Cage, Right, Long Flange, Use with 62/64mm Shells and 54 mm liners, Trabecular Metal Acetabular Revision - Cage, Right, LongFlange, Use with 66/68/70 mm Shells and 58 mm liners, Trabecular Metal Acetabular Revision - Cage, Right, Long Flange, Use with 72/74 mm Shells and 64 mm liners, Trabecular Metal Acetabular Revision - Cage, Right, Long Flange, Use with 76/78/80 mm Shells and 68 mm liners, Trabecular Metal Acetabular Revision - Cage, Left, Long Flange, Use with 56/58/60 Shells and 48 mm liners, Trabecular Metal Acetabular Revision - Cage, Left, Long Flange, Use with 62/64mm Shells and 54 mm liners, Trabecular Metal Acetabular Revision - Cage, Left, LongFlange, Use with 66/68/70 mm Shells and 58 mm liners, Trabecular Metal Acetabular Revision - Cage, Left, Long Flange, Use with 72/74 mm Shells and 64 mm liners, Trabecular Metal Acetabular Revision - Cage, Left, Long Flange, Use with 76/78/80 mm Shells and 68 mm liners | [5 empty] | and Cages janë pajisje mjekësore që kanë si qëllim përdorimin në artroplastikën e artikulacioneve.
15838 | NEEDLE 1352401 STIM DISSECTION CURVED, ELEVATOR 1352402 STIMULUS DISSECTION, DISSECTOR 1352403 STIM DIS RING 3MM THIN, YINGLING PROBE PKG PR LD HDL (5/BX), MONOPOLAR BALL TIP PROBE 1MM (1/EA)*, BALL TIP PROBE 2.3MM (1/EA)*, BALL TIP PROBE 1.0MM DISP BOX (10/BX)*, BALL TIP PROBE 2.3MM DISP BOX (10/BX)*, PROBE, CONCENTRIC BIPOL STIM (5PK)*, PROBE, SIDE BY SIDE BIPOL STIM (5PK)*, PRASS BIPOLAR STIMULATOR PROT PIN (5/BX)*, PROBE 8225490 3PK INCREMENTING 1MM TIP*, PROBE 8225490E INCREMENTING 1MM TIP*, PROBE 8225715 NIM BALL TIP 23CM*, PROBE 8225751 BALL TIP W/STIM RET 2.3MM*, PROBE 8225757 NIM STIM CONTROL BALL TIP*, PROBE INCREMENTING STD PRASS TIP (3PK)*, PROBE 8225825E INCREMENT STD PRASS TIP*, ELECTRODE, NEDLE, LOW IMP., 22MM 1/EA, BALL TIP PROBE, NIM-SPINE, 23CM 1/EA*, BALL TIP PROBE, 2.3MM W/ STIMULUS RETURN*, BALL TIP PROBE, NIM STIM CNTRL 1/EA*, PAIRED HOOKWIRE PRO LEAD (1 SET/BX)*, EMG SGL HOOKWR PROT LD (6/BX)*, SUB EMG ELEC 12MM W/ PROT LEADS (1 SET/BX)*, NEEDLE ELECTRODE BULK 1.5MM RED (25/BX)*, NEEDLE ELECTRODE BULK 1.5MM YELLOW (25/BX)*, NEEDLE ELECTRODE BULK 1.5MM BLUE (25/BX)*, NEEDLE ELECTRODE BULK 1.5MM VIOLET (25/BX)*, NEEDLE ELECTRODE BULK 1.5MM GREEN (25/BX)*, NEEDLE ELECTRODE BULK 1.5MM BLACK (25/BX)*, NEEDLE ELECTRODE BULK 1.5MM ORANGE (25/BX), NEEDLE ELECTRODE BULK 1.5MM WHITE (25/BX)*, ELECTRODE 8227139 NDL 1.5MM GY ROHS (25PK)*, EMGLEAD BP 5EA BL RD GR YL WH PP (25/BX)*, EMGLEAD BP 5EA BK GY VI OR BR PP (25/BX)*, PRASS PR ELECT (25MM) W/ PROT LD (5/BX)*, PRASS PR ELECT (18MM) W/ PROT LD (5/BX)*, ELECTRODE 8227304 PRASS PR 18MM ROHS (5PK), PRASS PR'D ELECTR 38MM PRO PIN (5/BX)*, PR'D ELECTR SINGLE CASE PRO-PIN (1/BX)*, PR'D ELECTR DUAL CASE PRO PIN (1/BX)*, ELECTRODE SET PRD SUBDERM 8CH (1/EA)*, PRASS PR'D EMG SM 12.5MM SING CS P/P (5/BX)*, PRASS PR'D EMG SM 12.5MM DUAL CS P/P (5/BX)*, PRASS PR'D EMG SM 18MM SING CS P/P (5/BX)*, PRASS PR'D EMG SM 18MM DUAL CS P/P (5/BX)*, ELECTRODE SET, TWIST PAIR, 22MM, 4CH (1/EA)*, ELECTRODE SET, TWIST PAIR, 22MM, 8CH (1/EA)*, PAIRED ELECTRODES GRAY PROT. PIN (5/BX), PR'D ELECTR BP: RD BU OR VI GY PRO PIN (25/BX)*, PR'D ELECTR BP: YL GN TN BK WH PRO PIN (25/BX)*, ELECTRODES 8227500 PAIRED 4CH 18MM 2M L*, ELECTRODES 8227505 PAIRED 4CH 25MM 2M L, ELECTRODES 8227510 PRD 2CH 18MM 2M L (5PK)*, ELECTRODES 8227515 PRD 2CH 25MM 2M L (5PK), ELECTRODE 8227702E LOW IMPED NEEDLE 22MM, ELECTRODE 8227703 PAIRED NEEDLE 22MM 8CH, ELECTRODE 8227767 NIM SURFACE KIT, ELECTRODE 8228052 APS 2MM*, ELECTRODE 8228053 APS 3MM*, HANDSWITCH 8253054 APS NERVE ELECTRODE, EMG TUBE REINFORCED 6MM / PRO PIN (1/EA), DISSECTOR 1352404 STIM DIS RING 2MM THIN, KNIFE 1352408 5MM STIM DISSECTION SICKLE, HOOK 1352409 90 DEG STIM DISSECTION, INSTR 1352410 STIM DISS CRABTREE 3MM, DISSECTOR 1352412 STIM DISS RING 3MM REG, DISSECTOR 1352413 STIM DISS RING 2MM REG, CABLE 1352415 STIMULUS DISSECTION 3M, NSD RIGHT ANGLED PICK, SHORT (1/EA), NSD RIGHT ANGLE PICK, LONG (1/EA), NSD CURVED NEEDLE (1/EA), NSD DUCKBILL ELEVATOR, MEDIUM (1/EA), NSD DUCKBILL ELEVATOR, WIDE (1/EA), NSD ROUND KNIFE 3MM (1/EA), NSD ROUND KNIFE 4MM (1/EA), NSD ROUND KNIFE 5MM (1/EA), NSD RASPATORY, NARROW RIGHT (1/EA), NSD RASPATORY, NARROW LEFT (1/EA), NSD RASPATORY, MEDIUM RIGHT (1/EA), NSD RASPATORY, MEDIUM LEFT (1/EA), NSD RASPATORY, WIDE RIGHT (1/EA), NSD RASPATORY, WIDE LEFT (1/EA), BUR GUARD, STIMULATING W/ IRRIGATION (1/EA), BUR GUARD, STIMULATING W/O IRRIGATION (1/EA), MONOPOLAR STIM HANDLES PRO LD (10/BX)*, PRASS STD PROBE PKG PR LD HDL (5/BX)*, PRASS STD PROBE PROT HANDLE*, PRASS SLIM PROBE PKG PR LD HDL (5/BX)*, PRASS SLIM PROBE PROT HANDLE, PRASS MONO PROBE, SLIM,DISP (10/BX)*, PRASS MONO PROBE STD DISP BX (10/BX)*, EMG TUBE REINFORCED 7MM / PRO PIN (1/EA), EMG TUBE REINFORCED 8MM / PRO PIN (1/EA), ENDOTRACHEAL TUBE 6MM EMG CONTACT (1/EA), ENDOTRACHEAL TUBE 7MM EMG CONTACT (1/EA), ENDOTRACHEAL TUBE 8MM EMG CONTACT (1/EA), EMG TUBE NIM TRIVANTAGE 5.0MM ID (1/EA)*, EMG TUBE NIM TRIVANTAGE 6.0MM ID (1/EA)*, EMG TUBE NIM TRIVANTAGE 7.0MM ID (1/EA)*, EMG TUBE NIM TRIVANTAGE 8.0MM ID (1/EA)*, EMG TUBE NIM TRIVANTAGE 9.0MM ID (1/EA)*, EMG TUBE NIM TRIVANTAGE 5.0MM ID (3PK)*, EMG TUBE NIM TRIVANTAGE 6.0MM ID (3PK)*, EMG TUBE NIM TRIVANTAGE 7.0MM ID (3PK)*, EMG TUBE NIM TRIVANTAGE 8.0MM ID (3PK)*, EMG TUBE NIM TRIVANTAGE 9.0MM ID (3PK)*, ENDOTRACHEAL TUBE 6MM, EMG FLEX (5PK), ENDOTRACHEAL TUBE 6.5MM EMG FLEX (5PK), ENDOTRACHEAL TUBE 7MM EMG FLEX (5PK), ENDOTRACHEAL TUBE 7.5MM EMG FLEX (5PK), ENDOTRACHEAL TUBE 8MM EMG FLEX (5PK), ENDOTRACHEAL TUBE 8.5MM EMG FLEX (5PK), MAINFRAME 8253002 NIM RESPONSE 3.0 INTL, PATIENT INTERFACE 8253200 RESPONSE 3.0, MAINFRAME 8253402 NIM NEURO 3.0 INTL, PATIENT INTERFACE 8253410 NIM NEURO 3.0 | O.E.S DISTRIMED | 2024-01-26T00:00:00.000+01:00 | Medtronic Xomed, Inc.6743 Southpoint Drive North Jacksonville, FL 32216 USA | 1352401, 1352402, 1352403, 8225251, 8225275, 8225276, 8225277, 8225278, 8225351, 8225401, 8225451, 8225490, 8225490E, 8225715, 8225751, 8225757, 8225825, 8225825E, 9450002E, 9450015, 9450051, 9450057, 8226326, 8226626, 8227103, 8227130, 8227131, 8227132, 8227133, 8227134, 8227135, 8227136, 8227137, 8227139, 8227140, 8227141, 8227301, 8227304, 8227304E, 8227307, 8227410, 8227411, 8227412, 8227414, 8227415, 8227418, 8227419, 8227421, 8227422, 8227450, 8227465, 8227466, 8227500, 8227505, 8227510, 8227515, 8227702E, 8227703, 8227767, 8228052, 8228053, 8253054, 8229306, 1352404, 1352408, 1352409, 1352410, 1352412, 1352413, 1352415, 1353401, 1353402, 1353403, 1353404, 1353405, 1353406, 1353407, 1353408, 1353409, 1353410, 1353411, 1353412, 1353413, 1353414, 3318601, 3318602, 8225051, 8225101, 8225101E, 8225103, 8225103E, 8225105, 8225110, 8229307, 8229308, 8229506, 8229507, 8229508, 8229705, 8229706, 8229707, 8229708, 8229709, 8229735, 8229736, 8229737, 8229738, 8229739, 8229960, 8229965, 8229970, 8229975, 8229980, 8229985, 8253002, 8253200, 8253402, 8253410 | Klasa IIa | Sisteme, instrumenta, e aksesorë për monitorimin nervor | Pajisje nje perdorimeshe
15839 | Continuum Trilogy IT Allofit IT Acetabular System Jumbo Liner Provisional Rack 7mm Offset 36mm I.D., Continuum Trilogy IT Allofit IT Acetabular System Jumbo Liner Provisional Rack Oblique 32mm I.D., Continuum Trilogy IT Allofit IT Acetabular System Jumbo Liner Provisional Rack Oblique 36mm I.D., Continuum Trilogy IT Allofit IT Acetabular | T R I M E D | 2024-01-26T00:00:00.000+01:00 | Zimmer, Inc. 1800 W. Center Street Warsaw, Indiana 46580 USA | 00-8792-026-00, 00-8792-027-00, 00-8792-028-00, 00-8792-029-00, 00-8792-030-00, 00-8792-033-00, 00-9975-055-00, 00-9975-065-00, 00-9975-090-00, 00-9975-099-00, 00-9976-010-00, 02.00024.901, 02.00024.902, 02.00024.903, 02.00024.904, 02.00024.905, 02.00024.906, 02.00024.907, 02.00024.908, 02.00024.909, 02.00024.910, 02.00024.911, 02.00024.912, 02.00024.913, 02.00024.930, 02.00024.931, 02.00024.932, 02.00024.933, 02.00024.934, 02.00024.999, SBHH0001, SBHS0001, SBHS0002, SBHS0003, SBHS0004, SBHS0005, SBHS0006, SBHS0007, SBRS0001, SBRV0001, 00-8792-011-00, 00-8792-012-00, 00-8792-013-00, 00-8792-015-00, 00-8792-016-00, 00-8792-017-00, 00-8792-018-00, 00-8792-019-00, 00-8792-020-00, 00-8792-021-00, 00-8792-022-00, 00-8792-023-00, 00-8792-024-00, 00-8792-025-00, 00-5908-071-00, 00-5908-071-02, 00-5908-071-04, 00-5908-073-00, 00-5908-073-02, 00-5908-083-91, 00-5908-083-92, 00-5908-083-93, 00-5908-083-94, 00-5908-083-95, 00-5908-083-96, 00-5908-083-97, 00-5908-083-98, 00-5927-090-00, 00-5927-093-00, 00-5927-095-00, 00-5951-081-00, 00-5951-081-50, 00-5951-084-00, 00-5951-087-00, 00-5954-080-00, 00-5967-001-00, 00-5967-001-25, 00-5967-001-30, 00-5967-001-35, 00-5967-001-40, 00-5967-001-50, 00-5967-018-00, 00-5967-026-50, 00-5983-017-00, 00-7805-001-20, 00-7805-001-30, 00-7805-001-40, 00-7805-001-50, 00-7805-001-80, 00-7805-008-00, 00-7805-075-50, 00-7805-090-00, 00-7807-020-00, 00-7808-000-00, 00-7808-035-24, 00-7865-025-00, 00-7865-030-00, 00-7865-045-00, 00-7890-090-00, 00-7892-060-00, 00-7892-065-00, 00-7892-070-00, 00-7892-075-00, 00-7892-090-00, 00-7892-092-00, 00-7894-095-00, 00-7895-061-00, 00-7895-063-00, 00-7895-065-00, 00-7895-067-00, 00-7895-068-00, 00-7897-001-00, 00-7897-002-00, 00-7897-031-00, 00-7897-032-00, 00-7897-046-00, 00-7897-051-00, 00-7897-057-00, 00-7897-060-00, 00-7897-061-00, 00-7897-076-00, 00-7897-086-00, 00-7897-087-00, 00-8005-090-00, 00-8005-095-00, 00-8005-096-00, 00-8106-001-00, 00-8106-090-00, 00-8334-030-00, 00-8791-003-00, 00-8791-003-50, 00-8791-004-01, 00-8791-006-00, 00-8792-000-00, 00-8792-001-00, 00-8792-002-00, 00-8792-003-00, 00-8792-005-00, 00-8792-006-00, 00-8792-007-00, 00-8792-008-00, 00-8792-009-00, 00-8792-010-00, 00-8334-035-00, 00-8334-040-00, 00-8334-045-00, 00-8334-050-00, 00-8334-055-00, 00-8334-095-00, 00-8401-000-11, 00-8401-000-12, 00-8401-000-21, 00-8401-000-22, 00-8401-000-31, 00-8401-000-32, 00-8791-000-00, 00-8791-001-00, 00-8791-002-00, 00-5990-010-00, 00-5990-050-00, 00-5990-055-00, 00-5990-060-00, 00-5990-075-00, 00-5991-020-55, 00-5991-055-55, 00-5995-070-00, 00-6261-090-00, 00-6275-010-00, 00-6275-015-00, 00-6275-018-00, 00-6275-020-00, 00-6300-004-00, 00-6300-005-00, 00-7050-076-00, 00-7050-077-00, 00-7050-078-00, 00-7050-096-00, 00-7050-097-00, 00-7050-098-00, 00-7106-005-00, 00-7106-010-00, 00-7106-015-00, 00-7106-020-00, 00-7106-023-00, 00-7106-025-00, 00-7712-080-00, 00-7712-085-00, 00-7805-001-10, 00-5907-081-73, 00-5907-081-74, 00-5907-081-75, 00-5907-081-78, 00-5907-081-82, 00-5907-081-85, 00-5907-081-86, 00-5907-081-87, 00-5907-081-88, 00-5907-081-89, 00-5907-081-91, 00-5907-082-27, 00-5907-082-28, 00-5907-082-29, 00-5907-082-30, 00-5907-082-31, 00-5907-082-32, 00-5907-082-34, 00-5907-082-43, 00-5907-082-44, 00-5907-082-45, 00-5907-082-46, 00-5907-082-47, 00-5907-082-48, 00-5907-082-51, 00-5907-082-53, 00-5907-082-54, 00-5907-082-55, 00-5907-082-56, 00-5907-082-57, 00-5907-082-58, 00-5907-082-60, 00-5907-082-61, 00-5907-082-62, 00-5907-082-63, 00-5907-082-64, 00-5907-082-65, 00-5907-082-66, 00-5907-082-67, 00-5907-082-69, 00-5907-082-76, 00-5907-082-77, 00-5907-082-78, 00-5907-082-79, 00-5907-082-80, 00-5907-082-81, 00-5907-082-82, 00-5907-082-83, 00-5907-082-84, 00-5907-082-85, 00-5907-082-86, 00-5907-082-88, 00-5907-082-90, 00-5907-082-91, 00-5907-082-92, 00-5907-082-94, 00-5907-083-69, 00-5907-083-72, 00-5907-083-73, 00-5907-083-74, 00-5907-083-75, 00-5907-083-77, 00-5907-083-78, 00-5907-083-79, 00-5907-083-80, 00-5907-083-91, 00-5907-083-92, 00-5907-083-93, 00 | Klasa I | Zimmer Cases and Trays janë instrumenta që përdoren për të lehtësuar organizimin, identifikimin, ruajtjen, transportimin dhe procesin e sterilizimit të instumentave kompatible Zimmer-Biomet dhe implanteve jo sterile (kur është e aplikueshme) | Instrumenta shumeperdorimeshe
Systems Jumbo Liner Instrument Case Base, Continuum Trilogy IT Allofit IT Acetabular Systems Jumbo Constrained Instrument Case Base, Continuum Trilogy IT Allofit IT Acetabular Systems Trial Head Tray 36mm - 40mm Diameter, ZMR Hip System Porous General Instrument Case, ZMR Hip System Porous Body Provisional Case, ZMR Hip System Taper Provisional Case, ZMR Hip System Generic Lid For Instrument Cases, ZMR Hip System Crossover Instrument Case, NCB Periprosthetic Plate System, Femur Plate Case, Base, NCB Periprosthetic Plate System, Femur Screw and Instrument Case Base and Trays, NCB® Periprosthetic Plate System, Femur Screw and Instrument Case Base, NCB® Periprosthetic Plate System, Femur
Screw and Instrument Case Standard Screw Caddy, NCB® Periprosthetic Plate System, Deep Thread Screw Caddy, NCB® Periprosthetic Plate System Femur Screw and Instrument Case Tray, NCB® Periprosthetic Plate System Locking Cap and Spacer Caddy, NCB® Periprosthetic Plate System Femur Plate Provisionals Case Base, NCB® Periprosthetic Plate System Add-on
to NCB® Distal Femur Case Base and Trays, NCB® Periprosthetic Plate System Add-on to NCB® Distal Femur Case Base, NCB® Periprosthetic Plate System Add-on to NCB® Distal Femur Case Screw Caddy, NCB® Periprosthetic Plate System Add-on to NCB® Distal Femur Case Tray, NCB Periprosthetic Plate System Femur MIS instruments Case Base and Tray Assembly, NCB® Periprosthetic Plate System Add-On Case Assembly, NCB® Periprosthetic Plate System Add-On Case Base, NCB® Periprosthetic Plate System Add-On Screw Caddy, NCB® Periprosthetic Plate System Add-On Top Tray, NCB® Periprosthetic Plate System Add-On Bottom Tray, Zimmer® MotionLoc™ NCB® Polyaxial Locking Plate System Screw Caddy, Identity Humeral Head Case, Identity Humeral Reamer Case, Identity Humeral Standard Reamer Insert, Identity Humeral Micro Reamer Insert, Identity Humeral Rasp Base, Identity Humeral Rasp Tray, Identity Humeral Standard Rasp Insert, Identity Humeral Micro Rasp Insert, Identity Humeral Reverse Case, Identity Humeral Revision Case, Continuum 28mm Elevated Provisional Liner Sleeve, Continuum 32mm Elevated Provisional Liner Sleeve, Continuum 36mm Elevated Provisional Liner Sleeve, Continuum Trilogy IT Allofit IT Acetabular System Liner Provisional Rack 7mm Offset 32mm I.D., Continuum Trilogy IT Allofit IT Acetabular System Liner Provisional Rack 7mm Offset 36mm I.D., Continuum Trilogy IT Allofit IT Acetabular System Liner Provisional Rack Oblique 28mm I.D., Continuum Trilogy IT Allofit IT Acetabular System Liner Provisional Rack Oblique 32mm I.D., Continuum Trilogy IT Allofit IT Acetabular System Liner Provisional Rack Oblique 36mm I.D., Continuum Trilogy IT Allofit IT Acetabular System Jumbo Shell Provisional Rack, Continuum Trilogy IT Allofit IT Acetabular System Jumbo Liner Provisional Rack Neutral 32mm I.D., Continuum Trilogy IT Allofit IT Acetabular System Jumbo Liner Provisional Rack Neutral 36mm I.D., Continuum Trilogy IT Allofit IT Acetabular System Jumbo Liner Provisional Rack Neutral 40mm I.D., Continuum Trilogy IT Allofit IT Acetabular System Jumbo Liner Provisional Rack Elevated 32mm I.D., Continuum Trilogy IT Allofit IT Acetabular System Jumbo Liner Provisional Rack Elevated 36mm I.D., Zimmer Sterilization Trays, Modular Stainless Steel Single-Level Shell, Zimmer Sterilization Trays, Modular Stainless Steel 1/2 Size Shell, Zimmer Sterilization Trays, Modular Stainless Steel 1/4 Size Shell, Zimmer Sterilization Trays, Modular Stainless Steel Full Size Tray, Zimmer Sterilization Trays, Modular Stainless Steel 1/2 Size Tray, PERSONA The Personalized Knee System MC Provisional Tray Stainless Steel Left, PERSONA The Personalized Knee System MC Provisional Tray Stainless Steel Right, PERSONA The Personalized Knee System CR/MC Provisional Tray Stainless Steel Left, PERSONA The Personalized Knee System CR/MC Provisional Tray Stainless Steel Right, Trays General Case 1 (SST), Trays General Case 2 (SST), Trays Medial Femoral Case (SST), Trays Medial Tibia Case (SST), Gender Solutions Patello-Femoral Joint System Instrument Case Assembly, Gender Solutions Patello-Femoral Joint System Instrument Case Handpiece Tray, Gender Solutions Patello-Femoral Joint (PFJ) System Auxiliary Handpiece Case Assembly, NexGen Complete Knee Solution MIS Total Knee Procedure Stemmed Tibial Instrument and Provisional Case Standard, NexGen Complete Knee Solution MIS total Knee Procedure Stemmed Tibial Instrument and Provisional Case Micro, NexGen Complete Knee Solution MIS Total Knee Procedure Stemmed Tibial Instrument and Provisional Case Macro, NexGen Complete Knee Solution Zimmer Minimally Invasive Solutions Procedures Trabecular Metal Technology Tibial Instrument Case, Instrument Case Universal Lid, Instrument Case Universal Base - 2.5 Inch, Instrument Case Universal Base - 3.0 Inch, Instrument Case Universal Base - 3.5 Inch, Instrument Case Universal Base - 4.0 Inch, Instrument Case Universal Base -5.0 Inch, Universal Case Lid, MIS Total Knee Procedure Femoral Finishing Instrument Case, MIS Quad-Sparring Total Knee Procedure Medial Femoral/Retractor Instrument Case, Kinectiv Technology Instrumentation Straight Neck Provisional Tray, Kinectiv Technology Instrumentation Anteverted Neck Provisional Tray, Kinective Technology Instrumentation Retroverted Neck Provisional Tray, Kinective Technology Instrumentation Head Provisional Tray, Zimmer M/L Taper Hip Prosthesis w/Kinectiv Technology Instrumentation
Rasp Case, Hip Revision Instrument Case Asymmetric Chisels and Stem Extraction Tools, Minimally Invasive Solutions Technology Anterolateral Hip Instrument Case, Minimally Invasive Solutions Mini Instrument Case, Zimmer MIS Hip Instrumentation Posterior Retractor Case, Zimmer Minimally Invasive Solution Procedures Anterior Supine Instrument Case, Zimmer Anterior Supine Rasp Handle Sterilization Case, Trabecular Metal Primary Hip Instrumentation Supplemental Instrument Case, Trabecular Metal Primary Hip Instrumentation Standard Instrument Case, Trabecular Metal Primary Hip Instrumentation Tapered Reamer Case for Sizes 9-16, Versys Heritage Hip Prosthesis CDH Instrument Case, Versys Hip System General Instrument Case, Versys Hip System Rasp Instruments/Provisionals Case, Versys Hip System Porous Preparation Instruments/Provisionals Case, Versys Hip System IM Reamer Case 14.5mm - 18.5mm, Versys Hip System Mini Tray for Provisional Heads, Versys Hip System Provisional Cone Component Mini Tray Por/Et Collarless, Versys Hip System Advocate Hip Prosthesis Cone Collar Provisional Tray Cemented, Fitmore Hip Stem Instrumentation Stem Rasp Case Base A, Fitmore Hip Stem Instrumentation Stem Rasp Case Base B, Fitmore Hip Stem Instrumentation Stem Rasp Case Base C, Firmore Hip Stem Instrumentation General Instrument Case Base, Fitmore Hip Stem Instrumentation General Instrument Case Tray, Versys Hip System Generic Lid Full Size, Versys Hip System Generic Lid Half Size, Versys Hip System Base Tray Assembly for System Rasps Sizes 9-16, Versys Hip System Instrument Tray for Cone Provisionals Por/Et for Use w/Base Tray Assembly 7897-31, Versys Hip System Provisional Femoral Head Tray, Versys Hip System Fracture Instrument Tray, Versys Hip System Provisional Cone Component Tray VH, Versys Hip System Extraction Instrument Tray, Versys Hip System IM Taper Reamer Tray, Versys Hip System Cemented Revision Instrument Tray, Versys Hip System IM Reamer Tray Sizes 9 mm - 14 mm Dia., Versys Hip System IM Reamer Tray Sizes
14.5 mm - 18 mm Dia., ZCA Reconstruction Instrument Case, ZCA® All-Poly Acetabular Cup Instruments/Provisionals Sterilization Case, ZCA® All-Poly Acetabular Cup Instruments/Provisionals Sterilization Base, Coonrad/Morrey Total Elbow Revision Instrument Case, Coonrad/Morrey Total Elbow Instrument/Provisional Case, CPT Hip System 12/14 Taper Instrumentation Case Assembly for General Instruments, Allofit Acetabular System Screws and Instruments Base, Allofit Acetabular System Screw Instruments Tray, Continuum, Trilogy IT, Allofit IT Acetabular System Liner Provisional Case, Continuum Trilogy IT Allofit IT Acetabular System Shell Provisionals Base, Continuum Trilogy IT Allofit IT Acetabular System Liner Sleeve Base, Continuum Trilogy IT Acetabular System General Instruments Base, Continuum Trilogy IT Acetabular System Screw Instruments Base, Continuum Trilogy IT Allofit IT Acetabular System Hard Bearing Sleeve, Continuum Trilogy IT Allofit IT Acetabular System Shell Provisionals Sleeve, Continuum Trilogy IT Allofit IT Acetabular System Liner Provisionals Sleeve Neutral Large, Continuum Trilogy IT Allofit IT Acetabular System Liner Provisionals Sleeve Neutral Core Sizes 28 mm I.D., Continuum Trilogy IT Allofit IT Acetabular System Liner Provisionals Sleeve Neutral Core Sizes 32 mm I.D., Continuum Trilogy IT Allofit IT Acetabular System Liner Provisionals Sleeve Neutral Core Sizes 36 mm I.D., Continuum Trilogy IT Allofit IT Acetabular System Liner Provisionals Sleeve Neutral Core Sizes 40 mm I.D., CPT Hip System 12/14 Taper Instrumentation Case Assembly for Primary Instruments, CPT Hip System 12/14 Taper Instrumentation Case Assembly for
Revision Instruments, CPT Hip System 12/14 Taper Instrumentation Case Assembly for Size Extra Small and Small Instruments, CPT Hip System 12/14 Taper
Instrumentation Case Assembly for Size Extra Small, Small 0,1,2,and 3 Instruments, CPT Hip System 12/14 Taper Instrumentation Case Assembly for
Impaction Grafting Instruments, CPT Hip System Instrument Case, Zimmer Nexel Total Elbow – Bone Preparation Instrument Tray, Zimmer Nexel Total Elbow – Bone Preparation Instrument Base, Zimmer Nexel Total Elbow – Assenbly Instrument Tray, Zimmer Nexel Total Elbow – Assembly Instrument Base, Zimmer Nexel Total Elbow – Revision Instrument Tray, Zimmer Nexel Total Elbow – Revision Instrument Base, Allofit, Allofit IT Acetabular Systems Base Instruments Base, Allofit, IT Acetabular System Base Instruments Base, Allofit Acetabular System Standard Instruments Base, NexGen Complete Knee Solution General Instrument Case for Small Sizes, NexGen Complete Knee Solution Femoral General Instrument Case, NexGen Complete Knee Solution Tibial General Instrument Case, NexGen Complete Knee Solution Articular Surface Provisional Case, NexGen Complete Knee Solution Tibial Augment Provisional/Instrument Case, NexGen Complete Knee Solution Case for Macro Instrument And Provisionals, NexGen Complete Knee Solution Instrument Case for IM Reamers, NexGen Complete Knee Solution Legacy Knee (CRA) (LCCK) Revision Instrument Case, Trilogy Acetabular System Instrument Case for 36mm I.D. Liners, Modular Acetabular System General Instrument Case, Modular Acetabular System Provisional Case, Modular Acetabular System Jumbo Provisional Tray, Modular Acetabular System Rim Impactor Case, Avenir Muller Stem Instrumentation General Instruments Tray, Avenir Muller Stem Instrumentation Rasps and Trial Heads Tray, General With Lid Instrument Case Base, General Acetabular Case Bottom Tray, General Acetabular Case Top Tray, Explant Acetabular Cup Removal System Small Osteotome Instrument Case, Explant Acetabular Cup Removal System Medium Osteotome Instrument Case, Explant Acetabular Cup Removal System Large Osteotome Instrument Case, Trabecular Metal Acetabular Revision System Shell Impactor Case, Trabecular Metal Acetabular Revision System Revision Liner Provisional Case, Trabecular Metal Acetabular Revision System Jumbo Revision Liner Provisional Case, Trabecular Metal Acetabular Revision System Acetabular Augment and Restrictor
Instrument Case, Trabecular Metal Acetabular Revision System Buttress/Shim Augment Provisional Case, Trabecular Metal Acetabular Revision System Cemented Constrained Liner Base, Zimmer M/L Taper Hip Instrumentation Rasp and General Instrument Case Rasp
Size 5-17.5, Zimmer M/L Taper Hip Instrumentation Rasp and Specialty Instrument Case Rasp Size 20-22.5, Kinectiv Technology Instrumentation General Instrument Case, PERSONA The Personalized Knee System, Modular Case Bracket, PS Femoral Provisional, Left Size 11, PERSONA The Personalized Knee System, Modular Case Bracket, PS Femoral Provisional, Right Size 10, PERSONA The Personalized Knee System, Modular Case Bracket, PS Femoral Provisional, Right Size 11, PERSONA The Personalized Knee System, Modular Case Bracket, Tibial Peg Drill Guide, Trabecular Metal, PERSONA The Personalized Knee System, Modular Case Bracket, Tibial Cement Mask, Trabecular Metal, PERSONA The Personalized Knee SystemModular Case Bracket For Use With Tibial Sizing Plate Porous Left Size J, PERSONA The Personalized Knee System Modular Case Bracket For Use With TibialSizing Plate Porous Right Size J, PERSONA The Personalized Knee System Modular Case Bracket For Use With NexGen Complete Knee Solution Zero Degree Distal Placement Guide, PERSONA The Personalized Knee System Modular Case Bracket For Use With NexGen Complete Knee Solution Three
Degree Distal Placement Guide, PERSONA The Personalized Knee System Modular Case Bracket For Use With NexGen Complete Knee Solution Mini Distal Femoral Cutting Guide, PERSONA The Personalized Knee System Modular Case Bracket For Use With MIS MiniTotal Knee Procedure Intramedullary Guide Spacer Standard Cut, PERSONA The Personalized Knee System
Modular Case Bracket For Use With 8 mm IM Rod, PERSONA The Personalized Knee System Modular Case Bracket For Use With Adjustable Valgus Alignment Guide, PERSONA The Personalized Knee System Modular Case Bracket For Use With Valgus Alignment Guide, PERSONA The Personalized Knee System Modular Case Bracket For Use With 9 mm Distal Resection Plate, PERSONA The Personalized Knee System
Modular Case Bracket For Use With Resection Tower, PERSONA The Personalized Knee System Modular Case Bracket For Use With Distal Cut Block, PERSONA The Personalized Knee System Modular Case Bracket For Use With Modular Handle, PERSONA The Personalized Knee System Modular Case Bracket For Use With CPS Tibial Articular Surface Provisional Left Size CD Top With Tibial Sizing Plates, PERSONA The Personalized Knee System Modular Case Bracket For Use With CPS Tibial Articular Surface Provisional Left Size EF Top With Tibial Sizing Plates, PERSONA The Personalized Knee System Modular Case Bracket For Use With CPS Tibial Articular Surface Provisional Left Size GH Top With Tibial Sizing Plates, PERSONA The Personalized Knee System Modular Case Bracket For Use With CPS Tibial Articular Surface Provisional Right Size CD Top With Tibial Sizing Plates, PERSONA The Personalized Knee System Modular Case Bracket For Use With CPS Tibial Articular Surface Provisional Right Size EF Top With Tibial Sizing Plates, PERSONA The Personalized Knee System Modular Case Bracket For Use With CPS Tibial Articular Surface Provisional Right Size GH Top With Tibial Sizing Plates, PERSONA The Personalized Knee System Modular Case Bracket, CPS SZPL/TASPS J LT, PERSONA The Personalized Knee System Modular Case Bracket For Use With PS- CPS Box Provisional Left Size 3 With PS Box Cut Guide, PERSONA The Personalized Knee System Modular Case Bracket For Use With PS- CPS Box Provisional Left Size 4-5 With PS Box Cut Guide, PERSONA The Personalized Knee System Modular Case Bracket For Use With PS- CPS Box Provisional Left Size 6-7 With PS Box Cut Guide, PERSONA The Personalized Knee System Modular Case Bracket For Use With PS- CPS Box Provisional Left Size 8-9 With PS Box Cut Guide, PERSONA The Personalized Knee System Modular Case Bracket For Use With PS- CPS Box Provisional Left Size 10-11 With PS Box Cut Guide, PERSONA The Personalized Knee System Modular Case Bracket For Use With PS-CPS Box Provisional Left Size 12 With PS Box Cut Guide, CPS SZ 3 R Provisional Case Bracket, CPS SZ 4-5 R Provisional Case Bracket, CPS SZ 6-7 R Provisional Case Bracket, CPS SZ 8-9 R Provisional Case Bracket, CPS SZ 10-11 R Provisional Case Bracket, CPS SZ 12 R Provisional Case Bracket, Persona The Personalized Knee System Modular Case Bracket For Use With NexGen Complete Knee Solution Femoral Augment Screwdriver Size 3.5 mm Hex, Persona The Personalized Knee System Modular Case Bracket For Use With Constrained Provisional Lock Down Screw, PERSONA The Personalized Knee System Modular Case Bracket For Use With NexGen Complete Knee Solution Extractor
for Stemmed Tibial Provisional, PERSONA The Personalized Knee System Modular Case Bracket, CPS SZPL/TASPS J RT, PERSONA The Personalized Knee System Modular Case Bracket For Use With 4-in-1
Posterior Referencing Cut Guide Size 3, PERSONA The Personalized Knee System Modular Case Bracket For Use With 4-in-1 Posterior Referencing Cut Guide Size 4, PERSONA The Personalized Knee System Modular Case Bracket For Use With 4-in-1 Posterior Referencing Cut Guide Size 5, PERSONA The Personalized Knee System Modular Case Bracket For Use With 4-in-1
Posterior Referencing Cut Guide Size 6, PERSONA The Personalized Knee System Modular Case Bracket For Use With 4-in-1 Posterior Referencing Cut Guide Size 7, PERSONA The Personalized Knee System Modular Case Bracket For Use With 4-in-1 Posterior Referencing Cut Guide Size 8, PERSONA The Personalized Knee System Modular Case Bracket For Use With 4-in-1
Posterior Referencing Cut Guide Size 9, PERSONA The Personalized Knee System Modular Case Bracket For Use With 4-in-1 Posterior Referencing Cut Guide Size 10, PERSONA The Personalized Knee System
Modular Case Bracket For Use With 4-in-1 Posterior Referencing Cut Guide Size 11, PERSONA The Personalized Knee System Modular Case Bracket For Use With 4-in-1
Posterior Referencing Cut Guide Size 12, PERSONA The Personalized Knee System Modular Case Bracket For Use With Posterior Referencing Sizer With Posterior Referencing Sizer Boom, PERSONA The Personalized Knee System Modular Case Bracket For Use With Constrained Tibial Articular Surface
Provisional Shim Size CD, PERSONA The Personalized Knee System Modular Case Bracket For Use With Constrained Tibial Articular Surface Provisional Shim Size EF, PERSONA The Personalized Knee System Modular Case Bracket For Use With Constrained Tibial Articular Surface
Provisional Shim Size GH, PERSONA The Personalized Knee System Modular Case Bracket For Use With
Constrained Tibial Articular Surface Provisional Shim Size J, Persona The Personalized knee Sysytem Modular Case Bracket For Use With Tibial
Drill Cemented 15.7mm Diameter With 14mm Diameter x +30mm Length Stem Extension, PERSONA The Personalized Knee System Modular Case Bracket For Use With MC TASP L 4-9 CD Top, PERSONA The Personalized Knee System Modular Case Bracket For Use With MC
TASP L 4-11 EF Top, PERSONA The Personalized Knee System
Modular Case Bracket For Use With MC TASP L 8-12 GH Top, PERSONA The Personalized Knee System Modular Case Bracket For Use With MC TASP L 12 J Top, PERSONA The Personalized Knee System Modular Case Bracket For Use With MC TASP R 4-9 CD Top, PERSONA The Personalized Knee System Modular Case Bracket For Use With MC
TASP R 4-11 EF Top, PERSONA The Personalized Knee System Modular Case Bracket For Use With MC TASP R 8-12 GH Top, PERSONA The Personalized Knee System Modular Case Bracket For Use With MC TASP R 12 J Top, PERSONA The Personalized Knee System MC Provisional Tray Aluminum Left, PERSONA The Personalized Knee System MC Provisional Tray Aluminum Right, PERSONA The Personalized Knee System CR/MC Provisional Tray Aluminum Left, PERSONA The Personalized Knee System CR/MC Provisional Tray Aluminum Right, Trays General Case 1 (Alum), Trays General Case 2 (Alum), Trays Medial Femoral Case (Alum), Trays Medial Tibia Case (Alum), Persona The Personalized Knee System Modular Case Bracket For Use With Porous Tibial Drill Bit, Persona The Personalized Knee System Modular Case Bracket For Use With Porous Tibial Drill Guide Size A-B, Persona The Personalized Knee System Modular Case Bracket For Use With Porous Tibial Drill Guide Size C-J, Persona The Personalized Knee System Modular Case Bracket For Use With Tibial Inserter Size A-J, Persona The Personalized Knee System Modular Case Bracket For Use With Porous Tibial Sizing Plate Size C-J, PERSONA The Personalized Knee System, Case Lid, Full Size, PERSONA The Personalized Knee System, Single Level Case, Full Size, PERSONA The Personalized Knee System, Cemented Broach Caddy, Size G-H, PERSONA The Personalized Knee System, Valgus/Varus Recut Guide Caddy, PERSONA The Personalized Knee System, CR/UC Provisional Tray, Right, PERSONA The Personalized Knee System, Stemmed Tibial Provisional Caddy, Left, PERSONA The Personalized Knee System, Stemmed Tibial Provisional Caddy, Right, PERSONA The Personalized Knee System, PS Provisional Tray, Right, Zimmer Sterilization Trays, Modular Shell Lid Blue, Zimmer Sterilization Trays, Modular 1/2 Shell Lid Blue, Zimmer Sterilization Trays, Modular 1/4 Shell Lid Blue, PERSONA The Personalized Knee System, Modular Case Bracket, Tibial Cut Guide, Universal 7 Degrees, PERSONA The Personalized Knee System, Modular Case Bracket, Tibial Cut Guide, Left 3 Degrees, PERSONA The Personalized Knee System, Modular Case Bracket, Tibial Cut Guide, Left 7 Degrees, PERSONA The Personalized Knee System, Modular Case Bracket, Tibial Cut Guide, Right 3 Degrees, PERSONA The Personalized Knee System, Modular Case Bracket, Tibial Cut Guide, Right 7 Degrees, PERSONA The Personalized Knee System, Modular Case Bracket, MIS Standard Spacer Block, 12 mm, PERSONA The Personalized Knee System, Modular Case Bracket, Standard All-Poly Patella Provisional, Size 26 mm 7.5 mm Thickness, PERSONA The Personalized Knee System, Modular Case Bracket, Standard All-Poly Patella Provisional, Size 35 mm 9.0 mm Thickness, PERSONA The Personalized Knee System, Modular Case Bracket, Patella Peg Drill Guide, Size 26, PERSONA The Personalized Knee System, Modular Case Bracket, Patella Peg Drill Guide, Size 35, PERSONA The Personalized Knee System, Modular Case Bracket, Patella Clamp Head, PERSONA The Personalized Knee System, Modular Case Bracket, Patella Sizing Template, PERSONA The Personalized Knee System, Modular Case Bracket, Patella Osteotomy
Guide, PERSONA The Personalized Knee System, Modular Case Bracket, Patella Clamp, PERSONA The Personalized Knee System, Modular Case Bracket, PRI Alignment Adapter, PERSONA The Personalized Knee System, Modular Case Bracket, Valgus Recutter, 2 Degrees, PERSONA The Personalized Knee System, Modular Case Bracket, Varus Recutter, 2 Degrees, PERSONA The Personalized Knee System, Modular Case Bracket, Alignment Rod, PERSONA The Personalized Knee System, Modular Case Bracket, Multi Pin Puller, PERSONA The Personalized Knee System, Modular Case Bracket, Articular Surface Inserter, PERSONA The Personalized Knee System, Modular Case Bracket, Intramedullary Drill With Step, 8 mm Diameter, PERSONA The Personalized Knee System, Modular Case Bracket, 2.5 mm Male Hex Driver, PERSONA The Personalized Knee System, Modular Case Bracket, Quick-Connect Handle, PERSONA The Personalized Knee System, Modular Case Bracket, Anterior Referencing Sizer, PERSONA The Personalized Knee System, Modular Case Bracket, Anterior Referencing 4-in-1 Cut Guide, Size 3, PERSONA The Personalized Knee System, Modular Case Bracket, Anterior Referencing 4-in-1 Cut Guide, Size 4, PERSONA The Personalized Knee System, Modular Case Bracket, Anterior Referencing 4-in-1 Cut Guide, Size 5, PERSONA The Personalized Knee System, Modular Case Bracket, Anterior Referencing 4-in-1 Cut Guide, Size 6, PERSONA The Personalized Knee System, Modular Case Bracket, CR Tibial Articular Surface Provisional, Left Size 7-12 GH Top, PERSONA The Personalized Knee System Modular Case Bracket For Use With Natural Tibia Cemented 5 Degree Stemmed Provisional Left Size C, PERSONA The Personalized Knee System Modular Case Bracket For Use With Natural Tibia Cemented 5 Degree Stemmed Provisional Left Size D, PERSONA The Personalized Knee System Modular Case Bracket For Use With Natural Tibia Cemented 5 Degree Stemmed Provisional Left Size E, PERSONA The Personalized Knee System Modular Case Bracket For Use With Natural Tibia Cemented 5 Degree Stemmed Provisional Left Size F, PERSONA The Personalized Knee System Modular Case Bracket For Use With Natural Tibia Cemented 5 Degree Stemmed Provisional Left Size G, PERSONA The Personalized Knee System Modular Case Bracket For Use With Natural Tibia Cemented 5 Degree Stemmed Provisional Left Size H, PERSONA The Personalized Knee System,
Modular Case Bracket, CR Femoral Provisional, Right Size 5, PERSONA The Personalized Knee System, Modular Case Bracket, CR Femoral Provisional, Right Size 6, PERSONA The Personalized Knee System, Modular Case Bracket, CR Femoral Provisional, Right Size 7, PERSONA The Personalized Knee System, Modular Case Bracket, CR Femoral Provisional, Right Size 8, PERSONA The Personalized Knee System, Modular Case Bracket, CR Femoral Provisional, Right Size 9, PERSONA The Personalized Knee System, Modular Case Bracket, CR Tibial Articular Surface Provisional, Right Size 3-9 CD Top, With Tibial Sizing Plates, PERSONA The Personalized Knee System, Modular Case Bracket, CR Tibial Articular Surface Provisional, Right Size 3-11 EF Top, With Tibial Sizing Plates, PERSONA The Personalized Knee System, Modular Case Bracket, CR Tibial Articular Surface Provisional, Right Size 7-12 GH Top, With Tibial Sizing Plates, PERSONA The Personalized Knee System Modular Case Bracket For Use With Natural Tibia Cemented 5 Degree Stemmed Provisional Right Size C, PERSONA The Personalized Knee System Modular Case Bracket For Use With Natural Tibia Cemented 5 Degree Stemmed Provisional Right Size D, PERSONA The Personalized Knee System Modular Case Bracket For Use With Natural Tibia Cemented 5 Degree Stemmed Provisional Right Size E, PERSONA The Personalized Knee System Modular Case Bracket For Use With Natural Tibia Cemented 5 Degree Stemmed Provisional Right Size F, PERSONA The Personalized Knee System Modular Case Bracket For Use With Natural Tibia Cemented 5 Degree Stemmed Provisional Right Size G, PERSONA The Personalized Knee System Modular Case Bracket For Use With Natural Tibia Cemented 5 Degree Stemmed Provisional Right Size H, PERSONA The Personalized Knee System, Modular Case Bracket, PS Femoral Provisional, Left Size 5, PERSONA The Personalized Knee System, Modular Case Bracket, PS Femoral Provisional, Left Size 6, PERSONA The Personalized Knee System, Modular Case Bracket, PS Femoral Provisional, Left Size 7, PERSONA The Personalized Knee System, Modular Case Bracket, PS Femoral Provisional, Left Size 8, PERSONA The Personalized Knee System, Modular Case Bracket, PS Femoral Provisional, Left Size 9, PERSONA The Personalized Knee System, Modular Case Bracket, PS Box Provisional, Left Size 3-5, With PS Box Cut Guide, PERSONA The Personalized Knee System, Modular Case Bracket, PS Box Provisional, Left Size 6-9, With PS Box Cut Guide, PERSONA The Personalized Knee System, Modular Case Bracket, PS Tibial Articular Surface Provisional, Left Size 3-5 CD
Top, With Tibial Sizing Plates, PERSONA The Personalized Knee System, Modular Case Bracket, PS Tibial Articular Surface Provisional, Left Size 3-5 EF Top, With Tibial Sizing Plates, PERSONA The Personalized Knee System, Modular Case Bracket, PS Tibial Articular Surface Provisional, Left Size 6-9 GH Top, With Tibial Sizing Plates, PERSONA The Personalized Knee System, Modular Case Bracket, PS Femoral Provisional, Right Size 5, PERSONA The Personalized Knee System, Modular Case Bracket, PS Femoral Provisional, Right Size 6, PERSONA The Personalized Knee System, Modular Case Bracket, PS Femoral Provisional, Right Size 7, PERSONA The Personalized Knee System, Modular Case Bracket, PS Femoral Provisional, Right Size 8, PERSONA The Personalized Knee System, Modular Case Bracket, PS Femoral Provisional, Right Size 9, PERSONA The Personalized Knee System, Modular Case Bracket, PS Box Provisional, Right Size 3-5, With PS Box Cut Guide, PERSONA The Personalized Knee System, Modular Case Bracket, PS Box Provisional, Right Size 6-9, With PS Box Cut Guide, PERSONA The Personalized Knee System, Modular Case Bracket, PS Tibial Articular Surface Provisional, Right Size 3-5 CD Top, With Tibial Sizing Plates, PERSONA The Personalized Knee System, Modular Case Bracket, PS Box Provisional, Right Size 10-12, With PS Box Cut Guide, PERSONA The Personalized Knee System Modular Case Bracket For Use With PS Tibial Articular Surface Provisional Right Size 10-12 J Top With Tibial Sizing Plates, PERSONA The Personalized Knee System, Modular Case Bracket, CR Femoral Provisional, Left Size 4, PERSONA The Personalized Knee System, Modular Case Bracket, CR Femoral Provisional, Right Size 3, PERSONA The Personalized Knee System, Modular Case Bracket, CR Femoral Provisional, Right Size 4, PERSONA The Personalized Knee System, Modular Case Bracket, CR Femoral Provisional, Left Size 10, PERSONA The Personalized Knee System, Modular Case Bracket, CR Femoral Provisional, Left Size 11, PERSONA The Personalized Knee System, Modular Case Bracket, CR Femoral Provisional, Right Size 10, PERSONA The Personalized Knee System, Modular Case Bracket, CR Femoral Provisional, Right Size 11, PERSONA The Personalized Knee System, Modular Case Bracket, PS Femoral Provisional, Left Size 3, PERSONA The Personalized Knee System, Modular Case Bracket, PS Femoral Provisional, Left Size 4, PERSONA The Personalized Knee System, Modular Case Bracket, PS Femoral Provisional, Right Size 3, PERSONA The Personalized Knee System, Modular Case Bracket, PS Femoral Provisional, Right Size 4, PERSONA The Personalized Knee System, Modular Case Bracket, PS Femoral Provisional, Left Size 10, PERSONA The Personalized Knee System, Modular Case Bracket, PS Tibial Articular Surface Provisional, Right Size 3-5 EF Top, With Tibial Sizing Plates, PERSONA The Personalized Knee System, Modular Case Bracket, PS Tibial Articular Surface Provisional, Right Size 6-9 GH Top, With Tibial Sizing Plates, PERSONA The Personalized Knee System, Modular Case Bracket For Use With 4-in-1 Anterior Referencing Cut Guide, Size 12, PERSONA The Personalized Knee System, Modular Case Bracket For Use With CR Femoral Provisional, Left Size 12, PERSONA The Personalized Knee System Modular Case Bracket For Use With Tibial Broach Cemented Size J With Shims, PERSONA The Personalized Knee System Modular Case Bracket For Use With CR Tibial Articular Surface Provisional Left Size 9-12 J Top With Tibial Sizing Plates, PERSONA The Personalized Knee System, Modular Case Bracket For Use With CR Femoral Provisional, Right Size 12, PERSONA The Personalized Knee System Modular Case Bracket For Use With CR Tibial Articular Surface Provisional Right Size 9-12 J Top With Tibial Sizing Plates, PERSONA The Personalized Knee System, Modular Case Bracket For Use With PS Femoral Provisional, Left Size 12, PERSONA The Personalized Knee System, Modular Case Bracket, PS Box Provisional, Left Size 10-12, With PS Box Cut Guide, PERSONA The Personalized Knee System, Modular Case Bracket, CR Femoral Provisional, Left Size 3, PERSONA The Personalized Knee System Modular Case Bracket For Use With PS Tibial Articular Surface Provisional Left Size 10-12 J Top With Tibial Sizing Plates, PERSONA The Personalized Knee System, Modular Case Bracket For Use With PS Femoral Provisional, Right Size 12, PERSONA The Personalized Knee System, Modular Case Bracket, Anterior Referencing 4-in-1 Cut Guide, Size 7, PERSONA The Personalized Knee System, Modular Case Bracket, Anterior Referencing 4-in-1 Cut Guide, Size 8, PERSONA The Personalized Knee System, Modular Case Bracket, Anterior Referencing 4-in-1 Cut Guide, Size 9, PERSONA The Personalized Knee System, Modular Case Bracket, Anterior Referencing 4-in-1 Cut Guide, Size 10, PERSONA The Personalized Knee System, Modular Case Bracket, Anterior Referencing 4-in-1 Cut Guide, Size 11, PERSONA The Personalized Knee System Modular Case Bracket For Use With External Rotation/Shift Block, PERSONA The Personalized Knee System, Modular Case Bracket, Tibial Broach Inserter / Extractor Handle, Cemented, PERSONA The Personalized Knee System, Modular Case Bracket, Tibial Sizing Plate Handle, PERSONA The Personalized Knee System, Modular Case Bracket, Tibial Drill Cemented, 15.7 mm Diameter, PERSONA The Personalized Knee System, Modular Case Bracket, Tibial Drill Guide Cemented, 15.7 mm Diameter, PERSONA The Personalized Knee System, Modular Case Bracket, Short Head-Holding Pin, 25 mm Length, PERSONA The Personalized Knee System, Modular Case Bracket, Femoral Impactor Head, PERSONA The Personalized Knee System, Modular Case Bracket, Tibial Impactor Head, PERSONA The Personalized Knee System, Modular Case Bracket, PS Femoral Impactor Pad, PERSONA The Personalized Knee System, Modular Case Bracket, CR Femoral Impactor Pad, PERSONA The Personalized Knee System, Modular Case Bracket For Use With Inserter/Extractor, PERSONA The Personalized Knee System, Modular Case Bracket, Slaphammer, PERSONA The Personalized Knee System, Modular Case Bracket, Pin Caddy, PERSONA The Personalized Knee System, Modular Case Bracket, Tibial Broach Cemented, Size C-D, PERSONA The Personalized Knee System, Modular Case Bracket, Tibial Broach Cemented, Size E-F, PERSONA The Personalized Knee System, Modular Case Bracket, Tibial Broach Cemented, Size G-H, PERSONA The Personalized Knee System, Modular Case Bracket, CR Femoral Provisonal, Left Size 5, PERSONA The Personalized Knee System, Modular Case Bracket, CR Femoral Provisonal, Left Size 6, PERSONA The Personalized Knee System, Modular Case Bracket, CR Femoral Provisonal, Left Size 7, PERSONA The Personalized Knee System, Modular Case Bracket, CR Femoral Provisonal, Left Size 8, PERSONA The Personalized Knee System, Modular Case Bracket, CR Femoral Provisonal, Left Size 9, PERSONA The Personalized Knee System, Modular Case Bracket, CR Tibial ArticularSurface Provisional, Left Size 3-9 CD Top, PERSONA The Personalized Knee System, Modular Case Bracket, CR Tibial Articular Surface Provisional, Left Size 3-11 EF Top, Standard Screw Case, Basic Plate Case, Basic Instrument Case, Small/Basic Fragment Auxiliary Screw Case, Basic Forceps Case, Pelvic Clamp Case, Pelvic Specialty Clamp Case, Zimmer Universal Locking System 2.7mm Instrument and Implant Case, Zimmer Universal Locking System 3.5mm Stainless Steel Base and Trays, Zimmer Universal Locking System 3.5mm Instrument and Implant Case, Zimmer Universal Locking System 3.5mm Instrument Case Screw Caddy, Zimmer Universal Locking System 3.5 mm Instrument and Titanium Implant Case, Zimmer Foot And Ankle System Case Lid, XtraFix External Fixation System Bar Case (Lower Level), XtraFix External Fixation System Small Case, XtraFix External Fixation System Pin & Instrument Tray, XtraFix External Fixation System Clamp Case, XtraFix External Fixation System Case Lid, Zimmer Trabecular Metal Technology, Knee Tibial Cone Instruments, Medium and Large Tibial Cone Instrument Base, Zimmer Trabecular Metal Technology, Knee Tibial Cone Instruments, Medium Tibial Cone Instrument Tray, Zimmer Trabecular Metal Technology, Knee Femoral Cone Instruments, Metaphyseal and Diaphyseal Instrument Case, Zimmer Segmental System Stem Provisional Case Straight 130 mm Length, Zimmer Segmental System Stem Provisional Case Straight 190 mm Length, Zimmer Segmental System Stem Provisional Case Straight 250 mm Length, Zimmer Segmental System Segment Provisional Case, Zimmer Segmental System 50, 55 mm Segment Caddy, Zimmer Segmental System Rotating Hinge Knee Accessories Case, Zimmer Segmental System Distal Femoral Accessories Case, Zimmer Segmental System Femoral Accessories Case, Zimmer Segmental System Variable Stiffness Stem Provisional And Instrument Case, ZIMMER SEGMENTAL SYSTEM COUNTERBORE REAMER TIP CADDY, 9MM - 11MM DIAMETER, Zimmer Segmental System Intercalary Instrument Case, NexGen Complete Knee Solution Rotating Hinge Knee Trephine Guide Instrument Case, NexGen Complete Knee Solution Legacy Knee Constrained Condylar Knee (LCCK) Case Assembly for Articular Surface
Provisionals, NexGen Complete Knee Solution Legacy Knee Constrained Condylar Knee (LCCK) Cruciate Retaining Augmentable (CRA)
Case Assembly for General Instruments, Generic Stackable Case Lid Assembly Blue, NexGen COMPLETE KNEE SOLUTION FEMORAL INSTRUMENT CASE, NexGen COMPLETE KNEE SOLUTION PIN CADDY ASSEMBLY, NexGen COMPLETE KNEE SOLUTION GENERAL INSTRUMENT CASE, NexGen COMPLETE KNEE SOLUTION TIBIAL FINISHING INSTRUMENT
CASE, NexGen COMPLETE KNEE SOLUTION PATELLA INSTRUMENT CASE, NexGen COMPLETE KNEE SOLUTION GENERAL INSTRUMENT CASE OPTIONAL, NexGen COMPLETE KNEE SOLUTION CRUCIATE RETAINING CR-FLEX GENDER SOLUTIONS FEMALE (GSF)
PROVISIONAL CASE LEFT, NexGen COMPLETE KNEE SOLUTION CRUCIATE RETAINING CR-FLEX GENDER SOLUTIONS FEMALE (GSF) PROVISIONAL CASE RIGHT, NexGen COMPLETE KNEE SOLUTION CRUCIATE RETAINING ARTICULAR SURFACE PROVISIONAL DROP-IN TRAY, NexGen COMPLETE KNEE SOLUTION LEGACY KNEE-POSTERIOR STABILIZED LPS-FLEX ARTICULAR SURFACE PROVISIONAL CASE, NexGen COMPLETE KNEE SOLUTION LEGACY KNEE-POSTERIOR STABILIZED LPS-FLEX GENDER SOLUTIONS FEMALE (GSF) PROVISIONAL CASE LEFT, NexGen COMPLETE KNEE SOLUTION LEGACY KNEE-POSTERIOR STABILIZED LPS-FLEX GENDER SOLUTIONS FEMALE (GSF) PROVISIONAL CASE RIGHT, Persona The Personalized Knee System, Case Lid, Full Size, Persona The Personalized Knee System, Single Level Case, Full Size, Persona The Personalized Knee System, Two Level Case, Full Size, Zimmer Sterilization Trays, Modular Tray Side Tag With Lines, Zimmer Sterilization Trays, Modular Tray Side Tag, Zimmer Sterilization Trays, Modular Tray End Tag Blank, PERSONA The Personalized Knee System, Tibial General Instrument Tray, PERSONA The Personalized Knee System, Cemented Broach Caddy, Size C-D, PERSONA The Personalized Knee System, Cemented Broach Caddy, Size E-F, PERSONA The Personalized Knee System, Femoral General Instrument Tray, PERSONA The Personalized Knee System, Anterior Reference Cut Guide Caddy, PERSONA The Personalized Knee System, Patella Instrument Tray, PERSONA The Personalized Knee System, PSI Caddy, PERSONA The Personalized Knee System, CR/UC Provisional Tray, Left, PERSONA The Personalized Knee System, PS Provisional Tray, Left, Zimmer Sterilization Trays, Modular Shell Lid Gray, Zimmer Sterilization Trays, Modular 1/2 Shell Lid Gray, Zimmer Sterilization Trays, Modular 1/4 Shell Lid Gray, Zimmer Sterilization Trays, Modular Aluminum Single-Level Shell, Zimmer Sterilization Trays, Modular Aluminum 1/2 Size Shell, Zimmer Sterilization Trays, Modular Aluminum 1/4 Size Shell, Zimmer Sterilization Trays, Modular Aluminum Two-Level Shell, Zimmer Sterilization Trays, Modular Aluminum Full Size Tray, Zimmer Sterilization Trays, Modular Aluminum 1/2 Size Tray, PERSONA The Personalized Knee System, Modular Case Bracket, Femoral Intramedullary Rod, PERSONA The Personalized Knee System, Modular Case Bracket, Modular T-Handle, PERSONA The Personalized Knee System, Modular Case Bracket, Femoral Valgus Alignment Guide, PERSONA The Personalized Knee System, Modular Case Bracket, Distal Femoral Resection Guide, PERSONA The Personalized Knee System, Modular Case Bracket, Captured / Uncaptured Cutting Head, PERSONA The Personalized Knee System, Modular Case Bracket, Cut Guide Telescoping Rod, PERSONA The Personalized Knee System, Modular Case Bracket, Spike Arm, PERSONA The Personalized Knee System, Modular Case Bracket, Alignment Arch, PERSONA The Personalized Knee System, Modular Case Bracket, Distal Telescoping Rod, PERSONA The Personalized Knee System, Modular Case Bracket, Spike Arm Telescoping Rod, PERSONA The Personalized Knee System, Modular Case Bracket, Ankle Clamp, PERSONA The Personalized Knee System, Modular Case Bracket, Tibial Depth Resection Guide, 2 mm/10 mm Length, PERSONA The Personalized Knee System, Modular Case Bracket, Tibial Cut Guide, Left 3 Degrees, PERSONA The Personalized Knee System, Modular Case Bracket, Tibial Cut Guide, Right 3 Degrees, PERSONA The Personalized Knee System,
Modular Case Bracket, Tibial Cut Guide, Left 7 Degrees, PERSONA The Personalized Knee System, Modular Case Bracket, Tibial Cut Guide, Right 7 Degrees, PERSONA The Personalized Knee System, Modular Case Bracket, MIS Spacer Block, Size 10 mm, PERSONA The Personalized Knee System, Modular Case Bracket, MIS Spacer Block, 14 mm, PERSONA The Personalized Knee System, Modular Case Bracket, EM Proximal Tube, PERSONA The Personalized Knee System, Modular Case Bracket, EM Distal Rod, PERSONA The Personalized Knee System, Modular Case Bracket, EM Ankle Clamp, PERSONA The Personalized Knee System, Modular Case Bracket, Tibial Stylus, 2mm/10mm Length, PERSONA The Personalized Knee System, Modular Case Bracket, Drop Rod Adapter, PERSONA The Personalized Knee System, Modular Case Bracket, Tibial Cut Guide, Universal 3 Degrees, Persona Revision Modular Case Bracket Femoral Augment Provisional 13, Persona Revision Modular Case Bracket Femoral Notch Cut Guide 3, Persona Revision Modular Case Bracket Femoral Notch Cut Guide 5, Persona Revision Modular Case Bracket Femoral Notch Cut Guide 7, Persona Revision Modular Case Bracket Femoral Notch Cut Guide 9, Persona Revision Modular Case Bracket Femoral Notch Cut Guide 11, Persona Revision Modular Case Bracket Femoral Notch Cut Guide 13, Persona Revision Modular Case Bracket Tibial Stemmed Provisional A, Persona Revision Modular Case Bracket Tibial Stemmed Provisional B, Persona Revision Modular Case Bracket Tibial Stemmed Provisional C, Persona Revision Modular Case Bracket Tibial Stemmed Provisional D, Persona Revision Modular Case Bracket Tibial Stemmed Provisional E, Persona Revision Modular Case Bracket Tibial Stemmed Provisional F, Persona Revision Modular Case Bracket Tibial Stemmed Provisional G, Persona Revision Modular Case Bracket Tibial Stemmed Provisional H, Persona Revision Modular Case Bracket Tibial Stemmed J, Persona Revision Modular Case Bracket Tibial Central Cone Provisional, Persona Revision Modular Case Bracket Tibial Central Cone/Sleeve Broach, Persona Revision Modular Case Bracket Tibial Fixed Keel Broach C-J, Persona Revision Modular Case Bracket Tibial Modular Keel Broach C-J, Persona Revision Modular Case Bracket Tibial Fixed Keel Provisional C-J, Persona Revision Modular Case Bracket Tibial Offset Stem Reamer Adapter, Persona Revision Modular Case Bracket Tibial Cone/Sleeve Drill Guide, Persona Revision Modular Case Bracket Tibial Stem Reamer Adapter, Persona Revision Modular Case Bracket Tibial Resection/Augment Cut Guide Left, Persona Revision Modular Case Bracket Tibial Resection/Augment Cut Guide Right, Persona Revision Modular Case Bracket Tibial Resection Boom, Persona Revision Modular Case Bracket Tasp Locking Screw, Persona Revision Modular Case Bracket Tibial Sizing Plate/Modular Provisional C-D, Persona Revision Modular Case Bracket Tasp Top C-D, Persona Revision Modular Case Bracket Tapered Stem Provisional, Persona Revision Modular Case Bracket Tibial Perimeter Cone Impactor Head, Persona Revision Modular Case Bracket Femoral Metaphyseal Cone Provisional, Persona Revision Modular Case Bracket Tibial Perimeter Cone Provisional, Persona Revision Modular Case Bracket QC Handle, Persona Revision Modular Case Bracket Central Cone Impactor Head, Persona Revision Modular Case Bracket Impactor Pad, Persona Revision Modular Case Bracket Impaction Cradle, Persona Revision Modular Case Bracket Hex Driver, Zimmer Sterilization Trays Modular Tray End Tag Blank, Modular Tray Full Size, Zimmer Biomet 12/14 Provisional Head Tray, Zimmer Biomet 3/4 Length Lid, G7 HARD BEARING EXT TRAY, Pressure Sentinel Intramedullary Reaming System Soak Tray Extra Long, Pressure Sentinel Intramedullary Reaming System Long Flexible Reamer Instrument Lid, Periarticular Plating System Fibular Plates Case, Periarticular Plating System 3.5 mm - 6.5 mm Instruments Case, Periarticular Plating System Proximal Tibial Plates Case, Distal Femoral Plates Case, Zimmer Periarticular Locking Plate System Elbow General Instrument Base, Zimmer Periarticular Locking Plate System Elbow Instrument Base and Trays Assembly, Zimmer Periarticular Locking Plate System Elbow Instrument Screw Caddy, Zimmer Periarticular Locking Plate System 5.5 mm Proximal Lateral Tibial Plate And Jig Case, Zimmer Periarticular Locking Plate System Distal Tibial Plate And Jig Case, Zimmer Periarticular Locking Plate System Distal Radial Plate And Jig Case, Zimmer Periarticular Locking Plate System Proximal Lateral Humeral Plate And Jig Case, Zimmer Periarticular Locking Plate System 5.5 mm / 4.5 mm Locking Screw And Instrument Case, Zimmer Periarticular Locking Plate System 4.5 mm Locking Screw Caddy Assembly, Zimmer MotionLoc Periarticular Locking Plate System Screw Caddy, Zimmer Periarticular Locking Plate System 3.5 mm / 2.7 mm Locking Screw And Instrument Case, Zimmer Periarticular Locking Plate System Caddy Assembly For 2.7 mm Locking Screws, Zimmer Periarticular Locking Plate System Caddy Assembly For 3.5 mm Locking Screws And 3.5 mm Conical Screws, Zimmer Periarticular Locking Plate System2.4 mm Locking Screw And Instrument Case, Zimmer Periarticular Locking Plate System 3.5 mm Proximal Lateral Tibial Plate And Jig Case, Zimmer Periarticular Locking Plate System MIS Instrumentation 3.5 mm/2.7 mm Jig And Instrument Case, Zimmer Periarticular Locking Plate System MIS Instrumentation 5.5 mm/4.5 mm Instrument Case, Zimmer Periarticular Locking Plate System MIS Instrumentation 5.5 mm/4.5 mm Jig Case, Zimmer Periarticular Locking Plate System Distal Lateral Fibular Locking Instrument And Implant Case, Zimmer Natural Nail System, Retrograde Femoral Instrument Case 1 of 2, Zimmer Natural Nail System, Retrograde Femoral Instrument Case 2 of 2, Zimmer Natural Nail System Screw Base, Zimmer Natural Nail System Cephalomedullary Base and Tray 1, Zimmer Natural Nail System, Cephalomedullary Compact Case -
Assembly, Trabecular Metal Reverse Humeral Instrument Case 1 Assembly, Trabecular Metal Reverse Humeral Instrument Case 2 Assembly, Trabecular Metal Reverse Humeral 200MM Instrument Case, Zimmer Trabecular Metal Total Ankle Size Specific Instrument Base, Zimmer Trabecular Metal Total Ankle Size Specific Instrument Tray, Zimmer Trabecular Metal Total Ankle Alignment Frame Base, ZimmerTrabecular Metal Total Ankle General Instrument Base, Zimmer Trabecular Metal Total Ankle General Instrument Tray, Case Lid, Mini Fragment Case, Mini Fragment Screw Tray, Small Fragment Case, Contourable Dual Compression Plates Small Fragment Case, Small Fragment Screw Tray, Contourable Dual Compression Plates Small Fragment Screw Tray, Small Fragment Plate Tray, Zimmer Natural Nail System Cephalomedullary Base and Tray 2, Zimmer Natural Nail System Reduction Base and Tray, Zimmer Natural Nail System, Cephalomedullary Tray Small, Case 2 of 2, Zimmer Natural Nail System Tibial Base and Tray 1, Zimmer Natural Nail System Suprapatella Tibial Instrument Add-On
Case, Zimmer Natural Nail System Tibial Base and Tray 2, Zimmer Natural Nail System Antegrade Femoral Base and Tray 1, Zimmer Natural Nail System Antegrade Femoral Base and Tray 2, Acetabular Augment Restrictor Instrument Case, Bigliani/Flatow The Complete Shoulder
Solution Glenoid Instrument/Provisional Case, Bigliani Flatow Humeral Instrument Case Base, Bigliani Flatow Humeral Instrument Case Tray, Bigliani Flatow Humeral Instrument Case Top Tray, Instrument Case For Shoulder Retractors, Trabecular Metal Reverse Glenoid Instrument Case Assembly, Persona Revision Modular Case Bracket PS Tasp Top C-D, Persona Revision Modular Case Bracket Tasp Bottom C-D, Persona Revision Modular Case Bracket Tasp Shim C-D, Persona Revision Modular Case Bracket Tibial Augment Provisional C-D, Persona Revision Modular Case Bracket Tibial Sizing Plate/Modular Provisional E-F, Persona Revision Modular Case Bracket Tasp Top E-F, Persona Revision Modular Case Bracket PS Tasp Top E-F, Persona Revision Modular Case Bracket Tasp Bottom E-F, Persona Revision Modular Case Bracket Tasp Shim E-F, Persona Revision Modular Case Bracket Tibial Augment Provisional E-F, Persona Revision Modular Case Bracket Tibial Sizing Plate/ Modular Provisional G-H, Persona Revision Modular Case Bracket Tasp Top G-H, Persona Revision Modular Case Bracket PS Tasp Top G-H, Persona Revision Modular Case Bracket Tasp Bottom G-H, Persona Revision Modular Case Bracket Tasp Shim G-H, Persona Revision Modular Case Bracket Tibial Augment Provisional G-H, Persona Revision Modular Case Bracket Tibial Sizing Plate/ Modular Provisional AB, Persona Revision Modular Case Bracket Tasp Top AB, Persona Revision Modular Case Bracket PS Tasp Top AB, Persona Revision Modular Case Bracket Tasp Bottom AB, Persona Revision Modular Case Bracket Tasp ShimAB, Persona Revision Modular Case Bracket Tibial Augment Provisional AB, Persona Revision Modular Case Bracket Tibial Keel Provisional AB, Persona Revision Modular Case Bracket Tibial Sizing Plate J, Persona Revision CPS/CCK Modular Case Bracket Tasp Top J, Persona Revision Modular Case Bracket Tasp Bottom J, Persona Revision Modular Case Bracket Tasp Shim J, Persona Revision Modular Case Bracket Tibial Augment Provisional J, Persona Revision Modular Case Bracket Tibial Keel Broach AB, Persona Revision Modular Case Bracket Tapered Stem Drill Bit, Zimmer Cases and Trays, Comprehensive Reverse Shoulder System - Half-Case Base, Comprehensive Reverse Shoulder System - Half-Case Lid, Comprehensive Reverse Shoulder System - Replacement Glenosphere - Trial Bin, Comprehensive Reverse Shoulder System - Replacement Humeral Bearing and Tray - Trial Bin, Persona The Personalized Knee System Modular Case Bracket For Use With CR/PS-CPS Femoral Provisional Narrow Left/Right Size 1, Persona The Personalized Knee System Modular Case Bracket For Use With NexGen Femoral Peg Drill Size A, B, Persona The Personalized Knee System Modular Case Bracket For Use With CR/PS-CPS Femoral Provisional Narrow Left/Right Size 2, Persona The Personalized Knee System Modular Case Bracket For Use With PS- CPS Box Provisional Narrow Left/Right Size
1-2, Persona The Personalized Knee System Modular Case Bracket For Use With PS Box Cut Guide Size 1-2, Persona The Personalized Knee System Modular Case Bracket For Use With 4-in-1 Anterior Referencing Cut Guide Size 1, Persona The Personalized Knee System Modular Case Bracket For Use With 4-in-1 Anterior Referencing Cut Guide Size 2, Persona The Personalized Knee System Modular Case Bracket For Use With Tibial Articular Surface Provisional Left/Right Size
AB +0/+6 mm Thickness Bottom, Persona The Personalized Knee System Modular Case Bracket For Use With CR Tibial Articular Surface Provisional Left/Right Size 1-6 ABCD Top, Persona The Personalized Knee System Modular Case Bracket For Use With MC Tibial Articular Surface Provisional
Left/Right Size 1-4 AB Top, Persona The Personalized Knee System Modular Case Bracket For Use With UC Tibial Articular Surface Provisional Left/Right Size 1-4 ABCD Top, Persona The Personalized Knee System Modular Case Bracket For Use With PS Tibial Articular Surface Provisional
Left/Right Size 1-5 ABCD Top, Persona The Personalized Knee System Modular Case Bracket For Use With Tibial Articular Surface Provisional Shim Size AB 10-14 mm Thickness, Persona The Personalized Knee System Modular Case Bracket For Use With Natural Tibia Cemented 5 Degree Stemmed Provisional Left/Right Size A, Persona The Personalized Knee System Modular Case Bracket For Use With Natural Tibia Cemented 5 Degree Stemmed
Provisional Left/Right Size B, Persona The Personalized Knee System Modular Case Bracket For Use With Tibial Broach Cemented Size A-B, Persona The Personalized Knee System Modular Case Bracket For Use With Tibial Sizing Plate Cemented Left/Right Size A, Persona The Personalized Knee System
Modular Case Bracket For Use With Tibial Sizing Plate Cemented Left/Right Size B, Persona Revision Reamer Tray, Persona Revision Stem Provisional Tray, Persona Revision Stem Provisional Macro Tray, Avenir Complete™ Hip System Efficient Tray, Avenir Complete™ Hip System Efficient Macro Tray, Avenir Complete™ Hip System Expansion Tray, Avenir Complete™ Hip System Specific Tray, Avenir Complete™ Hip System Quarter Tray Lid, Persona Revision Modular Case Bracket Reamer Alignment Guide, Persona Revision Modular Case Bracket Alignment Rod Adapter, Persona Revision Modular Case Bracket DR Handle, Persona Revision Modular Case Bracket Broach Adapter Stem Extension, Persona Revision Modular Case Bracket Slaphammer, Persona Revision Modular Case Bracket Stem Extractor, Persona Revision Modular Case Bracket Drill Bit, Persona Revision Modular Case Bracket Trocar Pin Driver, Persona Revision Modular Case Bracket Offset Stem Tilt Reamer, Persona Revision Modular Case Bracket Cannulated Reamer, Persona Revision Modular Case Bracket Spacer Block, Persona Revision Modular Case Bracket Spacer Block Adapter, Persona Revision Modular Case Bracket Femoral Notch Cut Drill Guide, Persona Revision Modular Case Bracket Femoral Stem Drill Bit, Persona Revision Modular Case Bracket Stem Provisional, Persona Revision Modular Case Bracket Femoral Notch Cut Guide, Persona Revision Modular Case Bracket Hex Driver 3.5/5mm, Persona Revision Modular Case Bracket Hex Driver 4.5mm, Persona Revision Modular Case Bracket Torque Wrench, Persona Revision Modular Case Bracket Counter Torque Wrench, Persona Revision Modular Case Bracket Femoral Central Cone/Sleeve Broach, Persona Revision Modular Case Bracket Femoral Central Cone Provisional, Persona Revision Modular Case Bracket Femoral Cone/Sleeve Drill Guide, Persona Revision Modular Case Bracket Femoral Cone/Sleeve Drill Bit, Persona Revision Modular Case Bracket Femoral Sizing/Cut Guide Spacer, Persona Revision Modular Case Bracket Femoral Drill Guide, Persona Revision Modular Case Bracket Femoral Stem Reamer Adapter, Persona Revision Modular Case Bracket Femoral Offset Stem Reamer Adapter, Persona Revision Modular Case Bracket Femoral Rotational Align Guide, Persona Revision Modular Case Bracket Femoral Distal Cut Guide, Persona Revision Modular Case Bracket Femoral Valgus Alignment Guide, Persona Revision Modular Case Bracket Femoral Retractor, Persona Revision Modular Case Bracket Femoral Provisional 5, Persona Revision Modular Case Bracket Femoral Provisional 7, Persona Revision Modular Case Bracket Femoral Provisional 9, Persona Revision Modular Case Bracket Femoral Provisional 11, Persona Revision Modular Case Bracket Femoral Box Provisional 5, Persona Revision Modular Case Bracket Femoral Box Provisional 7, Persona Revision Modular Case Bracket Femoral Box Provisional 9, Persona Revision Modular Case Bracket Femoral Box Provisional 11, Persona Revision Modular Case Bracket Femoral Sizing Cut Guide 5, Persona Revision Modular Case Bracket Femoral Sizing Cut Guide 7, Persona Revision Modular Case Bracket Femoral Sizing Cut Guide 9, Persona Revision Modular Case Bracket Femoral Sizing Cut Guide 11, Persona Revision Modular Case Bracket Femoral Augment Provisional 5, Persona Revision Modular Case Bracket Femoral Augment Provisional 7, Persona Revision Modular Case Bracket Femoral Augment Provisional 9, Persona Revision Modular Case Bracket Femoral Augment Provisional 11, Persona Revision Modular Case Bracket Femoral ProvisionalL 1, Persona Revision Modular Case Bracket Femoral Provisional 3, Persona Revision Modular Case Bracket Femoral Box Provisional 1, Persona Revision Modular Case Bracket Femoral Box Provisional 3, Persona Revision Modular Case Bracket Femoral Sizing Cut Guide 1, Persona Revision Modular Case Bracket Femoral Sizing Cut Guide 3, Persona Revision Modular Case Bracket Femoral Augment Provisional 1, Persona Revision Modular Case Bracket Femoral Augment Provisional 3, Persona Revision Modular Case Bracket Femoral Provisional 13, Persona Revision Modular Case Bracket Femoral Box Provisional 13, Persona Revision Modular Case Bracket Femoral Sizing Cut Guide 13
15716 | Neonatal Phototherapy Eye/Neonatal Phototherapy Eye Mask /32-38 mm Mask, Neonatal Phototherapy Eye/Neonatal Phototherapy Eye Mask /25-32 mm, Neonatal Phototherapy Eye/Neonatal Phototherapy Eye Mask /20-25 mm | O.E.S DISTRIMED | 2024-01-26T00:00:00.000+01:00 | Unimed Medical Supplies,Inc ,Bld#8, Nangang 3rd Industrial Park Tangtou, Shiyan 518108 Shenzhen PEOPLE'S REPUBLIC OF CHINA | UBE-L01, UBE-M01, UBE-S01-10 | Klasa I | Maske sysh per Fototerapi per neonatal | Pajisje nje perdorimeshe
15861 | SENSATION 7FR 34cc Intra-Aortic Ballon Catheter, SENSATION 7FR 40cc Intra-Aortic Ballon Catheter, SENSATION PLUS 7.5FR 40cc Intra-Aortic Ballon Catheter, SENSATION PLUS 8FR 50cc Intra-Aortic Ballon Catheter, Insertion Kit for use with LINEAR 7.5Fr 25cc IAB, Insertion Kit for use with LINEAR 7.5Fr 34cc/40cc IABs, Insertion Kit for use with MEGA 8Fr 50cc IAB, Insertion Kit for use with MEGA 7.5Fr 30cc/40cc IABs, Insertion Kit for use with SENATION 7Fr 34cc/40cc IABs, Insertion Kit for use with SENSATION PLUS 7.5Fr 40cc IAB, Insertion Kit for use with SENSATION PLUS 8Fr 50cc IAB, LINEAR 7.5FR 25cc Intra-Aortic Ballon Catheter, LINEAR 7.5FR 34cc Intra-Aortic Ballon Catheter, LINEAR 7.5FR 40cc Intra-Aortic Ballon Catheter, MEGA 8FR 50cc Intra-Aortic Ballon Catheter, MEGA 7.5FR 30cc Intra-Aortic Ballon Catheter, MEGA 7.5FR 40cc Intra-Aortic Ballon Catheter | FEDOS | 2024-01-30T00:00:00.000+01:00 | DATASCOPE CORP, 15 Law Drive, Fairfield, NJ 07004, USA | 0684-00 0469-07, 0684-00 0469-09, 0684-00 0470-01, 0684-00 0470-07, 0684-00 0470-09, 0684-00 0568-01, 0684-00 0568-03, 0684-00 0568-09, 0684-00 0576-01, 0684-00 0576-03, 0684-00 0576-09, 0884-00-0019-12, 0884-00-0019-13, 0884-00-0019-17, 0884-00-0019-21, 0884-00-0019-16, 0884-00-0019-22, 0884-00-0019-23, 0684-00 0478-01, 0684-00 0478-02, 0684-00 0478-07, 0684-00 0478-08, 0684-00 0478-09, 0684-00 0478-10, 0684-00 0479-01, 0684-00 0479-02, 0684-00 0479-07, 0684-00 0479-08, 0684-00 0479-09, 0684-00 0479-10, 0684-00 0480-01, 0684-00 0480-02, 0684-00 0480-07, 0684-00 0480-08, 0684-00 0480-09, 0684-00 0480-10, 0684-00 0498-01, 0684-00 0498-07, 0684-00 0498-08, 0684-00 0296-01, 0684-00 0296-02, 0684-00 0296-03, 0684-00 0296-09, 0684-00 0296-10, 0684-00 0294-01, 0684-00 0294-02, 0684-00 0294-03, 0684-00 0294-05, 0684-00 0294-07, 0684-00 0294-08, 0684-00 0294-09, 0684-00 0294-10, 0684-00 0295-01, 0684-00 0295-02, 0684-00 0295-03, 0684-00 0295-05, 0684-00 0295-07, 0684-00 0295-08, 0684-00 0295-09, 0684-00 0295-10, 0684-00 0469-01 | Klasa III | Kateter me madhesi dhe forma te ndryshme per balon intra-aortik | Tjeter
15824 | SeQuent NEO NC 2.0 x 8 mm, SeQuent NEO NC 2.25 x 8 mm, SeQuent NEO NC 2.5 x 8 mm, SeQuent NEO NC 2.75 x 8 mm, SeQuent NEO NC 3.0 x 8 mm, SeQuent NEO NC 3.25 x 8 mm, SeQuent NEO NC 3.5 x 8 mm, SeQuent NEO NC 4.0 x 8 mm, SeQuent NEO NC 4.5 x 8 mm, SeQuent NEO NC 2.0 x 10 mm, SeQuent NEO NC 2.25 x 10 mm, SeQuent NEO NC 2.5 x 10 mm, SeQuent NEO NC 2.75 x 10 mm, SeQuent NEO NC 3.0 x 10 mm, SeQuent NEO NC 3.25 x 10 mm, SeQuent NEO NC 3.5 x 10 mm, SeQuent NEO NC 4.0 x 10 mm, SeQuent NEO NC 4.5 x 10 mm, SeQuent NEO NC 2.0 x 12 mm, SeQuent NEO NC 2.25 x 12 mm, SeQuent NEO NC 2.5 x 12 mm, SeQuent NEO NC 2.75 x 12 mm, SeQuent NEO NC 3.0 x 12 mm, SeQuent NEO NC 3.25 x 12 mm, SeQuent NEO NC 3.5 x 12 mm, SeQuent NEO NC 4.0 x 12 mm, SeQuent NEO NC 4.5 x 12 mm, SeQuent NEO NC 2.0 x 15 mm, SeQuent NEO NC 2.25 x 15 mm, SeQuent NEO NC 2.5 x 15 mm, SeQuent NEO NC 2.75 x 15 mm, SeQuent NEO NC 3.0 x 15 mm, SeQuent NEO NC 3.25 x 15 mm, SeQuent NEO NC 3.5 x 15 mm, SeQuent NEO NC 4.0 x 15 mm, SeQuent NEO NC 4.5 x 15 mm, SeQuent NEO NC 2.0 x 20 mm, SeQuent NEO NC 2.25 x 20 mm, SeQuent NEO NC 2.5 x 20 mm, SeQuent NEO NC 2.75 x 20 mm, SeQuent NEO NC 3.0 x 20 mm, SeQuent NEO NC 3.25 x 20 mm, SeQuent NEO NC 3.5 x 20 mm, SeQuent NEO NC 4.0 x 20 mm, SeQuent NEO NC 4.5 x 20 mm, SeQuent NEO NC 2.0 x 30 mm, SeQuent NEO NC 2.25 x 30 mm, SeQuent NEO NC 2.5 x 30 mm, SeQuent NEO NC 2.75 x 30 mm, SeQuent NEO NC 3.0 x 30 mm, SeQuent NEO NC 3.25 x 30 mm, SeQuent NEO NC 3.5 x 30 mm, SeQuent NEO NC 4.0 x 30 mm, SeQuent NEO NC 4.5 x 30 mm | O.E.S DISTRIMED | 2024-01-26T00:00:00.000+01:00 | B.Braun Melsungen AG Carl-Braun-Strabe 1,34212 Melsungen Germany | 5023900, 5023901, 5023902, 5023903, 5023904, 5023905, 5023906, 5023907, 5023908, 5023910, 5023911, 5023912, 5023913, 5023914, 5023915, 5023916, 5023917, 5023918, 5023920, 5023921, 5023922, 5023923, 5023924, 5023925, 5023926, 5023927, 5023928, 5023930, 5023931, 5023932, 5023933, 5023934, 5023935, 5023936, 5023937, 5023938, 5023940, 5023941, 5023942, 5023943, 5023944, 5023945, 5023946, 5023947, 5023948, 5023960, 5023961, 5023962, 5023963, 5023964, 5023965, 5023966, 5023967, 5023968 | Klasa III | Balone Katetere dilatimi ,perdorim ne kardiologji | Pajisje nje perdorimeshe
15849 | Activated Partial Thromboplastin Time (APTI) Reagent (Ellagic Acid) | O3 LAB | 2024-01-25T00:00:00.000+01:00 | Long Island Biotec. A Mlndray Company SHANGHAI LONG ISLAND BIOTEC. CO., LTD No. 839, Gaofeng Road, Fengxian District, 201401 Shanghai, P.R. China | 105-006661-00 | In vitro | Reagent per te matur Kohen parciale te koagulimit te gjakut ne plazmen e Njeriut(Aptt) | Pajisje te diagnostifikimit in vitro
15825 | Trabecular MetaI Primary and Revision Hip System , Trabecular MetaI™ Acetabular Revision Shell 48MM Cup Size, Trabecular Metal™ Acetabular Revision Shell 48MM Cup Size, Trabecular Metal™ Acetabular Revision Shell 50MM Cup Size, Trabecular Metal™ Acetabular Revision Shell 52MM Cup Size, Trabecular Metal™ Acetabular Revision Shell 54MM Cup Size, Trabecular Metal™ Acetabular Revision Shell 56MM Cup Size, Trabecular Metal™ Acetabular Revision Shell 58MM Cup Size, Trabecular Metal™ Acetabular Revision Shell 60MM Cup Size, Trabecular Metal™ Acetabular Revision Shell 62MM Cup Size, Trabecular Metal™ Acetabular Revision Shell 64MM Cup Size, Trabecular Metal™ Acetabular Revision Shell 66MM Cup Size, Trabecular Metal™ Acetabular Revision Shell 68MM Cup Size, Trabecular Metal™ Acetabular Revision Shell 70MM Cup Size, Trabecular Metal™ Acetabular Revision Shell 72MM Cup Size, Trabecular Metal™ Acetabular Revision Shell 74MM Cup Size, Trabecular Metal™ Acetabular Revision Shell 76MM Cup Size, Trabecular Metal™ Acetabular Revision Shell 78MM Cup Size, Trabecular Metal™ Acetabular Revision Shell 80MM Cup Size | T R I M E D | 2024-01-26T00:00:00.000+01:00 | Zimmer Trabecular Metal Technology, Inc, 10 Pomeroy Road Parsippany, New Jersey 07054 USA | NA , 00-7000-048-20, 00-7000-048-70, 00-7000-050-20, 00-7000-050-70, 00-7000-052-20, 00-7000-052-70, 00-7000-054-20, 00-7000-054-70, 00-7000-056-20, 00-7000-056-70, 00-7000-058-20, 00-7000-058-70, 00-7000-060-20, 00-7000-060-70, 00-7000-062-20, 00-7000-062-70, 00-7000-064-20, 00-7000-064-70, 00-7000-066-20, 00-7000-066-70, 00-7000-068-20, 00-7000-068-70, 00-7000-070-20, 00-7000-070-70, 00-7000-072-70, 00-7000-074-70, 00-7000-076-70, 00-7000-078-70, 00-7000-080-70 | Klasa III | Trabecular MetaI Primary and Revision Hip System janë pajisje mjekësore që kanë për qëllim të përdoren në kirurgjinë artroplastike. | Pajisje te implantueshme jo aktive
15720 | Nitron Remote | O.E.S DISTRIMED | 2024-01-26T00:00:00.000+01:00 | Medtronic, Inc. 710 Medtronic Parkway Minneapolis MN 55432 USA | NITRONRMT | Klasa I | Veprues ne distance (komandues) Nitron per kontrollin e Njesise Qendrore Nitron gjate procedurave te Ablacionit | Instrumenta shumeperdorimeshe
15840 | Nitron CryoConsole | O.E.S DISTRIMED | 2024-01-26T00:00:00.000+01:00 | Medtronic, Inc. 710 Medtronic Parkway Minneapolis MN 55432 USA | NITRON | Klasa IIb | Njesi qendrore kontrolli Nitron per kontrollin dhe ruajtjen e te dhenave gjate procedurave te Cryoablacionit | Instrumenta shumeperdorimeshe
15862 | ARCHITECT c8000 Processing Module 01G06-11, ICT Module 09D28-04 | PEGASUS. | 2024-01-29T00:00:00.000+01:00 | Abbott Laboratories 1915 Hurd Drive, Irving, Texas 75038 USA | 01G06-11, 09D28-04 | In vitro | Jane aparate te perpunimit dhe analizes se testeve biomike dhe/ose klinike te gjakut ose plazmes ne laborator., Jane module te aparateve Architect c8000 te analizave te gjakut ne laborator | Pajisje te diagnostifikimit in vitro
15841 | ARCHITECT c4000 Processing Module 02P24-01, ARCHITECT c4000 Processing Module Integrated 02P24-40 | PEGASUS. | 2024-01-29T00:00:00.000+01:00 | Abbott Laboratories 1915 Hurd Drive, Irving, Texas 75038 USA | 02P24-01, 02P24-40 | In vitro | Jane module te aparatit c4000 analizues te mostrave te gjakut dhe plazmes ne laborator. | Pajisje te diagnostifikimit in vitro
15798 | Joint Repair Class II Devices, 3.2mm Spade Drill, Joint Repair Class II Devices, 3.0mm Twist Drill, Joint Repair Class II Devices, 2.6mm Twist Drill, Joint Repair Class II Devices, 3.3mm Spade Drill, Joint Repair Class II Devices, 3.0mm Tapered Twist Drill, Joint Repair Class II Devices, 3.0mm+ Tapered Twist Drill, Joint Repair Class II Devices, SpeedStitch Suture Cartridge (white), Joint Repair Class II Devices, SpeedStitch Suture Cartridge (blue cobraid), Joint Repair Class II Devices, SpeedStitch Suture Cartridge (black cobraid), Joint Repair Class II Devices, SpeedStitch Suture Cartridge (mixed), Joint Repair Class II Devices, Magnum2 Knotless Implant, Joint Repair Class II Devices, AutoCuff Procedure Set-Magnum2, Joint Repair Class II Devices, Magnum 2 Plus PerfectPasser Connector plus White Suture Cartridge, Joint Repair Class II Devices, Magnum 2 Plus PerfectPasser Connector plus Blue Cobraid Suture Cartridge, Joint Repair Class II Devices, Magnum 2 Plus PerfectPasser Connector plus Black Cobraid Suture Cartridge, Joint Repair Class II Devices, PerfectPasser Connector Suturing Device, Joint Repair Class II Devices, PerfectPasser (White) Suture Cartridge, Joint Repair Class II Devices, PerfectPasser (White) Suture Cartridge, each, Joint Repair Class II Devices, PerfectPasser (Blue Cobraid) Suture Cartridge, Joint Repair Class II Devices, PerfectPasser (Blue Cobraid) Suture Cartridge, each, Joint Repair Class II Devices, PerfectPasser (Black Cobraid) Suture Cartridge, each, Joint Repair Class II Devices, PerfectPasser Mixed White, Blue & Black Cobraid Suture Cartridges, Joint Repair Class II Devices, Magnum PI, Implant, Joint Repair Class II Devices, Magnum PI Plus PerfectPasser (White) Suture Cartridge, Joint Repair Class II Devices, Magnum PI Plus PerfectPasser (Blue Cobraid) Suture Cartridge, Joint Repair Class II Devices, Magnum PI Plus M-Connector (White) Suture Cartridge, Joint Repair Class II Devices, Magnum PI Plus M-Connector (Blue Cobraid) Suture Cartridge, Joint Repair Class II Devices, Magnum PI Plus M-Connector (Black Cobraid) Suture Cartridge, Joint Repair Class II Devices, MagnumWire Loose Suture (white), Joint Repair Class II Devices, MagnumWire Loose Suture (black cobraid), Joint Repair Class II Devices, MagnumWire Loose Suture (blue cobraid), Joint Repair Class II Devices, MagnumWire Loose Suture with needle (white), Joint Repair Class II Devices, MagnumWire Loose Suture with needle (blue cobraid), Joint Repair Class II Devices, MagnumWire Loose Suture with needle (black cobraid), Joint Repair Class II Devices, SpeedScrew 5.5 Implant with Inserter Handle, Joint Repair Class II Devices, SpeedScrew 5.5 Implant Procedure Set (M-Conn w/ white suture), Joint Repair Class II Devices, SpeedScrew 5.5 Implant Procedure Set (M-Conn w/ blue suture), Joint Repair Class II Devices, SpeedScrew 5.5 Implant Procedure Set (M-Conn w/ black suture), Joint Repair Class II Devices, SpeedScrew 5.5 Implant Procedure Set (PP-Conn w/ white suture), Joint Repair Class II Devices, SpeedScrew 5.5 Implant Procedure Set (PP-Conn w/ blue suture), Joint Repair Class II Devices, SpeedScrew 5.5 Implant Procedure Set (PP-Conn w/ black suture), Joint Repair Class II Devices, Magnum X Knotless Fixation Device, Joint Repair Class II Devices, Magnum X Plus Set, Joint Repair Class II Devices, SpeedLock Implant, Joint Repair Class II Devices, SpeedLock Starter Kit (configured), Joint Repair Class II Devices, SpeedLock Plus Procedure Set (w/ white suture), Joint Repair Class II Devices, SpeedLock Plus Procedure Set (w/ blue cobraid suture), Joint Repair Class II Devices, SpeedLock Plus Procedure Set (w/ black cobraid suture), Joint Repair Class II Devices, Magnum M Implant, Joint Repair Class II Devices, Magnum MP Implant, Joint Repair Class II Devices, FirstPass Suture Passer, Joint Repair Class II Devices, FirstPass Suture Passer (refurbished), Joint Repair Class II Devices, FirstPass Needle and Suture Capture, Joint Repair Class II Devices, FirstPass Needle and Suture Capture (5 pk), Joint Repair Class II Devices, 5.5mm Titan Ti Suture Anchor, Joint Repair Class II Devices, 5.5mm Titan Ti Suture Anchor with Needles, Joint Repair Class II Devices, 6.5mm Titan Ti Suture Anchor, Joint Repair Class II Devices, 6.5mm Titan Ti Suture Anchor with Needles, Joint Repair Class II Devices, 5.5mm Spartan PEEK Suture Implant with MagnumWire, Joint Repair Class II Devices, 5.5mm Spartan PEEK Suture Implant with MagnumWire with Needles, Joint Repair Class II Devices, 6.5mm Spartan PEEK Suture Implant with MagnumWire, Joint Repair Class II Devices, 6.5mm Spartan PEEK Suture Implant with MagnumWire with Needles, Joint Repair Class II Devices, SpeedScrew 6.5 Implant, Joint Repair Class II Devices, SpeedScrew 6.5 Implant Procedure Set (M-Conn w/ white suture), Joint Repair Class II Devices, SpeedScrew 6.5 Implant Procedure Set (M-Conn w/ blue suture), Joint Repair Class II Devices, SpeedScrew 6.5 Implant Procedure Set (M-Conn w/ black suture), Joint Repair Class II Devices, SpeedScrew 6.5 Implant Procedure Set (PP-Connector), Joint Repair Class II Devices, SpeedScrew 6.5 Implant Procedure Set (PP-Conn w/ blue suture), Joint Repair Class II Devices, SpeedScrew 6.5 Implant Procedure Set (PP-Conn w/ black suture), Joint Repair Class II Devices, SpeedFix Implant, Joint Repair Class II Devices, SpeedFix Starter Kit (configured), Joint Repair Class II Devices, 4.5mm MultiFIX P Knotless Fixation Device, Joint Repair Class II Devices, 4.5mm MultiFix P Convenience Kit, Joint Repair Class II Devices, 4.5mm MultiFIX P Plus white suture cartridge, Joint Repair Class II Devices, 4.5mm MultiFIX P Plus blue cobraid suture cartridge, Joint Repair Class II Devices, 4.5mm MultiFIX P Plus black cobraid suture cartridge, Joint Repair Class II Devices, 4.5mm MultiFIX P Plus loose suture, Joint Repair Class II Devices, Accu-Pass Direct, Crescent XL, Joint Repair Class II Devices, 5.5mm MultiFIX S Ultra, Joint Repair Class II Devices, 6.5mm MultiFIX S Ultra, Joint Repair Class II Devices, 5.5mm MultiFIX S, Joint Repair Class II Devices, 6.5mm MultiFIX S, Joint Repair Class II Devices, 1.8mm Q-Fix Suture Anchor, Joint Repair Class II Devices, 2.8mm Q-Fix Suture Anchor, Joint Repair Class II Devices, 1.8mm Q-Fix Disposable Kit (includes drill, drill guide and obturator), Joint Repair Class II Devices, 1.8mm Q-Fix Disposable Kit XL (includes drill, drill guide and obturator), Joint Repair Class II Devices, 2.8mm Q-Fix Disposable Kit (includes drill, drill guide and obturator, Joint Repair Class II Devices, FirstPass ST Suture Passer, Joint Repair Class II Devices, Twist Drill for 1.8mm Q-Fix Anchor, Joint Repair Class II Devices, Twist Drill for 2.8mm Q-Fix Anchor, Joint Repair Class II Devices, 1.8mm Q-FIX MINI Suture Anchor, Joint Repair Class II Devices, Twist Drill for 1.8mm Q-Fix Mini Anchor, Joint Repair Class II Devices, 1.8mm Q-FIX MINI Disposable Kit (drill, drill guide, obturator), Joint Repair Class II Devices, 1.8mm Q-FIX MINI Disposable Kit XL (drill, drill guide, obturator), Joint Repair Class II Devices, Flexible Drill for 1.8mm Q-Fix Suture Anchor, Joint Repair Class II Devices, FIRSTPASS MINI Suture Passer, Joint Repair Class II Devices, FIRSTPASS MINI Suture Passer – Left Curved, Joint Repair Class II Devices, FIRSTPASS MINI Suture Passer – Right Curved, Joint Repair Class II Devices, Caps-Lock Ultra, 8.2mm X 35mm, Joint Repair Class II Devices, 4.5mm Graft Bar Drill, Joint Repair Class II Devices, Ligament Tunnel Drill, 6.0mm, Joint Repair Class II Devices, Ligament Tunnel Drill, 7.0mm, Joint Repair Class II Devices, Ligament Tunnel Drill, 8.0mm, Joint Repair Class II Devices, Ligament Tunnel Drill, 9.0mm, Joint Repair Class II Devices, Ligament Tunnel Drill, 10.0mm, Joint Repair Class II Devices, Ligament Tunnel Drill, 11.0mm, Joint Repair Class II Devices, Ligament Tunnel Drill, 6.5mm, Joint Repair Class II Devices, Ligament Tunnel Drill, 7.5mm, Joint Repair Class II Devices, Ligament Tunnel Drill, 8.5mm, Joint Repair Class II Devices, Ligament Tunnel Drill, 9.5mm, Joint Repair Class II Devices, Ligament Tunnel Drill, 10.5mm, Joint Repair Class II Devices, Cannulated Drill Bit 4-flute, 5.0mm, Joint Repair Class II Devices, Cannulated Drill Bit 4-flute, 6.0mm, Joint Repair Class II Devices, Cannulated Drill Bit 4-flute, 7.0mm, Joint Repair Class II Devices, Cannulated Drill Bit 4-flute, 8.0mm, Joint Repair Class II Devices, Cannulated Drill Bit 4-flute, 9.0mm, Joint Repair Class II Devices, Cannulated Drill Bit 4-flute, 10.0mm, Joint Repair Class II Devices, Cannulated Drill Bit 4-flute, 11.0mm, Joint Repair Class II Devices, Cannulated Drill Bit 4-flute, 5.5mm, Joint Repair Class II Devices, Cannulated Drill Bit 4-flute, 6.5mm, Joint Repair Class II Devices, Cannulated Drill Bit 4-flute, 7.5mm, Joint Repair Class II Devices, Cannulated Drill Bit 4-flute, 8.5mm, Joint Repair Class II Devices, Cannulated Drill Bit 4-flute, 9.5mm, Joint Repair Class II Devices, Cannulated Drill Bit 4-flute, 10.5mm, Joint Repair Class II Devices, Ankle Distractor Strap, Joint Repair Class II Devices, SpeedLock® HIP Knotless Fixation Implant, Joint Repair Class II Devices, SpeedLock HIP In-Line Drill, 3.0mm, Joint Repair Class II Devices, SpeedLock HIP 3.0 mm Drill, Joint Repair Class II Devices, SpeedLock HIP Plus Kit with SpeedStitch™ Suture Cartridge (White Code MagnumWire® Suture), Joint Repair Class II Devices, SpeedLock HIP Plus Kit with SpeedStitch Suture Cartridge (Blue Cobraid MagnumWire® Suture), Joint Repair Class II Devices, SpeedLock HIP Plus Kit with MagnumWire SpeedStitch Suture Cartridge (Black Cobraid MagnumWire Suture), Joint Repair Class II Devices, 6 mm Femoral Drill, Low Profile, Cannulated, Joint Repair Class II Devices, 6 mm Femoral Drill, Standard, Not Cannulated, Joint Repair Class II Devices, 7 mm Tibial Drill, Joint Repair Class II Devices, 6.5mm Tibial Drill, Joint Repair Class II Devices, 7.5 mm Tibial Drill, Joint Repair Class II Devices, 8.0 mm Tibial Drill, Joint Repair Class II Devices, N8TIVE ACL Femoral Implant, Joint Repair Class II Devices, N8TIVE ACL Disposable Kit, Joint Repair Class II Devices, N8TIVE ACL Tibial Implant, 33 mm, Joint Repair Class II Devices, N8TIVE ACL Tibial Implant, 40 mm, Joint Repair Class II Devices, 7 mm Femoral Drill, Low Profile, Cannulated, Joint Repair Class II Devices, ULTRABUTTON™ Adjustable Fixation Device, Joint Repair Class II Devices, A-Tech Disposables Kit, Joint Repair Class II Devices, A-Tech Disposables Guidewire Kit, Joint Repair Class II Devices, Tibial Tunnel Plug, Cannulated, Joint Repair Class II Devices, SmartStitch Suturing Device Handle, Joint Repair Class II Devices, SmartStitch M-Connector, Joint Repair Class II Devices, MiniMagnum Knotless Implant, Joint Repair Class II Devices, LabraFix MiniPlus Procedure Set, Joint Repair Class II Devices, SpeedStitch Suturing Device, Joint Repair Class II Devices, SpeedStitch Needle Cassette, Joint Repair Class II Devices, SmartStitch MagnumWire Suture Cartridges (White), Joint Repair Class II Devices, SmartStitch MagnumWire Suture Cartridges (Blue Cobraid), Joint Repair Class II Devices, SmartStitch MagnumWire Suture Cartridges (Black Cobraid), Joint Repair Class II Devices, SmartStitch MagnumWire Suture Cartridges (Mixed) | LAYO | 2024-01-24T00:00:00.000+01:00 | ArthroCare Corporation 7000 West William Cannon Drive Austin TX 78735-8531 USA | OM-9010, OM-9080, OM-9310, OM-9410, OM-9750, OM-9760, OM-8085, OM-8086, OM-8087, OM-8088, OM-1502, OM-9026, OM-9027, OM-9028, OM-9126, OM-9127, OM-9128, OM-8010, OM-8175, OM-8175EA, OM-8176, OM-8176EA, OM-8177, OM-8177EA, OM-8178, OM-4500, OM-9146, OM-9147, OM-9246, OM-9247, OM-9248, OM-9041, OM-9042, OM-9043, OM-9053, OM-9054, OM-9055, OM-6500, OM-9066, OM-9067, OM-9068, OM-9166, OM-9167, OM-9168, OM-1503, OM-9036, OM-9037, OM-9038, OM-9136, OM-9137, OM-9138, OM-7500, OM-7501, OM-9756, OM-9757, OM-9758, OM-1525, OM-4525, 22-4035, 22-4035R, 22-4036EA, 22-4036, 22-9055, 22-9055N, 22-9065, 22-9065N, 22-8055, 22-8055N, 22-8065, 22-8065N, OM-8500, OM-9086, OM-9087, OM-9088, OM-9186, OM-9187, OM-9188, OM-7525, OM-7526, OM-1300, OM-1309, OM-1316, OM-1317, OM-1318, OM-1319, 23-2005, 72290001, 72290002, OM-2300, OM-2365, 25-1800, 25-2800, 25-1810, 25-1811, 25-2810, 22-4038, 22-4039, 72290030, 72290031, 72290123, 72290124, 72290125, 72290126, 72290118, 72290128, 72290129, 72290130, 22-1501EA, 22-1501, 21-2002, 21-3001, 21-3002, 21-3003, 21-3004, 21-3005, 21-3006, 21-3011, 21-3012, 21-3013, 21-3014, 21-3015, 21-3100, 21-3101, 21-3102, 21-3103, 21-3104, 21-3105, 21-3106, 21-3110, 21-3111, 21-3112, 21-3113, 21-3114, 21-3115, 19-1001, 23-2001, 23-2009, 23-2010, 23-2026, 23-2027, 23-2028, 21-8002, 21-8003, 21-8004, 21-8008, 21-8015, 21-8016, 21-8025, 21-8030, 21-8040, 21-8045, 21-8046, 72290003, 21-5430, 21-5431, 21-1031, OM-8000, OM-8000R, OM-8007, OM-2500, OM-6006, OM-6007, OM-6008, OM-7000, OM-7000R, OM-8850, OM-8075, OM-8076, OM-8077, OM-8078 | Klasa IIa, Klasa IIb | Pajisje mjekesore, Instrumenta shumëpërdorimësh qe perdoren gjate kirurgjive ne sherbimin e ortopedise, per riparimin e artikulacioneve, Pajisje të implantueshme aktive qe perdoren gjate kirurgjive ne sherbimin e ortopedise, per riparimin e artikulacioneve | Instrumenta shumeperdorimeshe
15863 | ARCHITECT Thyroglobulin Calibrators 5P20-01, ARCHITECT Thyroglobulin Controls 5P20-10 | PEGASUS. | 2024-01-29T00:00:00.000+01:00 | Abbott GmbH Max Planck Ring 2 65205 Wiesbaden Germany | 5P20-01, 5P20-10 | In vitro | Jane reagente qe perdoren per precizionin ne analizen e tireoglobulines ne gjak ne sitemin Architect., Jane reagente qe perdoren per kontrollin e analizes se tireoglobulines ne gjak me sistemin Architect. | Pajisje te diagnostifikimit in vitro
15842 | Cochlear™ Nucleus® CI624 cochlear implant with Slim 20 electrode, Cochlear™ Nucleus® CI622 cochlear implant with Slim Straight electrode, Cochlear™ Nucleus® CI632 cochlear implant with Slim Modiolar electrode, Cochlear™ Nucleus® CI612 cochlear implant with Contour Advance® electrode | FEDOS | 2024-01-31T00:00:00.000+01:00 | Cochlear Limited 1 University Avenue Macquarie University NSW 2109 Australia | P1431676, P783829, P783831, P774600 | Klasa III | Implant koklear™ Nucleus® CI624 me elektrodë Slim 20, Implant koklear Cochlear™ Nucleus® CI622 me elektrodë te holle dhe te drejte, Implant koklear ™ Nucleus® CI632 me elektrodë te holle Modiolar, Implant koklear me elektrodë Contour Advance® | Tjeter
15885 | Nucleus® Smart App, version 6.0 / (iOS),modeli NSA-1, Nucleus® Smart App, Version 6.0 / (Android),modeli NSA-2 | FEDOS | 2024-01-31T00:00:00.000+01:00 | Cochlear Limited 1 University Avenue Macquarie University NSW 2109 Australia | P1861019, P1860864 | Klasa III | Aplikacioni Nucleus Smart është menduar të përdoret si një aksesor për pajisjet e tjera të një sistemi implant dëgjimi për të monitoruar performancën e sistemit dhe për të rregulluar njësinë e përpunimit të zërit. | Tjeter
15886 | Nucleus® SmartNav | FEDOS | 2024-01-30T00:00:00.000+01:00 | Cochlear Limited 1 University Avenue Macquarie University NSW 2109 Australia | P1799437 | Klasa III | Nucleus SmartNav përdoret në kombinim me pajisje të tjera për të siguruar matje intraoperative që ndihmojnë në monitorimin e futjes, vendosjes dhe funksionimit të elektrodave gjatë një procedure kirurgjikale të implantit koklear | Tjeter
15887 | Custom Sound®, version 7.0 / English (ROW) | FEDOS | 2024-01-30T00:00:00.000+01:00 | Cochlear Limited 1 University Avenue Macquarie University NSW 2109 Australia | P1846135 | Klasa III | Softueri i montimit përdoret në kombinim me pajisje të tjera si pjesë e një sistemi implant dëgjimi | Tjeter
15717 | EARPHONES 945AE102 INSERT, PROBE 945BNP2001 100MM BIPOLAR 10PK, PROBE 945BNP2002 100MM BIPOLAR, CABLE 945CDAQ916 PREAMPLIFIER, CABLE 945CEEX20 20FT STIMULATOR, CABLE 945CEEX98 8FT, CABLE 945CNCPS100 COMP AC JUMPER, CABLE 945CNCPS101 COMP AC JUMPER, PROBE 945CNP2001 100MM CONCENTRIC 10PK, PROBE 945CNP2002 100MM CONCENTRIC, CORD 945CPC16 HOSP GRADE LINE, CABLE 945CPJ203 POWER CONT JUMPER 3FT, CABLE 945CPJ206 POWER CONT JUMPER 6FT, PREAMPLIFIER 945DAQ916 DIGITAL, PREAMPLIFIER 945DAQ916LO LOANER DIGITAL, ELECTRODE 945DME1001 1.2M CORKSCREW 24PK, ELECTRODE 945DME1004 3.5X5CM 2M SING GR 24PK, ELECTRODE 945DME2002 48IN 1.2M CORKSCREW 2PK, WIRE 945DSE0001 1.2M WHITE EXT LEAD 10PK, WIRE 945DSE0002 1.2M BLACK EXT LEAD 10PK, WIRE 945DSE0003 1.2M RED EXT LEAD 10PK, WIRE 945DSE0004 1.2M GREEN EXT LEAD 10PK, WIRE 945DSE0005 1.2M ASSORTED LEAD 10PK, ELECTRODE 945DSE1115 1.5X2CM 1.5M SINGLE 48PK, ELECTRODE 945DSE1125 1.5X2CM 2.5M SINGLE 48PK, ELECTRODE 945DSE2115 2X2.7CM 1.5M SINGLE 48PK, ELECTRODE 945DSE2125 2X2.7CM 2.5M SINGLE 48PK, ELECTRODE 945DSE3115 1.5X2CM 1.5M DUAL 24PK, ELECTRODE 945DSE3125 1.5X2CM 2.5M DUAL 24PK, ELECTRODE 945DSE4115 2X2.7CM 1.5M DUAL 24PK, ELECTRODE 945DSE4125 2X2.7CM 2.5M DUAL 24PK, ELECTRODE 945DSN1260 13MM 27G 1.5M SING 24PK, ELECTRODE DSE1115 48PK 15X20MM 1.5M SNGL, ELECTRODE DSE1125 48PK 15X20MM 2.5M SNGL, ELECTRODE DSE2115 48PK 20X27MM 1.5M SNGL, ELECTRODE DSE2125 48PK 20X27MM 2.5M SNGL, ELECTRODE DSE3115 24PK 15X20MM 1.5M DUAL, ELECTRODE DSE3125 24PK 15X20MM 2.5M DUAL, ELECTRODE DSE4115 24PK 20X27MM 1.5M DUAL, ELECTRODE DSE4125 24PK 20X27MM 2.5M DUAL, ELECTRODE DSN1260 24PK 27G 1.5M SINGLE, ELECTRODE DSN1299 24PK 27G 2.5M SINGLE, ELECTRODE DSN2260 12PK 27G 1.5M DUAL, ELECTRODE DSN2280 12PK 27G 2.0M DUAL, ELECTRODE DSN2299 12PK 27G 2.5M DUAL, CONTROLLER ECLC ECLIPSE, STIMULATOR EEX901 EXTENDER, PROBE FTP1001 10PK 100MM FLUSH TIP, PROBE FTP2001 100MM FLUSH TIP, CONNECTOR ITP916 IMPED TEST, PROBE MDP201 MUTE DETECTOR, ELECTRODE MEP1001 KEYED CORKSCREW, PROBE MNP1001 10PK 100MM DIR NERVE PROBE, PROBE MNP2001 100MM DIRECT NERVE, COMPUTER NCCPU NOTEBOOK, COMPUTER 945NCCPU-DE NOTEBOOK, GERMAN, COMPUTER NCCPUE4 NOTEBOOK E4 EN ROHS, COMPUTER NCCPUE4-DE NOTEBOOK E4 DEU ROHS, COMPUTER NCCPUE4-ES NOTEBOOK E4 ESP ROHS, COMPUTER NCCPUE4-FR NOTEBOOK E4 FRA ROHS, COMPUTER NCCPUE4-IT NOTEBOOK E4 ITA ROHS, COMPUTER 945NCCPU-ES NOTEBOOK, SPANISH, COMPUTER 945NCCPU-FR NOTEBOOK, FRENCH, COMPUTER NCCPU-IT NOTEBOOK, ITALIAN, ELECTRODE NRE1003 SD NEEDLE RECORDING, ELECTRODE NRE1004 NEEDLE WITH RING, DILATOR SET NSD2750 NIM STIMULATED, COMPUTER NWCPU DESKTOP, ENGLISH, COMPUTER NWCPU DESKTOP, GERMAN, COMPUTER NWCPUE4 DESKTOP E4 EN ROHS, COMPUTER NWCPUE4-DE DESKTOP E4 DEU ROHS, COMPUTER NWCPUE4-ES DESKTOP E4 ESP ROHS, COMPUTER NWCPUE4-FR DESKTOP E4 FRA ROHS, COMPUTER NWCPUE4-IT DESKTOP E4 ITA ROHS, COMPUTER NWCPU DESKTOP, SPANISH, COMPUTER NWCPU DESKTOP, FRENCH, COMPUTER NWCPU DESKTOP, ITALIAN, MODULE OPM660 PATIENT, CONTROLLER P216 POWER 120VAC, CONTROLLER P226 POWER 230V, MODULE POC180 ECLIPSE PULSE OXIMETER, PROBE PSP1000 10PK 100MM PEDICLE SCREW, PROBE PSP1001 10PK 175MM PEDICLE SCREW, PROBE PSP1002 10PK 230MM BALL TIP, PROBE PSP2000 100MM BALL TIP, PROBE PSP2001 175MM BALL TIP, PROBE PSP2002 230MM BENT BALLTIP, RING RSE1000 ELECTRODE STIMULUS ADAPTER, PROBE SPK1004 SURGEON CONTROLLED, ELECTRODE SRE1002 SD SURFACE RECORDING, GOGGLES VG202 LED, ELECTRODE 945DSN1299 13MM 27G 2.5M SING 24PK, ELECTRODE 945DSN2260 13MM 27G 1.5M DUAL 12PK, ELECTRODE 945DSN2280 13MM 27G 2.0M DUAL 12PK, ELECTRODE 945DSN2299 13MM 27G 2.5M DUAL 12PK, CONTROLLER 945ECLC ECLIPSE, CONTROLLER 945ECLCLO LOANER ECLIPSE, STIMULATOR 945EEX901 EXTENDER, STIMULATOR 945EEX901LO LOANER EXTENDER, PROBE 945FTP1001 100MM FLUSH TIP 10PK, PROBE 945FTP2001 100MM FLUSH TIP, CONNECTOR 945ITP916 IMPED TEST, PROBE 945MDP201 MUTE DETECTOR, ELECTRODE 945MEP1001 KEYED CORKSCREW, PROBE 945MNP1001 100MM DIR NERVE PROBE 10PK, PROBE 945MNP2001 100MM DIRECT NERVE, COMPUTER 945NCCPU NOTEBOOK, COMPUTER 945NCCPUE4 NOTEBOOK, COMPUTER 945NCCPUE4LO LOANER NOTEBOOK, COMPUTER 945NCCPULO LOANER NOTEBOOK, ELECTRODE 945NRE1003 SD NEEDLE RECORDING, ELECTRODE 945NRE1004 NEEDLE WITH RING, DILATOR SET 945NSD2750 NIM STIMULATED, COMPUTER 945NWCPU DESKTOP, COMPUTER 945NWCPUE4 DESKTOP, MODULE 945OPM660 PATIENT, MODULE 945OPM660LO LOANER PATIENT, CONTROLLER 945P216 POWER, MODULE 945POC180 ECLIPSE PULSE OXIMETER, PROBE 945PSP1000 100MM PEDICLE SCREW 10PK, PROBE 945PSP1001 175MM PEDICLE SCREW, PROBE 945PSP1002 230MM BALL TIP 10PK, PROBE 945PSP2000 100MM BALL TIP, PROBE 945PSP2001 175MM BALL TIP, PROBE 945PSP2002 230MM BENT BALLTIP, RING 945RSE1000 ELECTRODE STIMULUS ADAPTOR, PROBE 945SPK1004 SURGEON CONTROLLED, ELECTRODE 945SRE1002 SD SURFACE RECORDING, GOGGLES 945VG202 LED, EARPHONES AE102 INSERT, PROBE BNP2001 100MM BIPOLAR 10PK, PROBE BNP2002 100MM BIPOLAR 10PK, CABLE CDAQ916 PREAMPLIFIER, CABLE CEEX20 STIMULATOR 6M, CABLE CEEX98 2.4M, CABLE CNCPS100 COMP AC JUMPER, CABLE CNCPS101 COMP AC JUMPER, PROBE CNP2001 100MM CONCENTRIC 10PK, CORD CPC16 HOSPITAL GRADE LINE, POWER CORD CPC18 UK 6 METER, POWER CORD CPC19 EUROPE 6 METER, CABLE CPJ203 POWER CONT JUMPER 3FT, CABLE CPJ206 POWER CONT JUMPER 6FT, POWER CORD CPP500AUS PRINTER AUS/NZ, POWER CORD CPP500EUR PRINTER EUROPE, POWER CORD CPP500IND PRINTER INDIA, POWER CORD CPP500UK PRINTER UK, PREAMPLIFIER DAQ916 DIGITAL, ELECTRODE DME1001 1.2M CORKSCREW 24PK, ELECTRODE DME1004 3.5X5CM 2M SING GR, ELECTRODE DME2002 48IN 1.2M CORKSCREW 2PK, LEAD WIRE DSE0001 10PK 1.2M WHITE EXT, LEAD WIRE DSE0002 10PK 1.2M BLACK EXT, LEAD WIRE DSE0003 10PK 1.2M RED EXT, LEAD WIRE DSE0004 10PK 1.2M GREEN EXT, LEAD WIRE DSE0005 10PK 1.2M ASSORTED EXT | O.E.S DISTRIMED | 2024-01-26T00:00:00.000+01:00 | Medtronic Xomed, Inc.6743 Southpoint Drive North Jacksonville, FL 32216 USA | 945AE102, 945BNP2001, 945BNP2002, 945CDAQ916, 945CEEX20, 945CEEX98, 945CNCPS100, 945CNCPS101, 945CNP2001, 945CNP2002, 945CPC16, 945CPJ203, 945CPJ206, 945DAQ916, 945DAQ916LO, 945DME1001, 945DME1004, 945DME2002, 945DSE0001, 945DSE0002, 945DSE0003, 945DSE0004, 945DSE0005, 945DSE1115, 945DSE1125, 945DSE2115, 945DSE2125, 945DSE3115, 945DSE3125, 945DSE4115, 945DSE4125, 945DSN1260, DSE1115, DSE1125, DSE2115, DSE2125, DSE3115, DSE3125, DSE4115, DSE4125, DSN1260, DSN1299, DSN2260, DSN2280, DSN2299, ECLC, EEX901, FTP1001, FTP2001, ITP916, MDP201, MEP1001, MNP1001, MNP2001, NCCPU, NCCPU-DE, NCCPUE4, NCCPUE4-DE, NCCPUE4-ES, NCCPUE4-FR, NCCPUE4-IT, NCCPU-ES, NCCPU-FR, NCCPU-IT, NRE1003, NRE1004, NSD2750, NWCPU, NWCPU-DE, NWCPUE4, NWCPUE4-DE, NWCPUE4-ES, NWCPUE4-FR, NWCPUE4-IT, NWCPU-ES, NWCPU-FR, NWCPU-IT, OPM660, P216, P226, POC180, PSP1000, PSP1001, PSP1002, PSP2000, PSP2001, PSP2002, RSE1000, SPK1004, SRE1002, VG202, 945DSN1299, 945DSN2260, 945DSN2280, 945DSN2299, 945ECLC, 945ECLCLO, 945EEX901, 945EEX901LO, 945FTP1001, 945FTP2001, 945ITP916, 945MDP201, 945MEP1001, 945MNP1001, 945MNP2001, 945NCCPU, 945NCCPUE4, 945NCCPUE4LO, 945NCCPULO, 945NRE1003, 945NRE1004, 945NSD2750, 945NWCPU, 945NWCPUE4, 945OPM660, 945OPM660LO, 945P216, 945POC180, 945PSP1000, 945PSP1001, 945PSP1002, 945PSP2000, 945PSP2001, 945PSP2002, 945RSE1000, 945SPK1004, 945SRE1002, 945VG202, AE102, BNP2001, BNP2002, CDAQ916, CEEX20, CEEX98, CNCPS100, CNCPS101, CNP2001, CPC16, CPC18, CPC19, CPJ203, CPJ206, CPP500AUS, CPP500EUR, CPP500IND, CPP500UK, DAQ916, DME1001, DME1004, DME2002, DSE0001, DSE0002, DSE0003, DSE0004, DSE0005 | Klasa I, Klasa IIa | Sistem I monitorimit nervor dhe aksesoret | Pajisje nje perdorimeshe
15864 | Varios Combi Pro/Varios Combi Pro Basic Set, Varios Combi Pro/Varios Combi Pro Perio Set | EURODENTA | 2024-01-29T00:00:00.000+01:00 | NAKANISHI INC. 700 Shimohinata, Kanuma, Tochigi 322-8666, Japan | Y1002843, Y1003042 | Klasa IIa | Sistem ultrasonic per heqjen e gurezave,Sistem dentar gerryes me ajer manual | Pajisje dentare
15906 | CALLIFUGO ALPINO LIQUIDO EXTRAFORTE | CFO PHARMA | 2024-02-02T00:00:00.000+01:00 | GIOVANARDI FARMACEUTICI S.R.L. SEDE LEGALE VIA GROPALLO 3/9 16122 GENOVA ITALY. | XX101 | Klasa IIa | SOLUCION ME PERMBAJTJE ACIDI SALICILIK PER HEQJEN E KALLOVE. NDERKOHE VAJI I KASTORIT SHERBEN PER HIDRATIMIN DHE ZBUTJEN E ZONES SE PREKUR, DUKE ULUR NDJESHEM SHKALLEN E IRRITIMIT. | Tjeter
15843 | Cochlear™ Slim Modiolar Electrode Sheath | FEDOS | 2024-01-30T00:00:00.000+01:00 | Cochlear Limited 1 University Avenue Macquarie University NSW 2109 Australia | P1291522 | Klasa IIa | Elektrode modiolare qe perdoret gjatë një procedure kirurgjikale të implantimit koklear. | Tjeter
15844 | TOF3D | MONTAL | 2024-01-29T00:00:00.000+01:00 | MIPM Mammendorfer Institut für Physik und Medizin GmbH, Oskar-von-Miller Str. 6-7, 82291 Mammendorf Germany/Deutschland SRN: DE-MF-000007654 | 2510091 | Klasa IIa | Monitor i transmetimit neuromuskular (NTM), TOF3D është një pajisje për matjen e transmetimit neuromuskular gjatë anestezisë | Instrumenta shumeperdorimeshe
15888 | IRRIFLEX, box of 20 cannulas, IRRIFLEX, box of 40cannulas, IRRIFLEX, box of 5 cannulas, IRRIFLEX, packaging of 2cannulas,free sample | MARLEN/E | 2024-01-31T00:00:00.000+01:00 | Produits Dentaires SA, 18 Rue de Bosquets, 1800 Vevey, Switzerland | 21400, 21401, 21403, 21404 | Klasa IIa | Kanjula jo sterile per shplarjen e gojes | Pajisje dentare
15865 | CitraFlow Sodium Citrate 4% Prefilled Syringe | NEPHROMED ALBANIA | 2024-01-29T00:00:00.000+01:00 | MedXL, Inc; 285 Labrosse, Pointe Claire (QC) Canada, H9R 1A3 | 3854E1, 38543, 38543-1, 38553, 38555 | Klasa IIa | Shiringe e parambushur citrat natriumi 4% | Tjeter
15866 | Cochlear™ Non-Magnetic Cassette | FEDOS | 2024-01-30T00:00:00.000+01:00 | Cochlear Limited 1 University Avenue Macquarie University NSW 2109 Australia | P782484 | Klasa III | Kasete jomagnetike qe sherben per impjantin e degjimit | Tjeter
15889 | Cochlear™ Nucleus® Replacement Magnet Cassette | FEDOS | 2024-01-30T00:00:00.000+01:00 | Cochlear Limited 1 University Avenue Macquarie University NSW 2109 Australia | P782485 | Klasa III | Kasete magnetike zevendesuese qe sherben per zevendesimin e magnetit te implanti i degjimit. | Tjeter
15890 | IALUSET SODIUM HYALURONATE 0.2 % CREAM IN 25 G TUBE | CFO PHARMA | 2024-02-02T00:00:00.000+01:00 | IBSA FARMACEUTICI ITALIA SRL VIA MARTIRI DI CEFALONIA, 2 - 26900 LODI (ITALY) | N.A | Klasa IIb | KREM ME PERMBAJTJE ACIDI HYALURONIK, QE PERDORET PER DJEGIET DHE RRIGJENERIMIN E LEKURES, DUKE KRIJUAR NJE SHTRESE MBROJTESE, ME EFEKT HIDRATUES DHE ZBUTES TE LEKURES, DUKE NXITUR RRIGJENERIMIN QELIZOR. | Tjeter
15867 | (10)Suture Threader, (10) Suture Funnel, ECTRA Procedure Kit, Knife, Probe, boxed set of 6, Knife, Triangle, boxed set of 6, Knife, Retrograde, boxed set of 6, Disposable Knife,Hook,3mm (5), Disposable Knife,Rossette,3mm Straight(5), Disposable Knife, Round Tip (Box 5), Disposable Knife, Serrated,(5), Disposable Knife, Serrated Flat (Box 5), Disposable Knife, Sharp Tip, Disposable Knife, V Shaped, Suture Retriever (Box 6), Transporter (Box 4), Acufex Smoother Crucial Tool, 7.9, Acufex Smoother Crucial Tool, 9.5, Trigger Finger Retrograde Knife (pkg of 6), Trigger Finger Triangle Knife (pkg of 6), Meniscal Mender II, Disposable Kit, Accu-Pass Suture Shuttle, Left 45° Curve, Accu-Pass Suture Shuttle, Right 45° Curve, Accu-Pass Suture Shuttle, 45° Up, Accu-Pass Suture Shuttle, Straight, Accu-Pass Suture Shuttle, Crescent, TFCC Mender Disposable Suture System, Loop Tip Guidewire, Accu-Pass Suture Shuttle, Big Curve, Accu-Pass Suture Shuttle, 70° Up, TwinFix AB Threaded Dilator, 5.0 (new handle), Accu-Pass Suture Shuttle, J-Hook, (1) Suture Passer, 12", (1) Suture Passer, 2", (10) Accu-Pass Suture Shuttle, Monofilament #1, UltraFast Fix Knot Pusher / Suture Cutter (Straight), 3.8mm Tapered Awl, Disposable, FAST-FIX 360Knot Pusher/Suture Cutter and Slotted Cannula, FAST-FIX 360 Curved Knot Pusher/Suture Cutter and Slotted Cannula, Needle for Meniscal Stitcher, 3.8mm Straight Awl, Disposable, (5) TRUEPASS Disposable Needle,, HEALICOIL REGENESORB 4.75mm Fully Threaded Dilator, HEALICOIL REGENESORB 5.5mm Fully Threaded Dilator, CAP-FIX Blade, Straight, CAP-FIX Blade, Curved, NOVOCUT Suture Manager, CAP-FIX Blade, Straight, with Handle, CAP-FIX Blade, Curved, with Handle | LAYO | 2024-01-29T00:00:00.000+01:00 | Smith&Nephew, Inc. - Endoscopy Division 150 Minuteman Road Andover Massachusetts 01810-1031 USA | 7209950, 7210450, 4116, 4447, 4448, 4449, 10600, 10610, 10620, 10630, 10640, 10650, 10660, 13593, 14617, 14723, 14724, 7207690, 7207693, 7209485, 7210423, 7210424, 7210425, 7210426, 7210427, 7210752, 71934994, 72200418, 72200419, 72200819, 72200820, 72201076, 72201406, 72201407, 72201361, 72201537, 72202621, 72202674, 72202675, 72202868, 72202986, 72203793, 72203951, 72203952, 72205316, 72205317, CTX-C001, 72205314, 72205315 | Is, Klasa IIa | Pajisje mjekësore, Instrumenta njëpërdorimësh që përdoren gjatë kirurgjive në shërbimin e ortopedisë, për eleminimin, fiksimin e indeve të buta dhe riparimin e artikulacioneve | Pajisje nje perdorimeshe
15891 | lara, lara, RIL-117, lara, RIL-122 | ADVANTAGE DENTAL | 2024-01-30T00:00:00.000+01:00 | W&H Sterilization S.r.l Via Bolgara, 2 I-24060 Brusaporto (BG) ITALY | N/A, RIL-117, RIL-122 | Klasa IIb | Sterilizues të vegjël me avull të destinuara për sterilizimin e pajisjeve mjekësore invazive dhe joinvazive | Pajisje dentare
15868 | I-MAX 3D/I-MAX 3D PAN ONLY 110-120 V, I-MAX 3D/I-MAX 3D PAN ONLY 220-240 V, I-MAX 3D/I-MAX 3D PAN CEPH 110-120 V, I-MAX 3D/I-MAX 3D PAN CEPH 220-240 V | EURODENTA | 2024-01-29T00:00:00.000+01:00 | OWANDY RADIOLOGY 2 rue des Vieilles Vignes 77183 | 9304100011, 9304100013, 9304301011, 9304301013 | Klasa IIb | Pajisje per regjistrimin e imazheve me rreze X per imazhe intra orale | Pajisje dentare
15721 | Absorbent cotton roll/ball/pads, Elastic bandage | MONTAL | 2024-01-29T00:00:00.000+01:00 | Hospital & Homecare Imp.& Exp. Co., Ltd. Nanjing Room 608-611,No.5Zhongtai International Plaza No.311 Middle of Jiangdong Road, Central Business District 210019 Nanjing, People's Republic of China | MC15, MA19, MC22, MC23, MC25, MC26, MC27, MC33, MC200, MC201, MC202, MC203 | Klasa I | Tampon pambuku qe perdoren per pastrimin e plageve , ndalimin e gjakut pas injektimit dhe thithjen e gjakut ne procedura kirurgjikale, Bendet elastike perdoren per te trajtuar ndrydhjet dhe frakturat e kockave | Produkte per institucione te kujdesit shendetesor
15892 | BIOPSY NEEDLES AND KIT / Needles for explanation (Selective E P Type), BIOPSY NEEDLES AND KIT / Needles for explanation (Selective E), BIOPSY NEEDLES AND KIT / Biopsy needles for automatic devices (Recharge Type), BIOPSY NEEDLES AND KIT / Aspiration infusion needle for soft tissue and prenatal diagnosis (Chorial Villi), BIOPSY NEEDLES AND KIT / Aspiration infusion needle for soft tissue and prenatal diagnosis (Amniocentesis Kit- Linear Type), BIOPSY NEEDLES AND KIT / Aspiration infusion needle for soft tissue and prenatal diagnosis (Amniocentesis Kit-One Hand Use), BIOPSY NEEDLES AND KIT / Aspiration infusion needle for soft tissue and prenatal diagnosis (Funiculus Centesis Kit), BIOPSY NEEDLES AND KIT / Aspiration infusion needle for soft tissue and prenatal diagnosis (Explora), BIOPSY NEEDLES AND KIT / Aspiration infusion needle for soft tissue and prenatal diagnosis (Scout), BIOPSY NEEDLES AND KIT / Aspiration infusion needle for soft tissue and prenatal diagnosis (Coaxial Needle), BIOPSY NEEDLES AND KIT / Micro-histological and cytological biopsy of soft tissue (Hepamod), BIOPSY NEEDLES AND KIT / Micro-histological and cytological biopsy of soft tissue (Hepatek), BIOPSY NEEDLES AND KIT / Micro-histological and cytological biopsy of soft tissue (Hepasys), BIOPSY NEEDLES AND KIT / Micro-histological and cytological biopsy of soft tissue (Franseen), BIOPSY NEEDLES AND KIT / Micro-histological and cytological biopsy of soft tissue (Westcott), BIOPSY NEEDLES AND KIT / Tissue localization (Easyloc), BIOPSY NEEDLES AND KIT / Histological biopsy of soft tissue (Ultimate), BIOPSY NEEDLES AND KIT / Histological biopsy of soft tissue (Ultimate Set), BIOPSY NEEDLES AND KIT / Histological biopsy of soft tissue (Vantage), BIOPSY NEEDLES AND KIT / Histological biopsy of soft tissue (Vantage B type), BIOPSY NEEDLES AND KIT / Histological biopsy of soft tissue (Recharge), BIOPSY NEEDLES AND KIT / Histological biopsy of soft tissue (Recharge V Type), BIOPSY NEEDLES AND KIT / Histological biopsy of soft tissue (Recharge Type), BIOPSY NEEDLES AND KIT / Galactography (Galattok), BIOPSY NEEDLES AND KIT / Drainages (BGSET), BIOPSY NEEDLES AND KIT / Drainages (PKSET), BIOPSY NEEDLES AND KIT / Drainages (TPS), BIOPSY NEEDLES AND KIT / Drainages (PCS), BIOPSY NEEDLES AND KIT / Bone marrow biopsy and bone marrow aspiration (Cortex), BIOPSY NEEDLES AND KIT / Bone marrow biopsy and bone marrow aspiration (Selective), BIOPSY NEEDLES AND KIT / Bone marrow biopsy and bone marrow aspiration (Selective Ily Type), BIOPSY NEEDLES AND KIT / Bone marrow biopsy and bone marrow aspiration (Selective Erg Type), BIOPSY NEEDLES AND KIT / Bone marrow biopsy and bone marrow aspiration (Catch System), BIOPSY NEEDLES AND KIT / Needles for explanation (Selective E Ily Type) | E v i t a | 2024-01-30T00:00:00.000+01:00 | ZAMAR d.o.o. Sv. Martin, 6 52450 Vrsar (PU) - Croatia | BPExx-xx , STExx-xx , RBxx-xx , KVxx-xx , KALxx-xx , KASxx-xx , KCCxx-xx , CNxx-xx , CNAxx-xx , CXxx-xx , HMxx-xx , HSxx-xx , HExx-xx , FExx-xx , WTxx-xx , ELxx-xx , ELXxx-xx , PMxx-xx , PMOxx-xx , PXxx-xx , GSxx-xx , GSOxx-xx , GSBxx-xx , RCxx-xx , RCVxx-xx , GKTxx-xx , GLCDxx-xx , GLSDxx-xx , BGSETxx-xx , PKSETxx , TPSxx-xx , PCSxx-xx , BPxx-xx , STxx-xx , ITxx-xx , ITAxx-xx , CSxx-xx , ITXxx-xx | Klasa IIa | Gjilpera biopsie dhe kite qe perdoren per te marre mostra te qelizave te trupit te njeriut, Gjilpera biopsie dhe kite qe perdoren per nxjerrjen e likuideve nga trupi i njeriut | Tjeter
15722 | elireel, elireel - 19500000, elireel - 19500001, elireel - 19500002, elireel - 19500003, elireel - 19500004, elireel - 19500005, elireel - 19500006 | ADVANTAGE DENTAL | 2024-01-30T00:00:00.000+01:00 | W&H Sterilization S.r.l Via Bolgara, 2 I-24060 Brusaporto (BG) ITALY | N/A, 19500000, 19500001, 19500002, 19500003, 19500004, 19500005, 19500006 | Klasa I | Letra paketimi për instrumeta dentare/mjekësore gjatë procesit të sterilizimit me avull. | Pajisje dentare
15869 | SKY Prosthetic parts, SKY fast & fixed gingiva former DH 2mm 1 Piece, SKY uni.cone gingiva former 1 Piece | Diamant Plus | 2024-01-29T00:00:00.000+01:00 | bredent medical GmbH & Co. KG - Weißenhorner Str. 2, 89250 Senden Germany | n/a, SKYFFGF2, SKYUCGF2 | Klasa IIa | Protetike e strukturave implantare | Pajisje dentare
15870 | copaSKY implant 4.0length 8 mm 1 Piece, copaSKY implant 4.5length 5.2 mm 1 Piece, copaSKY implant 4.5length 8 mm 1 Piece, copaSKY implant 4.5length 10 mm 1 Piece, copaSKY implant 4.5length 12 mm 1 Piece, copaSKY implant 4.5length 14 mm 1 Piece, copaSKY implant 5.0length 5.2 mm 1 Piece, copaSKY implant 5.0length 8 mm 1 Piece, copaSKY implant 5.0length 10 mm 1 Piece, copaSKY implant 5.0length 12 mm 1 Piece, copaSKY implant 6.0length 5.2 mm 1 Piece, copaSKY implant 6.0length 8 mm 1 Piece, SKY classic implantØ 3.5 mm L 14 mm 1 Piece, SKY classic implantØ 3.5 mm L 16 mm 1 Piece, SKY classic implantØ 4.0 mm L 08 mm 1 Piece, SKY classic implantØ 4.0 mm L 10 mm 1 Piece, SKY classic implantØ 4.0 mm L 12 mm 1 Piece, SKY classic implantØ 4.0 mm L 14 mm 1 Piece, SKY classic implantØ 4.0 mm L 16 mm 1 Piece, SKY classic implantØ 4.5 mm L 08 mm 1 Piece, SKY classic implantØ 4.5 mm L 10 mm 1 Piece, SKY classic implantØ 4.5 mm L 12 mm 1 Piece, SKY classic implantØ 4.5 mm L 14 mm narrow platform 1 Piece, narrowSKY implant 3.5 NLength 08 mm narrow platform 1 Piece, narrowSKY implant 3.5 NLength 10 mm narrow platform 1 Piece, narrowSKY implant 3.5 NLength 12 mm narrow platform 1 Piece, narrowSKY implant 3.5 NLength 14 mm narrow platform 1 Piece, narrowSKY implant 3.5 NLength 16 mm narrow platform 1 Piece, SKY Implants, blueSKY implantØ 3.5 mm L 10 mm 1 Piece, blueSKY implantØ 3.5 mm L 12 mm 1 Piece, blueSKY implantØ 3.5 mm L 14 mm 1 Piece, blueSKY implantØ 3.5 mm L 16 mm 1 Piece, blueSKY implantØ 4.0 mm L 08 mm 1 Piece, blueSKY implantØ 4.0 mm L 10 mm 1 Piece, blueSKY implantØ 4.0 mm L 12 mm 1 Piece, blueSKY implantØ 4.0 mm L 14 mm 1 Piece, blueSKY implantØ 4.0 mm L 16 mm 1 Piece, blueSKY implantØ 4.5 mm L 08 mm 1 Piece, blueSKY implantØ 4.5 mm L 10 mm 1 Piece, blueSKY implantØ 4.5 mm L 12 mm 1 Piece, blueSKY implantØ 4.5 mm L 14 mm 1 Piece, blueSKY implantØ 5.5 mm L 08 mm 1 Piece, blueSKY implantØ 5.5 mm L 10 mm 1 Piece, blueSKY implantØ 5.5 mm L 12 mm 1 Piece, copaSKY implant 3.5length 10 mm 1 Piece, copaSKY implant 3.5length 12 mm 1 Piece, copaSKY implant 3.5length 14 mm 1 Piece, copaSKY implant 3.5length 8 mm 1 Piece, copaSKY implant 4.0length 10 mm 1 Piece, copaSKY implant 4.0length 12 mm 1 Piece, copaSKY implant 4.0length 14 mm 1 Piece, copaSKY implant 4.0length 5.2 mm 1 Piece | Diamant Plus | 2024-01-29T00:00:00.000+01:00 | bredent medical GmbH & Co. KG - Weißenhorner Str. 2, 89250 Senden Germany | copa4008, copa4505, copa4508, copa4510, copa4512, copa4514, copa5005, copa5008, copa5010, copa5012, copa6005, copa6008, kSKY3514, kSKY3516, kSKY4008, kSKY4010, kSKY4012, kSKY4014, kSKY4016, kSKY4508, kSKY4510, kSKY4512, kSKY4514, nSKY3508, nSKY3510, nSKY3512, nSKY3514, nSKY3516, n/a, bSKY3510, bSKY3512, bSKY3514, bSKY3516, bSKY4008, bSKY4010, bSKY4012, bSKY4014, bSKY4016, bSKY4508, bSKY4510, bSKY4512, bSKY4514, bSKY5508, bSKY5510, bSKY5512, copa3510, copa3512, copa3514, copa3508, copa4010, copa4012, copa4014, copa4005 | Klasa IIb | Implante dentare | Pajisje dentare
15726 | SKY Prosthetic parts - SKY Locking pin screw channel 10 pieces | Diamant Plus | 2024-01-29T00:00:00.000+01:00 | bredent medical GmbH & Co. KG - Weißenhorner Str. 2, 89250 Senden Germany | SKYVPS10 | Klasa I | Aksesore per protetike implantare | Pajisje dentare
15871 | SKY Prosthetic parts, copaSKY abutment screw M 1.6 1 piece, copaSKY bridge andbar abutment height 2.7mm 1 piece, SKY Titanium abutment NP 25° 1 piece, SKY Titanium abutment NP 25° R 1 piece, SKY Abutment cast-onnarrow platform 1 piece, SKY prefab titanium 1 PIECE, SKY prefab titanium Set 1 set, SKY screw 2.2 6 piece, SKY temp L abutmentincl. screw 2.2 Assortment, SKY temp M abutmentincl. screw 2.2 Assoortment, SKY temp S abutmentincl. screw 2.2 Assortment, SKY TiSi.snap abutment height 2 mm 1 piece, SKY TiSi.snap abutment height 4 mm 1 piece, SKY TiSi.snap abutment 17.5 height 2 mm 1 piece, SKY TiSi.snap abutment 17.5 height 4 mm 1 piece, SKY uni.cone abutmentheight 1 mm 1 piece, SKY uni.cone abutmentheight 2 mm 1 piece, SKY uni.cone abutmentheight 3 mm 1 piece, SKY uni.cone abutment 17.5 height 4 mm 1 piece, SKY uni.cone abutment 17.5 height 5 mm 1 piece, SKY uni.cone abutment25° height 4 mm 1 piece, SKY uni.cone abutment25° height 5 mm 1 piece, SKY uni.cone abutment 30° height 4 mm 1 piece, SKY uni.cone abutment 30° height 5 mm 1 piece, SKY uni.cone abutment35° height 4 mm 1 piece, SKY uni.cone abutment35° height 5 mm 1 piece, SKY uni.coneprosthetics cap CAD/CAM 1 piece, SKY uni.cone prosthetic copingburn-out 1 piece, SKY uni.coneprosthetic coping 1 set, SKY uni.cone prosthetic copingtitanium 1 piece, SKY uni.fit abutmentincl. screw 2.2 Assortment, SKY uni.fit CAD abutmentincl. screw 2.2 Assortment, SKY uni.fit titanium baseheight 5 mm 1 piece, SKY uni.fit titanium base L height 1.5 mm 1 piece, SKY uni.fit titanium base L height 3 mm 1 piece, SKY uni.fit titanium base Sfor CEREC incl. screw 2.2 6 piece, SKY fast & fixed / uni.conetransversal screw Hex 0.9 6 piece, copaSKY bridge andbar abutment height 3.7mm 1 piece, BioHPP copaSKY eleganceabutment 0° height 4 mm 1 piece, BioHPP copaSKY eleganceabutment 15° height 4 mm 1 piece, BioHPP copaSKY elegance S abutment 0° 1 PIECE, BioHPP copaSKY elegance S abutment 15° 1 PIECE, copaSKY elegance titanium base 0° 1 piece, copaSKY elegance S titanium base 1 PIECE, copaSKY exso abutment 1 Piece, copaSKY gingiva former M4 mm 1 Piece, copaSKY gingiva former height 2 mm 1 piece, copaSKY gingiva former height 4 mm 1 piece, copaSKY gingiva former height 6 mm 1 piece, copaSKY gingiva former height 8 mm 1 piece, copaSKY gingiva former L height 4mm 1 Piece, copaSKY gingiva former L height 6mm 1 Piece, copaSKY gingiva former L height 8mm 1 Piece, copaSKY gingiva former height 6 mm needle 1 piece, copaSKY titanium abutment 0 height 1.5mm 1 piece, copaSKY titanium abutment 15 height 1.5mm 1 piece, copaSKY titanium abutment 15 R height 1.5mm 1 piece, copaSKY titanium abutment 25 height 1.5mm 1 piece, copaSKY titanium abutment 25 R height 1.5mm 1 piece, BioHPP copaSKY elegance prefab CSK 1 piece, copaSKY prefab titanium 1 piece, copaSKY titanium abutment0° height 3 mm 1 piece, copaSKY titanium abutment15° height 3 mm 1 piece, copaSKY titanium abutment15° R height 3 mm 1 piece, copaSKY titanium abutment25° height 3 mm 1 piece, copaSKY titanium abutment25° R height 3 mm 1 piece, copaSKYabutment screw M1.6 1 piece, copaSKY uni.cone abutment,height 1 mm 1 piece, copaSKY uni.cone abutment height 2 mm 1 piece, copaSKY uni.cone abutment height 3 mm 1 piece, copaSKY uni.cone abutment height 4 mm 1 piece, copaSKY uni.fittitanium base height 0 mm 1 piece, copaSKY uni.fittitanium base height 1.5mm 1 piece, copaSKY uni.fittitanium base height 3mm 1 piece, copaSKY uni.fittitanium base L height 1.5mm 1 piece, copaSKY uni.fittitanium base L height 3mm 1 piece, copaSKY titanium base L for CEREC height 1.5mm 1 piece, copaSKY titanium base L for CEREC height 3mm 1 piece, copaSKY Titanium base S for CEREC ® HEIGHT 1,5 mm 1 piece, copaSKY Titanium base Sfor CEREC ® HEIGHT 3 mm 1 piece, BioHPP copaSKY elegance prefabset CSK set 1, copaSKY EXSO abutment0° height 1.5 mm 1 piece, copaSKY EXSO abutment 0°height 3 mm 1 piece, copaSKY EXSO abutment17.5° height 1 mm 1 piece, copaSKY EXSO abutment17.5° height 2 mm 1 piece, copaSKY EXSO abutment17.5° R height 1 mm 1 piece, copaSKY EXSO abutment17.5° R height 2 mm 1 piece, copaSKY EXSO abutment 35° height 1 mm 1 piece, copaSKY EXSO abutment 35° height 2 mm 1 piece, copaSKY EXSO abutment 35° R height 1mm 1 piece, copaSKY EXSO abutment 35° R height 2 mm 1 piece, copaSKY prefab titanium set 1 set, copaSKY TiSi.snap abutmentheight 1.5 mm 1 piece, copaSKY TiSi.snap abutmentheight 3 mm 1 piece, copaSKY TiSi.snap abutment 17.5 height 1.5mm 1 piece, copaSKY TiSi.snap abutment 17.5 height 3 mm 1 piece, copaSKY uni.cone abutment 17.5° height 1.5 mm 1 piece, copaSKY uni.cone abutment 17.5° height 2.5 mm 1 piece, copaSKY uni.cone abutment25° height 1.5 mm 1 piece, copaSKY uni.cone abutment25° height 2.5 mm 1 piece, copaSKY uni.cone abutment 30° height 1.5 mm 1 piece, copaSKY uni.cone abutment 30° height 2.5 mm 1 piece, copaSKY uni.cone abutment35° height 1.5 mm 1 piece, copaSKY uni.cone abutment35° height 2.5 mm 1 piece, copaSKY uni.fit bridge height 0 mm 1 piece, copaSKY uni.fit bridge height 1.7mm 1 piece, copaSKY uni.fit bridge height 2.7mm 1 piece, copaSKY uni.fit bridge height 3.7mm 1 piece, SKY screw for bar base DH 4mm 1 piece, SKY screw 2.2 1 piece, SKY screw for bar basis DH 2mm 3 piece, SKY screw for bar basis DH 4mm 3 piece, SKY screw for bar basis DH 6mm 3 piece, BioHPP SKY elegance L abutment0° 1 piece, BioHPP SKY elegance M abutment0° 1 piece, BioHPP SKY elegance M abutment15° 1 piece, BioHPP SKY elegance M abutment15° R 1 piece, BioHPP SKY elegance S abutment0° 1 piece, BioHPP SKY elegance S abutment15° 1 piece, BioHPP SKY elegance S abutment15°R 1 piece, BioHPP SKY elegance XL abutment 0° 1 piece, SKY esthetic abutment L 0°incl. screw 2.2 1 piece, SKY esthetic gingivaformer LDH 2 mm 1 piece, SKY esthetic gingivaformer LDH 3 mm 1 piece, SKY esthetic gingivaformer LDH 4 mm 1 piece, SKY esthetic abutment M 0°incl. screw 2.2 1 piece, SKY esthetic abutment M 15°incl. screw 2.2 1 piece, SKY esthetic abutment M 15° Rincl. screw 2.2 1 piece, SKY esthetic gingiva former M6 mm 1 piece, SKY esthetic gingivaformer MDH 2 mm 1 piece, SKY esthetic gingivaformer MDH 3 mm 1 piece, SKY esthetic gingivaformer MDH 4 mm 1 piece, SKY esthetic gingivaformer MDH 6 mm 1 piece, BioHPP SKY elegance prefab SK35 1 1 piece, BioHPP SKY elegance prefab Set SK35 1 piece, SKY esthetic gingiva former S6 mm 1 piece, SKY esthetic gingiva former S2 1 piece, SKY esthetic gingiva former S3 1 piece, SKY esthetic gingiva former S4 1 piece, BioHPP SKY elegance titaniumbase 1 piece, BioHPP SKY elegancetitanium base ML 1 piece, SKY EXSO abutment 0°height 1.5 mm 1 piece, SKY EXSO abutment 0°height 3 mm 1 piece, SKY EXSO abutment 17,5°height 3 mm 1 piece, SKY EXSO abutment 17,5°height 5 mm 1 piece, SKY EXSO abutment 17,5° Rheight 3 mm 1 piece, SKY EXSO abutment 17,5° Rheight 5 mm 1 piece, SKY EXSO abutment 35°height 4 mm 1 piece, SKY EXSO abutment 35°height 5 mm 1 piece, SKY fast & fixed / uni.conescrew M 1.4 1 piece, SKY fast & fixedprosthetics cap CAD/CAM 1 piece, SKY fast & fixed prostheticcoping cast-on, incl. screw Assortment, SKY fast & fixedprosthetic coping burn-out, 6 Pieces, SKY fast & fixed prostheticcoping titanium with screw Assortment, SKY fast & fixed / uni.conescrew M 1.4, 6 Pieces, SKY fast & fixedAbutment NP 0° height 1 mm 1 piece, SKY fast & fixedAbutment NP 0° height 2 mm 1 piece, SKY fast & fixedAbutment NP 0° height 4 mm 1 piece, SKY fast & fixedAbutment NP 17.5° 1 piece, SKY fast & fixedAbutment NP 17.5° 1 piece, SKY fast & fixedAbutment NP 35° 1 piece, SKY fast & fixedAbutment 0° height 1 mm 1 piece, SKY fast & fixedAbutment 0° height 2 mm 1 piece, SKY fast & fixedAbutment 0° height 4 mm 1 piece, SKY fast & fixedAbutment 17.5° height 3 mm 1 piece, SKY fast & fixedAbutment 17.5° height 5 mm 1 set, SKY fast & fixedAbutment 35° height 4 mm 1 set, SKY fast & fixedAbutment 35° height 5 mm 1 set, SKY fast & fixedprosthetic coping 1 piece, SKY esthetic abutment S 0°incl. screw 1 piece, SKY esthetic abutment S 15°incl. screw 1 piece, SKY esthetic abutment S 15° Rincl. screw 1 piece, SKY exsoabutment incl. screw 2.2 1 piece 1 piece, SKY Titanium abutment NP 0° 1 piece, SKY Titanium abutment NP 15° 1 piece, SKY Titanium abutment NP 15° R 1 piece | Diamant Plus | 2024-01-29T00:00:00.000+01:00 | bredent medical GmbH & Co. KG - Weißenhorner Str. 2, 89250 Senden Germany | n/a, COPA1M16, COPABRS2, SKYnPO25, SKYnPO26, SKYnPV00, SKYPFT01, SKYPFTST, SKY-PS22, SKYTEMPL, SKYTEMPM, SKYTEMPS, SKYTISI2, SKYTISI4, SKYTISI7, SKYTISI8, SKYUC001, SKYUC002, SKYUC003, SKYUC174, SKYUC175, SKYUC254, SKYUC255, SKYUC304, SKYUC305, SKYUC354, SKYUC355, SKYUCPKC, SKYUCPKK, SKYUCPKS, SKYUCPKT, SKYUFA00, SKYUFCAD, SKYUFCD5, SKYUFCL2, SKYUFCL3, SKYUFCTB, SKYUFTS9, COPABRS3, COPAEM00, COPAEM15, COPAES00, COPAES15, COPAETBM, COPAETBS, COPAEXSO, COPAGF04, COPAGF22, COPAGF34, COPAGF36, COPAGF66, COPAGF88, COPAGFL4, COPAGFL6, COPAGFL8, COPAGFN6, COPAPF00, COPAPF15, COPAPF16, COPAPF25, COPAPF26, COPAPFM0, COPAPFST, COPAPO00, COPAPO15, COPAPO16, COPAPO25, COPAPO26, COPASM16, COPAUC01, COPAUC02, COPAUC03, COPAUC04, COPAUTB0, COPAUTB2, COPAUTB3, COPAUTL2, COPAUTL3, COPCTBL2, COPCTBL3, COPCTBS2, COPCTBS3, COPEPMST, COPEX002, COPEX003, COPEX172, COPEX173, COPEX182, COPEX183, COPEX352, COPEX353, COPEX362, COPEX363, COPPFTST, COPTISI2, COPTISI3, COPTISI7, COPTISI8, COPUC172, COPUC173, COPUC252, COPUC253, COPUC302, COPUC303, COPUC352, COPUC353, COPUTBB0, COPUTBB1, COPUTBB2, COPUTBB3, SKY1DS04, SKY1PS22, SKY-DS02, SKY-DS04, SKY-DS06, SKYEEL00, SKYEEM00, SKYEEM15, SKYEEM16, SKYEES00, SKYEES15, SKYEES16, SKYEEXL0, SKY-EL00, SKYELG02, SKYELG03, SKYELG04, SKY-EM00, SKY-EM15, SKY-EM16, SKYEMG02, SKYEMG03, SKYEMG04, SKYEMG06, SKYEPF02, SKYEPFST, SKYESG06, SKYESG02, SKYESG03, SKYESG04, SKYETB00, SKYETBML, SKYEX002, SKYEX003, SKYEX173, SKYEX175, SKYEX183, SKYEX185, SKYEX354, SKYEX355, SKYF1SPK, SKYFFPKC, SKYFFPKH, SKYFFPKK, SKYFFPKT, SKYFFSPK, SKYFn001, SKYFn002, SKYFn004, SKYFn173, SKYFn175, SKYFn354, SKYFn355, SKYFT001, SKYFT002, SKYFT004, SKYFT173, SKYFT175, SKYFT354, SKYFT355, SKYFTPKS, SKYnES00, SKYnES15, SKYnES16, SKYnEXSO, SKYnPO00, SKYnPO15, SKYnPO16 | Klasa IIb | Struktura protetike implantare | Pajisje dentare
15872 | SKY Prosthetic parts, copaSKY impression abutmentclosed tray 1 piece, copaSKY impression abutment closed tray 1 piece, copaSKY implant mounter screw 1 piece, copaSKY implant mounter screw 3 PIECES, copaSKY impression abutment open tray height 2 mm 1 piece, copaSKY impression abutmentopen tray height 3 mm 1 piece, copa SKY scan abutment 12 1 Piece, copaSKY uni.fit scan abutmentintraoral / extraoral 1 piece, SKY esthetic impression abutment L open tray 1 Piece, SKY esthetic impression abutment L closed tray 1 Piece, SKY esthetic impression abutment M open tray 1 Piece, SKY esthetic impression abutment M closed tray 1 Piece, SKY esthetic impression abutment S open tray 1 Piece, SKY esthetic impression abutment S closed tray 1 Piece, SKY fast & fixed impressionclosed short 1 piece, SKY fast & fixed impressioncoping open tray 1 piece, SKY fast & fixed bite registration 10 piece, SKY fast & fixed scan capintraoral / extraoral incl.Assortiment, SKY fast & fixed snap cap 10 piece, SKY precious metal matrix 1 piece, SKY closed tray impression capNP 10 piece, SKY impression abutment Lopen tray NP 1 piece, SKY impression abutment Lclosed tray NP 1 piece, SKY impression abutment Mopen tray NP 1 piece, SKY impression abutment Mclosed tray NP 1 piece, SKY impression abutment Sopen tray NP 1 piece, SKY impression abutment Sclosed tray NP 1 piece, SKY Metal housing with O-Ring 1 Assortment, SKY O-Rings 6 pieces, SKY prov L abutment 1 piece 1 piece, SKY prov M abutment 1 piece 1 piece, SKY prov S abutment 1 piece 1 piece, SKY impression screw short 6 Pieces 1 piece, SKY uni.cone impressionclosed short 1 piece, SKY uni.cone impressioncoping closed tray 1 piece, SKY uni.cone impressioncoping open tray 1 piece, SKY uni.cone bite registration 10 piece, SKY uni.cone Snap cap 1 piece, SKY uni.fit Scan base Sfor CEREC incl. screw 2.2 1 piece, SKY scan aburment 11 1 Piece, SKY uni.fit scan abutmentintraoral 1 set, SKY uni.cone scan capintraoral / extraoral 1 Assortiment | Diamant Plus | 2024-01-29T00:00:00.000+01:00 | bredent medical GmbH & Co. KG - Weißenhorner Str. 2, 89250 Senden Germany | n/a, COPAGL21, COPAGL31, COPAIMSM16, COPAIMSM163, COPAPA22, COPAPA32, COPASC12, COPAUSCI, SKYELPA1, SKYELPA2, SKYEMPA1, SKYEMPA2, SKYESPA1, SKYESPA2, SKYFFAGK, SKYFFAOL, SKYFFREG, SKYFSCIE, SKYFTSNP, SKYGM225, SKYnPAKA, SKYnPAL1, SKYnPAL2, SKYnPAM1, SKYnPAM2, SKYnPAS1, SKYnPAS2, SKY-OR50, SKY-OR55, SKYPROVL, SKYPROVM, SKYPROVS, SKY-PS18, SKYUCAGK, SKYUCAGL, SKYUCAOL, SKYUCREG, SKYUCSNP, SKYUFCSB, SKYUSC11, SKYUSCAI, SKYUSCIE | Klasa IIa | Protetike e strukturave implantare | Pajisje dentare
15723 | Tretament Couch / Chair / Table | MONTAL | 2024-01-29T00:00:00.000+01:00 | Everyway Medical Instruments Co., Ltd. 3Fl. & 8Fl., No.5, Ln. 155, Sec. 3, Beishen Rd., Shenkeng Dist., New Taipei City 22203, Taiwan | CA20, CA65, EU25, CA100, CA105, CA130, CA140, CA160, CA165, CA190, CA145, EU300 | Klasa I | Kjo është një Tavolinë Kiropraktike Elektrike me Seksione të Rregullueshëm në Kokë , Toraks dhe Bark. | Pajisje elektromekanike
15873 | FG Diamant ultrafein, FG Diamant medium, Strauss, FG Turbo Ultra Light Intro Set,, FG Turbo Laser, kurz, DIAFUTUR-Set (incisiv+molar) inc, FG Turbo Ultra Light, FG Diamant superfein DS 290/012, FG Diamant Turbo Comp, FG Diamant superfein DS 290/014, FG Diamant grob = 139/014, FG Diamant fein =139/014, FG Diamant medium = 139/014, FG Diamant medium 141/014, FG Diamant medium 109/008, FG Diamant grob = 530615, FG Diamant medium DS, FG Diamant extragrob KL5,5, FG Diamant superfein KL5,5, FG Diamant grob, KL5,5, FG Diamant fein KL5,5, FG Diamant medium KL5,5, DIAFUTUR medium, DS, DIAFUTUR extragrob, DIAFUTUR medium, DS, DIAFUTUR medium, DS, DIAFUTUR fein, DIAFUTUR grob, Kopflänge 8 mm, Diafutur fein, DIAFUTUR grob, Kopflänge 11mm, DIAFUTUR fein, Kopflänge 9mm, DIAFUTUR fein, Kopflänge 11mm, DIAFUTUR grob, Kopflänge 9mm, DIAFUTUR grob, Kopflänge 3mm, DIAFUTUR fein, Kopflänge 3mm, CARBIDE 23X FG 1,2 mm, Kronentrenner 23RX FG 1,2 mm, CARBIDE 36R FG 1,2 mm, CARBIDE 17 FG 1,0 mm, CARBIDE 17 FG 1,2 mm, CARBIDE CB5TR FG Ø1,2 Möhrle, CARBIDE CB5TR FG Ø1,4 Möhrle, KFO Entferner HM FG, Kronentrenner, CARBIDE Paro I WSTL 1,0 mm, CARBIDE Paro II WSTXL 1,0 mm, CARBIDE Paro III WST 1,2 mm, CARBIDE Paro IV WSTXL 1,2 mm, HM Kario Cut WST Ø0,5 mm, HM Kario Cut WST Ø0,6 mm, HM Kario Cut WST Ø0,8 mm, HM Kario Cut WST Ø1,2 mm, HM Kario Cut WST Ø1,4 mm, HM Kario Cut WST Ø1,6 mm, HM Kario Cut WST Ø2,1 mm, HM Kario Cut WST Ø2,3 mm, HM Kario Cut WST Ø2,7 mm, Rosenbohrer FG Ø0,5 mm, Rosenbohrer FG Ø0,6 mm, Rosenbohrer FG Ø0,8 mm, Rosenbohrer FG Ø1,0 mm, Rosenbohrer FG Ø1,2 mm, Rosenbohrer FG Ø1,4 mm, Rosenbohrer FG Ø1,6 mm, FG Turbo Laser Nr. 1, FG Turbo Laser, DIAFUTUR Intro - Set incl. Steri, FG Diamant fein, Strauss, Rosenbohrer FG Ø1,8 mm, Rosenbohrer FG Ø2,1 mm, Rosenbohrer FG Ø2,3 mm, Inlay & Crown Preparation Kit, Veneer Prep Tool Kit, Metal-free Prep Tool Kit, Cavity Preparation & Polishing Kit, MusterKit ZA, Finishing & polishing kit ceramics/composites, Crown Kit, Trial kit dentistry, FG Amal Cut HM, FG HM Crown Cutter (zylindrisch), FG HM Crown Cutter (konisch), FG HM Crown Cutter 1 Set sortier, FG Diamant medium, FG Diamant extragrob, DIAFUTUR Intro - Set incl. Ster, FG Turbo Laser Set, Nr. 1 - 12, FG Turbo Laser extragrob, FG Diamant fein, FG Diamant Reduzierer medium, FG Diamant grob, Strauss, FG Diamant medium, ohne Farbring, CARBIDE 23R FG 1,6 mm, KARIO-CUT WST 0,9 mm, CARBIDE 23R WST 1,6 mm, Carbide 25R FG 0,8 mm, CARBIDE 25R FG 1,0 mm, CARBIDE 25R FG 1,2 mm, CARBIDE 31 FG 0,8 mm, CARBIDE 31 FG 1,0 mm, CARBIDE 31 FG 1,2 mm, CARBIDE 31 FG 1,4 mm, CARBIDE 31 FG 1,6 mm, CARBIDE 31 FGXL 1,0 mm, CARBIDE 31 FGXL 1,2 mm, CARBIDE 31 WST 1,0 mm, CARBIDE 31 WST 1,2 mm, CARBIDE 31 WST 1,4 mm, CARBIDE 31L FG 1,0 mm, CARBIDE 31L FG 1,2 mm, CARBIDE 31L WST 1,2 mm, CARBIDE 31R FG 0,8 mm, CARBIDE 31R FG 1,0 mm, CARBIDE 31R FG 1,2 mm, CARBIDE 33 FG 0,8 mm, CARBIDE 33 FG 1,0 mm, CARBIDE 33 FG 1,2 mm, CARBIDE 33 FG 1,6 mm, CARBIDE 33 FG 2,1 mm, CARBIDE 33L FG 0,8 mm, CARBIDE 33L FG 1,0 mm, CARBIDE 33L FG 1,2 mm, CARBIDE 33 FGXL 1,6 mm, CARBIDE 33R FG 1,2 mm, Carbide 245 FG 0,8 mm, Hartmetall FG 1,0 mm, Hartmetall FG 1,4 mm, Hartmetall FG 1,2 mm, Hartmetall 41 FG 1,2 mm, CARBIDE 41 FG 1,4 mm, CARBIDE 41 FG 1,8 mm, CARBIDE 41 FG 2,3 mm, CARBIDE 44E FG 1,4 mm, CARBIDE 44E FG 1,8 mm, CARBIDE 44E FG 2,3 mm, CARBIDE 44E WST 1,8 mm, CARBIDE 44E UF FG 1,8 mm, CARBIDE 46 FG 1,4 mm, CARBIDE 46 FG 1,8 mm, CARBIDE 46 FG 2,3 mm, CARBIDE 48 FG 0,8 mm, CARBIDE 48 FG 1,0 mm, CARBIDE 48 FG 1,2 mm, CARBIDE 48UF FG 1,2 mm, Hartmetall 48UF FG 1,4 mm, Hartmetall FG 1,8 mm, CARBIDE 132 FG 0,8 mm, CARBIDE 133 FG 1,0 mm, CARBIDE 135 FG 1,4 mm, Carbide finisher 212 FG 1,0 mm, CARBIDE 212 FG 1,2 mm, CARBIDE 212L FG 1,4 mm, CARBIDE 212L FG 1,6 mm, CARBIDE 212L FG 1,8 mm, CARBIDE 212UF FG 1,2 mm, CARBIDE 247 FG 0,8 mm, CARBIDE 247 FG 1,0 mm, CARBIDE 247 FG 1,2 mm, CARBIDE 247UF FG 1,2 mm, CARBIDE 23X FG 1,0 mm, Rotary dental instruments (diamond instruments and carbide instruments) - FG/WST/CA Diam. Royal line, Turbo Laser, Turbo Comp, Redux, FG Piranhas, Diafutur, Ultra-Light, Orthodontic carbide bur, Zircut, Instrument for trepanating zirconia, Softy-longlife, Crossy, Wonderball, Carbide Burs, KarioCut, Kario Longcut, Amal Cut, Finishing Burs, Crown cutters, carbide, Crown cutter zirconia, Paro, Mini-Flex, Crown Cutter "SOFTY-longlife", Crown Cutter HST montiert, Crown Cutter HST montiert large, Crown Cutter WST montiert, MINIMAL-INVASIV-SET (rot), MINIMAL-INVASIV-SET (blau), Trial kit, CARBIDE 7 kurz FG 0,8 mm, CARBIDE 7 FG 0,8 mm, CARBIDE 7 FG 1,0 mm, CARBIDE 7 FG 1,2 mm, CARBIDE 7 WST 0,8 mm, CARBIDE 21 FG 0,9 mm, CARBIDE 21 FG 1,0 mm, CARBIDE 21 FG 1,2 mm, CARBIDE 21 FG 1,4 mm, CARBIDE 21 FG 1,6 mm, CARBIDE 21 WST 0,9 mm, CARBIDE 21 WST 1,0 mm, CARBIDE 21 WST 1,2 mm, CARBIDE 2 WST 0,8, CARBIDE 2 WST 1,0, CARBIDE 2 WST 1,2, CARBIDE 2 WST 1,4, CARBIDE 2 WST 1,6, CARBIDE 2 WST 1,8, CARBIDE 2 FG 0,8 mm, CARBIDE 2 FG 1,0 mm, CARBIDE 2 FG 1,2 mm, CARBIDE 2 FG 1,4 mm, CARBIDE 2 FG 1,6 mm, CARBIDE 2 FG 1,8 mm, CARBIDE 21L FG 1,0 mm, CARBIDE 21L FG 1,2 mm, Amal Cut CARBIDE FG 0,9mm, Amal Cut CARBIDE FG 1,0mm, Amal Cut CARBIDE 21R WST 0,9, Amal Cut CARBIDE WST 1,0mm, CARBIDE 23 FG 0,9 mm, CARBIDE 23 FG 1,0 mm, CARBIDE 23 FG 1,2 mm, CARBIDE 23 FG 1,6 mm, CARBIDE 23L FG 0,9 mm, CARBIDE 23L FG 1,0 mm, CARBIDE 23L FG 1,2 mm, CARBIDE 23R FG 1,0 mm, CARBIDE 23R FG 1,2 mm, FG Turbo Laser vergoldet, FG Diamant extragrob vergoldet, FG Diamant mittel vergoldet, FG Diamant ultrafein vergoldet, FG Diamant fein vergoldet, FG Diamant mittel kurz vergoldet, FG Diamant fein kurz vergoldet, Kronentrenner CX21R FG 1,2 mm, FG Piranhas mittel, lang, FG Piranha fein, FG Piranhas fine, FG Piranhas mittel kurz, FG Piranha mittel, Galvanische Diamantinstr. WST, V, Galvanische Diamantinstr. WST DS, Galvanische Diamantinstr. WST, Hartmetall FG, FG Diamant ultrafein, Crown cutter 21RX FG 1,0 mm, Crown cutter 21RX FG 1,2 mm, Crown cutter 21X FG 1,2 mm, Crown cutter 23RX FG 1,0 mm, Crown cutter 23RX FG 1,2 mm, Carbide finisher 135 FG 1,4 mm DS, FG Diamant extragrob 5846-31-016, FG Diamant grob 6846-31-016 Mave, FG Diamant mittel 846-31-016, FG Diamant grob = 530865, FG Diamant extragrob 5837-31-012, FG Diamant grob = 530875, FG Diamant extragrob 5837-31-014, FG Diamant extragrob, ku 158/016, FG Diamant extragrob 5837-31-016, FG Diamant extragrob 5847-31-014, FG Diamant grob 6847-31-014, FG Diamant mittel 847-31-014 Mav, FG Diamant extragrob 5847-31-016, FG Diamant grob 5847-31-016 Mave, FG Diamant mittel 847-31-016 Mav, FG Diamant Tiefenmarkierer kon, FG Diamant Tiefenmarkierer zyl, FG Diamant mittel, kurz 166/010, FG Diamant mittel kurz DS, FG Diamant superfein, kurz, FG Diamant mittel, kurz DS, FG Diamant fein, für Silikat, FG Diamant mittel, kurz, FG Diamant extragrob grün, FG Kronentrenner Zirkon VG, FG Piranhas superfein, FG Diamant extragrob 5847-31-018, FG Diamant grob 6847-31-018, FG Diamant feinl 847-31-018 Mav, FG Diamant mittel, Absatz Ø0,8mm, FG Diamant grob 5848-31-018 Mave, FG Diamant grob 6848-31-018 Mave, FG extragrob, kurz grüner Ring, FG Diamant mittel GL 28mm, FG Diamant mittel XL, FG Diamant mittel LZ, FG Diamant mittel 855-31-014 Mav, FG Diamant extragrob 5855-31-016, FG Diamant mittel 849L-31-009, FG Diamant superfein133EF-31-010, FG Diamant fein 133F-31-010, FG Diamant superfein132EF-31-008, FG Diamant fein132F-31-008, FG Diamant mittel neu 533478, FG Diamant superfein134EF-31-014, FG Diamant extragb 5856L-31-016, FG Diamant extragrob 5856-31-016, FG Diamant extragrob, lang, FG Diamant grob 6856L-31-016, FG Diamant grob, Maverick, FG fein 856-016 weis+ rot, synt., FG Diamant mittel 856-31-016, FG Diamant mittel 856-31-016 Zir, FG Diamant kurz, extragrob, FG Diamant extragrob5856L-31-018, FG Diamant extragrob 5856-31-018, FG Diamant superfein = 531514, FG Diamant grob 6856L-31-018, FG Diamant fein Zirkon, FG Diamant mittel 856L-31-016, FG Diamant grob, 6856L-31-020, DIAFUTUR extragrob, für Silikatk, DIAFUTUR mittel, DS, DIAFUTUR extragrob, für Zirkon, DIAFUTUR fein, für Silikatkerami, DIAFUTUR extragrob, kurz, DIAFUTUR fein, kurz, DIAFUTUR fein, für Zirkon, FG Diamant extragrob 5856-31-025, FG Diamant grob 6856-31-025, FG Diamant mittel 856-31-025, FG Diamant grob 6859-31-018, FG Diamant fein 8859-31-018, FG Diamant mittel 859-31-018, FG Diamant mittel 862-31-010, FG Diamant superfein135EF-31-014, FG Diamant grob = 531905, FG Diamant grob 6877K-31-014, FG Diamant mittel 877K-31-014, DIAFUTUR-Set kurz, DIAFUTUR - SET Sonderbestückung, FG-Set incl. Steri Tray gelb, FG Diamant extragb 5877K-31-016, FG Diamant grob 6877K-31-016, FG Diamant fein, syntetisch, FG Diamant mittel 877K-31-016, FG Diamant grob 6877K-31-018, FG Diamant mittel 877K-31-018, FG Diamant grob 6885-31-014, FG Diamant mittel 885-31-014, FG Diamant mittel 885-31-010, FG Diamant extragrob 5885-31-012, FG Diamant grob 6885-31-012, FG Diamant fein 8885-31-012, FG Diamant mittel 885-31-012, FG Diamant extragrob 5846-31-012, FG Diamant grob 6846-31-012 Mave, FG Diamant mittel 846-31-012 Mav, FG Diamant extragb 5878K-31-012, FG Diamant grob 6878K-31-012, FG Diamant mittel 878K-31-012, FG Diamant extragb 5878K-31-014, FG Diamant grob, kurz, FG Diamant grob 6878K-31-014, FG Diamant mittel 878K-31-014, FG Diamant extragb 5878K-31-016, FG Diamant mittel 878K-31-016, FG Diamant extragb 5878K-31-018, FG Diamant grob 6878K-31-018, FG Diamant mittel 878K-31-018, FG Diamant extragrob 5847-31-012, FG Diamant grob 6847-31-012 Mave, FG Diamant mittel 847-31-012 Mav, FG Diamant grob 6879K-31-014, FG Diamant extragb 5879K-31-016, FG Diamant grob 6879K-31-016, FG Diamant mittel 879K-31-016, FG Diamant extragb 5879K-31-018, FG Diamant grob 6879K-31-018, FG Diamant mittel 879K-31-018, FG Diamant grob = 532405, FG Diamant mittel kurz 140/010, FG Diamant mittel Maverick, FG Diamant extragrob kurz, FG Diamant grob, synthetisch, FG Diamant superfein LZ, FG Diamant grob LZ, FG Diamant extragrob, kz 141/014, FG Diamant extragrob 141/014 Mav, FG Diamant extragrob kurz Mav, FG Diamant grob für Zirkon syn.D, FG fein 881-014 weis+ rot, synt., FG Diamant mittel 141/014 Mav, FG Diamant mittel 141/014, FG Diamant grob 6368-31-016 Mave, FG Diamant fein 368F-31-016, FG Diamant mittel 8368-31-016 Ma, FG Diamant superf 368EF-31-023 M, FG Diamant grob long neck, FG Diamant fein 8368-31-023 Mave, FG Diamant fein long neck, FG fein 368-016 weis+ rot, synt., FG Diamant mittel Zirkon sy.D, FG Diamant mittel mit Tiefenmark, FG Diamant mittel mit Laserung, FG Diamant fein 8368-31-016 Mave, FG Diamant fein 8379-31-018 Mave, FG fein 379-018 weis+ rot, synt., FG Diamant mittel Zirkon sy.Dia, FG Diamant extragrob 5379-31-023, FG Diamant superfein, lang, FG Diamant grob 6379-31-023 Mave, FG Diamant grob superkurz, FG Diamant fein D 54, FG Diamant fein, lang, FG Diamant mittel 6368-31-016 Ma, FG Diamant fein, 8379-31-014 Mav, FG Diamant fein 8379-31-016 Mave, FG Diamant mittel, syntetisch, FG Diamant superfein, GL 23mm, FG Diamant fein, GL 23mm, FG Diamant fein 247F-31-009, FG fein 274-016 weis+ rot, synt., FG Diamant mittel 274-031-016, FG Diamant mittel 390-31-016, FG Diamant fein, 8274-31-016 Mav, FG Diamant extragrob, kurz, FG Diamant extragrob 5856L31-014, FG Diamant grob 6856L-31-014, FG Diamant grob 6856-31-014, FG Diamant mittel 856L-31-014, FG Diamant mittel 856-31-014, FG Diamant extragrob, Maverick, FG Diamant grob 6856-31-012, FG Diamant mittel 856-31-012 Mav, FG Diamant mittel kurz, FG Diamant mittel 876K-31-012, FG Diamant grob vergoldet, FG Diamant grob, lang, FG Diamond coarse, FG Diamant mittel, lang, FG FG Diamant mittel, lang vg, FG Kronentrenner Zirkon, FG Diamant Trepanierer Zirkon VG, FG Diamant mittel 845KR-31-016, FG Diamant grob 6847KR-31-016, FG Diamant fein 847KR, FG Diamant mittel 847KR-31-016, FG Diamant fein, kurz, FG Diamond medium TM, Rosenbohrer FG •1,0 mm XL, Rosenbohrer FGXL Ø1,2 mm, Rosenbohrer FGXL Ø1,4 mm, Rosenbohrer FG •1,4 mm XL, Rosenbohrer FG XL Ø1,6 mm, Rosenbohrer FG •1,6 mm XL, Rosenbohrer FGXL Ø1,8 mm, Kario Cut carbide FG 1,8 mm, Rosenbohrer FGXL Ø2,3 mm, MINI-FLEX WST, FG mittel, lang, DIAFUTUR Set Vollkeramik, DIAFUTUR Intro - Set Zirkon, FG fein 801-014 weis+ rot, synt., FG grob, lang, FG fein, lang, FG Diamant fein = 530046, FG mittel 801-014 weiss+blau syn, FG Diamant mittel 805-31-012 Mav, FG Diamant mittel 805-31-014 Mav, FG Diamant mittel 805-31-016, FG Diamant mittel 805-31-018, FG Diamant mittel 805-31-010, FG Diamant mittel 805-31-009 Mav, FG Diamant mittel 805-31-023 Mav, FG Diamant fein 8801-31-023 Mave, FG Diamant fein 8859-31-010, FG Diamant mittel 859-31-010, FG Diamant grob 6813-31-014, FG Diamant grob 813-31-016, FG Diamant superfein vergoldet, FG Diamant extragrob 5811-31-037, FG Diamant fein, 257/014, FG Diamant mittel, FG Diamant grob DS, FG Diamant ultrafein DS 164/014, FG Diamant superfein DS 164/014, FG Diamant mittel DS, FG Diamant fein DS, FG Diamant superfein DS 297/014, Invasiv FG Diamant fein, Invasiv FG Diamant mittel, Perio Instrum, fein 258/014, Perio Instrum, mittel 258/014, Perio Instrum, superfein 259/014, Perio Instrum, fein 259/014, Perio Instrum, mittel 259/014, Wurzelinstr. Spitze blk.5° bl.R., Wurzelinstr.Spitze blk. 7° sw.Rg, ZIRCUT HST, Ø7mm, ZIRCUT WST, Ø7mm, ZIRCUT WST, ZIRCUT HST, Hartmetall 33L FG L 1,0 mm, Hartmetall 33L FG L 1,2 mm, Hartmetall 33L FG L 1,6 mm, Hartmetall 48 FG 1,2 mm lang, Carbide 44E FG 1,4 mm, Hartmetall 44E UF FG 1,8 mm, Hartmetall 47L FG 0,14, Hartmetall 48 FG 0,8 mm vollgold, Carbide 247UF FG 1,2 mm, Hartmetall 247UF FG 1,2 mm, Kronentrenner Transmetal FG 1,0mm, Kronentrenner Transmetal FG 1,2 mm, T 194-016 KFO-Entferner, KFO-Fräser Hartmetall 1,2 mm, HM Kario Cut WST Ø1,0 mm, Kario Cut CARBIDE, WST-SL 1,0, Kario Cut CARBIDE, WST-SL 1,2, HMKarioCut WSTØ1,4mm diamantiert, Kario Cut CARBIDE, WST-SL 1,4, HMKarioCut WSTØ1,6mm diamantiert, HM Kario Cut WST Ø1,6 mm grün, Kario Cut long CA 1,6 Diamant coated, Kario Cut CARBIDE, WST-SL 1,6, HMKarioCut WSTØ1,8mm diamantiert, HM Kario Cut WST Ø1,8 mm, Kario Cut CARBIDE, WST-L, KARIO-CUT Hartmetall, WST L 018 diamant., Kario Cut CARBIDE, WST-SL 1,8, HM Kario Cut WST Ø2,1 mm d, HM Kario Cut WST-L 2,1 mm, HM Kario Cut WST Ø 2,1 mm, Kario Cut CARBIDE, WST-SL 2,1, HM Kario Cut WST-L 2,3 mm, HM Kario Cut WST Ø 2,3 mm, Kario Cut CARBIDE, WST-SL 2,3, Rosenbohrer FGXL Ø0,8 mm, Rosenbohrer FGXL Ø1,0 mm, FG Diamant mittel minimalinvasiv, FG Diamant fein minimal invasiv, Invasiv FG Diamant mittel, blau, Invasiv FG fein, 138/007 MP838, Invasiv FG mittel, 138/007 MP838, Invasiv FG fein, 537/007 MP889, Invasiv FG mittel, 537/007 MP889, Invasiv FG fein, 537/009 MP889, Invasiv FG mittel, 537/009 MP889, Invasiv FG fein, 271/014 MP890, Invasiv FG mittel, 271/014 MP890, Invasiv FG fein, 237/012 MP830, Invasiv FG mittel, 237/012 MP830, Invasiv FG fein, 244/012 MP368, Invasiv FG mittel, 244/012 MP368, Invasiv FG fein, 001/009 MP801, Min Invasiv mittel 001/009 MP801, Invasiv FG mittel, 001/012 MP801, Invasiv FG mittel, 001/014 MP801, Invasiv FG mittel, 001/016 MP801, Invasiv FG fein, 019/008, MP802, Invasiv FG mittel, 019/008 MP802, Invasiv FG fein 019/010 MP802, Invasiv FG mittel, 019/010 MP802, Invasiv FG fein, 019/012 MP802, Invasiv FG mittel, 019/012 MP802, Invasiv FG fein, 019/014 MP802, Invasiv FG mittel, 019/014 MP802, Invasiv FG fein, 237/009 MP830, Invasiv FG mittel, 237/009 MP830, FG Piranhas grob, Piranhas grob, FG Piranhas grob, KL5,5, FG Piranhas fein, KL5,5, FG Piranhas mittel, FG Piranhas fein, Perio Set, Perio Instrum, superfein 267/012, Perio Instrument, fein 267/012, Perio Instrument, mittel 267/012, Perio Instrum, superfein 268/012, Perio Instrum, fein 268/012, Perio Instrum, mittel 268/012, Perio Instrum, superfein 258/014, FG Diamant superfein DS 496/012, FG Diamant superfein 532934 lief, FG Diamant grob DS 532935 liefe, FG Diamant fein DS 532936 liefer, FG Diamant mittel DS 532938 lief, DIAFUTUR grüner Ring, DIAFUTUR grüner Ring, grob, DIAFUTUR grob, FG Diamant grob DS K+ H10mm, FG Diamant mittel DS K+ H10mm, FG Diamant grob DS K+ H10mm, FG Diamant mittel DS K+ H10mm, FG Diamant grobDS, FG Diamant superfein DS 130/014, FG Diamant mittel = 530608 HC, FG Diamant grob = 530615 HC, FG Diamant grob = 530625 HC, FG Diamant grob DS, FG Diamant grob, FG Diamant superfein, FG Diamant superfein DS, 130/014, FG Diamant superfein DS, FG Diamant mittel DS, FG Diamant mittel DS, FG Diamant superfein, 257/014, FG Diamant mittel DS, FG Diamant Redux grob 519/018, FG Diamant Redux grob 515/016, FG Diamant Redux mittel 515/016, FG Diamant Redux grob 520/016, FG Diamant Redux mittel 520/016, CROSSY, FG Diamant Trepanierer Zirkon, Wunderkugel, FG Turbo R 837, mittel, FG Turbo R 837, FG Turbo R 847, FG Turbo R 847, mittel, FG Turbo R 848, mittel, FG Turbo R 848, FG Diamant extragrob DS, FG Diamant superfein DS, FG Diamant superfein DS, FG Diamant extragrob DS, FG Diamant superfein DS, FG Diamant fein DS, FG Diamant fein DS, FG Diamant ultrafein DS, FG Diamant ultrafein DS, FG Diamant extragrob DS 257/016, FG Diamant superfein DS 257/016, FG Diamant extragrob DS 532923, FG Diamant superfein DS 532924, FG Diamant grob DS 532925 liefer, FG Diamant fein DS 532926 lief, FG Diamant mittel DS 532928 lief, FG Diamant extragrob DS, FG Diamant fein DS, FG Diamant grob DS, FG Diamant mittel DS, FG Diamant grob DS, FG Diamant mittel DS, FG Diamant superfein DS, FG Diamant extragrob DS 111/010, FG Diamant grob DS, FG Diamant extragrob DS 532913, FG Diamant superfein 532914 lief, FG Diamant grob DS 532915 liefer, FG Diamant fein DS 532916 liefer, FG Diamant mittel DS 532918 lief, FG Diamant superfein, GL 21mm, FG Diamant fein, GL 21mm, FG Diamant extragrob 157/012, FG Diamant extragrob CC, FG Turbo Comp, FG Diamant grob 156/010 KL4, FG Diamant fein156/010 KL4, FG Diamant medium 156/010 KL4, Präparations-Set, Dr. KURBAD, FG Diamant grob 156/012 KL4mm, FG Diamant fein156/012 KL4mm, FG Diamant medium 156/012 KL4mm, FG Diamant feinDS, FG Diamant medium DS, FG Diamant fein, Maverick, FG Diamant extragrob DS, FG Diamant superfein DS 298/018, Kronen u.Brücken Set, Premier, FG Diamant medium 156/014 KL4mm, FG Diamant Reduzierer grob, FG Diamant Reduzierer mittel | Diamant Plus | 2024-01-29T00:00:00.000+01:00 | DFS-DIAMON GmbH - Landenstraße 1, D-93339, Riedenburg, Germany | 531823, 531824, 531825, 531826, 531828, 531833, 531834, 531835, 531836, 531838, 531843, 531844, 531845, 531846, 531848, 531855, 531856, 531858, 531863, 531864, 531865, 531866, 531868, 531873, 531874, 531875, 531876, 531878, 531883, 531884, 531885, 531886, 531888, 531893, 531894, 531895, 531896, 531898, 531902, 531903, 531904, 531905, 531906, 531908, 531913, 531914, 531915, 531916, 531918, 531923, 531924, 531925, 531926, 531928, 531933, 531935, 531936, 531938, 531943, 531944, 531945, 531946, 531948, 531953, 531955, 531956, 531958, 531963, 531964, 531965, 532585, 532586, 532588, 532595, 532596, 532598, 532604, 532605, 532606, 532608, 532615, 532616, 532618, 532626, 532628, 532633, 532635, 532636, 532638, 532645, 532648, 532653, 532654, 532655, 532656, 532658, 532664, 532665, 532666, 532668, 532673, 532675, 532676, 532678, 532683, 532685, 532686, 532688, 532695, 532705, 532706, 532708, 532715, 532716, 532718, 532725, 532726, 532728, 532733, 532735, 532738, 532745, 532746, 532748, 532758, 532763, 532765, 532768, 532775, 532776, 532778, 532783, 532788, 532793, 532798, 532803, 532804, 532805, 532806, 532808, 531966, 531968, 531978, 531985, 531988, 531993, 531998, 532004, 532005, 532006, 532008, 532009, 532010, 532014, 532015, 532016, 532018, 532020, 532022, 532023, 532025, 532026, 532028, 532035, 532038, 532040, 532046, 532053, 532063, 532064, 532065, 532066, 532068, 532073, 532075, 532076, 532078, 532093, 532098, 532100, 532103, 532105, 532106, 532108, 532113, 532115, 532116, 532118, 532120, 532125, 532126, 532128, 532133, 532134, 532135, 532136, 532138, 532143, 532145, 532146, 532148, 532153, 532154, 532155, 532156, 532158, 532165, 532166, 532168, 532175, 532176, 532183, 532184, 532185, 532186, 532188, 532195, 532196, 532203, 532205, 532206, 532208, 532213, 532215, 532216, 532218, 532223, 532225, 532226, 532228, 532233, 532234, 532235, 532236, 532238, 532248, 532255, 532256, 532258, 532265, 532266, 532268, 532273, 532275, 532276, 532278, 532285, 532288, 532295, 532305, 532306, 532308, 532313, 532315, 532316, 532318, 532323, 532325, 532326, 532328, 532333, 532335, 532336, 532338, 532345, 532346, 532348, 532355, 532356, 532358, 532365, 532366, 532368, 532374, 532376, 532386, 532395, 532396, 532398, 532405, 532406, 532408, 532413, 532414, 532415, 532416, 532418, 532425, 532426, 532428, 532433, 532435, 532436, 532438, 532440, 532443, 532445, 532446, 532448, 532455, 532456, 532458, 532465, 532466, 532468, 532473, 532474, 532475, 532476, 532478, 532485, 532488, 532493, 532495, 532496, 532498, 532503, 532504, 532505, 532506, 532508, 532513, 532515, 532516, 532518, 532525, 532526, 532528, 532535, 532536, 532538, 532544, 532545, 532546, 532548, 532555, 532556, 532558, 532563, 532564, 532565, 532566, 532568, 532573, 532574, 532575, 532576, 532578, 532583, 532584, 531110, 531113, 531114, 531115, 531116, 531118, 531120, 531123, 531124, 531125, 531126, 531128, 531133, 531134, 531135, 531136, 531138, 531143, 531144, 531145, 531146, 531148, 531153, 531155, 531156, 531158, 531163, 531165, 531166, 531168, 531178, 531188, 531195, 531205, 531206, 531208, 531218, 531224, 531225, 531228, 531234, 531235, 531238, 531248, 531253, 531255, 531258, 531263, 531265, 531268, 531275, 531278, 531284, 531288, 531295, 531296, 531298, 531304, 531305, 531306, 531308, 531313, 531314, 531315, 531316, 531318, 531324, 531325, 531326, 531328, 531333, 531335, 531336, 531338, 531348, 531355, 531368, 531375, 531376, 531378, 531382, 531383, 531385, 531386, 531388, 531398, 531403, 531404, 531405, 531406, 531408, 531413, 531414, 531415, 531416, 531418, 531423, 531424, 531428, 531438, 531444, 531446, 531448, 531454, 531456, 531458, 531463, 531464, 531465, 531466, 531468, 531474, 531476, 531478, 531488, 531494, 531495, 531496, 531498, 531503, 531504, 531505, 531506, 531508, 531513, 531514, 531515, 531516, 531518, 531523, 531524, 531525, 531526, 531528, 531535, 531538, 531545, 531548, 531555, 531556, 531558, 531565, 531566, 531568, 531575, 531578, 531583, 531584, 531585, 531586, | Klasa IIa | Protetike e strukturave implantare | Pajisje dentare
15874 | Rotary dental instruments - dental polishers: Prophylaxe Polierer, 2ceram, 2comp, 2metal, Durocomp, Circopol N, Circopol N, Prophylaxe Spitze einzeln, Prophylaxe Set Spitze, Prophylaxe Kelch einzeln, Prophylaxe Set Kelch, Prophylaxe Set sortiert, Spezial Polierer Flamme rot WST, Spezial Polierer Flamme blau WST, Spezial Polierer Flamme grau WST, 2metal Polierer Spitze WST, 2metal Polierer Linse WST., 2metal Polierer Spitze WST., 2metal Polierer Spitze klein WST, 2metal Polierer Spitze klein WST., 2metal Polierer Kelch WST, 2metal Polierer Kelch WST., 2metal Polierer Linse WST, Polierer Durocomp Torpedo groß WST, Polierer Durocomp Torpedo groß WST., Polierer Durocomp Torpedo klein WST., Polierer Durocomp Kelch WST, Polierer Spitze WST. blau Ø3,3, 2ceram Keramikpolierer Spitze WST., Polierer Kelch WST. blau Ø6,5, 2ceram Keramikpolierer Kelch WST., Polierer Linse WST. blau Ø10,0, 2ceram Keramikpolierer Linse WST, Polierer Spitze WST. grau Ø3,3, 2ceram Keramikpolierer Spitze WST, Polierer Kelch WST. grau Ø6,5, 2ceram Keramikpolierer Kelch WST, Polierer Linse WST. grau Ø10,0, Polierer Spitze WST. gelb Ø3,3, Polierer Kelch WST.gelb Ø6,5, 2comp Polierer Kelch WST., Polierer Linse WST. gelb Ø10,0, Polierer Durocomp Torpedo klein WST, Polierer Durocomp Linse WST, Polierer Durocomp Linse WST., Polierer Durocomp Kelch WST., Polierer Spitze WST. gelb Ø5,0, 2comp Polierer Spitze WST., Polierer Spitze WST. h.grau Ø3, 2comp Polierer Spitze klein WST, Polierer Kelch WST. h.grau Ø6,, Polierer Linse WST. h.grau Ø6,, 2comp Polierer Linse WST., Polierer Spitze WST. h.grau Ø5, 2ceram Polierer Spitze FG, 2ceram Polierer Spitze FG., 2ceram Polierer Kelch FG, 2ceram Polierer Kelch FG., 2comp Polierer Spitze klein FG, 2comp Polierer Spitze klein FG. | Diamant Plus | 2024-01-29T00:00:00.000+01:00 | DFS-DIAMON GmbH - Landenstraße 1, D-93339, Riedenburg, Germany | n/a, 80028, 80029, 80010, 800108, 80011, 800118, 800128, 800121, 800141, 800151, 800400, 800406, 800410, 800416, 800420, 800426, 800430, 800436, 800440, 800446, 800470, 800476, 800480, 800486, 800490, 800496, 800550, 800559, 800560, 800569, 800570, 800579, 800580, 800589, 800610, 800616, 800620, 800626, 800630, 800636, 800640, 800646, 800650, 800656, 800660, 800666, 800670, 800676, 800680, 800686, 800690, 800696, 800750, 800759, 800760, 800769, 800770, 800779, 800780, 800789, 800800, 800806, 800810, 800816, 800820, 800826, 800830, 800836, 800840, 800846, 800910, 800916, 800920, 800926, 803500, 803506, 803510, 803516, 803520, 803526, 803530, 803536, 803540, 803546, 803550, 803556 | Klasa IIa | Instrumenta dentar rrotullues | Pajisje dentare
15875 | Knochenfräser HM 33 HST 2,1 mm, Knochenfräser Allport X WST 027, Knochenfräser Allport X WST 031, Knochenfräser Allport X WST 035, Knochenfräser Allport X WST 040, Knochenfräser Allport X WST 050, Knochenfräser HST 2,7 mm Allport, Knochenfräser Allport HST 031 T, Knochenfräser HST 3,1 mm Allport, Knochenfräser Allport X HST 031, Knochenfräser HST 2,3 mm Allport, Knochenfräser Allport HST 010 T, Knochenfräser Allport X HST 010, Knochenfräser FG L 1,2 mm, TiN beschichtet, Bone cutter CA 1,2 mm, TiN coated, Bone cutter FG L 1,2 mm, TiN coated, Knochenfräser FG XL 1,6 mm TiN, Knochenfräser HST 1,6 mm TiN, Knochenfräser FG 1,6 mm TiN, Bone cutter HP 1,6 mm, TiN coated, Knochenfräser FG L 1,6 mm, TiN beschichtet, Knochenfräser HST 1,6 mm, TiN beschichtet, Bone cutter FG 1,2 mm, TiN coated, Knochenfräser FG XL 1,2 mm TiN beschichtet, HM Knochenfr. HST Ø2,3 mm XL, FG Diamant grob ENDO kurz, Knochenfräser HST 1,4 mm Allport, Knochenfräser HST 1,8 mm Allport, Knochenfräser Allport HST 010, Knochenfräser WST 2,6 mm TiAln beschichtet, Knochenfräser WST 2,6 mm TiAln beschichtet lang, Knochenfräser WST 2,1 mm TiAln beschichtet, Knochenfräser WST 2,1 mm lang TiAln beschichtet, HM Knochenfräser WST, Knochenfräser FG L 1,2 mm, Knochenfräser WST 1,2 mm, Knochenfräser FG XL 1,2, Knochenfräser FG XL 1,6 mm, Knochenfräser HST 1,6 mm, Knochenfräser FG 1,6 mm, Knochenfräser FG L 1,6 mm,, Knochenfräser FG XL 1,2 mm, Knochenfräser C 161 FG XL, Knochenfräser C 161 WST L, Knochenfräser C 161 HST, Knochenfräser C 162 FG XL, Knochenfräser C 162 WST L, Knochenfräser C 162 HST, Knochenfräser C162A HST, Knochenfräser C163 HST, Knochenfräser WST L C161 1,6 mm, Knochenfräser HST C161 1,6 mm, Knochenfräser FG XL C162 1,6 mm, Knochenfräser WST L C162 1,6 mm, Knochenfräser HST C162 1,6 mm, Knochenfräser C166 HST, Knochenfräser Apex Bohrer, Knochenfräser Carboss "Supra", Knochenfräser HM Kugel 023, Knochenfräser HM konisch 016, VHM Knochenfräser C 167 RAXL, VHM Knochenfräser C 687 X, Knochenfräser Hartmetall WST, Knochenfräser Hartmetall FG la, Knochenfräser Typ 161 FG, Knochenfräser rostfrei HST, IS, Knochenfräser Typ 162 FG, Knochenfräser rostfrei WST, IS, Knochenfräser Typ 164 WST, Knochenfräser Typ 165 WST, Knochenfräser Typ 167 HST Stahl, Knochenfräser Typ 168 WST, HM Knochenfräser diamantiert FG 1,4 mm, Hartmetall C389 diamantiert FG, HM C389 Hals diamantiert WST, DIADOSS Knochenfräser rostfr., DIADOSS Knochenfräser rostfr.W, DIADOSS Knochenfräser rostfr.F, VHM Knochenfräser HST 1,8 mm, VHM Knochenfräser HST 2,1 mm, VHM Knochenfräser HST 2,3 mm, FG Diamant Endo, Knochenfräser HM 33 HST 1,2 mm, Knochenfräser HM 33 HST 1,6 mm, HM Knochenfr. 33 HST 1,6 mm XL, Rotary dental instruments - Bone Cutters, Diamond coated carbide endo access burs, diamond coated instruments, Knochenfräser rostfrei I, Knochenfräser rostfrei II, Knochenfräser rostfrei III, Knochenfräser Hartmetall FG, HM Knochenfräser Typ 168 WST 2,1 mm, HM Knochenfräser Typ 168 WST L 2,3 mm, HM Knochenfräser Typ 168 HST 2,3 mm, Knochenfräser Allport WST 2,3 mm, Knochenfräser Allport WST 2,5 mm, Knochenfräser VHM C 151 FG lang, Knochenfräser VHM C 151 WST L, Knochenfräser Allport WST 027, Knochenfräser Allport WST 031, Knochenfräser Allport WST 035, Knochenfräser Allport WST 040, Knochenfräser Allport WST 050, Knochenfräser Allport HST 2,7 mm, Knochenfräser Allport HST 3,1 mm, Knochenfräser VHM C 152 FG lang, Knochenfräser VHM C 152 WST, Knochenfräser VHM C 152 FG | Diamant Plus | 2024-01-29T00:00:00.000+01:00 | DFS-DIAMON GmbH - Landenstraße 1, D-93339, Riedenburg, Germany | 109321M, 110115X, 110116X, 110117X, 110118X, 110119X, 110120X, 110121T, 110121X, 110121XT, 110128X, 110129T, 110129X, 110129XT, 110221XT, 110311T, 110312T, 110313T, 110314T, 110315T, 110316T, 110317T, 110318T, 110319T, 110320T, 110321T, 117023XL, 538275MF, 110126, 110127, 110128, 110129, 110134, 110144, 110154, 110164, 110184, 110213, 110311, 110312, 110313, 110314, 110315, 110316, 110317, 110318, 110319, 110320, 110321, 110322, 110323, 110324, 110325, 110326, 110327, 110328, 110329, 110330, 110331, 110332, 110333, 110334, 110335, 110336, 110337, 111097, 111098, 111197, 111198, 111200, 111220, 111413, 111414, 111423, 111613, 111614, 111622, 111623, 111624, 111634, 111644, 111654, 111662, 111664, 111674, 111675, 111684, 116012, 116014, 116110, 116112, 116122, 116218, 121613, 121614, 121623, 121624, 121633, 121718, 121721, 121723, 538165, 538265, 538275, 109312M, 109316M, 109316XL, n/a, 110013, 110023, 110033, 110093, 110094, 110095, 110096, 110111, 110112, 110113, 110114, 110115, 110116, 110117, 110118, 110119, 110120, 110121, 110123, 110124, 110125 | Klasa IIa | Instrumenta rrotullues dentar | Pajisje dentare
15876 | Rotary dental instruments - Soft Tissue Trimmer PreciCut, PreciCut long | Diamant Plus | 2024-01-29T00:00:00.000+01:00 | DFS-DIAMON GmbH - Landenstraße 1, D-93339, Riedenburg, Germany | 535000, 535100 | Klasa IIa | Instrument dentr rrotullues | Pajisje dentare
15877 | Dental Alloys - Niadur, Diadur, BiodurSoft | Diamant Plus | 2024-01-29T00:00:00.000+01:00 | DFS-DIAMON GmbH - Landenstraße 1, D-93339, Riedenburg, Germany | 15088-0, 15088-1, 15088-2, 15088-5, 15091-0, 15091-1, 15091-2, 15091-5, 15089-0, 15089-1, 15089-2, 15089-5 | Klasa IIa | Metale per ura dhe skelete dentare | Pajisje dentare
15893 | DIACITRAL 20% MD packed in (HDPE) bottles of 1L and canisters of 5 L and 10 L, DIACITRAL 50% MD packed in (HDPE) bottles of 1L and canisters of 5 L and 10 L | E v i t a | 2024-01-30T00:00:00.000+01:00 | ZHIVAS Ltd 36 Dondoukov Blvd. 1000, Sofia, Bulgaria | N/A | Klasa IIb | Tretësirë e koncentruar për pastrim, dekalcifikim dhe dezinfektim të nxehtë të makinave për hemodializë | Tjeter
15878 | Aquafluor, Caicident 450, C-Bond Seif Etch, C.-Bond, Competence Flow, Competence Universal, Dent-a-cav, Extra Gel, Fisseal, Glass Liner, P-Cem, Pro-Fill, Secura Varnish, Securacem, Securafil LC, Securafix, WP Metalprime, WP PerfectPrint -Splint | Diamant Plus | 2024-01-30T00:00:00.000+01:00 | dent a pharm Produktionsgesellschaft mbH - Schusterring 35, 25355 Bramstedt, Germany | WP4004/WP4005/WP4948/WP4949, WP4200/WP420 1, WP4018/WP4048, WP4230/WP4300, WP4190/WP419l/WP4192/WP4190/WP419l/WP4 192/WP4190/WP4190/WP419l/WP4192/WP4398, WP4088/WP4250/WP425 l/WP4252/WP4253/WP4254/WP4255P4256/WP4257/WP4258/WP4259/WP426O/WP426 lP4264/WP4265/WP4266/WP4267/WP4292/WP4294P4297/WP4346/WP4349/WP4388/WP4397/WP9034/WP9055, WP4311/WP4312/WP5627/WP5628, WP4050/WP4051, WP4170, WP5601/WP5602, WP4010, WP4041, WP4099, WP4072/WP4092, WP4 144, WP4110/WP4093, WP5593, WP5180/WP5185/WP5159/WP5160 | Klasa IIa | Florizues dhembesh, Shtrese izoluese dhe mbushes kanalesh per terapi dentare, Bond per cement mbushes, Cement mbushes dentar, Acid per mbushje dentare, Cement mbushes per fisura dentare, Shterse izoluese per mbushje dentare, Cement per ngjitje provizore te urave, Cement mbushes provizor dentar, Silant per cement dentar, Cement mbushes, Cement fiksues, Bond per kompozit dhe metal, Material per modele | Pajisje dentare
15907 | CALLIFUGO ALPINO POMATA EXTRAFORTE | CFO PHARMA | 2024-02-02T00:00:00.000+01:00 | GIOVANARDI FARMACEUTICI S.R.L. SEDE LEGALE VIA GROPALLO 3/9 16122 GENOVA ITALY. | XX102 | Klasa IIa | POMADE ME PERMBAJTJE ACIDI SALICILIK, I CILI KA EFEKT NE LARGIMIN E QELIZAVE TE VDEKURA NGA LEKURA. KA ACID LAKTIK DHE VAZELINE QE E MBAJNE LEKUREN TE HIDRATUAR PA SHKAKTUAR THARRJE DHE IRRITIM TE ZONES SE LOKALIZUAR. APLIKOHET DY HERE NE DITE ME EFEKT LOKAL . | Tjeter
15894 | ARCHITECT iCarbamazepine Calibrators 1P36-01, ARCHITECT iCarbamazepine Reagent Kit 1P36-25 | PEGASUS. | 2024-01-31T00:00:00.000+01:00 | Abbott GmbH Max Planck Ring 2 65205 Wiesbaden Germany | 1P36-01, 1P36-25 | In vitro | Jane reagente qe perdoren si mates precizioni te analizes sasiore te karbamazepines ne gjak me sistemin Architect., Jane reagente qe perdoren per analizen sasiore te Karbamazepines ne gjak me sistemin Architect | Pajisje te diagnostifikimit in vitro
15724 | Sizer trays | BIOMETRIC ALBANIA | 2024-01-30T00:00:00.000+01:00 | Edwards Lifesciences LLC - Adresa: One Edwards Way, Irvine, CA 92614, USA | TRAY1133, TRAY1161, TRAY1169, TRAY1169HP, SET1173, TRAY1174, TRAY1175, TRAY1190, TRAY1252, TRAY1262 | Klasa I | Pajisje per mbajtjen e matesave te Unazve, Valvulave dhe aksesoreve te tjere. | Produkte per institucione te kujdesit shendetesor
15908 | VP1+VP2 70422 | LABOPHARMA SHPK | 2024-02-02T00:00:00.000+01:00 | Biomerieux SA 376 Chemin de l'Orme 69280 Marcy-l'Etoile France | 70422 | In vitro | Jane reagente qe perdoren ne analizen sasiore te plasminidit te virusit ne laborator. | Pajisje te diagnostifikimit in vitro
15895 | Heart Valve Accessories (Sizers and Disposable Handle) | BIOMETRIC ALBANIA | 2024-02-02T00:00:00.000+01:00 | Edwards Lifesciences LLC - Adresa: One Edwards Way Irvine, CA 92614, USA | 1133, 1161, 1169P, 1169HP, 1173B, 1173R, 1174, 1174CAR, 1174COS, 1174PHY, 1175, 1175CAR, 1175COS, 1183R, 1252, 1262, 1190, 1126 | Klasa IIa | Aksesore per Unaza dhe Valvula te Zemres (Set Matesash dhe Doreza) | Produkte per institucione te kujdesit shendetesor
15896 | 4 French Pointer Angiographic Catheter / 3DS, 4 French Pointer Angiographic Catheter / AL1, 4 French Pointer Angiographic Catheter / AL2, 4 French Pointer Angiographic Catheter / AL3, 4 French Pointer Angiographic Catheter / AR 1 MOD, 4 French Pointer Angiographic Catheter / AR 2 MOD, 4 French Pointer Angiographic Catheter / AR MOD, 4 French Pointer Angiographic Catheter / GAMAL, 4 French Pointer Angiographic Catheter / IM, 4 French Pointer Angiographic Catheter / JL3, 4 French Pointer Angiographic Catheter / JL3.5, 4 French Pointer Angiographic Catheter / JL4, 4 French Pointer Angiographic Catheter / JL4.5, 4 French Pointer Angiographic Catheter / JL5, 4 French Pointer Angiographic Catheter / JL6, 4 French Pointer Angiographic Catheter / JR3, 4 French Pointer Angiographic Catheter / JR3.5, 4 French Pointer Angiographic Catheter / JR4, 6 French Pointer Angiographic Catheter / PIG/8, 6 French Pointer Angiographic Catheter / PIG145/8, 6 French Pointer Angiographic Catheter / PIG155/8, 6 French Pointer Angiographic Catheter / RAD, 6 French Pointer Angiographic Catheter / RCB, 6 French Pointer Angiographic Catheter / SONES 1, 6 French Pointer Angiographic Catheter / SONES 1/2, 6 French Pointer Angiographic Catheter / SONES 2, 6 French Pointer Angiographic Catheter / SONES 2/2, 6 French Pointer Angiographic Catheter / TIG 2, 6 French Pointer Angiographic Catheter / JL3.5 - 3DS, 6 French Pointer Angiographic Catheter / JL3.5 - JR4, 6 French Pointer Angiographic Catheter / JL3.5 - JR5, 6 French Pointer Angiographic Catheter / JL4 - 3DS, 6 French Pointer Angiographic Catheter / JL4 - JR4, 6 French Pointer Angiographic Catheter / JL4 - JR5, 6 French Pointer Angiographic Catheter / JL4.5 - JR5, 6 French Pointer Angiographic Catheter / RAD - 3DS, 6 French Pointer Angiographic Catheter / RAD - JR4, 6 French Pointer Angiographic Catheter / JL3.5 - JR3.5- PIG/8, 6 French Pointer Angiographic Catheter / JL3.5 - JR4 - PIG145/8, 6 French Pointer Angiographic Catheter / JL4 – PIG/8 - 3DS, 6 French Pointer Angiographic Catheter / JL4 - PIG145/8 - 3DS, 6 French Pointer Angiographic Catheter / JL4 - AR2 - PIG145/8, 6 French Pointer Angiographic Catheter / JL4 – ARMOD - PIG145/8, 6 French Pointer Angiographic Catheter / JL4 - JR3.5 – PIG/8, 6 French Pointer Angiographic Catheter / JL4 - JR4 – PIG/8, 6 French Pointer Angiographic Catheter / JL4 - JR4 - PIG145/8, 4 French Pointer Angiographic Catheter / JR4.5, 4 French Pointer Angiographic Catheter / JR5, 4 French Pointer Angiographic Catheter / JR6, 4 French Pointer Angiographic Catheter / LCB, 4 French Pointer Angiographic Catheter / MPA SH, 4 French Pointer Angiographic Catheter / MPA, 4 French Pointer Angiographic Catheter / MPA/2, 4 French Pointer Angiographic Catheter / MPB, 4 French Pointer Angiographic Catheter / MPB/2, 4 French Pointer Angiographic Catheter / PIG/8, 4 French Pointer Angiographic Catheter / PIG145/8, 4 French Pointer Angiographic Catheter / PIG155/8, 4 French Pointer Angiographic Catheter / RAD, 4 French Pointer Angiographic Catheter / RCB, 4 French Pointer Angiographic Catheter / SONES 1, 4 French Pointer Angiographic Catheter / SONES 1/2, 4 French Pointer Angiographic Catheter / SONES 2, 4 French Pointer Angiographic Catheter / SONES 2/2, 4 French Pointer Angiographic Catheter / TIG 2, 4 French Pointer Angiographic Catheter / JL3.5 - 3DS, 4 French Pointer Angiographic Catheter / JL3.5 - JR4, 4 French Pointer Angiographic Catheter / JL3.5 - JR5, 4 French Pointer Angiographic Catheter / JL4 - 3DS, 4 French Pointer Angiographic Catheter / JL4 - JR4, 4 French Pointer Angiographic Catheter / JL4 - JR5, 4 French Pointer Angiographic Catheter / JL4.5 - JR5, 4 French Pointer Angiographic Catheter / RAD - 3DS, 4 French Pointer Angiographic Catheter / RAD - JR4, 4 French Pointer Angiographic Catheter / JL3.5 - JR4 - PIG145/8, 4 French Pointer Angiographic Catheter / JL4 - 3DS– PIG/8, 4 French Pointer Angiographic Catheter / JL4 - 3DS- PIG145/8, 4 French Pointer Angiographic Catheter / JL4 - AR2 - PIG145/8, 4 French Pointer Angiographic Catheter / JL4 – ARMOD - PIG145/8, 4 French Pointer Angiographic Catheter / JL4 - JR3.5 – PIG/8, 4 French Pointer Angiographic Catheter / JL4 - JR4 – PIG/8, 4 French Pointer Angiographic Catheter / JL4 - JR4 - PIG145/8, 5 French Pointer Angiographic Catheter / 3DS, 5 French Pointer Angiographic Catheter / AL1, 5 French Pointer Angiographic Catheter / AL2, 5 French Pointer Angiographic Catheter / AL3, 5 French Pointer Angiographic Catheter / AR 1 MOD, 5 French Pointer Angiographic Catheter / AR 2 MOD, 5 French Pointer Angiographic Catheter / AR MOD, 5 French Pointer Angiographic Catheter / GAMAL, 5 French Pointer Angiographic Catheter / IM, 5 French Pointer Angiographic Catheter / JL3, 5 French Pointer Angiographic Catheter / JL3.5, 5 French Pointer Angiographic Catheter / JL4, 5 French Pointer Angiographic Catheter / JL4.5, 5 French Pointer Angiographic Catheter / JL5, 5 French Pointer Angiographic Catheter / JL6, 5 French Pointer Angiographic Catheter / JR3, 5 French Pointer Angiographic Catheter / JR3.5, 5 French Pointer Angiographic Catheter / JR4, 5 French Pointer Angiographic Catheter / JR4.5, 5 French Pointer Angiographic Catheter / JR5, 5 French Pointer Angiographic Catheter / JR6, 5 French Pointer Angiographic Catheter / LCB, 5 French Pointer Angiographic Catheter / MPA, 5 French Pointer Angiographic Catheter / MPA/2, 5 French Pointer Angiographic Catheter / MPB, 5 French Pointer Angiographic Catheter / MPB/2, 5 French Pointer Angiographic Catheter / PIG/8, 5 French Pointer Angiographic Catheter / PIG145/8, 5 French Pointer Angiographic Catheter / PIG155/8, 5 French Pointer Angiographic Catheter / RAD, 5 French Pointer Angiographic Catheter / RCB, 5 French Pointer Angiographic Catheter / SONES 1, 5 French Pointer Angiographic Catheter / SONES 1/2, 5 French Pointer Angiographic Catheter / SONES 2, 5 French Pointer Angiographic Catheter / SONES 2/2, 5 French Pointer Angiographic Catheter / TIG 2, 5 French Pointer Angiographic Catheter / JL3.5 - 3DS, 5 French Pointer Angiographic Catheter / JL3.5 - JR4, 5 French Pointer Angiographic Catheter / JL3.5 - JR5, 5 French Pointer Angiographic Catheter / JL4 - 3DS, 5 French Pointer Angiographic Catheter / JL4 - JR4, 5 French Pointer Angiographic Catheter / JL4 - JR5, 5 French Pointer Angiographic Catheter / JL4.5 - JR5, 5 French Pointer Angiographic Catheter / RAD - 3DS, 5 French Pointer Angiographic Catheter / RAD - JR4, 5 French Pointer Angiographic Catheter / JL3.5 - JR4 - PIG145/8, 5 French Pointer Angiographic Catheter / JL4 – PIG/8 -3DS, 5 French Pointer Angiographic Catheter / JL4 - PIG145/8 -3DS, 5 French Pointer Angiographic Catheter / JL4- AR2 -PIG145/8, 5 French Pointer Angiographic Catheter / JL4 – ARMOD- PIG145/8, 5 French Pointer Angiographic Catheter / JL4 - JR3.5- PIG/8, 5 French Pointer Angiographic Catheter / JL4 - JR4 – PIG/8, 5 French Pointer Angiographic Catheter / JL4 - JR4 - PIG145/8, 6 French Pointer Angiographic Catheter / 3DS, 6 French Pointer Angiographic Catheter / AL1, 6 French Pointer Angiographic Catheter / AL2, 6 French Pointer Angiographic Catheter / AL3, 6 French Pointer Angiographic Catheter / AR 1 MOD, 6 French Pointer Angiographic Catheter / AR 2 MOD, 6 French Pointer Angiographic Catheter / AR MOD, 6 French Pointer Angiographic Catheter / GAMAL, 6 French Pointer Angiographic Catheter / IM, 6 French Pointer Angiographic Catheter / JL3, 6 French Pointer Angiographic Catheter / JL3.5, 6 French Pointer Angiographic Catheter / JL4, 6 French Pointer Angiographic Catheter / JL4.5, 6 French Pointer Angiographic Catheter / JL5, 6 French Pointer Angiographic Catheter / JL6, 6 French Pointer Angiographic Catheter / JR3, 6 French Pointer Angiographic Catheter / JR3.5, 6 French Pointer Angiographic Catheter / JR4, 6 French Pointer Angiographic Catheter / JR4.5, 6 French Pointer Angiographic Catheter / JR5, 6 French Pointer Angiographic Catheter / JR6, 6 French Pointer Angiographic Catheter / LCB, 6 French Pointer Angiographic Catheter / MPA, 6 French Pointer Angiographic Catheter / MPA/2, 6 French Pointer Angiographic Catheter / MPB, 6 French Pointer Angiographic Catheter / MPB/2 | MONTAL | 2024-02-06T00:00:00.000+01:00 | PendraCare International B.V. Van der Waalspark 22, 9351 VC Leek, The Netherlands. SRN.: NL-MF-000002977 | 14100001, 14100201, 14100301, 14100401, 14100601, 14100801, 14100901, 14101201, 14101701, 14102001, 14102101, 14102201, 14132201, 14102301, 14102401, 14102501, 14102601, 14102701, 14102801, 14132801, 16134001, 16114101, 16134101, 16114201, 16134201, 16105001, 16105501, 16105801, 16105901, 16106001, 16106101, 16107001, 16200101, 16200201, 16200301, 16200601, 16200701, 16200801, 16201001, 16201501, 16201701, 16314801, 16315101, 16315401, 16315501, 16315701, 16315801, 16316001, 16316201, 16316301, 14102901, 14103001, 14103101, 14103401, 14103501, 14103601, 14103701, 14103801, 14103901, 14114001, 14134001, 14114101, 14134101, 14114201, 14134201, 14105001, 14105501, 14105801, 14105901, 14106001, 14106101, 14107001, 14200101, 14200201, 14200301, 14200601, 14200701, 14200801, 14201001, 14201501, 14201701, 14315101, 14315401, 14315501, 14315701, 14315801, 14316001, 14316201, 14316301, 15100001, 15100201, 15100301, 15100401, 15100601, 15100801, 15100901, 15101201, 15101701, 15102001, 15102101, 15102201, 15132201, 15102301, 15102401, 15102501, 15102601, 15102701, 15102801, 15132801, 15102901, 15103001, 15103101, 15103401, 15103601, 15103701, 15103801, 15103901, 15114001, 15134001, 15114101, 15134101, 15114201, 15134201, 15105001, 15105501, 15105801, 15105901, 15106001, 15106101, 15107001, 15200101, 15200201, 15200301, 15200601, 15200701, 15200801, 15201001, 15201501, 15201701, 15315101, 15315401, 15315501, 15315701, 15315801, 15316001, 15316201, 15316301, 16100001, 16100201, 16100301, 16100401, 16100601, 16100801, 16100901, 16101201, 16101701, 16102001, 16102101, 16102201, 16132201, 16102301, 16102401, 16102501, 16102601, 16102701, 16102801, 16132801, 16102901, 16103001, 16103101, 16103401, 16103601, 16103701, 16103801, 16103901, 16114001 | Klasa III | Jane pajisje mjekesore të destinuara per angiografi Koronare dhe periferike | Pajisje nje perdorimeshe
16022 | Dental ImplantSystem;Surgical instrument | DENTAL LEADER -CORSI | 2024-02-16T00:00:00.000+01:00 | ZEROS Co., Ltd 138-13, Pyeonggang-ro 345beon-gil, Gangseo-gu, Busan, Korea (46700) | TSD2006, TSD2007, TSD2008, TSD20085, TSD2009, TSD2010, TSD22011, TSD20115, TSD2012, TSD2013, TSD2015, TSD3506 , TSD3507, TSD3508 , TSD35085, TSD3509 , TSD3510 , TSD3511, TSD35115, TSD3512, TSD3513 , TSD3515, TSD4006, TSD4007, TSD4008, TSD40085 , TSD4009, TSD4010, TSD4011, TSD40115 , TSD4012, TSD4013 , TSD4015, TSD4506, TSD4507 , TSD4508 , TSD45085, TSD4509 , TSD4510, TSD4511, TSD45115, TSD4512, TSD4513, TSD4515 , TSD5006, TSD5007, TSD5008, TSD50085, TSD5009, TSD5010 , TSD5011, TSD50115, TSD5012, TSD5013, TSD5015, TSD5506, TSD5507, TSD5508, TSD55085, TSD5509, TSD5510, TSD5511, TSD55115, TSD5512, TSD5513, TSD5515, TSD6006 , TSD6007, TSD6008, TSD60085, TSD6009, TSD6010, TSD6011 , TSD60115, TSD6012, TSD6013, TSD6015, TCB, TSPD35, TSPD40, TSPD45, TSPD50, TSPD60, THD35, THD40, THD45, THD50, THD55, THD60, TPD2030, TPD16, TTP40, TTP50, TLD | Klasa IIa | Sistemi i Implanteve Dentare; Instrumente kirurgjikale | Pajisje dentare
15764 | PASTE for EEG (Elefix) | O.E.S DISTRIMED | 2024-02-09T00:00:00.000+01:00 | NIHON KOHDEN CORPORATION 1-31-4 Nishiochiai,Shinjuku-ku Tokyo 161-8560,Japan | Z-181BE, Z-181JE, Z-401CE | Klasa I | Paste percuese e elektrodave te EEG | Tjeter
15879 | G7 NEUTRAL ARCOMXL LINER 28MM D, G7 NEUTRAL ARCOMXL LINER 28MM E, G7 NEUTRAL ARCOMXL LINER 28MM F, G7 NEUTRAL ARCOMXL LINER 32MM B, G7 NEUTRAL ARCOMXL LINER 32MM C, G7 NEUTRAL ARCOMXL LINER 32MM D, G7 NEUTRAL ARCOMXL LINER 32MM E, G7 NEUTRAL ARCOMXL LINER 32MM F, G7 NEUTRAL ARCOMXL LINER 32MM G, G7 NEUTRAL ARCOMXL LINER 32MM H, G7 NEUTRAL ARCOMXL LINER 36MM D, G7 NEUTRAL ARCOMXL LINER 36MM E, G7 NEUTRAL ARCOMXL LINER 36MM F, G7 NEUTRAL ARCOMXL LINER 36MM G, G7 NEUTRAL ARCOMXL LINER 36MM H, G7 NEUTRAL ARCOMXL LINER 36MM I, G7 NEUTRAL ARCOMXL LINER 36MM J, G7 NEUTRAL ARCOMXL LINER 40MM F, G7 NEUTRAL ARCOMXL LINER 40MM G, G7 NEUTRAL ARCOMXL LINER 40MM H, G7 NEUTRAL ARCOMXL LINER 40MM I, G7 NEUTRAL ARCOMXL LINER 40MM J, G7 FINNED BM 4 HOLE SHELL 56F, G7 FINNED BM 4 HOLE SHELL 58G, G7 FINNED BM 4 HOLE SHELL 60G, G7 FINNED BM 4 HOLE SHELL 62H, G7 FINNED BM 4 HOLE SHELL 64H, G7 FINNED BM 4 HOLE SHELL 66I, G7 FINNED BM 4 HOLE SHELL 68I, G7 NEU +5MM ARCOMXL LINER 28MM A, G7 NEU +5MM ARCOMXL LINER 28MM B, G7 NEU +5MM ARCOMXL LINER 28MM C, G7 NEU +5MM ARCOMXL LINER 28MM D, G7 NEU +5MM ARCOMXL LINER 28MM E, G7 NEU +5MM ARCOMXL LINER 28MM F, G7 NEU +5MM ARCOMXL LINER 28MM G, G7 NEU +5MM ARCOMXL LINER 32MM B, G7 NEU +5MM ARCOMXL LINER 32MM C, G7 NEU +5MM ARCOMXL LINER 32MM D, G7 NEU +5MM ARCOMXL LINER 32MM E, G7 NEU +5MM ARCOMXL LINER 32MM F, G7 NEU +5MM ARCOMXL LINER 32MM G, G7 NEU +5MM ARCOMXL LINER 32MM H, G7 NEU +5MM ARCOMXL LINER 36MM D, G7 NEU +5MM ARCOMXL LINER 36MM E, G7 NEU +5MM ARCOMXL LINER 36MM F, G7 NEU +5MM ARCOMXL LINER 36MM G, G7 NEU +5MM ARCOMXL LINER 36MM H, G7 NEU +5MM ARCOMXL LINER 36MM I, G7 NEU +5MM ARCOMXL LINER 36MM J, G7 NEU +5MM ARCOMXL LINER 40MM F, G7 NEU +5MM ARCOMXL LINER 40MM G, G7 NEU +5MM ARCOMXL LINER 40MM H, G7 NEU +5MM ARCOMXL LINER 40MM I, G7 NEU +5MM ARCOMXL LINER 40MM J, G7 NEU +5MM ARCOMXL LINER 44MM H, G7 NEU +5MM ARCOMXL LINER 44MM I, G7 NEU +5MM ARCOMXL LINER 44MM J, G7 DUAL MOBILITY LINER 32MM A, G7 DUAL MOBILITY LINER 36MM B, G7 DUAL MOBILITY LINER 38MM C, G7 DUAL MOBILITY LINER 40MM D, G7 DUAL MOBILITY LINER 42MM E, G7 DUAL MOBILITY LINER 44MM F, G7 DUAL MOBILITY LINER 46MM G, G7 NEUTRAL ARCOMXL LINER 44MM H, G7 NEUTRAL ARCOMXL LINER 44MM I, G7 NEUTRAL ARCOMXL LINER 44MM J, G7 10 DEG ARCOMXL LINER 28MM A, G7 10 DEG ARCOMXL LINER 28MM B, G7 10 DEG ARCOMXL LINER 28MM C, G7 10 DEG ARCOMXL LINER 28MM D, G7 10 DEG ARCOMXL LINER 28MM E, G7 10 DEG ARCOMXL LINER 28MM F, G7 10 DEG ARCOMXL LINER 32MM B, G7 10 DEG ARCOMXL LINER 32MM C, G7 10 DEG ARCOMXL LINER 32MM D, G7 10 DEG ARCOMXL LINER 32MM E, G7 10 DEG ARCOMXL LINER 32MM F, G7 10 DEG ARCOMXL LINER 32MM G, G7 10 DEG ARCOMXL LINER 32MM H, G7 10 DEG ARCOMXL LINER 32MM I, G7 10 DEG ARCOMXL LINER 36MM D, G7 10 DEG ARCOMXL LINER 36MM E, G7 10 DEG ARCOMXL LINER 36MM F, G7 10 DEG ARCOMXL LINER 36MM G, G7 10 DEG ARCOMXL LINER 36MM H, G7 10 DEG ARCOMXL LINER 36MM I, G7 10 DEG ARCOMXL LINER 36MM J, G7 10 DEG ARCOMXL LINER 40MM F, G7 10 DEG ARCOMXL LINER 40MM G, G7 10 DEG ARCOMXL LINER 40MM H, G7 10 DEG ARCOMXL LINER 40MM I, G7 10 DEG ARCOMXL LINER 40MM J, G7 10 DEG ARCOMXL LINER 44MM H, G7 10 DEG ARCOMXL LINER 44MM I, G7 10 DEG ARCOMXL LINER 44MM J, G7 HI-WALL ARCOMXL LINER 28MM A, G7 HI-WALL ARCOMXL LINER 28MM B, G7 HI-WALL ARCOMXL LINER 28MM C, G7 HI-WALL ARCOMXL LINER 28MM D, G7 HI-WALL ARCOMXL LINER 28MM E, G7 HI-WALL ARCOMXL LINER 28MM F, G7 HI-WALL ARCOMXL LINER 28MM G, G7 HI-WALL ARCOMXL LINER 32MM B, G7 HI-WALL ARCOMXL LINER 32MM C, G7 HI-WALL ARCOMXL LINER 32MM D, G7 HI-WALL ARCOMXL LINER 32MM E, G7 HI-WALL ARCOMXL LINER 32MM F, G7 HI-WALL ARCOMXL LINER 32MM G, G7 HI-WALL ARCOMXL LINER 32MM H, G7 HI-WALL ARCOMXL LINER 36MM D, G7 HI-WALL ARCOMXL LINER 36MM E, G7 HI-WALL ARCOMXL LINER 36MM F, G7 HI-WALL ARCOMXL LINER 36MM G, G7 HI-WALL ARCOMXL LINER 36MM H, G7 HI-WALL ARCOMXL LINER 36MM I, G7 HI-WALL ARCOMXL LINER 36MM J, G7 HI-WALL ARCOMXL LINER 40MM F, G7 HI-WALL ARCOMXL LINER 40MM G, G7 HI-WALL ARCOMXL LINER 40MM H, G7 HI-WALL ARCOMXL LINER 40MM I, G7 HI-WALL ARCOMXL LINER 40MM J, G7 HI-WALL ARCOMXL LINER 44MM H, G7 HI-WALL ARCOMXL LINER 44MM I, G7 HI-WALL ARCOMXL LINER 44MM J, ACTIVE ARTICULATION BEARING ARCOM XL 22X32MM, ACTIVE ARTICULATION BEARING ARCOM XL 22X36MM, COCR FEM HD 40MM TYPE 1+12MM, COCR FEM HD 40MM TYPE 1 +9MM, COCR FEM HD 40MM TYPE 1 +6MM, COCR FEM HD 40MM TYPE 1 +3MM, COCR FEM HD 40MM TYPE 1 STD, COCR FEM HD 40MM TYPE 1 -3MM, COCR FEM HD 40MM TYPE 1 -6MM, COCR FEM HD 44MM TYPE 1 +12MM, COCR FEM HD 44MM TYPE 1 +9MM, COCR FEM HD 44MM TYPE 1 +6MM, COCR FEM HD 44MM TYPE 1 +3MM, COCR FEM HD 44MM TYPE 1 STD, COCR FEM HD 44MM TYPE 1 -3MM, COCR FEM HD 44MM TYPE 1 -6MM, G7 OSSEOTI 3 HOLE SHELL 42MM A, G7 OSSEOTI 3 HOLE SHELL 44MM A, G7 OSSEOTI 3 HOLE SHELL 46MM B, G7 OSSEOTI 3 HOLE SHELL 48MM C, G7 OSSEOTI 3 HOLE SHELL 50MM D, G7 OSSEOTI 3 HOLE SHELL 52MM E, G7 OSSEOTI 4 HOLE SHELL 54MM F, G7 OSSEOTI 4 HOLE SHELL 56MM F, G7 OSSEOTI 4 HOLE SHELL 58MM G, G7 OSSEOTI 4 HOLE SHELL 60MM G, G7 OSSEOTI 4 HOLE SHELL 62MM H, G7 OSSEOTI 4 HOLE SHELL 64MM H, G7 OSSEOTI 4 HOLE SHELL 66MM I, G7 OSSEOTI 4 HOLE SHELL 68MM I, G7 OSSEOTI MULTIHOLE 42MM A, G7 OSSEOTI MULTIHOLE 44MM A, G7 OSSEOTI MULTIHOLE 46MM B, G7 OSSEOTI MULTIHOLE 48MM C, G7 OSSEOTI MULTIHOLE 50MM D, G7 OSSEOTI MULTIHOLE 52MM E, G7 OSSEOTI MULTIHOLE 54MM F, G7 OSSEOTI MULTIHOLE 56MM F, G7 OSSEOTI MULTIHOLE 58MM G, G7 OSSEOTI MULTIHOLE 60MM G, G7 OSSEOTI MULTIHOLE 62MM H, G7 OSSEOTI MULTIHOLE 64MM H, G7 OSSEOTI MULTIHOLE 66MM I, G7 OSSEOTI MULTIHOLE 68MM I, G7 OSSEOTI MULTIHOLE 70MM I, G7 OSSEOTI MULTIHOLE 72MM I, G7 OSSEOTI MULTIHOLE 74MM J, G7 OSSEOTI MULTIHOLE 76MM J, G7 OSSEOTI MULTIHOLE 78MM J, G7 OSSEOTI MULTIHOLE 80MM J, G7 FINNED 3 HOLE SHELL 42A, G7 FINNED 3 HOLE SHELL 44A, G7 FINNED 3 HOLE SHELL 46B, G7 FINNED 3 HOLE SHELL 48C, G7 FINNED 3 HOLE SHELL 50D, G7 FINNED 3 HOLE SHELL 52E, G7 FINNED 4 HOLE SHELL 54F, G7 FINNED 4 HOLE SHELL 56F, G7 FINNED 4 HOLE SHELL 58G, G7 FINNED 4 HOLE SHELL 60G, G7 FINNED 4 HOLE SHELL 62H, G7 FINNED 4 HOLE SHELL 64H, G7 FINNED 4 HOLE SHELL 66I, G7 FINNED 4 HOLE SHELL 68I, G7 FINNED BM 3 HOLE SHELL 42A, G7 FINNED BM 3 HOLE SHELL 44A, G7 FINNED BM 3 HOLE SHELL 46B, G7 FINNED BM 3 HOLE SHELL 48C, G7 FINNED BM 3 HOLE SHELL 50D, G7 FINNED BM 3 HOLE SHELL 52E, G7 FINNED BM 4 HOLE SHELL 54F, G7 Acetabular System, G7 PPS LTD ACET SHELL 42A, G7 PPS LTD ACET SHELL 44A, G7 PPS LTD ACET SHELL 46B, G7 PPS LTD ACET SHELL 48C, G7 PPS LTD ACET SHELL 50D, G7 PPS LTD ACET SHELL 52E, G7 PPS LTD ACET SHELL 54F, G7 PPS LTD ACET SHELL 56F, G7 PPS LTD ACET SHELL 58G, G7 PPS LTD ACET SHELL 60G, G7 PPS LTD ACET SHELL 62H, G7 PPS LTD ACET SHELL 64H, G7 PPS LTD ACET SHELL 66I, G7 PPS LTD ACET SHELL 68I, G7 BONEMASTER LTD ACET SHL 42A, G7 BONEMASTER LTD ACET SHL 44A, G7 BONEMASTER LTD ACET SHL 46B, G7 BONEMASTER LTD ACET SHL 48C, G7 BONEMASTER LTD ACET SHL 50D, G7 BONEMASTER LTD ACET SHL 52E, G7 BONEMASTER LTD ACET SHL 54F, G7 BONEMASTER LTD ACET SHL 56F, G7 BONEMASTER LTD ACET SHL 58G, G7 BONEMASTER LTD ACET SHL 60G, G7 BONEMASTER LTD ACET SHL 62H, G7 BONEMASTER LTD ACET SHL 64H, G7 BONEMASTER LTD ACET SHL 66I, G7 BONEMASTER LTD ACET SHL 68I, G7 NEUTRAL ARCOMXL LINER 28MM A, G7 NEUTRAL ARCOMXL LINER 28MM B, G7 NEUTRAL ARCOMXL LINER 28MM C, G7 DUAL MOBILITY LINER 50MM H, G7 DUAL MOBILITY LINER 54MM I, G7 DUAL MOBILITY LINER 60MM J, FREEDOM CONSTR HD 32MM T1 +3MM, FREEDOM CONSTR HD 32MM T1 STD, FREEDOM CONSTR HD 32MM T1 -3MM, FREEDOM CONSTR HD 32MM T1 -6MM, FREEDOM CONSTR HD 32MM T1 +6MM, ACTIVE ARTICULATION BEARING ARCOM XL 28X38MM, ACTIVE ARTICULATION BEARING ARCOM XL 28X40MM, ACTIVE ARTICULATION BEARING ARCOM XL 28X42MM, ACTIVE ARTICULATION BEARING ARCOM XL 28X44MM, ACTIVE ARTICULATION BEARING ARCOM XL 28X46MM, ACTIVE ARTICULATION BEARING ARCOM XL 28X50MM, ACTIVE ARTICULATION BEARING ARCOM XL 28X54MM, ACTIVE ARTICULATION BEARING ARCOM XL 28X60MM | T R I M E D | 2024-02-06T00:00:00.000+01:00 | Biomet Orthopedics 56 East Bell Drive P.O. Box 587 Warsaw, IN 46581 USA | 010000721, 010000722, 010000723, 010000729, 010000730, 010000731, 010000732, 010000733, 010000734, 010000735, 010000739, 010000740, 010000741, 010000742, 010000743, 010000744, 010000745, 010000747, 010000748, 010000749, 010000750, 010000751, 110017125, 110017126, 110017127, 110017128, 110017129, 110017130, 110017131, 110017165, 110017166, 110017167, 110017168, 110017169, 110017170, 110017171, 110017175, 110017176, 110017177, 110017178, 110017179, 110017180, 110017181, 110017184, 110017185, 110017186, 110017187, 110017188, 110017189, 110017190, 110017191, 110017192, 110017193, 110017194, 110017195, 110017196, 110017197, 110017198, 110024459, 110024460, 110024461, 110024462, 110024463, 110024464, 110024465, 010000753, 010000754, 010000755, 010000757, 010000758, 010000759, 010000760, 010000761, 010000762, 010000768, 010000769, 010000770, 010000771, 010000772, 010000773, 010000774, 010000775, 010000778, 010000779, 010000780, 010000781, 010000782, 010000783, 010000784, 010000786, 010000787, 010000788, 010000789, 010000790, 010000792, 010000793, 010000794, 010000796, 010000797, 010000798, 010000799, 010000800, 010000801, 010000802, 010000807, 010000808, 010000809, 010000810, 010000811, 010000812, 010000813, 010000817, 010000818, 010000819, 010000820, 010000821, 010000822, 010000823, 010000825, 010000826, 010000827, 010000828, 010000829, 010000831, 010000832, 010000833, 010000992, 010000993, 010001031, 010001032, 010001033, 010001034, 010001035, 010001036, 010001037, 010001038, 010001039, 010001040, 010001041, 010001042, 010001043, 010001044, 110010239, 110010240, 110010241, 110010242, 110010243, 110010244, 110010245, 110010246, 110010247, 110010248, 110010249, 110010250, 110010251, 110010252, 110010259, 110010260, 110010261, 110010262, 110010263, 110010264, 110010265, 110010266, 110010267, 110010268, 110010269, 110010270, 110010271, 110010272, 110010273, 110010274, 110010275, 110010276, 110010277, 110010278, 110017098, 110017099, 110017100, 110017101, 110017102, 110017103, 110017104, 110017105, 110017106, 110017107, 110017108, 110017109, 110017110, 110017111, 110017118, 110017119, 110017120, 110017121, 110017122, 110017123, 110017124, NA , 010000658, 010000659, 010000660, 010000661, 010000662, 010000663, 010000664, 010000665, 010000666, 010000667, 010000668, 010000669, 010000670, 010000671, 010000698, 010000699, 010000700, 010000701, 010000702, 010000703, 010000704, 010000705, 010000706, 010000707, 010000708, 010000709, 010000710, 010000711, 010000718, 010000719, 010000720, 110024466, 110024467, 110024468, 110025130, 110025131, 110025132, 110025133, 110025134, XL-200144, XL-200146, XL-200148, XL-200150, XL-200152, XL-200156, XL-200160, XL-200166 | Klasa III | G7 Acetabular System janë pajisje mjekësore që kanë si qëllim të përdoren për artoplastikën e artikulacionit koksofemoral. | Pajisje te implantueshme jo aktive
15909 | EUROPA B EVO 24 O Line 7 steam sterilizer / STGA099 | MSE | 2024-02-06T00:00:00.000+01:00 | TECNO-GAZ S.P.A , Strada Cavalli 4-43038 Sala Baganza (PR)-Italia | STGA099 | Klasa IIb | Sterilizues Avulli | Tjeter
15826 | Soft Contact Lens Products for the Correction of Ametropia, Biofinity / Biofinity XR, Biofinity Multifocal, Biofinity Energys, Biofinity Toric, Biofinity XR Toric, Biofinity toric multifocal, fanfilcon A soft contact lens products for daily wear, Avaira vitality, Avaira vitality Toric, ocufilcon D soft contact lens products for daily disposable wear, Biomedics 1 day extra, Biomedics 1 day extra toric, ocufilcon D soft contact lens products for extended wear, Biomedics 55 evolution asphere, Biomedics Toric, Biomedics now, omafilcon A soft contact lens products for daily disposable wear, Proclear 1 Day, Proclear 1 Day Multifocal, omafilcon B soft contact lens products for daily wear, Proclear Sphere, Proclear Multifocal, Proclear multifocal XR, Proclear Multifocal Toric, Proclear Toric, Proclear toric XR, riofilcon A soft contact lens products for daily disposable wear, riofilcon A One Day, somofilcon A soft contact lens products for daily disposable wear, Clariti 1 Day, Clariti 1 Day Toric, Clariti 1 Day Multifocal, Select 1 Day, somofilcon A soft contact lens products for daily wear, Clariti Elite, Clariti Toric, Clariti XR Toric, Clariti Multifocal Toric, Clariti Multifocal, stenfilcon A soft contact lens products for daily disposable wear, MyDay, MyDay Multifocal, MyDay Toric, MyDay Energys, A soft contact lens products for daily disposable wear, MiSight | OMEGA OPTIKAL | 2024-02-09T00:00:00.000+01:00 | CooperVision Manufacturing Ltd -Delta Park, Concorde Way, Segensworth North, Fareham, Hampshire, PO15 5RL, UK | LENS051, LENS117, LENS203, LENS042, LENS215, LENS223, LENS200, LENS201, LENS162, LENS014, LENS002, LENS057, LENS251, LENS026, LENS169, LENS008, LENS040, LENS144, LENS086, LENS015, LENS087, LENS238, LENS206, LENS244, LENS208, LENS240, LENS212, LENS213, LENS220, LENS218, LENS214, LENS176, LENS241, LENS232, LENS239, NA, LENS143 | Klasa IIa | Lente kontakti te buta | Pajisje oftalmike dhe optike
15897 | Sterile Hypodermic Syringes for Single Use, Sterile Model: Hypodermic Needles for Single Use, Sterile Insulin Syringes for Single Use , Insulin Pen-injectors for Medical Use , Transfusion Sets for Single Use , Infusion Sets for Single Use (Gravity Feed), Burette-type Infusion Sets for Single Use, Intravenous Needles for Single Use, Blood Collection Needles for Single Use, Sterile Dental Injection Needles for Single Use, Disposable Precision Flow Regulator, Insulin Pen Needles for Single Use , Blood Collection Sets for Single Use, Sterile Safety Hypodermic Needles for Single Use, Safety Blood Collection Sets for Single Use , Safety Blood Collection Needles for Single Use | Medical-trade | 2024-02-06T00:00:00.000+01:00 | Anhui Hongy Wuzhou Medical Manafacturer Co.,Ltd. No.2 Guanyin Road Economic Development Zone, Taihu Country 246400 Anqing, Anhui, P.R.C | Sterile Hypodermic Syringes for Single Use, Sterile Model: Hypodermic Needles for Single Use, Sterile Insulin Syringes for Single Use , Insulin Pen-injectors for Medical Use , Transfusion Sets for Sin | Klasa IIa | Shiringa Sterile | Pajisje nje perdorimeshe
15910 | Treatment Center / Treatment Genter Axano | BORA DENTAL ALBANIA | 2024-02-06T00:00:00.000+01:00 | Sirona Dental Systems GmbH Fabrikstraße 31, 64625 Bensheim, Germany | 6661461 | Klasa IIa | Poltron per trajtime dentare | Pajisje dentare
16099 | Attain StabilityTM Quad MRI SureScanTM | O.E.S DISTRIMED | 2024-02-09T00:00:00.000+01:00 | Medtronic, Inc. 710 Medtronic Parkway Minneapolis MN 55432 USA | 4798 | Klasa III | Elektroda per ritemberes për pejsimin nepermjet venes kardiake | Pajisje nje perdorimeshe
15911 | ETHICON PHYSIOMESH Open Flexible Composite Mesh | E v i t a | 2024-02-07T00:00:00.000+01:00 | Johnson & Johnson International c/o European Logistics Centre Leonardo Da Vincilaan, 15 BE-1831 Diegem Belgium | OPHY1010, OPHY1215, OPHY1520, OPHY1525, OPHY2030, OPHY2536 | Klasa III | Pajisje qe sherben si materjal perforcues ne trajtimin kirurgjikal e hernies se murit abdominal | Pajisje nje perdorimeshe
15929 | PROXIMATE Skin Stapler / PROXIMATE PLUS MD Multi-directional Release Skin Staplers (35 Wide), PROXIMATE Skin Stapler / PROXIMATE RH Rotating Head Skin Staplers (35 Regular), PROXIMATE Skin Stapler / PROXIMATE RH Rotating Head Skin Staplers (35 Wide), PROXIMATE Skin Stapler / PROXIMATE Skin Staplers (35 Wide), PROXIMATE Skin Staple Extractor / PROXIMATE Skin Staple Extractor | E v i t a | 2024-02-07T00:00:00.000+01:00 | Ethicon Endo-Surgery, LLC 475 Calle C Guaynabo, Puerto Rico 00969 USA | PMW35, PRR35, PRW35, PXW35, PSX | Klasa IIa | Stepler qe perdoret ne proceura te ndryshme kirurgjikale, Ektraktor i kapseve (staples) qe perdoret ne proceura te ndryshme kirurgjikale | Pajisje nje perdorimeshe
16023 | VICRYL Mesh Bag 50cmx20.5cm (Perihepatic Prosthesis), VICRYL Mesh Bag 30cmx26cm (Perisplenic), VICRYL Mesh Bag 44cmx30cm (Perihepatic Prosthesis) | E v i t a | 2024-02-07T00:00:00.000+01:00 | Johnson & Johnson International c/o European Logistics Centre Leonardo Da Vincilaan, 15 BE-1831 Diegem Belgium | VM220, VM106, VM210 | Klasa III | Përdoren për të arritur hemostazën në lezionet e demtuara të veshkave, shpretkës ose mëlçisë dhe në kirurgjinë elektive të organeve përkatëse | Pajisje nje perdorimeshe
16024 | PROLENE Hernia System / PROLENE Hernia System Extended Mesh, 10cm Underlay (Extended Onlay), PROLENE Hernia System / PROLENE Hernia System Extended Mesh,10cm Underlay (Extended Onlay), PROLENE Hernia System / PROLENE Hernia System Large Mesh, 10cm Underlay, PROLENE Hernia System / PROLENE Hernia System Medium Mesh, 7.5cm Underlay | E v i t a | 2024-02-07T00:00:00.000+01:00 | ETHICON, Inc. 100 Route 202 Raritan, New Jersey 08869 USA | PHSE1, PHSE, PHSE6, PHSL1, PHSL, PHSL6, PHSM1, PHSM, PHSM6 | Klasa III | Pajisje qe perdoret ne riparimin e hapur te defekteve te hernies se murit abdominal | Pajisje nje perdorimeshe
15912 | Alegria 2 | GENIUS SHPK | 2024-02-06T00:00:00.000+01:00 | ORGENTEC DIAGNOSTIKA GMBH - CARL ZEISS STRASSE 49-51 55129 MAINZ GERMANY | ORG 320 | In vitro | Alegria®2 ofron nje portofol te gjere testesh qe trajtojne nje shkalle te gjere semundjesh autoimune. Kjo game e zgjeruar e analizave lejon laboratoret klinike te diagnozojne dhe monitorojne me saktesi shume semundje autoimune ne nje menyre efikase. | Pajisje te diagnostifikimit in vitro
15967 | J-VAC and BLAKE Closed Wound Drainage System Products and Accessories / J-VAC Bulb Suction Reservoir 100 cc with Anti- Reflux Valve, J-VAC and BLAKE Closed Wound Drainage System Products and Accessories / J-VAC Suction Reservoir 150 mL with "Y" Connector and Anti-Reflux Valve, J-VAC and BLAKE Closed Wound Drainage System Products and Accessories / J-VAC Suction Reservoir 450 mL with "Y" Connector and Anti-Reflux Valve, J-VAC and BLAKE Closed Wound Drainage System Products and Accessories / J-VAC Suction Reservoir 300 mL with "Y" Connector and Anti-Reflux Valve, J-VAC and BLAKE Closed Wound Drainage System Products and Accessories / J-VAC Drain Adapter 1/4 inch, J-VAC and BLAKE Closed Wound Drainage System Products and Accessories / J-VAC Drain Adapter 1/8 inch, J-VAC and BLAKE Closed Wound Drainage System Products and Accessories / BLAKE Silicone Drain 7 mm flat, 3/4 fluted, J-VAC and BLAKE Closed Wound Drainage System Products and Accessories / BLAKE Silicone Drain 7 mm flat, full fluted, J-VAC and BLAKE Closed Wound Drainage System Products and Accessories / BLAKE Silicone Drain 7 mm flat, full fluted with 3/16 inch trocar, J-VAC and BLAKE Closed Wound Drainage System Products and Accessories / BLAKE Silicone Drain 10 mm flat, 3/4 fluted, J-VAC and BLAKE Closed Wound Drainage System Products and Accessories / BLAKE Silicone Drain 10 mm flat, full fluted, J-VAC and BLAKE Closed Wound Drainage System Products and Accessories / BLAKE Silicone Drain 10 mm flat, full fluted with 3/16-inch trocar, J-VAC and BLAKE Closed Wound Drainage System Products and Accessories / BLAKE Silicone Drain 7 mm flat, 3/4 fluted with 3/16-inch trocar, J-VAC and BLAKE Closed Wound Drainage System Products and Accessories / BLAKE Silicone Drain 10 mm flat, 3/4 fluted with 3/16-inch trocar, J-VAC and BLAKE Closed Wound Drainage System Products and Accessories / BLAKE Silicone Drain 10 FR round, hubless with1/8-inch bendable sharp trocar, J-VAC and BLAKE Closed Wound Drainage System Products and Accessories / BLAKE Silicone Drain 10 FR round, hubless, J-VAC and BLAKE Closed Wound Drainage System Products and Accessories / BLAKE Silicone Drain 10 FR round, hubless with 1/8-inch trocar, J-VAC and BLAKE Closed Wound Drainage System Products and Accessories / BLAKE Silicone Drain 15 FR round, hubless, J-VAC and BLAKE Closed Wound Drainage System Products and Accessories / BLAKE Silicone Drain 15 FR round, hubless with 3/16-inch trocar, J-VAC and BLAKE Closed Wound Drainage System Products and Accessories / BLAKE Silicone Drain 19 FR round, hubless, J-VAC and BLAKE Closed Wound Drainage System Products and Accessories / BLAKE Silicone Drain 19 FR round, hubless with1/4-inch trocar, J-VAC and BLAKE Closed Wound Drainage System Products and Accessories / BLAKE Silicone Drain 19 FR round, hubless with 1/4-inch bendable trocar, J-VAC and BLAKE Closed Wound Drainage System Products and Accessories / BLAKE Silicone Drain 15 FR round, hubless with 3/16-inch bendable trocar, J-VAC and BLAKE Closed Wound Drainage System Products and Accessories / BLAKE Silicone Drain 24 FR round, hubless, J-VAC and BLAKE Closed Wound Drainage System Products and Accessories / BLAKE Silicone Drain 10 FR round, hubless with 1/8-inch bendable blunt trocar, J-VAC and BLAKE Closed Wound Drainage System Products and Accessories / BLAKE Silicone Drain 15 FR round, hubless with 3/16-inch bendable blunt trocar, J-VAC and BLAKE Closed Wound Drainage System Products and Accessories / BLAKE Silicone Drain 19 FR round, hubless with 1/4-inch bendable blunt trocar, J-VAC and BLAKE Closed Wound Drainage System Products and Accessories / J-VAC Drain Adapter 3/16 inch, J-VAC and BLAKE Closed Wound Drainage System Products and Accessories / BLAKE Cardio Connector 1:1 , J-VAC and BLAKE Closed Wound Drainage System Products and Accessories / BLAKE Cardio Connector 2:1, J-VAC and BLAKE Closed Wound Drainage System Products and Accessories / BLAKE Cardio Connector 3:1 | E v i t a | 2024-02-12T00:00:00.000+01:00 | ETHICON, Inc. 100 Route 202 Raritan, New Jersey 08869 USA | 2160, 2161, 2162, 2163, 2199, 2209, 2210, 2211, 2212, 2213, 2214, 2215, 2216, 2217, 2225S, 2226, 2227, 2228, 2229, 2230, 2231, 2232, 2233, 2234, 2241B, 2242B, 2243B, 2298, BCC1, BCC2, BCC3 | Is, Klasa IIa | Sistem dreinazhi i plageve te mbyllura qe perdoren ne kirurgji | Pajisje nje perdorimeshe
15913 | Sprint Quattro Secure S, Sprint Quattro Secure S MRI SureScan, Sprint Quattro, Sprint Quattro MRI SureScan, Sprint Quattro Secure, Sprint Quattro Secure MRI SureScan | O.E.S DISTRIMED | 2024-02-09T00:00:00.000+01:00 | Medtronic, Inc. 710 Medtronic Parkway Minneapolis MN 55432 USA | 6935, 6935M, 6946M, 6947, 6947M | Klasa III | Elektroda per perdorim afatgjate,per monitorimin dhe rregullimin e ritmit te zemres se pacientit,per trajtimin e bradiaritmisë dhe takiaritmisë ventrikulare | Pajisje nje perdorimeshe
15930 | LEAD 459888 MRI S-TIP, LEAD 459878 MRI S-TIP, LEAD 439878 MRI STRAIGHT, LEAD 439888 MRI STRAIGHT, LEAD 429878 MRI CANT, LEAD 429888 MRI CANT | O.E.S DISTRIMED | 2024-02-09T00:00:00.000+01:00 | Medtronic, Inc. 710 Medtronic Parkway Minneapolis MN 55432 USA | 459888, 459878, 439878, 439888, 429878, 429888 | Klasa III | Elektroda per perdorim ne ventrikulin e majte nëpërmjet venës kardiake për të monitoruar dhe rregulluar rrahjet e zemrës së pacientit duke ofruar terapi stimuluese për trajtimin e dështimit të zemrës. | Pajisje te implantueshme aktive
15975 | Nexgen® Complete Knee Solution Legacy® Knee – Constrained Condylar Knee (LCCK) Articular Surface with Locking Screw, Size Striped Green/C, D 20 mm Height for use with Femoral C, D, Nexgen® Complete Knee Solution Legacy® Knee – Constrained Condylar Knee (LCCK) Articular Surface with Locking Screw, Size Striped Green/C, D 23 mm Height for use with Femoral C, D, Nexgen® Complete Knee Solution Legacy® Knee – Constrained Condylar Knee (LCCK) Articular Surface with Locking Screw, Size Striped Green/G 10 mm Height for use with Femoral G, Nexgen® Complete Knee Solution Legacy® Knee – Constrained Condylar Knee (LCCK) Articular Surface with Locking Screw, Size Striped Green/G 12 mm Height for use with Femoral G, Nexgen® Complete Knee Solution Legacy® Knee – Constrained Condylar Knee (LCCK) Articular Surface with Locking Screw, Size Striped Green/G 14 mm Height for use with Femoral G, Nexgen® Complete Knee Solution Legacy® Knee – Constrained Condylar Knee (LCCK) Articular Surface with Locking Screw, Size Striped Green/G 17 mm Height for use with Femoral G, Nexgen® Complete Knee Solution Legacy® Knee – Constrained Condylar Knee (LCCK) Articular Surface with Locking Screw, Size Striped Green/G 20 mm Height for use with Femoral G, Nexgen® Complete Knee Solution Legacy® Knee – Constrained Condylar Knee (LCCK) Articular Surface with Locking Screw, Size Striped Green/G 23 mm Height for use with Femoral G, Nexgen® Complete Knee Solution Legacy® Knee – Constrained Condylar Knee (LCCK) Articular Surface with Locking Screw, Size Striped Green/G 28 mm Height for use with Femoral G, Nexgen® Complete Knee Solution Legacy® Knee – Constrained Condylar Knee (LCCK) Articular Surface with Locking Screw, Size Striped Green/G 33 mm Height for use with Femoral G, Nexgen® Complete Knee Solution Legacy® Knee – Constrained Condylar Knee (LCCK) Articular Surface with Locking Screw, Size Blue/G 10 mm Height for use with Femoral G, Nexgen® Complete Knee Solution Legacy® Knee – Constrained Condylar Knee (LCCK) Articular Surface with Locking Screw, Size Blue/G 12 mm Height for use with Femoral G, Nexgen® Complete Knee Solution Legacy® Knee – Constrained Condylar Knee (LCCK) Articular Surface with Locking Screw, Size Blue/G 14 mm Height for use with Femoral G, Nexgen® Complete Knee Solution Legacy® Knee – Constrained Condylar Knee (LCCK) Articular Surface with Locking Screw, Size Blue/G 17 mm Height for use with Femoral G, Nexgen® Complete Knee Solution Legacy® Knee – Constrained Condylar Knee (LCCK) Articular Surface with Locking Screw, Size Blue/G 20 mm Height for use with Femoral G, Nexgen® Complete Knee Solution Legacy® Knee – Constrained Condylar Knee (LCCK) Articular Surface with Locking Screw, Size Blue/G 23 mm Height for use with Femoral G, Nexgen® Complete Knee Solution Legacy® Knee – Constrained Condylar Knee (LCCK) Articular Surface with Locking Screw, Size Striped Blue/E, F 10 mm Height for use with Femoral E, F, Nexgen® Complete Knee Solution Legacy® Knee – Constrained Condylar Knee (LCCK) Articular Surface with Locking Screw, Size Striped Blue/E, F 12 mm Height for use with Femoral E, F, Nexgen® Complete Knee Solution Legacy® Knee – Constrained Condylar Knee (LCCK) Articular Surface with Locking Screw, Size Striped Blue/E, F 14 mm Height for use with Femoral E, F, Nexgen® Complete Knee Solution Legacy® Knee – Constrained Condylar Knee (LCCK) Articular Surface with Locking Screw, Size Striped Blue/E, F 17 mm Height for use with Femoral E, F, Nexgen® Complete Knee Solution Legacy® Knee – Constrained Condylar Knee (LCCK) Articular Surface with Locking Screw, Size Striped Blue/E, F 20 mm Height for use with Femoral E, F, Nexgen® Complete Knee Solution Legacy® Knee – Constrained Condylar Knee (LCCK) Articular Surface with Locking Screw, Size Striped Blue/E, F 23 mm Height for use with Femoral E, F, NexGen Legacy Constrained Condylar Knee (LCCK) System, Nexgen® Complete Knee Solution, Legacy® Knee - Constrained Condylar (LCCK) Femoral Component, Option, Size C Left, Nexgen® Complete Knee Solution, Legacy® Knee - Constrained Condylar (LCCK) Femoral Component, Option, Size C Right, Nexgen® Complete Knee Solution, Legacy® Knee - Constrained Condylar (LCCK) Femoral Component, Option, Size D Left, Nexgen® Complete Knee Solution, Legacy® Knee - Constrained Condylar (LCCK) Femoral Component, Option, Size D Right, Nexgen® Complete Knee Solution, Legacy® Knee - Constrained Condylar (LCCK) Femoral Component, Option, Size E Left, Nexgen® Complete Knee Solution, Legacy® Knee - Constrained Condylar (LCCK) Femoral Component, Option, Size E Right, Nexgen® Complete Knee Solution, Legacy® Knee - Constrained Condylar (LCCK) Femoral Component, Option, Size F Left, Nexgen® Complete Knee Solution, Legacy® Knee - Constrained Condylar (LCCK) Femoral Component, Option, Size F Right, Nexgen® Complete Knee Solution, Legacy® Knee - Constrained Condylar (LCCK) Femoral Component, Option, Size G Left, Nexgen® Complete Knee Solution, Legacy® Knee - Constrained Condylar (LCCK) Femoral Component, Option, Size G Right, Nexgen® Complete Knee Solution, Legacy® Knee – Constrained Condylar Knee (LCCK) Articular Surface with Locking Screw, Size Striped Purple/C,D 10 mm height for use with Femoral C, D, Nexgen® Complete Knee Solution Legacy® Knee – Constrained Condylar Knee (LCCK) Articular Surface with Locking Screw, Size Striped Purple/C, D 12 mm Height for use with Femoral C ,D, Nexgen® Complete Knee Solution Legacy® Knee – Constrained Condylar Knee (LCCK) Articular Surface with Locking Screw, Size Striped Purple/C, D 14 mm Height for use with Femoral C, D, Nexgen® Complete Knee Solution Legacy® Knee – Constrained Condylar Knee (LCCK) Articular Surface with Locking Screw, Size Striped Purple/C, D 17 mm Height for use with Femoral C, D, Nexgen® Complete Knee Solution Legacy® Knee – Constrained Condylar Knee (LCCK) Articular Surface with Locking Screw, Size Striped Purple/C, D 20 mm Height for use with Femoral C, D, Nexgen® Complete Knee Solution Legacy® Knee – Constrained Condylar Knee (LCCK) Articular Surface with Locking Screw, Size Striped Purple/C, D 23 mm Height for use with Femoral C, D, Nexgen® Complete Knee Solution Legacy® Knee – Constrained Condylar Knee (LCCK) Articular Surface with Locking Screw, Size Striped Purple/C, D 28 mm Height for use with Femoral C, D, Nexgen® Complete Knee Solution Legacy® Knee – Constrained Condylar Knee (LCCK) Articular Surface with Locking Screw, Size Striped Purple/C, D 33 mm Height for use with Femoral C, D, Nexgen® Complete Knee Solution Legacy® Knee – Constrained Condylar Knee (LCCK) Articular Surface with Locking Screw, Size Yellow/C, D 10 mm Height for use with Femoral C, D, Nexgen® Complete Knee Solution Legacy® Knee – Constrained Condylar Knee (LCCK) Articular Surface with Locking Screw, Size Yellow/C, D 12 mm Height for use with Femoral C, D, Nexgen® Complete Knee Solution Legacy® Knee – Constrained Condylar Knee (LCCK) Articular Surface with Locking Screw, Size Yellow/C,D 14 mm | T R I M E D | 2024-02-13T00:00:00.000+01:00 | Zimmer, Inc. 1800 W. Center Street Warsaw, Indiana 46580 USA | 00-5994-041-20, 00-5994-041-23, 00-5994-042-10, 00-5994-042-12, 00-5994-042-14, 00-5994-042-17, 00-5994-042-20, 00-5994-042-23, 00-5994-042-28, 00-5994-042-33, 00-5994-050-10, 00-5994-050-12, 00-5994-050-14, 00-5994-050-17, 00-5994-050-20, 00-5994-050-23, 00-5994-051-10, 00-5994-051-12, 00-5994-051-14, 00-5994-051-17, 00-5994-051-20, 00-5994-051-23, NA, 00-5994-013-91, 00-5994-013-92, 00-5994-014-91, 00-5994-014-92, 00-5994-015-91, 00-5994-015-92, 00-5994-016-91, 00-5994-016-92, 00-5994-017-91, 00-5994-017-92, 00-5994-022-10, 00-5994-022-12, 00-5994-022-14, 00-5994-022-17, 00-5994-022-20, 00-5994-022-23, 00-5994-022-28, 00-5994-022-33, 00-5994-030-10, 00-5994-030-12, 00-5994-030-14, 00-5994-030-17, 00-5994-030-20, 00-5994-030-23, 00-5994-030-28, 00-5994-030-33, 00-5994-032-10, 00-5994-032-12, 00-5994-032-14, 00-5994-032-17, 00-5994-032-20, 00-5994-032-23, 00-5994-032-28, 00-5994-032-33, 00-5994-040-10, 00-5994-040-12, 00-5994-040-14, 00-5994-040-17, 00-5994-040-20, 00-5994-040-23, 00-5994-040-28, 00-5994-040-33, 00-5994-041-10, 00-5994-041-12, 00-5994-041-14, 00-5994-041-17 | Klasa III | NexGen Legacy Constrained Condylar Knee (LCCK) System janë pajisje mjekësore që përdoren në kirurgjinë artroplastike të artikulacionit të gjurit. | Pajisje te implantueshme jo aktive
Height for use with Femoral C,D, Nexgen® Complete Knee Solution Legacy® Knee – Constrained Condylar Knee (LCCK) Articular Surface with Locking Screw, Size Yellow/C, D 17 mm Height for use with Femoral C, D, Nexgen® Complete Knee Solution Legacy® Knee – Constrained Condylar Knee (LCCK) Articular Surface with Locking Screw, Size Yellow/C, D 20 mm Height for use with Femoral C, D, Nexgen® Complete Knee Solution Legacy® Knee – Constrained Condylar Knee (LCCK) Articular Surface with Locking Screw, Size Yellow/C, D 23 mm Height for use with Femoral C, D, Nexgen® Complete Knee Solution Legacy® Knee – Constrained Condylar Knee (LCCK) Articular Surface with Locking Screw, Size Yellow/C, D 28 mm Height for use with Femoral C, D, Nexgen® Complete Knee Solution Legacy® Knee – Constrained Condylar Knee (LCCK) Articular Surface with Locking Screw, Size Yellow/C, D 33 mm Height for use with Femoral C, D, Nexgen® Complete Knee Solution Legacy® Knee – Constrained Condylar Knee (LCCK) Articular Surface with Locking Screw, Size Striped Yellow/E, F 10 mm Height for use with Femoral E, F, Nexgen® Complete Knee Solution Legacy® Knee – Constrained Condylar Knee (LCCK) Articular Surface with Locking Screw, Size Striped Yellow/E, F 12 mm Height for use with Femoral E, F, Nexgen® Complete Knee Solution Legacy® Knee – Constrained Condylar Knee (LCCK) Articular Surface with Locking Screw, Size Striped Yellow/E, F 14 mm Height for use with Femoral E, F, Nexgen® Complete Knee Solution Legacy® Knee – Constrained Condylar Knee (LCCK) Articular Surface with Locking Screw, Size Striped Yellow/E, F 17 mm Height for use with Femoral E, F, Nexgen® Complete Knee Solution Legacy® Knee – Constrained Condylar Knee (LCCK) Articular Surface with Locking Screw, Size Striped Yellow/E, F 20 mm for use with Femoral E, F, Nexgen® Complete Knee Solution Legacy® Knee – Constrained Condylar Knee (LCCK) Articular Surface with Locking Screw, Size Striped Yellow/E, F 23 mm Height for use with Femoral E, F, Nexgen® Complete Knee Solution Legacy® Knee – Constrained Condylar Knee (LCCK) Articular Surface with Locking Screw, Size Striped Yellow/E, F 28 mm Height for use with Femoral E, F, Nexgen® Complete Knee Solution Legacy® Knee – Constrained Condylar Knee (LCCK) Articular Surface with Locking Screw, Size Striped Yellow/E, F 33 mm Height for use with Femoral E, F, Nexgen® Complete Knee Solution Legacy® Knee – Constrained Condylar Knee (LCCK) Articular Surface with Locking Screw, Size Green/E, F 10 mm Height for use with Femoral E, F, Nexgen® Complete Knee Solution Legacy® Knee – Constrained Condylar Knee (LCCK) Articular Surface with Locking Screw, Size Green/E, F 12 mm Height for use with Femoral E, F, Nexgen® Complete Knee Solution Legacy® Knee – Constrained Condylar Knee (LCCK) Articular Surface with Locking Screw, Size Green/E, F 14 mm Height for use with Femoral E, F, Nexgen® Complete Knee Solution Legacy® Knee – Constrained Condylar Knee (LCCK) Articular Surface with Locking Screw, Size Green/E, F 17 mm Height for use with Femoral E, F, Nexgen® Complete Knee Solution Legacy® Knee – Constrained Condylar Knee (LCCK) Articular Surface with Locking Screw, Size Green/E, F 20 mm Height for use with Femoral E, F, Nexgen® Complete Knee Solution Legacy® Knee-Constrained Condylar Knee (LCCK) Articular Surface with Locking Screw, Size Green/E, F 23 mm Height for use with Femoral E, F, Nexgen® Complete Knee Solution Legacy® Knee – Constrained Condylar Knee (LCCK) Articular Surface with Locking Screw, Size Green/E, F 28 mm Height for use with Femoral E, F, Nexgen® Complete Knee Solution Legacy® Knee – Constrained Condylar Knee (LCCK) Articular Surface with Locking Screw, Size Green/E, F 33 mm Height for use with Femoral E, F, Nexgen® Complete Knee Solution Legacy® Knee – Constrained Condylar Knee (LCCK) Articular Surface with Locking Screw, Size Striped Green/C, D 10 mm Height for use with Femoral C, D, Nexgen® Complete Knee Solution Legacy® Knee – Constrained Condylar Knee (LCCK) Articular Surface with Locking Screw, Size Striped Green/C, D 12 mm Height for use with Femoral C, D, Nexgen® Complete Knee Solution Legacy® Knee – Constrained Condylar Knee (LCCK) Articular Surface with Locking Screw, Size Striped Green/C, D 14 mm Height for use with Femoral C, D, Nexgen® Complete Knee Solution Legacy® Knee – Constrained Condylar Knee (LCCK) Articular Surface with Locking Screw, Size Striped Green/C, D 17 mm Height for use with Femoral C, D
15759 | Face Masks/MASQUES A ELASTIQUES IIR BORDEAUX CLINIX (10), Face Masks/MASQUES A ELASTIQUES IIR FUCHSIA CLINIX (10), Face Masks/MASQUES A ELASTIQUES IIR BLEU ELECTRIQUE CLINIX (10), Face Masks/MASQUES A ELASTIQUES IIR NOIR CLINIX (10), Face Masks/MASQUES A ELASTIQUES IIR BLANC CLINIX (10), Face Masks/MASQUES A ELASTIQUES IIR BORDEAUX CLINIX (50), Face Masks/MASQUES A ELASTIQUES IIR FUCHSIA CLINIX (50), Face Masks/MASQUES A ELASTIQUES IIR BLEU ELECTRIQUE CLINIX (50), Face Masks/MASQUES A ELASTIQUES IIR NOIR CLINIX (50) | EURODENTA | 2024-02-07T00:00:00.000+01:00 | Wellmed Dental Medical Supply Co.,Ltd F116, 4/F , Hehe Mansion , No. 68 Xin 'an 2nd Road , Baoan dist., Shenzhen , China | 3140895/CP4-012-10, 3140896/CP4-009-10, 3140897/CP4-010-10, 3140899/CP4-011-10, 3140898/CP4-002-10, 3140900/CP4-012, 3140901/CP4-009, 3140902/CP4-010, 3140903/CP4-011 | Klasa I | Maska per fytyren | Pajisje dentare
15931 | NEXGEN® COMPLETE KNEE SOLUTION CRUCIATE RETAINING (CR) FEMORAL COMPONENT OPTION SIZE E | T R I M E D | 2024-02-13T00:00:00.000+01:00 | Zimmer, Inc. 1800 W. Center Street Warsaw, Indiana 46580 USA | 00-5966-015-02, 00-5966-016-01, 00-5966-016-02, 00-5966-017-01, 00-5966-017-02, 00-5970-013-01, 00-5970-013-02, 00-5970-014-01, 00-5970-014-02, 00-5970-015-01, 00-5970-015-02, 00-5970-016-01, 00-5970-016-02, 00-5970-017-01, 00-5970-017-02, 00-5970-018-01, 00-5970-018-02, 00-5970-025-01, 00-5970-025-02, 00-5970-035-01, 00-5970-035-02, 00-5970-045-01, 00-5970-045-02, 00-5970-055-01, 00-5970-055-02, 00-5970-055-03, 00-5970-055-04, 00-5972-013-01, 00-5972-013-02, 00-5972-014-01, 00-5972-014-02, 00-5972-015-01, 00-5972-015-02, 00-5972-016-01, 00-5972-016-02, 00-5972-017-01, 00-5972-017-02, 00-5972-018-01, 00-5972-018-02, 00-5972-061-29, 00-5972-061-32, 00-5972-061-35, 00-5972-065-26, 00-5972-065-29, 00-5972-065-32, 00-5972-065-35, 00-5972-065-38, 00-5972-065-41, 00-5980-027-01, 00-5980-027-02, 00-5980-037-01, 00-5980-037-02, 00-5980-037-12, 00-5980-047-01, 00-5980-047-02, 00-5980-057-01, 00-5980-057-02, 00-5980-057-03, 90-5970-030-17, 90-5970-030-20, 90-5970-031-10, 90-5970-031-12, 90-5970-031-14, 90-5970-031-17, 90-5970-031-20, 90-5970-040-09, 90-5970-040-10, 90-5970-040-12, 90-5970-040-14, 90-5970-040-17, 90-5970-040-20, 90-5970-050-09, 90-5970-050-10, 90-5970-050-12, 90-5970-050-14, 90-5970-050-17, 90-5970-050-20, 00-5980-057-04, 00-5986-037-01, 00-5986-037-02, 00-5986-047-01, 00-5986-047-02, 00-5986-057-01, 00-5986-057-02, 00-5988-003-00, 00-5988-004-00, 00-5988-005-00, 00-5988-006-00, 00-5988-007-00, 00-5988-008-00, 00-5996-028-01, 00-5996-028-02, 00-5996-038-01, 00-5996-038-02, 00-5996-048-01, 00-5996-048-02, 00-5996-058-01, 00-5996-058-02, 00-5996-058-03, 00-5996-058-04, 00-5998-028-01, 00-5998-028-02, 00-5998-038-01, 00-5998-038-02, 00-5998-048-01, 00-5998-048-02, 00-5998-058-01, 00-5998-058-02, 65-5952-013-01, 65-5952-013-02, 65-5952-013-05, 65-5952-013-06, 65-5952-014-01, 65-5952-014-02, 65-5952-014-05, 65-5952-014-06, 65-5952-015-01, 65-5952-015-02, 65-5952-015-05, 65-5952-015-06, 65-5952-016-01, 65-5952-016-02, 65-5952-016-05, 65-5952-016-06, 65-5952-017-01, 65-5952-017-02, 65-5952-017-05, 65-5952-017-06, 90-5952-021-17, 90-5952-021-20, 90-5952-030-17, 90-5952-030-20, 90-5952-040-17, 90-5952-040-20, 90-5952-050-17, 90-5952-050-20, 90-5970-020-10, 90-5970-020-12, 90-5970-020-14, 90-5970-020-17, 90-5970-020-20, 90-5970-021-09, 90-5970-021-10, 90-5970-021-12, 90-5970-021-14, 90-5970-021-17, 90-5970-021-20, 90-5970-030-09, 90-5970-030-10, 90-5970-030-12, 90-5970-030-14, 00-5952-015-05, 00-5952-015-06, 00-5952-016-01, 00-5952-016-02, 00-5952-016-05, 00-5952-016-06, 00-5952-017-01, 00-5952-017-02, 00-5952-017-05, 00-5952-017-06, 00-5952-020-10, 00-5952-020-12, 00-5952-020-14, 00-5952-020-17, 00-5952-020-20, 00-5952-021-10, 00-5952-021-12, 00-5952-021-14, 00-5952-021-17, 00-5952-021-20, 00-5952-030-10, 00-5952-030-12, 00-5952-030-14, 00-5952-030-17, 00-5952-030-20, 00-5952-031-10, 00-5952-031-12, 00-5952-031-14, 00-5952-031-17, 00-5952-031-20, 00-5952-040-10, 00-5952-040-12, 00-5952-040-14, 00-5952-040-17, 00-5952-040-20, 00-5952-041-10, 00-5952-041-12, 00-5952-041-14, 00-5952-041-17, 00-5952-041-20, 00-5952-050-10, 00-5952-050-12, 00-5952-050-14, 00-5952-050-17, 00-5952-050-20, 00-5954-027-02, 00-5954-037-01, 00-5954-037-02, 00-5954-047-01, 00-5954-047-02, 00-5954-057-01, 00-5954-057-02, 00-5956-012-01, 00-5956-012-02, 00-5956-013-01, 00-5956-013-02, 00-5956-013-05, 00-5956-013-06, 00-5956-014-01, 00-5956-014-02, 00-5956-014-05, 00-5956-014-06, 00-5956-015-01, 00-5956-015-02, 00-5956-015-05, 00-5956-015-06, 00-5956-016-01, 00-5956-016-02, 00-5956-016-05, 00-5956-016-06, 00-5956-017-01, 00-5956-017-02, 00-5956-017-05, 00-5956-017-06, 00-5966-003-10, 00-5966-003-12, 00-5966-003-14, 00-5966-003-17, 00-5966-004-10, 00-5966-004-12, 00-5966-004-14, 00-5966-004-17, 00-5966-005-10, 00-5966-005-12, 00-5966-005-14, 00-5966-005-17, 00-5966-006-10, 00-5966-006-12, 00-5966-006-14, 00-5966-006-17, 00-5966-007-10, 00-5966-007-12, 00-5966-007-14, 00-5966-007-17, 00-5966-008-10, 00-5966-008-12, 00-5966-008-14, 00-5966-008-17, 00-5966-013-01, | Klasa III | NexGen Complete Knee Solution, CR, CR-Flex janë pajisje mjekësore që përdoren në kirurgjinë artroplastike të artikulacionit të gjurit. | Pajisje te implantueshme jo aktive
RIGHT, NEXGEN® COMPLETE KNEE SOLUTION CRUCIATE RETAINING (CR) FEMORAL COMPONENT OPTION SIZE F
LEFT, NEXGEN® COMPLETE KNEE SOLUTION CRUCIATE RETAINING (CR) FEMORAL COMPONENT OPTION SIZE F
RIGHT, NEXGEN® COMPLETE KNEE SOLUTION CRUCIATE RETAINING (CR) FEMORAL COMPONENT OPTION SIZE G
LEFT, NEXGEN® COMPLETE KNEE SOLUTION CRUCIATE RETAINING (CR) FEMORAL COMPONENT OPTION SIZE G
RIGHT, NEXGEN® COMPLETE KNEE SOLUTION CRUCIATE RETAINING (CR) FEMORAL COMPONENT PRECOAT SIZE C
LEFT, NEXGEN® COMPLETE KNEE SOLUTION CRUCIATE RETAINING (CR) FEMORAL COMPONENT PRECOAT SIZE C
RIGHT, NEXGEN® COMPLETE KNEE SOLUTION CRUCIATE RETAINING (CR) FEMORAL COMPONENT PRECOAT SIZE D,
LEFT, NEXGEN® COMPLETE KNEE SOLUTION CRUCIATE RETAINING (CR) FEMORAL COMPONENT PRECOAT SIZE D,
RIGHT, NEXGEN® COMPLETE KNEE SOLUTION CRUCIATE RETAINING (CR) FEMORAL COMPONENT PRECOAT SIZE E,
LEFT, NEXGEN® COMPLETE KNEE SOLUTION CRUCIATE RETAINING (CR) FEMORAL COMPONENT PRECOAT SIZE E,
RIGHT, NEXGEN® COMPLETE KNEE SOLUTION CRUCIATE RETAINING (CR) FEMORAL COMPONENT PRECOAT SIZE F,
LEFT, NEXGEN® COMPLETE KNEE SOLUTION CRUCIATE RETAINING (CR) FEMORAL COMPONENT PRECOAT SIZE F,
RIGHT, NEXGEN® COMPLETE KNEE SOLUTION CRUCIATE RETAINING (CR) FEMORAL COMPONENT PRECOAT SIZE G
LEFT, NEXGEN® COMPLETE KNEE SOLUTION CRUCIATE RETAINING (CR) FEMORAL COMPONENT PRECOAT SIZE G
RIGHT, NEXGEN® COMPLETE KNEE SOLUTION CRUCIATE RETAINING (CR) FEMORAL COMPONENT PRECOAT SIZE H
LEFT, NEXGEN® COMPLETE KNEE SOLUTION CRUCIATE RETAINING (CR) FEMORAL COMPONENT PRECOAT SIZE H
RIGHT, NEXGEN® COMPLETE KNEE SOLUTION CRUCIATE RETAINING (CR) PEGGED TIBIAL
COMPONENT PRECOAT SIZE 1, NEXGEN® COMPLETE KNEE SOLUTION CRUCIATE RETAINING (CR) PEGGED TIBIAL
COMPONENT PRECOAT SIZE 2, NEXGEN® COMPLETE KNEE SOLUTION CRUCIATE RETAINING (CR) PEGGED TIBIAL
COMPONENT PRECOAT SIZE 3, NEXGEN® COMPLETE KNEE SOLUTION CRUCIATE RETAINING (CR) PEGGED TIBIAL
COMPONENT PRECOAT SIZE 4, NEXGEN® COMPLETE KNEE SOLUTION CRUCIATE RETAINING (CR) PEGGED TIBIAL
COMPONENT PRECOAT SIZE 5, NEXGEN® COMPLETE KNEE SOLUTION CRUCIATE RETAINING (CR) PEGGED TIBIAL
COMPONENT PRECOAT SIZE 6, NEXGEN® COMPLETE KNEE SOLUTION CRUCIATE RETAINING (CR) PEGGED TIBIAL
COMPONENT PRECOAT SIZE 7, NEXGEN® COMPLETE KNEE SOLUTION CRUCIATE RETAINING (CR) PEGGED TIBIAL
COMPONENT PRECOAT SIZE 8, NEXGEN® COMPLETE KNEE SOLUTION CRUCIATE RETAINING (CR) PEGGED TIBIAL
COMPONENT PRECOAT SIZE 9, NEXGEN® COMPLETE KNEE SOLUTION CRUCIATE RETAINING (CR) PEGGED TIBIAL
COMPONENT PRECOAT SIZE 10, NEXGEN® COMPLETE KNEE SOLUTION CRUCIATE RETAINING (CR) FEMORAL COMPONENT POROUS SIZE C
LEFT, NEXGEN® COMPLETE KNEE SOLUTION CRUCIATE RETAINING (CR) FEMORAL COMPONENT POROUS SIZE C
RIGHT, NEXGEN® COMPLETE KNEE SOLUTION CRUCIATE RETAINING (CR) FEMORAL COMPONENT POROUS SIZE D
LEFT, NEXGEN® COMPLETE KNEE SOLUTION CRUCIATE RETAINING (CR) FEMORAL COMPONENT POROUS SIZE D
RIGHT, NEXGEN® COMPLETE KNEE SOLUTION CRUCIATE RETAINING (CR) FEMORAL COMPONENT POROUS SIZE E
LEFT, NEXGEN® COMPLETE KNEE SOLUTION CRUCIATE RETAINING (CR) FEMORAL COMPONENT POROUS SIZE E
RIGHT, NEXGEN® COMPLETE KNEE SOLUTION CRUCIATE RETAINING (CR) FEMORAL COMPONENT POROUS SIZE F
LEFT, NEXGEN® COMPLETE KNEE SOLUTION CRUCIATE RETAINING (CR) FEMORAL COMPONENT POROUS SIZE F
RIGHT, NEXGEN® COMPLETE KNEE SOLUTION CRUCIATE RETAINING (CR) FEMORAL COMPONENT POROUS SIZE G
LEFT, NEXGEN® COMPLETE KNEE SOLUTION CRUCIATE RETAINING (CR) FEMORAL COMPONENT POROUS SIZE G
RIGHT, NEXGEN® COMPLETE KNEE SOLUTION CRUCIATE RETAINING (CR) FEMORAL COMPONENT POROUS SIZE H
LEFT, NEXGEN® COMPLETE KNEE SOLUTION CRUCIATE RETAINING (CR) FEMORAL COMPONENT POROUS SIZE H
RIGHT, NEXGEN® COMPLETE KNEE SOLUTION ALL POLY PATELLA SIZE 29 MM DIA. MICRO 7.5 MM THICKNESS, NEXGEN® COMPLETE KNEE SOLUTION ALL POLY PATELLA SIZE 32 MM DIA. MICRO 7.7 MM THICKNESS, NEXGEN® COMPLETE KNEE SOLUTION ALL POLY PATELLA SIZE 35 MM DIA. MICRO 8.0 MM THICKNESS, NEXGEN® COMPLETE KNEE SOLUTION ALL POLY PATELLA SIZE 26MM DIA. STANDARD 7.5 MM THICKNESS, NEXGEN® COMPLETE KNEE SOLUTION ALL POLY PATELLA SIZE 29MM DIA. STANDARD 8.0MM THICKNESS, NEXGEN® COMPLETE KNEE SOLUTION ALL POLY PATELLA SIZE 32MM DIA. STANDARD 8.5MM THICKNESS, NEXGEN® COMPLETE KNEE SOLUTION ALL POLY PATELLA SIZE 35MM DIA. STANDARD 9.0MM THICKNESS, NEXGEN® COMPLETE KNEE SOLUTION ALL POLY PATELLA SIZE 38MM DIA. STANDARD 9.5MM THICKNESS, NEXGEN® COMPLETE KNEE SOLUTION ALL POLY PATELLA SIZE 41MM DIA. STANDARD 10.0 MM THICKNESS, NEXGEN® COMPLETE KNEE SOLUTION STEMMED TIBIAL
COMPONENT PRECOAT SIZE 1, NEXGEN® COMPLETE KNEE SOLUTION STEMMED TIBIAL
COMPONENT PRECOAT SIZE 2, NEXGEN® COMPLETE KNEE SOLUTION STEMMED TIBIAL
COMPONENT PRECOAT SIZE 3, NEXGEN® COMPLETE KNEE SOLUTION STEMMED TIBIAL COMPONENT PRECOAT SIZE 4, NEXGEN® COMPLETE KNEE SOLUTION STEMMED TIBIAL
COMPONENT PRECOAT SIZE 4+, NEXGEN® COMPLETE KNEE SOLUTION STEMMED TIBIAL
COMPONENT PRECOAT SIZE 5, NEXGEN® COMPLETE KNEE SOLUTION STEMMED TIBIAL
COMPONENT PRECOAT SIZE 6, NEXGEN® COMPLETE KNEE SOLUTION STEMMED TIBIAL COMPONENT PRECOAT SIZE 7, NEXGEN® COMPLETE KNEE SOLUTION STEMMED TIBIAL COMPONENT PRECOAT SIZE 8, NEXGEN® COMPLETE KNEE SOLUTION STEMMED TIBIAL COMPONENT PRECOAT SIZE 9, NEXGEN® COMPLETE KNEE SOLUTION CRUCIATE RETAINING (CR) ARTICULAR SURFACE REGULAR CONSTRAINT SIZE YELLOW / C-H 17 MM HEIGHT, NEXGEN® COMPLETE KNEE SOLUTION CRUCIATE RETAINING (CR) ARTICULAR SURFACE REGULAR CONSTRAINT SIZE YELLOW / C-H 20 MM HEIGHT, NEXGEN® COMPLETE KNEE SOLUTION CRUCIATE RETAINING (CR) ARTICULAR SURFACE REGULAR CONSTRAINT SIZE STRIPED YELLOW / A-E MICRO 10 MM
HEIGHT, NEXGEN® COMPLETE KNEE SOLUTION CRUCIATE RETAINING (CR) ARTICULAR SURFACE REGULAR CONSTRAINT SIZE STRIPED YELLOW / A-E MICRO 12 MM
HEIGHT, NEXGEN® COMPLETE KNEE SOLUTION CRUCIATE RETAINING (CR) ARTICULAR SURFACE REGULAR CONSTRAINT SIZE STRIPED YELLOW / A-E MICRO 14 MM
HEIGHT, NEXGEN® COMPLETE KNEE SOLUTION CRUCIATE RETAINING (CR) ARTICULAR SURFACE REGULAR CONSTRAINT SIZE STRIPED YELLOW / A-E MICRO 17 MM
HEIGHT, NEXGEN® COMPLETE KNEE SOLUTION CRUCIATE RETAINING (CR) ARTICULAR SURFACE REGULAR CONSTRAINT SIZE STRIPED YELLOW / A-E MICRO 20 MM HEIGHT, NEXGEN® COMPLETE KNEE SOLUTION CRUCIATE RETAINING (CR) ARTICULAR SURFACE REGULAR CONSTRAINT SIZE GREEN / C-H 9 MM HEIGHT, NEXGEN® COMPLETE KNEE SOLUTION CRUCIATE RETAINING (CR) ARTICULAR SURFACE REGULAR CONSTRAINT SIZE GREEN / C-H 10 MM HEIGHT, NEXGEN® COMPLETE KNEE SOLUTION CRUCIATE RETAINING (CR) ARTICULAR SURFACE REGULAR CONSTRAINT SIZE GREEN / C-H 12 MM HEIGHT, NEXGEN® COMPLETE KNEE SOLUTION CRUCIATE RETAINING (CR) ARTICULAR SURFACE REGULAR CONSTRAINT SIZE GREEN / C-H 14 MM HEIGHT, NEXGEN® COMPLETE KNEE SOLUTION CRUCIATE RETAINING (CR) ARTICULAR SURFACE REGULAR CONSTRAINT SIZE GREEN / C-H 17 MM HEIGHT, NEXGEN® COMPLETE KNEE SOLUTION CRUCIATE RETAINING (CR) ARTICULAR SURFACE REGULAR CONSTRAINT SIZE GREEN / C-H 20 MM HEIGHT, NEXGEN® COMPLETE KNEE SOLUTION CRUCIATE RETAINING (CR) ARTICULAR SURFACE REGULAR CONSTRAINT SIZE BLUE / C-H 9 MM HEIGHT, NEXGEN® COMPLETE KNEE SOLUTION CRUCIATE RETAINING (CR) ARTICULAR SURFACE REGULAR CONSTRAINT SIZE BLUE / C-H 10 MM HEIGHT, NEXGEN® COMPLETE KNEE SOLUTION CRUCIATE RETAINING (CR) ARTICULAR SURFACE REGULAR CONSTRAINT SIZE BLUE / C-H 12 MM HEIGHT, NEXGEN® COMPLETE KNEE SOLUTION CRUCIATE RETAINING (CR) ARTICULAR SURFACE REGULAR CONSTRAINT SIZE BLUE / C-H 14 MM HEIGHT, NEXGEN® COMPLETE KNEE SOLUTION CRUCIATE RETAINING (CR) ARTICULAR SURFACE REGULAR CONSTRAINT SIZE BLUE / C-H 17 MM HEIGHT, NEXGEN® COMPLETE KNEE SOLUTION CRUCIATE RETAINING (CR) ARTICULAR SURFACE REGULAR CONSTRAINT SIZE BLUE / C-H 20 MM HEIGHT, NEXGEN® COMPLETE KNEE SOLUTION STEMMED TIBIAL
COMPONENT PRECOAT SIZE 10, NEXGEN® COMPLETE KNEE SOLUTION STEMMED NONAUGMENTABLE TIBIAL COMPONENT OPTION SIZE 3, NEXGEN® COMPLETE KNEE SOLUTION STEMMED NONAUGMENTABLE TIBIAL COMPONENT OPTION SIZE 4, NEXGEN® COMPLETE KNEE SOLUTION STEMMED NONAUGMENTABLE TIBIAL COMPONENT OPTION SIZE 5, NEXGEN® COMPLETE KNEE SOLUTION STEMMED NONAUGMENTABLE TIBIAL COMPONENT OPTION SIZE 6, NEXGEN® COMPLETE KNEE SOLUTION STEMMED NONAUGMENTABLE TIBIAL COMPONENT OPTION SIZE 7, NEXGEN® COMPLETE KNEE SOLUTION STEMMED NONAUGMENTABLE TIBIAL COMPONENT OPTION SIZE 8, NEXGEN® COMPLETE KNEE SOLUTION STEMMED TIBIAL COMPONENT PRECOAT SIZE 3 A/P WEDGED, NEXGEN® COMPLETE KNEE SOLUTION STEMMED TIBIAL COMPONENT PRECOAT SIZE 4 A/P WEDGED, NEXGEN® COMPLETE KNEE SOLUTION STEMMED TIBIAL COMPONENT PRECOAT SIZE 5 A/P WEDGED, NEXGEN® COMPLETE KNEE SOLUTION STEMMED TIBIAL COMPONENT PRECOAT SIZE 6 A/P WEDGED, NEXGEN® COMPLETE KNEE SOLUTION STEMMED TIBIAL COMPONENT PRECOAT SIZE 7 A/P WEDGED, NEXGEN® COMPLETE KNEE SOLUTION STEMMED TIBIAL COMPONENT PRECOAT SIZE 8 A/P WEDGED, NEXGEN® COMPLETE KNEE SOLUTION FLUTED STEMMED TIBIAL COMPONENT SIZE 1 OPTION, NEXGEN® COMPLETE KNEE SOLUTION FLUTED STEMMED TIBIAL COMPONENT SIZE 2 OPTION, NEXGEN® COMPLETE KNEE SOLUTION FLUTED STEMMED TIBIAL COMPONENT SIZE 3 OPTION, NEXGEN® COMPLETE KNEE SOLUTION FLUTED STEMMED TIBIAL COMPONENT SIZE 4 OPTION, NEXGEN® COMPLETE KNEE SOLUTION FLUTED STEMMED TIBIAL COMPONENT SIZE 5 OPTION, NEXGEN® COMPLETE KNEE SOLUTION FLUTED STEMMED TIBIAL COMPONENT SIZE 6 OPTION, NEXGEN® COMPLETE KNEE SOLUTION FLUTED STEMMED TIBIAL COMPONENT SIZE 7 OPTION, NEXGEN® COMPLETE KNEE SOLUTION FLUTED STEMMED TIBIAL COMPONENT SIZE 8 OPTION, NEXGEN® COMPLETE KNEE SOLUTION FLUTED STEMMED TIBIAL COMPONENT SIZE 9 OPTION, NEXGEN® COMPLETE KNEE SOLUTION FLUTED STEMMED TIBIAL COMPONENT SIZE 10 OPTION, NEXGEN® COMPLETE KNEE SOLUTION LEGACY® KNEE 3 DEGREE FLUTED TIBIAL COMPONENT SIZE 1 STEMMED
OPTION, NEXGEN® COMPLETE KNEE SOLUTION LEGACY® KNEE 3 DEGREE FLUTED TIBIAL COMPONENT SIZE 2 STEMMED
OPTION, NEXGEN® COMPLETE KNEE SOLUTION LEGACY® KNEE 3 DEGREE FLUTED TIBIAL COMPONENT SIZE 3 STEMMED
OPTION, NEXGEN® COMPLETE KNEE SOLUTION LEGACY® KNEE 3 DEGREE FLUTED TIBIAL COMPONENT SIZE 4 STEMMED
OPTION, NEXGEN® COMPLETE KNEE SOLUTION LEGACY® KNEE 3 DEGREE FLUTED TIBIAL COMPONENT SIZE 5 STEMMED
OPTION, NEXGEN® COMPLETE KNEE SOLUTION LEGACY® KNEE 3 DEGREE FLUTED TIBIAL COMPONENT SIZE 6 STEMMED
OPTION, NEXGEN® COMPLETE KNEE SOLUTION LEGACY® KNEE 3 DEGREE FLUTED TIBIAL COMPONENT SIZE 7 STEMMED
OPTION, NEXGEN® COMPLETE KNEE SOLUTION LEGACY® KNEE 3 DEGREE FLUTED TIBIAL COMPONENT SIZE 8 STEMMED
OPTION, NEXGEN® COMPLETE KNEE SOLUTION CRUCIATE RETAINING CR-FLEX FEMORAL COMPONENT POROUS SIZE C RIGHT, NEXGEN® COMPLETE KNEE SOLUTION CRUCIATE RETAINING CR-FLEX FEMORAL COMPONENT POROUS SIZE C MINUS (C-) LEFT, NEXGEN® COMPLETE KNEE SOLUTION CRUCIATE RETAINING CR-FLEX FEMORAL COMPONENT POROUS SIZE C MINUS (C-) RIGHT, NEXGEN® COMPLETE KNEE SOLUTION CRUCIATE RETAINING CR-FLEX FEMORAL COMPONENT POROUS SIZE D MINUS (D-) LEFT, NEXGEN® COMPLETE KNEE SOLUTION CRUCIATE RETAINING CR-FLEX FEMORAL COMPONENT POROUS SIZE D MINUS (D-) RIGHT, NEXGEN® COMPLETE KNEE SOLUTION CRUCIATE RETAINING CR-FLEX FEMORAL COMPONENT POROUS SIZE E LEFT, NEXGEN® COMPLETE KNEE SOLUTION CRUCIATE RETAINING CR-FLEX FEMORAL COMPONENT POROUS SIZE E RIGHT, NEXGEN® COMPLETE KNEE SOLUTION CRUCIATE RETAINING CR-FLEX FEMORAL COMPONENT POROUS SIZE E MINUS (E-) RIGHT, NEXGEN® COMPLETE KNEE SOLUTION CRUCIATE RETAINING CR-FLEX FEMORAL COMPONENT POROUS SIZE F RIGHT, NEXGEN® COMPLETE KNEE SOLUTION CRUCIATE RETAINING CR-FLEX FEMORAL COMPONENT POROUS SIZE F MINUS (F-) RIGHT, NEXGEN® COMPLETE KNEE SOLUTION CRUCIATE RETAINING CR-FLEX FEMORAL COMPONENT POROUS SIZE G MINUS (G-) LEFT, PROLONG™ HIGHLY CROSSLINKED POLYETHYLENE NEXGEN® COMPLETE KNEE SOLUTION CRUCIATE RETAINING (CR) ARTICULAR SURFACE SIZE YELLOW/C-H 20 MM HEIGHT, PROLONG™ HIGHLY CROSSLINKED POLYETHYLENE NEXGEN® COMPLETE KNEE SOLUTION CRUCIATE RETAINING (CR) ARTICULAR SURFACE SIZE GREEN/C-H 20 MM HEIGHT, PROLONG™ HIGHLY CROSSLINKED POLYETHYLENE NEXGEN® COMPLETE KNEE SOLUTION CRUCIATE RETAINING (CR) ARTICULAR SURFACE SIZE BLUE/C-H 17 MM HEIGHT, PROLONG™ HIGHLY CROSSLINKED POLYETHYLENE NEXGEN® COMPLETE KNEE SOLUTION CRUCIATE RETAINING (CR) ARTICULAR SURFACE SIZE BLUE/C-H 20 MMHEIGHT, NEXGEN® COMPLETE KNEE SOLUTION CRUCIATE RETAINING (CR) ARTICULAR SURFACE REGULAR CONSTRAINT SIZE PURPLE / A-E MICRO 10 MM HEIGHT, NEXGEN® COMPLETE KNEE SOLUTION CRUCIATE RETAINING (CR) ARTICULAR SURFACE REGULAR CONSTRAINT SIZE PURPLE / A-E MICRO 12 MM HEIGHT, NEXGEN® COMPLETE KNEE SOLUTION CRUCIATE RETAINING (CR) ARTICULAR SURFACE REGULAR CONSTRAINT SIZE PURPLE / A-E MICRO 14 MM HEIGHT, NEXGEN® COMPLETE KNEE SOLUTION CRUCIATE RETAINING (CR) ARTICULAR SURFACE REGULAR CONSTRAINT SIZE PURPLE / A-E MICRO 17 MM HEIGHT, NEXGEN® COMPLETE KNEE SOLUTION CRUCIATE RETAINING (CR) ARTICULAR SURFACE REGULAR CONSTRAINT SIZE PURPLE / A-E MICRO 20 MM HEIGHT, NEXGEN® COMPLETE KNEE SOLUTION CRUCIATE RETAINING (CR) ARTICULAR SURFACE REGULAR CONSTRAINT SIZE STRIPED PURPLE / C-H 9 MM HEIGHT, NEXGEN® COMPLETE KNEE SOLUTION CRUCIATE RETAINING (CR) ARTICULAR SURFACE REGULAR CONSTRAINT SIZE STRIPED PURPLE / C-H 10 MM HEIGHT, NEXGEN® COMPLETE KNEE SOLUTION CRUCIATE RETAINING (CR) ARTICULAR SURFACE REGULAR CONSTRAINT SIZE STRIPED PURPLE / C-H 12 MM HEIGHT, NEXGEN® COMPLETE KNEE SOLUTION CRUCIATE RETAINING (CR) ARTICULAR SURFACE REGULAR CONSTRAINT SIZE STRIPED PURPLE / C-H 14 MM HEIGHT, NEXGEN® COMPLETE KNEE SOLUTION CRUCIATE RETAINING (CR) ARTICULAR SURFACE REGULAR CONSTRAINT SIZE STRIPED PURPLE / C-H 17 MM HEIGHT, NEXGEN® COMPLETE KNEE SOLUTION CRUCIATE RETAINING (CR) ARTICULAR SURFACE REGULAR CONSTRAINT SIZE STRIPED PURPLE / C-H 20 MM HEIGHT, NEXGEN® COMPLETE KNEE SOLUTION CRUCIATE RETAINING (CR) ARTICULAR SURFACE REGULAR CONSTRAINT SIZE YELLOW / C-H 9 MM HEIGHT, NEXGEN® COMPLETE KNEE SOLUTION CRUCIATE RETAINING (CR) ARTICULAR SURFACE REGULAR CONSTRAINT SIZE YELLOW / C-H 10 MM HEIGHT, NEXGEN® COMPLETE KNEE SOLUTION CRUCIATE RETAINING (CR) ARTICULAR SURFACE REGULAR CONSTRAINT SIZE YELLOW / C-H 12 MM HEIGHT, NEXGEN® COMPLETE KNEE SOLUTION CRUCIATE RETAINING (CR) ARTICULAR SURFACE REGULAR CONSTRAINT SIZE YELLOW / C-H 14 MM HEIGHT, NEXGEN® COMPLETE KNEE SOLUTION CRUCIATE RETAINING CR-FLEX FEMORAL COMPONENT POROUS SIZE E MINUS (E-) LEFT, NEXGEN® COMPLETE KNEE SOLUTION CRUCIATE RETAINING CR-FLEX FEMORAL COMPONENT POROUS SIZE F LEFT, NEXGEN® COMPLETE KNEE SOLUTION CRUCIATE RETAINING CR-FLEX FEMORAL COMPONENT POROUS SIZE F MINUS (F-) LEFT, NEXGEN® COMPLETE KNEE SOLUTION CRUCIATE RETAINING CR-FLEX FEMORAL COMPONENT POROUS SIZE G LEFT, NEXGEN® COMPLETE KNEE SOLUTION CRUCIATE RETAINING CR-FLEX FEMORAL COMPONENT POROUS SIZE G RIGHT, NEXGEN® COMPLETE KNEE SOLUTION CRUCIATE RETAINING CR-FLEX FEMORAL COMPONENT POROUS SIZE G MINUS (G-) RIGHT, PROLONG™ HIGHLY CROSSLINKED POLYETHYLENE NEXGEN® COMPLETE KNEE SOLUTION CRUCIATE RETAINING (CR) MICRO ARTICULAR SURFACE SIZE PURPLE/A-E MICRO 10 MM HEIGHT, PROLONG™ HIGHLY CROSSLINKED POLYETHYLENE NEXGEN® COMPLETE KNEE SOLUTION CRUCIATE RETAINING (CR) MICRO ARTICULAR SURFACE SIZE PURPLE/A-E MICRO 12 MM HEIGHT, PROLONG™ HIGHLY CROSSLINKED POLYETHYLENE NEXGEN® COMPLETE KNEE SOLUTION CRUCIATE RETAINING (CR) MICRO ARTICULAR SURFACE SIZE PURPLE/A-E MICRO 14 MM HEIGHT, PROLONG™ HIGHLY CROSSLINKED POLYETHYLENE NEXGEN® COMPLETE KNEE SOLUTION CRUCIATE RETAINING (CR) MICRO ARTICULAR SURFACE SIZE PURPLE/A-E MICRO 17 MM HEIGHT, PROLONG™ HIGHLY CROSSLINKED POLYETHYLENE NEXGEN® COMPLETE KNEE SOLUTION CRUCIATE RETAINING (CR) MICRO ARTICULAR SURFACE SIZE PURPLE/A-E MICRO 20 MM HEIGHT, PROLONG™ HIGHLY CROSSLINKED POLYETHYLENE NEXGEN® COMPLETE KNEE SOLUTION CRUCIATE RETAINING (CR) ARTICULAR SURFACE SIZE STRIPED
PURPLE/C-H 10 MM HEIGHT, PROLONG™ HIGHLY CROSSLINKED POLYETHYLENE NEXGEN® COMPLETE KNEE SOLUTION CRUCIATE RETAINING (CR) ARTICULAR SURFACE SIZE STRIPED
PURPLE/C-H 12 MM HEIGHT, PROLONG™ HIGHLY CROSSLINKED POLYETHYLENE NEXGEN® COMPLETE KNEE SOLUTION CRUCIATE RETAINING (CR) ARTICULAR SURFACE SIZE STRIPED
PURPLE/C-H 14 MM HEIGHT, PROLONG™ HIGHLY CROSSLINKED POLYETHYLENE NEXGEN® COMPLETE KNEE SOLUTION CRUCIATE RETAINING (CR) ARTICULAR SURFACE SIZE STRIPED
PURPLE/C-H 17 MM HEIGHT, PROLONG™ HIGHLY CROSSLINKED POLYETHYLENE NEXGEN® COMPLETE KNEE SOLUTION CRUCIATE RETAINING (CR) ARTICULAR SURFACE SIZE STRIPED
PURPLE/C-H 20 MM HEIGHT, PROLONG™ HIGHLY CROSSLINKED POLYETHYLENE NEXGEN® COMPLETE KNEE SOLUTION CRUCIATE RETAINING (CR) ARTICULAR SURFACE SIZE YELLOW/C-H 10 MM HEIGHT, PROLONG™ HIGHLY CROSSLINKED POLYETHYLENE NEXGEN® COMPLETE KNEE SOLUTION CRUCIATE RETAINING (CR) ARTICULAR SURFACE SIZE YELLOW/C-H 12 MM HEIGHT, PROLONG™ HIGHLY CROSSLINKED POLYETHYLENE NEXGEN® COMPLETE KNEE SOLUTION CRUCIATE RETAINING (CR) ARTICULAR SURFACE SIZE YELLOW/C-H 14 MM HEIGHT, PROLONG™ HIGHLY CROSSLINKED POLYETHYLENE NEXGEN® COMPLETE KNEE SOLUTION CRUCIATE RETAINING (CR) ARTICULAR SURFACE SIZE YELLOW/C-H 17 MM HEIGHT, PROLONG™ HIGHLY CROSSLINKED POLYETHYLENE NEXGEN® COMPLETE KNEE SOLUTION CRUCIATE RETAINING (CR) MICRO ARTICULAR SURFACE SIZE STRIPED YELLOW/A-E MICRO 10 MM HEIGHT, PROLONG™ HIGHLY CROSSLINKED POLYETHYLENE NEXGEN® COMPLETE KNEE SOLUTION CRUCIATE RETAINING (CR) MICRO ARTICULAR SURFACE SIZE STRIPED YELLOW/A-E MICRO 12 MM HEIGHT, PROLONG™ HIGHLY CROSSLINKED POLYETHYLENE NEXGEN® COMPLETE KNEE SOLUTION CRUCIATE RETAINING (CR) MICRO ARTICULAR SURFACE SIZE STRIPED YELLOW/A-E MICRO 14 MM HEIGHT, PROLONG™ HIGHLY CROSSLINKED POLYETHYLENE NEXGEN® COMPLETE KNEE SOLUTION CRUCIATE RETAINING (CR) MICRO ARTICULAR SURFACE SIZE STRIPED YELLOW/A-E MICRO 17 MM HEIGHT, PROLONG™ HIGHLY CROSSLINKED POLYETHYLENE NEXGEN® COMPLETE KNEE SOLUTION CRUCIATE RETAINING (CR) MICRO ARTICULAR SURFACE SIZE STRIPED YELLOW/A-E MICRO 20 MM HEIGHT, PROLONG™ HIGHLY CROSSLINKED POLYETHYLENE NEXGEN® COMPLETE KNEE SOLUTION CRUCIATE RETAINING (CR) ARTICULAR SURFACE SIZE GREEN/C-H 10 MM HEIGHT, PROLONG™ HIGHLY CROSSLINKED POLYETHYLENE NEXGEN® COMPLETE KNEE SOLUTION CRUCIATE RETAINING (CR) ARTICULAR SURFACE SIZE GREEN/C-H 12 MM HEIGHT, PROLONG™ HIGHLY CROSSLINKED POLYETHYLENE NEXGEN® COMPLETE KNEE SOLUTION CRUCIATE RETAINING (CR) ARTICULAR SURFACE SIZE GREEN/C-H 14 MM HEIGHT, PROLONG™ HIGHLY CROSSLINKED POLYETHYLENE NEXGEN® COMPLETE KNEE SOLUTION CRUCIATE RETAINING (CR) ARTICULAR SURFACE SIZE GREEN/C-H 17 MM HEIGHT, PROLONG™ HIGHLY CROSSLINKED POLYETHYLENE NEXGEN® COMPLETE KNEE SOLUTION CRUCIATE RETAINING (CR) MICRO ARTICULAR SURFACE SIZE STRIPED GREEN/A-E MICRO 10 MM HEIGHT, PROLONG™ HIGHLY CROSSLINKED POLYETHYLENE NEXGEN® COMPLETE KNEE SOLUTION CRUCIATE RETAINING (CR) MICRO ARTICULAR SURFACE SIZE STRIPED GREEN/A-E MICRO 12 MM HEIGHT, PROLONG™ HIGHLY CROSSLINKED POLYETHYLENE NEXGEN® COMPLETE KNEE SOLUTION CRUCIATE RETAINING (CR) MICRO ARTICULAR SURFACE SIZE STRIPED GREEN/A-E MICRO 14 MM HEIGHT, PROLONG™ HIGHLY CROSSLINKED POLYETHYLENE NEXGEN® COMPLETE KNEE SOLUTION CRUCIATE RETAINING (CR) MICRO ARTICULAR SURFACE SIZE STRIPED GREEN/A-E MICRO 17 MM HEIGHT, PROLONG™ HIGHLY CROSSLINKED POLYETHYLENE NEXGEN® COMPLETE KNEE SOLUTION CRUCIATE RETAINING (CR) MICRO ARTICULAR SURFACE SIZE STRIPED GREEN/A-E MICRO 20 MM HEIGHT, PROLONG™ HIGHLY CROSSLINKED POLYETHYLENE NEXGEN® COMPLETE KNEE SOLUTION CRUCIATE RETAINING (CR) ARTICULAR SURFACE SIZE BLUE/C-H 10 MM HEIGHT, PROLONG™ HIGHLY CROSSLINKED POLYETHYLENE NEXGEN® COMPLETE KNEE SOLUTION CRUCIATE RETAINING (CR) ARTICULAR SURFACE SIZE BLUE/C-H 12 MM HEIGHT, PROLONG™ HIGHLY CROSSLINKED POLYETHYLENE NEXGEN® COMPLETE KNEE SOLUTION CRUCIATE RETAINING (CR) ARTICULAR SURFACE SIZE BLUE/C-H 14 MM HEIGHT, PROLONG™ HIGHLY CROSSLINKED POLYETHYLENE NEXGEN® COMPLETE KNEE SOLUTION CRUCIATE RETAINING (CR) ARTICULAR SURFACE SIZE BLUE/C-H 20 MM HEIGHT, NEXGEN® COMPLETE KNEE SOLUTION ZIMMER® MINIMALLY INVASIVE SOLUTIONS PROCEDURES, TRABECULAR METAL TECHNOLOGY, TIBIAL TRAY,
FIXED BEARING, SIZE 2, NEXGEN® COMPLETE KNEE SOLUTION ZIMMER® MINIMALLY INVASIVE SOLUTIONS PROCEDURES, TRABECULAR METAL TECHNOLOGY, TIBIAL TRAY,
FIXED BEARING, SIZE 3, NEXGEN® COMPLETE KNEE SOLUTION ZIMMER® MINIMALLY INVASIVE SOLUTIONS PROCEDURES, TRABECULAR METAL TECHNOLOGY, TIBIAL TRAY,
FIXED BEARING, SIZE 4, NEXGEN® COMPLETE KNEE SOLUTION ZIMMER® MINIMALLY INVASIVE SOLUTIONS PROCEDURES, TRABECULAR METAL TECHNOLOGY, TIBIAL TRAY,
FIXED BEARING, SIZE 5, NEXGEN® COMPLETE KNEE SOLUTION ZIMMER® MINIMALLY INVASIVE SOLUTIONS PROCEDURES, TRABECULAR METAL TECHNOLOGY, TIBIAL TRAY,
FIXED BEARING, SIZE 6, NEXGEN® COMPLETE KNEE SOLUTION ZIMMER® MINIMALLY INVASIVE SOLUTIONS PROCEDURES, TRABECULAR METAL TECHNOLOGY, TIBIAL TRAY,
FIXED BEARING, SIZE 7, NEXGEN® COMPLETE KNEE SOLUTION ZIMMER® MINIMALLY INVASIVE SOLUTIONS PROCEDURES, TRABECULAR METAL TECHNOLOGY, TIBIAL TRAY,
FIXED BEARING, SIZE 8, NEXGEN® COMPLETE KNEE SOLUTION CRUCIATE RETAINING CR-FLEX FEMORAL COMPONENT OPTION SIZE B
LEFT, NEXGEN® COMPLETE KNEE SOLUTION CRUCIATE RETAINING CR-FLEX FEMORAL COMPONENT OPTION SIZE B
RIGHT, NEXGEN® COMPLETE KNEE SOLUTION CRUCIATE RETAINING CR-FLEX FEMORAL COMPONENT OPTION SIZE C
LEFT, NEXGEN® COMPLETE KNEE SOLUTION CRUCIATE RETAINING CR-FLEX FEMORAL COMPONENT OPTION SIZE C
RIGHT, NEXGEN® COMPLETE KNEE SOLUTION CRUCIATE RETAINING CR-FLEX FEMORAL COMPONENT OPTION SIZE C
MINUS (C-) LEFT, NEXGEN® COMPLETE KNEE SOLUTION CRUCIATE RETAINING CR-FLEX FEMORAL COMPONENT OPTION SIZE C
MINUS (C-) RIGHT, NEXGEN® COMPLETE KNEE SOLUTION CRUCIATE RETAINING CR-FLEX FEMORAL COMPONENT OPTION SIZE D LEFT, NEXGEN® COMPLETE KNEE SOLUTION CRUCIATE RETAINING CR-FLEX FEMORAL COMPONENT OPTION SIZE D RIGHT, NEXGEN® COMPLETE KNEE SOLUTION CRUCIATE RETAINING CR-FLEX FEMORAL COMPONENT OPTION SIZE D MINUS (D-) LEFT, NEXGEN® COMPLETE KNEE SOLUTION CRUCIATE RETAINING CR-FLEX FEMORAL COMPONENT OPTION SIZE D MINUS (D-) RIGHT, NEXGEN® COMPLETE KNEE SOLUTION CRUCIATE RETAINING CR-FLEX FEMORAL COMPONENT OPTION SIZE E LEFT, NEXGEN® COMPLETE KNEE SOLUTION CRUCIATE RETAINING CR-FLEX FEMORAL COMPONENT OPTION SIZE E RIGHT, NEXGEN® COMPLETE KNEE SOLUTION CRUCIATE RETAINING CR-FLEX FEMORAL COMPONENT OPTION SIZE E MINUS (E-) LEFT, NEXGEN® COMPLETE KNEE SOLUTION CRUCIATE RETAINING CR-FLEX FEMORAL COMPONENT OPTION SIZE E MINUS (E-) RIGHT, NEXGEN® COMPLETE KNEE SOLUTION CRUCIATE RETAINING CR-FLEX FEMORAL COMPONENT OPTION SIZE F
LEFT, NEXGEN® COMPLETE KNEE SOLUTION CRUCIATE RETAINING CR-FLEX FEMORAL COMPONENT OPTION SIZE F
RIGHT, NEXGEN® COMPLETE KNEE SOLUTION CRUCIATE RETAINING CR-FLEX FEMORAL COMPONENT OPTION SIZE F
MINUS (F-) LEFT, NEXGEN® COMPLETE KNEE SOLUTION CRUCIATE RETAINING CR-FLEX FEMORAL COMPONENT OPTION SIZE F
MINUS (F-) RIGHT, NEXGEN® COMPLETE KNEE SOLUTION CRUCIATE RETAINING CR-FLEX FEMORAL COMPONENT OPTION SIZE G LEFT, NEXGEN® COMPLETE KNEE SOLUTION CRUCIATE RETAINING CR-FLEX FEMORAL COMPONENT OPTION SIZE G RIGHT, NEXGEN® COMPLETE KNEE SOLUTION CRUCIATE RETAINING CR-FLEX FEMORAL COMPONENT OPTION SIZE G
MINUS (G-) LEFT, NEXGEN® COMPLETE KNEE SOLUTION CRUCIATE RETAINING CR-FLEX FEMORAL COMPONENT OPTION SIZE G
MINUS (G-) RIGHT, NEXGEN® COMPLETE KNEE SOLUTION CRUCIATE RETAINING (CR) STEMMED TIBIAL COMPONENT - ALL POLY
SIZE 3 YELLOW 10 MM HEIGHT, NEXGEN® COMPLETE KNEE SOLUTION CRUCIATE RETAINING (CR) STEMMED TIBIAL COMPONENT - ALL POLY
SIZE 3 YELLOW 12 MM HEIGHT, NEXGEN® COMPLETE KNEE SOLUTION CRUCIATE RETAINING (CR) STEMMED TIBIAL COMPONENT - ALL POLY
SIZE 3 YELLOW 14 MM HEIGHT, NEXGEN® COMPLETE KNEE SOLUTION CRUCIATE RETAINING (CR) STEMMED TIBIAL COMPONENT - ALL POLY
SIZE 3 YELLOW 17 MM HEIGHT, NEXGEN® COMPLETE KNEE SOLUTION CRUCIATE RETAINING (CR) STEMMED TIBIAL COMPONENT - ALL POLY
SIZE 4 YELLOW 10 MM HEIGHT, NEXGEN® COMPLETE KNEE SOLUTION CRUCIATE RETAINING (CR) STEMMED TIBIAL COMPONENT - ALL POLY
SIZE 4 YELLOW 12 MM HEIGHT, NEXGEN® COMPLETE KNEE SOLUTION CRUCIATE RETAINING (CR) STEMMED TIBIAL COMPONENT - ALL POLY
SIZE 4 YELLOW 14 MM HEIGHT, NEXGEN® COMPLETE KNEE SOLUTION CRUCIATE RETAINING (CR) STEMMED TIBIAL COMPONENT - ALL POLY
SIZE 4 YELLOW 17 MM HEIGHT, NEXGEN® COMPLETE KNEE SOLUTION CRUCIATE RETAINING (CR) STEMMED TIBIAL COMPONENT - ALL POLY
SIZE 5 GREEN 10 MM HEIGHT, NEXGEN® COMPLETE KNEE SOLUTION CRUCIATE RETAINING (CR) STEMMED TIBIAL COMPONENT - ALL POLY
SIZE 5 GREEN 12 MM HEIGHT, NEXGEN® COMPLETE KNEE SOLUTION CRUCIATE RETAINING (CR) STEMMED TIBIAL COMPONENT - ALL POLY
SIZE 5 GREEN 14 MM HEIGHT, NEXGEN® COMPLETE KNEE SOLUTION CRUCIATE RETAINING (CR) STEMMED TIBIAL COMPONENT - ALL POLY
SIZE 5 GREEN 17 MM HEIGHT, NEXGEN® COMPLETE KNEE SOLUTION CRUCIATE RETAINING (CR) STEMMED TIBIAL COMPONENT - ALL POLY
SIZE 6 GREEN 10 MM HEIGHT, NEXGEN® COMPLETE KNEE SOLUTION CRUCIATE RETAINING (CR) STEMMED TIBIAL COMPONENT - ALL POLY
SIZE 6 GREEN 12 MM HEIGHT, NEXGEN® COMPLETE KNEE SOLUTION CRUCIATE RETAINING (CR) STEMMED TIBIAL COMPONENT - ALL POLY
SIZE 6 GREEN 14 MM HEIGHT, NEXGEN® COMPLETE KNEE SOLUTION CRUCIATE RETAINING (CR) STEMMED TIBIAL COMPONENT - ALL POLY
SIZE 6 GREEN 17 MM HEIGHT, NEXGEN® COMPLETE KNEE SOLUTION CRUCIATE RETAINING (CR) STEMMED TIBIAL COMPONENT - ALL POLY
SIZE 7 BLUE 10 MM HEIGHT, NEXGEN® COMPLETE KNEE SOLUTION CRUCIATE RETAINING (CR) STEMMED TIBIAL COMPONENT - ALL POLY
SIZE 7 BLUE 12 MM HEIGHT, NEXGEN® COMPLETE KNEE SOLUTION CRUCIATE RETAINING (CR) STEMMED TIBIAL COMPONENT - ALL POLY
SIZE 7 BLUE 14 MM HEIGHT, NEXGEN® COMPLETE KNEE SOLUTION CRUCIATE RETAINING (CR) STEMMED TIBIAL COMPONENT - ALL POLY
SIZE 7 BLUE 17 MM HEIGHT, NEXGEN® COMPLETE KNEE SOLUTION CRUCIATE RETAINING (CR) STEMMED TIBIAL COMPONENT - ALL POLY
SIZE 8 BLUE 10 MM HEIGHT, NEXGEN® COMPLETE KNEE SOLUTION CRUCIATE RETAINING (CR) STEMMED TIBIAL COMPONENT - ALL POLY
SIZE 8 BLUE 12 MM HEIGHT, NEXGEN® COMPLETE KNEE SOLUTION CRUCIATE RETAINING (CR) STEMMED TIBIAL COMPONENT - ALL POLY
SIZE 8 BLUE 14 MM HEIGHT, NEXGEN® COMPLETE KNEE SOLUTION CRUCIATE RETAINING (CR) STEMMED TIBIAL COMPONENT - ALL POLY
SIZE 8 BLUE 17 MM HEIGHT, NEXGEN® COMPLETE KNEE SOLUTION CRUCIATE RETAINING (CR) FEMORAL COMPONENT OPTION SIZE C
LEFT, NEXGEN® COMPLETE KNEE SOLUTION CRUCIATE RETAINING (CR) FEMORAL COMPONENT OPTION SIZE C
RIGHT, NEXGEN® COMPLETE KNEE SOLUTION CRUCIATE RETAINING (CR) FEMORAL COMPONENT OPTION SIZE D
LEFT, NEXGEN® COMPLETE KNEE SOLUTION CRUCIATE RETAINING (CR) FEMORAL COMPONENT OPTION SIZE D
RIGHT, NEXGEN® COMPLETE KNEE SOLUTION CRUCIATE RETAINING (CR) FEMORAL COMPONENT OPTION SIZE E
LEFT, NexGen Complete Knee Solution, CR, CR-Flex, NEXGEN® COMPLETE KNEE SOLUTION CRUCIATE RETAINING CR-FLEX GENDER SOLUTIONS™ FEMALE (GSF) FEMORAL COMPONENT PRECOAT SIZE C LEFT, NEXGEN® COMPLETE KNEE SOLUTION CRUCIATE RETAINING CR-FLEX GENDER SOLUTIONS™ FEMALE (GSF) FEMORAL COMPONENT PRECOAT SIZE C RIGHT, NEXGEN® COMPLETE KNEE SOLUTION CRUCIATE RETAINING CR-FLEX FEMORAL COMPONENT PRECOAT SIZE E MINUS (E-) RIGHT, NEXGEN® COMPLETE KNEE SOLUTION CRUCIATE RETAINING CR-FLEX FEMORAL COMPONENT PRECOAT SIZE F LEFT, NEXGEN® COMPLETE KNEE SOLUTION CRUCIATE RETAINING CR-FLEX FEMORAL COMPONENT PRECOAT SIZE F RIGHT, NEXGEN® COMPLETE KNEE SOLUTION CRUCIATE RETAINING CR-FLEX FEMORAL COMPONENT PRECOAT SIZE F MINUS (F-) LEFT, NEXGEN® COMPLETE KNEE SOLUTION CRUCIATE RETAINING CR-FLEX FEMORAL COMPONENT PRECOAT SIZE F MINUS (F-) RIGHT, NEXGEN® COMPLETE KNEE SOLUTION CRUCIATE RETAINING CR-FLEX FEMORAL COMPONENT PRECOAT SIZE G LEFT, NEXGEN® COMPLETE KNEE SOLUTION CRUCIATE RETAINING CR-FLEX FEMORAL COMPONENT PRECOAT SIZE G RIGHT, NEXGEN® COMPLETE KNEE SOLUTION CRUCIATE RETAINING CR-FLEX FEMORAL COMPONENT PRECOAT SIZE G MINUS (G-) LEFT, NEXGEN® COMPLETE KNEE SOLUTION CRUCIATE RETAINING CR-FLEX FEMORAL COMPONENT PRECOAT SIZE G
MINUS (G-) RIGHT, NEXGEN® COMPLETE KNEE SOLUTION CRUCIATE RETAINING CR-FLEX FEMORAL COMPONENT POROUS SIZE C LEFT, NEXGEN® COMPLETE KNEE SOLUTION CRUCIATE RETAINING CR-FLEX FEMORAL COMPONENT POROUS SIZE D LEFT, NEXGEN® COMPLETE KNEE SOLUTION CRUCIATE RETAINING CR-FLEX FEMORAL COMPONENT POROUS SIZE D RIGHT, NEXGEN® COMPLETE KNEE SOLUTION CRUCIATE RETAINING CR-FLEX GENDER SOLUTIONS™ FEMALE (GSF) FEMORAL COMPONENT PRECOAT SIZE C MINUS (C-) LEFT, NEXGEN® COMPLETE KNEE SOLUTION CRUCIATE RETAINING CR-FLEX GENDER SOLUTIONS™ FEMALE (GSF) FEMORAL COMPONENT PRECOAT SIZE C MINUS (C-) RIGHT, NEXGEN® COMPLETE KNEE SOLUTION CRUCIATE RETAINING CR-FLEX GENDER SOLUTIONS™ FEMALE (GSF) FEMORAL COMPONENT PRECOAT SIZE D, LEFT, NEXGEN® COMPLETE KNEE SOLUTION CRUCIATE RETAINING CR-FLEX GENDER SOLUTIONS™ FEMALE (GSF) FEMORAL COMPONENT PRECOAT SIZE D, RIGHT, NEXGEN® COMPLETE KNEE SOLUTION CRUCIATE RETAINING CR-FLEX GENDER SOLUTIONS™ FEMALE (GSF) FEMORAL COMPONENT PRECOAT SIZE D MINUS (D-),
LEFT, NEXGEN® COMPLETE KNEE SOLUTION CRUCIATE RETAINING CR-FLEX GENDER SOLUTIONS™ FEMALE (GSF) FEMORAL COMPONENT PRECOAT SIZE D MINUS (D-), RIGHT, NEXGEN® COMPLETE KNEE SOLUTION CRUCIATE RETAINING CR-FLEX GENDER SOLUTIONS™ FEMALE (GSF) FEMORAL COMPONENT PRECOAT SIZE E LEFT, NEXGEN® COMPLETE KNEE SOLUTION CRUCIATE RETAINING CR-FLEX GENDER SOLUTIONS™ FEMALE (GSF) FEMORAL COMPONENT PRECOAT SIZE E RIGHT, NEXGEN® COMPLETE KNEE SOLUTION CRUCIATE RETAINING CR-FLEX GENDER SOLUTIONS™ FEMALE (GSF) FEMORAL COMPONENT PRECOAT SIZE E MINUS (E-), LEFT, NEXGEN® COMPLETE KNEE SOLUTION CRUCIATE RETAINING CR-FLEX GENDER SOLUTIONS™ FEMALE (GSF) FEMORAL COMPONENT PRECOAT SIZE E MINUS (E-), RIGHT, NEXGEN® COMPLETE KNEE SOLUTION CRUCIATE RETAINING CR-FLEX GENDER SOLUTIONS™ FEMALE (GSF) FEMORAL COMPONENT PRECOAT SIZE F LEFT, NEXGEN® COMPLETE KNEE SOLUTION CRUCIATE RETAINING CR-FLEX GENDER SOLUTIONS™ FEMALE (GSF) FEMORAL COMPONENT PRECOAT SIZE F RIGHT, NEXGEN® COMPLETE KNEE SOLUTION CRUCIATE RETAINING CR-FLEX GENDER SOLUTIONS™ FEMALE (GSF) FEMORAL COMPONENT PRECOAT SIZE F MINUS (F-) LEFT, NEXGEN® COMPLETE KNEE SOLUTION CRUCIATE RETAINING CR-FLEX GENDER SOLUTIONS™ FEMALE (GSF) FEMORAL COMPONENT PRECOAT SIZE F MINUS (F-) RIGHT, NEXGEN® COMPLETE KNEE SOLUTION CRUCIATE RETAINING CR-FLEX GENDER SOLUTIONS™ FEMALE (GSF) FEMORAL COMPONENT PRECOAT SIZE G LEFT, NEXGEN® COMPLETE KNEE SOLUTION CRUCIATE RETAINING CR-FLEX GENDER SOLUTIONS™ FEMALE (GSF) FEMORAL COMPONENT PRECOAT SIZE G RIGHT, NEXGEN® COMPLETE KNEE SOLUTION CRUCIATE RETAINING CR-FLEX GENDER SOLUTIONS™ FEMALE (GSF) FEMORAL COMPONENT PRECOAT SIZE G MINUS (G-) LEFT, NEXGEN® COMPLETE KNEE SOLUTION CRUCIATE RETAINING CR-FLEX GENDER SOLUTIONS™ FEMALE (GSF) FEMORAL COMPONENT PRECOAT SIZE G MINUS (G-) RIGHT, NEXGEN® COMPLETE KNEE SOLUTION CRUCIATE RETAINING CR-FLEX FEMORAL COMPONENT PRECOAT SIZE C LEFT, NEXGEN® COMPLETE KNEE SOLUTION CRUCIATE RETAINING CR-FLEX FEMORAL COMPONENT PRECOAT SIZE C RIGHT, NEXGEN® COMPLETE KNEE SOLUTION CRUCIATE RETAINING CR-FLEX FEMORAL COMPONENT PRECOAT SIZE C MINUS (C-) LEFT, NEXGEN® COMPLETE KNEE SOLUTION CRUCIATE RETAINING CR-FLEX FEMORAL COMPONENT PRECOAT SIZE C MINUS (C-) RIGHT, NEXGEN® COMPLETE KNEE SOLUTION CRUCIATE RETAINING CR-FLEX FEMORAL COMPONENT PRECOAT SIZE D LEFT, NEXGEN® COMPLETE KNEE SOLUTION CRUCIATE RETAINING CR-FLEX FEMORAL COMPONENT PRECOAT SIZE D RIGHT, NEXGEN® COMPLETE KNEE SOLUTION CRUCIATE RETAINING CR-FLEX FEMORAL COMPONENT PRECOAT SIZE D MINUS (D-) LEFT, NEXGEN® COMPLETE KNEE SOLUTION CRUCIATE RETAINING CR-FLEX FEMORAL COMPONENT PRECOAT SIZE D MINUS (D-) RIGHT, NEXGEN® COMPLETE KNEE SOLUTION CRUCIATE RETAINING CR-FLEX FEMORAL COMPONENT PRECOAT SIZE E LEFT, NEXGEN® COMPLETE KNEE SOLUTION CRUCIATE RETAINING CR-FLEX FEMORAL COMPONENT PRECOAT SIZE E RIGHT, NEXGEN® COMPLETE KNEE SOLUTION CRUCIATE RETAINING CR-FLEX FEMORAL COMPONENT PRECOAT SIZE E MINUS (E-) LEFT
15932 | NexGen Complete Knee Solution Stem Extension Sharp Fluted 22 Mm Dia X 75 Mm Length (Combined Length 120 Mm), NexGen Complete Knee Solution Stem Extension Sharp Fluted 24 Mm Dia X 75 Mm Length (Combined Length 120 Mm), NexGen Complete Knee Solution Stem Extension Sharp Fluted Long 10 Mm Dia X 130 Mm Length (Combined Length 175 Mm), NexGen Complete Knee Solution Stem Extension Sharp Fluted Long 11 Mm Dia X 130 Mm Length (Combined Length 175 Mm), NexGen Complete Knee Solution Stem Extension Sharp Fluted Long 12 Mm Dia X 130 Mm Length (Combined Length 175 Mm), NexGen Complete Knee Solution Stem Extension Sharp Fluted Long 13 Mm Dia X 130 Mm Length (Combined Length 175 Mm), NexGen Complete Knee Solution Stem Extension Sharp Fluted Long 14 Mm Dia X 130 Mm Length (Combined Length 175 Mm), NexGen Complete Knee Solution Stem Extension Sharp Fluted Long 15 Mm Dia X 130 Mm Length (Combined Length 175 Mm), NexGen Complete Knee Solution Stem Extension Sharp Fluted Long 16 Mm Dia X 130 Mm Length (Combined Length 175 Mm), NexGen Complete Knee Solution Stem Extension Sharp Fluted Long 17 Mm Dia X 130 Mm Length (Combined Length 175 Mm), NexGen Complete Knee Solution Stem Extension Sharp Fluted Long 18 Mm Dia X 130 Mm Length (Combined Length 175 Mm), NexGen Complete Knee Solution Stem Extension Sharp Fluted Long 19 Mm Dia X 130 Mm Length (Combined Length 175 Mm), NexGen Complete Knee Solution Stem Extension Sharp Fluted Long 20 Mm Dia X 130 Mm Length (Combined Length 175 Mm), NexGen Complete Knee Solution Stem Extension Sharp Fluted Long 22 Mm Dia X 130 Mm Length (Combined Length 175 Mm), NexGen Complete Knee Solution Stem Extension Sharp Fluted Long 24 Mm Dia X 130 Mm Length (Combined Length 175 Mm), NexGen Complete Knee Solution Stem Extension Cemented 13 Mm Dia. X 30 Mm Length (Combined Length 75 Mm), NexGen Complete Knee Solution Stem Extension Cemented 13 Mm Dia. X 60 Mm Length (Combined Length 105 Mm), NexGen Complete Knee Solution Stem Extension Cemented 13 Mm Dia. X 100 Mm Length (Combined Length 145 Mm), NexGen Complete Knee Solution Stem Extension Offset 11 Mm Dia X 100 Mm Length (Combined Length 145 Mm), NexGen Complete Knee Solution Stem Extension Offset 12 Mm Dia X 100 Mm Length (Combined Length 145 Mm), NexGen Complete Knee Solution Stem Extension Offset 13 Mm Dia X 100 Mm Length (Combined Length 145 Mm), NexGen Complete Knee Solution Stem Extension Offset 14 Mm Dia X 100 Mm Length (Combined Length 145 Mm), NexGen Complete Knee Solution Stem Extension Offset 15 Mm Dia X 100 Mm Length (Combined Length 145 Mm), NexGen Complete Knee Solution Stem Extension Offset 16 Mm Dia X 100 Mm Length (Combined Length 145 Mm), NexGen Complete Knee Solution Stem Extension Offset 17 Mm Dia X 100 Mm Length (Combined Length 145 Mm), NexGen Complete Knee Solution Stem Extension Offset 18 Mm Dia X 100 Mm Length (Combined Length 145 Mm), NexGen Complete Knee Solution Stem Extension Offset Long 12 Mm Dia X 155 Mm Length (Combined Length 200 Mm), NexGen Complete Knee Solution Stem Extension Offset Long 13 Mm Dia X 155 Mm Length (Combined Length 200 Mm), NexGen Complete Knee Solution Stem Extension Offset Long 14 Mm Dia X 155 Mm Length (Combined Length 200 Mm), NexGen Complete Knee Solution Stem Extension Offset Long 15 Mm Dia X 155 Mm Length (Combined Length 200 Mm), NexGen Complete Knee Solution Stem Extension Offset Long 16 Mm Dia X 155 Mm Length (Combined Length 200 Mm), NexGen Complete Knee Solution Stem Extension Offset Long 17 Mm Dia X 155 Mm Length (Combined Length 200 Mm), NexGen Complete Knee Solution Stem Extension Offset Long 18 Mm Dia X 155 Mm Length (Combined Length 200 Mm), NexGen Complete Knee Solution Femoral Set Screw 4.7mm Diameter 3.5mm Length, NexGen Complete Knee Solution - Rotating Hinge Knee, NexGen Complete Knee Solution Stem Extension Straight 10 Mm Dia X 100 Mm Length (Combined Length 145 Mm), NexGen Complete Knee Solution Stem Extension Straight 11 Mm Dia X 100 Mm Length (Combined Length 145 Mm), NexGen Complete Knee Solution Stem Extension Straight 12 Mm Dia X 100 Mm Length (Combined Length 145 Mm), NexGen Complete Knee Solution Stem Extension Straight 13 Mm Dia X 100 Mm Length (Combined Length 145 Mm), NexGen Complete Knee Solution Stem Extension Straight 14 Mm Dia X 100 Mm Length (Combined Length 145 Mm), NexGen Complete Knee Solution Stem Extension Straight 15 Mm Dia X 100 Mm Length (Combined Length 145 Mm), NexGen Complete Knee Solution Stem Extension Straight 16 Mm Dia X 100 Mm Length (Combined Length 145 Mm), NexGen Complete Knee Solution Stem Extension Straight 17 Mm Dia X 100 Mm Length (Combined Length 145 Mm), NexGen Complete Knee Solution Stem Extension Straight 18 Mm Dia X 100 Mm Length (Combined Length 145 Mm), NexGen Complete Knee Solution Stem Extension Straight 20 Mm Dia X 100 Mm Length (Combined Length 145 Mm), NexGen Complete Knee Solution Stem Extension Straight 22 Mm Dia X 100 Mm Length (Combined Length 145 Mm), NexGen Complete Knee Solution Stem Extension Straight 24 Mm Dia X 100 Mm Length (Combined Length 145 Mm), NexGen Complete Knee Solution Stem Extension Straight Long 12 Mm Dia X 155 Mm Length (Combined Length 200 Mm), NexGen Complete Knee Solution Stem Extension Straight Long 13 Mm Dia X 155 Mm Length (Combined Length 200 Mm), NexGen Complete Knee Solution Stem Extension Straight Long 14 Mm Dia X 155 Mm Length (Combined Length 200 Mm), NexGen Complete Knee Solution Stem Extension Straight Long 15 Mm Dia X 155 Mm Length (Combined Length 200 Mm), NexGen Complete Knee Solution Stem Extension Straight Long 16 Mm Dia X 155 Mm Length (Combined Length 200 Mm), NexGen Complete Knee Solution Stem Extension Straight Long 17 Mm Dia X 155 Mm Length (Combined Length 200 Mm), NexGen Complete Knee Solution Stem Extension Straight Long 18 Mm Dia X 155 Mm Length (Combined Length 200 Mm), NexGen Complete Knee Solution Stem Extension Straight 12.7 Mm Dia. X 30 Mm Length (Combined Length 75 Mm), NexGen Complete Knee Solution Stem Extension Straight 15 Mm Dia X 30 Mm Length (Combined Length 75 Mm), NexGen Complete Knee Solution Stem Extension Sharp Fluted 10 Mm Dia X 75 Mm Length (Combined Length 120 Mm), NexGen Complete Knee Solution Stem Extension Sharp Fluted 11 Mm Dia X 75 Mm Length (Combined Length 120 Mm), NexGen Complete Knee Solution Stem Extension Sharp Fluted 12 Mm Dia X 75 Mm Length (Combined Length 120 Mm), NexGen Complete Knee Solution Stem Extension Sharp Fluted 13 Mm Dia X 75 Mm Length (Combined Length 120 Mm), NexGen Complete Knee Solution Stem Extension Sharp Fluted 14 Mm Dia X 75 Mm Length (Combined Length 120 Mm), NexGen Complete Knee Solution Stem Extension Sharp Fluted 15 Mm Dia X 75 Mm Length (Combined Length 120 Mm), NexGen Complete Knee Solution Stem Extension Sharp Fluted 16 Mm Dia X 75 Mm Length (Combined Length 120 Mm), NexGen Complete Knee Solution Stem Extension Sharp Fluted 17 Mm Dia X 75 Mm Length (Combined Length 120 Mm), NexGen Complete Knee Solution Stem Extension Sharp Fluted 18 Mm Dia X 75 Mm Length (Combined Length 120 Mm), NexGen Complete Knee Solution Stem Extension Sharp Fluted 19 Mm Dia X 75 Mm Length (Combined Length 120 Mm), NexGen Complete Knee Solution Stem Extension Sharp Fluted 20 Mm Dia X 75 Mm Length (Combined Length 120 Mm) | T R I M E D | 2024-02-13T00:00:00.000+01:00 | Zimmer, Inc. 1800 W. Center Street Warsaw, Indiana 46580 USA | 00-5988-015-22, 00-5988-015-24, 00-5988-016-10, 00-5988-016-11, 00-5988-016-12, 00-5988-016-13, 00-5988-016-14, 00-5988-016-15, 00-5988-016-16, 00-5988-016-17, 00-5988-016-18, 00-5988-016-19, 00-5988-016-20, 00-5988-016-22, 00-5988-016-24, 00-5988-017-13, 00-5988-018-13, 00-5988-019-13, 00-5988-020-11, 00-5988-020-12, 00-5988-020-13, 00-5988-020-14, 00-5988-020-15, 00-5988-020-16, 00-5988-020-17, 00-5988-020-18, 00-5988-021-12, 00-5988-021-13, 00-5988-021-14, 00-5988-021-15, 00-5988-021-16, 00-5988-021-17, 00-5988-021-18, 00-5988-090-00, NA, 00-5988-010-10, 00-5988-010-11, 00-5988-010-12, 00-5988-010-13, 00-5988-010-14, 00-5988-010-15, 00-5988-010-16, 00-5988-010-17, 00-5988-010-18, 00-5988-010-20, 00-5988-010-22, 00-5988-010-24, 00-5988-011-12, 00-5988-011-13, 00-5988-011-14, 00-5988-011-15, 00-5988-011-16, 00-5988-011-17, 00-5988-011-18, 00-5988-012-12, 00-5988-012-15, 00-5988-015-10, 00-5988-015-11, 00-5988-015-12, 00-5988-015-13, 00-5988-015-14, 00-5988-015-15, 00-5988-015-16, 00-5988-015-17, 00-5988-015-18, 00-5988-015-19, 00-5988-015-20 | Klasa III | NexGen Complete Knee Solution - Rotating Hinge Knee janë pajisje mjekësore që përdoren në kirurgjinë artroplastike të artikulacionit të gjurit. | Pajisje te implantueshme jo aktive
15976 | NexGen® Complete Knee Solution - Rotating Hinge Kne, NexGen Rotating Hinge Nonmod Tib Plate, Sz 1, NexGen Rotating Hinge Stem Tibial Plate, Size 2, NexGen Rotating Hinge Nonmod Tib Plate, Sz 2, NexGen Rotating Hinge Stem Tibial Plate, Size 3, NexGen Rotating Hinge Nonmod Tib Plate, Sz 3, NexGen Rotating Hinge Stem Tibial Plate, Size 4, NexGen Rotating Hinge Stem Tibial Plate, Size 5, NexGen Rotating Hinge Stem Tibial Plate, Size 6, NexGen Rotating Hinge Femoral B-Lt, NexGen Rotating Hinge Femoral B-Rt, NexGen Rotating Hinge Femoral C-Lt, NexGen Rotating Hinge Femoral C-Rt, NexGen Rotating Hinge Femoral D-Lt, NexGen Rotating Hinge Femoral D-Rt, NexGen Rotating Hinge Femoral E-Lt, NexGen Rotating Hinge Femoral E-Rt, NexGen Rotating Hinge Femoral F-Lt, NexGen Rotating Hinge Femoral F-Rt, NexGen Rotating Hinge Articular Surface, B, 12mm, NexGen Rotating Hinge Articular Surface, B, 14mm, NexGen Rotating Hinge Articular Surface, B, 17mm, NexGen Rotating Hinge Articular Surface, B, 20mm, NexGen Rotating Hinge Articular Surface, B, 23mm, NexGen Rotating Hinge Articular Surface, B, 26mm, NexGen Rotating Hinge Articular Surface, C, 12mm, NexGen Rotating Hinge Articular Surface, C, 14mm, NexGen Rotating Hinge Articular Surface, C, 17mm, NexGen Rotating Hinge Articular Surface, C, 20mm, NexGen Rotating Hinge Articular Surface, C, 23mm, NexGen Rotating Hinge Articular Surface, C, 26mm, NexGen Rotating Hinge Articular Surface, D, 12mm, exGen Rotating Hinge Articular Surface, D, 14mm, NexGen Rotating Hinge Articular Surface, D, 17mm, NexGen Rotating Hinge Articular Surface, D, 20mm, NexGen Rotating Hinge Articular Surface, D, 23mm, NexGen Rotating Hinge Articular Surface, D, 26mm, NexGen Rotating Hinge Articular Surface, E, 12mm, NexGen Rotating Hinge Articular Surface, E, 14mm, NexGen Rotating Hinge Articular Surface, E, 17mm, NexGen Rotating Hinge Articular Surface, E, 20mm, NexGen Rotating Hinge Articular Surface, E, 23mm, NexGen Rotating Hinge Articular Surface, E, 26mm, NexGen Rotating Hinge Articular Surface, F, 12mm, NexGen Rotating Hinge Articular Surface, F, 14mm, NexGen Rotating Hinge Articular Surface, F, 17mm, NexGen Rotating Hinge Articular Surface, F, 20mm, NexGen Rotating Hinge Articular Surface, F, 23mm, NexGen Rotating Hinge Articular Surface, F, 26mm, NexGen Rotating Hinge Fem Hinge Svc Parts, Size B, NexGen Rotating Hinge Fem Hinge Svc Parts, Size C, NexGen Rotating Hinge Fem Hinge Svc Parts, Size D, NexGen Rotating Hinge Fem Hinge Svc Parts, Size E, NexGen Rotating Hinge Fem Hinge Svc Parts, Size F | T R I M E D | 2024-02-13T00:00:00.000+01:00 | Zimmer, Inc. 1800 W. Center Street P.O. Box 708 Warsaw, Indiana 46580 USA | NA, 00-5880-001-00, 00-5880-002-00, 00-5880-002-02, 00-5880-003-00, 00-5880-003-02, 00-5880-004-00, 00-5880-005-00, 00-5880-006-00, 00-5880-012-01, 00-5880-012-02, 00-5880-013-01, 00-5880-013-02, 00-5880-014-01, 00-5880-014-02, 00-5880-015-01, 00-5880-015-02, 00-5880-016-01, 00-5880-016-02, 00-5880-020-12, 00-5880-020-14, 00-5880-020-17, 00-5880-020-20, 00-5880-020-23, 00-5880-020-26, 00-5880-030-12, 00-5880-030-14, 00-5880-030-17, 00-5880-030-20, 00-5880-030-23, 00-5880-030-26, 00-5880-040-12, 00-5880-040-14, 00-5880-040-17, 00-5880-040-20, 00-5880-040-23, 00-5880-040-26, 00-5880-050-12, 00-5880-050-14, 00-5880-050-17, 00-5880-050-20, 00-5880-050-23, 00-5880-050-26, 00-5880-060-12, 00-5880-060-14, 00-5880-060-17, 00-5880-060-20, 00-5880-060-23, 00-5880-060-26, 00-5880-090-12, 00-5880-090-13, 00-5880-090-14, 00-5880-090-15, 00-5880-090-16 | Klasa III | NexGen® Complete Knee Solution - Rotating Hinge Kne janë pajisje mjekësore që përdoren në kirurgjinë artroplastike totale të artikulacionit të gjurit. | Pajisje te implantueshme jo aktive
15933 | WarmTouch Convective Warming System/Full-Body /Multi Access Blanket, WarmTouch Convective Warming System/Pediatric Blanket, WarmTouch Convective Warming System/Pediatric Surgical Blanket, WarmTouch Convective Warming System/Cardiac Blanket, WarmTouch Convective Warming System/Upper Body Blanket, WarmTouch Convective Warming System/Lower Body Blanket, WarmTouch Convective Warming System/Surgical Access Blanket, WarmTouch Convective Warming System/Torso Blanket | O.E.S DISTRIMED | 2024-02-09T00:00:00.000+01:00 | Covidien llc 15 Hampshire Street Mansfield, MA 02048, U.S.A. | 5030810, 5030840, 5030850, 5030860, 5030870, 5030880, 5030890, 5030900 | Klasa IIb | Sistem per ngrohjen e pacienteve gjate nderhyrjeve kirurgjikale | Produkte per institucione te kujdesit shendetesor
15774 | Intraoral Scanner | REAL DENT CENTER | 2024-02-09T00:00:00.000+01:00 | Medit Corp. 19 Inchon-ro 22-gil, Seongbuk-gu, Seoul, 02855, Rep. of Korea | i500 | Klasa I | Skaner intraoral | Pajisje dentare
15934 | NexGen Complete Knee Solution LPS-Flex Porous Femoral Components, NexGen Complete Knee Solution, Legacy Knee - | T R I M E D | 2024-02-13T00:00:00.000+01:00 | Zimmer, Inc. 1800 W. Center Street Warsaw, Indiana 46580 USA | NA, 00-5962-012-51, 00-5962-012-52, 00-5962-013-51, 00-5962-013-52, 00-5962-014-51, 00-5962-014-52, 00-5962-015-51, 00-5962-015-52, 00-5962-016-51, 00-5962-016-52, 00-5962-017-51, 00-5962-017-52 | Klasa III | NexGen Complete Knee Solution LPS-Flex Porous Femoral Components janë pajisje mjekësore që përdoren në kirurgjinë artroplastike të artikulacionit të gjurit. | Pajisje te implantueshme jo aktive
Posterior Stabilized, LPS-Flex, Femoral Component, Porous, Size B, Left, NexGen Complete Knee Solution, Legacy Knee - Posterior Stabilized, LPS-Flex, Femoral Component,
Porous, Size B, Right, NexGen Complete Knee Solution, Legacy Knee - Posterior Stabilized, LPS-Flex, Femoral Component,
Porous, Size C, Left, NexGen Complete Knee Solution, Legacy Knee - Posterior Stabilized, LPS-Flex, Femoral Component,
Porous, Size C, Right, NexGen Complete Knee Solution, Legacy Knee - Posterior Stabilized, LPS-Flex, Femoral Component,
Porous, Size D, Left, NexGen Complete Knee Solution, Legacy Knee - Posterior Stabilized, LPS-Flex, Femoral Component,
Porous, Size D, Right, NexGen Complete Knee Solution, Legacy Knee - Posterior Stabilized, LPS-Flex, Femoral Component,
Porous, Size E, Left, NexGen Complete Knee Solution, Legacy Knee -
Posterior Stabilized, LPS-Flex, Femoral Component, Porous, Size E, Right, NexGen Complete Knee Solution, Legacy Knee - Posterior Stabilized, LPS-Flex, Femoral Component,
Porous, Size F, Left, NexGen Complete Knee Solution, Legacy Knee - Posterior Stabilized, LPS-Flex, Femoral Component,
Porous, Size F, Right, NexGen Complete Knee Solution, Legacy Knee - Posterior Stabilized, LPS-Flex, Femoral Component,
Porous, Size G, Left, NexGen Complete Knee Solution, Legacy Knee -
Posterior Stabilized, LPS-Flex, Femoral Component, Porous, Size G, Right
15914 | Low Speed Centrifuge | O.E.S DISTRIMED | 2024-02-09T00:00:00.000+01:00 | DLAB Scientific Co.,Ltd YuAn Road 31,Airport Economic Core Zone,Shunyi District,Beijing 101318,China | DM0436E, DM0412, DM0412(A6-50P), DM0506, DM0408, DM0424, DM0636, DM0306, Q0436E, Q0408E | In vitro | Pajisje laboratori,centrifuge me shpejtesi te ulet | Pajisje laboratori
15935 | Multicath 5 S; 9.5 fr,20 cm, Multicath 5 UP; 9.5 fr,20 cm, Multicath 5; 9.5 fr,30 cm, Multicath 5 S; 9.5 fr,30 cm, Multicath 5 UP; 9.5 fr,30 cm, Multicath 5+; 9.5 fr,20 cm, Multicath 5 HF UP; 12 fr,12.5cm, Multicath 5 HF UP; 12fr,16 cm, Multicath 5; 9.5 fr,20 cm, Multicath 5 UP; 9.5 fr,16 cm, Multicath 5 S; 9.5 fr,16 cm, Multicath 5 +; 9.5 fr,16 cm, Multicath 5; 9.5 fr,16 cm, Multicath 5; 9.5 fr,12.5 cm, Multicath 5 HF UP; 12 fr,20 cm, Multicath 5, 9.5 fr,20 cm | GREEMED | 2024-02-09T00:00:00.000+01:00 | Vygon GmbH & Co.KG,Prager Ring 100,D-52070 Aachen,Germany | 159.252, 159.270, 159.272, 159.352, 159.370, 159.372, 159.209, 159.912, 159.916, 159.200, 159.172, 159.170, 159.169, 159.167, 159.152, 159.052, 159.072, 159.920, 159.207 | Klasa IIa | Multicath 5 UP mund të përdoret për terapi intravenoze, marrjen e mostrave të gjakut, administrimin e kimioterapisë, ushqimin parenteral dhe procedura të tjera që kërkojnë akses vaskular. | Tjeter
15936 | Multicath 3; 5.5 fr,8cm, Multicath 3; 7.5 fr,12.5 cm, Multicath 3 HF UP; 9 fr,20 cm, Multicath 3 HF UP,9fr,16 cm, Multicath 3 HF UP,9fr,12.5 cm, Multicath 3; 5.5 fr,30 cm, Multicath 3; 5.5 fr,20 cm, Multicath 3; 5.5 fr,12.5 cm, Multicath 3 UP;7.5fr,30 cm, Multicath 3 S;7.5fr,30 cm, Multicath 3;7.5fr,30 cm, Multicath 3 UP;7.5fr,20 cm, Multicath 3;7.5fr,16 cm, Multicath 3;5.5fr,15cm, Multicath 3 UP;7.5 fr,12.5cm, Multicath 3 S;7.5fr,20 cm, Multicath 3;7.5fr,16cm, Multicath 3 S,7.5fr,16cm, Multicath 3 UP;7.5fr,16cm, Multicath 3;7.5fr,10cm, Multicath 3;7.5fr,20cm, Multicath 3;7.5,20 cm | GREEMED | 2024-02-09T00:00:00.000+01:00 | Vygon GmbH & Co.KG,Prager Ring 100,D-52070 Aachen,Germany | 155.508, 155.052, 155.920, 155.916, 155.912, 155.530, 155.520, 155.512, 155.372, 155.370, 155.352, 155.300, 155.272, 155.152, 155.515, 155.072, 155.270, 155.163, 155.167, 155.170, 155.172, 155.193, 155.20, 155.200, 155.207, 155.252 | Klasa IIa | Kateter venoz qendror poliuretani radiopak me tre lumen i futur në venën e brendshme jugulare, subklaviane ose femorale duke përdorur teknikën Seldinger. | Tjeter
15788 | Aerosol Therapy Equipment | ORANGE FARMACI | 2024-02-09T00:00:00.000+01:00 | CA-MI S.R.L., Via Ugo La Malfa 13 - Frazione: Pilastro - 43013 Langhirano (PR) Italia | Farmasol (REF RE 300230/01) | Klasa IIa | Aparat per aerosol terapi | Tjeter
15789 | Aerosol Therapy Equipment | ORANGE FARMACI | 2024-02-09T00:00:00.000+01:00 | CA-MI S.R.L., Via Ugo La Malfa 13 - Frazione: Pilastro - 43013 Langhirano (PR) Italia | KIWI PLUS (REF RE 300911) | Klasa IIa | Aparat per aerosol terapi | Tjeter
15790 | Aerosol Therapy Equipment | ORANGE FARMACI | 2024-02-09T00:00:00.000+01:00 | CA-MI S.R.L., Via Ugo La Malfa 13 - Frazione: Pilastro - 43013 Langhirano (PR) Italia | ONE PRO (REF RE 300912/01) | Klasa IIa | Aparat per aerosol terapi | Tjeter
15915 | dualysecathexpert S 12Fr, 24 cm, dualysecathexpert S 12Fr, 15 cm, dualysecathexpert 12Fr, 12.5 cm, dualysecathexpert 12Fr, 20 cm, dualysecathexpert S 10Fr, 15 cm, dualysecathexpert S 12Fr, 20 cm, dualysecathexpert S 10Fr, 20 cm, dualysecathexpert 10Fr, 15 cm, dualysecathexpert 10Fr, 20 cm, dualysecathexpert 12Fr, 15 cm, dualysecathexpert 12Fr, 24 cm | GREEMED | 2024-02-09T00:00:00.000+01:00 | Vygon GmbH & Co.KG,Prager Ring 100,D-52070 Aachen,Germany | 8132.936, 8132.916, 8132.90, 8132.91, 8132.911, 8132.912, 8132.92, 8132.921, 8132.922, 8132.93, 8132.816, 8132.926, 8132.02, 8132.826, 8132.82, 8132.010, 8132.020, 8132.11, 8132.110, 8132.12, 8132.120, 8132.13, 8132.131, 8132.81, 8132.01 | Klasa IIa | Kateter dialize | Tjeter
15937 | nutriline 2 Fr, 30 cm, nutriline 2 Fr, 15 cm | GREEMED | 2024-02-09T00:00:00.000+01:00 | Vygon GmbH & Co.KG,Prager Ring 100,D-52070 Aachen,Germany | 1252.35, 1252.31, 1252.150, 1252.30, 1252.031, 1252.015, 1252.030, 1252.15 | Klasa IIa | Kateteri venoz qendror i futur periferikisht në poliuretani për terapi IV afatshkurtër dhe afatmesme | Tjeter
15938 | premicath 1Fr, 30 cm, premicath 1Fr, 20 cm, premicath 1Fr, 15 cm, premicath 1Fr, 10 cm, premicath 1Fr, 8 cm | GREEMED | 2024-02-09T00:00:00.000+01:00 | Vygon GmbH & Co.KG,Prager Ring 100,D-52070 Aachen,Germany | 1261.310, 1261.207, 1261.208, 1261.21, 1261.22, 1261.206, 1261.307, 1261.210, 1261.306, 1261.204, 1261.203, 1261.201, 1261.20, 1261.153, 1261.152, 1261.102, 1261.080, 1261.205, 1261.302 | Klasa IIa | Kateter per perdorim tek foshnjat qe lejon rritjen e saktësisë së shpimit dhe redukton traumat | Tjeter
15916 | Nutriline twinflo;2 fr,30 cm, Nutriline twinflo;2 fr,20 cm | GREEMED | 2024-02-09T00:00:00.000+01:00 | Vygon GmbH & Co.KG,Prager Ring 100,D-52070 Aachen,Germany | 1252.230, 1252.235, 1252.232, 1252.225, 1252.233 | Klasa IIa | Kateter i projektuar posaçërisht për përdorim tek foshnjat që kanë nevojë për infuzione të shumta. | Tjeter
15939 | seldipur smartmidline 3Fr, 15 cm, seldipur smartmidline 4Fr, 25 cm, seldipur smartmidline 5Fr, 15 cm, seldipur smartmidline 5Fr, 20 cm, seldipur smartmidline 4Fr, 15 cm, seldipur smartmidline 2Fr, 6 cm, seldipur smartmidline 4Fr, 10 cm, seldipur smartmidline 2Fr, 4 cm, seldipur smartmidline 3Fr, 12 cm, seldipur smartmidline 2Fr, 8 cm, seldipur smartmidline 2Fr, 10 cm, seldipur smartmidline 2Fr, 20 cm, seldipur smartmidline 3Fr, 6 cm, seldipur smartmidline 3Fr, 8 cm, seldipur smartmidline 3Fr, 10 cm, seldipur smartmidline 2Fr, 15 cm, seldipur smartmidline 4Fr, 20 cm, seldipur smartmidline 3Fr, 20 cm, seldipur smartmidline 4Fr, 8 cm, seldipur smartmidline 4Fr, 12 cm | GREEMED | 2024-02-09T00:00:00.000+01:00 | Vygon GmbH & Co.KG,Prager Ring 100,D-52070 Aachen,Germany | 128.1315, 128.14152, 128.14082, 128.14202, 128.1425, 128.14252, 128.1515, 128.1520, 128.1415, 128.1206, 128.14102, 128.1204, 128.13122, 128.12062, 128.1208, 128.12082, 128.1210, 128.1220, 128.1306, 128.1308, 128.13082, 128.1310, 128.13102, 128.1312, 128.1215, 128.1420, 128.1320, 128.1408, 128.1410, 128.1412, 128.14122 | Klasa IIa | Seldipur Smartmidline është një kateter periferik me lumen të vetëm i bërë nga poliuretani për akses venoz periferik afatshkurtër qe aplikohet me teknikën Seldinger. | Tjeter
15940 | Lifecath twin,replacementcath:catheter regular venous regular, Lifecath twin,regular, Lifecath twin,small, Lifecath twin,large, Lifecath twin, replacementcath: catheter regular arterial, Lifecath twin, replacementcath: catheter small venous, Lifecath twin, replacementcath: catheter small arterial, Lifecath twin, replacementcath: catheter large arterial, Lifecath twin, replacementcath: catheter large venous | GREEMED | 2024-02-09T00:00:00.000+01:00 | Vygon GmbH & Co.KG,Prager Ring 100,D-52070 Aachen,Germany | 1276.04, 1276.201, 1276.200, 1276.202, 1276.03, 1276.02, 1276.01, 1276.05, 1276.06 | Klasa III | Kateter venoz | Tjeter
15775 | M03 Convergys ® ISE comfort Analyzer , M06 Convergys ® ISE comfort Analyzer , Convergys® ISE Electrode Filling Solution, Convergys® ISE Cleaning Solution, Convergys® ISE Reference Electrode Filling Solution, Convergys® ISE Calibrator 1, Convergys® ISE Calibrator 2, Convergys® ISE TCO2 Reaction Solution, Convergys® ISE TCO2 Calibration Solution , M05 Convergys ® ISE comfort Analyzer , Convergys® ISE 3 Level Controls | O3 LAB | 2024-02-07T00:00:00.000+01:00 | Conver gent Technol ogi es GmbH & Co. Ringstrasse 14, 35091 Coelbe, Germany | 1100-1035, 1100-1036, 1100-1040, 1100-1041, 1100-1042, 1100-1043, 1100-1044, 1100-1045, 1100-1046, 1100-1047, 1100-1011 , 1100-1029, 1100-1013, 1100-1014, 1100-1015, 1100-1048, 1100-1049, 1100-1037, 1100-0916 | In vitro | Convergys ® ISE comfort Analyzer Pajisje per te matur elektrolitet M03 (K+, Na+, Li+), Convergys ® ISE comfort Analyzer Pajisje per te matur elektrolitet M03 (K+, Na+, Cl-), Convergys ® ISE comfort Analyzer Pajisje per te matur elektrolitet M03 (K+, Na+, Ca+), Convergys ® ISE comfort Analyzer Pajisje per te matur elektrolitet M03-TCO2 (K+, Na+, Cl-, TCO2) , Convergys ® ISE comfort Analyzer Pajisje per te matur elektrolitet M03-TCO2 (K+, Na+, Li+, TCO2) , Convergys ® ISE comfort Analyzer Pajisje per te matur elektrolitet M03-TCO2 (K+, Na+, Ca2+, TCO2) , Convergys ® ISE comfort Analyzer Pajisje per te matur elektrolitet M06 (K+, Na+, Cl-, Ca2+, Li+, pH), Convergys ® ISE comfort Analyzer Pajisje per te matur elektrolitet M06-TCO2 (K+, Na+, Cl-, Ca2+, Li+, pH, TCO2) , Convergys® ISE Electrode Filling Solution:Reagent per te mbushur elektrodat e analizatorit te elektroliteve, Convergys® ISE Cleaning Solution:Solucion per larjen e analizatorit te elektroliteve, Convergys® ISE Reference Electrode Filling Solution:reagent per te mbushur elektroden e references se analizatorit te elektroliteve, Convergys® ISE Calibrator 1:Kalibrator per te Kalibruar analizatorin e elektroliteve, Convergys® ISE Calibrator 2:Kalibrator per te kalibruar analizatorin e elektroliteve., Convergys® ISE TCO2 Reaction Solution:Reagant per te matur CO2 ne gjakun e njeriut, Convergys® ISE TCO2 Calibration Solution :Reagent per te Kalibruar elektroden e CO2 ne analizatorin e elektroliteve, Convergys ® ISE comfort Analyzer Pajisje per te matur elektrolitet ne gjakun e njeriut M05 (K+, Na+, Cl-, Ca2+, pH), Convergys® ISE 3 Level Controls::Kontrol per te vleresuar performancesn e analizatoreve te elektroliteve. | Pajisje te diagnostifikimit in vitro
15941 | Heli-FX Applier with EndoAnchor Cassette, Heli-FX Guide 22mm, Heli-FX Guide 28mm, Heli-FX Thoracic Applier with EndoAnchor Cassette, Heli-FX Thoracic Guide 22mm, Heli-FX Thoracic Guide 32mm, Heli-FX Thoracic Guide 42mm, Ancillary EndoAnchor Cassette | O.E.S DISTRIMED | 2024-02-09T00:00:00.000+01:00 | Medtronic, Inc. 710 Medtronic Parkway Minneapolis MN 55432 USA | SA-85, SG-64, HG-16-62-28, HA-18-114, HG-18-90-22, HG-18-90-32, HG-18-90-42, EC-05 | Klasa III | Pajisje per fiksimin dhe ngjitjen midis Stentes Aortike Vaskulare dhe arteries vendase(natyrale) | Pajisje te implantueshme jo aktive
15917 | 7F EXPO FR6 (5PK), 7F EXPO FR4 MOD (5PK), 7F EXPO AL3 (5PK), 7F EXPO MPAI W/0 SH (5PK), 7F EXPO MPA2 SH (5PK), 7F EXPO MPA2 125CM (5PK), 7F EXPO MPB1 W/0 SH (5PK), 7F EXPO MPB2 SH (5PK), 7F EXPO SON1 80CM SH (5PK), 7F EXPO CAS1 (5PK), 7F EXPO CAS2 (5PK), 7F EXPO RCB (5PK), 7F EXPO LCB (5PK), 7F EXPO IM (5PK), 7F EXPO FL3.5 (5PK), 7F EXPO PIG 125CM (5PK), 7F EXPO FL4 125CM (5PK), 7F EXPO FL4 (5PK), 7F EXPO FR4 125CM (5PK), 7F EXPO FR5 125CM (5PK), 7F EXPO FL4.5 (5PK), 7F EXPO FL5 125CM (5PK), 7F EXPO 1M 125CM (5PK), 7F EXPO FL5 (5PK), 7F EXPO FL6 (5PK), 7F EXPO PIG 110CM (5PK), 7F EXPO PIG 145 110CM (5PK), 7F EXPO PIG 155 110CM (5PK), 7F EXPO AR1 (5PK), 7F EXPO AR2 (5PK), 7F EXPO AR MOD (5PK), 7F EXPO ALl (5PK), 7F EXPO AL2 (5PK), 7F EXPO MULTIPACK (SGL), 7F EXPO MULTIPACK 145 (SGL), 7F EXPO MULTIPACK 155 (SGL), 7F EXPO MULTIPACK (5PKX3), 7F EXPO MULTIPACK 145 (5PKX3), 7F EXPO MULTIPACK 155 (5PKX3), 6F EXPO AL3 (5PK), 6F EXPO MPA1 W/0 SH (5PK), 6F EXPO MPA2 SH (5PK), 6F EXPO MPA2 125CM (5PK), 6F EXPO MPB1 W/0 SH (SOL), 6F EXPO MPB2 SH (5PK), 6F EXPO SON1 100CM SH (5PK), 6F EXPO SON2 100CM SH (5PK), 6F EXPO SON1 100CM (5PK), 6F EXPO CAS1 (5PK), 6F EXPO CAS2 (5PK), 6F EXPO RADIAL (5PK), 6F EXPO KIMNY (5PK), 6F EXPO MCKR1 (5PK), 6F EXPO RCB (5PK), 6F EXPO LCB (5PK), 6F EXPO IM (5PK), 6F EXPO IMT (5PK), 6F EXPO IMC (5PK), 6F EXPO FL3.5 (5PK), 6F EXPO PIG 125CM (5PK), 6F EXPO FL4 125CM (5PK), 6F EXPO FL4 (5PK), 6F EXPO FR4 125CM (5PK), 6F EXPO FR5 125CM (5PK), 6F EXPO FL4.5 (5PK), 6F EXPO FL5 125CM (5PK), 6F EXPO 1M 125CM (5PK), 6F EXPO FL5 (5PK), 6F EXPO TIG4 (5PK), 6F EXPO FL6 (5PK), 6F EXPO TIG4.5 (5PK), 6F EXPO JIG3.5 (5PK), 6F EXPO JIG4 (5PK), 6F EXPO FL4 ST (5PK), 6F EXPO PIG 11OCM (5PK), 6F EXPO PIG 145 110CM (5PK), 6F EXPO PIG 155 110CM (5PK), 6F EXPO WR (5PK), 6F EXPO WRP (5PK), 6F EXPO AR1 (5PK), 6F EXPO AR2 (5PK), 6F EXPO AR MOD (5PK), 6F EXPO ALl (5PK), 6F EXPO AL2 (5PK), 6F EXPO MULTIPACK (SGL), 6F EXPO MULTIPACK 155 (SGL), 6F EXPO WR MULTIPACK (SGL), 6F EXPO FR4 MOD MULTIPACK (SGL), 6F EXPO MULTIPACK 145 (SGL), 6F EXPO MULTIPACK (5PKX3), 6F EXPO MULTIPACK 155 (5PKX3), 6F EXPO MULTIPACK 145 (5PKX3), 6F EXPO FR4 MOD MULTIPACK (5PKX3), 7F EXPO FR3.5 (SGL), 7F EXPO FR4 (SGL), 7F EXPO FR5 (SGL), 7F EXPO FR6 (SGL), 7F EXPO FR4 MOD (SGL), 7F EXPO AL3 (SGL), 7F EXPO MPAI W/0 SH (SGL), 7F EXPO MPA2 SH (SGL), 7F EXPO MPA2 125CM (SGL), 7F EXPO MPB1 W/0 SH (SGL), 7F EXPO MPB2 SH (SGL), 7F EXPO SON1 80SH (SGL), 7F EXPO CAS1 (SGL), 7F EXPO CAS2 (SGL), 7F EXPO RCB (SGL), 7F EXPO LCB (SGL), 7F EXPO JM (SGL), 7F EXPO FL3.5 (SGL), 7F EXPO PIG 125CM (SGL), 7F EXPO FL4 125CM (SGL), 7F EXPO FL4 (SGL), 7F EXPO FR4 125CM (SGL), 7F EXPO FR5 125CM (SGL), 7F EXPO FL4.5 (SGL), 7F EXPO FL5 125CM (SGL), 7F EXPO IM 125CM (SGL), 7F EXPO FL5 (SGL), 7F EXPO FL6 (SGL), 7F EXPO PIG 110CM (SGL), 7F EXPO PIG 145 110CM (SGL), 7F EXPO PIG 155 110CM (SGL), 7F EXPO AR1 (SGL), 7F EXPO AR2 (SGL), 7F EXPO AR MOD (SGL), 7F EXPO ALl (SGL), 7F EXPO AL2 (SGL), 7F EXPO FR3.5 (5PK), 7F EXPO FR4 (5PK), 7F EXPO FR5 (5PK), 5F EXPO FR3.5 (SGL), 5F EXPO FR4 (SGL), 5F EXPO FR5 (SGL), 5F EXPO FR6 (SGL), 5F EXPO FR4 MOD (SGL), 5F EXPO AL3 (SGL), 5F EXPO MPA1 W/0 SH (SGL), 5F EXPO MPA2 SH (SGL), 5F EXPO MPA2 125CM (SGL), 5F EXPO MPB l W/0 SH (SGL), 5F EXPO MPB2 SH (SGL), 5F EXPO CAS1 (SGL), 5F EXPO CAS2 (SGL), 5F EXPO KIMNY (SGL), 5F EXPO RCB (SGL), 5F EXPO LCB (SGL), 5F EXPO IM (SGL), 5F EXPO IMT (SGL), 5F EXPO IMC (SGL), 5F EXPO FL3.5 (SGL), 5F EXPO PIG 125CM (SGL), 5F EXPO FL4 125CM (SGL), 5F EXPO FL4 (SGL), 5F EXPO FR4 125CM (SGL), 5F EXPO FR5 1 2SCM (SGL), 5F EXPO FL4.5 (SGL), 5F EXPO FL5 125CM (SGL), 5F EXPO 1M 125CM (SGL), 5F EXPO FL5 (SGL), 5F EXPO TIG4 (SGL), 5F EXPO FL6 (SGL), 5F EXPO TIG4.5 (SGL), 5F EXPO llG3.5 (SGL), 5F EXPO JIG4 (SGL), 5F EXPO PIG ll0CM (SGL), 5F EXPO PIG 145 110CM (SGL), 5F EXPO PIG 155 110CM (SGL), 5F EXPO WR (SGL), 5F EXPO WRP (SGL), 5F EXPO AR1 (SGL), 5F EXPO AR2 (SGL), 5F EXPO AR MOD (SGL), 5F EXPO ALl (SGL), 5F EXPO AL2 (SGL), 5F EXPO FR3.5 (5PK), 5F EXPO FR4 (5PK), 5F EXPO FR5 (5PK), 5F EXPO FR6 (5PK), 5F EXPO FR4 MOD (5PK), 5F EXPO AL3 (5PK), 5F EXPO MPAJ W/0 SH (5PK), 5F EXPO MPA2 SH (5PK), 5F EXPO MPA2 125CM (5PK), 5F EXPO MPB1 W/0 SH (5PK), 5F EXPO MPB2 SH (5PK), 5F EXPO CAS1 (5PK), 5F EXPO CAS2 (5PK), 5F EXPO KIMNY (5PK), 5F EXPO RCB (5PK), 5F EXPO LCB (5PK), 5F EXPO IM (5PK), 5F EXPO IMT (5PK), 5F EXPO IMC (5PK), 5F EXPO FL3.5 (5PK), 5F EXPO PIG 125CM (5PK), 5F EXPO FL4 125CM (5PK), 5F EXPO FL4 (5PK), 5F EXPO FR4 125CM (5PK), 5F EXPO FR5 125CM (5PK), 5F EXPO FL4.5 (5PK), 5F EXPO FL5 125CM (5PK), 5F EXPO IM 125CM (5PK), 5F EXPO FL5 (5PK), 5F EXPO TIG4 (5PK), 5F EXPO FL6 (5PK), 5F EXPO TIG4.5 (5PK), 5F EXPO J IG3.5 (5PK), 5F EXPO JIG4 (5PK), 5F EXPO PIG 110CM (5PK), 5F EXPO PIG 145 110CM (5PK), 5F EXPO PIG 155 110CM (5PK), 5F EXPO WR (5PK), 5F EXPO WRP (5PK), 5F EXPO AR1 (5PK), 5F EXPO AR2 (5PK), 5F EXPO AR MOD (5PK), 5F EXPO ALI (5PK), 5F EXPO AL2 (5PK), 5F EXPO MULTIPACK (SGL), 5F EXPO MULTIPACK 155 (SGL), 5F EXPO MULTIPACK 145 (SGL), 5F EXPO MULTIPACK (5PKX3), 5F EXPO MULTIPACK 145 (5PKX3), 5F EXPO MULTIPACK 155 (5PKX3), 5F EXPO MULT1PACK 145 (5PKX3), 6F EXPO FR3.5 (SGL), 6F EXPO FR4 (SGL), 6F EXPO FR5 (SGL), 6F EXPO FR6 (SGL), 6F EXPO FR4 MOD (SGL), 6F EXPO AL3 (SGL), 6F EXPO MPAI W/0 SH (SGL), 6F EXPO MPA2 SH (SGL), 6F EXPO MPA2 125CM (SGL), 6F EXPO MPB1 W/0 SH (SGL), 6F EXPO MPB2 SH (SGL), 6F EXPO SON1 100CM SH (SGL), 6F EXPO SON2 100CM SH (SGL), 6F EXPO SON1 100CM (SGL), 6F EXPO CASI (SGL), 6F EXPO CAS2 (SGL), 6F EXPO RADIAL (SGL), 6F EXPO KJMNY (SGL), 6F EXPO MCKRI (SGL), 6F EXPO RCB (SGL), 6F EXPO LCB (SGL), 6F EXPO IM (SGL), 6F EXPO IMT (SGL), 6F EXPO IMC (SGL), 6F EXPO FL3.5 (SGL), 6F EXPO PIG 125CM (SGL), 6F EXPO FL4 125CM (SGL), 6F EXPO FL4 (SGL), 6F EXPO FR4 125CM (SGL), 6F EXPO FR5 125CM (SGL), 6F EXPO FL4.5 (SGL), 6F EXPO FL5 125CM (SGL), 6F EXPO IM I25CM (SGL), 6F EXPO FL5 (SGL), 6F EXPO TIG4 (SGL), 6F EXPO FL6 (SGL), 6F EXPO TJG4.5 (SGL), 6F EXPO JIG3.5 (SGL), 6F EXPO JIG4 (SGL), 6F EXPO FL4 ST (SGL), 6F EXPO PIG 110CM (SGL), 6F EXPO PIG 145 110CM (SGL), 6F EXPO PIG 155 110CM (SGL), 6F EXPO WR (SGL), 6F EXPO WRP (SGL), 6F EXPO AR1 (SGL), 6F EXPO AR2 (SOL), 6F EXPO AR MOD (SGL), 6F EXPO AL1 (SOL), 6F EXPO AL2 (SOL), 6F EXPO FR3.5 (5PK), 6F EXPO FR4 (5PK), 6F EXPO FR5 (5PK), 6F EXPO FR6 (5PK), 6F EXPO FR4 MOD (5PK) | MONTAL | 2024-02-09T00:00:00.000+01:00 | Boston Scientific Corporation, 300 Boston Scientific Way, Marlborough, MA 01752 USA. | H74908738042, H74908738052, H749087381002, H749087381172, H749087381212, H749087381222, H749087381422, H749087381462, H749087381502, H749087381712, H749087381732, H749087381902, H749087381952, H749087382012, H74908738212, H749087382152, H749087382202, H74908738222, H749087382252, H749087382302, H74908738232, H749087382352, H749087382402, H74908738242, H74908738252, H74908738402, H74908738412, H74908738422, H74908738842, H74908738862, H74908738892, H74908738962, H74908738982, H749087383001, H749087383011, H749087383021, H749087383002, H749087383012, H749087383022, H749086411002, H749086411172, H749086411212, H749086411222, H749086411422, H749086411462, H749086411512, H749086411532, H749086411612, H749086411712, H749086411732, H749086411742, H749086411802, H749086411852, H749086411902, H749086411952, H749086412012, H749086412022, H749086412032, H74908641212, H749086412152, H749086412202, H74908641222, H749086412252, H749086412302, H74908641232, H749086412352, H749086412402, H74908641242, H749086412502, H74908641252, H749086412512, H749086412522, H749086412532, H74908641302, H74908641402, H74908641412, H74908641422, H74908641502, H74908641512, H74908641842, H74908641862, H74908641892, H74908641962, H74908641982, H749086413001, H749086413011, H749086413021, H749086413201, H749086415001, H749086415011, H749086415021, H749086413002, H749086413012, H749086413022, H749086415002, H749086415012, H749086415022, H74908738011, H74908738021, H74908738031, H74908738041, H74908738051, H749087381001, H749087381171, H749087381211, H749087381221, H749087381421, H749087381461, H749087381501, H749087381711, H749087381731, H749087381901, H749087381951, H749087382011, H74908738211, H749087382151, H749087382201, H74908738221, H749087382251, H749087382301, H74908738231, H749087382351, H749087382401, H74908738241, H74908738251, H74908738401, H74908738411, H74908738421, H74908738841, H74908738861, H74908738891, H74908738961, H74908738981, H74908738012, H74908738022, H74908738032, H74908526011, H74908526021, H74908526031, H74908526041, H74908526051, H749085261001, H749085261171, H749085261211, H74908526122 l, H749085261421, H749085261461, H749085261711, H749085261731, H749085261801, H749085261901, H749085261951, H749085262011, H749085262021, H749085262031, H74908526211, H749085262151, H749085262201, H74908526221, H749085262251, H749085262301, H74908526231, H749085262351, H749085262401, H74908526241, H749085262501, H74908526251, H749085262511, H749085262521, H749085262531, H74908526401, H74908526411, H74908526421, H74908526S51, H74908526511, H74908526841, H74908526861, H74908526891, H74908526961, H74908526981, H74908526012, H74908526022, H74908526032, H74908526042, H74908526052, H749085261002, H749085261172, H749085261212, H749085261222, H749085261422, H749085261462, H749085261712, H749085261732, H749085261802, H749085261902, H749085261952, H749085262012, H749085262022, H749085262032, H74908526212, H749085262152, H749085262202, H74908526222, H749085262252, H749085262302, H74908526232, H749085262352, H749085262402, H74908526242, H749085262502, H749085262S2, H749085262512, H749085262522, H749085262532, H74908526402, H74908526412, H74908526422, H74908526S02, H74908526512, H74908526842, H74908526862, H74908526892, H74908526962, H74908526982, H749085263001, H749085263011, H749085263021, H749085265001, H749085265021, H749085263002, H749085263012, H749085263022, H749085265002, H749085265022, H74908641011, H74908641021, H74908641031, H74908641041, H74908641051, H749086411001, H749086411171, H749086411211, H74908641122I, H749086411421, H749086411461, H749086411511, H749086411531, H749086411611, H749086411711, H749086411731, H749086411741, H749086411801, H749086411851, H749086411901, H749086411951, H749086412011, H749086412021, H749086412031, H74908641211, H749086412151, H749086412201, H74908641221, H749086412251, H749086412301, H74908641231, H749086412351, H749086412401, H74908641241, H749086412501, H74908641251, H749086412511, H749086412521, H749086412531, H74908 | Klasa III | Sherbejne për të siguruar një rrugë për administrimin e agjentëve të kontrastit në zona të caktuara të sistemit vaskulatur gjatë një procedure angiografike. | Pajisje nje perdorimeshe
15918 | 7F MACH1 KR5H, 7F MACH1 KR3H SH (SIDE HOLES), 7F MACH1 KR4H SH (SIDE HOLES), 7F MACH1 KR5H SH (SIDE HOLES), 7F MACH1 KR3S, 7F MACH1 KR4S, 7F MACH1 KR5S, 7F MACH1 KR3S SH (SIDE HOLES), 7F MACH1 KR4S SH (SIDE HOLES), 7F MACH1 KR5S SH (SIDE HOLES), 7F MACH1 JL3, 7F MACH1 AR1 SH (SIDE HOLES), 7F MACH1 JL3.5, 7F MACH1 JL4, 7F MACH1 JL4.5, 7F MACH1 JL5, 7F MACH1 JL6, 7F MACH1 JL3 SH (SIDE HOLES), 7F MACH1 JL3.5 SH (SIDE HOLES), 7F MACH1 JL4 SH (SIDE HOLES), 7F MACH1 JL4.5 SH (SIDE HOLES), 7F MACH1 JL5 SH (SIDE HOLES), 7F MACH1 AR2 SH (SIDE HOLES), 7F MACH1 JL6 SH (SIDE HOLES), 7F MACH1 JL3.5 ST, 7F MACH1 JL4 ST, 7F MACH1 JL4.5 ST, MODLE-7F MACH1 JL5 ST, 7F MACH1 JL3.5 ST SH (SIDE HOLES), 7F MACH1 JL4 ST SH (SIDE HOLES), 7F MACH1 AL1 SH (SIDE HOLES), 7F MACH1 JL4.5 ST SH (SIDE HOLES), 7F MACH1 JL5 ST SH (SIDE HOLES), 8F MACH1 FR5 SH (SIDE HOLES), 8F MACH1 ART3, 8F MACH1 ART3 SH (SIDE HOLES), 8F MACH1 ART3.5, 8F MACH1 ART3.5 SH (SIDE HOLES), 8F MACH1 ART4, 8F MACH1 FR6 SH (SIDE HOLES), 8F MACH1 ART4 SH (SIDE HOLES), 8F MACH1 ART4.5, 8F MACH1 ART4.5 SH (SIDE HOLES), 8F MACH1 FL3 SH (SIDE HOLES), 8F MACH1 FR4.5, 8F MACH1 FR4.5 SH (SIDE HOLES), 8F MACH1 FL3.5 SH (SIDE HOLES), 8F MACH1 FL4 SH (SIDE HOLES), 8F MACH1 FL4.5 SH (SIDE HOLES), 8F MACH1 FL5 SH (SIDE HOLES), 8F MACH1 FL6 SH (SIDE HOLES), 8F MACH1 CLS3, 8F MACH1 CLS3.5, 8F MACH1 CLS4, 8F MACH1 CLS4.5, 8F MACH1 CLS3 SH (SIDE HOLES), 8F MACH1 CLS3.5 SH (SIDE HOLES), 8F MACH1 CLS4 SH (SIDE HOLES), 8F MACH1 CLS4.5 SH (SIDE HOLES), 8F MACH1 KL3, 8F MACH1 KL4, 8F MACH1 KL5, 8F MACH1 KL3 SH (SIDE HOLES), 8F MACH1 KL4 SH (SIDE HOLES), 8F MACH1 KL5 SH (SIDE HOLES), 8F MACH1 IMC 90cm, 7F MACH1 JR3, 7F MACH1 JR3.5, 7F MACH1 JR4, 7F MACH1 JR4.5, 7F MACH1 JR5, 7F MACH1 JR6, 7F MACH1 JR3 SH (SIDE HOLES), 7F MACH1 AL2 SH (SIDE HOLES), 7F MACH1 JR3.5 SH (SIDE HOLES), 7F MACH1 JR4 SH (SIDE HOLES), 7F MACH1 JR4.5 SH (SIDE HOLES), 7F MACH1 JR5 SH (SIDE HOLES), 7F MACH1 JR6 SH (SIDE HOLES), 7F MACH1 JR3.5 ST, 7F MACH1 JR4 ST, 7F MACH1 AL3 SH (SIDE HOLES), 7F MACH1 JR3.5 ST SH (SIDE HOLES), 7F MACH1 JR4 ST SH (SIDE HOLES), 7F MACH1 VL3, 7F MACH1 VL3.5, 7F MACH1 VL4, 7F MACH1 VL4.5, 7F MACH1 VL5, 7F MACH1 VL3 SH (SIDE HOLES), 7F MACH1 VL3.5 SH (SIDE HOLES), 7F MACH1 VL4 SH (SIDE HOLES), 7F MACH1 VL4.5 SH (SIDE HOLES), 7F MACH1 VL5 SH (SIDE HOLES), 7F MACH1 AL1.5, 7F MACH1 AL1.5 SH (SIDE HOLES), 7F MACH1 FR3.5 ST, 7F MACH1 FR4 ST, 7F MACH1 FR3.5 ST SH (SIDE HOLES), 7F MACH1 FR4 ST SH (SIDE HOLES), 8F MACH1 FR3.5, 8F MACH1 FR4, 8F MACH1 FR5, 8F MACH1 FR6, 8F MACH1 FL3, 8F MACH1 FL3.5, 8F MACH1 FL4, 8F MACH1 FL4.5, 8F MACH1 FL5, 8F MACH1 FL6, 8F MACH1 AL1 ST, 8F MACH1 AL1.5 ST, 8F MACH1 AL2 ST, 8F MACH1 AL.75 ST, 8F MACH1 AL1 ST SH (SIDE HOLES), 8F MACH1 AL1.5 ST SH (SIDE HOLES), 8F MACH1 AL2 ST SH (SIDE HOLES), 8F MACH1 AL.75 ST SH (SIDE HOLES), 8F MACH1 RC3.5 SC SH (SIDE HOLES), 8F MACH1 IM 85cm, 8F MACH1 AL.75 SH (SIDE HOLES), 8F MACH1 RCB SH (SIDE HOLES), 8F MACH1 LCB SH (SIDE HOLES), 8F MACH1 IM 85cm SH (SIDE HOLES), 8F MACH1 IM SH (SIDE HOLES), 8F MACH1 FL3.5 ST SH (SIDE HOLES), 8F MACH1 FL4 ST SH (SIDE HOLES), 8F MACH1 FL4.5 ST SH (SIDE HOLES), 8F MACH1 FL5 ST SH (SIDE HOLES), 8F MACH1 MP1 SH (SIDE HOLES), 8F MACH1 MP2 SH (SIDE HOLES), 8F MACH1 HS SH (SIDE HOLES), 8F MACH1 AR1, 8F MACH1 AR2, 8F MACH1 AL1, 8F MACH1 AL.75 90cm, 8F MACH1 AL.75 90cm SH (Side Holes), 8F MACH1 LeftBU3.5 90cm, 8F MACH1 LeftBU3.5 90cm SH (Side Holes), 8F MACH1 AL2, 8F MACH1 JL4 90cm, 8F MACH1 JL4 90cm SH (Side Holes), 8F MACH1 JR3.5 90cm, 8F MACH1 JR3.5 90cm SH (Side Holes), 8F MACH1 AL3, 8F MACH1 AL.75, 8F MACH1 VR1, 8F MACH1 VR2, 8F MACH1 RCB, 8F MACH1 VR1 SH (SIDE HOLES), 8F MACH1 VR2 SH (SIDE HOLES), 8F MACH1 LCB, 8F MACH1 IM, 8F MACH1 FCL3.5 SH (SIDE HOLES), 8F MACH1 FCL4 SH (SIDE HOLES), 8F MACH1 FCL3.5, 8F MACH1 FCL4, 8F MACH1 FCR3.5 SH (SIDE HOLES), 8F MACH1 FCR4 SH (SIDE HOLES), 8F MACH1 FCR3.5, 8F MACH1 FCR4, 8F MACH1 FL3.5 ST, 8F MACH1 FL4 ST, 8F MACH1 Q3.5, 8F MACH1 Q4, 8F MACH1 Q4.5, 8F MACH1 Q5, 8F MACH1 Q3.5 SH (SIDE HOLES), 8F MACH1 Q4 SH (SIDE HOLES), 8F MACH1 Q4.5 SH (SIDE HOLES), 8F MACH1 Q5 SH (SIDE HOLES), 8F MACH1 FL4.5 ST, 8F MACH1 FL5 ST, 8F MACH1 FL4 90cm, 8F MACH1 FR4 90cm, 8F Mach1 AL1 90cm, 8F Mach1 AL2 90cm, 8F MACH1 MP1 90cm, 8F MACH1 MP1, 8F MACH1 RCB 90cm, 8F MACH1 LCB 90cm, 8F MACH1 FL4 90cm SH (SIDE HOLES), 8F MACH1 MP2, 8F MACH1 FR4 90cm SH (SIDE HOLES), 8F MACH1 AL1 90cm SH (Side Holes), 8F MACH1 AL2 90cm SH (Side Holes), 8F MACH1 MP1 90cm SH (SIDE HOLES), 8F MACH1 RCB 90cm SH (SIDE HOLES), 8F MACH1 LCB 90cm SH (SIDE HOLES), 8F MACH1 HS, 8F MACH1 FR3, 8F MACH1 FR3 SH (SIDE HOLES), 8F MACH1 IM 90cm, 8F MACH1 IM 90cm SH (SIDE HOLES), 8F MACH1 RC4 SC, 8F MACH1 RC4 SC SH (SIDE HOLES), 8F MACH1 RC3.5 SC, 8F MACH1 FR3.5 SH (SIDE HOLES), 8F MACH1 FR4 SH (SIDE HOLES), 7F MACH1 FCR4 SH (SIDE HOLES), 7F MACH1 FCR3.5, 7F MACH1 FCR4, 7F MACH1 FL3.5 ST, 7F MACH1 FL4 ST, 7F MACH1 Q3.5, 7F MACH1 Q4, 7F MACH1 Q4.5, 7F MACH1 Q5, 7F MACH1 Q3.5 SH (SIDE HOLES), 7F MACH1 Q4 SH (SIDE HOLES), 7F MACH1 Q4.5 SH (SIDE HOLES), 7F MACH1 Q5 SH (SIDE HOLES), 7F MACH1 FL4.5 ST, 7F MACH1 FL5 ST, 7F MACH1 MP1, 7F MACH1 MP2, 7F MACH1 BR1 80cm, 7F MACH1 HS, 7F MACH1 FR3, 7F MACH1 FR3 SH (SIDE HOLES), 7F MACH1 IM 90cm, 7F MACH1 IM 90cm SH (SIDE HOLES), 7F MACH1 RC4 SC, 7F MACH1 RC4 SC SH (SIDE HOLES), 7F MACH1 RC3.5 SC, 7F MACH1 FR3.5 SH (SIDE HOLES), 7F MACH1 FR4 SH (SIDE HOLES), 7F MACH1 FR5 SH (SIDE HOLES), 7F MACH1 ART3, 7F MACH1 ART3 SH (SIDE HOLES), 7F MACH1 ART3.5, 7F MACH1 ART3.5 SH (SIDE HOLES), 7F MACH1 ART4, 7F MACH1 FR6 SH (SIDE HOLES), 7F MACH1 ART4 SH (SIDE HOLES), 7F MACH1 ART4.5, 7F MACH1 ART4.5 SH (SIDE HOLES), 7F MACH1 FL3 SH (SIDE HOLES), 7F MACH1 FR4.5, 7F MACH1 FR4.5 SH (SIDE HOLES), 7F MACH1 FL3.5 SH (SIDE HOLES), 7F MACH1 FL4 SH (SIDE HOLES), 7F MACH1 FL4.5 SH (SIDE HOLES), 7F MACH1 FL5 SH (SIDE HOLES), 7F MACH1 FL6 SH (SIDE HOLES), 7F MACH1 CLS3, 7F MACH1 CLS3.5, 7F MACH1 CLS4, 7F MACH1 CLS4.5, 7F MACH1 CLS3 SH (SIDE HOLES), 7F MACH1 CLS3.5 SH (SIDE HOLES), 7F MACH1 CLS4 SH (SIDE HOLES), 7F MACH1 CLS4.5 SH (SIDE HOLES), 7F MACH1 KIMNY, 7F MACH1 KIMNY SH (SIDE HOLES), 7F MACH1 KL3, 7F MACH1 KL4, 7F MACH1 KL5, 7F MACH1 KL3 SH (SIDE HOLES), 7F MACH1 KL4 SH (SIDE HOLES), 7F MACH1 KL5 SH (SIDE HOLES), 7F MACH1 IMC 90cm, 7F MACH1 IMC 90cm SH (SIDE HOLES), 7F MACH1 KR3H, 7F MACH1 KR4H, 6F MACH1 AR1, 6F MACH1 AR2, 6F MACH1 AL1, 6F MACH1 AL2, 6F MACH1 AL3, 6F MACH1 AL.75, 6F MACH1 VR1, 6F MACH1 VR2, 6F MACH1 RCB, 6F MACH1 LCB, 6F MACH1 IM, 6F MACH1 FCL3.5, 6F MACH1 FCL4, 6F MACH1 FCR3.5, 6F MACH1 FCR4, 6F MACH1 FL3.5 ST, 6F MACH1 FL4 ST, 7F MACH1 RC3.5 SC SH (SIDE HOLES), 7F MACH1 IM 85cm, 7F MACH1 AL.75 SH (SIDE HOLES), 7F MACH1 RCB SH (SIDE HOLES), 7F MACH1 LCB SH (SIDE HOLES), 7F MACH1 IM 85cm SH (SIDE HOLES), 7F MACH1 IM SH (SIDE HOLES), 7F MACH1 FL3.5 ST SH (SIDE HOLES), 7F MACH1 FL4 ST SH (SIDE HOLES), 7F MACH1 FL4.5 ST SH (SIDE HOLES), 7F MACH1 FL5 ST SH (SIDE HOLES), 7F MACH1 MP1 SH (SIDE HOLES), 7F MACH1 MP2 SH (SIDE HOLES), 7F MACH1 BR1 80cm SH (SIDE HOLES), 7F MACH1 HS SH (SIDE HOLES), 7F MACH1 AR1, 7F MACH1 AR2, 7F MACH1 AL1, 7F MACH1 AL2, 7F MACH1 AL3, 7F MACH1 AL.75, 7F MACH1 VR1, 7F MACH1 VR2, 7F MACH1 RCB, 7F MACH1 VR1 SH (SIDE HOLES), 7F MACH1 VR2 SH (SIDE HOLES), 7F MACH1 LCB, 7F MACH1 IM, 7F MACH1 FCL3.5 SH (SIDE HOLES), 7F MACH1 FCL4 SH (SIDE HOLES), 7F MACH1 FCL3.5, 7F MACH1 FCL4, 7F MACH1 FCR3.5 SH (SIDE HOLES), 6F MACH1 Q3.5, 6F MACH1 Q4, 6F MACH1 Q4.5, 6F MACH1 Q5, 6F MACH1 Q3.5 SH (SIDE HOLES), 6F MACH1 Q4 SH (SIDE HOLES), 6F MACH1 FL4.5 ST, 6F MACH1 FL5 ST, 6F MACH1 MP1, 6F MACH1 MP2, 6F MACH1 BR1 80cm, 6F MACH1 HS, 6F MACH1 FR3, 6F MACH1 IM 90cm, 6F MACH1 RC4 SC, 6F MACH1 RC3.5 SC, 6F MACH1 RADIAL ST, 6F MACH1 FR3.5 SH (SIDE HOLES), 6F MACH1 RADIAL, 6F MACH1 RADIAL SH (SIDE HOLES), 6F MACH1 FR4 SH (SIDE HOLES), 6F MACH1 ART3, 6F MACH1 ART3 SH (SIDE HOLES), 6F MACH1 ART3.5, 6F MACH1 ART3.5 SH (SIDE HOLES), 6F MACH1 ART4, 6F MACH1 ART4 SH (SIDE HOLES), 6F MACH1 ART4.5, 6F MACH1 FR4.5, 6F MACH1 FL3.5 SH (SIDE HOLES), 6F MACH1 FL4 SH (SIDE HOLES), 6F MACH1 ML3, 6F MACH1 ML3.5, 6F MACH1 ML4, 6F MACH1 ML4.5, 6F MACH1 ML3.5 SH (SIDE HOLES), 6F MACH1 ML4 SH (SIDE HOLES), 6F MACH1 CLS3, 6F MACH1 CLS3.5, 6F MACH1 CLS4, 6F MACH1 CLS4.5, 6F MACH1 CLS3.5 SH (SIDE HOLES), 6F MACH1 CLS4 SH (SIDE HOLES), 6F MACH1 KIMNY, 6F MACH1 KIMNY MINI, 6F MACH1 KIMNY SH (SIDE HOLES), 6F MACH1 KIMNY MINI SH (SIDE HOLE, 6F MACH1 KL3, 6F MACH1 KL4, 6F MACH1 KL5, 6F MACH1 KL3 SH (SIDE HOLES), 6F MACH1 KL4 SH (SIDE HOLES), 6F MACH1 KL5 SH (SIDE HOLES), 6F MACH1 MANN IM 90cm, 6F MACH1 IMC 90cm, 6F MACH1 KR3H, 6F MACH1 KR4H, 6F MACH1 KR5H, 6F MACH1 KR3H SH (SIDE HOLES), 6F MACH1 KR4H SH (SIDE HOLES), 6F MACH1 KR5H SH (SIDE HOLES), 6F MACH1 KR3S, 6F MACH1 KR4S, 6F MACH1 KR5S, 6F MACH1 KR3S SH (SIDE HOLES), 6F MACH1 KR4S SH (SIDE HOLES), 6F MACH1 KR5S SH (SIDE HOLES), 6F MACH1 JL3, 6F MACH1 AR1 SH (SIDE HOLES), 6F MACH1 JL3.5, 6F MACH1 JL4, 6F MACH1 JL4.5, 6F MACH1 JL5, 6F MACH1 JL6, 6F MACH1 JL3.5 SH (SIDE HOLES), 6F MACH1 JL4 SH (SIDE HOLES), 6F MACH1 AR2 SH (SIDE HOLES), 6F MACH1 JL3.5 ST, 6F MACH1 JL4 ST, 6F MACH1 JL4.5 ST, 6F MACH1 JL5 ST, 6F MACH1 AL1 SH (SIDE HOLES), 6F MACH1 JR3, 6F MACH1 JR3.5, 6F MACH1 JR4, 6F MACH1 JR4.5, 6F MACH1 JR5, 6F MACH1 JR6, 6F MACH1 AL2 SH (SIDE HOLES), 6F MACH1 JR3.5 SH (SIDE HOLES), 6F MACH1 JR4 SH (SIDE HOLES), 6F MACH1 JR3.5 ST, 6F MACH1 JR4 ST, 6F MACH1 VL3, 6F MACH1 VL3.5, 6F MACH1 VL4, 6F MACH1 RBL3.5, 6F MACH1 RBL4, 6F MACH1 RBL4.5, 6F MACH1 RBR3, 6F MACH1 RBR3.5, 6F MACH1 RBR4, 6F MACH1 VL4.5, 6F MACH1 TIG3, 6F MACH1 TIG3.5, 6F MACH1 TIG4, 6F MACH1 TIG4.5, 6F MACH1 TIG5, 6F MACH1 VL5, 6F MACH1 RBL3.5 SH (SIDE HOLES), 6F MACH1 RBL4 SH (SIDE HOLES), 6F MACH1 RBL4.5 SH (SIDE HOLES), 6F MACH1 RBR3 SH (SIDE HOLES), 6F MACH ach 1 RBR3.5 SH (SIDE HOLES), 6F MACH1 RBR4 SH (SIDE HOLES), 6F MACH1 TIG3 SH (SIDE HOLES), 6F MACH1 TIG3.5 SH (SIDE HOLES), 6F MACH1 TIG4 SH (SIDE HOLES), 6F MACH1 TIG4.5 SH (SIDE HOLES), 6F MACH1 TIG5 SH (SIDE HOLES), 6F MACH1 VL3.5 SH (SIDE HOLES), 6F MACH1 VL4 SH (SIDE HOLES), 6F MACH1 AL1.5, 6F MACH1 FR3.5 ST, 6F MACH1 FR4 ST, 7F MACH1 FR3.5, 7F MACH1 FR4, 7F MACH1 FR5, 7F MACH1 FR6, 7F MACH1 FL3, 7F MACH1 FL3.5, 7F MACH1 FL4, 7F MACH1 FL4.5, 7F MACH1 FL5, 7F MACH1 FL6, 7F MACH1 AL 1 ST, 7F MACH1 AL1.5 ST, 7F MACH1 AL2 ST, 7F MACH1 AL.75 ST, 7F MACH1 AL1 ST SH (SIDE HOLES), 7F MACH1 AL1.5 ST SH (SIDE HOLES), 7F MACH1 AL2 ST SH (SIDE HOLES), 7F MACH1 AL.75 ST SH (SIDE HOLES), 6F MACH1 FR3.5, 6F MACH1 FR4, 6F MACH1 FR5, 6F MACH1 FR6, 6F MACH1 FL3, 6F MACH1 FL3.5, 6F MACH1 FL4, 6F MACH1 FL4.5, 6F MACH1 FL5, 6F MACH1 FL6, 6F MACH1 IM 85cm, 6F MACH1 RCB SH (SIDE HOLES), 6F MACH1 LCB SH (SIDE HOLES), 6F MACH1 IM SH (SIDE HOLES), 6F MACH1 MP1 SH (SIDE HOLES), 6F MACH1 HS SH (SIDE HOLES), 8F MACH1 VL5 SH (SIDE HOLES), 8F MACH1 AL1.5, 8F MACH1 AL1.5 SH (SIDE HOLES), 8F MACH1 FR3.5 ST, 8F MACH1 FR4 ST, 8F MACH1 FR3.5 ST SH (SIDE HOLES), 8F MACH1 FR4 ST SH (SIDE HOLES), 8F MACH1 IMC 90cm SH (SIDE HOLES), 8F MACH1 KR3H, 8F MACH1 KR4H, 8F MACH1 KR5H, 8F MACH1 KR3H SH (SIDE HOLES), 8F MACH1 KR4H SH (SIDE HOLES), 8F MACH1 KR5H SH (SIDE HOLES), 8F MACH1 KR3S, 8F MACH1 KR4S, 8F MACH1 KR5S, 8F MACH1 KR3S SH (SIDE HOLES), 8F MACH1 KR4S SH (SIDE HOLES), 8F MACH1 KR5S SH (SIDE HOLES), 8F MACH1 JL3, 8F MACH1 AR1 SH (SIDE HOLES), 8F MACH1 JL3.5, 8F MACH1 JL4, 8F MACH1 JL4.5, 8F MACH1 JL5, 8F MACH1 JL6, 8F MACH1 JL3 SH (SIDE HOLES), 8F MACH1 JL3.5 SH (SIDE HOLES), 8F MACH1 JL4 SH (SIDE HOLES), 8F MACH1 JL4.5 SH (SIDE HOLES), 8F MACH1 JL5 SH (SIDE HOLES), 8F MACH1 AR2 SH (SIDE HOLES), 8F MACH1 JL6 SH (SIDE HOLES), 8F MACH1 JL3.5 ST, 8F MACH1 JL4 ST, 8F MACH1 JL4.5 ST, 8F MACH1 JL5 ST, 8F MACH1 JL3.5 ST SH (SIDE HOLES), 8F MACH1 JL4 ST SH (SIDE HOLES), 8F MACH1 AL1 SH (SIDE HOLES), 8F MACH1 JL4.5 ST SH (SIDE HOLES), 8F MACH1 JL5 ST SH (SIDE HOLES), 8F MACH1 JR3, 8F MACH1 JR3.5, 8F MACH1 JR4, 8F MACH1 JR4.5, 8F MACH1 JR5, 8F MACH1 JR6, 8F MACH1 JR3 SH (SIDE HOLES), 8F MACH1 AL2 SH (SIDE HOLES), 8F MACH1 JR3.5 SH (SIDE HOLES), 8F MACH1 JR4 SH (SIDE HOLES), 8F MACH1 JR4.5 SH (SIDE HOLES), 8F MACH1 JR5 SH (SIDE HOLES), 8F MACH1 JR6 SH (SIDE HOLES), 8F MACH1 JR3.5 ST, 8F MACH1 JR4 ST, 8F MACH1 AL3 SH (SIDE HOLES), 8F MACH1 JR3.5 ST SH (SIDE HOLES), 8F MACH1 JR4 ST SH (SIDE HOLES), 8F MACH1 JR4 90cm, 8F MACH1 VL3, 8F MACH1 LeftBU3.75, 8F MACH1 VL3.5, 8F MACH1 LeftBU3.75 SH (Side Holes), 8F MACH1 VL4, 8F MACH1 VL4.5, 8F MACH1 VL5, 8F MACH1 VL3 SH (SIDE HOLES), 8F MACH1 VL3.5 SH (SIDE HOLES), 8F MACH1 VL4 SH (SIDE HOLES), 8F MACH1 VL4.5 SH (SIDE HOLES) | MONTAL | 2024-02-09T00:00:00.000+01:00 | Boston Scientific Corporation, 300 Boston Scientific Way, Marlborough, MA 01752 USA. | H749343576500, H749343576510, H749343576520, H749343576530, H749343576540, H749343576550, H749343576560, H749343576570, H749343576580, H749343576590, H749343576600, H74934357660, H749343576610, H749343576620, H749343576630, H749343576640, H749343576650, H749343576660, H749343576670, H749343576680, H749343576690, H749343576700, H74934357670, H749343576710, H749343576730, H749343576740, H749343576750, H749343576760, H749343576790, H749343576800, H74934357680, H749343576810, H749343576820, H74934358490, H749343584960, H749343584970, H749343584980, H749343584990, H749343585000, H74934358500, H749343585010, H749343585020, H749343585030, H74934358510, H749343585140, H749343585150, H74934358520, H74934358530, H74934358540, H74934358550, H74934358560, H749343585730, H749343585740, H749343585750, H749343585760, H749343585770, H749343585780, H749343585790, H749343585800, H749343586110, H749343586120, H749343586130, H749343586140, H749343586150, H749343586160, H749343586380, H749343576840, H749343576850, H749343576860, H749343576870, H749343576880, H749343576890, H749343576900, H74934357690, H749343576910, H749343576920, H749343576930, H749343576940, H749343576950, H749343576970, H749343576980, H74934357700, H749343577030, H749343577040, H74934357710, H74934357720, H74934357730, H74934357740, H74934357750, H74934357770, H74934357780, H74934357790, H74934357800, H74934357810, H74934357850, H74934357890, H74934357910, H74934357920, H74934357950, H74934357960, H74934358010, H74934358020, H74934358030, H74934358040, H74934358050, H74934358060, H74934358070, H74934358080, H74934358090, H74934358100, H749343581030, H749343581040, H749343581050, H749343581080, H749343581140, H749343581150, H749343581160, H749343581190, H749343581210, H749343581220, H749343581240, H749343581260, H749343581270, H749343581280, H749343581290, H749343581320, H749343581330, H749343581340, H749343581350, H749343581380, H749343581390, H749343581410, H74934358170, H74934358180, H74934358190, H749343581910, H749343581920, H749343581980, H749343581990, H74934358200, H749343582000, H749343582010, H749343582020, H749343582030, H74934358210, H74934358220, H749343582300, H749343582310, H74934358240, H749343582470, H749343582480, H74934358250, H74934358260, H749343582680, H749343582690, H749343582720, H749343582730, H749343582760, H749343582770, H749343582790, H749343582800, H74934358280, H74934358290, H749343582930, H749343582940, H749343582950, H749343582960, H749343582970, H749343582980, H749343582990, H749343583000, H74934358300, H74934358310, H749343583650, H749343583720, H749343583760, H749343583770, H749343583800, H74934358380, H749343583820, H749343583830, H749343583870, H74934358390, H749343583940, H749343583980, H749343583990, H749343584020, H749343584040, H749343584050, H74934358410, H749343584420, H749343584430, H749343584460, H749343584470, H749343584480, H749343584490, H74934358460, H74934358470, H74934358480, H749343572770, H749343572790, H749343572800, H74934357280, H74934357290, H749343572930, H749343572940, H749343572950, H749343572960, H749343572970, H749343572980, H749343572990, H749343573000, H74934357300, H74934357310, H74934357380, H74934357390, H74934357400, H74934357410, H749343574420, H749343574430, H749343574460, H749343574470, H749343574480, H749343574490, H74934357460, H74934357470, H74934357480, H74934357490, H749343574960, H749343574970, H749343574980, H749343574990, H749343575000, H74934357500, H749343575010, H749343575020, H749343575030, H74934357510, H749343575140, H749343575150, H74934357520, H74934357530, H74934357540, H74934357550, H74934357560, H749343575730, H749343575740, H749343575750, H749343575760, H749343575770, H749343575780, H749343575790, H749343575800, H749343575830, H749343575910, H749343576110, H749343576120, H749343576130, H749343576140, H749343576150, H749343576160, H749343576380, H749343576410, H749343576480, H749343576490, H74934356170, H74934356180, H74934356190, H74934356200, H74934356210, H74934356220, H749343562300, H74 | Klasa III | Sherbejne për të siguruar një rrugë për administrimin e agjentëve të kontrastit në zona të caktuara të sistemit vaskulatur gjatë një procedure angiografike. | Pajisje nje perdorimeshe
15942 | NEXGEN® COMPLETE KNEE SOLUTION LEGACY® KNEE-POSTERIOR STABILIZED LPS-FLEX ARTICULAR SURFACE W/LOCKING SCREW SIZE GH 17 MM HEIGHT USE WITH PLATE 7,8,9,10 COMPATIBLE W/ LCCK, NEXGEN® COMPLETE KNEE SOLUTION LEGACY® KNEE-POSTERIOR STABILIZED LPS-FLEX ARTICULAR SURFACE W/LOCKING SCREW SIZE GH 20 MM HEIGHT USE WITH PLATE 7,8,9,10 COMPATIBLE W/ LCCK, NEXGEN® COMPLETE KNEE SOLUTION LEGACY® KNEE-POSTERIOR STABILIZED LPS-FLEX ARTICULAR SURFACE W/LOCKING SCREW SIZE GH 23 MM HEIGHT USE WITH PLATE 7,8,9,10 COMPATIBLE W/ LCCK, NEXGEN® COMPLETE KNEE SOLUTION LEGACY® KNEE-POSTERIOR STABILIZED LPS-FLEX ARTICULAR SURFACE SIZE EF 9 MM HEIGHT (5.5 MM UNDER THE CONDYLES) USE WITH PLATE 7,8,9,10 COMPATIBLE W/ LCCK, NEXGEN® COMPLETE KNEE SOLUTION LEGACY® KNEE-POSTERIOR STABILIZED LPS-FLEX ARTICULAR SURFACE SIZE EF 10 MM HEIGHT USE WITH PLATE 7,8,9,10 | T R I M E D | 2024-02-13T00:00:00.000+01:00 | Zimmer, Inc. 1800 W. Center Street Warsaw, Indiana 46580 USA | 00-5964-050-17, 00-5964-050-20, 00-5964-050-23, 00-5964-051-09, 00-5964-051-10, 00-5964-051-12, 00-5964-051-14, 00-5964-051-17, 00-5964-051-20, 00-5964-051-23, 00-5996-003-10, 00-5996-003-12, 00-5996-003-14, 00-5996-003-17, 00-5996-004-10, 00-5996-004-12, 00-5996-004-14, 00-5996-004-17, 00-5996-005-10, 00-5996-005-12, 00-5996-005-14, 00-5996-005-17, 00-5996-006-10, 00-5996-006-12, 00-5996-006-14, 00-5996-006-17, 00-5996-007-10, 00-5996-007-12, 00-5996-007-14, 00-5996-007-17, 00-5996-008-10, 00-5996-008-12, 00-5996-008-14, 00-5996-008-17, 00-5996-015-10, 00-5996-015-12, 00-5996-015-14, 00-5996-015-17, 00-5996-016-10, 00-5996-016-12, 00-5996-016-14, 00-5996-016-17, 00-5996-017-10, 00-5996-017-12, 00-5996-017-14, 00-5996-017-17, 00-5996-018-10, 00-5996-018-12, 00-5996-018-14, 00-5996-018-17, 00-5996-023-10, 00-5996-023-12, 00-5996-023-14, 00-5996-023-17, 00-5996-025-10, 00-5996-025-12, 00-5996-025-14, 00-5996-025-17, 00-5996-016-52, 00-5996-017-51, 00-5996-017-52, 00-5996-018-51, 00-5996-018-52, 00-5962-020-10, 00-5962-020-12, 00-5962-020-14, 00-5962-020-17, 00-5962-020-20, 00-5962-020-23, 00-5962-022-10, 00-5962-022-12, 00-5962-022-14, 00-5962-022-17, 00-5962-022-20, 00-5962-022-23, 00-5962-030-10, 00-5962-030-12, 00-5962-030-14, 00-5962-030-17, 00-5962-030-20, 00-5962-030-23, 00-5964-041-14, 00-5964-041-17, 00-5964-041-20, 00-5964-041-23, 00-5964-042-09, 00-5964-042-10, 00-5964-042-12, 00-5964-042-14, 00-5964-042-17, 00-5964-042-20, 00-5964-042-23, 00-5964-050-09, 00-5964-050-10, 00-5964-050-12, 00-5964-050-14, 00-5962-031-10, 00-5962-031-12, 00-5962-031-14, 00-5962-031-17, 00-5962-031-20, 00-5962-031-23, 00-5962-032-10, 00-5962-032-12, 00-5962-032-14, 00-5962-032-17, 00-5962-032-20, 00-5962-032-23, 00-5962-040-10, 00-5962-040-12, 00-5962-040-14, 00-5962-040-17, 00-5962-040-20, 00-5962-040-23, 00-5962-041-10, 00-5962-041-12, 00-5962-041-14, 00-5962-041-17, 00-5962-041-20, 00-5962-041-23, 00-5962-042-10, 00-5962-042-12, 00-5962-042-14, 00-5962-042-17, 00-5962-042-20, 00-5962-042-23, 00-5962-050-10, 00-5962-050-12, 00-5962-050-14, 00-5962-050-17, 00-5962-050-20, 00-5962-050-23, 00-5962-051-10, 00-5962-051-12, 00-5962-051-14, 00-5962-051-17, 00-5962-051-20, 00-5962-051-23, 00-5964-020-09, 00-5964-020-10, 00-5964-020-12, 00-5964-020-14, 00-5964-020-17, 00-5964-020-20, 00-5964-020-23, 00-5964-022-09, 00-5964-022-10, 00-5964-022-12, 00-5964-022-14, 00-5964-022-17, 00-5964-022-20, 00-5964-022-23, 00-5964-030-09, 00-5964-030-10, 00-5964-030-12, 00-5964-030-14, 00-5964-030-17, 00-5964-030-20, 00-5964-030-23, 00-5964-031-09, 00-5964-031-10, 00-5964-031-12, 00-5964-031-14, 00-5964-031-17, 00-5964-031-20, 00-5964-031-23, 00-5964-032-09, 00-5964-032-10, 00-5964-032-12, 00-5964-032-14, 00-5964-032-17, 00-5964-032-20, 00-5964-032-23, 00-5964-040-09, 00-5964-040-10, 00-5964-040-12, 00-5964-040-14, 00-5964-040-17, 00-5964-040-20, 00-5964-040-23, 00-5964-041-09, 00-5964-041-10, 00-5964-041-12, NA, 00-5764-013-51, 00-5764-013-52, 00-5764-014-51, 00-5764-014-52, 00-5764-015-51, 00-5764-015-52, 00-5764-016-51, 00-5764-016-52, 00-5764-017-51, 00-5764-017-52, 00-5960-011-51, 00-5960-011-52, 00-5960-012-51, 00-5960-012-52, 00-5960-018-51, 00-5960-018-52, 00-5964-013-51, 00-5964-013-52, 00-5964-014-51, 00-5964-014-52, 00-5964-015-51, 00-5964-015-52, 00-5964-016-51, 00-5964-016-52, 00-5964-017-51, 00-5964-017-52, 00-5968-013-51, 00-5968-013-52, 00-5968-014-51, 00-5968-014-52, 00-5968-015-51, 00-5968-015-52, 00-5968-016-51, 00-5968-016-52, 00-5968-017-51, 00-5968-017-52, 00-5996-011-01, 00-5996-011-02, 00-5996-012-01, 00-5996-012-02, 00-5996-013-51, 00-5996-013-52, 00-5996-014-51, 00-5996-014-52, 00-5996-015-51, 00-5996-015-52, 00-5996-016-51 | Klasa III | NexGen Complete Knee Solution, LPS, LPS-Flex janë pajisje mjekësore që përdoren në kirurgjinë artroplastike të artikulacionit të gjurit. | Pajisje te implantueshme jo aktive
COMPATIBLE W/ LCCK, NEXGEN® COMPLETE KNEE SOLUTION LEGACY® KNEE-POSTERIOR STABILIZED LPS-FLEX ARTICULAR SURFACE SIZE EF 12 MM HEIGHT USE WITH PLATE 7,8,9,10
COMPATIBLE W/ LCCK, NEXGEN® COMPLETE KNEE SOLUTION LEGACY® KNEE-POSTERIOR STABILIZED LPS-FLEX ARTICULAR SURFACE SIZE EF 14 MM HEIGHT USE WITH PLATE 7,8,9,10
COMPATIBLE W/ LCCK, NEXGEN® COMPLETE KNEE SOLUTION LEGACY® KNEE-POSTERIOR STABILIZED LPS-FLEX ARTICULAR SURFACE W/LOCKING SCREW SIZE EF 17 MM HEIGHT USE WITH PLATE 7,8,9,10 COMPATIBLE W/ LCCK, NEXGEN® COMPLETE KNEE SOLUTION LEGACY® KNEE-POSTERIOR STABILIZED LPS-FLEX ARTICULAR SURFACE W/LOCKING SCREW SIZE EF 20 MM HEIGHT USE WITH PLATE 7,8,9,10 COMPATIBLE W/ LCCK, NEXGEN® COMPLETE KNEE SOLUTION LEGACY® KNEE-POSTERIOR STABILIZED LPS-FLEX ARTICULAR SURFACE W/LOCKING SCREW SIZE EF 23 MM HEIGHT USE WITH PLATE 7,8,9,10 COMPATIBLE W/ LCCK, NEXGEN® COMPLETE KNEE SOLUTION LEGACY® KNEE - POSTERIOR STABILIZED (LPS) ALL-POLY STEMMED TIBIAL COMPONENT SIZE 3 YELLOW/C,D 10 MM HEIGHT FOR USE WITH FEMORAL C,D, NEXGEN® COMPLETE KNEE SOLUTION LEGACY® KNEE - POSTERIOR STABILIZED (LPS) ALL-POLY STEMMED TIBIAL COMPONENT SIZE 3 YELLOW/C,D 12 MM HEIGHT FOR USE WITH FEMORAL C,D, NEXGEN® COMPLETE KNEE SOLUTION LEGACY® KNEE - POSTERIOR STABILIZED (LPS) ALL-POLY STEMMED TIBIAL COMPONENT SIZE 3 YELLOW/C,D 14 MM HEIGHT FOR USE WITH FEMORAL C,D, NEXGEN® COMPLETE KNEE SOLUTION LEGACY® KNEE - POSTERIOR STABILIZED (LPS) ALL-POLY STEMMED TIBIAL COMPONENT SIZE 3 YELLOW/C,D 17 MM HEIGHT FOR USE WITH FEMORAL C,D, NEXGEN® COMPLETE KNEE SOLUTION LEGACY® KNEE - POSTERIOR STABILIZED (LPS) ALL-POLY STEMMED TIBIAL COMPONENT SIZE 4 YELLOW/C,D 10 MM HEIGHT FOR USE WITH FEMORAL C,D, NEXGEN® COMPLETE KNEE SOLUTION LEGACY® KNEE - POSTERIOR STABILIZED (LPS) ALL-POLY STEMMED TIBIAL COMPONENT SIZE 4 YELLOW/C,D 12 MM HEIGHT FOR USE WITH FEMORAL C,D, NEXGEN® COMPLETE KNEE SOLUTION LEGACY® KNEE - POSTERIOR STABILIZED (LPS) ALL-POLY STEMMED TIBIAL COMPONENT SIZE 4 YELLOW/C,D 14 MM HEIGHT FOR USE WITH FEMORAL C,D, NEXGEN® COMPLETE KNEE SOLUTION LEGACY® KNEE - POSTERIOR STABILIZED (LPS) ALL-POLY STEMMED TIBIAL COMPONENT SIZE 4 YELLOW/C,D 17 MM HEIGHT FOR USE WITH FEMORAL C,D, NEXGEN® COMPLETE KNEE SOLUTION LEGACY® KNEE - POSTERIOR STABILIZED (LPS) ALL-POLY STEMMED TIBIAL COMPONENT SIZE 5 GREEN/E,F 10 MM HEIGHT FOR USE WITH FEMORAL E,F, NEXGEN® COMPLETE KNEE SOLUTION LEGACY® KNEE - POSTERIOR STABILIZED (LPS) ALL-POLY STEMMED TIBIAL COMPONENT SIZE 5 GREEN/E,F 12 MM HEIGHT FOR USE WITH FEMORAL E,F, NEXGEN® COMPLETE KNEE SOLUTION LEGACY® KNEE - POSTERIOR STABILIZED (LPS) ALL-POLY STEMMED TIBIAL COMPONENT SIZE 5 GREEN/E,F 14 MM HEIGHT FOR USE WITH FEMORAL E,F, NEXGEN® COMPLETE KNEE SOLUTION LEGACY® KNEE - POSTERIOR STABILIZED (LPS) ALL-POLY STEMMED TIBIAL COMPONENT SIZE 5 GREEN/E,F 17 MM HEIGHT FOR USE WITH FEMORAL E,F, NEXGEN® COMPLETE KNEE SOLUTION LEGACY® KNEE - POSTERIOR STABILIZED (LPS) ALL-POLY STEMMED TIBIAL COMPONENT SIZE 6 GREEN/E,F 10 MM HEIGHT FOR USE WITH FEMORAL E,F, NEXGEN® COMPLETE KNEE SOLUTION LEGACY® KNEE - POSTERIOR STABILIZED (LPS) ALL-POLY STEMMED TIBIAL COMPONENT SIZE 6 GREEN/E,F 12 MM
HEIGHT FOR USE WITH FEMORAL E,F, NEXGEN® COMPLETE KNEE SOLUTION LEGACY® KNEE - POSTERIOR STABILIZED (LPS) ALL-POLY STEMMED TIBIAL COMPONENT SIZE 6 GREEN/E,F 14 MM HEIGHT FOR USE WITH FEMORAL E,F, NEXGEN® COMPLETE KNEE SOLUTION LEGACY® KNEE - POSTERIOR STABILIZED (LPS) ALL-POLY STEMMED TIBIAL COMPONENT SIZE 6 GREEN/E,F 17 MM HEIGHT FOR USE WITH FEMORAL E,F, NEXGEN® COMPLETE KNEE SOLUTION LEGACY® KNEE - POSTERIOR STABILIZED (LPS) ALL-POLY STEMMED TIBIAL COMPONENT SIZE 7 BLUE/G,H 10 MM HEIGHT FOR USE WITH FEMORAL G,H, NEXGEN® COMPLETE KNEE SOLUTION LEGACY® KNEE - POSTERIOR STABILIZED (LPS) ALL-POLY STEMMED TIBIAL COMPONENT SIZE 7 BLUE/G,H 12 MM HEIGHT FOR USE WITH FEMORAL G,H, NEXGEN® COMPLETE KNEE SOLUTION LEGACY® KNEE - POSTERIOR STABILIZED (LPS) ALL-POLY STEMMED TIBIAL COMPONENT SIZE 7 BLUE/G,H 14 MM HEIGHT FOR USE WITH FEMORAL G,H, NEXGEN® COMPLETE KNEE SOLUTION LEGACY® KNEE - POSTERIOR STABILIZED (LPS) ALL-POLY STEMMED TIBIAL COMPONENT SIZE 7 BLUE/G,H 17 MM HEIGHT FOR USE WITH FEMORAL G,H, NEXGEN® COMPLETE KNEE SOLUTION LEGACY® KNEE - POSTERIOR STABILIZED (LPS) ALL-POLY STEMMED TIBIAL COMPONENT SIZE 8 BLUE/G,H 10 MM HEIGHT FOR USE WITH FEMORAL G,H, NEXGEN® COMPLETE KNEE SOLUTION LEGACY® KNEE - POSTERIOR STABILIZED (LPS) ALL-POLY STEMMED TIBIAL COMPONENT SIZE 8 BLUE/G,H 12 MM HEIGHT FOR USE WITH FEMORAL G,H, NEXGEN® COMPLETE KNEE SOLUTION LEGACY® KNEE - POSTERIOR STABILIZED (LPS) ALL-POLY STEMMED TIBIAL COMPONENT SIZE 8 BLUE/G,H 14 MM mHEIGHT FOR USE WITH FEMORAL G,H, NEXGEN® COMPLETE KNEE SOLUTION LEGACY® KNEE - POSTERIOR STABILIZED (LPS) ALL-POLY STEMMED TIBIAL COMPONENT SIZE 8 BLUE/G,H 17 MM HEIGHT FOR USE WITH FEMORAL G,H, NEXGEN® COMPLETE KNEE SOLUTION LEGACY® KNEE - POSTERIOR STABILIZED (LPS) ALL-POLY STEMMED TIBIAL COMPONENT SIZE 5 STRIPED GREEN/C,D 10 MM HEIGHT FOR USE WITH FEMORAL C,D, NEXGEN® COMPLETE KNEE SOLUTION LEGACY® KNEE - POSTERIOR STABILIZED (LPS) ALL-POLY STEMMED TIBIAL COMPONENT SIZE 5 STRIPED GREEN/C,D 12 MM HEIGHT FOR USE WITH FEMORAL C,D, NEXGEN® COMPLETE KNEE SOLUTION LEGACY® KNEE - POSTERIOR STABILIZED (LPS) ALL-POLY STEMMED TIBIAL COMPONENT SIZE 5 STRIPED GREEN/C,D 14 MM HEIGHT FOR USE WITH FEMORAL C,D, NEXGEN® COMPLETE KNEE SOLUTION LEGACY® KNEE - POSTERIOR STABILIZED (LPS) ALL-POLY STEMMED TIBIAL COMPONENT SIZE 5 STRIPED GREEN/C,D 17 MM HEIGHT FOR USE WITH FEMORAL C,D, NEXGEN® COMPLETE KNEE SOLUTION LEGACY® KNEE - POSTERIOR STABILIZED (LPS) ALL-POLY STEMMED TIBIAL COMPONENT SIZE 6 STRIPED GREEN/C,D 10 MM HEIGHT FOR USE WITH FEMORAL C,D, NEXGEN® COMPLETE KNEE SOLUTION LEGACY® KNEE - POSTERIOR STABILIZED (LPS) ALL-POLY STEMMED TIBIAL COMPONENT SIZE 6 STRIPED GREEN/C,D 12 MM HEIGHT FOR USE WITH FEMORAL C,D, NEXGEN® COMPLETE KNEE SOLUTION LEGACY® KNEE - POSTERIOR STABILIZED (LPS) ALL-POLY STEMMED TIBIAL COMPONENT SIZE 6 STRIPED GREEN/C,D 14 MM HEIGHT FOR USE WITH FEMORAL C,D, NEXGEN® COMPLETE KNEE SOLUTION LEGACY® KNEE - POSTERIOR STABILIZED (LPS) ALL-POLY STEMMED TIBIAL COMPONENT SIZE 6 STRIPED GREEN/C,D 17 MM HEIGHT FOR USE WITH FEMORAL C,D, NEXGEN® COMPLETE KNEE SOLUTION LEGACY® KNEE - POSTERIOR STABILIZED (LPS) ALL-POLY STEMMED TIBIAL COMPONENT SIZE 7 STRIPED BLUE/E,F 10 MM HEIGHT FOR USE WITH FEMORAL E,F, NEXGEN® COMPLETE KNEE SOLUTION LEGACY® KNEE - POSTERIOR STABILIZED (LPS) ALL-POLY STEMMED TIBIAL COMPONENT SIZE 7 STRIPED BLUE/E,F 12 MM HEIGHT FOR USE WITH FEMORAL E,F, NEXGEN® COMPLETE KNEE SOLUTION LEGACY® KNEE - POSTERIOR STABILIZED (LPS) ALL-POLY STEMMED TIBIAL COMPONENT SIZE 7 STRIPED BLUE/E,F 14 MM HEIGHT FOR USE WITH FEMORAL E,F, NEXGEN® COMPLETE KNEE SOLUTION LEGACY® KNEE - POSTERIOR STABILIZED (LPS) ALL-POLY STEMMED TIBIAL COMPONENT SIZE 7 STRIPED BLUE/E,F 17 MM HEIGHT FOR USE WITH FEMORAL E,F, NEXGEN® COMPLETE KNEE SOLUTION LEGACY® KNEE - POSTERIOR STABILIZED (LPS) ALL-POLY STEMMED TIBIAL COMPONENT SIZE 8 STRIPED BLUE/E,F 10 MM HEIGHT FOR USE WITH FEMORAL E,F, NEXGEN® COMPLETE KNEE SOLUTION LEGACY® KNEE - POSTERIOR STABILIZED (LPS) ALL-POLY STEMMED TIBIAL COMPONENT SIZE 8 STRIPED BLUE/E,F 12 MM HEIGHT FOR USE WITH FEMORAL E,F, NEXGEN® COMPLETE KNEE SOLUTION LEGACY® KNEE - POSTERIOR STABILIZED (LPS) ALL-POLY STEMMED TIBIAL COMPONENT SIZE 8 STRIPED BLUE/E,F 14
MM HEIGHT FOR USE WITH FEMORAL E,F, NEXGEN® COMPLETE KNEE SOLUTION LEGACY® KNEE - POSTERIOR STABILIZED (LPS) ALL-POLY STEMMED TIBIAL COMPONENT SIZE 8 STRIPED BLUE/E,F 17 MM HEIGHT FOR USE WITH FEMORAL E,F, NEXGEN® COMPLETE KNEE SOLUTION LEGACY® KNEE - POSTERIOR STABILIZED (LPS) ALL-POLY STEMMED TIBIAL COMPONENT SIZE 3 STRIPED YELLOW/E,F 10 MM HEIGHT FOR USE WITH FEMORAL E,F, NEXGEN® COMPLETE KNEE SOLUTION LEGACY® KNEE - POSTERIOR STABILIZED (LPS) ALL-POLY STEMMED TIBIAL COMPONENT SIZE 3 STRIPED YELLOW/E,F 12
MM HEIGHT FOR USE WITH FEMORAL E,F, NEXGEN® COMPLETE KNEE SOLUTION LEGACY® KNEE - POSTERIOR STABILIZED (LPS) ALL-POLY STEMMED TIBIAL COMPONENT SIZE 3 STRIPED YELLOW/E,F 14 MM HEIGHT FOR USE WITH FEMORAL E,F, NEXGEN® COMPLETE KNEE SOLUTION LEGACY® KNEE - POSTERIOR STABILIZED (LPS) ALL-POLY STEMMED TIBIAL COMPONENT SIZE 3 STRIPED YELLOW/E,F 17 MM HEIGHT FOR USE WITH FEMORAL E,F, NEXGEN® COMPLETE KNEE SOLUTION LEGACY® KNEE - POSTERIOR STABILIZED (LPS) ALL-POLY STEMMED TIBIAL COMPONENT SIZE 5 STRIPED GREEN/G,H 10 MM HEIGHT FOR USE WITH FEMORAL G,H, NEXGEN® COMPLETE KNEE SOLUTION LEGACY® KNEE - POSTERIOR STABILIZED (LPS) ALL-POLY STEMMED TIBIAL COMPONENT SIZE 5 STRIPED GREEN/G,H 12 MM HEIGHT FOR USE WITH FEMORAL G,H, NEXGEN® COMPLETE KNEE SOLUTION LEGACY® KNEE - POSTERIOR STABILIZED (LPS) ALL-POLY STEMMED TIBIAL COMPONENT SIZE 5 STRIPED GREEN/G,H 14 MM HEIGHT FOR USE WITH FEMORAL G,H, NEXGEN® COMPLETE KNEE SOLUTION LEGACY® KNEE - POSTERIOR STABILIZED (LPS) ALL-POLY STEMMED TIBIAL COMPONENT SIZE 5 STRIPED GREEN/G,H 17 MM HEIGHT FOR USE WITH FEMORAL G,H, NEXGEN® COMPLETE KNEE SOLUTION LEGACY® KNEE - POSTERIOR STABILIZED (LPS) FEMORAL COMPONENT OPTION SIZE F RIGHT COMPATIBLE WITH LPS-FLEX
PROLONG, NEXGEN® COMPLETE KNEE SOLUTION LEGACY® KNEE - POSTERIOR STABILIZED (LPS) FEMORAL COMPONENT OPTION SIZE G LEFT COMPATIBLE WITH LPS-FLEX
PROLONG, NEXGEN® COMPLETE KNEE SOLUTION LEGACY® KNEE - POSTERIOR STABILIZED (LPS) FEMORAL COMPONENT OPTION SIZE G RIGHT COMPATIBLE WITH LPS-FLEX
PROLONG, NEXGEN® COMPLETE KNEE SOLUTION LEGACY® KNEE - POSTERIOR STABILIZED (LPS) FEMORAL COMPONENT OPTION SIZE H LEFT COMPATIBLE WITH LPS-FLEX
PROLONG, NEXGEN® COMPLETE KNEE SOLUTION LEGACY® KNEE - POSTERIOR STABILIZED (LPS) FEMORAL COMPONENT OPTION SIZE H RIGHT COMPATIBLE WITH LPS-FLEX
PROLONG, NEXGEN® COMPLETE KNEE SOLUTION LEGACY® KNEE-POSTERIOR STABILIZED PROLONG™ HIGHLY CROSSLINKED POLYETHYLENE LPS-FLEX ARTICULAR SURFACE SIZE AB 10 MM HEIGHT USE WITH PLATE 1,2 COMPATIBLE W/LCCK, NEXGEN® COMPLETE KNEE SOLUTION LEGACY® KNEE-POSTERIOR STABILIZED PROLONG™ HIGHLY CROSSLINKED POLYETHYLENE LPS-FLEX ARTICULAR SURFACE SIZE AB 12 MM HEIGHT USE WITH PLATE 1,2 COMPATIBLE W/LCCK, NEXGEN® COMPLETE KNEE SOLUTION LEGACY® KNEE-POSTERIOR STABILIZED PROLONG™ HIGHLY CROSSLINKED POLYETHYLENE LPS-FLEX ARTICULAR SURFACE SIZE AB 14 MM HEIGHT USE WITH PLATE 1,2 COMPATIBLE W/LCCK, NEXGEN® COMPLETE KNEE SOLUTION LEGACY® KNEE-POSTERIOR STABILIZED PROLONG™ HIGHLY CROSSLINKED POLYETHYLENE LPS-FLEX ARTICULAR SURFACE W/INSERT AND LOCKING SCREW SIZE AB 17 MM HEIGHT USE WITH PLATE 1,2 COMPATIBLE W/LCCK, NEXGEN® COMPLETE KNEE SOLUTION LEGACY® KNEE-POSTERIOR STABILIZED PROLONG™ HIGHLY CROSSLINKED POLYETHYLENE LPS-FLEX ARTICULAR SURFACE W/INSERT AND LOCKING SCREW SIZE AB 20 MM HEIGHT USE WITH PLATE 1,2 COMPATIBLE W/LCCK, NEXGEN® COMPLETE KNEE SOLUTION LEGACY® KNEE-POSTERIOR STABILIZED PROLONG™ HIGHLY CROSSLINKED POLYETHYLENE LPS-FLEX ARTICULAR SURFACE W/INSERT AND LOCKING SCREW SIZE AB 23 MM HEIGHT USE WITH PLATE 1,2 COMPATIBLE W/LCCK, NEXGEN® COMPLETE KNEE SOLUTION LEGACY® KNEE-POSTERIOR STABILIZED PROLONG™ HIGHLY CROSSLINKED POLYETHYLENE LPS-FLEX ARTICULAR SURFACE SIZE CD 10 MM HEIGHT USE WITH PLATE 1,2 COMPATIBLE W/LCCK, NEXGEN® COMPLETE KNEE SOLUTION LEGACY® KNEE-POSTERIOR STABILIZED PROLONG™ HIGHLY CROSSLINKED POLYETHYLENE LPS-FLEX ARTICULAR SURFACE SIZE CD 12 MM HEIGHT USE WITH PLATE 1,2 COMPATIBLE W/LCCK, NEXGEN® COMPLETE KNEE SOLUTION LEGACY® KNEE-POSTERIOR STABILIZED PROLONG™ HIGHLY CROSSLINKED POLYETHYLENE LPS-FLEX ARTICULAR SURFACE SIZE CD 14 MM HEIGHT USE WITH PLATE 1,2 COMPATIBLE W/LCCK, NEXGEN® COMPLETE KNEE SOLUTION LEGACY® KNEE-POSTERIOR STABILIZED PROLONG™ HIGHLY CROSSLINKED POLYETHYLENE LPS-FLEX ARTICULAR SURFACE W/INSERT AND LOCKING SCREW SIZE CD 17 MM HEIGHT USE WITH PLATE 1,2 COMPATIBLE W/LCCK, NEXGEN® COMPLETE KNEE SOLUTION LEGACY® KNEE-POSTERIOR STABILIZED PROLONG™ HIGHLY CROSSLINKED POLYETHYLENE LPS-FLEX ARTICULAR SURFACE W/INSERT AND LOCKING SCREW SIZE CD 20 MM HEIGHT USE WITH PLATE 1,2 COMPATIBLE W/LCCK, NEXGEN® COMPLETE KNEE SOLUTION LEGACY® KNEE-POSTERIOR STABILIZED PROLONG™ HIGHLY CROSSLINKED POLYETHYLENE LPS-FLEX ARTICULAR SURFACE W/INSERT AND LOCKING SCREW SIZE CD 23 MM HEIGHT USE WITH PLATE 1,2 COMPATIBLE W/LCCK, NEXGEN® COMPLETE KNEE SOLUTION LEGACY® KNEE-POSTERIOR STABILIZED PROLONG™ HIGHLY CROSSLINKED POLYETHYLENE LPS-FLEX ARTICULAR SURFACE SIZE CD 10 MM HEIGHT USE WITH PLATE 3,4 COMPATIBLE W/LCCK, NEXGEN® COMPLETE KNEE SOLUTION LEGACY® KNEE-POSTERIOR STABILIZED PROLONG™ HIGHLY CROSSLINKED POLYETHYLENE LPS-FLEX ARTICULAR SURFACE SIZE CD 12 MM HEIGHT USE WITH PLATE 3,4 COMPATIBLE W/LCCK, NEXGEN® COMPLETE KNEE SOLUTION LEGACY® KNEE-POSTERIOR STABILIZED PROLONG™ HIGHLY CROSSLINKED POLYETHYLENE LPS-FLEX ARTICULAR SURFACE SIZE CD 14 MM HEIGHT USE WITH PLATE 3,4 COMPATIBLE W/LCCK, NEXGEN® COMPLETE KNEE SOLUTION LEGACY® KNEE-POSTERIOR STABILIZED PROLONG™ HIGHLY CROSSLINKED POLYETHYLENE LPS-FLEX ARTICULAR SURFACE W/INSERT AND LOCKING SCREW SIZE CD 17 MM HEIGHT USE WITH PLATE 3,4 COMPATIBLE W/LCCK, NEXGEN® COMPLETE KNEE SOLUTION LEGACY® KNEE-POSTERIOR STABILIZED PROLONG™ HIGHLY CROSSLINKED POLYETHYLENE LPS-FLEX ARTICULAR SURFACE W/INSERT AND LOCKING SCREW SIZE CD 20 MM HEIGHT USE WITH PLATE 3,4 COMPATIBLE W/LCCK, NEXGEN® COMPLETE KNEE SOLUTION LEGACY® KNEE-POSTERIOR STABILIZED PROLONG™ HIGHLY CROSSLINKED POLYETHYLENE LPS-FLEX ARTICULAR SURFACE W/INSERT AND LOCKING SCREW SIZE CD 23 MM HEIGHT USE WITH PLATE 3,4 COMPATIBLE W/LCCK, NEXGEN® COMPLETE KNEE SOLUTION LEGACY® KNEE-POSTERIOR STABILIZED LPS-FLEX ARTICULAR SURFACE SIZE CD 14 MM HEIGHT USE WITH PLATE 5,6 COMPATIBLE W/ LCCK, NEXGEN® COMPLETE KNEE SOLUTION LEGACY® KNEE-POSTERIOR STABILIZED LPS-FLEX ARTICULAR SURFACE W/LOCKING SCREW SIZE CD 17 MM HEIGHT USE WITH PLATE 5,6 COMPATIBLE W/ LCCK, NEXGEN® COMPLETE KNEE SOLUTION LEGACY® KNEE-POSTERIOR STABILIZED LPS-FLEX ARTICULAR SURFACE W/LOCKING SCREW SIZE CD 20 MM HEIGHT USE WITH PLATE 5,6 COMPATIBLE W/ LCCK, NEXGEN® COMPLETE KNEE SOLUTION LEGACY® KNEE-POSTERIOR STABILIZED LPS-FLEX ARTICULAR SURFACE W/LOCKING SCREW SIZE CD 23 MM HEIGHT USE WITH PLATE 5,6 COMPATIBLE W/ LCCK, NEXGEN® COMPLETE KNEE SOLUTION LEGACY® KNEE-POSTERIOR STABILIZED LPS-FLEX ARTICULAR SURFACE SIZE GH 9 MM HEIGHT (5.5 MM UNDER THE CONDYLES) USE WITH PLATE 5,6 COMPATIBLE W/ LCCK, NEXGEN® COMPLETE KNEE SOLUTION LEGACY® KNEE-POSTERIOR STABILIZED LPS-FLEX ARTICULAR SURFACE SIZE GH 10 MM HEIGHT USE WITH PLATE 5,6 COMPATIBLE W/ LCCK, NEXGEN® COMPLETE KNEE SOLUTION LEGACY® KNEE-POSTERIOR STABILIZED LPS-FLEX ARTICULAR SURFACE SIZE GH 12 MM HEIGHT USE WITH PLATE 5,6 COMPATIBLE W/ LCCK, NEXGEN® COMPLETE KNEE SOLUTION LEGACY® KNEE-POSTERIOR STABILIZED LPS-FLEX ARTICULAR SURFACE SIZE GH 14 MM HEIGHT USE WITH PLATE 5,6
COMPATIBLE W/ LCCK, NEXGEN® COMPLETE KNEE SOLUTION LEGACY® KNEE-POSTERIOR STABILIZED LPS-FLEX ARTICULAR SURFACE W/LOCKING SCREW SIZE GH 17 MM HEIGHT USE WITH PLATE 5,6 COMPATIBLE W/ LCCK, NEXGEN® COMPLETE KNEE SOLUTION LEGACY® KNEE-POSTERIOR STABILIZED LPS-FLEX ARTICULAR SURFACE W/LOCKING SCREW SIZE GH 20 MM HEIGHT USE WITH PLATE 5,6 COMPATIBLE W/ LCCK, NEXGEN® COMPLETE KNEE SOLUTION LEGACY® KNEE-POSTERIOR STABILIZED LPS-FLEX ARTICULAR SURFACE W/LOCKING SCREW SIZE GH 23 MM HEIGHT USE WITH PLATE 5,6 COMPATIBLE W/ LCCK, NEXGEN® COMPLETE KNEE SOLUTION LEGACY® KNEE-POSTERIOR STABILIZED LPS-FLEX ARTICULAR SURFACE SIZE GH 9 MM HEIGHT (5.5 MM UNDER THE CONDYLES) USE WITH PLATE 7,8,9,10 COMPATIBLE W/ LCCK, NEXGEN® COMPLETE KNEE SOLUTION LEGACY® KNEE-POSTERIOR STABILIZED LPS-FLEX ARTICULAR SURFACE SIZE GH 10 MM HEIGHT USE WITH PLATE 7,8,9,10 COMPATIBLE W/ LCCK, NEXGEN® COMPLETE KNEE SOLUTION LEGACY® KNEE-POSTERIOR STABILIZED LPS-FLEX ARTICULAR SURFACE SIZE GH 12 MM HEIGHT USE WITH PLATE 7,8,9,10 COMPATIBLE W/ LCCK, NEXGEN® COMPLETE KNEE SOLUTION LEGACY® KNEE-POSTERIOR STABILIZED LPS-FLEX ARTICULAR SURFACE SIZE GH 14 MM HEIGHT USE WITH PLATE 7,8,9,10
COMPATIBLE W/ LCCK, NEXGEN® COMPLETE KNEE SOLUTION LEGACY® KNEE-POSTERIOR STABILIZED PROLONG™ HIGHLY CROSSLINKED POLYETHYLENE LPS-FLEX ARTICULAR SURFACE SIZE AB 10 MM HEIGHT USE WITH PLATE 3,4 COMPATIBLE W/LCCK, NEXGEN® COMPLETE KNEE SOLUTION LEGACY® KNEE-POSTERIOR STABILIZED PROLONG™ HIGHLY CROSSLINKED POLYETHYLENE LPS-FLEX ARTICULAR SURFACE SIZE AB 12 MM HEIGHT USE WITH PLATE 3,4 COMPATIBLE W/LCCK, NEXGEN® COMPLETE KNEE SOLUTION LEGACY® KNEE-POSTERIOR STABILIZED PROLONG™ HIGHLY CROSSLINKED POLYETHYLENE LPS-FLEX ARTICULAR SURFACE SIZE AB 14 MM HEIGHT USE WITH PLATE 3,4 COMPATIBLE W/LCCK, NEXGEN® COMPLETE KNEE SOLUTION LEGACY® KNEE-POSTERIOR STABILIZED PROLONG™ HIGHLY CROSSLINKED POLYETHYLENE LPS-FLEX ARTICULAR SURFACE W/INSERT AND LOCKING SCREW SIZE AB 17 MM HEIGHT USE WITH PLATE 3,4 COMPATIBLE W/LCCK, NEXGEN® COMPLETE KNEE SOLUTION LEGACY® KNEE-POSTERIOR STABILIZED PROLONG™ HIGHLY CROSSLINKED POLYETHYLENE LPS-FLEX ARTICULAR SURFACE W/INSERT AND LOCKING SCREW SIZE AB 20 MM HEIGHT USE WITH PLATE 3,4 COMPATIBLE W/LCCK, NEXGEN® COMPLETE KNEE SOLUTION LEGACY® KNEE-POSTERIOR STABILIZED PROLONG™ HIGHLY CROSSLINKED POLYETHYLENE LPS-FLEX ARTICULAR SURFACE W/INSERT AND LOCKING SCREW SIZE AB 23 MM HEIGHT USE WITH PLATE 3,4 COMPATIBLE W/LCCK, NEXGEN® COMPLETE KNEE SOLUTION LEGACY® KNEE-POSTERIOR STABILIZED PROLONG™ HIGHLY CROSSLINKED POLYETHYLENE LPS-FLEX ARTICULAR SURFACE SIZE EF 10 MM HEIGHT USE WITH PLATE 3,4 COMPATIBLE W/LCCK, NEXGEN® COMPLETE KNEE SOLUTION LEGACY® KNEE-POSTERIOR STABILIZED PROLONG™ HIGHLY CROSSLINKED POLYETHYLENE LPS-FLEX ARTICULAR SURFACE SIZE EF 12 MM HEIGHT USE WITH PLATE 3,4 COMPATIBLE W/LCCK, NEXGEN® COMPLETE KNEE SOLUTION LEGACY® KNEE-POSTERIOR STABILIZED PROLONG™ HIGHLY CROSSLINKED POLYETHYLENE LPS-FLEX ARTICULAR SURFACE SIZE EF 14 MM HEIGHT USE WITH PLATE 3,4 COMPATIBLE W/LCCK, NEXGEN® COMPLETE KNEE SOLUTION LEGACY® KNEE-POSTERIOR STABILIZED PROLONG™ HIGHLY CROSSLINKED POLYETHYLENE LPS-FLEX ARTICULAR SURFACE W/INSERT AND LOCKING SCREW SIZE EF 17 MM HEIGHT USE WITH PLATE 3,4 COMPATIBLE W/LCCK, NEXGEN® COMPLETE KNEE SOLUTION LEGACY® KNEE-POSTERIOR STABILIZED PROLONG™ HIGHLY CROSSLINKED POLYETHYLENE LPS-FLEX ARTICULAR SURFACE W/INSERT AND LOCKING SCREW SIZE EF 20 MM HEIGHT USE WITH PLATE 3,4 COMPATIBLE W/LCCK, NEXGEN® COMPLETE KNEE SOLUTION LEGACY® KNEE-POSTERIOR STABILIZED PROLONG™ HIGHLY CROSSLINKED POLYETHYLENE LPS-FLEX ARTICULAR SURFACE W/INSERT AND LOCKING SCREW SIZE EF 23 MM HEIGHT USE WITH PLATE 3,4 COMPATIBLE W/LCCK, NEXGEN® COMPLETE KNEE SOLUTION LEGACY® KNEE-POSTERIOR STABILIZED PROLONG™ HIGHLY CROSSLINKED POLYETHYLENE LPS-FLEX ARTICULAR SURFACE SIZE EF 10 MM HEIGHT USE WITH PLATE 5,6 COMPATIBLE W/LCCK, NEXGEN® COMPLETE KNEE SOLUTION LEGACY® KNEE-POSTERIOR STABILIZED PROLONG™ HIGHLY CROSSLINKED POLYETHYLENE LPS-FLEX ARTICULAR SURFACE SIZE EF 12 MM HEIGHT USE WITH PLATE 5,6 COMPATIBLE W/LCCK, NEXGEN® COMPLETE KNEE SOLUTION LEGACY® KNEE-POSTERIOR STABILIZED PROLONG™ HIGHLY CROSSLINKED POLYETHYLENE LPS-FLEX ARTICULAR SURFACE SIZE EF 14 MM HEIGHT USE WITH PLATE 5,6 COMPATIBLE W/LCCK, NEXGEN® COMPLETE KNEE SOLUTION LEGACY® KNEE-POSTERIOR STABILIZED PROLONG™ HIGHLY CROSSLINKED POLYETHYLENE LPS-FLEX ARTICULAR SURFACE W/INSERT AND LOCKING SCREW SIZE EF 17 MM HEIGHT USE WITH PLATE 5,6 COMPATIBLE W/LCCK, NEXGEN® COMPLETE KNEE SOLUTION LEGACY® KNEE-POSTERIOR STABILIZED PROLONG™ HIGHLY CROSSLINKED POLYETHYLENE LPS-FLEX ARTICULAR SURFACE W/INSERT AND LOCKING SCREW SIZE EF 20 MM HEIGHT USE WITH PLATE 5,6 COMPATIBLE W/LCCK, NEXGEN® COMPLETE KNEE SOLUTION LEGACY® KNEE-POSTERIOR STABILIZED PROLONG™ HIGHLY CROSSLINKED POLYETHYLENE LPS-FLEX ARTICULAR SURFACE W/INSERT AND LOCKING SCREW SIZE EF 23 MM HEIGHT USE WITH PLATE 5,6 COMPATIBLE W/LCCK, NEXGEN® COMPLETE KNEE SOLUTION LEGACY® KNEE-POSTERIOR STABILIZED PROLONG™ HIGHLY CROSSLINKED POLYETHYLENE LPS-FLEX ARTICULAR SURFACE SIZE CD 10 MM HEIGHT USE WITH
PLATE 5,6 COMPATIBLE W/LCCK, NEXGEN® COMPLETE KNEE SOLUTION LEGACY® KNEE-POSTERIOR STABILIZED PROLONG™ HIGHLY CROSSLINKED POLYETHYLENE LPS-FLEX ARTICULAR SURFACE SIZE CD 12 MM HEIGHT USE WITH PLATE 5,6 COMPATIBLE W/LCCK, NEXGEN® COMPLETE KNEE SOLUTION LEGACY® KNEE-POSTERIOR STABILIZED PROLONG™ HIGHLY CROSSLINKED POLYETHYLENE LPS-FLEX ARTICULAR SURFACE SIZE CD 14 MM HEIGHT USE WITH PLATE 5,6 COMPATIBLE W/LCCK, NEXGEN® COMPLETE KNEE SOLUTION LEGACY® KNEE-POSTERIOR STABILIZED PROLONG™ HIGHLY CROSSLINKED POLYETHYLENE LPS-FLEX ARTICULAR SURFACE W/INSERT AND LOCKING SCREW SIZE CD 17 MM HEIGHT USE WITH PLATE 5,6 COMPATIBLE W/LCCK, NEXGEN® COMPLETE KNEE SOLUTION LEGACY® KNEE-POSTERIOR STABILIZED PROLONG™ HIGHLY CROSSLINKED POLYETHYLENE LPS-FLEX ARTICULAR SURFACE W/INSERT AND LOCKING SCREW SIZE CD 20 MM HEIGHT USE WITH PLATE 5,6 COMPATIBLE W/LCCK, NEXGEN® COMPLETE KNEE SOLUTION LEGACY® KNEE-POSTERIOR STABILIZED PROLONG™ HIGHLY CROSSLINKED POLYETHYLENE LPS-FLEX ARTICULAR SURFACE W/INSERT AND LOCKING SCREW SIZE CD 23 MM HEIGHT USE WITH PLATE 5,6 COMPATIBLE W/LCCK, NEXGEN® COMPLETE KNEE SOLUTION LEGACY® KNEE-POSTERIOR STABILIZED PROLONG™ HIGHLY CROSSLINKED POLYETHYLENE LPS-FLEX ARTICULAR SURFACE SIZE GH 10 MM HEIGHT USE WITH PLATE 5,6 COMPATIBLE W/LCCK, NEXGEN® COMPLETE KNEE SOLUTION LEGACY® KNEE-POSTERIOR STABILIZED PROLONG™ HIGHLY CROSSLINKED POLYETHYLENE LPS-FLEX ARTICULAR SURFACE SIZE GH 12 MM HEIGHT USE WITH PLATE 5,6 COMPATIBLE W/LCCK, NEXGEN® COMPLETE KNEE SOLUTION LEGACY® KNEE-POSTERIOR STABILIZED PROLONG™ HIGHLY CROSSLINKED POLYETHYLENE LPS-FLEX ARTICULAR SURFACE SIZE GH 14 MM HEIGHT USE WITH PLATE 5,6 COMPATIBLE W/LCCK, NEXGEN® COMPLETE KNEE SOLUTION LEGACY® KNEE-POSTERIOR STABILIZED PROLONG™ HIGHLY CROSSLINKED POLYETHYLENE LPS-FLEX ARTICULAR SURFACE W/INSERT AND LOCKING SCREW SIZE GH 17 MM HEIGHT USE WITH PLATE 5,6 COMPATIBLE W/LCCK, NEXGEN® COMPLETE KNEE SOLUTION LEGACY® KNEE-POSTERIOR STABILIZED PROLONG™ HIGHLY CROSSLINKED POLYETHYLENE LPS-FLEX ARTICULAR SURFACE W/INSERT AND LOCKING SCREW SIZE GH 20 MM HEIGHT USE WITH PLATE 5,6 COMPATIBLE W/LCCK, NEXGEN® COMPLETE KNEE SOLUTION LEGACY® KNEE-POSTERIOR STABILIZED PROLONG™ HIGHLY CROSSLINKED POLYETHYLENE LPS-FLEX ARTICULAR SURFACE W/INSERT AND LOCKING SCREW SIZE GH 23 MM HEIGHT USE WITH PLATE 5,6 COMPATIBLE W/LCCK, NEXGEN® COMPLETE KNEE SOLUTION LEGACY® KNEE-POSTERIOR STABILIZED PROLONG™ HIGHLY CROSSLINKED POLYETHYLENE LPS-FLEX ARTICULAR SURFACE SIZE GH 10 MM HEIGHT USE WITH PLATE 7,8,9,10 COMPATIBLE W/LCCK, NEXGEN® COMPLETE KNEE SOLUTION LEGACY® KNEE-POSTERIOR STABILIZED PROLONG™ HIGHLY CROSSLINKED POLYETHYLENE LPS-FLEX ARTICULAR SURFACE SIZE GH 12 MM HEIGHT USE WITH PLATE 7,8,9,10 COMPATIBLE W/LCCK, NEXGEN® COMPLETE KNEE SOLUTION LEGACY® KNEE-POSTERIOR STABILIZED PROLONG™ HIGHLY CROSSLINKED POLYETHYLENE LPS-FLEX ARTICULAR SURFACE SIZE GH 14 MM HEIGHT USE WITH PLATE 7,8,9,10 COMPATIBLE W/LCCK, NEXGEN® COMPLETE KNEE SOLUTION LEGACY® KNEE-POSTERIOR STABILIZED PROLONG™ HIGHLY CROSSLINKED POLYETHYLENE LPS-FLEX ARTICULAR SURFACE W/INSERT AND LOCKING SCREW SIZE GH 17 MM HEIGHT USE WITH PLATE 7,8,9,10 COMPATIBLE W/LCCK, NEXGEN® COMPLETE KNEE SOLUTION LEGACY® KNEE-POSTERIOR STABILIZED PROLONG™ HIGHLY CROSSLINKED POLYETHYLENE LPS-FLEX ARTICULAR SURFACE W/INSERT AND LOCKING SCREW SIZE GH 20 MM HEIGHT USE WITH PLATE 7,8,9,10 COMPATIBLE W/LCCK, NEXGEN® COMPLETE KNEE SOLUTION LEGACY® KNEE-POSTERIOR STABILIZED PROLONG™ HIGHLY CROSSLINKED POLYETHYLENE LPS-FLEX ARTICULAR SURFACE W/INSERT AND LOCKING SCREW SIZE GH 23 MM HEIGHT USE WITH PLATE 7,8,9,10 COMPATIBLE W/LCCK, NEXGEN® COMPLETE KNEE SOLUTION LEGACY® KNEE-POSTERIOR STABILIZED PROLONG™ HIGHLY CROSSLINKED POLYETHYLENE LPS-FLEX ARTICULAR SURFACE SIZE EF 10 MM HEIGHT USE WITH PLATE 7,8,9,10 COMPATIBLE W/LCCK, NEXGEN® COMPLETE KNEE SOLUTION LEGACY® KNEE-POSTERIOR STABILIZED PROLONG™ HIGHLY CROSSLINKED POLYETHYLENE LPS-FLEX ARTICULAR SURFACE SIZE EF 12 MM HEIGHT USE WITH PLATE 7,8,9,10 COMPATIBLE W/LCCK, NEXGEN® COMPLETE KNEE SOLUTION LEGACY® KNEE-POSTERIOR STABILIZED PROLONG™ HIGHLY CROSSLINKED POLYETHYLENE LPS-FLEX ARTICULAR SURFACE SIZE EF 14 MM HEIGHT USE WITH PLATE 7,8,9,10 COMPATIBLE W/LCCK, NEXGEN® COMPLETE KNEE SOLUTION LEGACY® KNEE-POSTERIOR STABILIZED PROLONG™ HIGHLY CROSSLINKED POLYETHYLENE LPS-FLEX ARTICULAR SURFACE W/INSERT AND LOCKING SCREW SIZE EF 17 MM HEIGHT USE WITH PLATE 7,8,9,10 COMPATIBLE W/LCCK, NEXGEN® COMPLETE KNEE SOLUTION LEGACY® KNEE-POSTERIOR STABILIZED PROLONG™ HIGHLY CROSSLINKED POLYETHYLENE LPS-FLEX ARTICULAR SURFACE W/INSERT AND LOCKING SCREW SIZE EF 20 MM HEIGHT USE WITH PLATE 7,8,9,10 COMPATIBLE W/LCCK, NEXGEN® COMPLETE KNEE SOLUTION LEGACY® KNEE-POSTERIOR STABILIZED PROLONG™ HIGHLY CROSSLINKED POLYETHYLENE LPS-FLEX ARTICULAR SURFACE W/INSERT AND LOCKING SCREW SIZE EF 23 MM HEIGHT USE WITH PLATE 7,8,9,10 COMPATIBLE W/LCCK, NEXGEN® COMPLETE KNEE SOLUTION LEGACY® KNEE-POSTERIOR STABILIZED LPS-FLEX ARTICULAR SURFACE SIZE AB 9 MM HEIGHT (5.5 MM UNDER THE CONDYLES) USE WITH PLATE 1,2 COMPATIBLE W/ LCCK, NEXGEN® COMPLETE KNEE SOLUTION LEGACY® KNEE-POSTERIOR STABILIZED LPS-FLEX ARTICULAR SURFACE SIZE AB 10 MM HEIGHT USE WITH PLATE 1,2 COMPATIBLE W/ LCCK, NEXGEN® COMPLETE KNEE SOLUTION LEGACY® KNEE-POSTERIOR STABILIZED LPS-FLEX ARTICULAR SURFACE SIZE AB 12 MM HEIGHT USE WITH PLATE 1,2
COMPATIBLE W/ LCCK, NEXGEN® COMPLETE KNEE SOLUTION LEGACY® KNEE-POSTERIOR STABILIZED LPS-FLEX ARTICULAR SURFACE SIZE AB 14 MM HEIGHT USE WITH PLATE 1,2 COMPATIBLE W/ LCCK, NEXGEN® COMPLETE KNEE SOLUTION LEGACY® KNEE-POSTERIOR STABILIZED LPS-FLEX ARTICULAR SURFACE W/LOCKING SCREW SIZE AB 17 MM HEIGHT USE WITH PLATE 1,2 COMPATIBLE W/ LCCK, NEXGEN® COMPLETE KNEE SOLUTION LEGACY® KNEE-POSTERIOR STABILIZED LPS-FLEX ARTICULAR SURFACE W/LOCKING SCREW SIZE AB 20 MM HEIGHT USE WITH PLATE 1,2 COMPATIBLE W/ LCCK, NEXGEN® COMPLETE KNEE SOLUTION LEGACY® KNEE-POSTERIOR STABILIZED LPS-FLEX ARTICULAR SURFACE W/LOCKING SCREW SIZE AB 23 MM HEIGHT USE WITH PLATE 1,2 COMPATIBLE W/ LCCK, NEXGEN® COMPLETE KNEE SOLUTION LEGACY® KNEE-POSTERIOR STABILIZED LPS-FLEX ARTICULAR SURFACE SIZE CD 9 MM HEIGHT (5.5 MM UNDER THE CONDYLES) USE WITH PLATE 1,2COMPATIBLE W/ LCCK, NEXGEN® COMPLETE KNEE SOLUTION LEGACY® KNEE-POSTERIOR STABILIZED LPS-FLEX ARTICULAR SURFACE SIZE CD 10 MM HEIGHT USE WITH PLATE 1,2 COMPATIBLE W/ LCCK, NEXGEN® COMPLETE KNEE SOLUTION LEGACY® KNEE-POSTERIOR STABILIZED LPS-FLEX ARTICULAR SURFACE SIZE CD 12 MM HEIGHT USE WITH PLATE 1,2 COMPATIBLE W/ LCCK, NEXGEN® COMPLETE KNEE SOLUTION LEGACY® KNEE-POSTERIOR STABILIZED LPS-FLEX ARTICULAR SURFACE SIZE CD 14 MM HEIGHT USE WITH PLATE 1,2 COMPATIBLE W/ LCCK, NEXGEN® COMPLETE KNEE SOLUTION LEGACY® KNEE-POSTERIOR STABILIZED LPS-FLEX ARTICULAR SURFACE W/LOCKING SCREW SIZE CD 17 MM HEIGHT USE WITH PLATE 1,2 COMPATIBLE W/ LCCK, NEXGEN® COMPLETE KNEE SOLUTION LEGACY® KNEE-POSTERIOR STABILIZED LPS-FLEX ARTICULAR SURFACE W/LOCKING SCREW SIZE CD 20 MM HEIGHT USE WITH PLATE 1,2 COMPATIBLE W/ LCCK, NEXGEN® COMPLETE KNEE SOLUTION LEGACY® KNEE-POSTERIOR STABILIZED LPS-FLEX ARTICULAR SURFACE W/LOCKING SCREW SIZE CD 23 MM HEIGHT
USE WITH PLATE 1,2 COMPATIBLE W/ LCCK, NEXGEN® COMPLETE KNEE SOLUTION LEGACY® KNEE-POSTERIOR STABILIZED LPS-FLEX ARTICULAR SURFACE SIZE CD 9 MM HEIGHT (5.5 MM UNDER THE CONDYLES) USE WITH PLATE 3,4 COMPATIBLE W/ LCCK, NEXGEN® COMPLETE KNEE SOLUTION LEGACY® KNEE-POSTERIOR STABILIZED LPS-FLEX ARTICULAR SURFACE SIZE CD 10 MM HEIGHT USE WITH PLATE 3,4 COMPATIBLE W/ LCCK, NEXGEN® COMPLETE KNEE SOLUTION LEGACY® KNEE-POSTERIOR STABILIZED LPS-FLEX ARTICULAR SURFACE SIZE CD 12 MM HEIGHT USE WITH PLATE 3,4
COMPATIBLE W/ LCCK, NEXGEN® COMPLETE KNEE SOLUTION LEGACY® KNEE-POSTERIOR STABILIZED LPS-FLEX ARTICULAR SURFACE SIZE CD 14 MM HEIGHT USE WITH PLATE 3,4 COMPATIBLE W/ LCCK, NEXGEN® COMPLETE KNEE SOLUTION LEGACY® KNEE-POSTERIOR STABILIZED LPS-FLEX ARTICULAR SURFACE W/LOCKING SCREW SIZE CD 17 MM HEIGHT USE WITH PLATE 3,4 COMPATIBLE W/ LCCK, NEXGEN® COMPLETE KNEE SOLUTION LEGACY® KNEE-POSTERIOR STABILIZED LPS-FLEX ARTICULAR SURFACE W/LOCKING SCREW SIZE CD 20 MM HEIGHT USE WITH PLATE 3,4 COMPATIBLE W/ LCCK, NEXGEN® COMPLETE KNEE SOLUTION LEGACY® KNEE-POSTERIOR STABILIZED LPS-FLEX ARTICULAR SURFACE W/LOCKING SCREW SIZE CD 23 MM HEIGHT USE WITH PLATE 3,4 COMPATIBLE W/ LCCK, NEXGEN® COMPLETE KNEE SOLUTION LEGACY® KNEE-POSTERIOR STABILIZED LPS-FLEX ARTICULAR SURFACE SIZE AB 9 MM HEIGHT (5.5 MM UNDER THE CONDYLES) USE WITH PLATE 3,4 COMPATIBLE W/ LCCK, NEXGEN® COMPLETE KNEE SOLUTION LEGACY® KNEE-POSTERIOR STABILIZED LPS-FLEX ARTICULAR SURFACE SIZE AB 10 MM HEIGHT USE WITH PLATE 3,4 COMPATIBLE W/ LCCK, NEXGEN® COMPLETE KNEE SOLUTION LEGACY® KNEE-POSTERIOR STABILIZED LPS-FLEX ARTICULAR SURFACE SIZE AB 12 MM HEIGHT USE WITH PLATE 3,4
COMPATIBLE W/ LCCK, NEXGEN® COMPLETE KNEE SOLUTION LEGACY® KNEE-POSTERIOR STABILIZED LPS-FLEX ARTICULAR SURFACE SIZE AB 14 MM HEIGHT USE WITH PLATE 3,4 COMPATIBLE W/ LCCK, NEXGEN® COMPLETE KNEE SOLUTION LEGACY® KNEE-POSTERIOR STABILIZED LPS-FLEX ARTICULAR SURFACE W/LOCKING SCREW SIZE AB 17 MM HEIGHT
USE WITH PLATE 3,4 COMPATIBLE W/ LCCK, NEXGEN® COMPLETE KNEE SOLUTION LEGACY® KNEE-POSTERIOR STABILIZED LPS-FLEX ARTICULAR SURFACE W/LOCKING SCREW SIZE AB 20 MM HEIGHT USE WITH PLATE 3,4 COMPATIBLE W/ LCCK, NEXGEN® COMPLETE KNEE SOLUTION LEGACY® KNEE-POSTERIOR STABILIZED LPS-FLEX ARTICULAR SURFACE W/LOCKING SCREW SIZE AB 23 MM HEIGHT USE WITH PLATE 3,4 COMPATIBLE W/ LCCK, NEXGEN® COMPLETE KNEE SOLUTION LEGACY® KNEE-POSTERIOR STABILIZED LPS-FLEX ARTICULAR SURFACE SIZE EF 9 MM HEIGHT (5.5 MM UNDER THE CONDYLES) USE WITH PLATE 3,4 COMPATIBLE W/ LCCK, NEXGEN® COMPLETE KNEE SOLUTION LEGACY® KNEE-POSTERIOR STABILIZED LPS-FLEX ARTICULAR SURFACE SIZE EF 10 MM HEIGHT USE WITH PLATE 3,4 COMPATIBLE W/ LCCK, NEXGEN® COMPLETE KNEE SOLUTION LEGACY® KNEE-POSTERIOR STABILIZED LPS-FLEX ARTICULAR SURFACE SIZE EF 12 MM HEIGHT USE WITH PLATE 3,4 COMPATIBLE W/ LCCK, NEXGEN® COMPLETE KNEE SOLUTION LEGACY® KNEE-POSTERIOR STABILIZED LPS-FLEX ARTICULAR SURFACE SIZE EF 14 MM HEIGHT USE WITH PLATE 3,4 COMPATIBLE W/ LCCK, NEXGEN® COMPLETE KNEE SOLUTION LEGACY® KNEE-POSTERIOR STABILIZED LPS-FLEX ARTICULAR SURFACE W/LOCKING SCREW SIZE EF 17 MM HEIGHT USE WITH PLATE 3,4 COMPATIBLE W/ LCCK, NEXGEN® COMPLETE KNEE SOLUTION LEGACY® KNEE-POSTERIOR STABILIZED LPS-FLEX ARTICULAR SURFACE W/LOCKING SCREW SIZE EF 20 MM HEIGHT USE WITH PLATE 3,4 COMPATIBLE W/ LCCK, NEXGEN® COMPLETE KNEE SOLUTION LEGACY® KNEE-POSTERIOR STABILIZED LPS-FLEX ARTICULAR SURFACE W/LOCKING SCREW SIZE EF 23 MM HEIGHT USE WITH PLATE 3,4 COMPATIBLE W/ LCCK, NEXGEN® COMPLETE KNEE SOLUTION LEGACY® KNEE-POSTERIOR STABILIZED LPS-FLEX ARTICULAR SURFACE SIZE EF 9 MM HEIGHT (5.5 MM UNDER THE CONDYLES) USE WITH PLATE 5,6 COMPATIBLE W/ LCCK, NEXGEN® COMPLETE KNEE SOLUTION LEGACY® KNEE-POSTERIOR STABILIZED LPS-FLEX ARTICULAR SURFACE SIZE EF 10 MM HEIGHT USE WITH PLATE 5,6 COMPATIBLE W/ LCCK, NEXGEN® COMPLETE KNEE SOLUTION LEGACY® KNEE-POSTERIOR STABILIZED LPS-FLEX ARTICULAR SURFACE SIZE EF 12 MM HEIGHT USE WITH PLATE 5,6 COMPATIBLE W/ LCCK, NEXGEN® COMPLETE KNEE SOLUTION LEGACY® KNEE-POSTERIOR STABILIZED LPS-FLEX ARTICULAR SURFACE SIZE EF 14 MM HEIGHT USE WITH PLATE 5,6 COMPATIBLE W/ LCCK, NEXGEN® COMPLETE KNEE SOLUTION LEGACY® KNEE-POSTERIOR STABILIZED LPS-FLEX ARTICULAR SURFACE W/LOCKING SCREW SIZE EF 17 MM HEIGHT USE WITH PLATE 5,6 COMPATIBLE W/ LCCK, NEXGEN® COMPLETE KNEE SOLUTION LEGACY® KNEE-POSTERIOR STABILIZED LPS-FLEX ARTICULAR SURFACE W/LOCKING SCREW SIZE EF 20 MM HEIGHT USE WITH PLATE 5,6 COMPATIBLE W/ LCCK, NEXGEN® COMPLETE KNEE SOLUTION LEGACY® KNEE-POSTERIOR STABILIZED LPS-FLEX ARTICULAR SURFACE W/LOCKING SCREW SIZE EF 23 MM HEIGHT USE WITH PLATE 5,6 COMPATIBLE W/ LCCK, NEXGEN® COMPLETE KNEE SOLUTION LEGACY® KNEE-POSTERIOR STABILIZED LPS-FLEX ARTICULAR SURFACE SIZE CD 9 MM HEIGHT (5.5 MM UNDER THE CONDYLES) USE WITH PLATE 5,6 COMPATIBLE W/ LCCK, NEXGEN® COMPLETE KNEE SOLUTION LEGACY® KNEE-POSTERIOR STABILIZED LPS-FLEX ARTICULAR SURFACE SIZE CD 10 MM HEIGHT USE WITH PLATE 5,6 COMPATIBLE W/ LCCK, NEXGEN® COMPLETE KNEE SOLUTION LEGACY® KNEE-POSTERIOR STABILIZED LPS-FLEX ARTICULAR SURFACE SIZE CD 12 MM HEIGHT USE WITH PLATE 5,6 COMPATIBLE W/ LCCK, NexGen Complete Knee Solution, LPS, LPS-Flex, NEXGEN® COMPLETE KNEE SOLUTION LEGACY® KNEE - POSTERIOR STABILIZED LPS-FLEX GENDER SOLUTIONS™ FEMALE (GSF) GSF FEMORAL COMPONENT OPTION SIZE C LEFT, NEXGEN® COMPLETE KNEE SOLUTION LEGACY® KNEE - POSTERIOR STABILIZED LPS-FLEX GENDER SOLUTIONS™ FEMALE (GSF) GSF FEMORAL COMPONENT OPTION SIZE C RIGHT, NEXGEN® COMPLETE KNEE SOLUTION LEGACY® KNEE - POSTERIOR STABILIZED LPS-FLEX GENDER SOLUTIONS™ FEMALE (GSF) GSF FEMORAL COMPONENT OPTION SIZE D LEFT, NEXGEN® COMPLETE KNEE SOLUTION LEGACY® KNEE - POSTERIOR STABILIZED LPS-FLEX GENDER SOLUTIONS™ FEMALE (GSF) GSF FEMORAL COMPONENT OPTION SIZE D RIGHT, NEXGEN® COMPLETE KNEE SOLUTION LEGACY® KNEE - POSTERIOR STABILIZED LPS-FLEX GENDER SOLUTIONS™ FEMALE (GSF) GSF FEMORAL COMPONENT OPTION SIZE E LEFT, NEXGEN® COMPLETE KNEE SOLUTION LEGACY® KNEE - POSTERIOR STABILIZED LPS-FLEX GENDER SOLUTIONS™ FEMALE (GSF) GSF FEMORAL COMPONENT OPTION SIZE E RIGHT, NEXGEN® COMPLETE KNEE SOLUTION LEGACY® KNEE - POSTERIOR STABILIZED LPS-FLEX GENDER SOLUTIONS™ FEMALE (GSF) GSF FEMORAL COMPONENT OPTION SIZE F LEFT, NEXGEN® COMPLETE KNEE SOLUTION LEGACY® KNEE - POSTERIOR STABILIZED LPS-FLEX GENDER SOLUTIONS™ FEMALE (GSF) GSF FEMORAL COMPONENT OPTION SIZE F RIGHT, NEXGEN® COMPLETE KNEE SOLUTION LEGACY® KNEE - POSTERIOR STABILIZED LPS-FLEX GENDER SOLUTIONS™ FEMALE (GSF) GSF FEMORAL COMPONENT OPTION SIZE G LEFT, NEXGEN® COMPLETE KNEE SOLUTION LEGACY® KNEE - POSTERIOR STABILIZED LPS-FLEX GENDER SOLUTIONS™ FEMALE (GSF) GSF FEMORAL COMPONENT OPTION SIZE G RIGHT, NEXGEN® COMPLETE KNEE SOLUTION LEGACY® KNEE - POSTERIOR STABILIZED LPS-FLEX FEMORAL COMPONENT PRECOAT SIZE A LEFT COMPATIBLE WITH LPS-FLEX PROLONG, NEXGEN® COMPLETE KNEE SOLUTION LEGACY® KNEE - POSTERIOR STABILIZED LPS-FLEX FEMORAL COMPONENT PRECOAT SIZE A RIGHT COMPATIBLE WITH LPS-FLEX PROLONG, NEXGEN® COMPLETE KNEE SOLUTION LEGACY® KNEE - POSTERIOR STABILIZED LPS-FLEX FEMORAL COMPONENT PRECOAT SIZE B LEFT COMPATIBLE WITH LPS-FLEX
PROLONG, NEXGEN® COMPLETE KNEE SOLUTION LEGACY® KNEE - POSTERIOR STABILIZED LPS-FLEX FEMORAL COMPONENT PRECOAT SIZE B RIGHT COMPATIBLE WITH LPS-FLEX
PROLONG, NEXGEN® COMPLETE KNEE SOLUTION LEGACY® KNEE - POSTERIOR STABILIZED LPS-FLEX FEMORAL COMPONENT PRECOAT SIZE H LEFT COMPATIBLE WITH LPS-FLEX
PROLONG, NEXGEN® COMPLETE KNEE SOLUTION LEGACY® KNEE - POSTERIOR STABILIZED LPS-FLEX FEMORAL COMPONENT PRECOAT SIZE H RIGHT COMPATIBLE WITH LPS-FLEX
PROLONG, NEXGEN® COMPLETE KNEE SOLUTION LEGACY® KNEE - POSTERIOR STABILIZED LPS-FLEX FEMORAL COMPONENT OPTION SIZE C LEFT COMPATIBLE WITH LSP-FLEX
PROLONG, NEXGEN® COMPLETE KNEE SOLUTION LEGACY® KNEE - POSTERIOR STABILIZED LPS-FLEX FEMORAL COMPONENT OPTION SIZE C RIGHT COMPATIBLE WITH LSP-FLEX
PROLONG, NEXGEN® COMPLETE KNEE SOLUTION LEGACY® KNEE - POSTERIOR STABILIZED LPS-FLEX FEMORAL COMPONENT OPTION SIZE D LEFT COMPATIBLE WITH LSP-FLEX
PROLONG, NEXGEN® COMPLETE KNEE SOLUTION LEGACY® KNEE - POSTERIOR STABILIZED LPS-FLEX FEMORAL COMPONENT OPTION SIZE D RIGHT COMPATIBLE WITH LSP-FLEX
PROLONG, NEXGEN® COMPLETE KNEE SOLUTION LEGACY® KNEE - POSTERIOR STABILIZED LPS-FLEX FEMORAL COMPONENT OPTION SIZE E LEFT COMPATIBLE WITH LSP-FLEX PROLONG, NEXGEN® COMPLETE KNEE SOLUTION LEGACY® KNEE - POSTERIOR STABILIZED LPS-FLEX FEMORAL COMPONENT OPTION SIZE E RIGHT COMPATIBLE WITH LSP-FLEX
PROLONG, NEXGEN® COMPLETE KNEE SOLUTION LEGACY® KNEE - POSTERIOR STABILIZED LPS-FLEX FEMORAL COMPONENT OPTION SIZE F LEFT COMPATIBLE WITH LSP-FLEX
PROLONG, NEXGEN® COMPLETE KNEE SOLUTION LEGACY® KNEE - POSTERIOR STABILIZED LPS-FLEX FEMORAL COMPONENT OPTION SIZE F RIGHT COMPATIBLE WITH LSP-FLEX
PROLONG, NEXGEN® COMPLETE KNEE SOLUTION LEGACY® KNEE - POSTERIOR STABILIZED LPS-FLEX FEMORAL COMPONENT OPTION SIZE G LEFT COMPATIBLE WITH LSP-FLEX
PROLONG, NEXGEN® COMPLETE KNEE SOLUTION LEGACY® KNEE - POSTERIOR STABILIZED LPS-FLEX FEMORAL COMPONENT OPTION SIZE G RIGHT COMPATIBLE WITH LSP-FLEX
PROLONG, NEXGEN® COMPLETE KNEE SOLUTION LEGACY® KNEE - POSTERIOR STABILIZED LPS-FLEX FEMORAL COMPONENT OPTION W/TI-NIDIUM® SURFACE HARDENING PROCESS SIZE C LEFT, NEXGEN® COMPLETE KNEE SOLUTION LEGACY® KNEE - POSTERIOR STABILIZED LPS-FLEX FEMORAL COMPONENT OPTION W/TI-NIDIUM® SURFACE HARDENING PROCESS SIZE C RIGHT, NEXGEN® COMPLETE KNEE SOLUTION LEGACY® KNEE - POSTERIOR STABILIZED LPS-FLEX FEMORAL COMPONENT OPTION W/TI-NIDIUM® SURFACE HARDENING PROCESS SIZE D LEFT, NEXGEN® COMPLETE KNEE SOLUTION LEGACY® KNEE - POSTERIOR STABILIZED LPS-FLEX FEMORAL COMPONENT OPTION W/TI-NIDIUM® SURFACE HARDENING PROCESS SIZE D RIGHT, NEXGEN® COMPLETE KNEE SOLUTION LEGACY® KNEE - POSTERIOR STABILIZED LPS-FLEX FEMORAL COMPONENT OPTION W/TI-NIDIUM® SURFACE HARDENING PROCESS SIZE E LEFT, NEXGEN® COMPLETE KNEE SOLUTION LEGACY® KNEE - POSTERIOR STABILIZED LPS-FLEX FEMORAL COMPONENT OPTION W/TI-NIDIUM® SURFACE HARDENING PROCESS SIZE E RIGHT, NEXGEN® COMPLETE KNEE SOLUTION LEGACY® KNEE - POSTERIOR STABILIZED LPS-FLEX FEMORAL COMPONENT OPTION W/TI-NIDIUM® SURFACE HARDENING PROCESS SIZE F LEFT, NEXGEN® COMPLETE KNEE SOLUTION LEGACY® KNEE - POSTERIOR STABILIZED LPS-FLEX FEMORAL COMPONENT OPTION W/TI-NIDIUM® SURFACE HARDENING PROCESS SIZE F RIGHT, NEXGEN® COMPLETE KNEE SOLUTION LEGACY® KNEE - POSTERIOR STABILIZED LPS-FLEX FEMORAL COMPONENT OPTION W/TI-NIDIUM® SURFACE HARDENING PROCESS SIZE G LEFT, NEXGEN® COMPLETE KNEE SOLUTION LEGACY® KNEE - POSTERIOR STABILIZED LPS-FLEX FEMORAL COMPONENT OPTION W/TI-NIDIUM® SURFACE HARDENING PROCESS SIZE G RIGHT, NEXGEN® COMPLETE KNEE SOLUTION LEGACY® KNEE - POSTERIOR STABILIZED (LPS) FEMORAL COMPONENT OPTION SIZE A LEFT, NEXGEN® COMPLETE KNEE SOLUTION LEGACY® KNEE - POSTERIOR STABILIZED (LPS) FEMORAL COMPONENT OPTION SIZE A
RIGHT, NEXGEN® COMPLETE KNEE SOLUTION LEGACY® KNEE - POSTERIOR STABILIZED (LPS) FEMORAL COMPONENT OPTION SIZE B LEFT, NEXGEN® COMPLETE KNEE SOLUTION LEGACY® KNEE - POSTERIOR STABILIZED (LPS) FEMORAL COMPONENT OPTION SIZE B RIGHT, NEXGEN® COMPLETE KNEE SOLUTION LEGACY® KNEE - POSTERIOR STABILIZED (LPS) FEMORAL COMPONENT OPTION SIZE C LEFT COMPATIBLE WITH LPS-FLEX
PROLONG, NEXGEN® COMPLETE KNEE SOLUTION LEGACY® KNEE - POSTERIOR STABILIZED (LPS) FEMORAL COMPONENT OPTION SIZE C RIGHT COMPATIBLE WITH LPS-FLEX
PROLONG, NEXGEN® COMPLETE KNEE SOLUTION LEGACY® KNEE - POSTERIOR STABILIZED (LPS) FEMORAL COMPONENT OPTION SIZE D LEFT COMPATIBLE WITH LPS-FLEX
PROLONG, NEXGEN® COMPLETE KNEE SOLUTION LEGACY® KNEE - POSTERIOR STABILIZED (LPS) FEMORAL COMPONENT OPTION SIZE D RIGHT COMPATIBLE WITH LPS-FLEX
PROLONG, NEXGEN® COMPLETE KNEE SOLUTION LEGACY® KNEE - POSTERIOR STABILIZED (LPS) FEMORAL COMPONENT OPTION SIZE E LEFT COMPATIBLE WITH LPS-FLEX
PROLONG, NEXGEN® COMPLETE KNEE SOLUTION LEGACY® KNEE - POSTERIOR STABILIZED (LPS) FEMORAL COMPONENT OPTION SIZE E RIGHT COMPATIBLE WITH LPS-FLEX
PROLONG, NEXGEN® COMPLETE KNEE SOLUTION LEGACY® KNEE - POSTERIOR STABILIZED (LPS) FEMORAL COMPONENT OPTION SIZE F LEFT COMPATIBLE WITH LPS-FLEX
PROLONG
15919 | Temporary Dental Cement/TEMFIL II (30g) R & S , Temporary Dental Cement/KENVIT II (30g) KENT DENTAL | EURODENTA | 2024-02-09T00:00:00.000+01:00 | Advanced Healthcare Ltd Unit 2-4 Leavers Estate ,Chiddingstone Causeway , Tonbridge, Kent TN11 8JU , UNITED KINDOM | 3137692, 3137693 | Klasa IIa | Mbushes I perkoheshem | Pajisje dentare
15767 | Plaque Photo (Light curing tray material) | Diamant Plus | 2024-02-09T00:00:00.000+01:00 | dent a pharm Produktionsgesellschaft mbH - Schusterring 35, 25355 Bramstedt, Germany | WP500 1/WP5O 1 6/WP5034 | Klasa I | Material rezine per ribazim protezash dentare | Pajisje dentare
15765 | Re-Cord | Diamant Plus | 2024-02-09T00:00:00.000+01:00 | dent a pharm Produktionsgesellschaft mbH - Schusterring 35, 25355 Bramstedt, Germany | WP49 1 8/WP49 1 7/WP49 16/WP4915/WP4921 | Klasa I | Fill retraktar | Pajisje dentare
15760 | Vision Prophy Paste | Diamant Plus | 2024-02-09T00:00:00.000+01:00 | dent a pharm Produktionsgesellschaft mbH - Schusterring 35, 25355 Bramstedt, Germany | WP6 1 39/WP6 140/WP6 120 | Klasa I | Paste profilaktike per dentistri | Pajisje dentare
15766 | Vision Prophy Powder | Diamant Plus | 2024-02-09T00:00:00.000+01:00 | dent a pharm Produktionsgesellschaft mbH - Schusterring 35, 25355 Bramstedt, Germany | WP49 1 3/WP49 14/WP4933 | Klasa I | Pluhur profilaktik per perdorim ne dentistri | Pajisje dentare
15943 | Neuromuscle Stimulator / GLOBUS, Neuromuscolar Stimulator/ GLOBUS, Magnetotherapy/ GLOBUS, Diathermy/ GLOBUS, Neuromuscle Stimulator / GLOBUS, Ultrasound/ GLOBUS, Neuromuscle Stimulator/ GLOBUS, Laser / GLOBUS, Diathermy / GLOBUS | Beauty and health distribution | 2024-02-12T00:00:00.000+01:00 | Domino S.r.l. Via Vittorio Veneto 52 31013 Codognè (TV) – ITALIA | Diacare 7000, Soccer Pro, Elite, Magnum XL (Solenoide Flessibile), RF Beauty 6000 MED, Cycling Pro, MAGNUM L (Solenoide Flessibile), MAGNUM 2500, Magnum 3000 PRO, Runner Pro, Genesy 1500, RF BEAUTY 7000 MED, MediSound 3000, Triathlon PRO, Swing PRO, Genesy 600, Magnum 3500 PRO, Physiolaser 500, Physiolaser 2.0, Physiolaser 1000, The Champion, Genesy 3000, RF Beauty 6000 MED RE, Diacare 5000 | Klasa IIa, Klasa IIb | Pajisje mjekesore qe perdoret per trajtime te ndryshme te trupit. | Tjeter
15768 | BEAUTIFIL Needle Tips/BeautiSealant Needle Tips -Non-active non-implantable instruments / MDN 1208 DENTAL PASTE APPLICATORS, SINGLE-USE / Q010506 , BEAUTIFIL Needle Tips 18G 50pcs - C27418, BEAUTIFIL Needle Tips 20G 50pcs- C27420, BEAUTIFUL Needle Tips 20G-L 50pcs - C27420L, BeautiSealant Needle Tips 23G 50pcs - C27523, BeautiSealant Needle Tips 27G 50pcs - C27527 | Rodio Pharma | 2024-02-12T00:00:00.000+01:00 | SHOFU INC. 11 Kamitakamatsu-cho, Fukuine, Higashiyama-ku, Kyoto 6050983, Japan | na, 2037, 1484, Y2351, 1793, 1794 | Klasa I | Maja per aplikimin e silanteve. | Pajisje dentare
15769 | DirectDia Paste - Non-active non-implantable dental materials / MDN 1209 DENTAL ABRASIVE AND POLISHING MATERIALS / Q01010403, DirectDia Paste 3g - F975 | Rodio Pharma | 2024-02-12T00:00:00.000+01:00 | SHOFU INC. 11 Kamitakamatsu-cho, Fukuine, Higashiyama-ku, Kyoto 6050983, Japan | na, 0558 | Klasa I | Paste per lustrimin e dhembeve. | Pajisje dentare
15776 | PRESSAGE - Non-active non-implantable dental materials / MDN 1209 DENTAL FLOSS AND OTHER DEVICES FOR ORAL HYGIENE (FOR PROFESSIONAL USE) / Q019003, PRESSAGE 40g 1pc - F847 | Rodio Pharma | 2024-02-12T00:00:00.000+01:00 | SHOFU INC. 11 Kamitakamatsu-cho, Fukuine, Higashiyama-ku, Kyoto 6050983, Japan | na, 0574 | Klasa I | Paste per pastrimin e dhembeve. | Pajisje dentare
15827 | PMMA Intraocular Lens , Optima Lens, PMMA Capsular Tension Ring , Optima Ring, Disposable Injector and Cartridge, Optima Jet : OP1 , Microsurgical Blade, Optima Sharp, Hydrophilic Acrylic Foldable Intraocular , OPTIMA FOLD, OPTIMA CLEAR:, I-EYE PURE CLEAR, OPTIMA TRU, EYE PURE GOLD, OPTIMA DIFF-TRI, OPTIMA -BINARY TRIFOCAL EF, Preloaded Hydrophobic Acrylic Foldable lntraocular Lens, OPTIMA-3 PIECE, OPTIMA VUE PLUS +, IOL OPTIMA VUE-TRI + | OMEGA OPTIKAL | 2024-02-09T00:00:00.000+01:00 | Excellent Hi-Care Private Limited, 25/2, Anna Street, Venkatakrishna Nagar, Arumbakkam,Chennai - 600106, Tamil Nadu, INDIA | MCS 503, MCS 524, MCS 553, MCC 553, MCS 602, OSF 651, MCS 651, SMS 603 , MIC 4080, MIC 5085, MIC 4272, MIC 5580, MIC 5590, MCS 603H, MCS 602H, MCS 653H, MCS 651 H, MCS 652H , OCR 1109, OCR 1210, OCR 1311, OCR 1412, OCR 1210L, OCR 121 OR, OCR 1210LR, OCR 1311L, OCR 1311R, OCR 1311LR, 0 180, 0 200, 0 220, 0 240, 0 260, 0 280 , OP1 , ES 9012, ES 9018, ES 9020, ES 9024, ES 9026, ES 9028, ES 9030, ES 9032, ES 9051, ES 9052, ES 9050, ES 9420, ES 9422, ES 9425 , ES 9616, ES 9620, ES 9623, ES 9624, SAF5120, SAF6125-R, SAF 6125, SAF 6130, SAF 6010, SAF 6011, SAF 6016., SAF5120SQ, SAF6125SQ-R, SAF 6125SQ, SAF 6130SQ, SAF 601 0SQ, SAF 6011SQ, SAF 6016SQ, IP107SQ, IP109SQ-R, IP131SQ, IP132SQ, IP133SQ, IP135SQ, IP136SQ, SAF 5120SQY, SAF 6125SQY­R, SAF 6125SQY, SAF 6130SQY, SAF6010SQY, SAF 6011SQY, SAF 6016SQY, IP 107SQR, IP 109SQY-R, IP 131SQY, IP 132SQY, IP 133 SQY, IP136SQY, TRI­FO-615, TRI-FO-613, TRI­FO-611, TRI-FO-612, TRI-FO- 515, TRI-FO-716, TRI-FO-717, TRI 601, NA, MPH6130, MPH6135, MPH6140, MPH6130-Y, MPH6135-Y, MPH6140-Y,, HFS 6120SQY, HFS 6125SQY, HFS 6130SQY, HFS 6010SQY, HFS 6011SQY ,:­HFS 6120SQY+, HFS 6125SQY+,, HFS 6130SQY+, HFS 6010SQY+, HFS 6011SQY+, TRI­FO- 617, TRI-FO-619, TRI­FO-621, TRI-FO-622, TRI­FO- 624, TRI­FO- 617+, TRI-FO-619+, TRI-FO-621 +, TRI-FO-622+, TRI-FO- 624+ | Klasa IIb, Klasa IIa | Lente intraoculare nje pjeseshe PMMA, Unaze kapsulare tensioni PMMA , Injektor dhe kargrigje, Injector and Cartridge , Preres per mikrokirurgji, Lente intraokulare te buta hidrofilike, Lente intraokulare te buta hydrofobike hidrofilike | Pajisje oftalmike dhe optike
16100 | TASECTAN CAPSULES | CFO PHARMA | 2024-02-12T00:00:00.000+01:00 | NOVENTURE S.L AVENIDA DIAGONAL 549,5/a PLANTA.08029 BARCELONA (SPAIN) | 1XXXXXX | Klasa III | PERDORET PER CRREGULLIMET INTESTINALE TE ZORREVE TE SHKAKTUARA NGA NJE DIAHRRE E SHFRENUAR. PERDORET PER TE RINDERTUAR MURET INTESTINALE TE ZORREVE. ME EKSTRAKTE BIMORE. QETESUES DHE FRENUES I DIAHRRESE | Tjeter
15770 | PHYSIODOSE FILTERING BABY NASAL ASPIRATOR | CFO PHARMA | 2024-02-12T00:00:00.000+01:00 | LABORATOIRES GILBERT, 928 AVENUE DU GENERAL DE GAULLE, 14200 HEROUVILLE SAINT - CLAIR, FRANCE | N.A | Klasa I | ASPIRATOR NASAL PER SHKRIRJEN E SEKRECIONEVE TE HUNDES SE BEBIT DUKE I BERE ME LIKUIDE DHE DUKE LEHTESUAR FRYMEMARRJEN E BEBIT | Tjeter
15944 | Denta Bonding Systems, FGP bonding agent 3.5 ml, Friction fit system 22 Parts 1 Assortment, Matrix adhesive 2.5 g, Primer for matrix adhesive 2 ml, FGP Friction resin component A 2.5 g, FGP Friction resin component B 2.5 g, DTK adhesive assortment in a double mixing cartridge 5 Parts, DTK adhesive refill pack in a double mixing cartridge 1 x 8 g, DTK adhesive opak assortment in a double mixing cartridge 5 Parts, DTK adhesive opak refill pack in a double mixing cartridge 1 x 8 g, DTK-KIeber opak Test Kit in the double-mix cartridge, 1x2 g, Full range bonding kit set of DTK glue and primer 1 Piece, K-Primer ceramic primer, bonding agent, composite bonding 4 ml dropper bottle, MKZ Primer metal and ceramic primer, bonding agent, composite veneers 1 ml dropper bottle, MKZ-Primer metal and ceramic primer, bonding agent, composite bonding 5 ml dropper bottle, MKZ EM-Activator Activator (Au, Ag, Pt, Pd) 4 ml dropper bottle | Diamant Plus | 2024-02-29T00:00:00.000+01:00 | bredent medical GmbH & Co. KG - Weißenhorner Str. 2, 89250 Senden Germany | n/a, 54001026, 54001028, 54001032, 54001033, 5400108A, 5400108B, 54001185, 54001195, 54001285, 54001295, 54001385, 5400BOND, APK25003, MKZ02001, MKZ02004, MKZEM004 | Klasa IIa | Cement dentar per protetik | Pajisje dentare
15998 | Multistil-Soft, Multisil-Soft 17 Parts 1 Assortment, Multisil-Soft 50 ml | Diamant Plus | 2024-02-29T00:00:00.000+01:00 | bredent medical GmbH & Co. KG - Weißenhorner Str. 2, 89250 Senden Germany | n/a, 54001045, 54001046 | Klasa IIa | Rezine per proteza | Pajisje dentare
15968 | EndoGIATM Ultra Universal Staplers and SigniaTM Intelligent Loading Units/Endo GIATM Ultra Universal Stapler 12mm Short, EndoGIATM Ultra Universal Staplers and SigniaTM Intelligent Loading Units/Endo GIATM Ultra Universal Stapler 12mm , EndoGIATM Ultra Universal Staplers and SigniaTM Intelligent Loading Units/Endo GIATM Ultra Universal Stapler 12mm XL, EndoGIATM Ultra Universal Staplers and SigniaTM Intelligent Loading Units/SigniaTM Intelligent Loading Unit 45mm, EndoGIATM Ultra Universal Staplers and SigniaTM Intelligent Loading Units/SigniaTM Intelligent Loading Unit 60mm | O.E.S DISTRIMED | 2024-02-12T00:00:00.000+01:00 | Covidien llc 15 Hampshire Street Mansfield, MA 02048, U.S.A. | EGIAUSHORT, EGIAUSTND, EGIAUXL, SIGLU45A, SIGLU60A | Klasa IIa | Steplera kirurgjikal,pergorim ne kirurgji | Pajisje nje perdorimeshe
15920 | breCAM.HIPC, breCAM.HIPC CI 98,4 x 20mm bleach 1 Piece, breCAM.HIPC CI 98,4 x 20mm A1 1 Piece, breCAM.HIPC B 98,4 x 20mm A2 1 Piece, breCAM.HIPC CI 98,4 x 20mm A3 1 Piece, breCAM.HlPC CI 98,4 x 20mm A3,5 1 Piece, breCAM.HIPC CI 98,4 x 20mm A4 1 Piece, breCAM.HlPC Cl 98,4 x 20mm B2 1 Piece, breCAM.HIPC B 98,4 x 20mm B3 1 Piece, breCAM.HIPC Cl 98,4 x 20mm C2 1 Piece, breCAM.HIPC IZI 98,4 x 20mm C3 1 Piece, breCAM.HIPC CI 98,4 x 20mm D2 1 Piece, breCAM.HlPC B 98,4 x 20mm D3 1 Piece, breCAM.HIPC B 98,4 x 20mm clear 1 Piece, breCAM.HlPC B 98,4 x 16mm bleach 1 Piece, breCAM.HIPC B 98,4 x 16mm A1 1 Piece, breCAM.HIPC B 98,4 x 16mm A2 1 Piece, breCAM.HIPC B 98,4 x 16mm A3 1 Piece, breCAM.HIPC CI 98,4 x 16mm A3,5 1 Piece, breCAM.HIPC 0 98,4 x 16mm A4 1 Piece, breCAM.HIPC 0 98,4 x 16mm B2 1 Piece, breCAM.HlPC Cl 98,4 x 16mm B3 1 Piece, breCAM.HIPC Cl 98,4 x 16mm C2 1 Piece, breCAM.HlPC B 98,4 x 16mm C3 1 Piece, breCAM.HIPC B 98,4 x 16mm D2 1 Piece, breCAM.HIPC B 98,4 x 16mm D3 1 Piece, breCAM.HIPC B 98,4 x 16mm clear 1 Piece, breCAM.HIPC 0 95 x 20mm ZZ bleach 1 Piece, breCAM.HlPC El 95 x 20mm ZZ A1 1 Piece, breCAM.HlPC B 95 x 20mm ZZ A2 1 Piece, breCAM.HlPC B 95 x 20mm ZZ A3 1 Piece, breCAM.HIPC 0 95 x 20mm ZZ A3,5 1 Piece, breCAM.HIPC 0 95 x 20mm ZZ A4 1 Piece, breCAM.HIPC 0 95 x 20mm ZZ B2 1 Piece, breCAM.HIPC B 95 x 20mm ZZ B3 1 Piece, breCAM.HlPC Ci 95 x 20mm ZZ C2 1 Piece, breCAM.HIPC B 95 x 20mm ZZ C3 1 Piece, breCAM.HlPC B 95 x 20mm ZZ D2 1 Piece, breCAM.HIPC 0 95 x 20mm ZZ D3 1 Piece, breCAM.HIPC B 95 x 20mm ZZ clear 1 Piece, breCAM.HIPC Cl 90 x 20mm AG bleach3 1 Piece, breCAM.HIPC B 90 x 20mm AG A1 1 Piece, breCAM.HIPC 0 90 x 20mm AG A2 1 Piece, breCAM.HIPC 0 90 x 20mm AG A3 1 Piece, breCAM.HIPC B 90 x 20mm AG A3,5 1 Piece, breCAM.HIPC 0 90 x 20mm AG A4 1 Piece, breCAM.HlPC B 90 x 20mm AG B2 1 Piece, breCAM.HIPC 0 90 x 20mm AG B3 1 Piece, breCAM.HIPC 0 90 x 20mm AG C2 1 Piece, breCAM.HIPC Cl 90 x 20mm AG C3 1 Piece, breCAM.HIPC 0 90 x 20mm AG D2 1 Piece, breCAM.HIPC B 90 x 20mm AG D3 1 Piece, breCAM.HIPC B 90 x 20mm AG clear 1 Piece | Diamant Plus | 2024-02-09T00:00:00.000+01:00 | bredent medical GmbH & Co. KG - Weißenhorner Str. 2, 89250 Senden Germany | n/a, 54003398, 54003399, 54003400, 54003401, 54003402, 54003403, 54003404, 54003405, 54003406, 54003407, 54003408, 54003409, 54003410, 54003418, 54003419, 54003420, 54003421, 54003422, 54003423, 54003424, 54003425, 54003426, 54003427, 54003428, 54003429, 54003430, 54003438, 54003439, 54003440, 54003441, 54003442, 54003443, 54003444, 54003445, 54003446, 54003447, 54003448, 54003449, 54003450, 54003458, 54003459, 54003460, 54003461, 54003462, 54003463, 54003464, 54003465, 54003466, 54003467, 54003468, 54003469, 54003470 | Klasa IIa | Rezin provizore per dhembe provizor | Pajisje dentare
15945 | Cream Bond, Chrome-Cobalt-Bonding, Chrome-CobaIt-Bonding 19g, Chrome-CobaIt-Bonding 4.5g, Ceram Bond 30 g, Ceram Bond 7 g | Diamant Plus | 2024-02-09T00:00:00.000+01:00 | bredent medical GmbH & Co. KG - Weißenhorner Str. 2, 89250 Senden Germany | n/a, 52000320, 52000321, 52000322, 52000323 | Klasa IIa | Bond per porcelan | Pajisje dentare
15946 | Matrix housing for fixation in acrylics vks-oc rs 2.2 2 Pieces, Matrices rigid - green vks-oc rs 2.2 8 Pieces, Matrices rigid - yellow vks-oc rs 2.2 8 Pieces, Matrices rigid - red vks-oc rs 2.2 8 Pieces, Stud fixator 2 Pieces, Vario-KugeI-Snap vks-oc 2.2 exchangeable stud 5 Parts 1 Assortment, Thread sleeve HL, vks-oc 2.2 exchangeable stud 1 Piece, Stud-head screw titanium vks-oc/sg 2.2 exchangeable stud 1 Piece, Vario-Kugel-Snap vks-sg 2.2 exchangeable stud 8 Parts 1 Assortment, Thread sleeve HL vks-sg 2.2 exchangeable stud 1 Piece, Construction elements, Vario-Kugel-Snap vks-oc uni 2.2 Patrices HL cast-on 2 pieces, Vario-KugeI-Snap vks-oc uni 1.7 Patrices HL cast-on 2 pieces, Vario-Soft 3 mini 13 pieces Assortment, Vario-Soft 3 vs3 mini Matrices, red 8 pieces, Vario-Soft 3 vs3 mini Matrices, yellow 8 pieces, Vario-Soft 3 vs3 mini Matrices, green 8 pieces, Vario-Soft 3 vs3 mini sv Shear distributor 13 pieces Assortment, Vario-Soft 3 vs3 mini sv Matrices, red 8 pieces, Vario-Soft 3 vs3 mini sv Matrices, yellow 8 pieces, Vario-Soft 3 vs3 mini sv Matrices, green 8 pieces, Vario-Kuget-Snap vks-oc 1.7 30°/60° 22 pieces Assortment, Vario-Soft 3 vs3 sv Shear distributor 13 pieces Assortment, Vario-KugeI-Snap vks-oc 1.7 Matrices 4. Friction parts, green 4 pieces, Vario-Kugel-Snap vks-oc 1.7 Matrices S. Friction parts, yellow 4 pieces, Vario-KugeI-Snap vks-oc 1.7 Matrices 6. Friction parts, red 4 pieces, Vario-KugeI-Snap vks-oc 1.7 Matrices 7. Friction parts, green 4 pieces, Vario-KugeI-Snap vks-oc 2.2 Matrices 4. Friction parts , green 4 pieces, Vario-KugeI-Snap vks-oc 2.2 Matrices 5. Friction parts, yellow 4 pieces, Vario-KugeI-Snap vks-oc 2.2 Matrices 6. Friction parts, red 4 pieces, Matrices for Preci-Vertix / Preci-Horix red 8 Pieces, Matrices for Preci-Vertix / Preci-Horix yellow 8 Pieces, Matrices for Preci-Vertix / Preci-Horix white 8 Pieces, Vario-Kugel-Snap vks-sgs 2.2 8 pieces Assortment, Vario-KugeI-Snap vks-sgs 1.7 8 pieces Assortment, Vario-Kugel-Snap vks-sg 1.7 Matrices 4. Friction parts, green 4 pieces, Vario-KugeI-Snap vks-sg 1.7 Matrices S. Friction parts, yellow 4 pieces, Vario-Kugel-Snap vks-sg 1.7 Matrices 6. Friction parts, red 4 pieces, Vario-KugeI-Snap vks-sg 1.7 Matrices 7. Friction parts, green 4 pieces, Vario-KugeI-Snap vks-sg 1.7 Matrices 8. Friction parts, yellow 4 pieces, Vario-Kugel-Snap vks-sg 1.7 Matrices 9. Friction parts, red 4 pieces, Vario-KugeI-Snap vks-sg 1.7 Matrices 10. Friction parts, green 4 pieces, Vario-KugeI-Snap vks-sg 2.2 Matrices 4. Friction parts, green 4 pieces, Vario-KugeI-Snap vks-sg 2.2 Matrices S. Friction parts, yellow 4 pieces, Vario-KugeI-Snap vks-sg 2.2 Matrices 6. Friction parts, red 4 pieces, Vario-KugeI-Snap vks-sg 2.2 Matrices 8. Friction parts, yellow 4 pieces, Vario- Kugel-Snap vks-sg 2.2 Matrices 9. Friction parts, red 4 pieces, Vario-KugeI-Snap vks-sg 2.2 Matrices 10. Friction parts, green 4 pieces, Vario-5tud-Snap vks-oc rs 2.2 abutments 14 Pieces 1 Assortment, Matrix housings for glueing or laserwelding vks-oc rs 2.2 2 Pieces | Diamant Plus | 2024-02-09T00:00:00.000+01:00 | bredent medical GmbH & Co. KG - Weißenhorner Str. 2, 89250 Senden Germany | 44000302, 44000708, 44000808, 44000908, 44002651, 45000045, 45000046, 45000047, 45000049, 45000051, n/a, 43007000, 43007010, 43007312, 43007313, 43007315, 43007317, 43007330, 43007331, 43007333, 43007335, 43007349, 43007383, 430OC104, 430OC105, 430OC106, 430OC107, 430OC204, 430OC205, 430OC206, 430P5170, 430P5180, 430P5190, 430S5360, 430S6630, 430SG104, 430SG105, 430SG106, 430SG107, 430SG108, 430SG109, 430SG110, 430SG 204, 430SG205, 430sg206, 430SG208, 430SG209, 430SG 210, 44000011, 44000202 | Klasa IIa | Atashmente per proteza dentare | Pajisje dentare
15947 | Bio Dentplast 2, bre.flex, bre.flex 2nd edition, BioniCut ACE snap, Bio Dentaplast 2 A1 2 x 16 g 1 Set , Bio Dentaplast 2 A1 2 x 20 g 1 Set, Bio Dentaplast 2 A1 2 x 28 g 1 Set , Bio Dentaplast 2 A2 2 x 16 g 1 Set , Bio Dentaplast 2 A2 2 x 20 g 1 Set, Bio Dentaplast 2 A2 2 x 28 g 1 Set, Bio Oentaplast 2 A3 2 x 16 g 1 Set, Bio Dentaplast 2 A3 2 x 20 g 1 Set, Bio Dentaplast 2 A3 2 x 28 g 1 Set, Bio Dentaplast 2 A3,5 2 x 16 g 1 Set, Bio Dentaplast 2 A3,5 2 x 20 g 1 Set, Bio Dentaplast 2 A3,5 2 x 28 g 1 Set, Bio Dentaplast 2 A4 2 x 16 g 1 Set, Bio Dentaplast 2 A4 2 x 20 g 1 Set, Bio Dentaplast 2 A4 2 x 28 g 1 Set, Bio Dentaplast 2 B2 2 x 16 g 1 Set, Bio Dentaplast 2 B2 2 x 20 g 1 Set, Bio Dentaplast 2 B2 2 x 28 g 1 Set, Bio Dentaplast 2 B3 2 x 16 g 1 Set, Bio Dentaplast 2 B3 2 x 20 g 1 Set, Bio Dentaplast 2 B3 2 x 28 g 1 Set, Bio Dentaplast 2 C2 2 x 16 g 1 Set, Bio Dentaplast 2 C2 2 x 20 g 1 Set, Bio Denlaplast 2 C2 2 x 28 g 1 Set, Bio Dentaplast 2 C3 2 x 16 g 1 Set, Bio Dentaptast 2 C3 2 x 20 g 1 Set, Bio Dentaplast 2 C3 2 x 28 g 1 Set, Bio Dentaplast 2 D2 2 x 16 g 1 Set, Bio Dentaplast 2 D2 2 x 20 g 1 Set, Bio Dentaplast 2 D2 2 x 28 g 1 Set, Bio Dentaplast 2 D3 2 x 16 g 1 Set, Bio Dentaplast 2 D3 2 x 20 g 1 Set, Bio Dentaplast 2 D3 2 x 28 g 1 Set, Bio Dentaplast 2 PC20 2 x 16 g 1 Set, Bio Dentaplast 2 PC20 2 x 20 g 1 Set, Bio Dentaplast 2 PC20 2 x 28 g 1 Set, Bio Dentaplast 2 TP 2 x 16 n 1 Set, Bio Denta last 2 TP 2 x 20 g 1 Set, Bio Dentaplast 2 TP 2 x 28 g 1 Set, bre.flex, pink 1 500 g, bre.flex, pink 1, 20 x 16 g 1 Set, bre.flex, pink 1, 20 x 20 g 1 Set, bre.flex, pink 1, 20 x 24 g 1 Set, bre.flex, translucent 500 g, bre.flex, translucent, 20 x 16 g 1 Set , bre.flex, translucent, 20 x 20 g 1 Set, bre.flex, translucent, 20 x 24 g 1 Set, bre.flex, tooth shade B 500 g, bre.flex, tooth shade B, 20 x 16 g 1 Set , bre.flex, tooth shade B, 20 x 20 g 1 Set , bre.flex, tooth shade B, 20 x 24 g 1 Set, bre.flex, pink 3 500 g, bre.flex, pink 3, 20 x 16 g 1 Set, bre.flex, pink 3, 20 x 20 g 1 Set, bre.flex, pink 3, 20 x 24 g 1 Set, bre.flex, pink 2 500 g, bre.flex, pink 2, 20 x 16 g 1 Set, bre.flex, pink 2, 20 x 20 g 1 Set, bre.flex, pink 2, 20 x 24 g 1 Set, bre.flex 2nd Edition PC20 500 g, bre.flex 2nd Edition PC20 2 x 16 g 1 Set, bre.flex 2nd Edition PC20 2 x 24 g 1 Set, bre.flex 2nd Edition pink stip pied 500 g, bre.flex 2nd Edition pink stippled 2 x 16 g 1 Set, bre.flex 2nd Edition pink stippled 2 x 24 g 1 Set, bre.flex 2nd Edition clear 500 g, bre.flex 2nd Edition clear 2 x 16 g 1 Set, bre.fIex2nd Edition clear 2 x 24 g 1 Set, BioniCut ACE snap monoshade A1 Ø 95 x 20 mm (ZZ) 1 Piece, BioniCut ACE snao monoshade A1 Ø 95 x 25 mm (ZZ1 1 Piece, BioniCut ACE snao monoshade A1 Ø 95 x 28 mm (ZZ) 1 Piece, BioniCut ACE snap monoshade A2 Ø 95 x 20 mm (ZZ) 1 Piece, BioniCut ACE snap monoshade A2 Ø 95 x 25 mm (ZZ) 1 Piece, BioniCut ACE snap monoshade A2 Ø 95 x 28 mm (ZZ) 1 Piece, BioniCut ACE snap monoshade A3 Ø 95 x 20 mm (ZZ) 1 Piece, BioniCut ACE snap monoshade A3 Ø 95 x 25 mm (ZZ) 1 Piece | Diamant Plus | 2024-02-09T00:00:00.000+01:00 | bredent medical GmbH & Co. KG - Weißenhorner Str. 2, 89250 Senden Germany | n/a, 52BA1016, 52BA1020, 52BA1028, 52BA2016, 52BA2020, 52BA2028, 52BA3016, 52BA3020, 52BA3028, 52BA3516, 52BA3520, 52BA3528, 52BA4016, 52BA4020, 52BA4028, 52BB2016, 52BB2020, 52BB2028, 52BB3016, 52BB3020, 52BB3028, 52BC2016, 52BC2020, 52BC2028, 52BC3016, 52BC3020, 52BC3028, 52BD2016, 52BD2020, 52BD2028, 52BD3016, 52BD3020, 52BD3028, 52BP2016, 52BP2020, 52BP2028, 52BTP016, 52BTP020, 52BTP028, 5400F005, 5400F016, 5400F020, 5400F024, 5400F105, 5400F116, 5400F120, 5400F124, 5400F205, 5400F216, 5400F220, 5400F224, 5400F305, 5400f316, 5400f320, 5400f324, 5400F405, 5400F416, 5400F420, 5400f424, 5400F505, 5400F516, 5400F524, 5400F605, 5400F616, 5400F624, 5400F805, 5400F816, 5400F824, 54003710, 54003715, 54003718, 54003720, 54003725, 54003728, 54003730, 54003735 | Klasa IIa | Rezine per proteza elastike | Pajisje dentare
15921 | top.Iign professional Dentin A4 80 g, too.liqn professional Dentin B1 40 g, loo.liqn professional Dentin B1 80 g, top.liqn professional Dentin B2 40 g, top.lign professional Dentin B2 80 cl, top.lign professional Dentin B3 40 g, top.Iign professional Dentin B3 80 g, top.Iign professional Dentin B4 40 g, too.lign professional Dentin B4 80 a, top.lgin orofessional Dentin C1 40 g, top.Iqin professional Dentin C1 80 g, top.lign professional Dentin C2 40 g, top.Iign professional Dentin C2 80 g, top.lign professional Dentin C3 40 g, top.lign professional Dentin C3 80 g, top.Iign professional Dentin C4 40 g, top.Sign professional Dentin C4 80 g, top.Sign professional Dentin D2 40 g, top.Iign professional Dentin D2 80 g, top.Iign professional Dentin D3 40 g, top.Iign professional Dentin D3 80 g, top.Iign professional Dentin D4 40 g, toD.Iign professional Dentin D4 80 9, top,lign professional Enamel 1 40 g, top.Iign professional Enamel 1 200 g, top.lign professional Enamel 1 80 g, top.Iign professional Enamel 2 40 g, top.lign professional Enamel 2 200 g, top.lign professional Enamel 2 80 g, top.Iign professional Liquid 100 ml, top.lign professional Liquid 500 ml, top.lign professional Transparent 40, top.lign, top.Iign Professional Cervical 1 40 g, top.lign professional Cervical 2 40 g, top.Iign professional Bleach 3 40 g, top.lign professional Dentin A1 40 g, top.Iign professional Dentin A1 200 g, too.lion Drofessional Dentin A1 80 a, too.lion professional Dentin A2 40 a, top.Iign professional Dentin A2 200 g, top.Iign professional Dentin A2 80 g, top.lign professional Dentin A3 40 g, top.lign professional Dentin A3 200 g, top.lign professional Dentin A3 80 g, top.Iign professional Dentin A3,5 40 g, top.lign professional Dentin A3,5 200 g, top.lign professional Dentin A3,5 80 g, top.lign professional Dentin A4 40 g | Diamant Plus | 2024-02-09T00:00:00.000+01:00 | bredent medical GmbH & Co. KG - Weißenhorner Str. 2, 89250 Senden Germany | proDA408, proDB101, proDB108, proDB201, proDB208, proDB301, proDB308, proDB401, groDB408, proDC1 01, proDC1 08, proDC201, proDC208, proDC301, proDC308, proDC401, proDC408, proDD201, proDD208, proDD301, proDD308, proDD401, proDD408, proEN1 01, proEN102, proEN1 08, proEN201, proEN202, proEN208, proLiq01, proLiq05, proTran1, n/a, proCV101, proCV201, proBL301, proDA1 01, proDA102, D£ODA108, DFODA201, proDA202, proDA208, proDA301, proDA302, proDA308, proDA351, pfoDA352, proDA358, proDA401 | Klasa IIa | Pluhur per dhembe provizor | Pajisje dentare
15948 | crea.lign Opaker 1 A1/B2 Lichthärtendes Composite, crea.lign Opaker 2 A2 Lichthärtendes Composite, crea.lign Opaker 3 A3 Lichthärtendes Composite, crea.lign Opaker 4 BL3/B1/C1 Lichthärtendes Composite, crea.lign Opaker 5 C2/C3/D2/D4 Lichthärtendes Composite, crea.lign Opaker 6 B3/B4 Lichthärtendes Composite, crea.lign Opaker 7 A3,5 Lichthärtendes Composite, crea.lign Opaker 8 A4/C4 Lichthärtendes Composite, crea.lign Opaker 9 D3 Lichthärtendes Composite, crea.lign Opaker GUM GUM Lichthärtendes Composite, crea.lign Opaker Set 9 Spritzen im Tiefziehteil, crea.Iign Opaker Z Zirkonliner Light-curing composite 4 g syringe, crea.Iign Modelling Liquid light-curing composite modelling liquid 10 ml, crea.lign incisal E1 Light-curing composite, flowable, nano-ceramic S g, crea.Iign incisal E2 Light-curing composite, flowable, nano-ceramic 5 g, crea.Iign incisal E3 Light-curing composite, flowable, nano-ceramic 5 g, crea.Iign incisal E4 Light-curing composite, flowable, nano-ceramic 5 g, crea.lign GUM light Light-curing composite, flowable, nano-ceramic 5 g, crea.Iign GUM rosa Light-curing composite, flowable, nano-ceramic 5 g, crea.lign GUM pink Light-curing composite, flowable, nano-ceramic 5 g, crea.Iign GUM red Light-curing composite, flowable, nano-ceramic 5 g, crea.lign incisal opal Light-curing composite, flowable, nano-ceramic 5 g, crea.Iign incisal blue Light-curing composite, flowable, nano-ceramic 5 g, crea.Iign incisal rose Light-curing composite, flowable, nano-ceramic 5 g, crea.Iign incisal universal Light-curing composite, flowable, nano-ceramic 5 g, crea.Iign C.G.S. finish light-curing composite flowable, nano-ceramic 5 g, crea.Iign Modifier beige Light-curing composite, flowable, nano-ceramic 5 g, crea.lign Modifier oliv Light-curing composite, flowable, nano-ceramic 5 g, crea.Iign Modifier caramel Light-curing composite, flowable, nano-ceramic 5 g, crea.lign Modifier lila Light-curing composite, flowable, nano-ceramic 5 g, crea.Iign Stain orange Light-curing composite, flowable, nano-ceramic 1.4 g, crea.lign Stain brown Light-curing composite, flowable, nano-ceramic 1.4 g, crea.Iign Transpa Clear Light-curing composite flowable, nano-ceramic 5 g, crea.lign Dentin A1 Light-curing composite, flowable, nano-ceramic 5 g, crea.Iign Dentin A2 Light-curing composite, flowable, nano-ceramic 5 g, crea.lign Dentin A3 Light-curing composite, flowable, nano-ceramic 5 g, crea.lign Dentin A3.5 Light-curing composite, flowable, nano-ceramic 5, crea.lign Dentin A4 Light-curing composite, flowable, nano-ceramic 5 g, crea.Iign Dentin B1 Light-curing composite, flowable, nano-ceramic 5 g, crea.Iign Dentin B2 Light-curing composite, flowable, nano-ceramic 5 g, crea.Iign Dentin B3 Light-curing composite, flowable, nano-ceramic 5 g, crea.Iign Dentin B4 Light-curing composite, flowable, nano-ceramic 5 g, crea.lign Dentin BL3 Light-curing composite, flowable, nano-ceramic 5, crea.Iign Dentin C1 Light-curing composite, flowable, nano-ceramic 5 g, crea.Iign Dentin C2 Light-curing composite, flowable, nano-ceramic 5 g, crea.Iign Dentin C3 Light-curing composite, flowable, nano-ceramic S g, crea.Iign Dentin C4 Light-curing composite, flowable, nano-ceramic 5 g, crea.Iign Dentin D2 Light-curing composite, flowable, nano-ceramic 5 g, crea,Iign Dentin D3 Light-curing composite, flowable, nano-ceramic 5 g, crea.Iign Dentin D4 Light-curing composite, flowable, nano-ceramic 5 g, crea.lign paste GUM PL Lichthärtendes Composite nano gefüllt, crea.lign paste GUM PO Lichthärtendes Composite nano gefüllt, crea.lign paste Dentin B1 Lichhärtendes Composite nano gefüllt, crea.lign paste Dentin B2 Lichhärtendes Composite nano gefüllt, crea.lign paste Dentin B3 Lichhärtendes Composite nano gefüllt, crea.lign paste Dentin B4 Lichhärtendes Composite nano gefüllt, crea.lign paste Dentin BL3 Lichhärtendes Composite nano gefüllt, crea.lign paste Dentin C1 Lichhärtendes Composite nano gefüllt, crea.lign paste Dentin C2 Lichhärtendes Composite nano gefüllt, crea.lign paste Dentin C3 Lichhärtendes Composite nano gefüllt, crea.lign paste Dentin C4 Lichhärtendes Composite nano gefüllt, crea.lign paste Dentin D2 Lichhärtendes Composite nano gefüllt, crea.lign paste Dentin D3 Lichhärtendes Composite nano gefüllt, crea.lign paste Dentin D4 Lichhärtendes Composite nano gefüllt, Opaquer combo.lign GUM dualhärtendes Composite 4g, Opaquer combo.lign intensiv dualhärtendes Composite 4g, Opaquer combo.lign Katalyst dualhärtendes Composite 4g, Opaquer combo.lign light dualhärtendes Composite 4g, Opaquer combo.lign medium dualhärtendes Composite 4g, combo.lign A1 Dualhärtend Befestigungs-Composite, combo.lign A2 Dualhärtend Befestigungs-Composite, combo.lign A3 Dualhärtend Befestigungs-Composite, combo.lign A3,5 Dualhärtend Befestigungs-Composite, combo.lign A4 Dualhärtend Befestigungs-Composite, combo.lign B1 Dualhärtend Befestigungs-Composite, combo.lign B2 Dualhärtend Befestigungs-Composite, combo.lign B3 Dualhärtend Befestigungs-Composite, combo.lign B4 Dualhärtend Befestigungs-Composite, combo.lign BL3 Dualhärtend Befestigungs-Composite, combo.lign C1 Dualhärtend Befestigungs-Composite, combo.lign C2 Dualhärtend Befestigungs-Composite, combo.lign C3 Dualhärtend Befestigungs-Composite, combo.lign C4 Dualhärtend Befestigungs-Composite, combo.lign D2 Dualhärtend Befestigungs-Composite, combo.lign D3 Dualhärtend Befestigungs-Composite, combo.lign D4 Dualhärtend Befestigungs-Composite, combo.lign GUM Dualhärtend Befestigungs-Composite, visio.lign | Diamant Plus | 2024-02-09T00:00:00.000+01:00 | bredent medical GmbH & Co. KG - Weißenhorner Str. 2, 89250 Senden Germany | CLFHOP01, CLFHOP02, CLFHOP03, CLFHOP04, CLFHOP05, CLFHOP06, CLFHOP07, CLFHOP08, CLFHOP09, CLFHOGUM, CLFHOPSET, CLFHOPOZ, CLFMOD10, CLFN00E1, CLFN00E2, CLFN00E3, CLFN00E4, CLFN00G1, CLFN00G2, CLFN00G3, CLFN00G4, CLFN00I1, CLFN00I2, CLFN00I3, CLFN00I4, CLFNOOIS, CLFN00M1, CLFN00M2, CLFN00M3, CLFN00M4, CLFN00S1, CLFN00S2, CLFN00T1, CLFNDA10, CLFNDA20, CLFNDA30, CLFNDA35, CLFNDA40, CLFNDB10, CLFNDB20, CLFNDB30, CLFNDB40, CLFNDBL3, CLFNDC10, CLFNDC20, CLFNDC30, CLFNDC40, CLFNDD20, CLFNDD30, CLFNDD40, CLPN0G30, CLPN0G40, CLPNDB10, CLPNDB20, CLPNDB30, CLPNDB40, CLPNDBL3, CLPNDC10, CLPNDC20, CLPNDC30, CLPNDC40, CLPNDD20, CLPNDD30, CLPNDD40, CO1X4OPG, CO1X4OPI, CO1X4KAT, CO1X4OPL, CO1X4OPM, CO2X4A10, CO2X4A20, CO2X4A30, CO2X4A35, CO2X4A40, CO2X4B10, CO2X4B20, CO2X4B30, CO2X4B40, CO2X4BL3, CO2X4C10, CO2X4C20, CO2X4C30, CO2X4C40, CO2X4D20, CO2X4D30, CO2X4D40, CO2X4GUM, n/a | Klasa IIa | Cement dentar laboratori | Pajisje dentare
15949 | Opaquer UV, Ropak UV liquid 10 ml, Ropak UV powder 10g, Ropak Compakt Opaker UV 10ml, Kompaktopaker tooth-colored UV 10ml | Diamant Plus | 2024-02-09T00:00:00.000+01:00 | bredent medical GmbH & Co. KG - Weißenhorner Str. 2, 89250 Senden Germany | n/a, 52000164, 52000165, 54000133, 54000105 | Klasa IIa | Rezin per proteza dentare | Pajisje dentare
15969 | HEAD LICE SPRAY, BITRIN, 100 ML PLASTIC BOTTLE, WITH PLASTIC COMB | CFO PHARMA | 2024-02-16T00:00:00.000+01:00 | ENA FARMA SAGLIK URUNLERI IML. VE DIS TIC. A.S. ZUMRUTEVLER MAHALLESI, BASOGRETMEN CADDESI NO:38/A 34852 MALTEPE / ISTANBUL | BT-100 | Klasa IIa | SPRAY PER PARANDALIMIN DHE TRAJTIMIN E PARAZITEVE NE FLOKE. APLIKOHET NE FLOKE TE LAGUR, TE TAMPONUAR PARAPRAKISHT, MASAZHOHET LEHTE NE SKALPIN E KOKES. PERDORIMI 2-3 HERE NE JAVE. | Tjeter
15812 | NASAL SPRAY, BROFINE, 20 ML BOTTLE | CFO PHARMA | 2024-02-16T00:00:00.000+01:00 | ENA FARMA SAGLIK URUNLERI IML. VE DIS TIC. A.S. ZUMRUTEVLER MAHALLESI, BASOGRETMEN CADDESI NO:38/A 34852 MALTEPE / ISTANBUL | N.A | Klasa I | SPRAY PER ZHBLLOKIMIN E HUNDEVE, ME EFEKT PASTRUES, HIDRATUES DHE ZBUTES TE MUKOZAVE TE HUNDES. UL INFLAMACIONIN DUKE LEHTESUAR FRYMEMARRJEN DHE LIRIMIN E HUNDEVE. PERDORET DY, TRE HERE GJATE DITES DY SHKREPJE | Tjeter
15950 | EDENORM FREE OPHTHALMIC HYPERTONIC SOLUTION CONTAINING 5 % SODIUM CHLORIDE, NACL, OSD BOTTLE 10 ML, PRESERVATIVE FREE | CFO PHARMA | 2024-02-16T00:00:00.000+01:00 | FIDIA FARMACEUTICI S.P.A VIA PONTE DELLA FABBRICA, 3/A 35031 ABANO TERME (PD) - ITALY | TF16-01-1E | Klasa IIa | SOLUCION OFTALMIK, HIPERTONIK, QE PERDORET NE TRAJTIMIN E EDEMES OKULARE. ELEMINON SKUQJET, THARRJET DHE IRRITIMET E SYRIT. PERDORET 3-4 HERE NE DITE NGA 1-2 PIKA NE SY | Pajisje oftalmike dhe optike
15977 | 4 French Pointer Angiographic Catheter / JL3.5 - JR4 - PIG145/8, 4 French Pointer Angiographic Catheter / JL4 - 3DS– PIG/8, 4 French Pointer Angiographic Catheter / JL4 - 3DS- PIG145/8, 4 French Pointer Angiographic Catheter / JL4 - AR2 - PIG145/8, 4 French Pointer Angiographic Catheter / JL4 – ARMOD - PIG145/8, 4 French Pointer Angiographic Catheter / JL4 - JR3.5 – PIG/8, 4 French Pointer Angiographic Catheter / JL4 - JR4 – PIG/8, 4 French Pointer Angiographic Catheter / JL4 - JR4 - PIG145/8, 5 French Pointer Angiographic Catheter / 3DS, 5 French Pointer Angiographic Catheter / AL1, 5 French Pointer Angiographic Catheter / AL2, 5 French Pointer Angiographic Catheter / AL3, 5 French Pointer Angiographic Catheter / AR 1 MOD, 5 French Pointer Angiographic Catheter / AR 2 MOD, 5 French Pointer Angiographic Catheter / AR MOD, 5 French Pointer Angiographic Catheter / GAMAL, 5 French Pointer Angiographic Catheter / IM, 5 French Pointer Angiographic Catheter / JL3, 5 French Pointer Angiographic Catheter / JL3.5, 5 French Pointer Angiographic Catheter / JL4, 5 French Pointer Angiographic Catheter / JL4.5, 5 French Pointer Angiographic Catheter / JL5, 5 French Pointer Angiographic Catheter / JL6, 5 French Pointer Angiographic Catheter / JR3, 5 French Pointer Angiographic Catheter / JR3.5, 5 French Pointer Angiographic Catheter / JR4, 5 French Pointer Angiographic Catheter / JR4.5, 5 French Pointer Angiographic Catheter / JR5, 5 French Pointer Angiographic Catheter / JR6, 5 French Pointer Angiographic Catheter / LCB, 5 French Pointer Angiographic Catheter / MPA, 5 French Pointer Angiographic Catheter / MPA/2, 5 French Pointer Angiographic Catheter / MPB, 5 French Pointer Angiographic Catheter / MPB/2, 5 French Pointer Angiographic Catheter / PIG/8, 5 French Pointer Angiographic Catheter / PIG145/8, 5 French Pointer Angiographic Catheter / PIG155/8, 5 French Pointer Angiographic Catheter / RAD, 5 French Pointer Angiographic Catheter / RCB, 5 French Pointer Angiographic Catheter / SONES 1, 5 French Pointer Angiographic Catheter / SONES 1/2, 5 French Pointer Angiographic Catheter / SONES 2, 5 French Pointer Angiographic Catheter / SONES 2/2, 5 French Pointer Angiographic Catheter / TIG 2, 5 French Pointer Angiographic Catheter / JL3.5 - 3DS, 5 French Pointer Angiographic Catheter / JL3.5 - JR4, 5 French Pointer Angiographic Catheter / JL3.5 - JR5, 5 French Pointer Angiographic Catheter / JL4 - 3DS, 5 French Pointer Angiographic Catheter / JL4 - JR4, 5 French Pointer Angiographic Catheter / JL4 - JR5, 5 French Pointer Angiographic Catheter / JL4.5 - JR5, 5 French Pointer Angiographic Catheter / RAD - 3DS, 5 French Pointer Angiographic Catheter / JL3.5 - JR4 - PIG145/8, 5 French Pointer Angiographic Catheter / JL4 – PIG/8 -3DS, 5 French Pointer Angiographic Catheter / JL4 - PIG145/8 -3DS, 5 French Pointer Angiographic Catheter / JL4- AR2 -PIG145/8, 5 French Pointer Angiographic Catheter / JL4 – ARMOD- PIG145/8, 5 French Pointer Angiographic Catheter / JL4 - JR3.5- PIG/8, 5 French Pointer Angiographic Catheter / JL4 - JR4 – PIG/8, 5 French Pointer Angiographic Catheter / JL4 - JR4 - PIG145/8, 6 French Pointer Angiographic Catheter / 3DS, 6 French Pointer Angiographic Catheter / AL1, 6 French Pointer Angiographic Catheter / AL2, 6 French Pointer Angiographic Catheter / AL3, 6 French Pointer Angiographic Catheter / AR 1 MOD, 6 French Pointer Angiographic Catheter / AR 2 MOD, 6 French Pointer Angiographic Catheter / AR MOD, 6 French Pointer Angiographic Catheter / GAMAL, 6 French Pointer Angiographic Catheter / IM, 6 French Pointer Angiographic Catheter / JL3, 6 French Pointer Angiographic Catheter / JL3.5, 6 French Pointer Angiographic Catheter / JL4, 6 French Pointer Angiographic Catheter / JL4.5, 6 French Pointer Angiographic Catheter / JL5, 6 French Pointer Angiographic Catheter / JL6, 6 French Pointer Angiographic Catheter / JR3, 6 French Pointer Angiographic Catheter / JR3.5, 6 French Pointer Angiographic Catheter / JR4, 6 French Pointer Angiographic Catheter / JR4.5, 6 French Pointer Angiographic Catheter / JR5, 6 French Pointer Angiographic Catheter / JR6, 6 French Pointer Angiographic Catheter / LCB, 6 French Pointer Angiographic Catheter / MPA, 6 French Pointer Angiographic Catheter / MPA/2, 6 French Pointer Angiographic Catheter / MPB, 6 French Pointer Angiographic Catheter / MPB/2, 6 French Pointer Angiographic Catheter / PIG/8, 6 French Pointer Angiographic Catheter / PIG145/8, 6 French Pointer Angiographic Catheter / PIG155/8, 6 French Pointer Angiographic Catheter / RAD, 6 French Pointer Angiographic Catheter / RCB, 6 French Pointer Angiographic Catheter / SONES 1, 6 French Pointer Angiographic Catheter / SONES 1/2, 6 French Pointer Angiographic Catheter / SONES 2, 6 French Pointer Angiographic Catheter / SONES 2/2, 6 French Pointer Angiographic Catheter / TIG 2, 6 French Pointer Angiographic Catheter / JL3.5 - 3DS, 6 French Pointer Angiographic Catheter / JL3.5 - JR4, 6 French Pointer Angiographic Catheter / JL3.5 - JR5, 6 French Pointer Angiographic Catheter / JL4 - 3DS, 6 French Pointer Angiographic Catheter / JL4 - JR4, 6 French Pointer Angiographic Catheter / JL4 - JR5, 6 French Pointer Angiographic Catheter / JL4.5 - JR5, 6 French Pointer Angiographic Catheter / RAD - 3DS, 6 French Pointer Angiographic Catheter / JL3.5 - JR3.5- PIG/8, 6 French Pointer Angiographic Catheter / JL3.5 - JR4 - PIG145/8, 6 French Pointer Angiographic Catheter / JL4 – PIG/8 - 3DS, 6 French Pointer Angiographic Catheter / JL4 - PIG145/8 - 3DS, 6 French Pointer Angiographic Catheter / JL4 - AR2 - PIG145/8, 6 French Pointer Angiographic Catheter / JL4 – ARMOD - PIG145/8, 6 French Pointer Angiographic Catheter / JL4 - JR3.5 – PIG/8, 6 French Pointer Angiographic Catheter / JL4 - JR4 – PIG/8, 6 French Pointer Angiographic Catheter / JL4 - JR4 - PIG145/8, 4 French Pointer Angiographic Catheter / 3DS, 4 French Pointer Angiographic Catheter / AL1, 4 French Pointer Angiographic Catheter / AL2, 4 French Pointer Angiographic Catheter / AL3, 4 French Pointer Angiographic Catheter / AR 1 MOD, 4 French Pointer Angiographic Catheter / AR 2 MOD, 4 French Pointer Angiographic Catheter / AR MOD, 4 French Pointer Angiographic Catheter / GAMAL, 4 French Pointer Angiographic Catheter / IM, 4 French Pointer Angiographic Catheter / JL3, 4 French Pointer Angiographic Catheter / JL3.5, 4 French Pointer Angiographic Catheter / JL4, 4 French Pointer Angiographic Catheter / JL4.5, 4 French Pointer Angiographic Catheter / JL5, 4 French Pointer Angiographic Catheter / JL6, 4 French Pointer Angiographic Catheter / JR3, 4 French Pointer Angiographic Catheter / JR3.5, 4 French Pointer Angiographic Catheter / JR4, 4 French Pointer Angiographic Catheter / JR4.5, 4 French Pointer Angiographic Catheter / JR5, 4 French Pointer Angiographic Catheter / JR6, 4 French Pointer Angiographic Catheter / LCB, 4 French Pointer Angiographic Catheter / MPA SH, 4 French Pointer Angiographic Catheter / MPA, 4 French Pointer Angiographic Catheter / MPA/2, 4 French Pointer Angiographic Catheter / MPB, 4 French Pointer Angiographic Catheter / MPB/2, 4 French Pointer Angiographic Catheter / PIG/8, 4 French Pointer Angiographic Catheter / PIG145/8, 4 French Pointer Angiographic Catheter / PIG155/8, 4 French Pointer Angiographic Catheter / RAD, 4 French Pointer Angiographic Catheter / RCB, 4 French Pointer Angiographic Catheter / SONES 1, 4 French Pointer Angiographic Catheter / SONES 1/2, 4 French Pointer Angiographic Catheter / SONES 2, 4 French Pointer Angiographic Catheter / SONES 2/2, 4 French Pointer Angiographic Catheter / TIG 2, 4 French Pointer Angiographic Catheter / JL3.5 - 3DS, 4 French Pointer Angiographic Catheter / JL3.5 - JR4, 4 French Pointer Angiographic Catheter / JL3.5 - JR5, 4 French Pointer Angiographic Catheter / JL4 - 3DS, 4 French Pointer Angiographic Catheter / JL4 - JR4, 4 French Pointer Angiographic Catheter / JL4 - JR5, 4 French Pointer Angiographic Catheter / JL4.5 - JR5, 4 French Pointer Angiographic Catheter / RAD - 3DS | MONTAL | 2024-02-13T00:00:00.000+01:00 | PendraCare International B.V. Van der Waalspark 22, 9351 VC Leek, The Netherlands. SRN.: NL-MF-000002977 | 14315101, 14315401, 14315501, 14315701, 14315801, 14316001, 14316201, 14316301, 15100001, 15100201, 15100301, 15100401, 15100601, 15100801, 15100901, 15101201, 15101701, 15102001, 15102101, 15102201, 15102301, 15102401, 15102501, 15102601, 15102701, 15102801, 15102901, 15103001, 15103101, 15103401, 15103601, 15103701, 15103801, 15103901, 15114001, 15134001, 15114101, 15134101, 15114201, 15134201, 15105001, 15105501, 15105801, 15105901, 15106001, 15106101, 15107001, 15200101, 15200201, 15200301, 15200601, 15200701, 15200801, 15201001, 15201501, 15315101, 15315401, 15315501, 15315701, 15315801, 15316001, 15316201, 15316301, 16100001, 16100201, 16100301, 16100401, 16100601, 16100801, 16100901, 16101201, 16101701, 16102001, 16102101, 16102201, 16132201, 16102301, 16102401, 16102501, 16102601, 16102701, 16102801, 16132801, 16102901, 16103001, 16103101, 16103401, 16103601, 16103701, 16103801, 16103901, 16114001, 16134001, 16114101, 16134101, 16114201, 16134201, 16105001, 16105501, 16105801, 16105901, 16106001, 16106101, 16107001, 16200101, 16200201, 16200301, 16200601, 16200701, 16200801, 16201001, 16201501, 16314801, 16315101, 16315401, 16315501, 16315701, 16315801, 16316001, 16316201, 16316301, 14100001, 14100201, 14100301, 14100401, 14100601, 14100801, 14100901, 14101201, 14101701, 14102001, 14102101, 14102201, 14132201, 14102301, 14102401, 14102501, 14102601, 14102701, 14102801, 14132801, 14102901, 14103001, 14103101, 14103401, 14103501, 14103601, 14103701, 14103801, 14103901, 14114001, 14134001, 14114101, 14134101, 14114201, 14134201, 14105001, 14105501, 14105801, 14105901, 14106001, 14106101, 14107001, 14200101, 14200201, 14200301, 14200601, 14200701, 14200801, 14201001, 14201501 | Klasa III | Jane pajisje mjekesore të destinuara per angiografi koronare dhe periferike | Pajisje nje perdorimeshe
15951 | NC Quantum Apex MONORAIL PTCA Dilatation Catheter, NC Quantum Apex Over-the-Wire PTCA Dilatation Catheter | MONTAL | 2024-02-13T00:00:00.000+01:00 | Boston Scientific Corporation, 300 Boston Scientific Way, Marlborough, MA 01752 USA. | H7493912415270, H7493912415300, H7493912415320, H7493912415350, H7493912415370, H7493912415400, H7493912415450, H7493912415500, H7493912420200, H7493912420220, H7493912420250, H7493912420270, H7493912420300, H7493912420320, H7493912420350, H7493912420370, H7493912420400, H7493912420450, H7493912420500, H7493912430200, H7493912430220, H7493912430250, H7493912430270, H7493912430300, H7493912430320, H7493912430350, H7493912430370, H7493912430400, N/A, H7493912506200, H7493912506220, H7493912506250, H7493912506270, H7493912506300, H7493912506320, H7493912506350, H7493912506370, H7493912506400, H7493912506450, H7493912506500, H7493912508200, H7493912508220, H7493912508250, H7493912508270, H7493912508300, H7493912508320, H7493912508350, H7493912508370, H7493912508400, H7493912508450, H7493912508500, H7493912512200, H7493912512220, H7493912512250, H7493912512270, H7493912512300, H7493912512320, H7493912512350, H7493912512370, H7493912512400, H7493912512450, H7493912512500, H7493912515200, H7493912515220, H7493912515250, H7493912515270, H7493912515300, H7493912515320, H7493912515350, H7493912515370, H7493912515400, H7493912515450, H7493912515500, H7493912520200, H7493912520220, H7493912520250, H7493912520270, H7493912520300, H7493912520320, H7493912520350, H7493912520370, H7493912520400, H7493912520450, H7493912520500, H7493912530200, H7493912530220, H7493912530250, H7493912530270, H7493912530300, H7493912530320, H7493912530350, H7493912530370, H7493912530400, H7493912406200, H7493912406220, H7493912406250, H7493912406270, H7493912406300, H7493912406320, H7493912406350, H7493912406370, H7493912406400, H7493912406450, H7493912406500, H7493912408200, H7493912408220, H7493912408250, H7493912408270, H7493912408300, H7493912408320, H7493912408350, H7493912408370, H7493912408400, H7493912408450, H7493912408500, H7493912412200, H7493912412220, H7493912412250, H7493912412270, H7493912412300, H7493912412320, H7493912412350, H7493912412370, H7493912412400, H7493912412450, H7493912412500, H7493912415200, H7493912415220, H7493912415250 | Klasa III | Katetere qe sherbejne per zgjerimin e stenozes ne arteriet koronare dhe te stentave qe zgjerohen me ballon. | Pajisje nje perdorimeshe
15922 | Maverick2™ MONORAIL™ PTCA Dilatation Catheter | MONTAL | 2024-02-13T00:00:00.000+01:00 | Boston Scientific Corporation, 300 Boston Scientific Way, Marlborough, MA 01752 USA. | N / A, H7493892809200, H7493892809220, H7493892809250, H7493892809270, H7493892809300, H7493892809320, H7493892809350, H7493892809370, H7493892809400, H7493892812200, H7493892812220, H7493892812250, H7493892812270, H7493892812300, H7493892812320, H7493892812350, H7493892812370, H7493892812400, H7493892815150, H7493892815200, H7493892815220, H7493892815250, H7493892815270, H7493892815300, H7493892815320, H7493892815350, H7493892815370, H7493892815400, H7493892820150, H7493892820200, H7493892820220, H7493892820250, H7493892820270, H7493892820300, H7493892820320, H7493892820350, H7493892820370, H7493892820400, H7493892825200, H7493892825220, H7493892825250, H7493892825270, H7493892825300, H7493892825320, H7493892825350, H7493892825370, H7493892825400, H7493892830200, H7493892830220, H7493892830250, H7493892830270, H7493892830300, H7493892830320, H7493892830350, H7493892830370, H7493892830400 | Klasa III | Katetere qe sherbejne per zgjerimin e stenozes ne arteriet koronare dhe te stentave qe zgjerohen me ballon. | Pajisje nje perdorimeshe
15952 | Encore 26 Inflation Device Single / 15-105, Encore 26 Inflation Device 5-Pack / 15-106, Encore 26 Inflation Device Single / 04526-01, Encore 26 Inflation Device 5-Pack / 04526-05 | MONTAL | 2024-02-13T00:00:00.000+01:00 | Boston Scientific Corporation, 300 Boston Scientific Way, Marlborough, MA 01752 USA. | M001151050, M001151062, H74904526011, H74904526052 | Is | Encore ™ 26 Inflator" eshte nje pajisje fryrje me presion te larte qe sherben per zgjerimin e ballonit ne procesin e hemodinamike. | Pajisje nje perdorimeshe
15978 | CHIROPRO-CONSOLE BIOPOWER, CHIROPRO systems- SET BIOPOWER , CONSOLE BIOPOWER, MX-i LED 3rd Gen, CA 20:1 L Micro-Series, Cable MX-i LED 3rd Gen., FOOTCTRL, Irrigation Line(5/pkg), Sterile protection Chiropro | BIO-TECH ALBANIA | 2024-02-13T00:00:00.000+01:00 | Bien-Air Dental SA Langgasse 60 CH-2504 Bienne Switzerland | 1601147-001, 1700784-001, 1601008-001, 1600692-001, 1601009-001, 1600631-001, 1500984-005, 1502329-002 | Klasa IIa, Sistem ose pakete proceduriale | Chiropro është pajisje mjekesore qe perdoret per procedurat e implantologjisë., Pajisje mjekesore qe perdoret per procedurat e implantologjisë. | Tjeter
15953 | BeautiBond Xtreme- Non-active dental implants and dental materials / MDN 1103 DENTAL BONDING AGENTS / Q01010104, BeautiBond Xtreme Set-C26J, BeautiBond Xtreme 5mL Bottle 1pc -C262, BeautiBond Xtreme 2mL Bottle 1pc -C267, BeautiBond Xtreme 2mL Bottle 1pc (SAMPLE)-C268 | Rodio Pharma | 2024-02-16T00:00:00.000+01:00 | SHOFU INC. 11 Kamitakamatsu-cho, Fukuine, Higashiyama-ku, Kyoto 6050983, Japan | NA, YE2448, YE2449, YE2703, YE2704 | Klasa IIa | Adeziv bond qe perdoret ne mbushjet me kompozit. | Pajisje dentare
15954 | CoaDATA 504+ | GENIUS SHPK | 2024-02-13T00:00:00.000+01:00 | LABiTec LAbor BioMedical Technologies GmbH - An der Strusbek 6 22926 Ahrensburg Germany | 105-99-150-xx 105-99-160-xx | In vitro | Autoanalizator gjysemautomatik koagulimi in vitro qe sherben per matjen e testeve te koagulacionit, kromogjenik, dhe testeve imunologjike te koagulacionit si ndihme ne diagnoze dhe ndihme ne monitorim. Mostra e nevojshme eshte plazma e qelizave te njeriut marre me ane te tubave me citrat. Analizatori eshte i destinuar vetem per diagnoze in vitro. | Pajisje te diagnostifikimit in vitro
15955 | Cuvette micro, Dispo System, 5X100 Cuvettes, incl. Mixer 1x4mm, Cuvette micro, in plastic bag, 1X500 Cuvettes and Mixer 1x4mm, Cuvette micro, in plastic bag, 5x500 Cuvettes and Mixer 1x4mm | GENIUS SHPK | 2024-02-13T00:00:00.000+01:00 | LABiTec LAbor BioMedical Technologies GmbH - An der Strusbek 6 22926 Ahrensburg Germany | 211-01-090-00, 211-10-050-00, 211-07-010-00, 211-09-050-00, 211-01-600-00, 211-16-050-00, 40.613.0002, 211-01-100-00, 211-10-070-00, 211-24-070-00, 40.611.0011, 211-01-130-00, 211-21-080-00, 211-01-620-00 | In vitro | Material konsumi ndihmes gjate punes per kryerjen e testeve te koagulimit , kyveta qe kane funksion mbajtjen e mostrave dhe reagenteve per matjen e analitit , me ane te analizatorin gjysemautomatik te koagulimit in vitro CoaDATA 504+ dhe CoaDATA 2004. Aksesori perdoret me qellim te procedura in vitro vetem. | Pajisje te diagnostifikimit in vitro
15979 | Class I Manual Reusable Surgical Instruments, 45° TISSUE RETRACTOR, Class I Manual Reusable Surgical Instruments, SINGLE POSTERIOR GLENIOID DRILL GUIDE, Class I Manual Reusable Surgical Instruments, SUBSCAPULARIS SPREADER, Class I Manual Reusable Surgical Instruments, CORACOID DRILLING GUIDE, Class I Manual Reusable Surgical Instruments, 10 MM CORACOID DRILLING, Class I Manual Reusable Surgical Instruments, CC GUIDE BULLET WITH, Class I Manual Reusable Surgical Instruments, GRAFT PREP TOOL, Class I Manual Reusable Surgical Instruments, AIMER GUIDE CURVE - LEFT, Class I Manual Reusable Surgical Instruments, 6 MM 10° OFFSET DRILL GUIDE, Class I Manual Reusable Surgical Instruments, MINI HOHMANN SUPERIOR TISSUE RETRACTOR, Class I Manual Reusable Surgical Instruments, LONG BULLET GLENIOD DRILL, Class I Manual Reusable Surgical Instruments, SUBSCAPULARIS SPREADERSLIDING BLOCK, Class I Manual Reusable Surgical Instruments, Guide-TRAC, Class I Manual Reusable Surgical Instruments, TRAC-Cutter 8mm x 6mm, Class I Manual Reusable Surgical Instruments, TRAC-Cutter 10mm x 6mm, Class I Manual Reusable Surgical Instruments, TRAC-Cutter 12mm x 6mm, Class I Manual Reusable Surgical Instruments, QUAD-Cutter, Class I Manual Reusable Surgical Instruments, SUTUREFIX GD FR ULTRA STRT DEV XL LNGTH, Class I Manual Reusable Surgical Instruments, SUPPRESSOR PALMAR ARCH, Class I Manual Reusable Surgical Instruments, MICRO VECTOR GUIDE, Class I Manual Reusable Surgical Instruments, GUIDE WIRE ALIGNER .045 MVECT, Class I Manual Reusable Surgical Instruments, GUIDE WIRE ALIGNER .062, Class I Manual Reusable Surgical Instruments, DRILL GUIDE OFFSET, Class I Manual Reusable Surgical Instruments, OBTURATOR HANDLE ECTRA 2, Class I Manual Reusable Surgical Instruments, OBTURATOR PROBE CONICAL ECTRII, Class I Manual Reusable Surgical Instruments, OBTURATOR PROBE BOAT, Class I Manual Reusable Surgical Instruments, OBTURATOR PROBE DISSECTING, Class I Manual Reusable Surgical Instruments, PROBE STRAIGHT, Class I Manual Reusable Surgical Instruments, KNIFE, HOOK,5MM STRAIGHT, Class I Manual Reusable Surgical Instruments, PROBE, CANNULAR,3MM, Class I Manual Reusable Surgical Instruments, RETRIEVER MAGNETIC 4MM STRT, Class I Manual Reusable Surgical Instruments, OSTEOTOME, STRAIGHT, Class I Manual Reusable Surgical Instruments, RASP, CRVD, DWN, Class I Manual Reusable Surgical Instruments, RASP, STR, Class I Manual Reusable Surgical Instruments, GOUGE, NOTCHPLASTY, STRAIGHT,, Class I Manual Reusable Surgical Instruments, GOUGE, NOTCHPLASTY,, Class I Manual Reusable Surgical Instruments, DRVR FIXATION POST W/HLDR., Class I Manual Reusable Surgical Instruments, TENDON STRIPPER, CLOSED, Class I Manual Reusable Surgical Instruments, TENDON STRIPPER SLOTTED, Class I Manual Reusable Surgical Instruments, AIMER, REAR ENTRY, RIGHT- ACL, Class I Manual Reusable Surgical Instruments, AIMER, REAR ENTRY-LEFT, Class I Manual Reusable Surgical Instruments, TIBIAL RASP, Class I Manual Reusable Surgical Instruments, PCL TIBIAL CURETTE, CLOSED, Class I Manual Reusable Surgical Instruments, PCL TIBIAL HOOK KNIFE, Class I Manual Reusable Surgical Instruments, PCL TIBIAL CURETTE, OPEN, Class I Manual Reusable Surgical Instruments, SHOULDER ELEVATOR, Class I Manual Reusable Surgical Instruments, DRIVER SILK SCREW 7MM, Class I Manual Reusable Surgical Instruments, DRIVER SILK SCREW 9MM, Class I Manual Reusable Surgical Instruments, HDL, UNIVERSAL, ACL, REDUX, Class I Manual Reusable Surgical Instruments, ACL REDUX BONE PIC, Class I Manual Reusable Surgical Instruments, CHONDRAL PICK, HANDLE ASSY, Class I Manual Reusable Surgical Instruments, HNDL, GDE, ENDO-FEMORAL, Class I Manual Reusable Surgical Instruments, DRIVER SILK SCREW 3.5MM, Class I Manual Reusable Surgical Instruments, SMALL JOINT OPEN CURETTE, Class I Manual Reusable Surgical Instruments, SMALL JOINT CLOSED CURETTE, Class I Manual Reusable Surgical Instruments, SMALL JOINT PROBE, Class I Manual Reusable Surgical Instruments, TRAILBLAZER 1.5, CANNULATED, Class I Manual Reusable Surgical Instruments, SMALL JOINT OSTEOTOME, Class I Manual Reusable Surgical Instruments, GAUGE DEPTH ENDO-BUTTON, Class I Manual Reusable Surgical Instruments, T-FIX DEPTH PROBE, Class I Manual Reusable Surgical Instruments, POWER ADAPTER 6.5-8.5mm AMP, Class I Manual Reusable Surgical Instruments, HDL, ASSY, DRCTR, ACL GDE., Class I Manual Reusable Surgical Instruments, AMR, ELB, ARM DRCTR ACL GDE, Class I Manual Reusable Surgical Instruments, AMR, TIP, ARM, DRCTR, ACL, Class I Manual Reusable Surgical Instruments, GDE, OFS.DRILL, 2-5mm, Class I Manual Reusable Surgical Instruments, GDE, OFS.DRILL, 3-9mm, Class I Manual Reusable Surgical Instruments, BLT ASSY, ANGLED, DIRECTOR ACL, Class I Manual Reusable Surgical Instruments, BLT ASSY. 4 POINT DIRECTOR, Class I Manual Reusable Surgical Instruments, DEVICE, ANTI-IMPINGEMENT, Class I Manual Reusable Surgical Instruments, ANTI-IMINGEMENT DEVICE 7, Class I Manual Reusable Surgical Instruments, CRT ASSY NOTCHMASTER, Class I Manual Reusable Surgical Instruments, MOSAIC PLASTY, QUICK CPLG TRE-, Class I Manual Reusable Surgical Instruments, STRIPPER, TENDON, LARGE, Class I Manual Reusable Surgical Instruments, DRIVER, CANNULATED 2mm, Class I Manual Reusable Surgical Instruments, SAFETY STOP, PCL, Class I Manual Reusable Surgical Instruments, AIMER, TIBIAL PCL, Class I Manual Reusable Surgical Instruments, AIMER, FEMORAL, PCL, Class I Manual Reusable Surgical Instruments, WIRE CATCHER, PCL, Class I Manual Reusable Surgical Instruments, PCL TWO-TUNNEL TEMPLATE, Class I Manual Reusable Surgical Instruments, DILATOR, PCL, 9x13mm, Class I Manual Reusable Surgical Instruments, STARTER SCREW BIORCI, Class I Manual Reusable Surgical Instruments, HAMMER, SLAP, DILATOR, Class I Manual Reusable Surgical Instruments, DISSECTOR BLUNT CURVED TRIGGER FINGER, Class I Manual Reusable Surgical Instruments, HANDLE, RATCHETING, Class I Manual Reusable Surgical Instruments, DRIVER BIORCI, Class I Manual Reusable Surgical Instruments, PROBE CALIBRATED, Class I Manual Reusable Surgical Instruments, ADJ KNOB ENDOBUTTON, Class I Manual Reusable Surgical Instruments, MODULAR T-HANDLE, Class I Manual Reusable Surgical Instruments, KNIFE NON-SERRATED, Class I Manual Reusable Surgical Instruments, MALLET WITH NYLON ENDS, Class I Manual Reusable Surgical Instruments, REPLACEMENT END CAPS FOR, Class I Manual Reusable Surgical Instruments, TRUKOR GAUGE, Class I Manual Reusable Surgical Instruments, DRILL GUIDE SPIKED TIP, Class I Manual Reusable Surgical Instruments, GUIDE FISH MOUTH TIP, Class I Manual Reusable Surgical Instruments, GUIDE CROWN TIP 2.9MM, Class I Manual Reusable Surgical Instruments, DRILL GUIDE OFFSET FISH M, Class I Manual Reusable Surgical Instruments, HOOK KNIFE, SHOULDER, Class I Manual Reusable Surgical Instruments, DRILL GUIDE, SLOTTED, SPIKE, Class I Manual Reusable Surgical Instruments, HANDLE, UNIVERSAL ENDOSCOPIC, Class I Manual Reusable Surgical Instruments, AIMER, ENDOFEMORAL NO, Class I Manual Reusable Surgical Instruments, BICEPTOR DRIVER, Class I Manual Reusable Surgical Instruments, 9MM TENDON FORK, Class I Manual Reusable Surgical Instruments, 8MM TENDON FORK, Class I Manual Reusable Surgical Instruments, 7MM TENDON FORK, Class I Manual Reusable Surgical Instruments, LARGE SUTURE PLATE IMPACTOR, DSP, Class I Manual Reusable Surgical Instruments, SMALL SUTURE PLATE, Class I Manual Reusable Surgical Instruments, MTO, SCRW DRVR, LOCKING,, Class I Manual Reusable Surgical Instruments, OPEN CURETTE, 4.5MM, XL, Class I Manual Reusable Surgical Instruments, OPEN CURETTE, 6MM,, Class I Manual Reusable Surgical Instruments, ELEVATOR, XL, Class I Manual Reusable Surgical Instruments, RASP, XL, Class I Manual Reusable Surgical Instruments, DRILL GUIDE CRVD FOR 2.3 SA CROWN, Class I Manual Reusable Surgical Instruments, DRILL GUIDE CRVD FOR 2.3 SA, Class I Manual Reusable Surgical Instruments, ACUFEX PINPOINT OUTSIDE-IN AMR ARM, LEFT, Class I Manual Reusable Surgical Instruments, ACUFEX PINPOINT OUTSIDE-IN, Class I Manual Reusable Surgical Instruments, ACUFEX PINPOINT DBL BNDL BLT SUPRT 5-6mm, Class I Manual Reusable Surgical Instruments, ACUFEX PINPOINT DBL BNDL BLT SUPRT 6-7mm, Class I Manual Reusable Surgical Instruments, ACUFEX PINPOINT DBL BNDL, Class I Manual Reusable Surgical Instruments, ACUFEX PINPOINT DBL BNDL BLT SUPRT 7-8mm, Class I Manual Reusable Surgical Instruments, ACUFEX PINPOINT INSIDE-OUT, Class I Manual Reusable Surgical Instruments, ACUFEX PINPOINT SINGLE BUNDLE GUIDE, 6mm, Class I Manual Reusable Surgical Instruments, ACUFEX PINPOINT SNGL BNDL, Class I Manual Reusable Surgical Instruments, ACUFEX PINPOINT SINGLE BUNDLE GUIDE, 8mm, Class I Manual Reusable Surgical Instruments, ACUFEX PINPOINT SINGLE, Class I Manual Reusable Surgical Instruments, ACUFEX PINPOINT DBL BNDL GD, LEFT 5-7mm, Class I Manual Reusable Surgical Instruments, ACUFEX PINPOINT DBL BNDL GD, LEFT 6-8mm, Class I Manual Reusable Surgical Instruments, ACUFEX PINPOINT DBL BNDL GD, RIGHT 5-6mm, Class I Manual Reusable Surgical Instruments, ACUFEX PINPOINT DBL BNDL GD, RIGHT 6-7mm, Class I Manual Reusable Surgical Instruments, ACUFEX PINPOINT DBL BNDL GD, RIGHT 7-8mm, Class I Manual Reusable Surgical Instruments, DRL GUIDE CRVD 2.3 AHR REV, Class I Manual Reusable Surgical Instruments, OBTURATOR TROC TIP FLEX CRVD GUIDE, Class I Manual Reusable Surgical Instruments, DRILL GUIDE SLOTTED SPIKE, Class I Manual Reusable Surgical Instruments, MICRORAPTOR DRILL GUIDE CROWN TIP, Class I Manual Reusable Surgical Instruments, MICRORAPTOR DRILL GUIDE CROWN TIP CURVED, Class I Manual Reusable Surgical Instruments, MICRORAPTOR DRILL GUIDE, Class I Manual Reusable Surgical Instruments, ACUFEX PINPOINT ADAPTER, Class I Manual Reusable Surgical Instruments, ACUFEX EXTRA ARTICULAR RECON FIBULAR GD, Class I Manual Reusable Surgical Instruments, ACUFEX EXTRA ARTICULAR, Class I Manual Reusable Surgical Instruments, ACUFEX EXTRA ARTICULAR RECON FEMORAL GD, Class I Manual Reusable Surgical Instruments, ACUFEX EXTRA ARTICULAR SHORT BULLET, Class I Manual Reusable Surgical Instruments, BIOSURE EASY TAP 6MM, Class I Manual Reusable Surgical Instruments, BIOSURE EASY TAP 7MM, Class I Manual Reusable Surgical Instruments, BIOSURE EASY TAP 8MM, Class I Manual Reusable Surgical Instruments, BIOSURE EASY TAP 9MM, Class I Manual Reusable Surgical Instruments, BIOSURE EASY TAP 10MM, Class I Manual Reusable Surgical Instruments, BANKART RASP, Class I Manual Reusable Surgical Instruments, KNIFE RASP, Class I Manual Reusable Surgical Instruments, BIOSURE DRIVER, Class I Manual Reusable Surgical Instruments, BIOSURE RATCHET DRIVER, Class I Manual Reusable Surgical Instruments, BIOSURE TAP 6MM, Class I Manual Reusable Surgical Instruments, BIOSURE TAP 7MM, Class I Manual Reusable Surgical Instruments, BIOSURE TAP 8MM, Class I Manual Reusable Surgical Instruments, BIOSURE TAP 9MM, Class I Manual Reusable Surgical Instruments, BIOSURE TAP 10MM, Class I Manual Reusable Surgical Instruments, ASSEMBLY ENDOBUTTON, Class I Manual Reusable Surgical Instruments, FLEXIBLE DRIVER BIOSURE, Class I Manual Reusable Surgical Instruments, ACUFEX, TUNNEL GAUGE, Class I Manual Reusable Surgical Instruments, Guide, Clancy Curved, Class I Manual Reusable Surgical Instruments, FLEXIBLE TAP BIOSURE 6MM, Class I Manual Reusable Surgical Instruments, FLEXIBLE TAP BIOSURE 7MM, Class I Manual Reusable Surgical Instruments, FLEXIBLE TAP BIOSURE 8MM, Class I Manual Reusable Surgical Instruments, FLEXIBLE TAP BIOSURE 9MM, Class I Manual Reusable Surgical Instruments, FLEXIBLE TAP BIOSURE 10MM, Class I Manual Reusable Surgical Instruments, Pick, Curved 90 Deg, Class I Manual Reusable Surgical Instruments, Pick, Curved 65 Deg, Class I Manual Reusable Surgical Instruments, Pick, Curved 45 Deg, Class I Manual Reusable Surgical Instruments, Elevator, Curved, Teardrop, Class I Manual Reusable Surgical Instruments, Curette, Curved, 90 Deg, Class I Manual Reusable Surgical Instruments, Probe, 2mm, Class I Manual Reusable Surgical Instruments, Pick, Straight, 90 Deg, Class I Manual Reusable Surgical Instruments, Pick, Straight, 65 Deg, Class I Manual Reusable Surgical Instruments, Pick, Straight, 40 Deg, Class I Manual Reusable Surgical Instruments, Curette, Open, 4mm, 15 Deg, Class I Manual Reusable Surgical Instruments, Curette, Open, 2.5mm, 30 Deg, Class I Manual Reusable Surgical Instruments, Curette, Open, 2.5mm, 15 Deg, Class I Manual Reusable Surgical Instruments, Curette, 90 Deg, Class I Manual Reusable Surgical Instruments, Curette, Closed, 3mm, 15 Deg, Class I Manual Reusable Surgical Instruments, Osteotome, 3mm, 15 Deg, Class I Manual Reusable Surgical Instruments, Osteotome, Straight, 4mm, Class I Manual Reusable Surgical Instruments, Osteotome, 20 Deg, 4mm, Class I Manual Reusable Surgical Instruments, Probe, Curved, 3mm, Class I Manual Reusable Surgical Instruments, Probe, 3mm, Class I Manual Reusable Surgical Instruments, Elevator, Cuved, Class I Manual Reusable Surgical Instruments, Curette, Open, 6mm, 15 Deg, Class I Manual Reusable Surgical Instruments, Pick Assist, Class I Manual Reusable Surgical Instruments, SUTUREFIX CURVED CROWN GUIDE S LENGTH, Class I Manual Reusable Surgical Instruments, SUTUREFIX CURVED CROWN, Class I Manual Reusable Surgical Instruments, Crosstrac Hip Guide, Class I Manual Reusable Surgical Instruments, Crosstrac Hip Guide Bullet, Class I Manual Reusable Surgical Instruments, DRILL GUIDE CROWN TIP REUSABLE XL, Class I Manual Reusable Surgical Instruments, DRILL GUIDE XL SPIKE TIP, Class I Manual Reusable Surgical Instruments, DRILL GUIDE CROWN TIP REUSABLE STD, Class I Manual Reusable Surgical Instruments, DRILL GUIDE S FISHMOUTH, Class I Manual Reusable Surgical Instruments, INLINE GUIDE SPIKE TIP BIORAPTOR KNO, Class I Manual Reusable Surgical Instruments, INLINE GUIDE CROWN TIP, Class I Manual Reusable Surgical Instruments, FEMORAL AIMER, Class I Manual Reusable Surgical Instruments, POST, PL FEMORAL, 6MM, Class I Manual Reusable Surgical Instruments, POST, PL FEMORAL, 7MM, Class I Manual Reusable Surgical Instruments, POST, PL FEMORAL, 8MM, Class I Manual Reusable Surgical Instruments, POST, PL FEMORAL, 9MM, Class I Manual Reusable Surgical Instruments, TIBIAL AIMER, LEFT, Class I Manual Reusable Surgical Instruments, TIBIAL AIMER, RIGHT, Class I Manual Reusable Surgical Instruments, POST, PL TIBIAL, 6MM, Class I Manual Reusable Surgical Instruments, POST, PL TIBIAL, 7MM, Class I Manual Reusable Surgical Instruments, POST, PL TIBIAL, 8MM, Class I Manual Reusable Surgical Instruments, POST, PL TIBIAL, 9MM, Class I Manual Reusable Surgical Instruments, POST, PL TIBIAL AIMER, 5MM, Class I Manual Reusable Surgical Instruments, POST, PL TIBIAL AIMER,, Class I Manual Reusable Surgical Instruments, POST, PL FEMORAL AIMER, 5MM, Class I Manual Reusable Surgical Instruments, POST, PL FEMORAL AIMER,, Class I Manual Reusable Surgical Instruments, LOCKING WRENCH, Class I Manual Reusable Surgical Instruments, LEFT CC Guide, Class I Manual Reusable Surgical Instruments, RIGHT CC GUIDE, Class I Manual Reusable Surgical Instruments, CC GUIDE BULLET WITHOUT STYLUS, Class I Manual Reusable Surgical Instruments, OPEN CURETTE S, Class I Manual Reusable Surgical Instruments, ACUFEX® DIRECTOR MRR, Class I Manual Reusable Surgical Instruments, ACUFEX® DIRECTOR MRR Drill, Class I Manual Reusable Surgical Instruments, AIMER GUIDE CURVE - RIGHT, Class I Manual Reusable Surgical Instruments, MRR OFFSET GUIDE, Class I Manual Reusable Surgical Instruments, 5 MM 10° OFFSET DRILL GUIDE, Class I Manual Reusable Surgical Instruments, 7 MM 10° OFFSET DRILL GUIDE, Class I Manual Reusable Surgical Instruments, 8 MM 10° OFFSET DRILL GUIDE, Class I Manual Reusable Surgical Instruments, 5 MM - 8 MM OFFSET, Class I Manual Reusable Surgical Instruments, TISSUE RETRACTOR HANDLE-, Class I Manual Reusable Surgical Instruments, SMALL TISSUE RETRACTOR PADDLES - KOLBEL, Class I Manual Reusable Surgical Instruments, LARGE TISSUE RETRACTOR, Class I Manual Reusable Surgical Instruments, ANTERIOR GLENOID TISSUE RETRACTOR, Class I Manual Reusable Surgical Instruments, MINI HOHMANN INFERIOR, Class I Manual Reusable Surgical Instruments, FUKUDA W/ FIBER OPTIC LIGHT TISSUE RETRACTOR, Class I Manual Reusable Surgical Instruments, GELPI TISSUE RETRACTOR, Class I Manual Reusable Surgical Instruments, DOUBLE POSTERIOR GLENIOID DRILL GUIDE, Class I Manual Reusable Surgical Instruments, SHORT BULLET GLENIOD DRILL, Class I Manual Reusable Surgical Instruments, 90° TISSUE RETRACTOR, Class I Manual Reusable Surgical Instruments, AIMER ENDOFEMORAL 4MM, Class I Manual Reusable Surgical Instruments, AIMER ENDOFEMORAL 5MM OFFSET (RED), Class I Manual Reusable Surgical Instruments, AIMER ENDOFEMORAL 6MM, Class I Manual Reusable Surgical Instruments, AIMER ENDOFEMORAL 7MM OFFSET (GOLD), Class I Manual Reusable SurgirInstruments, RASP, 5MM HALF ROUND, Class I Manual Reusable SurgirInstruments, RASP, 6MM HALF ROUND, Class I Manual Reusable Surgical Instruments, CHONDRAL PICK, 90 DEG, Class I Manual Reusable Surgical Instruments, CHONDRAL PICK, 20 DEG, Class I Manual Reusable Surgical Instruments, CHONDRAL PICK, 40 DEG SMALL DIA, Class I Manual Reusable Surgical Instruments, CHONDRAL PICK, 40 DEG, Class I Manual Reusable Surgical Instruments, AWL TAPERED 3.8MM, Class I Manual Reusable Surgical Instruments, MICROFRACTURE PICK, HIP, 30 DEGREE, Class I Manual Reusable Surgical Instruments, MICROFRACTURE PICK, HIP, 45, Class I Manual Reusable Surgical Instruments, MTO, FERKEL MICROFRACTURE PICK, 90, Class I Manual Reusable Surgical Instruments, MTO, FERKEL, Class I Manual Reusable Surgical Instruments, MTO, FERKEL MICROFRACTURE PICK, 40, Class I Manual Reusable Surgical Instruments, 7.0MM BICEPTOR TAP, Class I Manual Reusable Surgical Instruments, 8.0MM BICEPTOR TAP, Class I Manual Reusable Surgical Instruments, 9.0MM BICEPTOR TAP, Class I Manual Reusable Surgical Instruments, MICROFRACTURE PICK, HIP, 60 DEGREE, Class I Manual Reusable Surgical Instruments, MTO, DRILL GUIDE, 3.3MM, Class I Manual Reusable Surgical Instruments, MTO, DRILL GUIDE, 3MM, Class I Manual Reusable Surgical Instruments, AWL-DILATOR TWINFIX ULTRA, Class I Manual Reusable Surgical Instruments, AWL-DILATOR 4.5MM HEALICOIL, Class I Manual Reusable Surgical Instruments, AWL-DILATOR 5.5MM, Class I Manual Reusable Surgical Instruments, MICROFRACTURE PICK XL, 90 DEG HIP, Class I Manual Reusable Surgical Instruments, ACUFEX PINPOINT, BULLET 4, Class I Manual Reusable Surgical Instruments, AWL, INSERTION SITE MARKING, 45 DEGREES, Class I Manual Reusable Surgical Instruments, HEALICOIL RG DILATOR, Class I Manual Reusable Surgical Instruments, HEALICOIL RG DILATOR 5.5MM REUSABLE, Class I Manual Reusable Surgical Instruments, BIOSURE DRIVER 5MM, Class I Manual Reusable Surgical Instruments, ACUFEX EXTRA ARTICULAR LONG BULLET, Class I Manual Reusable Surgical Instruments, SUTUREFIX GUIDE ULTRA STRT, Class I Manual Reusable Surgical Instruments, HOOK PROBE 2.2MM, Class I Manual Reusable Surgical Instruments, PROBE HOOK 3.0MM, Class I Manual Reusable Surgical Instruments, CURETTE, CLOSED,3MM, Class I Manual Reusable Surgical Instruments, CURETTE, OPEN,7MM, Class I Manual Reusable Surgical Instruments, SHOULDER ROD,4MM, Class I Manual Reusable Surgical Instruments, SHOULDER GUIDE,8MM, Class I anual Reusable Durgical Instruments, DIAMOND RASP 45 DEG, Class I anual Reusable Surgical Instruments, DIAMOND RASP 90 DEG, Class I Manual Reusable Surgical Instruments, DRIVER ACL REDUX-1.9MM, Class I Manual Reusable Surgical Instruments, DRIVER ACL REDUX-2.3MM, Class I Manual Reusable Surgical Instruments, DRIVER ACL REDUX-2.4MM, Class I Manual Reusable Surgical Instruments, DRIVER ACL REDUX-2.7MM, Class I Manual Reusable Surgical Instruments, DRIVER ACL REDUX-3.4MM, Class I Manual Reusable Surgical Instruments, CHONDRAL PICKS: SML ASSY 40 DEG, Class I Manual Reusable Surgical Instruments, CHONDRAL PICKS: SML ASSY, Class I Manual Reusable Surgical Instruments, CHONDRAL PICKS, LRG ASSY 40 DEG, Class I Manual Reusable Surgical Instruments, CHONDRAL PICKS LRG ASSY 20, Class I Manual Reusable Surgical Instruments, ARM, ENDO-FEMORAL AIMER,5MM OFFSET, Class I Manual Reusable Surgical Instruments, ARM, ENDO-FEMORAL, Class I Manual Reusable Surgical Instruments, ARM, ENDO-FEMORAL AIMER,7MM OFFSET, Class I Manual Reusable Surgical Instruments, K-WIRE GUIDE .125, Class I Manual Reusable Surgical Instruments, HEAVY HOOK PROBE W/ HANDLE, Class I Manual Reusable Surgical Instruments, TUBULAR CHISEL 6.5 AMP, Class I Manual Reusable Surgical Instruments, TUBULAR CHISEL 8.5mm AMP, Classs I Manual Reusable Surgical Instruments, HARVESTING TAMP 6.5mm A.M.P., Class I Manual Reusable Surgical Instruments, HARVESTING TAMP 8.5mm, Class I Manual Reusable Surgical Instruments, DRILL GUIDE 6.5mm AMP, Class I Manual Reusable Surgical Instruments, DRILL GUIDE 8.5mm AMP, Class I Manual Reusable Surgical Instruments, DELIVERY TAMP 6.5mm A.M.P., Class I Manual Reusable Surgical Instruments, DELIVERY TAMP 8.5mm A.M.P., Class I Manual Reusable Surgical Instruments, DILATOR 2.7mm AMP, Class I Manual Reusable Surgical Instruments, DILATOR 3.5mm AMP, Class I Manual Reusable Surgical Instruments, DILATOR 4.5mm AMP, Class I Manual Reusable Surgical Instruments, DILATOR 6.5mm AMP, Class I Manual Reusable Surgical Instruments, DILATOR 8.5mm AMP, Class I Manual Reusable Surgical Instruments, MOSAIC PLASTY TUBULAR, Class I Manual Reusable Surgical Instruments, MOSAIC PLASTY, TUBULAR CHIS.3.5, Class I Manual Reusable Surgical Instruments, TAMP, HARVESTING 4.5mm AMP, Class I Manual Reusable Surgical Instruments, TAMP, HARVESTING 3.5mm, Class I Manual Reusable Surgical Instruments, TAMP, HARVESTING,2.7mm AMP, Class I Manual Reusable Surgical Instruments, DELIVERY TAMP 2.7mm A.M.P., Class I Manual Reusable Surgical Instruments, DELIVERY TAMP 3.5mm A.M.P., Class I Manual Reusable Surgical Instruments, DELIVERY TAMP 4.5mm A.M.P., Class I Manual Reusable Surgical Instruments, TUBULAR CHISEL GUARD, Class I Manual Reusable Surgical Instruments, REPAIR, TUBULAR CHISEL GUARD 3.5mm AMP, Class I Manual Reusable Surgical Instruments, DRILL GUIDE 2.7mm AMP, Class I Manual Reusable Surgical Instruments, DRILL GUIDE 3.5mm AMP, Class I Manual Reusable Surgical Instruments, DRILL GUIDE 4.5mm AMP, Class I Manual Reusable Surgical Instruments, ENDSCPC FEM AIM ARM, Class I Manual Reusable Surgical Instruments, DRIVER SCR 2.0MM CANN. W/3.5, Class I Manual Reusable Surgical Instruments, 6.0MM DILATOR, Class I Manual Reusable Surgical Instruments, 6.5MM DILATOR, Class I Manual Reusable Surgical Instruments, 7.0MM DILATOR, Class I Manual Reusable Surgical Instruments, 7.5MM DILATOR, Class I Manual Reusable Surgical Instruments, 8.0MM DILATOR, Class I Manual Reusable Surgical Instruments, 8.5MM DILATOR, Class I Manual Reusable Surgical Instruments, 9.0MM DILATOR, Class I Manual Reusable Surgical Instruments, 9.5MM DILATOR, Class I Manual Reusable Surgical Instruments, 10.0MM DILATOR, Class I Manual Reusable Surgical Instruments, 11.0MM DILATOR, Class I Manual Reusable Surgical Instruments, 12.0MM DILATOR, Class I Manual Reusable Surgical Instruments, PROBE, EXTENDED CANNULA 3MM, Class I Manual Reusable Surgical Instruments, HOOK PROBE SOLID 2.2MM X, Class I Manual Reusable Surgical Instruments, TAP BIORCI 7MM, Class I Manual Reusable Surgical Instruments, TAP BIORCI 8MM, Class I Manual Reusable Surgical Instruments, TAP BIORCI 9MM, Class I Manual Reusable Surgical Instruments, TAP BIORCI 10MM, Class I Manual Reusable Surgical Instruments, STARTER THREADED SCREW 7MM, Class I Manual Reusable Surgical Instruments, STARTER THREADED SCREW, Class I Manual Reusable Surgical Instruments, DRILL GDE, SPIKED TIP,6X3.5, Class I Manual Reusable Surgical Instruments, AWL,1.8MM W/3.5MM SHFT FOR 2.8, Class I Manual Reusable Surgical Instruments, GUIDE 2.3MM INLINE DRILL F, Class I Manual Reusable Surgical Instruments, GUIDE 2.3MM INLINE DRILL SPIKE TIP, Class I Manual Reusable Surgical Instruments, GUIDE 2.3MM INLINE DRILL, Class I Manual Reusable Surgical Instruments, FERKEL 15 OPEN CURETTE, 4MM, Class I anual Reusable Surgical Instruments, FERKEL 30 OPEN CURETTE,, Class I anual Reusable Surgical Instruments, FERKEL 15 OPEN CURETTE,, Class I Aanual Reusable Surgical Instruments, FERKEL ANTERIOR LESSION, Class I Manual Reusable Surgical Instruments, AWL 3.8MM KINSA RC, Class I Manual Reusable Surgical Instruments, AIMER ENDOFEMORAL 3MM | LAYO | 2024-02-20T00:00:00.000+01:00 | Smith&Nephew, Inc. - Endoscopy Division 150 Minuteman Road Andover Massachusetts 01810-1031 USA | 71935611, 71935612, 71935613, 71935615, 71935616, 71934971, 71935061, 71935074, 71935445, 71935455, 71935462, 71935614, 72205581, 72205583, 72205584, 72205585, 72205610, 72205142, 4283, 4291, 4295, 4296, 4297, 4432, 4433, 4434, 4435, 10001, 10161, 10525, 11502, 12701, 12707, 12716, 12722, 12724, 13124, 13550, 13554, 13642, 13643, 13670, 13671, 13672, 13673, 13949, 14270, 14271, 14528, 14621, 14800, 14803, 14815, 14846, 14847, 14848, 14851, 14896, 15185, 15186, 7205515, 7205517, 7205518, 7205519, 7205521, 7205522, 7205524, 7205525, 7205587, 7205588, 7205622, 7207103, 7207179, 7207193, 7207281, 7207282, 7207283, 7207285, 7207291, 7207292, 7207359, 7207639, 7207697, 7207707, 7208656, 7209134, 7209951, 7210584, 7210758, 72200867, 72200879, 72200948, 72201388, 72201389, 72201390, 72201391, 72201659, 72201706, 72201732, 72201737, 72202190, 72202191, 72202192, 72202193, 72202311, 72202312, 72202567, 72202583, 72202584, 72202628, 72202629, 72203156, 72203298, 72203425, 72203426, 72203427, 72203428, 72203429, 72203430, 72203431, 72203432, 72203433, 72203434, 72203435, 72203436, 72203437, 72203438, 72203439, 72203440, 72203441, 72203442, 72203443, 72203444, 72203445, 72203446, 72203447, 72203459, 72203460, 72203788, 72204991, 72204992, 72204993, 72204995, 72205038, 72205114, 72205115, 72205116, 72205117, 72205122, 72201190, 72201191, 72201192, 72201193, 72201194, 72201660, 72201661, 72201887, 72201888, 72201889, 72201890, 72201891, 72201892, 72201893, 72202544, 72203168, 72203169, 72203170, 72203252, 72203253, 72203254, 72203255, 72203256, 72203661, 72203662, 72203663, 72203665, 72203666, 72203670, 72203678, 72203679, 72203680, 72203681, 72203682, 72203683, 72203684, 72203686, 72203687, 72203688, 72203689, 72203691, 72203692, 72203703, 72203780, 72203781, 72204692, 72205063, 72201674, 72201727, 72203844, 72203845, 72203857, 72203859, 72202399, 72202400, 72201240, 72201241, 72201242, 72201243, 72201244, 72201245, 72201246, 72201247, 72201248, 72201249, 72201250, 72201969, 72201970, 72201971, 72201972, 72201973, 72201974, 72201975, 72201976, 72201977, 72201978, 72202547, 71934969, 71934970, 71934972, 71935071, 71935072, 71935073, 71935075, 71935076, 71935444, 71935446, 71935447, 71935448, 71935451, 71935452, 71935453, 71935454, 71935456, 71935457, 71935458, 71935460, 71935461, 71935610, 72201714, 72201715, 72201716, 72201717, 72201733, 72201734, 72201736, 72201883, 72201884, 72201885, 72201886, 72201915, 72202119, 72202120, 72202153, 72202154, 72202155, 72202195, 72202196, 72202197, 72202210, 72202226, 72202231, 72202633, 72202634, 72203335, 72203336, 72203338, 72203450, 72203453, 72203709, 72203710, 72204647, 72205123, 72205141, 3312, 3856, 12703, 12717, 13948, 13950, 14549, 14550, 14766, 14767, 14768, 14769, 14770, 14796, 14797, 14798, 14799, 14804, 14805, 14806, 7204612, 7204869, 7205493, 7205494, 7205495, 7205496, 7205499, 7205500, 7205501, 7205502, 7205505, 7205506, 7205509, 7205510, 7205511, 7205512, 7205513, 7207097, 7207098, 7207099, 7207105, 7207106, 7207107, 7207205, 7207206, 7207207, 7207208, 7207209, 7207210, 7207214, 7207215, 7207216, 7207230, 7207231, 7207268, 7207640, 7207641, 7207642, 7207643, 7207644, 7207645, 7207646, 7207647, 7207648, 7207649, 7207650, 7207760, 7207875, 7208661, 7208662, 7208663, 7208664, 7209371, 7209373, 7209500, 7209503, 72201105, 72201110, 72201111, 72201376, 72201377, 72201378, 72201379, 72201450, 72201713 | Ir | Pajisje mjekësore, Instrumenta shumëpërdorimësh që perdoren gjatë kirurgjive në shërbimin e ortopedisë, si edhe në shërbimin kirurgjisë së përgjithshme | Instrumenta shumeperdorimeshe
15813 | Biomet Orthopedics X-Ray Templates, Offset Tray System X-Ray Template SET of 3, Vanguard Complete Knee X-RayTemplates 115% Magnification, Vanguard Revision X-RayTemplates 115% Magnification Set of 21, Hybrid Glenoid X-Ray Template, Comprehensive Shoulder System X-Ray Template 115% Magnification, Versa-Dial™ Shoulder System Head X-Ray Templates, Comprehensive Shoulder System Primary Stem X-Ray Templates, Explor X-Ray Templates 3% Magnification Set of 2, Explor X-Ray Templates 5% Magnification Set of 2, Ringloc Bi-Polar Acetabular Components X-Ray Templates, Persona Partial Knee System Medial Cemented Implant Set X-Ray Template 115% Magnification, Freedom All Poly Cup X-ray Template 100%, Freedom All Poly Cup X-ray Template 110%, Freedom All Poly Cup X-ray Template 115%, Freedom All Poly Cup X-ray Template 120%, Comprehensive Shoulder System Humeral Micro Stem X-Ray Template 115% Magnification, Orthopedic Salvage System Reduced Size (RS) X-Ray Templates, 115% Magnification, Orthopedic Salvage System Standard X-Ray Templates, 115% Magnification, Vanguard SSK 360 Revision X-Ray Templates 115% Magnification Set of 48, Comprehensive Reverse Shoulder X-Ray Template 115% Magnification Set of 3, G7 Osseoti X-Ray Template 100% Magnification | T R I M E D | 2024-02-16T00:00:00.000+01:00 | Biomet Orthopedics 56 East Bell Drive P.O. Box 587 Warsaw, IN 46581 USA | NA, 152805, 184996, 184997, 406199, 406996, 407294, 407394, 418003, 418005, 11-165298, 97-5980-000-00, XR11-107122-2, XR11-107122-3, XR11-107122-4, XR11-107122-5, XRAY000294, XRAY151514, XRAY151515, XRAY184999, XRAY405801, XR110010239-1 | Klasa I | Biomet Orthopedics X-Ray Templates përdoren për të ndihmuar kirurgët në përcaktimin e madhësisë së implantit para operacionit. | Instrumenta shumeperdorimeshe
15814 | Lower Extremity Outer Base, Lock Fib/Comp Outer Base Tray, Lower Extremity Sm Complete Case, Medial Plate/Instrument Tray, Anterolateral Plate Tray, FCP/Calcaneal Plate Tray, Utility Tray, Lock Composite Plate Tray, Lock Anatomic Fib Plate Tray, Lock 2.7 Miscellaneous Screw Caddy, Lock 2.7 Miscellaneous Screw Caddy Lid, 2.7mm Screw Caddy Tags, 3.5 Mds/Cort Lp Caddy 10-70mm, A.L.P.S.® Distal Tibia & Fibula Sterile Tray, A.L.P.S.® Proximal Tibia Full Case, A.L.P.S.® Proximal Tibia Outer Case, A.L.P.S.® Proximal Tibia Plate Tray, A.L.P.S.® Proximal Tibia Auxiliary Tray, A.L.P.S.® Proximal Tibia Screw Caddy, A.L.P.S.® Proximal Tibia Screw Caddy Lid, A.L.P.S.® Foot Complete Case, A.L.P.S.® Foot Outer Base, A.L.P.S.® Foot Instrument Tray, A.L.P.S.® Foot Extension Lid, A.L.P.S.® Foot Extension Base, A.L.P.S.® Foot Xtension Complete Cs, A.L.P.S.® Cup/Cone Reamer Case, A.L.P.S.® Cup/Cone Reamer Base, A.L.P.S.® Cup/Cone Reamer Lid, A.L.P.S.® Foot 3.5 Implant/Instrument Base, A.L.P.S.® Foot 3.5 Implant Lid, A.L.P.S.® Foot 2.5 Screw/Imp Module, A.L.P.S.® Foot 2.7/3.5 Module Lids, A.L.P.S.® Foot 2.5 Screw/Implant Mod Lids, A.L.P.S.® Ste Foot Complete Case, Arthrodesis Nail Instruments Surgical Tray Ankle, Bi-Polar/Endo Head Instrument Case, Oxford Fixed Lateral Instrument Case 1 - Empty, DVR® Anatomic Sterilization Tray, DNP® Anatomic Tray Module, Screw Caddy DRT, Taperloc Complete Hip System Macro Sizes Femoral Instrument Case, Taperloc Complete Microplasty Hip Femoral Instrument Case, Alliance Insertion/Extraction Instrument Case #1, Alliance Reamers Instrument Case #2, Alliance Standard Broach Instrument Case #3, Vanguard Femoral Prep Instrument Case 72.5mm, Echo Bi-Metric Inner Tray / Full Proximal Profile, Echo Bi-Metric Inner Tray / Reduced Proximal Profile, Compress Reduced Resection Femoral Trials Instrument Case, Vanguard Regenerex Splined Stem Prep Instrument Case, Vanguard Microplasty Elite Femoral Prep Instrument Case, Vanguard Microplasty Elite Tibial Prep Instrument Case, Vanguard Rotating Platform (RP) Tibial Bearing Instrument Case, Vanguard Rotating Platform (RP) Instrument Prep Case 1, Vanguard Rotating Platform (RP) Instrument Prep Case 2, Vanguard Microplasty Elite Tibial Prep Tray Instrument Case, Vanguard Knee Tensor Instrument Case, Vanguard Femoral Surface Cut Blocks Instrument Case, Signature™ General Instrument Tray, Signature™ Handled Instrument Tray, Signature™ Tibial / Femoral Prep Tray, Signature™ Closed Case – 6 Inch Aesculap, Signature™ Femoral Trials Tray, Signature™ Tibial Trials Tray, Signature™ Series A Patella Prep Tray, Signature™ Open Tray – Large, Signature™ Open Tray – Medium, Signature™ Case – 6 Inch Outer, Instrument Tray Meniscal Cannula Instrument Tray, Interference Screw Tray, Graft Harvest Tray, Tibial Tunnel Tray, Femoral Tunnel Tray, EZLoc™ WasherLoc™ Tray 1, EZLoc™ WasherLoc™ Tray 2, Charlotte® Shoulder System Generic Instrument Tray, Lid Generic Full Size Lid, Charlotte® Instrument Case, Precision II Hand Instrument Case, Gentle Threads™ Instrument Case, Fanelli™ Instrument Sterilization Case, G7 Mini Tray C, G7 Mini Tray D, G7 Mini Tray E, G7 Mini Tray F, G7 Mini Tray G, G7 Provisional Head Half Tray 28mm-40mm, G7 Double Outer Case & Lid, G7 Mini Tray Rack, Comprehensive® Reverse Shoulder Superior Approach Instrument Case, Comprehensive® Instruments Access Instrument Case, G7 Size A/B Mini Tray, G7 Size H Mini Tray, G7 Size I Mini Tray, G7 Provisional HD Half Tray 32mm-44mm, Cannulated Screw Case 3.0MM, Cannulated Screw Case 4.0/5.0MM, Cannulated Screw Case 6.5/8.0MM, G7 Single Outer Case & Lid, G7 Outer Case Lid, G7 Impaction/Screw Tray Lid, Precision Targeting Case, Precision Implant Prep Case, Precision Curved Aimer Caddy, Precision Rigid Reamer Caddy, Precision Rigid Aimer Caddy, Precision IFS Tray, Precision Washerloc Tray, Precision ACL Lid, A.L.P.S.® Proximal Humerus Plating System Case & Tray, A.L.P.S.® Proximal Humerus Plating System Base, A.L.P.S.® Proximal Humerus Plating System Insert, A.L.P.S.® Proximal Humerus Plating System Caddy, A.L.P.S.® Proximal Humerus Plating System Lid, A.L.P.S.® Proximal Humerus Plating System Caddy Lid, Taperloc Complete Hip System Femoral Instrument Case 4mm- 20mm, Taperloc Complete Hip System Microplasty Femoral Instrument Case 4mm-20mm, G7 Freedom Provisional Mini Tray Size B-J 32/36, G7 Dual Mobility Instrument Tray, Hip Arthroscopy Instrumentation Case, Hip Arthroscopy Instrumentation Lid, Hip Arthroscopy Instrumentation Caddy Juggerknot Long, Hip Arthroscopy Instrumentation Caddy Hand Instruments, Hip Arthroscopy Instrumentation Caddy Mircofracture, G7 Efficient Instrument Tray, Echo Bi-Metric Microplasty Instrument Case, General Femoral Instrument Tray, ACL Switchcut Instrument Caddy, G7 Impaction Instrument Tray, G7 Screw Instrument Tray, Wave Tray Lid, Arcos One-Piece Revision System Instrument Tray, Arcos One-Piece Revision System RMR 8-18.5mm Tray, Arcos One-Piece Revision System RMR 19-22.5mm Tray, Taperloc Complete Hip System Microplasty Macro Femoral Instrument Case 20mm-24mm, Comprehensive Reverse Instrument Consolidation Case, Comprehensive Instrumentation Reverse Retractor Case, Comprehensive Instrumentation Revision Consolidation Case, Comprehensive Instrumentation Reverse Consolidation Glenosphere Bin, Comprehensive Instrumentation Reverse Consolidation Humeral Bearing Bin, Comprehensive Instrumentation Reverse Consolidation General Bin, Comprehensive Instrumentation Reverse Consolidation Revision Humeral Bearing Bin, Comprehensive Shoulder System Metal Instrument Case, Orthopedic Salvage System (OSS) Femoral Bone Preparation - Case 1, Orthopedic Salvage System (OSS) Tibial Bone Preparation - Case 2, Orthopedic Salvage System (OSS) Reamers - Case 3, Orthopedic Salvage System (OSS) Standard Femoral Provisionals - Case 4, Orthopedic Salvage System (OSS) Segmental Provisionals - Case 5, Orthopedic Salvage System (OSS) RS Provisionals - Case 6, Orthopedic Salvage System (OSS) Short Provisional Stems - Case 7, Orthopedic Salvage System (OSS) Long Provisional Stems - Case 8, Orthopedic Salvage System (OSS) Standard Tibial Provisionals - Case 9, Orthopedic Salvage System (OSS) Standard Tibial Provisionals - Case 10, Orthopedic Salvage System (OSS) RS Tibial Provisionals - Case 11, Orthopedic Salvage System (OSS) General Instruments - Case 12, Orthopedic Salvage System (OSS) General Instruments - Case 13, Orthopedic Salvage System (OSS) General Instruments - Case 14, Orthopedic Salvage System (OSS) Proximal/Total Femoral - Case 15, G7 Dual Mobility Instrument Tray Base Only, Case Lid, Affixus® Instrument Case 2, Affixus® Instrument Case 1, Affixus® Screw Removal Instrument Case, Clavicle Pin Case Assembly, DVR® Crosslock Complete Case And Tray, DVR® Crosslock Tray Base, DVR® Crosslock Tray Lid, DVR® Crosslock Screw Caddy, DVR® Crosslock High Capacity Screw Caddy, DVR® Crosslock Wrist Tray, VPC System - Tray Lid, MAX VPC® System - Tray Base, MAX VPC® System - Screw Caddy, Fragment Plate Module, F3 Fragment Plating System Tray, F3 Fragment Plat System Miscellaneous Bin, Elbow Locked Plating System Tray Set, Elbow Tray Base, Instrumentation Tray, 3.5 Implant Tray, 3.5 Caddy, 2.5 Caddy, 3.5 Caddy Lid, 2.5 Caddy Lid, A.L.P.S.® Elbow System Long Plates Outer Tray, A.L.P.S.® Elbow System Long Plates Tray Lid, Hand FX System Sterilization Tray, Hand FX System 1.5mm Module, Hand FX System 2.5mm Module, Hand FX System Instrument Tray, Hand FX System Instrument Case, Hand FX System Instrument Case Lid, Hand FX Stocking Mod - 2.5mm, DVR® Anatomic Sterile Tray, ALPS Clavicle Case – Lid, ALPS Clavicle Case – Base, ALPS Clavicle Case – Screw Caddy, Classic Set, Flexible Reamer Case, Tibial Tray Entry And Locking, Tibial Tray Jigs, VersaNail® Core Tibial Tray, VersaNail® Low Profile Jig Tibial Tray, VersaNail® Femoral Case Entry & Jigs, VersaNail® Femoral Case Locking & Extract, Humeral Nail Tray, Humeral Nail Screw Caddie, Humeral Nail Tray 2, 4.5mm Cortical Screw Caddy, 5.5mm Cortical Screw Caddy, Utility Caddy, Olmed Hip FX System Empty Case, Small Fragment Plate Module, Small Fragment 3.5/4.0 Module, Locking Fragment System Small Complete Case, Locking Fragment System Small Outer Base, Plating Base Lid, Plating 3/4 Inner Tray Lid, Locking Fragment System Small Flip Tray, Locking Fragment System Small Screw Instrumentation Tray, Locking Fragment System Small Reduction Instrumentation Tray, Locking Fragment System Small Implant Module, Locking Fragment System Small 3.5/4.0 Caddy, Locking Fragment System Small 3.5/4.0 Caddy Lids, Locking Fragment System Small 2.7/4.0 Non-locking Caddy, Locking Fragment System Small 2.7/4.0 Non-locking Caddy Lids, A.L.P.S.® Fragment System Small Sterile Tray, Locking Fragment System Large Instrument Case, Locking Fragment System Large Instrument Outer Base, Locking Fragment System Large Instrument Lift Out, Locking Fragment System Large Instrument Tray 1, Locking Fragment System Large 4.5/5.5 Screw Caddy, Locking Fragment System Large 6.5 Screw Caddy, Locking Fragment System Large 6.5 Screw Caddy Lid, Locking Fragment System Large Plate Case Complete, Locking Fragment System Large Plate Case Outer, Locking Fragment System Large Plate Case Tibia Lift Out, Locking Fragment System Large Plate Case Tray 1, Locking Fragment System Large Plate Case Tray 2, A.L.P.S.® Fragment System Large Sterile Case, Lower Extremity Complete Case, Exact Alliance Reamer Instrument Case, Bi-Metric Collared Standard Plate, Bi-Metric Collarless Plate - Standard, Bi-Metric Collarless Plate - Lateralized, Freedom All Poly Standard Liner Instrument Case, Vanguard M Tibia Instrument Case, Vanguard PFR Replacement Instrument Case, ExploR® Modular Radial Heads Instrument Case, Vanguard CR Femoral Trials 55mm/70mm Instrument Case, Comprehensive® Primary Shoulder Broach Instrument Case, Comprehensive® Primary Shoulder Reamer Instrument Case, Comprehensive® Versa-Dial® Head Instrument Case, Compress Short Segment Femoral Triple Reamer Instrument Case, Comprehensive® SRS Instrument Case Tray 1, Comprehensive® SRS Instrument Case Tray 2, Comprehensive® SRS Instrument Case Tray 3, Comprehensive® SRS Instrument Case Tray 4, Comprehensive® SRS Instrument Case Tray 5, Vanguard General Instrument Case, Vanguard Microplasty Femoral Prep Instrument Case, Vanguard Microplasty Tibial Prep Instrument Case, Vanguard PS Femoral Trials Instrument Case, Vanguard CR Femoral Trials Instrument Case, Vanguard PS Box Resection Instrument Case, Vanguard Femoral Augment Trial Instrument Case, Vanguard Tibial Augment Trial Instrument Case, Vanguard Premier Femoral Prep Instrument Case, Vanguard Premier Tibial Prep Instrument Case, Vanguard Premier Microplasty Macro Femoral Prep Case, Vanguard Premier Microplasty Micro Femoral Prep Case, Microplasty Total Knee Retractor Instrument Case, Vanguard Premier Femoral Block Instrument Case, Vanguard Series A Complete Mill Resurface Patella Instrument Case, Vanguard AS Bearing Trial Instrument Case, Vanguard Revision Stem Trials/Reamers Instrument Case, Vanguard Revision Femoral Prep Instrument Case, Vanguard Revision Tibial Prep Instrument Case, Vanguard Universal CR Bearing Instrument Case, Vanguard Universal 5-in-1 Bearing Instrument Case, Vanguard Revision Box Resection Instrument Case, Vanguard Revision Femoral Trial Instrument Case, Vanguard Series A Resurfacing Patella Instrument Case, Vanguard Anterior Referencing Femoral Prep Instrument Case, Compress Instrument Case, Taperloc Complete Hip System Femoral Instrument Case, Biomet Orthopedics Cases and Trays, Comprehensive Reverse Shoulder Screw Caddy, Vanguard 360 Revision General Instruments Metal Case, Vanguard 360 Revision Tibial Preparation Metal Case, Vanguard 360 Revision Tibial Augments Metal Case, Vanguard 360 Revision Reamer Metal Case, Vanguard 360 Revision Long Stem Even Dia Metal Case, Vanguard 360 Revision Femoral Preparation Metal Case, Vanguard 360 Revision 5-IN-1 Locking Tibial Trials Metal Case, Vanguard 360 Engraved Reamers Metal Instrument Case, Vanguard 360 Revision Even & Odd Dia Stems Metal Case, Vanguard 360 Revision Long Stem Odd Dia Metal Case, Vanguard 360 Revision Femoral Trials 55mm-62.5mm Metal Case, Vanguard 360 Revision Femoral Trials 65mm-72.5mm Metal Case, Vanguard 360 Revision Femoral Trials 75mm-80mm Metal Case, Vanguard 360 Revision Knee Instrument Case Plastic Lid, Carpal Tunnel Release Instrument Case, Maxim Patella Instrument Case, Maxim Constrained Resection Instrument Case, Maxim Reamer/Stem Instrument Case, Maxim General Instrument Case, Comprehensive® Proximal Humerus Fracture Instrument Case, Arcos General Instrument Case, Arcos Assembly/Disassembly Instrument Case, Arcos Broach & Calcar Instrument Case, Arcos Cone Trials Instrument Case, Arcos STS Distal Trials/Reamers 150/250mm Instrument Case, Arcos STS Distal Trials Reamers 190mm Instrument Case, Arcos Flexible Reamers Instrument Case, Arcos Interlocking Distal Stem Instrument Case, Arcos Trochanteric/Bolt Instrument Case, Arcos Porous Distal Transition Reamers Instrument Case, Arcos Porous Distal Trials Instrument Case, Arcos Macro Proximal Body Instrument Case, Arcos Macro Tapered Reamers and 115/300mm Trials Instrument Case, Arcos Macro 150/200/250mm Porous Distal Trials Instrument Case, Arcos Macro 21-25mm x 150mm STS Reamers and Trials Instrument Case, Arcos Macro 26-30mm x 150mm STS Reamer and Trials Instrument Case, Arcos Macro 21-25mm x 190mm STS Reamer and Trials Instrument Case, Arcos Macro 26-30mm x 190mm STS Reamer and Trials Instrument Case, Arcos Macro Flexible Reamers Instrument Case, Vanguard SSK One-Piece Constrained Tibial Trial Instrument Case, Vanguard PS One-Piece Tibial Trial Instrument Case, Vanguard PS+ One-Piece Tibial Trial Instrument Case, Comprehensive® Shoulder System Instrument Case, Comprehensive® Shoulder System Micro Stem Instrument Case, Compress Triple Reamer Instrument Case, Maxim Instrument Case – Patella Mill Instrument Case, Ascent Instrument Case 3, Exact Hip General Instrument Case #1, Exact Hip General Instrument Case #2, Exact™ Taperloc™ Broach Instrument Case | T R I M E D | 2024-02-16T00:00:00.000+01:00 | Biomet Orthopedics 56 East Bell Drive P.O. Box 587 Warsaw, IN 46581 USA | 829953001, 829953002, 829953003, 829953010, 829953011, 829953012, 829953013, 829953015, 829953016, 829953030, 829953031, 829953032, 829953040, 829953500, 829958100, 829958101, 829958102, 829958103, 829958104, 829958106, 829960000, 829960001, 829960002, 829960003, 829960004, 829960005, 829960006, 829960007, 829960008, 829960020, 829960021, 829960030, 829960031, 829960040, 829960041, 829961000, 14-440060, 31-479285, 32-423394, DRT, DRTDM, DRTSC, 595541, 595542, 595551, 595552, 595553, 595601, 595612, 595613, 595666, 596036, 596100, 596101, 596106, 596107, 596108, 596201, 596701, 596702, 597001, 597002, 597003, 597010, 597011, 597012, 597013, 597021, 597022, 597030, 900300, 900762, 900763, 900764, 900765, 900767, 900768, 903734, 903740, 904850, 904852, 905653, 909810, 110002763, 110002764, 110002765, 110002766, 110002767, 110002768, 110002769, 110002770, 110003162, 110003488, 110004130, 110004131, 110004132, 110004133, 110008469, 110008471, 110008481, 110010236, 110010238, 110010337, 110016869, 110016870, 110016872, 110016873, 110016874, 110016875, 110016876, 110016877, 110018101, 110018102, 110018103, 110018104, 110018105, 110018106, 110018253, 110018255, 110018290, 110024747, 110024748, 110024749, 110024750, 110024751, 110024752, 110025612, 110025763, 110026862, 110026911, 110027265, 110027266, 110027267, 110027336, 110027337, 110027338, 110028057, 110028913, 110028914, 110028915, 110028920, 110028921, 110028922, 110028923, 110030060, 110030537, 110030538, 110030539, 110030540, 110030541, 110030542, 110030543, 110030544, 110030545, 110030546, 110030547, 110030548, 110030549, 110030550, 110030551, 110030704, 110031221, 211201000, 211201001, 211201800, 212960000, 231200001, 231200002, 231200003, 231200004, 231200005, 231200006, 231201001, 231201002, 231201003, 231207002, 231207011, 231207013, 231218100, 231218101, 231218103, 231218104, 231218105, 231218106, 231218107, 231218108, 231218110, 231218121, 231220000, 231220001, 231220002, 231220004, 231220005, 231220006, 231220007, 231220410, 233501001, 233501003, 233501004, 281002016, 281012014, 281012015, 281012029, 281012030, 281013030, 281013031, 281017030, 281017031, 281017032, 829910045, 829910055, 829910111, 829910500, 829940010, 829940030, 829951000, 829951001, 829951004, 829951006, 829951010, 829951011, 829951012, 829951013, 829951020, 829951021, 829951030, 829951031, 829951500, 829952000, 829952001, 829952002, 829952003, 829952010, 829952020, 829952021, 829952040, 829952041, 829952042, 829952050, 829952051, 829952200, 829953000, 595106, 595112, 595113, 595114, 595120, 595174, 595215, 595220, 595240, 595257, 595258, 595259, 595272, 595293, 595294, 595295, 595296, 595297, 595301, 595302, 595303, 595304, 595305, 595308, 595309, 595310, 595311, 595312, 595313, 595314, 595317, 595318, 595319, 595320, 595321, 595335, 595336, 595337, 595338, 595339, 595340, 595341, 595342, 595535, 595540, NA, 180578, 591700, 591701, 591703, 591704, 591706, 591707, 591708, 591709, 591717, 591718, 591720, 591721, 591722, 591798, 592027, 592210, 592212, 592215, 592220, 592221, 593100, 593101, 593102, 593103, 593104, 593105, 593106, 593107, 593108, 593109, 593110, 593111, 593112, 593113, 593114, 593115, 593116, 593117, 593118, 593411, 593412, 593413, 593691, 593693, 595005, 595016, 595075, 595100, 595101, 595104 | Klasa I | Biomet Orthopedics Cases and Trays përdoren për të lehtësuar organizimin, identifikimin, ruajtjen, transportimin, sterilizimin dhe ripërpunimin e instrumenteve të pajtueshme të Zimmer Biomet dhe implanteve josterile aty ku është e aplikueshme. | Instrumenta shumeperdorimeshe
15815 | Comprehensive SRS, Revision, Proximal Body Impactor, Small, Comprehensive SRS, Revision, Proximal Body Impactor, Large, Comprehensive SRS, Tumor Style, Proximal Body Impactor, Versa-Dial Head Sizer Plate, ExploR™ Modular Radial Heads Offset Handle, Bone Dowel Handle, 3.2mm Guide Pin Handle Assembly, ZipLoop Puller, Cannulated Dilator Handle Hex Driver, Femoral Aimer Handle, Universal Ratchet Handle, Arcos Proximal Inserter Knob, Comprehensive Instrumentation Bearing Assembly Tool, Mini Ratchet Handle AO, Small Ratchet Handle AO, Offset Orientation Block and Impactor Base, HydroDam Reusable Modular Obturator Handle, 1/4 in Humeral Tray Taper Hex Driver, Vanguard Peg Wrench, PerFuse Slide Hammer Adapter, PerFuse Strike Cap, PerFuse Decompression Handle, APS Non-sterile Counterbalance, Biomet Biologics Mini Counterbalance, Biomet Biologics Counterbalance, Biomet Orthopedics Surgical Instruments, and Counterbalances, Mosaic Humeral Taper Impactor, Comprehensive SRS, Distal Body Impactor, Comprehensive SRS, Impactor Base | T R I M E D | 2024-02-16T00:00:00.000+01:00 | Biomet Orthopedics 56 East Bell Drive P.O. Box 587 Warsaw, IN 46581 USA | 405230, 405231, 405232, 407293, 418078, 900716, 903721, 904776, 907765, 909623, 909733, 110010419, 110017268, 110017406, 110017408, 110027886, 110028430, 110028489, 32-486122, 800-0543, 800-0544, 800-0545, 800-0513, 800-0505, 800-0508, NA, 405052, 405191, 405219 | Klasa I | Biomet Orthopedics Surgical Instruments, janë instrumenta që përdoren me qëllim për të lehtësuar implantimin dhe ekplantimin e implanteve përkatëse të përputhshme Zimmer Biomet. Counterbalances përdoren në centrifugim për të kundërbalancuar transfuzuinin e gjakut autolog dhe sistemet e procesimit të palcës kurrizore. | Instrumenta shumeperdorimeshe
15828 | Eleganza 2/ 1 GR | MSE | 2024-02-20T00:00:00.000+01:00 | L I N E T spol. s r.o. Želevčice 5 , 274 01 Slaný Czech Republic | 1GR | Klasa I | Shtrat pacienti , spitalore elektrik | Pajisje mobilim spitalor
15980 | Dual flow gastric aspiration tube - 06Fr - L.60cm - PVC, Dual flow gastric aspiration tube - 08Fr - L.60cm - PVC , Dual flow gastric aspiration tube - 10Fr - L. 90cm - PVC, Dual flow gastric aspiration tube - 12Fr - L. 120cm - PVC , Dual flow gastric aspiration tube - 14Fr - L.120cm - PVC , Dual flow gastric aspiration tube - 16Fr - L.120cm - PVC , Dual flow gastric aspiration tube - 18Fr - L. 120cm - PVC, Dual flow gastric aspiration tube - 21 Fr - L.120cm - PVC , Dual flow gastric aspiration tube - 30Fr - L. 120cm - PVC, Dual flow gastric aspiration tube - 36Fr - L.120cm - PVC , Dual flow gastric aspiration tube - 06Fr - L.60cm - PVC , Dual flow gastric aspiration tube - 08Fr - L.60cm - PVC, Dual flow gastric aspiration tube - 10Fr - L. 90cm - PVC , Dual flow gastric aspiration tube -12Fr - L.120cm - PVC , Dual row gastric aspiration tube - 14Fr - L. 120cm - PVC, Dual flow gastric aspiration tube -16Fr - L.120cm - PVC , Dual flow gastric aspiration tube -18Fr - L. 120cm - PVC , Dual flow gastric aspiration tube - 21 Fr - L. 120cm - PVC , Nutrisafe2 - Gastric aspiration tube - 06Fr - L.60cm, Nutrisafe2 - Gastric aspiration tube - 08Fr - L.60em, Dual flow gastric aspiration tube - 06Fr - L.60em - PUR , Dual flow gastric aspiration tube - 08Fr - L.60em - PUR , Dual flow gastric aspiration tube - 1 OFr - L. 90em - PUR , Dual flow gastric aspiration tube - 12Fr - L.120em - PUR , Dual flow gastric aspiration tube - 14Fr - L.120em - PUR , Dual flow gastric aspiration tube - 16Fr - L.120em - PUR , Dual flow gastrie aspiration tube - 18Fr - L.120em - PUR , Dual flow gastric aspiration tube - 21 Fr - L. 120em - PUR , Nutrisafe2 - Gastric aspirator , Neosump - Gastric aspirator - Ø0 2.0 mm - 6Fr - 600 mm , Neosump - Gastric aspirator -Ø 0 2.5 mm - 8Fr - 600 mm, Neosump - Gastric aspirator - Ø0 3.3 mm - 1 0Fr - 900 mm | GREEMED | 2024-02-20T00:00:00.000+01:00 | Vygon 5 rue Adeline 95440 Ecouen France | 340.06, 340.08, 340.10, 340.12, 340.14, 340.16, 340.18, 340.21, 340.30, 340.36, 80340.06B , 80340.08B , 80340.10B, 80340.12B, 80340.14B , 80340.16B , 80340.18B , 80340.21B, 340.062, 340.082, 1340.06, 1340.08, 1340.10, 1340.12, 1340.14, 1340.16, 1340.18, 1340.21, 534.082, 5382.06, 5382.08, 5382.10 | Klasa IIa | Tube gastrike per aspirim | Tjeter
15962 | Multicath 4 UP,8.5 Fr,30 cm, Multicath 4+,8.5 Fr,20cm, Multicath 4 S,8.5 Fr,20cm, Multicath 4 UP,8.5 Fr,20 cm, Multicath 4,8.5 Fr,30cm, Multicath 4 S,8.5 Fr,30cm, Multicath 4,8.5 Fr,20 cm, Multicath 4 S,8.5 Fr,16cm, Multicath 4,8.5 Fr,12.5cm, Multicath 4 UP,8.5 Fr,16cm, Multicath 4+,8.5 Fr,16cm, Multicath 4,8.5 Fr,16cm, Multicath 4 UP,8.5 Fr,12.5cm, Multicath 4,8.5 Fr,20cm | GREEMED | 2024-02-20T00:00:00.000+01:00 | Vygon GmbH & Co.KG,Prager Ring 100,D-52070 Aachen,Germany | 158.372, 159.209, 158.252, 158.270, 158.272, 158.300, 158.370, 158.207, 158.170, 158.352, 158.052, 158.172, 158.169, 158.167, 158.152, 158.125, 158.072, 158.200, 158.20 | Klasa IIa | Kateter central venoz | Tjeter
16025 | Polyperf-huber needle with tubing without lateral injection site,curved needle with luer lock and clamp,15mm,22G,0.7mm,25 cm, Polyperf-huber needle with tubing without lateral injection site,curved needle with luer lock and clamp,17mm,22G,0.7mm,25 cm, Polyperf-huber needle with tubing without lateral injection site,curved needle with luer lock and clamp,20mm,22G,0.7mm,25cm, Polyperf-huber needle with tubing without lateral injection site,curved needle with luer lock and clamp,25mm,22G,0.7mm,25 cm, Polyperf-huber needle with tubing without lateral injection site,curved needle with luer lock and clamp,30mm,22G,0.7mm,25 cm, Polyperf-huber needle with tubing without lateral injection site,curved needle with luer lock and clamp 35mm,22G,0.7mm,25 cm, Polyperf-huber needle with tubing without lateral injection site,curved needle with luer lock and clamp,15mm,20G,0.9mm,25cm, Polyperf-huber needle with tubing without lateral injection site,curved needle with luer lock and clamp,17mm,20G,0.9mm,25cm, Polyperf-huber needle with tubing without lateral injection site,curved needle with luer lock and clamp,20 mm,20G,0.9mm,25 cm, Polyperf-huber needle with tubing without lateral injection site,curved needle with luer lock and clamp,25mm,20G,0.9mm,25 cm, Polyperf-huber needle with tubing without lateral injection site,curved needle with luer lock and clamp,30mm,20G,0.9mm,25 cm, Polyperf-huber needle with tubing without lateral injection site,curved needle with luer lock and clamp,35mm,20G,0.9mm,25 cm, Polyperf-huber needle with tubing without lateral injection site,curved needle with luer lock and clamp,15mm,19G,1.1mm,25 cm, Polyperf-huber needle with tubing without lateral injection site,curved needle with luer lock and clamp,17mm,19G,1.1mm,25 cm, Polyperf-huber needle with tubing without lateral injection site,curved needle with luer lock and clamp,20mm,19G,1.1mm,25 cm, Polyperf-huber needle with tubing without lateral injection site,curved needle with luer lock and clamp,25mm,19G,1.1mm,25 cm, Polyperf-huber needle with tubing without lateral injection site,curved needle with luer lock and clamp,30mm,19G,1.1mm,25 cm, Polyperf-huber needle with tubing without lateral injection site,curved needle with luer lock and clamp,35mm,19G,1.1mm,25 cm, Polyperf-huber needle with tubing and lateral injection site,15mm,22G,0.7mm,25 cm, Polyperf-huber needle with tubing and lateral injection site,20mm,22G,0.7mm,25 cm, Polyperf-huber needle with tubing and lateral injection site,25mm,22G,0.7mm,25 cm, Polyperf-huber needle with tubing and lateral injection site,30mm,22G,0.7mm,25 cm, Polyperf-huber needle with tubing and lateral injection site,35mm,22G,0.7mm,25 cm, Polyperf-huber needle with tubing and lateral injection site,15mm,20G,0.9mm,25 cm, Polyperf-huber needle with tubing and lateral injection site,30mm,20G,0.9mm,25 cm, Polyperf-huber needle with tubing and lateral injection site,35mm,20G,0.9mm,25 cm, Polyperf-huber needle with tubing and lateral injection site,20mm,20G,0.9mm,25 cm, Polyperf-huber needle with tubing and lateral injection site,25mm,20G,0.9mm,25 cm, Polyperf-huber needle with tubing and lateral injection site,15mm,19G,1.1mm,25 cm, Polyperf-huber needle with tubing and lateral injection site,30mm,19G,1.1mm,25 cm, Polyperf-huber needle with tubing and lateral injection site,35mm,19G,1.1mm,25 cm, Polyperf-huber needle with tubing and lateral injection site,20mm,19G,1.1mm,25 cm, Polyperf-huber needle with tubing and lateral injection site,25mm,19G,1.1mm,25 cm | GREEMED | 2024-02-20T00:00:00.000+01:00 | Perouse Medical Route du Manoir 60173 IVRY LE TEMPLE-FRANCE | 581507, 581707, 582007, 582507, 583007, 583507, 581509, 581709, 582009, 582509, 583009, 583509, 581511, 581711, 582011, 582511, 583011, 583511, 591507, 592007, 592507, 593007, 593507, 591509, 593009, 593509, 592009, 592509, 591511, 593011, 593511, 592011, 592511 | Klasa IIa | Age e indikuar për administrimin ose tërheqjen e lëngjeve nga portat e implantuara. | Tjeter
15963 | Lifecath PICC easy 3Fr,60cm,1L, Lifecath PICC easy 4Fr,60 cm,1L, Lifecath PICC easy 5Fr,60cm,1L | GREEMED | 2024-02-20T00:00:00.000+01:00 | Vygon GmbH & Co.KG,Prager Ring 100,D-52070 Aachen,Germany | 1295.113, 1295.15, 1295.14, 1295.13, 1295.114, 1295.115 | Klasa III | Kateter central venoz,nje lumen | Tjeter
15981 | PT Graphix ™ Guidewire with ICE™ Hydrophilic Coating, ChoICE™ Magnet Guidewire with ICE™ Hydrophilic Coating, Luge™ Magnet Guidewire with ICE™ Hydrophilic Coating, Mailman™ Magnet Guidewire with ICE™ Hydrophilic Coating, ChoICE™ PT Magnet Guidewire with ICE™ Hydrophilic Coating, PT Graphix ™ Magnet Guidewire with ICE™ Hydrophilic Coating, ChoICE™ Guidewire with ICE™ Hydrophilic Coating, Luge™ Guidewire with ICE™ Hydrophilic Coating, Mailman™ Guidewire with ICE™ Hydrophilic Coating, ChoICE™ PT Guidewire with ICE™ Hydrophilic Coating | MONTAL | 2024-02-20T00:00:00.000+01:00 | Boston Scientific Corporation, 300 Boston Scientific Way, Marlborough, MA 01752 USA. | Single Pack / 5 Pack : H7491215501J1 / H7491215501J2, Single Pack / 5 Pack : H74914902011 / H74914902012, Single Pack / 5 Pack : H7491490201J1 / H7491490201J2, Single Pack / 5 Pack : H74914914011 / H74914914012, Single Pack / 5 Pack : H7491491401J1 / H7491491401J2, Single Pack / 5 Pack : H74914905011 / H74914905012, Single Pack / 5 Pack : H7491490501J1 / H7491490501J2, Single Pack / 5 Pack : H74914903011 / H74914903012, Single Pack / 5 Pack : H7491490301J1 / H7491490301J2, 5 Pack : H7491213201M2, 5 Pack : H7491213201MJ2, 5 Pack : H7491213501M2, 5 Pack : H7491213501MJ2, 5 Pack : H7491213301M2, 5 Pack : H7491213301MJ2, 5 Pack : H7491213401M2, 5 Pack : H7491213401MJ2, 5 Pack : H7491213001M2, 5 Pack : H7491213001MJ2, 5 Pack : H7491213601M2, 5 Pack : H7491213601MJ2, 5 Pack : H7491216001M2, 5 Pack : H7491216001MJ2, 5 Pack : H7491216101M2, 5 Pack : H7491216101MJ2, 5 Pack : H7491490201M2, 5 Pack : H7491490201MJ2, 5 Pack : H7491490501M2, 5 Pack : H7491490501MJ2, 5 Pack : H7491490301M2, 5 Pack : H7491490301MJ2, Single Pack / 5 Pack : H74912132011 / H74912132012, Single Pack / 5 Pack : H7491213201J1 / H7491213201J2, Single Pack / 5 Pack : H74912116011 / H74912116012, Single Pack / 5 Pack : H7491211601J1 / H7491211601J2, Single Pack / 5 Pack : H74912135011 / H74912135012, Single Pack / 5 Pack : H7491213501J1 / H7491213501J2, Single Pack / 5 Pack : H74912119011 / H74912119012, Single Pack / 5 Pack : H7491211901J1 / H7491211901J2, Single Pack / 5 Pack : H74912133011 / H74912133012, Single Pack / 5 Pack : H7491213301J1 / H7491213301J2, Single Pack / 5 Pack : H74912117011 / H74912117012, Single Pack / 5 Pack : H7491211701J1 / H7491211701J2, Single Pack / 5 Pack : H74912134011 / H74912134012, Single Pack / 5 Pack : H7491213401J1 / H7491213401J2, Single Pack / 5 Pack : H74912118011 / H74912118012, Single Pack / 5 Pack : H7491211801J1 / H7491211801J2, Single Pack / 5 Pack : H74912130010 / H74912130012, Single Pack / 5 Pack : H7491213001J0 / H7491213001J2, Single Pack / 5 Pack : H74912100010 / H74912100012, Single Pack / 5 Pack : H7491210001J0 / H7491210001J2, Single Pack / 5 Pack : H74912136011 / H74912136012, Single Pack / 5 Pack : H7491213601J1 / H7491213601J2, Single Pack / 5 Pack : H74912120011 / H74912120012, Single Pack / 5 Pack : H7491212001J1 / H7491212001J2, Single Pack / 5 Pack : H74912160011 / H74912160012, Single Pack / 5 Pack : H7491216001J1 / H7491216001J2, Single Pack / 5 Pack : H74912154011 / H74912154012, Single Pack / 5 Pack : H7491215401J1 / H7491215401J2, Single Pack / 5 Pack : H74912161011 / H74912161012, Single Pack / 5 Pack : H7491216101J1 / H7491216101J2, Single Pack / 5 Pack : H74912155011 / H74912155012 | Klasa III | Gida udhezues që shërbejnë për të lehtësuar vendosjen e katetereve zgjerues me ballon ne procesin e angioplastikes koronare | Pajisje nje perdorimeshe
15992 | Sclavo-SED 10 | GENIUS SHPK | 2024-02-20T00:00:00.000+01:00 | SCLAVO Diagnostics International S.p.A. - Loc. Pian dei Mori, via Po n° 26-28 53018 Sovicille (SI) (Italy) | V01202110 | In vitro | Instrument semi-automatik in vitro, i projektuar per te kryer testin e shpejtesise se sedimentacionit te eritrociteve (ESR) me metoden e modifikuar te Westergrenit, metode e perdorur per te vleresuar shpejtesine e sedimentacionit te eritrociteve ne nje mostre te gjakut, per te vleresuar inflamacionin ose semundjet tjera inflamatore. | Pajisje te diagnostifikimit in vitro
15853 | VANGUARD M UNI TIB TRL A4, VANGUARD M UNI TIB TRL A5, VANGUARD M UNI TIB TRL A6, VANGUARD M UNI TIB TRL A7, VANGUARD M UNI TIB TRL A8, VANGUARD M UNI TIB TRL B4, VANGUARD M UNI TIB TRL B5, VANGUARD M UNI TIB TRL B6, VANGUARD M UNI TIB TRL B7, VANGUARD M UNI TIB TRL B8, VANGUARD M UNI TIB TRL C4, VANGUARD M UNI TIB TRL C5, VANGUARD M UNI TIB TRL C6, VANGUARD M UNI TIB TRL C7, VANGUARD M UNI TIB TRL C8, VANGUARD M UNI TIB TRL D4, VANGUARD M UNI TIB TRL D5, VANGUARD M UNI TIB TRL D6, VANGUARD M UNI TIB TRL D7, VANGUARD M UNI TIB TRL D8, VANGUARD M UNI TIB TRL E4, VANGUARD M UNI TIB TRL E5, VANGUARD M UNI TIB TRL E6, VANGUARD M UNI TIB TRL E7, VANGUARD M UNI TIB TRL E8, VANGUARD M TIB TEMPLATE A RM, VANGUARD M TIB TEMPLATE A LM, VANGUARD M TIB TEMPLATE B RM, VANGUARD M TIB TEMPLATE B LM, VANGUARD M TIB TEMPLATE C RM, VANGUARD M TIB TEMPLATE C LM, VANGUARD M TIB TEMPLATE D RM, VANGUARD M TIB TEMPLATE D LM, VANGUARD M TIB TEMPLATE E RM, VANGUARD M TIB TEMPLATE E LM | T R I M E D | 2024-02-22T00:00:00.000+01:00 | Biomet Orthopedics. 56 East Bell Drive, P.O. Box 587, Warsaw, Indiana, 46581 USA | 32-423100, 32-423101, 32-423102, 32-423103, 32-423104, 32-423105, 32-423106, 32-423107, 32-423108, 32-423109, 32-423110, 32-423111, 32-423112, 32-423113, 32-423114, 32-423115, 32-423116, 32-423117, 32-423118, 32-423119, 32-423120, 32-423121, 32-423122, 32-423123, 32-423124, 32-423130, 32-423131, 32-423132, 32-423133, 32-423134, 32-423135, 32-423136, 32-423137, 32-423138, 32-423139 | Klasa I | Janë instrumenta shumpërdorimësh që përdoren për implantimin e implanteve në kirurgjinë artoplastike. | Instrumenta shumeperdorimeshe
15964 | Caps for vascular access,Vycap, Caps for vascular access,Femalecap-Luer-Lock ♀, Caps for vascular access,Dualstopred ♂/♀, Caps for vascular access,Dualstopwhite ♂/♀, Caps for vascular access,Dualstopblue ♂/♀ | GREEMED | 2024-02-22T00:00:00.000+01:00 | Vygon 5 rue Adeline 95440 Ecouen France | 886.00, 888.06, 9888.00, 9888.002, 9889.000 | Is | Tape per akses vascular | Tjeter
15923 | Densicheck Calibration Standard 93059 | LABOPHARMA SHPK | 2024-02-21T00:00:00.000+01:00 | bioMerieux Inc. 100 Rodolphe Street Durham NC 27712 USA | 93059 | In vitro | Jane reagente qe matin precizionin ne analizat e gjakut me aparatin Vitek 2. | Pajisje te diagnostifikimit in vitro
15970 | Sendo Smart2 (Blood pressure monitor) | T R I M E D | 2024-02-22T00:00:00.000+01:00 | A&D Company, Limited 1-243 Asahi, Kitamoto-shi Saitama-ken 364-8585 Japan | Sendo Smart 2 (Blood pressure monitor) | Klasa IIa | Aparat digjital që përdoret për monitorimin e presionit të gjakut. | Tjeter
15993 | CopraDur - Splint | Diamant Plus | 2024-02-20T00:00:00.000+01:00 | Whitepeaks Dental Solutions GmbH, Alfredstr. 81, 45130 Essen - Germany | n/a | Klasa IIa | Pllake metali per kadkam | Pajisje dentare
15999 | CopraPeek - BioClassic, Light, Medium, Rose | Diamant Plus | 2024-02-20T00:00:00.000+01:00 | Whitepeaks Dental Solutions GmbH, Alfredstr. 81, 45130 Essen - Germany | n/a | Klasa IIa | Pllake kompoziti per kadkam | Pajisje dentare
16026 | Confida Brecker Guidewire | O.E.S DISTRIMED | 2024-02-22T00:00:00.000+01:00 | Medtronic CoreValve LLC 1851 Deere Avenue Santa Ana,CA 92705 USA | GWBC30 | Klasa III | udhezues per te lehtesuar nderfutjen dhe manipulimin e kateterit gjate procedurave diagnostikuese dhe intervenuese | Pajisje nje perdorimeshe
15971 | PAEDISCOPE FLEXIBLE SCOPE, PAEDISCOPE EYEPIECE, MINOP ANGLED ENDOSCOPE 0DEG180MM 2.7MM, MINOP ANG ENDOSCOPE 30DEG180MM 2.7MM, MINOP ANGL ENDOSCOPE 4.0MM DIA 0DG 150MM, MINOP ANGL ENDOSCOPE 4.0MMDIA 30DG 150MM | O.E.S DISTRIMED | 2024-02-22T00:00:00.000+01:00 | Aesculap AG AM Aesculap -Platz 78532 Tuttlingen Germany | PF010A, PF011A, PE184A, PE204A, PE486A, PE506A | Klasa III | Paisje Invazive kirurgjikale per sistemin nervor qendror | Pajisje nje perdorimeshe
16000 | CopraSintec | Diamant Plus | 2024-02-20T00:00:00.000+01:00 | Whitepeaks Dental Solutions GmbH, Alfredstr. 81, 45130 Essen - Germany | K • Evo K • CopraEasyMill NP | Klasa IIa | Pllaka zirkoni per perdorim ne dentistri | Pajisje dentare
15994 | CopraTi | Diamant Plus | 2024-02-20T00:00:00.000+01:00 | Whitepeaks Dental Solutions GmbH, Alfredstr. 81, 45130 Essen - Germany | 4 und 5 | Klasa IIa | Pllaka titaniumi per kadkam | Pajisje dentare
15995 | CopraTemp Base V - PMMA Ø 98 x 25 mm, CopraTemp Base V - PMMA Ø 98 x 27 mm, CopraTemp Base V - PMMA Ø 98 x 30 mm, CopraTemp Symphony A1 - PMMA-Blank 95 x 16 mm, CopraTemp Symphony A1 - PMMA-Blank 95 x 20 mm, CopraTemp Symphony A2 - PMMA-Blank 95 x 16 mm, CopraTemp Symphony A2 - PMMA-Blank 95 x 20 mm, CopraTemp Symphony A3 - PMMA-Blank 95 x 16 mm, CopraTemp Symphony A3 - PMMA-Blank 95 x 20 mm, CopraTemp Symphony B1 - PMMA-Blank 95 x 16 mm, CopraTemp Symphony B1 - PMMA-Blank 95 x 20 mm, CopraTemp Symphony A1 - PMMA-Blank 98 x 15 mm, CopraTemp Symphony A1 - PMMA-Blank 98 x 20 mm, CopraTemp Symphony A2 - PMMA-Blank 98 x 15 mm, CopraTemp Symphony A2 - PMMA-Blank 98 x 20 mm, CopraTemp Symphony A3 - PMMA-Blank 98 x 15 mm, CopraTemp Symphony A3 - PMMA-Blank 98 x 20 mm, CopraTemp Symphony B1 - PMMA-Blank 98 x 15 mm, CopraTemp Symphony B1 - PMMA-Blank 98 x 20 mm, CopraTemp Symphony A1 - PMMA Ø 95 x 16 mm, CopraTemp Symphony A1 - PMMA Ø 95 x 20 mm, CopraTemp Symphony A2 - PMMA Ø 95 x 16 mm, CopraTemp Symphony A2 - PMMA Ø 95 x 20 mm, CopraTemp Symphony A3 - PMMA Ø 95 x 16 mm, CopraTemp Symphony A3 - PMMA Ø 95 x 20 mm, CopraTemp Symphony B1 - PMMA Ø 95 x 16 mm, CopraTemp Symphony B1 - PMMA Ø 95 x 20 mm, CopraTemp Symphony A1 - PMMA Ø 98 x 15 mm, CopraTemp Symphony A1 - PMMA Ø 98 x 20 mm, CopraTemp Symphony A2 - PMMA Ø 98 x 15 mm, CopraTemp Symphony A2 - PMMA Ø 98 x 20 mm, CopraTemp Symphony A3 - PMMA Ø 98 x 15 mm, CopraTemp Symphony A3 - PMMA Ø 98 x 20 mm, CopraTemp Symphony B1 - PMMA Ø 98 x 15 mm, CopraTemp Symphony B1 - PMMA Ø 98 x 20 mm, CopraTemp - A1 – D4 • Clear • Base C • Base V, CopraTemp Symphony - A1 – D4, CopraTemp clear - PMMA-Blank 95 x 16mm, CopraTemp clear - PMMA-Blank 95 x 20mm, CopraTemp clear - PMMA-Blank 95 x 25mm, CopraTemp clear - PMMA-Blank 98 x 15mm, CopraTemp clear - PMMA-Blank 98 x 20mm, CopraTemp clear - PMMA-Blank 98 x 25mm, CopraTemp clear - PMMA Ø 95 x 16mm, CopraTemp clear - PMMA Ø 95 x 20mm, CopraTemp clear - PMMA Ø 95 x 25mm, CopraTemp clear - PMMA Ø 98 x 15mm, CopraTemp clear - PMMA Ø 98 x 20mm, CopraTemp clear - PMMA Ø 98 x 25mm, CopraTemp A1 - PMMA-Blank 95 x 16mm, CopraTemp A1 - PMMA-Blank 95 x 20mm, CopraTemp A1 - PMMA-Blank 95 x 25mm, CopraTemp A2 - PMMA-Blank 95 x 16mm, CopraTemp A2 - PMMA-Blank 95 x 20mm, CopraTemp A2 - PMMA-Blank 95 x 25mm, CopraTemp A3 - PMMA-Blank 95 x 16mm, CopraTemp A3 - PMMA-Blank 95 x 20mm, CopraTemp A3 - PMMA-Blank 95 x 25mm, CopraTemp B1 - PMMA-Blank 95 x 16mm, CopraTemp B1 - PMMA-Blank 95 x 20mm, CopraTemp B1 - PMMA-Blank 95 x 25mm, CopraTemp A1 - PMMA-Blank 98 x 15mm, CopraTemp A1 - PMMA-Blank 98 x 20mm, CopraTemp A1 - PMMA-Blank 98 x 25mm, CopraTemp A2 - PMMA-Blank 98 x 15mm, CopraTemp A2 - PMMA-Blank 98 x 20mm, CopraTemp A2 - PMMA-Blank 98 x 25mm, CopraTemp A3 - PMMA-Blank 98 x 15mm, CopraTemp A3 - PMMA-Blank 98 x 20mm, CopraTemp A3 - PMMA-Blank 98 x 25mm, CopraTemp B1 - PMMA-Blank 98 x 15mm, CopraTemp B1 - PMMA-Blank 98 x 20mm, CopraTemp B1 - PMMA-Blank 98 x 25mm, CopraTemp A1 - PMMA Ø 95 x 16mm, CopraTemp A1 - PMMA Ø 95 x 20mm, CopraTemp A1 - PMMA Ø 95 x 25mm, CopraTemp A2 - PMMA Ø 95 x 16mm, CopraTemp A2 - PMMA Ø 95 x 20mm, CopraTemp A2 - PMMA Ø 95 x 25mm, CopraTemp A3 - PMMA Ø 95 x 16mm, CopraTemp A3 - PMMA Ø 95 x 20mm, CopraTemp A3 - PMMA Ø 95 x 25mm, CopraTemp B1 - PMMA Ø 95 x 16mm, CopraTemp B1 - PMMA Ø 95 x 20mm, CopraTemp B1 - PMMA Ø 95 x 25mm, CopraTemp A1 - PMMA Ø 98 x 15mm, CopraTemp A1 - PMMA Ø 98 x 20mm, CopraTemp A1 - PMMA Ø 98 x 25mm, CopraTemp A2 - PMMA Ø 98 x 15mm, CopraTemp A2 - PMMA Ø 98 x 20mm, CopraTemp A2 - PMMA Ø 98 x 25mm, CopraTemp A3 - PMMA Ø 98 x 15mm, CopraTemp A3 - PMMA Ø 98 x 20mm, CopraTemp A3 - PMMA Ø 98 x 25mm, CopraTemp B1 - PMMA Ø 98 x 15mm, CopraTemp B1 - PMMA Ø 98 x 20mm, CopraTemp B1 - PMMA Ø 98 x 25mm, CopraTemp Base C - PMMA-Blank 95 x 25 mm, CopraTemp Base C - PMMA-Blank 95 x 27 mm, CopraTemp Base C - PMMA-Blank 95 x 30 mm, CopraTemp Base C - PMMA-Blank 98 x 25 mm, CopraTemp Base C - PMMA-Blank 98 x 27 mm, CopraTemp Base C - PMMA-Blank 98 x 30 mm, CopraTemp Base D - PMMA-Blank 95 x 25 mm, CopraTemp Base D - PMMA-Blank 95 x 27 mm, CopraTemp Base D - PMMA-Blank 95 x 30 mm, CopraTemp Base D - PMMA-Blank 98 x 25 mm, CopraTemp Base D - PMMA-Blank 98 x 27 mm, CopraTemp Base D - PMMA-Blank 98 x 30 mm, CopraTemp Base C - PMMA Ø 95 x 25 mm, CopraTemp Base C - PMMA Ø 95 x 27 mm, CopraTemp Base C - PMMA Ø 95 x 30 mm, CopraTemp Base V - PMMA Ø 95 x 25 mm, CopraTemp Base V - PMMA Ø 95 x 27 mm, CopraTemp Base V - PMMA Ø 95 x 30 mm, CopraTemp Base C - PMMA Ø 98 x 25 mm, CopraTemp Base C - PMMA Ø 98 x 27 mm, CopraTemp Base C - PMMA Ø 98 x 30 mm | Diamant Plus | 2024-02-20T00:00:00.000+01:00 | Whitepeaks Dental Solutions GmbH, Alfredstr. 81, 45130 Essen - Germany | P11XX95161 , P11XX95201 , P12XX95161 , P12XX95201 , P13XX95161 , P13XX95201 , P21XX95161 , P21XX95201 , P11XX98151 , P11XX98201 , P12XX98151 , P12XX98201 , P13XX98151 , P13XX98201 , P21XX98151 , P21XX98201 , 4.01112E+11, 4.01113E+11, 4.01114E+11, 4.01122E+11, n/a, P0095161 , P0095201 , P0095251 , P0098151 , P0098201 , P0098251 , 4.01001E+11, P1195161 , P1195201 , P1195251 , P1295161 , P1295201 , P1295251 , P1395161 , P1395201 , P1395251 , P2195161 , P2195201 , P2195251 , P1198151 , P1198201 , P1198251 , P1298151 , P1298201 , P1298251 , P1398151 , P1398201 , P1398251 , P2198151 , P2198201 , P2198251 , 4.01012E+11, 4.01013E+11, 4.01014E+11, 4.01022E+11, P0495251 , P0495271 , P0495301 , P0498251 , P0498271 , P0498301 , P0595251 , P0595271 , P0595301 , P0598251 , P0598271 , P0598301 , 4.01206E+11, 4.01205E+11 | Klasa IIa | Pllaka rezine per dhembe provizor | Pajisje dentare
15924 | Viola Basic, Viola Plus | BIOMETRIC ALBANIA | 2024-02-20T00:00:00.000+01:00 | INVENTIS S.r.l. - Adresa: Corso Stati Uniti, 1/3, 35127 - Padova, Italy | Viola Basic, Viola Plus | Klasa IIa | Timpanometer (Analizues i veshit te mesem) | Produkte per institucione te kujdesit shendetesor
16001 | VANADIS CORE T21/T18/T13 REAGENT CARTRIDGE 3222-0001B/3222-0010 | 2 AE | 2024-02-20T00:00:00.000+01:00 | WALLAC OY MUSTIONKATU 6 FI-20750 TURKU FINLAND | 3222-0001B/3222-0010 | In vitro | TESTE DIAGNOSTIKE IN VITRO PER DETEKTIMIN E TRIZOMISE SE 21,18 DHE 13 TE GRATE SHTATEZENE DERI NE JAVEN E 10-TE | Pajisje te diagnostifikimit in vitro
15850 | Sterilization Reels/Tyvek Reel 7,5cmx70m, Sterilization Reels/Tyvek Reel 10cmx70m, Sterilization Reels/Tyvek Reel 15cmx70m, Sterilization Reels/Tyvek Reel 20cmx70m, Sterilization Reels/TyvekReel 25cmx70m, Sterilization Reels/Tyvek Reel 30cmx70m, Sterilization Reels/Tyvek Reel 35cmx70m, Sterilization Reels/Tyvek Reel 40cmx70m, Sterilization Reels/Tyvek Reel 50cmx70m | O.E.S DISTRIMED | 2024-02-22T00:00:00.000+01:00 | NORVAMED MEDİKAL SAĞLIK HİZMETLERİ İNŞ.İTH.İHR.TİC.LTD.ŞTİ. İvedik osb 1468.cadde,no 67, Yenimahalle Ankara, TURKEY | 8681628101885, 8681628101908, 8681628101915, 8681628101922, 8681628101939, 8681628101953, 8681628101960, 8681628101977 | Klasa I | Tyvek ,material sterilizimi,per perdorim spitalor | Pajisje nje perdorimeshe
15845 | Trunk Cable 10-Lead IEC, Trunk Cable 10-Lead AHA, Leadwire Set, Base 10, DCAR, Banana, AHA., Leadwire Set, Base 10, DCAR, Banana, IEC., Leadwire Set, Add-on, DCAR, Grabber, AHA-HEIM., Leadwire Set, Add-on, DCAR, Grabber, IEC-HEIM., ECG VALUE CABLE 10 LEAD CABLE/LDWR IEC, ECG VALUE CABLE 10 LEAD CABLE/LDWR AHA, Adapter Clip, DCAR, Wide, Mouth Clip, 14 pack, Leadwire Set, Base 10, DCAR, Grabber, IEC., Leadwire Set, Base 10, DCAR, Grabber, AHA., Leadwire Set, Add-on, DCAR, Banana, IEC-HEIM., Leadwire Set, Add-on, DCAR, Banana, AHA-HEIM., Leadwire Set, Add-on, DCAR, Banana, AHA-PED. (V3R, V4R,V7), CAM14 blank plug 4 pcs / pack, LEADWIRE SET, BASE 10, BANANA, AHA - MAC LINK, LEADWIRE SET, BASE 10, BANANA, IEC - MAC LINK, Lead wire Set, Add-on, Banana, AHA-HEIM, Lead wire Set, Add-on, Banana, IEC-HEIM, Lead wire Set, Add-on, Banana, AHA-PED（V3R, V4R, V7）, Lead wire Set, Base 10, Banana, AHA, Lead wire Set, Base 10, Banana, IEC | MONTAL | 2024-02-20T00:00:00.000+01:00 | SHENZHEN LAUNCH ELECTRICAL CO. LTD. BUILDING F, ZHONGGANGXING INDUSTRIAL ESTATE ZHANGGE COMMUNITY, GUANIAN STREET, LONGHUA NEW DISTRICT, SHENZHEN 518110, CHINA | 2104722-001, 2104723-001, 2104724-001, 2104724-002, 2104725-001, 2104725-002, 2104726-001, 2104727-001, 2104729-001, 2104748-001, 2104749-001, 2104750-001, 2104751-001, 2104752-001, 2104767-001, 2109895-001, 2109895-002, 2104751-002, 2104750-002, 2104752-002, 2104724-005, 2104724-006, 2104724-007 | Klasa I | Kabllo për elektrokardiograf | Instrumenta shumeperdorimeshe
15854 | Stainless Steel Hospital Equipment: MEY 1010 / SINGLE HAND WASH SCRUB UNIT | E v i t a | 2024-02-22T00:00:00.000+01:00 | MIXTA Tibbi Cihazlar ve Donanimlari Uluslararasi Taahhut Tic.San.A.S Ivedik Organize Sanayi Bolgesi 1518. Sokak No:4/6-8 Yenimahalle/Ankara/TURKEY | N/A | Klasa I | Njesi qe perdoret per pastrimin e duarve ne zonën para dhomes se operacionit | Tjeter
15855 | Surgical Instrument Tray | E v i t a | 2024-02-22T00:00:00.000+01:00 | MED‑EL Elektromedizinische Geräte GmbH Fürstenweg 77a, 6020 Innsbruck, Austria | 33509, 41452 | Klasa I | Intrument qe perdoret per te mbajtur mjetet e riperdorshme kirurgjikale te Med-El per sterilizimin me avull dhe ruajtjen ne kushte aseptike te tyre | Instrumenta shumeperdorimeshe
16002 | Aesthura Abutment 5.3 mm/GH 1.2 mm Cone Connection incl. screw, Aesthura Abutment 3.3 mm/GH 2.5 mm Cone Connection incl. screw, Aesthura Abutment 4.2 mm/GH 2.5 mm Cone Connection incl. screw, Aesthura Abutment 5.3 mm/GH 2.5 mm Cone Connection incl. screw, Aesthura adhesive base 3.3 mm Cone Connection incl. screw, Aesthura adhesive base 4.2 mm Cone Connection incl. screw, Aesthura adhesive base 5.3 mm Cone Connection incl. screw, PreFace Abutment 5.3/D — 16 mm Cone Connection incl. screw, Acrylic abutment 3.3 mm Cone Connection incl. screw, Acrylic abutment 4.2 mm Cone Connection incl. screw, Acrylic abutment 5.3 mm Cone Connection incl. screw, Gingiva former conical 3.3/2 mm (for Cone Connection), sterile, Gingiva former conical 3.3/3 mm (for Cone Connection), sterile, Gingiva former conical 3.3/4 mm (for Cone Connection), sterile, Gingiva former conical 3.3/5 mm (for Cone Connection), sterile, Gingiva former conical 4.2/2 mm (for Cone Connection), sterile, Gingiva former conical 4.2/3 mm (for Cone Corinection), sterile, Gingiva former conical 4.2/4 mm (for Cone Connection), sterile, Gingiva former conical 4.2/5 mm (for Cone Connection), sterile, Gingiva former conical 5.3/2 mm (for Cone Connection), sterile, Gingiva former conical 5.3/3 mm (for Cone Connection), sterile, Gingiva former conical 5.3/4 mm (for Cone Connection), sterile, Gingiva former conical 5.3/5 mm (for Cone Connection), sterile, Gingiva former cylindrical 3.3/3 mm (for Cone Connection), sterile, Gingiva former cylindrical 3.3/4 mm (for Cone Connection), sterile, Gingiva former cylindrical 3.3/5 mm (for Cone Connection), sterile, Gingiva former cylindrical 4.2/3 mm (for Cone Connection), sterile, Gingiva former cylindrical 4.2/4 mm (for Cone Connection), sterile, Gingiva former cylindrical 4.2/5 mm (for Cone Connection), sterile, Multi Unit Abutment 3.3 mm/0° - GH = 1 mm Cone Connection, Multi Unit Abutment 3.3 mm/0° - GH = 3 mm Cone Connection, Multi Unit Abutment 3.3 mm/20° - GH = 1.5 mm Cone Connection, Multi Unit Abutment 3.3 mm/20 - GH = 3 mm Cone Connection, Multi Unit Abutment 3.3 mm/30° - GH = 1 mm Cone Connection, Multi Unit Abutment 3.3 mm/300 GH = 3 mm Cone Connection, Multi Unit Abutment 4.2 mm/0° - GH = 1 mm Cone Connection, Multi Unit Abutment 4.2 mm/0° - GH = 3 mm Cone Connection, Multi Unit Abutment 4.2 mm/20° - GH = 1.5 mm Cone Connection, Multi Unit Abutment 4.2 mm/20° - GH = 3 mm Cone Connection, Multi Unit Abutment 4.2 mm/30° - GH = 1 mm Cone Connection, Multi Unit Abutment 4.2 mm/300 GH = 3 mm Cone Connection, Multi Unit Abutment 5.3 mm/0° - GH = 1 mm Cone Connection, Multi Unit Abutment 5.3 mm/0° - GH = 3 mm Cone Connection, Multi Unit Abutment 5.3 mm/20° - GH = 1 mm Cone Connection, Multi Unit Abutment 5.3 mm/20° - GH = 3 mm Cone Connection, Multi Unit Abutment 3.3/1 mm/0° Cone Connection incl. screw, Multi Unit Abutment 3.3/3 mm/0° Cone Connection incl. screw, Multi Unit Abutment 3.3/1.5 mm/20° Cone Connection incl. screws, Multi Unit Abutment 3.3/3 mm/20° Cone Connection incl. screws, Multi Unit Abutment 3.3/1 mm/30° Cone Connection incl. screws, Multi Unit Abutment 3.3/3 mm/30° Cone Connection incl. screws, Multi Unit Abutment 4.2/1 mm/0° Cone Connection incl. screw, Multi Unit Abutment 4.2/3 mm/0° Cone Connection incl. screw, Multi Unit Abutment 4.2/1.5 mm/20° Cone Connection incl. screws, Multi Unit Abutment 4.2/3 mm/20° Cone Connection incl. screws, Multi Unit Abutment 4.2/1 mm/30° Cone Connection incl. screws, Multi Unit Abutment 4.2/3 mm/30° Cone Connection incl. screws, Multi Unit Abutment 5.3/1 mm/0° Cone Connection incl. screw, Multi Unit Abutment 5.3/3 mm/0° Cone Connection incl. screw, Multi Unit Abutment 5.3/1 mm/20° Cone Connection incl. screws, Multi Unit Abutment 5.3/3 mm/20° Cone Connection incl. screws, Vertical screw short, Vertical screw for Multi Unit, Gingiva sleeve PEEK (for Multi Unit), Prosthetic screw secondary (for Multi Unit Abutment), Multi Unit gingiva sleeve (PEEK) incl. screw, Aesthura Abutment 3.3 mm/GH = 1.2 mm Cone Connection, Aesthura Abutment 4.2 mm/GH = 1.2 mm Cone Connection, Aesthura Abutment 5.3 mm/GH = 1.2 mm Cone Connection, Aesthura Abutment 3.3 mm/GH = 2.5 mm Cone Connection, Aesthura Abutment 4.2 mm/GH = 2.5 mm Cone Connection, Aesthura Abutment 5.3 mm/GH = 2.5 mm Cone Connection, Aesthura adhesive base 3.3 mm Cone Connection, Aesthura adhesive base 4.2 mm Cone Connection, Aesthura adhesive base 5.3 mm Cone Connection, Aesthura vertical screw, Aesthura holding screw for 3.3 + 4.2 mm/GH = 0.3 + 1.2 mm, Aesthura holding screw for 3.3 + 4.2 mm/GH = 2.5 mm + 5.3 mm/GH = 0.3 + 1.2 mm, Aesthura holding screw for 5.3 mm/GH = 2.5 mm, Aesthura Abutment 3.3 mm/GH 1.2 mm Cone Connection incl. screw, Aesthura Abutment 4.2 mm/GH 1.2 mm Cone Connection incl. screw, IMPLA implant system, Double Hex System , abutment connector base, conical connector 0°, conical connector 0° (universal supraconstruction), conical connector 15°, conical connector 15° (universal supraconstruction) , conical connector 25°, soft connector 00, soft connector 15°, soft connector 25°, titanium abutment, screwable, grindable, titanium abutment 0°, titanium abutment 0°, screwable, grindable, titanium abutment 15°, titanium abutment 25°, Hex System, sealing and healing cap 4.2 mm, fixing screw, bone screw D = 2.0 mm, bone screw D = 2.3 mm, sealing and healing cap 5.3 mm, sealing and healing cap 3.3 mm, Micro Retention implant 3.3/11.5 mm (Hex Connection), sterile , Micro Retention implant 3.3/13mm (Hex Connection), sterile , Micro Retention implant 3.3/14.5mm (Hex Connection), sterile , Micro Retention implant 4.2/9.5mm (Hex Connection), sterile , Micro Retention implant 4.2/11.5mm (Hex Connection), sterile , Micro Retention implant 4.2/13mm (Hex Connection), sterile , Micro Retention implant 4.2/14.5mm (Hex Connection), sterile , Micro Retention implant 5.3/9.5mm (Hex Connection), sterile , Micro Retention implant 5.3/11.5mm (Hex Connection), sterile , Micro Retention implant 5.3/13mm (Hex Connection), sterile , Micro Retention implant 5.3/14.5mm (Hex Connection), sterile , Dual surface implant 3.3/11.5 mm, sterile, Dual surface implant 3.3/13 mm, sterile, Dual surface implant 4.2/9.5 mm, sterile , Dual surface implant 4.2/11.5 mm, sterile, Dual surface implant 5.3/9.5 mm, sterile, Dual surface implant 5.3/11.5 mm, sterile, Cylindrical (Hex Connection), 3.6/8 mm, sterile, Cylindrical (Hex Connection), 3.6/9.5 mm, sterile , Cylindrical (Hex Connection), 3.6/11.5 mm, sterile , Cylindrical (Hex Connection) 3.6/13 mm, sterile, Cylindrical (Hex Connection) 4.0/6.5 mm, sterile , Cylindrical (Hex Connection) 4.0/8 mm, sterile, Cylindrical (Hex Connection) 4.0/ 9.5 mm, sterile , Cylindrical (Hex Connection) 4.0/11.5 mm, sterile , Cylindrical (Hex Connection) 4.0/13 mm, sterile, Cylindrical (Hex Connection) 4.5/6.5 mm, sterile , Cylindrical (Hex Connection) 4.5/8 mm, sterile, Cylindrical (Hex Connection) 4.5/9.5 mm, sterile , Cylindrical (Hex Connection) 4.5/11.5 mm, sterile , Cylindrical (Hex Connection) 4.5/13 mm, sterile, Cylindrical (Hex Connection) 5.5/6.5 mm, sterile , Cylindrical (Hex Connection) 5.5/8 mm, sterile , Cylindrical (Hex Connection) 5.5/9.5 mm, sterile , Cylindrical (Hex Connection) 5.5/11.5 mm, sterile , Cylindrical (Hex Connection) 5.5/13.0 mm, sterile, Interim implant, 3.4/7.5 mm, unsterile, 10 pcs , Interim implant, 3.4/11.5 mm, unsterile, 10 pcs, Mini Implant conetop 3.0/9.5 mm, sterile , Mini Implant conetop 3.0/11.5 mm, sterile, Mini Implant conetop 3.0/13.0 mm, sterile, Mini Implant balltop 2.1/9.5 mm, sterile , Mini Implant balltop 2.1/11.5 mm, sterile , Mini Implant balltop 2.1/13.0 mm, sterile, Locator abutment D=3.3 mm GH=2.0, Locator abutment D=3.3 mm GH=3.0, Locator abutment D=3.3 mm GH=5.0, Locator abutment D=4.2 mm GH=2.0, Locator abutment D=4.2 mm GH=3.0, Locator abutment D=4.2 mm GH=5.0, Locator abutment D=5.3 mm GH—2.0, Locator abutment D=5.3 mm GH=3.0, Locator abutment D=5.3 mm GH=5.0, Vertical screw standard, vertical screw for Impla Direkt GH 1.5 mm, Vertical screw for Impla Direkt GH 3 mm, abutment connector base 3.3 mm, abutment connector base 5.3 mm, abutment connector HSL 4.2 mm, abutment connector HSL 3.3 mm, abutment connector HSL 5.3 mm, abutment connector HSL 3.3 mm complete Hex connection incl. screw, abutment connector HSL 4.2 mm complete Hex connection incl. screw, abutment connector HSL 5.3 mm complete Hex connection incl. screw, Conical connector 0° 3.3 mm, Conical connector 0° 4.2 mm, Conical connector 0° 5.3 mm, Conical connector Hex Connection 3.3mm/0°/1.5 mm, Conical connector Hex Connection 4.2 mm/0°/1.5 mm, Conical connector Hex Connection 5.3 mm/0°/1.5 mm, Conical connector 4.2 mm / 15° - GH = 3 mm, Conical connector 5.3 mm / 15° - GH — 3 mm, Conical connector 3.3 mm / 15° - GH = 1 mm, Conical connector 4.2 mm / 20° - GH — 3 mm, Conical connector 5.3 mm / 20° - GH = 3 mm, Conical connector 3.3 mm / 20° - GH = 1 mm, Conical connector 4.2 mm / 20° - GH = 1 mm, Conical connector 3.3 mm / 1 mm / 0°, Conical connector 4.2 mm / 1 mm / 0°, Conical connector 5.3 mm / 1 mm / 0°, Conical connector 3.3 mm / 3 mm / 0°, Conical connector 4.2 mm / 3 mm / 0°, Conical connector 5.3 mm / 3 mm / 0°, Conical connector 4.2 mm / 1 mm / 15, Conical connector 5.3 mm / 1 mm / 15°, Conical connector 3.3 mm / 3 mm / 15°, Conical connector 3.3 mm individually millable, Conical connector 4.2 mm individually millable, Conical connector 5.3 mm individually millable, Conical connector 3.3 mm / 1 mm / 0° incl. vertical screw, Conical connector 4.2 mm / 1 mm / 0° incl. vertical screw, Conical connector 5.3 mm / 1 mm / 0 incl. vertical screw, Conical connector 3.3 mm / 3 mm / 0° incl. vertical screw, Conical connector 4.2 mm / 3 mm / 0° incl. vertical screw, Conical connector 5.3 mm / 3 mm / 0° incl. vertical screw, Conical connector 4.2 mm / 1 mm / 15° incl. vertical screw, Conical connector 5.3 mm / 1 mm / 15° incl. vertical screw, Conical connector 3.3 mm / 3 mm / 15° incl. vertical screw, Conical connector 4.2 mm / 3 mm / 15° incl. vertical screw, Conical connector 5.3 mm / 3 mm / 15° incl. vertical screw, Conical connector 3.3 mm / 1 mm / 200 incl. vertical screw, Conical connector 4.2 mm / 1 mm / 20° incl. vertical screw, Conical connector 4.2 mm / 3 mm / 20° incl. vertical screw, Conical connector 5.3 mm / 3 mm / 20° incl. vertical screw, Conical connector 3.3 mm individually millable incl. vertical screw, Conical connector 4.2 mm individually millable incl. vertical screw, Conical connector 5.3 mm individually millable incl. vertical screw, Conical connector 0° individually millable 5.3, Conical connector 0° individually millable 3.3, Conical connector 15° 3.3, can be screw-fixed, Conical connector 15° 3.3, Conical connector 15° 5.3, ball anchor 2/4.2 mm, ball anchor 2/3.3 mm, ball anchor 4/3.3 mm, ball anchor 2/5.3 mm, ball anchor 4/5.3 mm, Esthetic perfect 5.3 / 1.5 mm, soft connector 0°, 2 mm/4.2, soft connector 0°, 4 mm/4.2, soft connector 0°, 6 mm/4.2, soft connector 2/3.3 mm, soft connector 4/3.3 mm, softconnector 6/3.3 mm, Conical connector 0O 4.2 mm individually millable, basis for abutment connector, SAE cone adapter 3.3/2.0 mm, SAE cone adapter 3.3/3 mm, SAE cone adapter 4.2/1.5 mm, SAE cone adapter 4.2/3 mm, Esthetic perfect 3.3 / 1.5 mm, Esthetic perfect 3.3 / 3.0 mm, Esthetic perfect 4.2 / 3.0 mm, IMPLA direct basis 4.2/1.5 mm, IMPLA direct basis 4.2/3.0 mm, IMPLA direct basis 3/3.3 mm, IMPLA direct basis 1.5/3.3 mm, IMPLA direct base 3/5.3 mm, IMPLA direct basis 1.5/5.3 mm, Adhesive base D 3.3 mm, Adhesive base D 4.2 mm, Adhesive base D 5.3 mm, Adhesive base D 3.3 mm Hex Connection incl. screw, Adhesive base D 4.2 mm Hex Connection incl. screw, Adhesive base D 5.3 mm Hex Connection incl. screw, Adhesive base 3.3 mm, CEREC (for Hex Connection), Adhesive base 4.2 mm, CEREC (for Hex Connection), Adhesive base 5.3 mm, CEREC (for Hex Connection), Adhesive base 3.3 mm, CEREC Hex Connection incl. screw, Adhesive base 4.2 mm, CEREC Hex Connection incl. screw, Adhesive base 5.3 mm, CEREC Hex Connection incl. screw, PreFace Abutment 3.3 / D = 11.5 mm, PreFace Abutment 4.2 / D = 11.5 mm, PreFace Abutment 5.3 / D — 11.5 mm, PreFace Abutment 3.3 / D = 16 mm, PreFace Abutment 4.2 / D = 16 mm, PreFace Abutment 5.3 / D = 16 mm, PreFace Abutment 3.3 / D = 11.5 mm incl. screw, PreFace Abutment 4.2 / D = 11.5 mm incl. screw, PreFace Abutment 5.3 / D = 11.5 mm incl. screw, PreFace Abutment 3.3 / D = 16 mm incl. screw, PreFace Abutment 4.2 / D = 16 mm incl. screw, PreFace Abutment 5.3 / D = 16 mm incl. screw, Acrylic abutment 3.3 mm Hex Connection incl. screw, Acrylic abutment 4.2 mm Hex Connection incl. screw, Acrylic abutment 5.3 mm Hex Connection incl. screw, Gingiva former, cylindrical 4.2/2 mm, sterile, Gingiva former, cylindrical 4.2/3 mm, sterile, Gingiva former, cylindrical 4.2/4 mm, sterile, Gingiva former, conical 4.2/2 mm, sterile, Gingiva former, conical 4.2/3 mm, sterile, Gingiva former, conical 4.2/4 mm, sterile, Gingiva former, conical 4.2/5 mm, sterile, Gingiva former cylindrical 3.3/2 mm, sterile, Gingiva former cylindrical 3.3/3 mm, sterile, Gingiva former cylindrical 3.3/4 mm, sterile, Gingiva former conical 3.3/2 mm, sterile, €ìingiva former conical 3.3/3 mm, sterile, Gingiva former conical 3.3/4 mm, sterile, Gingiva former conical 3.3/5 mm, sterile, Gingiva former cylindrical 5.3/2 mm, sterile, Gingiva former cylindrical 5.3/3 mm, sterile, Gingiva former cylindrical 5.3/4 mm, sterile, Gingiva former conical 5.3/2 mm, sterile, Gingiva former conical 5.3/3 mm, sterile, Gingiva former conical 5.3/4 mm, sterile, Gingiva former conical 5.3/5 mm, sterile, Gingiva former conical 3.3/3 mm, sterile, Gingiva former, conical 4.2 / 2 mm, sterile, Gingiva former, conical 4.2 / 3 mm, sterile, Gingiva former, conical 4.2 / 4 mm, sterile, Gingiva former, conical 4.2 / 5 mm, sterile, Gingiva former, conical 5.3 / 2 mm, sterile, Gingiva former, conical 5.3 / 3 mm, sterile, Gingiva former, conical 5.3 / 4 mm, sterile, Gingiva former, conical 5.3 / 5 mm, sterile, Multi Unit Abutment 3.3 mm / 0°- GH = I mm Hex Connection, Multi Unit Abutment 3.3 mm / 0°- GH — 3 mm Hex Connection, Multi Unit Abutment 3.3 mm / 20°- GH = 1.5 mm Hex Connection, Multi Unit Abutment 3.3 mm / 20°- GH — 3 mm Hex Connection, Multi Unit Abutment 3.3 mm / 30°- GH = 1 mm Hex Connection, Multi Unit Abutment 3.3 mm / 30°- GH = 3 mm Hex Connection, Multi Unit Abutment 4.2 mm / 0°- GH = 1 mm Hex Connection, Multi Unit Abutment 4.2 mm / 0°- GH = 3 mm Hex Connection, Multi Unit Abutment 4.2 mm / 20°- GH = 1.5 mm Hex Connection, Multi Unit Abutment 4.2 mm / 20°- GH = 3 mm Hex Connection, Multi Unit Abutment 4.2 mm / 30°- GH = l mm Hex Connection, Multi Unit Abutment 4.2 mm / 30°- GH = 3 mm Hex Connection, Multi Unit Abutment 5.3 mm / 0°- GH = 1 mm Hex Connection, Multi Unit Abutment 5.3 mm / 0°- GH = 3 mm Hex Connection, Multi Unit Abutment 5.3 mm / 200 GH — 1 mm Hex Connection, Multi Unit Abutment 5.3 mm / 20°- GH = 3 mm Hex Connection, Multi Unit Abutment 3.3 / 1 mm / 0° Hex Connection incl. screw, Multi Unit Abutment 3.3 / 3 mm / 0° Hex Connection incl. screw, Multi Unit Abutment 3.3 / 1.5 mm / 20° Hex Connection incl. screws, Multi Unit Abutment 3.3 / 3 mm / 20° Hex Connection incl. screws, Multi Unit Abutment 3.3 / 1 mm / 30° Hex Connection incl. screws, Multi Unit Abutment 3.3 / 3 mm / 30° Hex Connection incl. screws, Multi Unit Abutment 4.2 / 1 mm / 0° Hex Connection incl. screw, Multi Unit Abutment 4.2 / 3 mm / 0° Hex Connection incl. screw, Multi Unit Abutment 4.2 / 1.5 mm / 20° Hex Connection incl. screws, Multi Unit Abutment 4.2 / 3 mm / 20° Hex Connection incl. screws, Multi Unit Abutment 4.2 / 1 mm / 30° Hex Connection incl. screws, Multi Unit Abutment 4.2 / 3 mm / 30° Hex Connection incl. screws, Multi Unit Abutment 5.3 / 1 mm / 0° Hex Connection incl. screw, Multi Unit Abutment 5.3 / 3 mm 1 0° Hex Connection incl. screw, Multi Unit Abutment 5.3 / 1 mm / 20° Hex Connection incl. screws, Multi Unit Abutment 5.3 / 3 mm / 20° Hex Connection incl. screws, Micro Retention implant 3.3/11.5 mm (Cone Connection), sterile, Micro Retention implant 3.3/13.0 mm (Cone Connection), sterile, Micro Retention implant 3.3/14.5 mm (Cone Connection), sterile, Micro Retention implant 4.2/9.5 mm (Cone Connection), sterile, Micro Retention implant 4.2/11.5 mm (Cone Connection), sterile, Micro Retention implant 4.2/13.0 mm (Cone Connection), sterile, Micro Retention implant 4.2/14.5 mm (Cone Connection), sterile, Micro Retention implant 5.3/9.5 mm (Cone Connection), sterile, Micro Retention implant 5.3/11.5 mm (Cone Connection), sterile, Micro Retention implant 5.3/13.0 mm (Cone Connection), sterile, Micro Retention implant 5.3/14.5 mm (Cone Connection), sterile, Cylindrical (Cone Connection) 3.6/8.0 mm, sterile, Cylindrical (Cone Connection) 3.6/9.5 mm, sterile, Cylindrical (Cone Connection) 3.6/11.5 mm, sterile, Cylindrical (Cone Connection) 3.6/13.0 mm, sterile, Cylindrical (Cone Connection) 4.0/ 6.5 mm, sterile, Cylindrical (Cone Connection) 4.0/8.0 mm, sterile, Cylindrical (Cone Connection) 4.0/9.5 mm, sterile, Cylindrical (Cone Connection) 4.0/11.5 mm, sterile, Cylindrical (Cone Connection) 4.0/13.0 mm, sterile, Cylindrical (Cone Connection) 4.5/6.5 mm, sterile, Cylindrical (Cone Connection) 4.5/8.0 mm, sterile, Cylindrical (Cone Connection) 4.5/9.5 mm, sterile, Cylindrical (Cone Connection) 4.5/11.5 mm, sterile, Cylindrical (Cone Connection) 4.5/13.0 mm, sterile, Cylindrical (Cone Connection) 5.5/8.0 mm, sterile, Cylindrical (Cone Connection) 5.5/9.5 mm, sterile, Cylindrical (Cone Connection) 5.5/11.5 mm, sterile, Cylindrical (Cone Connection) 5.5/13.0 mm, sterile, Dialog Implant Cone Connection 3.7 / 8 mm, Dialog Implant Cone Connection 3.7 / 9.5 mm, Dialog Implant Cone Connection 3.7 / 11, Dialog Implant Cone Connection 3.7 / 13 mm, Dialog Implant Cone Connection 4.2 / 9.5 mm, Dialog implant Cone Connection 4.2 / 13 mm, Dialog Implant Cone Connection 4.8 / 6.5 mm, Dialog Implant Cone Connection 4.8 / 9.5 mm, Dialog Implant Cone Connection 4.8 / 11 mm, Dialog Implant Cone Connection 5.3 / 6.5 mm, Dialog Implant Cone Connection 5.3/ 8 mm, Dialog Implant Cone Connection 5.3/ 9.5 mm, Dialog Implant Cone Connection 5.3 / 11 mm, Dialog Implant Cone Connection 3.7 / 11 mm, Dialog Implant Cone Connection 4.2 / 6.5 mm, Dialog Implant Cone Connection 4.2 / 8 mm, Dialog Implant Cone Connection 4.2 / 11 mm, Dialog Implant Cone Connection 4.2 / 13 mm, Dialog Implant Cone Connection 4.8 / 8 mm, Dialog Implant Cone Connection 4.8 / 13 mm, Dialog Implant Cone Connection 5.3 / 8 mm, Dialog Implant Cone Connection 5.3 / 9.5 mm, Dialog Implant Cone Connection 5.3 / 13 mm, Straight Abutment 3.7 mm, Straight Abutment 4.2 mm, Locator abutment D = 3.3 mm & 4.2 mm GH = 1.0 (Cone Connection), Locator abutment D = 3.3 mm & 4.2 mm GH = 2.0 (Cone Connection), Locator abutment D — 3.3 mm & 4.2 mm GH = 3.0 (Cone Connection), Locator abutment D — 3.3 mm & 4.2 mm GH = 4.0 (Cone Connection), Locator abutment D = 3.3 mm & 4.2 mm GH — 5.0 (Cone Connection), Locator abutment D = 5.3 mm GH = 1.0 (Cone Connection), Locator abutment D = 5.3 mm GH = 2.0 (Cone Connection), Locator abutment D = 5.3 mm GH = 3.0 (Cone Connection), Locator abutment D = 5.3 mm GH = 4.0 (Cone Connection), Locator abutment D = 5.3 mm GH = 5.0 (Cone Connection), Conical connector 3.3/0° GH=1 (for Cone Connection), Conical connector 3.3/0° GH=3 (for Cone Connection), Conical connector 3.3/15° GH=1 (for Cone Connection), Conical connector 3.3/15° GH=3 (for Cone Connection), Conical connector 4.2/0° GH—1 (for Cone Connection), Conical connector 4.2/0° GH=3 (for Cone Connection), Conical connector 4.2/00 GH=5 (for Cone Connection), Conical connector 4.2/15° GH=1 (for Cone Connection), Conical connector 4.2/15° GH=3 (for Cone Connection), Conical connector 4.2/15° GH=5 (for Cone Connection), Conical connector 4.2/20° GH=3 (for Cone Connection), Conical connector 5.3/0° GH=1 (for Cone Connection), Conical connector 5.3/0° GH=3 (for Cone Connection), Conical connector 5.3/0° GH=5 (for Cone Connection), Conical connector 5.3/15° GH=1 (for Cone Connection), Conical connector 5.3/15° GH=3 (for Cone Connection), Conical connector 5.3/15° GH=5 (for Cone Connection), Conical connector 5.3/20° GH=3 (for Cone Connection), Conical connector 3.3 mm / 1 mm / 0O Cone Connection incl. screw, Conical connector 3.3 mm / 3 mm / 0° Cone Connection incl. screw, Conical connector 3.3 mm / 1 mm / 15° Cone Connection incl. screw, Conical connector 3.3 mm / 3 mm / 150 Cone Connection incl. screw, Conical connector 4.2 mm / 1 mm / 0° Cone Connection incl. screw, Conical connector 4.2 mm / 3 mm / 0° Cone Connection incl. screw, Conical connector 4.2 mm / 5 mm / 0° Cone Connection incl. screw, Conical connector 4.2 mm / 1 mm / 15° Cone Connection incl. screw, Conical connector 4.2 mm / 3 mm / 15° Cone Connection incl. screw, Conical connector 4.2 mm / 5 mm / 15° Cone Connection incl. screw, Conical connector 4.2 mm / 3 mm / 20° Cone Connection incl. screw, Conical connector 5.3 mm / 1 mm / 0° Cone Connection incl. screw, Conical connector 5.3 mm / 3 mm / 0° Cone Connection incl. screw, Conical connector 5.3 mm / 5 mm / 0° Cone Connection incl. screw, Conical connector 5.3 mm / 1 mm / 150 Cone Connection incl. screw, Conical connector 5.3 mm / 3 mm / 150 Cone Connection incl. screw, Conical connector 5.3 mm / 5 mm / 150 Cone Connection incl. screw, Conical connector 5.3 mm / 3 mm / 200 Cone Connection incl. screw, Ball connector 3.3/2 mm (for Cone Connection), Ball connector 3.3/4 mm (for Cone Connection), Ball connector 4.2/2 mm (for Cone Connection), Ball connector 4.2/4 mm (for Cone Connection), Ball connector 5.3/2mm (for Cone Connection), Ball connector 5.3/4 mm (for Cone Connection), Adhesive base 3.3 mm (for Cone Connection), Adhesive base 4.2 mm (for Cone Connection), Adhesive base 5.3 mm (for Cone Connection), Adhesive base 3.3 mm Cone Connection incl. screw, Adhesive base 4.2 mm Cone Connection incl. screw, Adhesive base 5.3 mm Cone Connection incl. screw, Adhesive base 3.3 mm, CEREC (for Cone Connection), Adhesive base 4.2 mm, CEREC (for Cone Connection), Adhesive base 5.3 mm, CEREC (for Cone Connection), Adhesive base 3.3 mm, CEREC Cone Connection incl. screw, Adhesive base 4.2 mm, CEREC Cone Connection incl. screw, Adhesive base 5.3 mm, CEREC Cone Connection incl. Screw, Conical adapter 4.2 mm for bar constructions (for Cone Connection), Conical connector 3.3 mm individ. millable (for Cone Connection), Conical connector 4.2 mm individ. millable (for Cone Connection), Conical connector 5.3 mm individ. millable (for Cone Connection), Conical connector 3.3 mm individ. millable Cone Connection incl. screw, Conical connector 4.2 mm individ. millable Cone Connection incl. screw, Conical connector 5.3 mm individ. millable Cone Connection incl. screw, Abutment connector HSL 3.3 mm complete (for Cone Connection), Abutment connector HSL 4.2 mm complete (for Cone Connection), Abutment connector HSL 5.3 mm complete (for Cone Connection), Abutment connector HSL 3.3 mm Cone Connection incl. screw, Abutment connector HSL 4.2 mm Cone Connection incl. screw, Abutment connector HSL 5.3 mm Cone Connection incl. screw, Abutment connector base 3.3 mm (for Cone Connection), Abutment connector base 4.2 mm (for Cone Connection), Abutment connector base 5.3 mm (for Cone Connection), PreFace Abutment 3.3/D — 11.5 mm (for Cone Connection), PreFace Abutment 4.2/D = 11.5 mm (for Cone Connection), PreFace Abutment 5.3/D = 11.5 mm (for Cone Connection), PreFace Abutment 3.3/D = 16 mm (for Cone Connection), PreFace Abutment 4.2/D = 16 mm (for Cone Connection), PreFace Abutment 5.3/D = 16 mm (for Cone Connection), PreFace Abutment 3.3/D = 11.5 mm Cone Connection incl. screw, PreFace Abutment 4.2/D = 11.5 mm Cone Connection incl. screw, PreFace Abutment 5.3/D = 11.5 mm Cone Connection incl. screw, PreFace Abutment 3.3/D — 16 mm Cone Connection incl. screw, PreFace Abutment 4.2/D = 16 mm Cone Connection incl. screw | REAL DENT CENTER | 2024-02-20T00:00:00.000+01:00 | Schütz Dental GmbH, Dieselstr. 5 -6, D -61191 Rosbach | 638950, 638951, 638952, 638953, 638954, 638955, 638956, 638914, 638924, 638925, 638926, 638509, 638510, 638511, 638512, 638513, 638514, 638515, 638516, 638517, 638518, 638519, 638520, 638521, 638522, 638523, 638524, 638525, 638526, 638615, 638616, 638617, 638618, 638619, 638620, 638621, 638622, 638623, 638624, 638625, 638626, 638643, 638644, 638645, 638646, 638961, 638964, 638963, 638965, 638962, 638966, 638967, 638970, 638969, 638971, 638968, 638972, 638973, 638975, 638974, 638976, 638634, 638632, 638636, 638995, 638653, 638654, 638655, 638656, 638657, 638658, 638659, 638660, 638661, 638665, 638667, 638668, 638669, 638948, 638949, N/A, 636653, 636150, 636650, 636151, 636651, 636152, 636360, 636361, 636362, 635490, 636450, 636652, 636451, 636452, 635073, 635351, 635354, 635353, 635046, 635036, 635270, 635271, 635272, 635275, 635276, 635277, 635278, 635281, 635282, 635283, 635284, 635170, 635171, 635180, 635181, 635190, 635191, 635370, 635371, 635372, 635373, 638842, 638843, 638844, 638845, 638846, 635378, 635380, 635381, 635382, 635383, 635379, 635384, 635385, 635386, 635387, 635174, 635175, 635474, 635471, 635473, 635481, 635482, 635483, 636080, 636060, 636061, 636081, 636062, 636063, 636082, 636064, 636065, 636649, 636648, 636645, 636168, 636665, 636647, 636161, 63891s, 638916, 638917, 636153, 636656, 636155, 636180, 636181, 636182, 636183, 636184, 636185, 636186, 636187, 636188, 636189, 636190, 636191, 636192, 636193, 636194, 636195, 636196, 636197, 636198, 636199, 636200, 636201, 63d202, 636203, 636204, 636205, 636206, 636207, 636208, 636209, 636210, 636211, 636212, 636213, 636214, 636215, 636216, 636217, 636218, 636219, 636222, 636160, 636162, 636657, 636154, 636156, 636016, 636025, 636026, 636027, 636028, 636676, 636370, 636371, 636372, 636157, 636158, 636159, 635480, 636666, 636668, 636669, 636670, 636671, 636672, 636673, 636675, 636139, 636146, 636169, 636170, 636171, 636172, 636681, 636683, 636685, 638891, 638892, 638893, 636703, 636704, 636705, 638897, 638898, 638899, 638800, 638801, 638802, 638807, 638808, 638809, 638903, 638904, 638905, 638906, 638907, 638908, 638921, 638922, 638923, 635074, 635067, 635075, 635076, 635077, 635078, 635079, 635023, 635024, 635025, 635026, 635063, 635019, 635064, 635013, 635009, 635005, 635006, 635053, 635007, 635054, 638879, 638880, 638881, 638882, 638883, 638884, 638886, 638887, 638888, 638889, 638890, 636689, 636690, 636691, 636692, 636693, 636694, 636695, 636696, 636697, 636698, 636699, 636700, 636706, 636707, 636708, 636709, 638977, 638980, 638979, 638981, 638978, 638982, 638983, 638986, 638985, 638987, 638984, 638988, 638989, 638991, 638990, 638992, 635670, 635671, 635672, 635675, 635676, 635677, 635678, 635681, 635682, 635683, 635684, 635770, 635771, 635772, 635773, 638847, 638848, 638849, 638850, 638851, 635778, 635780, 635781, 635782, 635783, 635784, 635785, 635786, 635787, 740180, 740181, 740182, 740183, 740185, 740186, 740187, 740188, 740189, 740191, 740192, 740193, 740194, 740195, 740197, 740198, 740199, 740200, 740201, 740480, 740481, 740482, 740483, 740485, 740486, 740487, 740488, 740489, 740491, 740492, 740493, 740494, 740495, 740497, 740498, 740499, 740500, 740501, 740600, 740601, 638580, 638583, 638584, 638581, 638585, 638582, 638586, 638587, 638589, 638588, 638540, 638543, 638548, 638551, 638541, 638544, 638546, 638549, 638552, 638554, 638556, 638542, 638545, 638547, 638550, 638553, 638555, 638557, 638930, 638933, 638936, 638939, 638931, 638934, 638942, 638937, 638940, 638944, 638946, 638932, 638935, 638943, 638938, 638941, 638945, 638947, 638590, 638591, 638592, 638593, 638594, 638595, 638600, 638601, 638602, 638894, 638895, 638896, 638640, 638641, 638642, 638900, 638901, 638902, 638613, 638609, 638610, 638611, 638927, 638928, 638929, 638560, 638561, 638562, 638918, 638919, 638920, 638564, 638566, 638568, 638804, 638805, 638806, 638810, 638811, 638812, 638909, 638910, 638911, 638912, 638913 | Klasa IIb | Implante Dentare | Pajisje dentare
15965 | Rotating Instruments, Abutment Accessories for the IMPLA Implant System, Double Hex System, impression post, screwable, hex , impression post, plug-in, short, hex , impression post, plug-in, long, hex, occlusal screw short, adjustable , occlusal screw short, standard , occlusal screw long, adjustable , occlusal screw long, standard, Hex System, screwdriver width 2.3 mm machine-driven, countersink cutter 3.3 mm, countersink cutter 5.3 mm, countersink cutter 4.2 mm, enlargement drill 3.15 mm short, enlargement drill 4.25 mm short, horizontal rosette HSL, horizontal rosette titanium, horizontal screw, adjustable, inner matrix yellow/light, inner matrix gold, inner matrix green/standard, inner matrix red/heavy, bone thread cutter 3.3 mm/17.5 mm, bone thread cutter 3.3 mm/14.5 mm, bone thread cutter 3.3/13.0 mm, bone thread cutter 3.3 mm/11.5 mm, bone thread cutter 5.3 mm, bone thread cutter 4.2 mm, rose drill 1.2/22 mm, cortical drill 2.0/3.15 mm , cortical drill 3.15/4.25 mm, pilot drill 1.8 mm, vertical screw blue , bar screw, bar screw for modelling aid , enlargement drill 3.15 mm, enlargement drill 4.25 mm, impression post 3.3 mm, impression post 5.3 mm, impression post, 4.2 mm, Impression post 3.3 mm for open impression Hex Connection incl. fixation screw short, Impression post 4.2 mm for open impression Hex Connection incl. fixation screw short, Impression post 5.3 mm for open impression Hex Connection incl. fixation screw short, Impression post 3.3 mm for open impression Hex Connection incl. fixation screw long, Impression post 4.2 mm for open impression Hex Connection incl. fixation screw long, Impression post 5.3 mm for open impression Hex Connection incl. fixation screw long, Impression post 3.3 mm for closed impression Hex Connection incl. screw blue + transfer cap, Impression post 4.2 mm for closed impression Hex Connection incl. screw blue + transfer cap, Impression post 5.3 mm for closed impression Hex Connection incl. screw blue + transfer cap, Scan abutment 3.3 mm/4.2 mm/5.3 mm Hex Connection, Scan abutment 3.3 mm14.2 mm/5.3 mm Hex Connection incl. screw blue, Scan abutment for Multi Unit, Impla Direct cone 0° Impla , Impla Direct cone 7.5° Impla , Impla Direct cone 15° Impla , Impla Direct cone 30° , IMPLA direct titanium sleeve, ball mill 2.6 mm diamond, rose drill 3.0 mm cross cut, bone collector, Disposable filter for bone collector, Pilot drill 1.2 mm, Impla 3D-Navi drill 2.0 mm x 22.5 mm, Impla 3D-Navi drill 2.5 mm x 22.5 mm, Impla 3D-Navi drill 3.15 mm x 22.5 mm, Impla 3D-Navi drill 4.25 mm x 22.5 mm, countersink cutter 3.3 for IMPLA 3D, countersink cutter 4.2 for IMPLA 3D, countersink cutter 5.3 for IMPLA 3D, Thread cutter 3.3/11.5 mm for IMPLA 3D, Thread cutter 3.3/13 mm for IMPLA 3D, Thread cutter 3.3/14.5 mm for IMPLA 3D, Thread cutter 4.2 for IMPLA 3D, Thread cutter 5.3 for IMPLA 3D, instrument contra-angle, Disposable pilot drill 2.0 mm, Disposable enlargement drill 2.5 mm, Disposable enlargement drill 3.15 mm , Disposable enlargement drill 4.25 mm, Pilot drill 2.0 mm, Enlargement drill 2.5 mm, Enlargement drill 3.15 mm, Enlargement drill 4.25 mm, Enlargement drill 4.25 mm short, Cortical drill 2.0/3.15 mm , Cortical drill 3.15/4.25 mm, Countersink cutter 3.3 mm, Countersink cutter 4.2 mm, Countersink cutter 5.3 mm, Enlargement drill 2.75 mm for Cylindrical , Enlargement drill 3.0 mm for Cylindrical , Countersink cutter 3.4 mm for Cylindrical, Enlargement drill 3.7 mm for Cylindrical , Enlargement drill 3.9 mm for Cylindrical , Countersink cutter 4.25 mm for Cylindrical, Enlargement drill 4.60 mm for Cylindrical , Enlargement drill 4.90 mm for Cylindrical , Countersink cutter 5.25 mm for Cylindrical, Locator matrix set (3 parts), Locator replacement plugin, 4 pcs./clear, Locator plugin, light retention, 4 pcs./pink , Locator plugin, extended range, 4 pcs./green, Locator plugin, extended range, light retention, 4 pcs./red, Locator plugin, extra light retention 4 pcs./blue, Enlargement drill 2.75 mm (for Cylindrical) , Enlargement drill 3.0 mm (for Cylindrical) , Countersink cutter 3.4 mm (for Cylindrical), Enlargement drill 3.7 mm (for Cylindrical) , Enlargement drill 3.9 mm (for Cylindrical) , Countersink cutter 4.25 mm (for Cylindrical), Enlargement drill 4.60 mm (for Cylindrical) , Enlargement drill 4.90 mm (for Cylindrical) , Countersink cutter 5.20 mm (for Cylindrical), Balltop matrix inc. O-ring f. Mini Balltop, Insertion aid machine-driven with contra-angle connector for Mini balltop | REAL DENT CENTER | 2024-02-20T00:00:00.000+01:00 | Schütz Dental GmbH, Dieselstr. 5 -6, D -61191 Rosbach, Germany | 636502, 636021, 636121, 636633, 636631, 636632, 636630, 637102, 635244, 635245, 635240, 635238, 635236, 636664, 636662, 636659, 636005, 636002, 636004, 636003, 635137, 635136, 635138, 635135, 635134, 637128, 635355, 635223, 635225, 635230, 636658, 636667, 636233, 635234, 635237, 636135, 636138, 636024, 638852, 638853, 638854, 638855, 638856, 638857, 638867, 638868, 638869, 638873, 638876, 638633, 636147, 636148, 636149, 636173, 636145, 635347, 635348, 635150, 635151, 635219, 638311, 638312, 638313, 638314, 638325, 638326, 638327, 638215, 638216, 638331, 638332, 638333, 638214, 635212, 635213, 635214, 635215, 63 8700, 638701, 63 8702, 638704, 63 8705, 63 8706, 638707, 638708, 63 8709, 638710, 638711, 638712, 638717, 638713, 638714, 638718, 638715, 638716, 638719, 636070, 636071, 636072, 636073, 636074, 636076, 635251, 635252, 635255, 635253, 635254, 635256, 635257, 635258, 635259, 635489, 637107, 635496, 635497, 635498, 635502, 635499, 635500, 635501, 635503, 635479, 635469, 635468, 638813, 638814, 638815, 638816, 638817, 638818, 635128, 635129, 635130, 635131, 635132, 638819, 638820, 63 8821, 63 8822, 740130, 740133, 740136, 740139, 740143, 740144, 740145, 740146, 740148, 740149, 740150, 740151, 740152, 740154, 740155, 740156, 740157, 740158, 740160, 740161, 740162, 740163, 740164, 740300, 740301, 740302, 740303, 7403 04, 740305, 740306, 740307, 740308, 740309, 740310, 740335, 740336, 740337, 740338, 740339, 740312, 740313, 740314, 740315, 740317, 740318, 740319, 740320, 740321, 740323, 740324, 740325, 740326, 740327, 740329, 740330, 740331, 740332, 740333, 740316, 740322, 740328, 740334, 740343, 740344, N/A, 638500, 638501, 638502, 638858, 638859, 638860, 638861, 638862, 638863, 638596, 638597, 638598, 638870, 638871, 62 8872, 638874, 638875, 638877, 638878, 638662, 638663, 638664, 638577, 638578, 638628, 638631 | Klasa IIa | Instrumente rrotulluese, aksesorë mbështetës për sistemin e implantit IMPLA | Pajisje dentare
, Impression post 3.3 mm short for closed impression, Impression post 4.2 mm short for closed impression, Impression post 5.3 mm short for closed impression, Holding screw for Mini Conetop, O-ring red for balltop matrix, O-ring green for balltop matrix, O-ring black for balltop matrix, Prosthetic Set Mini, Balltop matrix incl. 0-ring for Mini balltop, closed, Balltop matrix small incl. O-ring, O-ring small for balltop matrix small, Pilot drill short 2.0 mm, Enlargement drill short 2.5 mm, Enlargement drill short 3.15 mm, Enlargement drill short 4.25 mm, Enlargement drill short 2.75 mm (for Cylindrical) , Enlargement drill short 3.0 mm (for Cylindrical), Enlargement drill short 3.25 mm (for Cylindrical) , Enlargement drill long 3.25 mm (for Cylindrical) , Enlargement drill short 3.4 mm (for Cylindrical) , Enlargement drill long 3.4 mm (for Cylindrical) , Countersink cutter 3.8 mm (for Cylindrical), Enlargement drill short 3.7 mm (for Cylindrical), Enlargement drill short 3.9 mm (for Cylindrical), Enlargement drill short 4.60 mm (for Cylindrical), Enlargement drill short 4.90 mm (for Cylindrical, Pilot drill 1.8 for Dialog , Pilot drill 2.2 for Dialog , Pilot drill 2.7 for Dialog, Pilot drill 3.0 for Dialog, Taper drill 3.7 L8 for Dialog, Taper drill 3.7 L9.5 for Dialog , Taper drill 3.7 L11 for Dialog , Taper drill 3.7 L13 for Dialog, Taper drill 4.2 L6.5 for Dialog, Taper drill 4.2 L8 for Dialog , Taper drill 4.2 L9.5 for Dialog , Taper drill 4.2 L11 for Dialog, Taper drill 4.2 L13 for Dialog, Taper drill 4.8 L6.5 for Dialog, Taper drill 4.8 L8 for Dialog, Taper drill 4.8 L9.5 for Dialog, Taper drill 4.8 L11 for Dialog , Taper drill 4.8 L13 for Dialog, Taper drill 5.3 L6.5 for Dialog , Taper drill 5.3 L8 for Dialog, Taper drill 5.3 L9.5 for Dialog, Taper drill 5.3 L 11 for Dialog, Taper drill 5.3 L13 for Dialog, GS pilot drill 1.8 for Dialog, GS pilot drill 2.2/6.5 mm for Dialog, GS pilot drill 2.2/8.0 mm for Dialog, GS pilot drill 2.2/9.5 mm for Dialog, GS pilot drill 2.2/11 mm for Dialog , GS pilot drill 2.2/13 mm for Dialog, GS pilot drill 2.7/6.5 mm for Dialog, GS pilot drill 2.7/8 mm for Dialog, GS pilot drill 2.7/9.5 mm for Dialog, GS pilot drill 2.7/11 mm for Dialog , GS pilot drill 2.7/13 mm for Dialog, GS pilot drill 3.0/6.5 mm for Dialog, GS pilot drill 3.0/8 mm for Dialog, GS pilot drill 3.0/9.5 mm for Dialog, GS pilot drill 3.0/11 mm for Dialog, GS pilot drill 3.0/13 mm for Dialog, GS taper drill 3.7/8 mm for Dialog, GS taper drill 3.7/9.5 mm for Dialog , GS taper drill 3.7/11 mm for Dialog , GS taper drill 3.7/13 mm for Dialog , GS taper drill 4.2/6.5 mm for Dialog, GS taper drill 4.2/8 mm for Dialog , GS taper drill 4.2/9.5 mm for Dialog, GS taper drill 4.2/11 mm for Dialog , GS taper drill 4.2/13 mm for Dialog, GS taper drill 4.8/6.5 mm for Dialog, GS taper drill 4.8/8 mm for Dialog, GS taper drill 4.8/9.5 mm for Dialog, GS taper drill 4.8/11 mm for Dialog, GS taper drill 4.8/13 mm for Dialog, GS taper drill 5.3/6.5 mm for Dialog, GS taper drill 5.3/8 mm for Dialog , GS taper drill 5.3/9.5 mm for Dialog, GS taper drill 5.3/11 mm for Dialog, GS taper drill 5.3/13 min for Dialog, GS cortical taper drill 3.7 for Dialog, GS cortical taper drill 4.2 for Dialog, GS cortical taper drill 4.8 for Dialog, GS cortical taper drill 5.3 for Dialog, GS anchor drill for Dialog, GS anchor screw for Dialog, Hex System with conical internal connection, Impression post 3.3 mm (for Cone Connection), Impression post 5.3 mm (for Cone Connection), Impression post 3.3 mm for OT Cone Connection incl.fixation screw short, Impression post 4.2 mm for OT Cone Connection incl.fixation screw short, Impression post 5.3 mm for OT Cone Connection incl.fixation screw short, Impression post 3.3 mm for OT Cone Connection incl.fixation screw long, Impression post 4.2 mm for OT Cone Connection incl.fixation screw long, Impression post 5.3 mm for OT Cone Connection incl.fixation screw long, Impression post 3.3 mm (for closed impression Cone Connection), Impression post 4.2 mm (for closed impression Cone Connection), Impression post 5.3 mm (for closed impression Cone Connection), Impression post 3.3 mm for closed impression Cone Connection incl. screw blue + transfer cap, Impression post 4.2 mm for closed impression Cone Connection incl. screw blue + transfer cap, Impression post 5.3 mm for closed impression Cone Connection incl. screw blue + transfer cap, Scan abutment 3.3 mm/4.3 mm Cone Connection, Scan abutment 5.3 mm Cone Connection, Scan abutment 3.3 mm/4.2 mm Cone Connection incl. screw blue, Scan abutment 5.3 mm Cone Connection incl. screw blue, Aesthura scan abutment 3.3 mm, Aesthura scan abutment 4.2 mm, Aesthura scan abutment 5.3 mm, Insertion aid long machine-driven 2.0 mm (for Cone for Connection 3.3/4.2), Insertion aid long machine-driven 2.5 mm (for Cone for Connection 5.3 mm), Impression post Multi Unit, metal Sleeve (for Metal Unit)
15846 | Tools for IMPLA Implant System, Tissue cutter 4.2 mm, Tissue cutte3.3 mm, Tissue cutter 5.3 mm | REAL DENT CENTER | 2024-02-20T00:00:00.000+01:00 | Schütz Dental GmbH, Dieselstr. 5 -6, D -61191 Rosbach, Germany | N/A, 637150, 637151, 637152 | Klasa I | Instrumenta per sistemin e implanteve | Pajisje dentare
16027 | OPTIVAC® (Optivac Hip Set) , OPTIVAC® (Optivac L), OPTIVAC® (Optivac M), OPTIVAC® (Optivac S) | T R I M E D | 2024-02-22T00:00:00.000+01:00 | Biomet France SARL - Plateau de Lautagne 26000 Valence FRANCE. | INSTRUMENTATION FOR CEMENTING SYSTEM OPTIVAC® (Optivac Hip Set - 4150) , INSTRUMENTATION FOR CEMENTING SYSTEM OPTIVAC® (Optivac L - 4152), INSTRUMENTATION FOR CEMENTING SYSTEM OPTIVAC® (Optivac M - 4160), INSTRUMENTATION FOR CEMENTING SYSTEM OPTIVAC® (Optivac S - 4161) | Klasa IIa | OPTIVAC® janë instrumenta që përdoren për sistemin e cementimit të kockave. | Instrumenta shumeperdorimeshe
15856 | Vacuum Pump/Vacuum pump, with silencer and air hose, Vacuum Pump/Vacuum pump, with silencer, Vacuum Pump/Air Hose with connector for Vacuum Pump | T R I M E D | 2024-02-22T00:00:00.000+01:00 | Biomet France SARL - Plateau de Lautagne 26000 Valence FRANCE. | Vacuum Pump/Vacuum pump, with silencer and air hose (4232), Vacuum Pump/Vacuum pump, with silencer (4235), Vacuum Pump/Air Hose with connector for Vacuum Pump (4236) | Klasa I | Vacuum Pump janë pajisje që përdoren me sistemin OPTIVAC®/OPTIPAC® për të hequr ajrin gjatë përzierjes së cementit kockor. | Tjeter
15972 | OPTIGUN®/Optigun™ Ratchet, OPTIGUN®/Optigun™ II | T R I M E D | 2024-02-22T00:00:00.000+01:00 | Biomet France SARL - Plateau de Lautagne 26000 Valence FRANCE. | OPTIGUN®/Optigun™ Ratchet (4195), OPTIGUN®/Optigun™ II (4193) | Ir | Qëllimi i synuar i pajisjeve Optigun është të injektojnë cementin kockor të përzier në sistemet përzjerës Optipac® ose Optivac® për të shpërndarë cementin kockor te pacienti gjatë kirurgjisë së artikuacioneve | Tjeter
15785 | Dental Unit / Friend, Dental Unit / Friend Easy, Dental Unit / Friend Plus, Dental Unit / Friend Up, Dental Unit / Partner, Dental Unit / XP 4, Dental Unit / Partner EVO, Dental Unit / XF | MSE |  | Promed S.R.L , Via Rossini, 26 40055 Villanova di Castenaso, Bologna-Italia | N/A | Klasa IIa | Poltron Dentar | Pajisje te implantueshme aktive
15996 | Ultrasound scanner V7, SW Option V7 EzHRI TM, SW Option V7 QUS TM (TAI TM, TSI TM), SW Option V7 ViewAssist TM, SW Option V7 SEE Stream | PEGASUS. | 2024-02-20T00:00:00.000+01:00 | Samsung Medison Co., Ltd 3360 Hanseo-ro, Nam-myein, Hongcheon-gun, Gangwon-do 25108 Republic of Korea | V7, V7 EzHRI TM, V7 QUS TM (TAI TM, TSI TM), V7 ViewAssist TM, V7 SEE Stream | Klasa IIa | Eshte skaner me ultratinguj per qellime diagnostike ekzaminuese., Jane sonda te skanerit me ultratinguj V7. | Pajisje diagnostikuese dhe terapeutike me rezatim
15982 | Mercury free Clinical thermometer | MONTAL | 2024-02-20T00:00:00.000+01:00 | Wuxi Medical Instrument Factory Co., Ltd. No.43 Xixin Road, Zhangjing, Xibei town, Wuxi city, Jiangsu, 214194 China | CR. W00 | Im | Pajisje mjekesore per matjen e temperatures se trupit te njeriut. | Instrumenta shumeperdorimeshe
16028 | Neural Stimulation Probes/Disposable Neural Stimulation Probes, Neural Stimulation Probes/Reusable Neural Stimulation Probes | O.E.S DISTRIMED | 2024-02-22T00:00:00.000+01:00 | Spes Medica S.p.A.Via Buccari 21 – 16153 Genova (Ge) Italy | SIXYZKKKQJJUUD, SIXYZKKKQJJUUR | Klasa III | Sonda te stimulimit nervor njeperdorimeshe, Sonda te stimulimit nervor te riperdorshme | Pajisje nje perdorimeshe
15851 | Gel and Creams/Conductive Paste 250gr BOX = 3jars of 250gr | O.E.S DISTRIMED | 2024-02-22T00:00:00.000+01:00 | Spes Medica S.p.A.Via Buccari 21 – 16153 Genova (Ge) Italy | ACCREAM250V-3 | Klasa I | Paste percuese per elektrodat e EEG | Pajisje nje perdorimeshe
15852 | Electrodes for Neurodiagnostic and accessories/Moulded Cup Electrode Gold 150cm and DIN42802 1pk=10pcs, Electrodes for Neurodiagnostic and accessories/Moulded Cup Electrode Gold 250cm and DIN42802 1pk=10pcs, Electrodes for Neurodiagnostic and accessories/Ground Blue Ear el.-gold plated 100cm cable-DIN42802-1PK=2PCS, Electrodes for Neurodiagnostic and accessories/250cm cable with snap conn and TP conn-10 colors PK=10pcs | O.E.S DISTRIMED | 2024-02-22T00:00:00.000+01:00 | Spes Medica S.p.A.Via Buccari 21 – 16153 Genova (Ge) Italy | DEGM152600, DEGM252600, EAR1026G0-2, LEAD2526S0 | Klasa I | Elektrode e derdhur ne forme kupe me perberje te Arit,per regjistrim dhe stimulim gjate ekzaminimeve neurodiagnostikuese, Elektrode veshi blu me veshje ari,per regjistrim dhe stimulim gjate ekzaminimeve neurodiagnostikuese, Kabull me konektor per elektrodat neurodiagnostikuese | Pajisje nje perdorimeshe
15857 | OT CAP-OT CAP TECNO/Castables, SPHERO BLOCK-FLEX /Positioners, OT CAP-OT CAP TECNO/OT EQUATOR-OT BRIDGE/Tools | EURODENTA | 2024-02-22T00:00:00.000+01:00 | Rhein 83 S.R.L. Via Emilio Zago,10-40128, Bologna ,Italy | BC026-10, BC026-100, BC026-50, BC026-500, 100AD, 080RCN | Klasa I | Instrumente dentare | Pajisje dentare
16089 | BLU GEL A FREE, STERILE ISOTONIC OPHTHALMIC SOLUTION CONTAINING 0,30% SODIUM HYALURONATE IN A FORMULATION ENRICHED WITH AMINOACIDS (L-PROLINE, GLYCINE, L-LYSINE HYDROCHLORIDE, L-LEUCINE). SOLUTION 0.30% HA WITH AMINOACIDS, OSD BOTTLE 10 ML, PRESERVATIVE FREE. | CFO PHARMA | 2024-03-04T00:00:00.000+01:00 | FIDIA FARMACEUTICI S.P.A VIA PONTE DELLA FABBRICA, 3/A 35031 ABANO TERME (PD) - ITALY | TF09-14-2E | Klasa IIa | SOLUCION ME PIKA PER SY, ME PERMBAJTJE SODIUM HIAURONIC, PER TE BERE HIDRATIMIN DHE LUBRIFIKIMIN E SYRIT, KUNDER SINDROMES SE SYRIT TE THATE. ELEMINON SKUQJET DHE KRUAJTJET E SYRIT. | Pajisje oftalmike dhe optike
15997 | NEW ACE, NAPERACE, NEW ACE &amp; NAPERACE COMBINATION SET, Crown PX, Efucera PX, CROWN PX &amp; EFUCERA PX COMBINATION SET, PMMA DISK, ARTESANO | Diamant Plus | 2024-02-22T00:00:00.000+01:00 | Yamahachi Dental MFG., Co - 54-1 Ochigara, Nishiura-cho, Gamagori-city, Aichi-Pref., 443-0105, Japan | n/a | Klasa IIa | Dhembe akrilik per proteza dentare | Pajisje dentare
15966 | 11ga x 4, B Tip, Bone Marrow Harvest Needles, 13ga x 4, B Tip, Bone Marrow Harvest Needles, 13ga x 2 Bone Marrow Harvest Needles, 13ga x 3 Bone Marrow Harvest Needles, 11ga x 4 Bone Marrow Harvest Needles, 13ga x 4 Bone Marrow Harvest Needles, 15ga x 2 Bone Marrow Harvest Needles, 15ga X 2.7 Bone Marrow Aspiration Needles, 15ga X 4 Bone Marrow Aspiration Neetlles, 16ga X 2.7 Bone Marrow Aspiration Needles, 8ga X 4 T-Lok Bone Marrow Biopsy Needles, 8ga X 6 T-Lok Bone Marrow Biopsy Needles, 11ga X 4 T-Lok Bone Marrow Biopsy Needles, 11ga X 4 T-Lok Bone Marrow Biopsy Needles (no needle vise), 11ga X 4 Bone Marrow Biopsy Needles (no extraction cannula & needle vise), 11ga X 4 Bone Marrow Biopsy Needles (no extraction cannula), 11ga X 6 T-Lok Bone Marrow Biopsy Needles, 13ga X 2.5 T-Lok Bone Marrow Biopsy Needles, 13ga X 4 T-Lok Bone Marrow Biopsy Needles, 18ga x 3.58 Pediatric Bone Marrow Needle, 16ga X 7.5 Oyst Core Bone Biopsy Needles, 16ga X 12.5 Oyst-Core Bone Biopsy Needles, 16ga X 16.5 Oyst-Core Bone Biopsy Needles | MONTAL | 2024-02-22T00:00:00.000+01:00 | Argon Medical Devices, Inc. 1445 Flat Creek Road, Athens, Texas 75751, USA | BMHN1104X, BMHN1304X, BMHN1302X, BMHN1303X, BMHN1104VX, BMHN1304VX, BMHN1502X, DBMNI1501, DBMNI1504, DBMNI1601, DBMNJ0804TL, DBMNJ0806TL, DBMNJ1104TL, DBMNJ1104D, DBMNJ1104, DBMNJ1104R, DBMNJ1106TL, DBMNJ13025, DBMNJ1304, ION18015, OBN16075, OBN16125, OBN16165 | Klasa IIa | Jane AGE qe sherbejne per te kryer biopsine e palces se kockes. | Pajisje nje perdorimeshe
15957 | ASSY Ship Ozil HP 8065750469 | PEGASUS. | 2024-02-22T00:00:00.000+01:00 | Alcon Laboratories , Inc. 6201 South Freeway Fort Worth , Texas 76134-2099 | 8065750469 | Klasa IIb | Eshte sonde qe perdoret per ekzaminimin okular gjate procedurave kirurgjikale oftalmike anteriore dhe posteriore te syrit | Pajisje oftalmike dhe optike
16052 | Acid Phosphatase | GENIUS SHPK | 2024-02-26T00:00:00.000+01:00 | Sentinel CH. SpA - Milan, Italy, Via Robert Koch 2, 20152 | 17617 | In vitro | Reagent diagnostifikues in vitro qe sherben per te punuar analizen e acid phosphatase nepermjet metodes kinetike colorimetrike, enzime e cila gjendet ne trupit e njeriut dhe nivelet e larta te saj jane tregues per semundje te ndryshme nepermjet teknologjise se instrumenteve te Beckman Coulter d.o.o. | Pajisje te diagnostifikimit in vitro
16029 | Aldolase | GENIUS SHPK | 2024-02-26T00:00:00.000+01:00 | Sentinel CH. SpA - Milan, Italy, Via Robert Koch 2, 20152 | 17003 | In vitro | Reagent diagnostifikues in vitro qe sherben per te punuar analizen e Aldolase nepermjet metodes kinetike colorimetrike, enzime e cila gjendet ne trupit e njeriut dhe nivelet e larta te saj jane tregues per demtim te muskujve ose semundjeve te tjera muskulore nepermjet teknologjise se instrumenteve kimike klinike dhe imunokimike te Beckman Coulter d.o.o. | Pajisje te diagnostifikimit in vitro
16030 | COPPER | GENIUS SHPK | 2024-02-26T00:00:00.000+01:00 | Sentinel CH. SpA - Milan, Italy, Via Robert Koch 2, 20152 | 17638H | In vitro | Reagent diagnostifikues in vitro qe sherben per te punuar analizen e bakrit nepermjet metodes colorimetrike, me ane te mostrave te serumit dhe plasmes nepermjet teknologjise se instrumenteve kimike klinike dhe imonukimike te Beckman Coulter d.o.o. | Pajisje te diagnostifikimit in vitro
16031 | Ultrasound scanner RS85 , SW Option RS85 Additional Storage , SW Option RS85 Live Breast Assist , SW Option RS85 LumiFlow, SW Option RS85 Mobile Export , SW Option RS85 Software Trial, SW Option RS85 S-Shearwave | PEGASUS. | 2024-02-22T00:00:00.000+01:00 | Samsung Medison Co., Ltd 3360 Hanseo-ro, Nam-myein, Hongcheon-gun, Gangwon-do 25108 Republic of Korea | RS85, RS85 Additional Storage , RS85 Live Breast Assist , RS85 LumiFlow, RS85 Mobile Export , RS85 Software Trial, RS85 S-Shearwave | Klasa IIa | Eshte skaner me ultratinguj per ekzaminim te brendshem diagnostik, Jane sonda te skanerit me ultratinguj RS85. | Pajisje diagnostikuese dhe terapeutike me rezatim
15961 | COLIBRI System | BIOMETRIC ALBANIA | 2024-02-21T00:00:00.000+01:00 | EUROSETS S.r.l. - Adresa: Strada Statale 12, 143 41036 Medolla (Modena) Italy | EU5096 | Klasa IIb | Sistem per trajtimin ECMO | Produkte per institucione te kujdesit shendetesor
15983 | SW Option RS80 EVO IOTA-ADNEX, SW Option RS80 EVO Live BreastAssist, SW Option RS80 EVO LumiFlow, SW Option RS80 EVO Mobile Export, SW Option RS80 EVO MV-Flow, SW Option RS80 EVO NaturalVue, SW Option RS80 EVO NerveTrack, SW Option RS80 EVO Panoramic+, SW Option RS80 EVO QUS (TAI, TSI), SW Option RS80 EVO RealisticVue, SW Option RS80 EVO S-3D ArterialAnalysis, SW Option RS80 EVO S-Detect for Breast, SW Option RS80 EVO S-Detect for Thyroid, SW Option RS80 EVO S-Fusion, SW Option RS80 EVO Smart 4D, SW Option RS80 EVO Software Trial, SW Option RS80 EVO SonoSync, SW Option RS80 EVO S-Shearwave, SW Option RS80 EVO S-Shearwave Imaging, SW Option RS80 EVO Strain+, SW Option RS80 EVO StressEcho, SW Option RS80 EVO System Activation, SW Option RS80 EVO VirtualTrack, SW Option RS80 EVO XI STIC, Ultrasound scanner RS80 EVO , SW Option RS80 EVO 2D NT, SW Option RS80 EVO Additional Storage, SW Option RS80 EVO ADVR, SW Option RS80 EVO ArterialAnalysis, SW Option RS80 EVO AutoIMT+, SW Option RS80 EVO BiometryAssist, SW Option RS80 EVO Cardiac Measurement, SW Option RS80 EVO CEUS+, SW Option RS80 EVO ClearTrack, SW Option RS80 EVO CrystalVue, SW Option RS80 EVO E-Breast, SW Option RS80 EVO ElastoScan+, SW Option RS80 EVO E-Thyroid, SW Option RS80 EVO EzHRI, SW Option RS80 EVO HDVI | PEGASUS. | 2024-02-22T00:00:00.000+01:00 | Samsung Medison Co., Ltd 3360 Hanseo-ro, Nam-myein, Hongcheon-gun, Gangwon-do 25108 Republic of Korea | RS80 EVO IOTA-ADNEX, RS80 EVO Live BreastAssist, RS80 EVO LumiFlow, RS80 EVO Mobile Export, RS80 EVO MV-Flow, RS80 EVO NaturalVue, RS80 EVO NerveTrack, RS80 EVO Panoramic+, RS80 EVO QUS (TAI, TSI), RS80 EVO RealisticVue, RS80 EVO S-3D ArterialAnalysis, RS80 EVO S-Detect for Breast, RS80 EVO S-Detect for Thyroid, RS80 EVO EVO S-Fusion, RS80 EVO Smart 4D, RS80 EVO Software Trial, RS80 EVO SonoSync, RS80 EVO S-Shearwave, RS80 EVO S-Shearwave Imaging, RS80 EVO Strain+, RS80 EVO StressEcho, RS80 EVO System Activation, RS80 EVO VirtualTrack, RS80 EVO XI STIC, RS80 EVO , RS80 EVO 2D NT, RS80 EVO Additional Storage, RS80 EVO ADVR, RS80 EVO ArterialAnalysis, RS80 EVO AutoIMT+, RS80 BiometryAssist, RS80 EVO Cardiac Measurement, RS80 CEUS+, RS80 EVO ClearTrack, RS80 EVO CrystalVue, RS80 EVO E-Breast, RS80 EVO ElastoScan+, RS80 EVO E-Thyroid, RS80 EVO EzHRI, RS80 EVO HDVI | Klasa IIa | Eshte skaner me ultratinguj per qellim ekzaminues diagnostik., Jane sonda te skanerit me ultratinguj RS80 EVO. | Pajisje diagnostikuese dhe terapeutike me rezatim
16003 | TUBING SETS FOR EXTRA CORPOREAL LIFE SUPPORT AND ECMO | BIOMETRIC ALBANIA | 2024-02-21T00:00:00.000+01:00 | EUROSETS S.r.l. - Adresa: Strada Statale 12, 143 41036 Medolla (Modena) Italy | 30AG70232, 30AG70232/SM, 30AG70233, 30AG70234, 30AG0068 | Klasa IIa | Set njeperdorimsh per trajtimin ECMO 30 ditor. | Produkte per institucione te kujdesit shendetesor
16032 | Ultrasound probe EA2-11ARE, Ultrasound probe EA2-11AVE, Ultrasound probe EV2-12, Ultrasound probe LA2-16S, Ultrasound probe LA4-18AD | PEGASUS. | 2024-02-22T00:00:00.000+01:00 | Samsung Medison Co., Ltd 3360 Hanseo-ro, Nam-myein, Hongcheon-gun, Gangwon-do 25108 Republic of Korea | EA2-11ARE, EA2-11AVE, EV2-12, LA2-16S, LA4-18AD | Klasa IIa | Jane sonda te perdorura gjate ekzaminimeve | Pajisje diagnostikuese dhe terapeutike me rezatim
me skanera me ultratinguj te kompanise Samsung.
16033 | LANDING ADVANCE, WI-FI VENOUS/ARTERIAL PROBE and ACCESSORIES | BIOMETRIC ALBANIA | 2024-02-26T00:00:00.000+01:00 | EUROSETS S.r.l. - Adresa: Strada Statale 12, 143 41036 Medolla (Modena) Italy | EU5253, EU5216, EU5217, EU5256 | Klasa IIb | Sonde dhe aksesore wireless arterial/venoz per trajtimin ECMO | Produkte per institucione te kujdesit shendetesor
16053 | Zinc | GENIUS SHPK | 2024-02-26T00:00:00.000+01:00 | Sentinel CH. SpA - Milan, Italy, Via Robert Koch 2, 20152 | 17640H | In vitro | Reagent diagnostifikues in vitro qe sherben per te punuar analizen e Zinkut nepermjet metodes colorimetrike, me ane te mostrave te serumit, plazmes ose lengjet seminale nepermjet teknologjise te instrumenteve kimike klinike dhe imonukimike te Beckman Coulter d.o.o. | Pajisje te diagnostifikimit in vitro
16034 | Clin Chem Control 2 | GENIUS SHPK | 2024-02-26T00:00:00.000+01:00 | Sentinel CH. SpA - Milan, Italy, Via Robert Koch 2, 20152 | 16250 | In vitro | Reagent diagnostifikues in vitro qe perdoret per te vendosur pikat e references te njohura per nje numer analizash te synuara per zbulimin cilesor dhe/ose sasiore te nje ose me shume analiteve kimike klinik, nepermjet metodes kinetike colorimetrike nepermjet teknologjise se instrumenteve kimike klinike dhe imunokimike te Beckman Coulter d.o.o. | Pajisje te diagnostifikimit in vitro
15898 | Intraoral Scanner , Intraoral Scanner i600, i600 Handpiece cover, Intraoral Scanneri 700, i700 Handpiece cover, Reusable tip, Small Tip, Power hub, Calibration Tool, Practice Model, Wrist Strap, Desktop Cradle, Wall Mount Holder, Power Delivery Cable, USB 3.0 Cable, Medical Adapter, Power Cord, USB Flash Drive | REAL DENT CENTER | 2024-02-26T00:00:00.000+01:00 | Medit Corp. 9F,10F,13F,14F,16F, 8, Yangpyeong-ro 25-gil, Yeongdeungpo-gu, Seoul, 07207 Republic of Korea | i700, i600, MD-IS0100, MD-IS0200, N\A, MD-RT0300, MD-RT0400 | Klasa I | Skaner intraoral dhe aksesoret e tyre | Pajisje dentare
15880 | 3D Scanner | REAL DENT CENTER | 2024-02-26T00:00:00.000+01:00 | Medit Corp. 23 Goryeodae-ro 22-gil, Seongbuk-gu, Seoul 02855, Rep of Korea | MD ID0400, MD ID0420 | Klasa I | Skaner intraoral | Pajisje dentare
15899 | Intraoral Scanner i700 wireless, Handpiece Cover, Wireless Hub, Rechargeable Battery, Extension Cable Battery, Reusable Tip, Small Tip, Battery Charger, Handle, Calibration Tool, Practice Model, Wrist Strap, Desktop Cradle, Wall Mount Holder, USB 3.0 Cable (C to A), Power Delivery Cable (C to C), Medical Adapter for Wireless Hub, Medical Adapter for Battery Charger, Power Cord, USB Flash Drive, Auto Calibration Tool | REAL DENT CENTER | 2024-02-26T00:00:00.000+01:00 | Medit Corp. 9F,10F,13F,14F,16F, 8, Yangpyeong-ro 25-gil, Yeongdeungpo-gu, Seoul, 07207, Republic of Korea | MD-ISO300, MD-IS0300, MD-WH0300, MD-IS0300REB, MD-IS0300ECB, MD-RT0300, MD-RT0400, N\A, Auto Calibration Tool | Klasa I | Skaner intraoral, Skaner intraoral dhe aksesoret e tyre | Pajisje dentare
15900 | Intraoral Scanner i700 | REAL DENT CENTER | 2024-02-26T00:00:00.000+01:00 | Medit Corp. 23, Goryeodae-ro 22-gil, Seongbuk-gu, Seoul, 02855, Rep. of Korea | MD-IS0200 | Klasa I | Skaner intraoral | Pajisje dentare
15881 | 3D Scanner | REAL DENT CENTER | 2024-02-26T00:00:00.000+01:00 | Medit Corp. F9, F10, 8, Yangpyeong-ro 25-gil, Yeongdeungpo-gu, Seoul, 07207, Rep. of Korea | MD-ID0400 (T710), MD-ID0420 (T510, T310) | Klasa I | Skaner intraoral | Pajisje dentare
16054 | Dental Base Metal Alloys | REAL DENT CENTER | 2024-02-26T00:00:00.000+01:00 | Shenzhen Xiangtong CO., Ltd. Add.: Room 1101,Block B,Building 7,Phase III,Shenzhen International Innovation Valley,Liuxin 4th Road,Xili Street,Nanshan District,Shenzhen, China | N/A | Klasa IIa | Metale dhe aliazhe dentare per perdorim laboratorik. | Pajisje dentare
16055 | Pre - dyed zirconia ceramic blocks for dental | REAL DENT CENTER | 2024-02-26T00:00:00.000+01:00 | Shenzhen Xiangtong CO., Ltd. Add.: Room 1101,Block B,Building 7,Phase III,Shenzhen International Innovation Valley,Liuxin 4th Road,Xili Street,Nanshan District,Shenzhen, China | N/A | Klasa IIa | Metale dentare per perdorim laboratorik. | Pajisje dentare
16035 | Septoject Evolution 0.3mm x9mm/Dental syringe needle, single use, Septoject Evolution 0.3mm x16mm/Dental syringe needle , single use, Septoject Evolution 0.3mm x25mm/Dental syringe needle, single use, Septoject Evolution 0.4mm x9mm/Dental syringe needle, single use, Septoject Evolution 0.4mm x16mm/Dental syringe needle, single use, Septoject Evolution 0.4mm x25mm/Dental syringe needle, single use, Septoject XL 0.3mm x10mm /Dental syringe needle, single use, Septoject XL 0.3mm x12mm /Dental syringe needle, single use, Septoject XL 0.3mm x16mm /Dental syringe needle, single use, Septoject XL 0.3mm x21mm /Dental syringe needle, single use, Septoject XL 0.3mm x23mm /Dental syringe needle, single use, Septoject XL 0.3mm x25mm /Dental syringe needle, single use, Septoject XL 0.4mm x8mm /Dental syringe needle, single use, Septoject XL 0.4mm x16mm /Dental syringe needle, single use, Septoject XL 0.4mm x21mm /Dental syringe needle, single use, Septoject XL 0.4mm x25mm /Dental syringe needle, single use, Septoject XL 0.4mm x30mm /Dental syringe needle, single use, Septoject XL 0.4mm x35mm /Dental syringe needle, single use, Septoject XL 0.4mm x42mm /Dental syringe needle, single use | EURODENTA | 2024-02-26T00:00:00.000+01:00 | SEPTODONT 58 rue du Pont de Creteil 94107 SAINT MAUR DES FOSSES CEDEX FRANCE | 334S/0.3x09, 334S/0.3x16, 334S/0.3x25, 334S/0.4x09, 334S/0.4x16, 334S/0.4x25, 335SS/0.3x10, 335SS/0.3x12, 335SS/0.3x16, 335SS/0.3x21, 335SS/0.3x23, 335SS/0.3x25, 335SS/0.4x08, 335SS/0.4x16, 335SS/0.4x21, 335SS/0.4x25, 335SS/0.4x30, 335SS/0.4x35, 335SS/0.4x42 | Klasa IIa | Age per shiringa dentare, nje perdorimeshe | Pajisje dentare
15901 | Rechargiable Li-Ion Battery Pack | Health & Light | 2024-02-27T00:00:00.000+01:00 | Philips Goldway (Shenzhen) Industrial Inc; No. 2 Keji North 3rd Road, Nanshan District, 518057 Shenzhen, PR of Chinan | 989803206451 | Klasa I | Modul Baterie | Tjeter
16061 | API STAPH 20500 | LABOPHARMA SHPK | 2024-02-27T00:00:00.000+01:00 | Biomerieux SA 376 Chemin de l'Orme 69280 Marcy-l'Etoile France | 20500 | In vitro | Jane reagente qe perdoren per identifikimin dhe kultivimin e stafilokokut ne mostrat per analize. | Pajisje te diagnostifikimit in vitro
15984 | ZYM B 70493 | LABOPHARMA SHPK | 2024-02-27T00:00:00.000+01:00 | Biomerieux SA 376 Chemin de l'Orme 69280 Marcy-l'Etoile France | 70493 | In vitro | Jane reagente qe perdoren per identifikimin dhe kultivimin e stafilokokut ne mostrat per analize. | Pajisje te diagnostifikimit in vitro
16036 | ZYM A 70494 | LABOPHARMA SHPK | 2024-02-27T00:00:00.000+01:00 | Biomerieux SA 376 Chemin de l'Orme 69280 Marcy-l'Etoile France | 70494 | In vitro | Jane reagente qe perdoren per identifikimin dhe kultivimin e stafilokokut ne mostrat per analize. | Pajisje te diagnostifikimit in vitro
15902 | Thermoplastic Mask | O.E.S DISTRIMED | 2024-02-26T00:00:00.000+01:00 | Guangdong Meicen Medical Equipment Co.,Ltd Building 5,Wanyang Innovation Park,No.82 Xiaotang Industrial Avenue,Shishan Town,Nanhai district,Foshan China | n/a | Klasa I | Maske per perdorim nga pacientet gjate radioterapise | Pajisje nje perdorimeshe
15925 | Mortuary Freezer/RD-2, Simple Mortuary Trolley (accessory)/RD-1552 | T R I M E D | 2024-02-28T00:00:00.000+01:00 | Shenyang Roundfin Technology Co.,Ltd, 11 Floor, Chuangke Building A, No. 12 Qixing Street, Shenbei Dist., Shenyang China | Mortuary Freezer/RD-2, Simple Mortuary Trolley (accessory)/RD-1552 | Klasa I | Mortuary Freezer është pajisje mjekësore që krijon një mjedis të përshtatshëm për ruajtjen e trupave të njerëzve të pajetë., Simple Mortuary Trolley është pajisje aksesor që përdoret për me frigorifer mortor për ruajtjen e trupave të vdekur. | Tjeter
16037 | Heated Patch - BODY WARMER PATCH | DELTA PHARMA - AL | 2024-02-27T00:00:00.000+01:00 | WOOSHIN LABOTTACH CO., LTD. 1907 Daerung P-Tower 1, Digital-ro 288, Guro-Gu Seoul, 08390, South Korea. | Heated Patch - BODY WARMER PATCH | Klasa IIa | Pajisja vepron duke nxehur zonën dhe mekanizmi i veprimit bazohet në shkëmbimin e energjisë me trupin. Pajisja në formën e patch përdoret për të lehtësuar dhimbjet menstruale. Termoterapia ndihmon në relaksimin e muskujve duke çliruar kështu dhimbjet, ndrydhjet dhe krampet menstruale. Efekti zgjat për 8 orë, duke siguruar një temperaturë maksimale prej 50-60 gradë. Efekti gjenerohet nga oksidimi i | Tjeter
16038 | RADIFOCUS Glidewire Advantage | BIOMETRIC ALBANIA | 2024-02-26T00:00:00.000+01:00 | TERUMO CORPORATION - Adresa: 44-1, 2-chome, Hatagaya, Shibuya-ku, Tokyo 151-0072, Japan | RA*CA35185CM, RA*CA35265CM, RA*CS35185CM, RA*CS35265CM, RA*FA18181CM, RA*FA18301CM, RA*FS18301CM, RA*FA14181CM, RA*FA14301CM, RA*FS14301CM | Klasa IIa | RADIFOCUS Glidewire Advantage perdoret per te drejtuar nje kateter ne vendndodhjen e deshiruar anatomike gjate procedurave diagnostikuese ose intervenuese, me perjashtim te zemres ose sistemit qendror te qarkullimit te gjakut. | Produkte per institucione te kujdesit shendetesor
16072 | Resin-Based Restorative Materials - Filtek™ Z250 Universal Restorative | Diamant Plus | 2024-02-28T00:00:00.000+01:00 | 3M ESPE Dental Products - 2510 Conway Avenue, St. Paul Minnesota 55144-1000, USA | n/a | Klasa IIa | Cement dentar per mbushje | Pajisje dentare